## Ex Post Impacts
TABLE 1: Menu Options |  | TABLE 2: Event Day Information
Date | Average Two Hour Event Day‡ | Event Start | 14:00 | Hour Ending | Load w/ DR | Load w/o DR | Impact | Impact | Avg. Temp | Uncertainty Adjusted Impact - Percentiles
Result Type | Aggregate | Event End | 16:00
Cycling Option | All | Average Temp. for Event Window | 88.7648 |  | (MW) | (MW) | (MW) | (%) | (°F) | 10th | 30th | 50th | 70th | 90th
Enrolled Premises | 22928 | Load Reduction for Event Window | 16.4747 | 1 | 21.2098 | 21.4722 | 0.26238 | 1.222% | 69.8456 | -0.57605 | -0.080699 | 0.26238 | 0.60545 | 1.1008
‡Event on 8/10/2012 does not contain common hours 2-4 PM |  | % Load Reduction for Event Window | 32.74% | 2 | 18.4737 | 18.711 | 0.23724 | 1.268% | 69.469 | -0.50297 | -0.065645 | 0.23724 | 0.54013 | 0.97746
†PTR Event from 11AM to 6PM |  |  |  | 3 | 16.7826 | 17.1067 | 0.32403 | 1.894% | 68.7775 | -0.3448 | 0.050349 | 0.32403 | 0.59771 | 0.99286
*Saturday Event |  |  |  | 4 | 15.8183 | 16.0005 | 0.18223 | 1.139% | 68.0131 | -0.42331 | -0.065554 | 0.18223 | 0.43 | 0.78776
|  |  |  | 5 | 15.4962 | 15.3819 | -0.11425 | -0.7428% | 67.5742 | -0.6826 | -0.34681 | -0.11425 | 0.11831 | 0.4541
|  |  |  | 6 | 16.4066 | 16.5479 | 0.14125 | 0.8536% | 67.2743 | -0.45414 | -0.10237 | 0.14126 | 0.38489 | 0.73665
|  |  |  | 7 | 18.9905 | 19.0908 | 0.10021 | 0.5249% | 67.7342 | -0.54166 | -0.16244 | 0.10021 | 0.36286 | 0.74208
|  |  |  | 8 | 20.2038 | 20.392 | 0.18824 | 0.9231% | 72.5434 | -0.53629 | -0.10823 | 0.18824 | 0.48471 | 0.91276
|  |  |  | 9 | 21.6569 | 21.4457 | -0.21123 | -0.985% | 78.1883 | -1.0832 | -0.56804 | -0.21123 | 0.14558 | 0.66076
|  |  |  | 10 | 23.6393 | 23.7971 | 0.15789 | 0.6635% | 84.0953 | -0.94557 | -0.29364 | 0.15788 | 0.60941 | 1.2613
|  |  |  | 11 | 27.1263 | 27.4725 | 0.34622 | 1.26% | 86.6813 | -0.98973 | -0.20044 | 0.34621 | 0.89287 | 1.6822
|  |  |  | 12 | 32.4472 | 32.722 | 0.27476 | 0.8397% | 89.2774 | -1.2998 | -0.36953 | 0.27476 | 0.91906 | 1.8493
|  |  |  | 13 | 36.5839 | 38.5439 | 1.96 | 5.085% | 89.3171 | 0.24248 | 1.2572 | 1.96 | 2.6627 | 3.6775
|  |  |  | 14 | 34.6215 | 43.9097 | 9.2883 | 21.15% | 89.3195 | 7.5704 | 8.5853 | 9.2883 | 9.9912 | 11.0061
|  |  |  | 15 | 33.0351 | 48.2507 | 15.2156 | 31.53% | 89.3089 | 13.5167 | 14.5204 | 15.2156 | 15.9108 | 16.9145 | 89.3089
|  |  |  | 16 | 34.657 | 52.3908 | 17.7337 | 33.85% | 88.2207 | 16.0161 | 17.0309 | 17.7337 | 18.4366 | 19.4514 | 88.2207
|  |  |  | 17 | 39.6554 | 55.2275 | 15.5721 | 28.2% | 86.5997 | 13.8008 | 14.8473 | 15.5721 | 16.2969 | 17.3434
|  |  |  | 18 | 52.8964 | 57.479 | 4.5826 | 7.973% | 83.5243 | 2.6201 | 3.7796 | 4.5826 | 5.3856 | 6.5451
|  |  |  | 19 | 61.438 | 56.323 | -5.1149 | -9.081% | 79.4553 | -7.1153 | -5.9335 | -5.1149 | -4.2964 | -3.1146
|  |  |  | 20 | 59.1023 | 52.8055 | -6.2967 | -11.92% | 76.5369 | -8.1457 | -7.0533 | -6.2967 | -5.5402 | -4.4478
|  |  |  | 21 | 54.9423 | 49.769 | -5.1734 | -10.39% | 74.4459 | -6.8797 | -5.8716 | -5.1734 | -4.4751 | -3.467
|  |  |  | 22 | 47.3234 | 44.0167 | -3.3067 | -7.512% | 73.5103 | -4.8355 | -3.9323 | -3.3067 | -2.6812 | -1.7779
|  |  |  | 23 | 38.7828 | 36.6012 | -2.1816 | -5.961% | 72.4878 | -3.5266 | -2.732 | -2.1816 | -1.6313 | -0.83665
|  |  |  | 24 | 30.606 | 28.915 | -1.691 | -5.848% | 71.4364 | -2.8317 | -2.1578 | -1.691 | -1.2243 | -0.55034
Control Load | Raw

## Lookup
date | hour | category | cycle | concat | treat | cntrl | cntrl_adj | treattemp | p10 | p30 | p50 | p70 | p90 | p10adj | p30adj | p50adj | p70adj | p90adj
2012-10-01 | 1 | Aggregate | 100% Cycling | 411831Aggregate100% Cycling | 9.4828 | 10.061 | 9.5616 | 66.1499 | -0.28051 | 0.22682 | 0.57819 | 0.92957 | 1.4369 | -0.77984 | -0.27251 | 0.078865 | 0.43024 | 0.93757
2012-10-01 | 1 | Aggregate | 50% Cycling | 411831Aggregate50% Cycling | 9.8557 | 9.1117 | 9.9695 | 65.9907 | -1.6752 | -1.125 | -0.744 | -0.36296 | 0.18719 | -0.81733 | -0.26717 | 0.11386 | 0.4949 | 1.0451
2012-10-01 | 1 | Aggregate | All | 411831AggregateAll | 19.3531 | 19.1758 | 19.5462 | 66.075 | -1.9689 | -0.91038 | -0.17728 | 0.55582 | 1.6143 | -1.5984 | -0.53996 | 0.19314 | 0.92624 | 1.9847
2012-10-01 | 1 | Average Per Device | 100% Cycling | 411831Average Per Device100% Cycling | 0.65397 | 0.69385 | 0.65941 | 66.1499 | -0.030224 | 0.011191 | 0.039875 | 0.068558 | 0.10997 | -0.064659 | -0.023245 | 0.0054389 | 0.034123 | 0.075537
2012-10-01 | 1 | Average Per Device | 50% Cycling | 411831Average Per Device50% Cycling | 0.79225 | 0.73245 | 0.80141 | 65.9907 | -0.14701 | -0.095491 | -0.059807 | -0.024123 | 0.0274 | -0.078054 | -0.026531 | 0.0091529 | 0.044837 | 0.096359
2012-10-01 | 1 | Average Per Device | All | 411831Average Per DeviceAll | 0.71896 | 0.71199 | 0.72615 | 66.075 | -0.085115 | -0.038949 | -0.0069756 | 0.024998 | 0.071164 | -0.070955 | -0.024789 | 0.0071845 | 0.039158 | 0.085324
2012-10-01 | 1 | Average Per Premise | 100% Cycling | 411831Average Per Premise100% Cycling | 0.7741 | 0.8213 | 0.78054 | 66.1499 | -0.022899 | 0.018516 | 0.047199 | 0.075883 | 0.1173 | -0.06366 | -0.022246 | 0.006438 | 0.035122 | 0.076536
2012-10-01 | 1 | Average Per Premise | 50% Cycling | 411831Average Per Premise50% Cycling | 0.92299 | 0.85331 | 0.93365 | 65.9907 | -0.15688 | -0.10536 | -0.069676 | -0.033992 | 0.017531 | -0.076543 | -0.025021 | 0.010663 | 0.046347 | 0.09787
2012-10-01 | 1 | Average Per Premise | All | 411831Average Per PremiseAll | 0.84408 | 0.83635 | 0.8525 | 66.075 | -0.085871 | -0.039706 | -0.007732 | 0.024242 | 0.070407 | -0.069715 | -0.02355 | 0.0084239 | 0.040398 | 0.086563
2012-10-01 | 1 | Average Per Ton | 100% Cycling | 411831Average Per Ton100% Cycling | 0.18084 | 0.19187 | 0.18235 | 66.1499 | -0.059072 | -0.017657 | 0.011027 | 0.03971 | 0.081125 | -0.068594 | -0.02718 | 0.001504 | 0.030188 | 0.071602
2012-10-01 | 1 | Average Per Ton | 50% Cycling | 411831Average Per Ton50% Cycling | 0.22825 | 0.21102 | 0.23089 | 65.9907 | -0.10444 | -0.052915 | -0.01723 | 0.018454 | 0.069976 | -0.08457 | -0.033047 | 0.002637 | 0.038321 | 0.089844
2012-10-01 | 1 | Average Per Ton | All | 411831Average Per TonAll | 0.20312 | 0.20087 | 0.20516 | 66.075 | -0.080393 | -0.034228 | -0.0022542 | 0.02972 | 0.075885 | -0.076103 | -0.029937 | 0.0020365 | 0.03401 | 0.080176
2012-10-01 | 2 | Aggregate | 100% Cycling | 411832Aggregate100% Cycling | 8.5267 | 8.5896 | 8.1633 | 67.0654 | -0.69213 | -0.24606 | 0.062883 | 0.37183 | 0.81789 | -1.1184 | -0.67236 | -0.36342 | -0.054477 | 0.39159
2012-10-01 | 2 | Aggregate | 50% Cycling | 411832Aggregate50% Cycling | 8.5305 | 7.8472 | 8.586 | 66.7741 | -1.499 | -1.0171 | -0.68338 | -0.34965 | 0.13221 | -0.76017 | -0.27831 | 0.055425 | 0.38916 | 0.87102
2012-10-01 | 2 | Aggregate | All | 411832AggregateAll | 17.0674 | 16.4401 | 16.7628 | 66.9285 | -2.1993 | -1.2706 | -0.62729 | 0.015985 | 0.94477 | -1.8766 | -0.94785 | -0.30457 | 0.3387 | 1.2675
2012-10-01 | 2 | Average Per Device | 100% Cycling | 411832Average Per Device100% Cycling | 0.58804 | 0.59238 | 0.56298 | 67.0654 | -0.057297 | -0.020883 | 0.0043367 | 0.029556 | 0.06597 | -0.086696 | -0.050283 | -0.025063 | 0.0001568 | 0.03657
2012-10-01 | 2 | Average Per Device | 50% Cycling | 411832Average Per Device50% Cycling | 0.68573 | 0.6308 | 0.69019 | 66.7741 | -0.13132 | -0.086189 | -0.054934 | -0.02368 | 0.021447 | -0.071926 | -0.026799 | 0.0044553 | 0.03571 | 0.080836
2012-10-01 | 2 | Average Per Device | All | 411832Average Per DeviceAll | 0.63395 | 0.61043 | 0.62277 | 66.9285 | -0.092085 | -0.051577 | -0.023521 | 0.0045356 | 0.045044 | -0.079754 | -0.039246 | -0.011189 | 0.016867 | 0.057375
2012-10-01 | 2 | Average Per Premise | 100% Cycling | 411832Average Per Premise100% Cycling | 0.69606 | 0.70119 | 0.66639 | 67.0654 | -0.0565 | -0.020087 | 0.0051333 | 0.030353 | 0.066767 | -0.0913 | -0.054887 | -0.029667 | -0.0044471 | 0.031966
2012-10-01 | 2 | Average Per Premise | 50% Cycling | 411832Average Per Premise50% Cycling | 0.79889 | 0.73489 | 0.80408 | 66.7741 | -0.14038 | -0.095254 | -0.063999 | -0.032745 | 0.012382 | -0.071191 | -0.026064 | 0.0051906 | 0.036445 | 0.081572
2012-10-01 | 2 | Average Per Premise | All | 411832Average Per PremiseAll | 0.74439 | 0.71703 | 0.73111 | 66.9285 | -0.095924 | -0.055415 | -0.027359 | 0.0006972 | 0.041206 | -0.081849 | -0.04134 | -0.013284 | 0.014772 | 0.055281
2012-10-01 | 2 | Average Per Ton | 100% Cycling | 411832Average Per Ton100% Cycling | 0.16261 | 0.16381 | 0.15568 | 67.0654 | -0.060434 | -0.024021 | 0.0011992 | 0.026419 | 0.062833 | -0.068564 | -0.032151 | -0.0069308 | 0.018289 | 0.054703
2012-10-01 | 2 | Average Per Ton | 50% Cycling | 411832Average Per Ton50% Cycling | 0.19756 | 0.18173 | 0.19884 | 66.7741 | -0.092208 | -0.047081 | -0.015827 | 0.015428 | 0.060554 | -0.075097 | -0.029971 | 0.0012836 | 0.032538 | 0.077665
2012-10-01 | 2 | Average Per Ton | All | 411832Average Per TonAll | 0.17904 | 0.17223 | 0.17597 | 66.9285 | -0.075368 | -0.034859 | -0.0068029 | 0.021253 | 0.061762 | -0.071635 | -0.031126 | -0.00307 | 0.024986 | 0.065495
2012-10-01 | 3 | Aggregate | 100% Cycling | 411833Aggregate100% Cycling | 7.7857 | 8.1888 | 7.7824 | 66.5667 | -0.35079 | 0.094599 | 0.40307 | 0.71154 | 1.1569 | -0.7572 | -0.31181 | -0.0033397 | 0.30513 | 0.75052
2012-10-01 | 3 | Aggregate | 50% Cycling | 411833Aggregate50% Cycling | 7.3916 | 7.1504 | 7.8236 | 66.1711 | -0.87804 | -0.50182 | -0.24124 | 0.019332 | 0.39556 | -0.20484 | 0.17139 | 0.43196 | 0.69254 | 1.0688
2012-10-01 | 3 | Aggregate | All | 411833AggregateAll | 15.1829 | 15.3392 | 15.6155 | 66.3807 | -1.2341 | -0.41259 | 0.15638 | 0.72535 | 1.5469 | -0.95785 | -0.13635 | 0.43262 | 1.0016 | 1.8231
2012-10-01 | 3 | Average Per Device | 100% Cycling | 411833Average Per Device100% Cycling | 0.53694 | 0.56473 | 0.5367 | 66.5667 | -0.033742 | 0.0026161 | 0.027797 | 0.052979 | 0.089337 | -0.06177 | -0.025412 | -0.0002304 | 0.024951 | 0.061309
2012-10-01 | 3 | Average Per Device | 50% Cycling | 411833Average Per Device50% Cycling | 0.59418 | 0.57478 | 0.6289 | 66.1711 | -0.079029 | -0.043795 | -0.019392 | 0.0050106 | 0.040245 | -0.024913 | 0.01032 | 0.034723 | 0.059126 | 0.09436
2012-10-01 | 3 | Average Per Device | All | 411833Average Per DeviceAll | 0.56384 | 0.56946 | 0.58004 | 66.3807 | -0.055027 | -0.019197 | 0.0056182 | 0.030434 | 0.066263 | -0.044447 | -0.0086176 | 0.016198 | 0.041013 | 0.076843
2012-10-01 | 3 | Average Per Premise | 100% Cycling | 411833Average Per Premise100% Cycling | 0.63557 | 0.66847 | 0.63529 | 66.5667 | -0.028636 | 0.0077224 | 0.032904 | 0.058085 | 0.094443 | -0.061812 | -0.025454 | -0.0002726 | 0.024909 | 0.061267
2012-10-01 | 3 | Average Per Premise | 50% Cycling | 411833Average Per Premise50% Cycling | 0.69223 | 0.66963 | 0.73268 | 66.1711 | -0.082229 | -0.046995 | -0.022592 | 0.0018105 | 0.037044 | -0.019183 | 0.01605 | 0.040453 | 0.064856 | 0.10009
2012-10-01 | 3 | Average Per Premise | All | 411833Average Per PremiseAll | 0.6622 | 0.66902 | 0.68107 | 66.3807 | -0.053825 | -0.017995 | 0.0068205 | 0.031636 | 0.067466 | -0.041777 | -0.0059469 | 0.018869 | 0.043684 | 0.079514
2012-10-01 | 3 | Average Per Ton | 100% Cycling | 411833Average Per Ton100% Cycling | 0.14848 | 0.15617 | 0.14842 | 66.5667 | -0.053852 | -0.017494 | 0.0076869 | 0.032868 | 0.069226 | -0.061603 | -0.025245 | -6.37e-05 | 0.025118 | 0.061476
2012-10-01 | 3 | Average Per Ton | 50% Cycling | 411833Average Per Ton50% Cycling | 0.17118 | 0.1656 | 0.18119 | 66.1711 | -0.065224 | -0.02999 | -0.005587 | 0.018816 | 0.05405 | -0.049633 | -0.014399 | 0.010004 | 0.034407 | 0.069641
2012-10-01 | 3 | Average Per Ton | All | 411833Average Per TonAll | 0.15915 | 0.1606 | 0.16382 | 66.3807 | -0.059197 | -0.023367 | 0.0014482 | 0.026264 | 0.062093 | -0.055977 | -0.020147 | 0.0046681 | 0.029484 | 0.065313
2012-10-01 | 4 | Aggregate | 100% Cycling | 411834Aggregate100% Cycling | 7.5291 | 7.3752 | 7.0092 | 65.5931 | -0.77276 | -0.40715 | -0.15393 | 0.099292 | 0.4649 | -1.1388 | -0.77318 | -0.51996 | -0.26674 | 0.098869
2012-10-01 | 4 | Aggregate | 50% Cycling | 411834Aggregate50% Cycling | 6.8963 | 6.7632 | 7.3999 | 65.3209 | -0.74414 | -0.38314 | -0.13312 | 0.11691 | 0.4779 | -0.10739 | 0.2536 | 0.50363 | 0.75365 | 1.1147
2012-10-01 | 4 | Aggregate | All | 411834AggregateAll | 14.4285 | 14.1414 | 14.4209 | 65.4652 | -1.5176 | -0.79055 | -0.28704 | 0.21648 | 0.94347 | -1.2381 | -0.51105 | -0.0075379 | 0.49598 | 1.223
2012-10-01 | 4 | Average Per Device | 100% Cycling | 411834Average Per Device100% Cycling | 0.51924 | 0.50863 | 0.48338 | 65.5931 | -0.061132 | -0.031287 | -0.010616 | 0.010056 | 0.039901 | -0.086376 | -0.05653 | -0.035859 | -0.015188 | 0.014658
2012-10-01 | 4 | Average Per Device | 50% Cycling | 411834Average Per Device50% Cycling | 0.55436 | 0.54366 | 0.59484 | 65.3209 | -0.067923 | -0.034116 | -0.010701 | 0.012714 | 0.046522 | -0.016738 | 0.01707 | 0.040484 | 0.063899 | 0.097707
2012-10-01 | 4 | Average Per Device | All | 411834Average Per DeviceAll | 0.53575 | 0.52509 | 0.53577 | 65.4652 | -0.064324 | -0.032616 | -0.010656 | 0.011305 | 0.043013 | -0.053646 | -0.021938 | 2.25e-05 | 0.021983 | 0.053691
2012-10-01 | 4 | Average Per Premise | 100% Cycling | 411834Average Per Premise100% Cycling | 0.61462 | 0.60206 | 0.57218 | 65.5931 | -0.063083 | -0.033237 | -0.012566 | 0.0081054 | 0.037951 | -0.092963 | -0.063117 | -0.042446 | -0.021775 | 0.0080709
2012-10-01 | 4 | Average Per Premise | 50% Cycling | 411834Average Per Premise50% Cycling | 0.64584 | 0.63337 | 0.693 | 65.3209 | -0.069689 | -0.035882 | -0.012467 | 0.010948 | 0.044756 | -0.010057 | 0.02375 | 0.047165 | 0.07058 | 0.10439
2012-10-01 | 4 | Average Per Premise | All | 411834Average Per PremiseAll | 0.6293 | 0.61678 | 0.62897 | 65.4652 | -0.066188 | -0.03448 | -0.012519 | 0.0094416 | 0.041149 | -0.053997 | -0.02229 | -0.0003288 | 0.021632 | 0.05334
2012-10-01 | 4 | Average Per Ton | 100% Cycling | 411834Average Per Ton100% Cycling | 0.14359 | 0.14065 | 0.13367 | 65.5931 | -0.053453 | -0.023607 | -0.0029356 | 0.017736 | 0.047581 | -0.060433 | -0.030587 | -0.0099162 | 0.010755 | 0.040601
2012-10-01 | 4 | Average Per Ton | 50% Cycling | 411834Average Per Ton50% Cycling | 0.15971 | 0.15663 | 0.17138 | 65.3209 | -0.060305 | -0.026498 | -0.0030829 | 0.020332 | 0.05414 | -0.045559 | -0.011751 | 0.011664 | 0.035079 | 0.068886
2012-10-01 | 4 | Average Per Ton | All | 411834Average Per TonAll | 0.15117 | 0.14816 | 0.15139 | 65.4652 | -0.056673 | -0.024966 | -0.0030048 | 0.018956 | 0.050664 | -0.053442 | -0.021734 | 0.0002263 | 0.022187 | 0.053895
2012-10-01 | 5 | Aggregate | 100% Cycling | 411835Aggregate100% Cycling | 7.5178 | 7.2731 | 6.9122 | 63.8374 | -0.82752 | -0.4832 | -0.24471 | -0.006233 | 0.3381 | -1.1885 | -0.84416 | -0.60568 | -0.3672 | -0.022871
2012-10-01 | 5 | Aggregate | 50% Cycling | 411835Aggregate50% Cycling | 6.8183 | 6.6881 | 7.3178 | 63.6059 | -0.72713 | -0.37442 | -0.13013 | 0.11416 | 0.46688 | -0.097447 | 0.25527 | 0.49956 | 0.74385 | 1.0966
2012-10-01 | 5 | Aggregate | All | 411835AggregateAll | 14.3386 | 13.9645 | 14.2419 | 63.7286 | -1.5547 | -0.85718 | -0.37408 | 0.10903 | 0.80656 | -1.2773 | -0.57978 | -0.096677 | 0.38643 | 1.084
2012-10-01 | 5 | Average Per Device | 100% Cycling | 411835Average Per Device100% Cycling | 0.51846 | 0.50159 | 0.47669 | 63.8374 | -0.064453 | -0.036344 | -0.016877 | 0.0025913 | 0.0307 | -0.089347 | -0.061238 | -0.04177 | -0.022303 | 0.0058059
2012-10-01 | 5 | Average Per Device | 50% Cycling | 411835Average Per Device50% Cycling | 0.54809 | 0.53763 | 0.58825 | 63.6059 | -0.06637 | -0.033338 | -0.01046 | 0.012417 | 0.045449 | -0.015753 | 0.017279 | 0.040157 | 0.063035 | 0.096067
2012-10-01 | 5 | Average Per Device | All | 411835Average Per DeviceAll | 0.53239 | 0.51853 | 0.52912 | 63.7286 | -0.065354 | -0.034932 | -0.013861 | 0.0072095 | 0.037632 | -0.054758 | -0.024335 | -0.0032644 | 0.017806 | 0.048229
2012-10-01 | 5 | Average Per Premise | 100% Cycling | 411835Average Per Premise100% Cycling | 0.6137 | 0.59372 | 0.56426 | 63.8374 | -0.067553 | -0.039445 | -0.019977 | -0.0005088 | 0.0276 | -0.09702 | -0.068911 | -0.049443 | -0.029975 | -0.001867
2012-10-01 | 5 | Average Per Premise | 50% Cycling | 411835Average Per Premise50% Cycling | 0.63854 | 0.62635 | 0.68532 | 63.6059 | -0.068097 | -0.035064 | -0.012187 | 0.010691 | 0.043723 | -0.009126 | 0.023906 | 0.046784 | 0.069662 | 0.10269
2012-10-01 | 5 | Average Per Premise | All | 411835Average Per PremiseAll | 0.62537 | 0.60906 | 0.62116 | 63.7286 | -0.067808 | -0.037386 | -0.016315 | 0.0047552 | 0.035178 | -0.05571 | -0.025287 | -0.0042166 | 0.016854 | 0.047276
2012-10-01 | 5 | Average Per Ton | 100% Cycling | 411835Average Per Ton100% Cycling | 0.14337 | 0.1387 | 0.13182 | 63.8374 | -0.052243 | -0.024135 | -0.0046669 | 0.014801 | 0.042909 | -0.059127 | -0.031019 | -0.011551 | 0.007917 | 0.036026
2012-10-01 | 5 | Average Per Ton | 50% Cycling | 411835Average Per Ton50% Cycling | 0.15791 | 0.15489 | 0.16947 | 63.6059 | -0.058923 | -0.025892 | -0.0030137 | 0.019864 | 0.052896 | -0.04434 | -0.011309 | 0.011569 | 0.034447 | 0.067479
2012-10-01 | 5 | Average Per Ton | All | 411835Average Per TonAll | 0.1502 | 0.14631 | 0.14952 | 63.7286 | -0.055383 | -0.02496 | -0.0038899 | 0.017181 | 0.047603 | -0.052178 | -0.021755 | -0.0006844 | 0.020386 | 0.050809
2012-10-01 | 6 | Aggregate | 100% Cycling | 411836Aggregate100% Cycling | 7.8157 | 7.9565 | 7.5616 | 63.8351 | -0.49954 | -0.12127 | 0.14072 | 0.40271 | 0.78098 | -0.89442 | -0.51615 | -0.25416 | 0.0078253 | 0.38609
2012-10-01 | 6 | Aggregate | 50% Cycling | 411836Aggregate50% Cycling | 7.4286 | 7.3986 | 8.0951 | 63.6026 | -0.6855 | -0.29824 | -0.030018 | 0.2382 | 0.62547 | 0.011071 | 0.39834 | 0.66655 | 0.93477 | 1.322
2012-10-01 | 6 | Aggregate | All | 411836AggregateAll | 15.25 | 15.3593 | 15.6705 | 63.7259 | -1.1873 | -0.42128 | 0.1093 | 0.63987 | 1.4059 | -0.87608 | -0.11002 | 0.42056 | 0.95113 | 1.7172
2012-10-01 | 6 | Average Per Device | 100% Cycling | 411836Average Per Device100% Cycling | 0.53901 | 0.54871 | 0.52148 | 63.8351 | -0.042561 | -0.011682 | 0.0097046 | 0.031091 | 0.06197 | -0.069794 | -0.038915 | -0.017528 | 0.0038586 | 0.034738
2012-10-01 | 6 | Average Per Device | 50% Cycling | 411836Average Per Device50% Cycling | 0.59715 | 0.59474 | 0.65073 | 63.6026 | -0.063799 | -0.027532 | -0.002413 | 0.022706 | 0.058973 | -0.0078051 | 0.028463 | 0.053581 | 0.0787 | 0.11497
2012-10-01 | 6 | Average Per Device | All | 411836Average Per DeviceAll | 0.56633 | 0.57034 | 0.58223 | 63.7259 | -0.052543 | -0.019131 | 0.0040093 | 0.02715 | 0.060562 | -0.040659 | -0.0072475 | 0.015893 | 0.039034 | 0.072446
2012-10-01 | 6 | Average Per Premise | 100% Cycling | 411836Average Per Premise100% Cycling | 0.63802 | 0.64951 | 0.61727 | 63.8351 | -0.040779 | -0.0098995 | 0.011487 | 0.032874 | 0.063753 | -0.073014 | -0.042135 | -0.020748 | 0.0006388 | 0.031518
2012-10-01 | 6 | Average Per Premise | 50% Cycling | 411836Average Per Premise50% Cycling | 0.69569 | 0.69288 | 0.75811 | 63.6026 | -0.064198 | -0.02793 | -0.0028112 | 0.022308 | 0.058575 | 0.0010368 | 0.037304 | 0.062423 | 0.087542 | 0.12381
2012-10-01 | 6 | Average Per Premise | All | 411836Average Per PremiseAll | 0.66512 | 0.66989 | 0.68347 | 63.7259 | -0.051785 | -0.018374 | 0.004767 | 0.027908 | 0.061319 | -0.03821 | -0.0047984 | 0.018342 | 0.041483 | 0.074895
2012-10-01 | 6 | Average Per Ton | 100% Cycling | 411836Average Per Ton100% Cycling | 0.14905 | 0.15174 | 0.14421 | 63.8351 | -0.049582 | -0.018703 | 0.0026836 | 0.02407 | 0.054949 | -0.057113 | -0.026234 | -0.0048471 | 0.01654 | 0.047419
2012-10-01 | 6 | Average Per Ton | 50% Cycling | 411836Average Per Ton50% Cycling | 0.17204 | 0.17134 | 0.18748 | 63.6026 | -0.062081 | -0.025814 | -0.0006952 | 0.024424 | 0.060691 | -0.045949 | -0.009682 | 0.015437 | 0.040556 | 0.076823
2012-10-01 | 6 | Average Per Ton | All | 411836Average Per TonAll | 0.15986 | 0.16095 | 0.16454 | 63.7259 | -0.055457 | -0.022045 | 0.0010956 | 0.024236 | 0.057648 | -0.051866 | -0.018454 | 0.0046863 | 0.027827 | 0.061239
2012-10-01 | 7 | Aggregate | 100% Cycling | 411837Aggregate100% Cycling | 10.0002 | 9.1059 | 8.654 | 63.5333 | -1.6148 | -1.1891 | -0.89431 | -0.59948 | -0.17381 | -2.0667 | -1.6411 | -1.3462 | -1.0514 | -0.62574
2012-10-01 | 7 | Aggregate | 50% Cycling | 411837Aggregate50% Cycling | 9.2799 | 9.2019 | 10.0683 | 63.0624 | -0.92684 | -0.42533 | -0.077985 | 0.26936 | 0.77088 | -0.060488 | 0.44103 | 0.78837 | 1.1357 | 1.6372
2012-10-01 | 7 | Aggregate | All | 411837AggregateAll | 19.2853 | 18.3194 | 18.7454 | 63.312 | -2.5372 | -1.6088 | -0.96584 | -0.32284 | 0.60555 | -2.1112 | -1.1828 | -0.53983 | 0.10317 | 1.0316
2012-10-01 | 7 | Average Per Device | 100% Cycling | 411837Average Per Device100% Cycling | 0.68966 | 0.62798 | 0.59681 | 63.5333 | -0.12049 | -0.085742 | -0.061675 | -0.037608 | -0.0028591 | -0.15166 | -0.11691 | -0.092842 | -0.068775 | -0.034026
2012-10-01 | 7 | Average Per Device | 50% Cycling | 411837Average Per Device50% Cycling | 0.74597 | 0.7397 | 0.80934 | 63.0624 | -0.085765 | -0.038798 | -0.0062688 | 0.02626 | 0.073227 | -0.016123 | 0.030845 | 0.063374 | 0.095903 | 0.14287
2012-10-01 | 7 | Average Per Device | All | 411837Average Per DeviceAll | 0.71612 | 0.68049 | 0.6967 | 63.312 | -0.10417 | -0.063678 | -0.035634 | -0.0075899 | 0.032902 | -0.087956 | -0.047465 | -0.019421 | 0.0086236 | 0.049115
2012-10-01 | 7 | Average Per Premise | 100% Cycling | 411837Average Per Premise100% Cycling | 0.81634 | 0.74334 | 0.70645 | 63.5333 | -0.13182 | -0.097072 | -0.073004 | -0.048938 | -0.014188 | -0.16871 | -0.13396 | -0.1099 | -0.08583 | -0.051081
2012-10-01 | 7 | Average Per Premise | 50% Cycling | 411837Average Per Premise50% Cycling | 0.86907 | 0.86176 | 0.9429 | 63.0624 | -0.0868 | -0.039832 | -0.0073033 | 0.025226 | 0.072193 | -0.0056647 | 0.041302 | 0.073831 | 0.10636 | 0.15333
2012-10-01 | 7 | Average Per Premise | All | 411837Average Per PremiseAll | 0.84112 | 0.799 | 0.81758 | 63.312 | -0.11066 | -0.070169 | -0.042125 | -0.014081 | 0.026411 | -0.09208 | -0.051589 | -0.023544 | 0.0044998 | 0.044991
2012-10-01 | 7 | Average Per Ton | 100% Cycling | 411837Average Per Ton100% Cycling | 0.19071 | 0.17366 | 0.16504 | 63.5333 | -0.075871 | -0.041122 | -0.017055 | 0.0070118 | 0.041761 | -0.08449 | -0.049741 | -0.025674 | -0.0016068 | 0.033142
2012-10-01 | 7 | Average Per Ton | 50% Cycling | 411837Average Per Ton50% Cycling | 0.21491 | 0.21311 | 0.23317 | 63.0624 | -0.081302 | -0.034335 | -0.0018061 | 0.030723 | 0.07769 | -0.061238 | -0.014271 | 0.018258 | 0.050787 | 0.097754
2012-10-01 | 7 | Average Per Ton | All | 411837Average Per TonAll | 0.20209 | 0.1922 | 0.19706 | 63.312 | -0.078424 | -0.037932 | -0.0098881 | 0.018156 | 0.058648 | -0.073562 | -0.03307 | -0.0050259 | 0.023018 | 0.06351
2012-10-01 | 8 | Aggregate | 100% Cycling | 411838Aggregate100% Cycling | 10.4192 | 9.1985 | 8.742 | 70.529 | -2.0844 | -1.5741 | -1.2207 | -0.86735 | -0.35711 | -2.5409 | -2.0307 | -1.6773 | -1.3239 | -0.81363
2012-10-01 | 8 | Aggregate | 50% Cycling | 411838Aggregate50% Cycling | 9.3575 | 8.9581 | 9.8015 | 70.1186 | -1.2491 | -0.74709 | -0.39939 | -0.051701 | 0.45031 | -0.4057 | 0.09631 | 0.444 | 0.7917 | 1.2937
2012-10-01 | 8 | Aggregate | All | 411838AggregateAll | 19.7792 | 18.1652 | 18.5635 | 70.3361 | -3.3283 | -2.3155 | -1.614 | -0.91257 | 0.10021 | -2.93 | -1.9172 | -1.2157 | -0.51429 | 0.49849
2012-10-01 | 8 | Average Per Device | 100% Cycling | 411838Average Per Device100% Cycling | 0.71856 | 0.63437 | 0.60288 | 70.529 | -0.15469 | -0.11304 | -0.084187 | -0.055339 | -0.013687 | -0.18617 | -0.14452 | -0.11567 | -0.086823 | -0.045171
2012-10-01 | 8 | Average Per Device | 50% Cycling | 411838Average Per Device50% Cycling | 0.7522 | 0.7201 | 0.78789 | 70.1186 | -0.11168 | -0.064667 | -0.032106 | 0.0004561 | 0.04747 | -0.043884 | 0.0031298 | 0.035691 | 0.068253 | 0.11527
2012-10-01 | 8 | Average Per Device | All | 411838Average Per DeviceAll | 0.73437 | 0.67466 | 0.68984 | 70.3361 | -0.13447 | -0.090302 | -0.059709 | -0.029115 | 0.015057 | -0.1193 | -0.075124 | -0.044531 | -0.013937 | 0.030235
2012-10-01 | 8 | Average Per Premise | 100% Cycling | 411838Average Per Premise100% Cycling | 0.85055 | 0.7509 | 0.71363 | 70.529 | -0.17015 | -0.1285 | -0.099652 | -0.070804 | -0.029152 | -0.20742 | -0.16577 | -0.13692 | -0.10807 | -0.066419
2012-10-01 | 8 | Average Per Premise | 50% Cycling | 411838Average Per Premise50% Cycling | 0.87633 | 0.83893 | 0.91791 | 70.1186 | -0.11698 | -0.069965 | -0.037403 | -0.0048419 | 0.042172 | -0.037994 | 0.0090195 | 0.041581 | 0.074143 | 0.12116
2012-10-01 | 8 | Average Per Premise | All | 411838Average Per PremiseAll | 0.86267 | 0.79227 | 0.80964 | 70.3361 | -0.14516 | -0.10099 | -0.070395 | -0.039802 | 0.0043705 | -0.12779 | -0.083618 | -0.053024 | -0.022431 | 0.021742
2012-10-01 | 8 | Average Per Ton | 100% Cycling | 411838Average Per Ton100% Cycling | 0.1987 | 0.17542 | 0.16672 | 70.529 | -0.093781 | -0.052129 | -0.023281 | 0.0055677 | 0.04722 | -0.10249 | -0.060835 | -0.031987 | -0.0031386 | 0.038514
2012-10-01 | 8 | Average Per Ton | 50% Cycling | 411838Average Per Ton50% Cycling | 0.21671 | 0.20746 | 0.22699 | 70.1186 | -0.088825 | -0.041811 | -0.0092496 | 0.023312 | 0.070326 | -0.069293 | -0.022279 | 0.010283 | 0.042844 | 0.089858
2012-10-01 | 8 | Average Per Ton | All | 411838Average Per TonAll | 0.20717 | 0.19048 | 0.19505 | 70.3361 | -0.091452 | -0.04728 | -0.016686 | 0.013908 | 0.05808 | -0.086886 | -0.042714 | -0.01212 | 0.018473 | 0.062646
2012-10-01 | 9 | Aggregate | 100% Cycling | 411839Aggregate100% Cycling | 9.8369 | 9.1344 | 8.6811 | 78.6399 | -1.5898 | -1.0655 | -0.70245 | -0.33937 | 0.18485 | -2.0431 | -1.5189 | -1.1558 | -0.79272 | -0.26849
2012-10-01 | 9 | Aggregate | 50% Cycling | 411839Aggregate50% Cycling | 9.4193 | 8.9405 | 9.7822 | 78.0507 | -1.4413 | -0.87266 | -0.47882 | -0.084986 | 0.48365 | -0.59956 | -0.03092 | 0.36292 | 0.75676 | 1.3254
2012-10-01 | 9 | Aggregate | All | 411839AggregateAll | 19.2639 | 18.0839 | 18.4837 | 78.363 | -3.0316 | -1.9377 | -1.1801 | -0.42242 | 0.67147 | -2.6318 | -1.5379 | -0.78028 | -0.022653 | 1.0712
2012-10-01 | 9 | Average Per Device | 100% Cycling | 411839Average Per Device100% Cycling | 0.67839 | 0.62995 | 0.59868 | 78.6399 | -0.12088 | -0.078083 | -0.048444 | -0.018805 | 0.023989 | -0.15214 | -0.10935 | -0.079709 | -0.05007 | -0.0072757
2012-10-01 | 9 | Average Per Device | 50% Cycling | 411839Average Per Device50% Cycling | 0.75717 | 0.71868 | 0.78635 | 78.0507 | -0.12863 | -0.075374 | -0.03849 | -0.0016074 | 0.051646 | -0.060963 | -0.0077098 | 0.029173 | 0.066057 | 0.11931
2012-10-01 | 9 | Average Per Device | All | 411839Average Per DeviceAll | 0.71542 | 0.67165 | 0.68689 | 78.363 | -0.12452 | -0.07681 | -0.043766 | -0.010722 | 0.036988 | -0.10929 | -0.061578 | -0.028534 | 0.0045096 | 0.05222
2012-10-01 | 9 | Average Per Premise | 100% Cycling | 411839Average Per Premise100% Cycling | 0.80301 | 0.74567 | 0.70866 | 78.6399 | -0.12978 | -0.086982 | -0.057343 | -0.027704 | 0.01509 | -0.16678 | -0.12399 | -0.094351 | -0.064712 | -0.021918
2012-10-01 | 9 | Average Per Premise | 50% Cycling | 411839Average Per Premise50% Cycling | 0.88212 | 0.83728 | 0.91611 | 78.0507 | -0.13498 | -0.081725 | -0.044842 | -0.007959 | 0.045295 | -0.056149 | -0.0028957 | 0.033987 | 0.070871 | 0.12412
2012-10-01 | 9 | Average Per Premise | All | 411839Average Per PremiseAll | 0.84019 | 0.78872 | 0.80616 | 78.363 | -0.13222 | -0.084511 | -0.051468 | -0.018424 | 0.029286 | -0.11479 | -0.067075 | -0.034032 | -0.000988 | 0.046722
2012-10-01 | 9 | Average Per Ton | 100% Cycling | 411839Average Per Ton100% Cycling | 0.1876 | 0.1742 | 0.16556 | 78.6399 | -0.085829 | -0.043035 | -0.013396 | 0.016243 | 0.059037 | -0.094475 | -0.051681 | -0.022042 | 0.0075969 | 0.050391
2012-10-01 | 9 | Average Per Ton | 50% Cycling | 411839Average Per Ton50% Cycling | 0.21814 | 0.20705 | 0.22655 | 78.0507 | -0.10123 | -0.047972 | -0.011089 | 0.025794 | 0.079047 | -0.081732 | -0.028478 | 0.0084049 | 0.045288 | 0.098542
2012-10-01 | 9 | Average Per Ton | All | 411839Average Per TonAll | 0.20195 | 0.18964 | 0.19422 | 78.363 | -0.093066 | -0.045356 | -0.012312 | 0.020732 | 0.068442 | -0.088486 | -0.040776 | -0.007732 | 0.025312 | 0.073022
2012-10-01 | 10 | Aggregate | 100% Cycling | 4118310Aggregate100% Cycling | 9.5568 | 9.6133 | 9.1362 | 85.6136 | -1.0027 | -0.3769 | 0.05652 | 0.48994 | 1899-12-31 02:47 | -1.4798 | -0.85401 | -0.42059 | 0.012823 | 0.63861
2012-10-01 | 10 | Aggregate | 50% Cycling | 4118310Aggregate50% Cycling | 9.649 | 8.8543 | 9.6879 | 85.6672 | -1.9176 | -1.2542 | -0.79475 | -0.33527 | 0.32815 | -1.084 | -0.4206 | 0.038877 | 0.49836 | 1.1618
2012-10-01 | 10 | Aggregate | All | 4118310AggregateAll | 19.218 | 18.472 | 18.84 | 85.6388 | -2.9299 | -1.6396 | -0.74599 | 0.14766 | 1899-12-31 10:31 | -2.5619 | -1.2716 | -0.37799 | 0.51566 | 1.8059
2012-10-01 | 10 | Average Per Device | 100% Cycling | 4118310Average Per Device100% Cycling | 0.65908 | 0.66298 | 0.63007 | 85.6136 | -0.082567 | -0.031483 | 0.0038979 | 0.039279 | 0.090363 | -0.11547 | -0.064387 | -0.029006 | 0.006375 | 0.057459
2012-10-01 | 10 | Average Per Device | 50% Cycling | 4118310Average Per Device50% Cycling | 0.77564 | 0.71175 | 0.77877 | 85.6672 | -0.16905 | -0.10692 | -0.063886 | -0.020856 | 0.041274 | -0.10203 | -0.039905 | 0.0031252 | 0.046156 | 0.10829
2012-10-01 | 10 | Average Per Device | All | 4118310Average Per DeviceAll | 0.71386 | 0.6859 | 0.69996 | 85.6388 | -0.12321 | -0.066937 | -0.027961 | 0.011016 | 0.067291 | -0.10916 | -0.05288 | -0.013904 | 0.025072 | 0.081348
2012-10-01 | 10 | Average Per Premise | 100% Cycling | 4118310Average Per Premise100% Cycling | 0.78015 | 0.78476 | 0.74581 | 85.6136 | -0.081851 | -0.030767 | 0.0046139 | 0.039995 | 0.091079 | -0.1208 | -0.069715 | -0.034334 | 0.0010468 | 0.052131
2012-10-01 | 10 | Average Per Premise | 50% Cycling | 4118310Average Per Premise50% Cycling | 0.90364 | 0.82921 | 0.90728 | 85.6672 | -0.17959 | -0.11746 | -0.074429 | -0.031398 | 0.030731 | -0.10152 | -0.03939 | 0.0036409 | 0.046671 | 0.1088
2012-10-01 | 10 | Average Per Premise | All | 4118310Average Per PremiseAll | 0.83819 | 0.80565 | 0.8217 | 85.6388 | -0.12779 | -0.071512 | -0.032536 | 0.0064401 | 0.062716 | -0.11174 | -0.055462 | -0.016486 | 0.02249 | 0.078766
2012-10-01 | 10 | Average Per Ton | 100% Cycling | 4118310Average Per Ton100% Cycling | 0.18226 | 0.18333 | 0.17424 | 85.6136 | -0.085387 | -0.034303 | 0.0010779 | 0.036459 | 0.087543 | -0.094486 | -0.043402 | -0.0080211 | 0.02736 | 0.078444
2012-10-01 | 10 | Average Per Ton | 50% Cycling | 4118310Average Per Ton50% Cycling | 0.22346 | 0.20506 | 0.22436 | 85.6672 | -0.12357 | -0.061436 | -0.018406 | 0.024625 | 0.086754 | -0.10426 | -0.04213 | 0.0009004 | 0.043931 | 0.10606
2012-10-01 | 10 | Average Per Ton | All | 4118310Average Per TonAll | 0.20162 | 0.19354 | 0.1978 | 85.6388 | -0.10333 | -0.047056 | -0.0080794 | 0.030897 | 0.087172 | -0.09908 | -0.042804 | -0.003828 | 0.035148 | 0.091424
2012-10-01 | 11 | Aggregate | 100% Cycling | 4118311Aggregate100% Cycling | 10.3191 | 10.8425 | 10.3043 | 88.7365 | -0.80692 | -0.02096 | 0.52339 | 1.0677 | 1899-12-31 20:29 | -1.345 | -0.55907 | -0.014724 | 0.52963 | 1.3156
2012-10-01 | 11 | Aggregate | 50% Cycling | 4118311Aggregate50% Cycling | 10.9163 | 9.6735 | 10.5843 | 89.6488 | -2.5606 | -1.782 | -1.2428 | -0.70354 | 0.075062 | -1.6499 | -0.87129 | -0.33203 | 0.20722 | 0.98582
2012-10-01 | 11 | Aggregate | All | 4118311AggregateAll | 21.2531 | 20.518 | 20.9034 | 89.1653 | -3.3846 | -1.8192 | -0.73502 | 0.34918 | 1899-12-31 21:57 | -2.9993 | -1.4339 | -0.34969 | 0.73451 | 2.2999
2012-10-01 | 11 | Average Per Device | 100% Cycling | 4118311Average Per Device100% Cycling | 0.71165 | 0.74774 | 0.71063 | 88.7365 | -0.072501 | -0.0083415 | 0.036095 | 0.080532 | 0.14469 | -0.10961 | -0.045452 | -0.0010154 | 0.043421 | 0.10758
2012-10-01 | 11 | Average Per Device | 50% Cycling | 4118311Average Per Device50% Cycling | 0.87751 | 0.77761 | 0.85082 | 89.6488 | -0.22332 | -0.1504 | -0.099903 | -0.049401 | 0.023515 | -0.15011 | -0.077192 | -0.026691 | 0.023811 | 0.096727
2012-10-01 | 11 | Average Per Device | All | 4118311Average Per DeviceAll | 0.78961 | 0.76178 | 0.77652 | 89.1653 | -0.14339 | -0.075111 | -0.027824 | 0.019464 | 0.087739 | -0.12865 | -0.06037 | -0.013083 | 0.034204 | 0.10248
2012-10-01 | 11 | Average Per Premise | 100% Cycling | 4118311Average Per Premise100% Cycling | 0.84237 | 0.8851 | 0.84117 | 88.7365 | -0.065871 | -0.001711 | 0.042726 | 0.087162 | 0.15132 | -0.1098 | -0.045639 | -0.001202 | 0.043235 | 0.10739
2012-10-01 | 11 | Average Per Premise | 50% Cycling | 4118311Average Per Premise50% Cycling | 1.0223 | 0.90593 | 0.99122 | 89.6488 | -0.23981 | -0.16689 | -0.11639 | -0.065887 | 0.0070296 | -0.15451 | -0.081597 | -0.031095 | 0.019407 | 0.092323
2012-10-01 | 11 | Average Per Premise | All | 4118311Average Per PremiseAll | 0.92695 | 0.89489 | 0.9117 | 89.1653 | -0.14762 | -0.079345 | -0.032058 | 0.015229 | 0.083505 | -0.13081 | -0.062539 | -0.015252 | 0.032036 | 0.10031
2012-10-01 | 11 | Average Per Ton | 100% Cycling | 4118311Average Per Ton100% Cycling | 0.19679 | 0.20678 | 0.19651 | 88.7365 | -0.098615 | -0.034455 | 0.0099815 | 0.054418 | 0.11858 | -0.10888 | -0.044718 | -0.0002808 | 0.044156 | 0.10832
2012-10-01 | 11 | Average Per Ton | 50% Cycling | 4118311Average Per Ton50% Cycling | 0.25281 | 0.22403 | 0.24512 | 89.6488 | -0.1522 | -0.079284 | -0.028782 | 0.021719 | 0.094636 | -0.13111 | -0.058191 | -0.0076896 | 0.042812 | 0.11573
2012-10-01 | 11 | Average Per Ton | All | 4118311Average Per TonAll | 0.22312 | 0.21489 | 0.21936 | 89.1653 | -0.1238 | -0.055525 | -0.0082374 | 0.03905 | 0.10733 | -0.11933 | -0.05105 | -0.0037629 | 0.043524 | 0.1118
2012-10-01 | 12 | Aggregate | 100% Cycling | 4118312Aggregate100% Cycling | 12.2189 | 12.9082 | 12.2676 | 90.79 | -0.88229 | 0.046245 | 0.68935 | 1.3325 | 1900-01-01 06:16 | -1.5229 | -0.59439 | 0.04871 | 0.69181 | 1.6204
2012-10-01 | 12 | Aggregate | 50% Cycling | 4118312Aggregate50% Cycling | 13.0026 | 11.9562 | 13.0819 | 92.4777 | -2.5968 | -1.6808 | -1.0464 | -0.41196 | 0.50403 | -1.4711 | -0.55509 | 0.079314 | 0.71372 | 1.6297
2012-10-01 | 12 | Aggregate | All | 4118312AggregateAll | 25.2431 | 24.871 | 25.3715 | 91.5832 | -3.4959 | -1.6503 | -0.37216 | 0.90603 | 1900-01-01 18:02 | -2.9953 | -1.1498 | 0.12836 | 1.4066 | 3.2521
2012-10-01 | 12 | Average Per Device | 100% Cycling | 4118312Average Per Device100% Cycling | 0.84267 | 0.89021 | 0.84603 | 90.79 | -0.080757 | -0.0049578 | 0.04754 | 0.10004 | 0.17584 | -0.12494 | -0.049139 | 0.0033593 | 0.055857 | 0.13166
2012-10-01 | 12 | Average Per Device | 50% Cycling | 4118312Average Per Device50% Cycling | 1.0452 | 0.96111 | 1.0516 | 92.4777 | -0.22931 | -0.14352 | -0.084112 | -0.0247 | 0.061083 | -0.13882 | -0.053037 | 0.0063758 | 0.065788 | 0.15157
2012-10-01 | 12 | Average Per Device | All | 4118312Average Per DeviceAll | 0.93787 | 0.92353 | 0.94264 | 91.5832 | -0.15058 | -0.070084 | -0.014336 | 0.041412 | 0.1219 | -0.13146 | -0.050971 | 0.004777 | 0.060525 | 0.14102
2012-10-01 | 12 | Average Per Premise | 100% Cycling | 4118312Average Per Premise100% Cycling | 0.99746 | 1.0537 | 1.0014 | 90.79 | -0.072024 | 0.0037751 | 0.056273 | 0.10877 | 0.18457 | -0.12432 | -0.048522 | 0.0039763 | 0.056475 | 0.13227
2012-10-01 | 12 | Average Per Premise | 50% Cycling | 4118312Average Per Premise50% Cycling | 1.2177 | 1.1197 | 1.2251 | 92.4777 | -0.24319 | -0.1574 | -0.097992 | -0.03858 | 0.047203 | -0.13777 | -0.051985 | 0.0074278 | 0.06684 | 0.15262
2012-10-01 | 12 | Average Per Premise | All | 4118312Average Per PremiseAll | 1.101 | 1.0847 | 1.1066 | 91.5832 | -0.15247 | -0.07198 | -0.016232 | 0.039516 | 0.12001 | -0.13064 | -0.050149 | 0.0055985 | 0.061346 | 0.14184
2012-10-01 | 12 | Average Per Ton | 100% Cycling | 4118312Average Per Ton100% Cycling | 0.23302 | 0.24617 | 0.23395 | 90.79 | -0.11515 | -0.039352 | 0.013147 | 0.065645 | 0.14144 | -0.12737 | -0.051569 | 0.000929 | 0.053427 | 0.12923
2012-10-01 | 12 | Average Per Ton | 50% Cycling | 4118312Average Per Ton50% Cycling | 0.30113 | 0.2769 | 0.30297 | 92.4777 | -0.16943 | -0.083645 | -0.024233 | 0.03518 | 0.12096 | -0.14336 | -0.057576 | 0.0018369 | 0.061249 | 0.14703
2012-10-01 | 12 | Average Per Ton | All | 4118312Average Per TonAll | 0.26503 | 0.26061 | 0.26639 | 91.5832 | -0.14066 | -0.06017 | -0.0044218 | 0.051326 | 0.13182 | -0.13488 | -0.054392 | 0.0013557 | 0.057104 | 0.13759
2012-10-01 | 13 | Aggregate | 100% Cycling | 4118313Aggregate100% Cycling | 14.3569 | 15.5183 | 14.7481 | 90.4529 | -0.71794 | 0.39239 | 1.1614 | 1.9304 | 1900-01-02 00:59 | -1.4881 | -0.37779 | 0.39122 | 1.1602 | 2.2706
2012-10-01 | 13 | Aggregate | 50% Cycling | 4118313Aggregate50% Cycling | 16.7746 | 15.2551 | 16.6913 | 91.9677 | -3.4002 | -2.2891 | -1.5196 | -0.75001 | 0.3611 | -1.964 | -0.85286 | -0.083304 | 0.68625 | 1.7974
2012-10-01 | 13 | Aggregate | All | 4118313AggregateAll | 31.1707 | 30.7893 | 31.4747 | 91.1649 | -4.1437 | -1.9209 | -0.38144 | 1.158 | 1900-01-02 09:08 | -3.4582 | -1.2355 | 0.30402 | 1.8435 | 4.0663
2012-10-01 | 13 | Average Per Device | 100% Cycling | 4118313Average Per Device100% Cycling | 0.99011 | 1.0702 | 1.0171 | 90.4529 | -0.07332 | 0.017319 | 0.080095 | 0.14287 | 0.23351 | -0.12644 | -0.035796 | 0.026981 | 0.089757 | 0.1804
2012-10-01 | 13 | Average Per Device | 50% Cycling | 4118313Average Per Device50% Cycling | 1.3484 | 1.2263 | 1.3417 | 91.9677 | -0.29828 | -0.19422 | -0.12215 | -0.050082 | 0.053975 | -0.18282 | -0.078765 | -0.0066963 | 0.065373 | 0.16943
2012-10-01 | 13 | Average Per Device | All | 4118313Average Per DeviceAll | 1.1585 | 1.1436 | 1.1697 | 91.1649 | -0.17905 | -0.082104 | -0.01496 | 0.052184 | 0.14913 | -0.15294 | -0.055992 | 0.011152 | 0.078296 | 0.17524
2012-10-01 | 13 | Average Per Premise | 100% Cycling | 4118313Average Per Premise100% Cycling | 1.172 | 1.2668 | 1.2039 | 90.4529 | -0.058607 | 0.032032 | 0.094808 | 0.15758 | 0.24822 | -0.12148 | -0.03084 | 0.031937 | 0.094713 | 0.18535
2012-10-01 | 13 | Average Per Premise | 50% Cycling | 4118313Average Per Premise50% Cycling | 1.571 | 1.4286 | 1.5632 | 91.9677 | -0.31843 | -0.21438 | -0.14231 | -0.070239 | 0.033818 | -0.18393 | -0.07987 | -0.0078014 | 0.064268 | 0.16832
2012-10-01 | 13 | Average Per Premise | All | 4118313Average Per PremiseAll | 1.3595 | 1.3429 | 1.3728 | 91.1649 | -0.18073 | -0.08378 | -0.016636 | 0.050508 | 0.14745 | -0.15083 | -0.053884 | 0.01326 | 0.080404 | 0.17735
2012-10-01 | 13 | Average Per Ton | 100% Cycling | 4118313Average Per Ton100% Cycling | 0.2738 | 0.29595 | 0.28126 | 90.4529 | -0.13127 | -0.040627 | 0.022149 | 0.084925 | 0.17556 | -0.14595 | -0.055315 | 0.007461 | 0.070237 | 0.16088
2012-10-01 | 13 | Average Per Ton | 50% Cycling | 4118313Average Per Ton50% Cycling | 0.38849 | 0.35329 | 0.38656 | 91.9677 | -0.21132 | -0.10726 | -0.035192 | 0.036877 | 0.14093 | -0.17805 | -0.073998 | -0.0019293 | 0.07014 | 0.1742
2012-10-01 | 13 | Average Per Ton | All | 4118313Average Per TonAll | 0.3277 | 0.3229 | 0.33075 | 91.1649 | -0.16889 | -0.071945 | -0.0048012 | 0.062343 | 0.15929 | -0.16104 | -0.064096 | 0.0030476 | 0.070192 | 0.16714
2012-10-01 | 14 | Aggregate | 100% Cycling | 4118314Aggregate100% Cycling | 16.567 | 17.4273 | 16.5624 | 89.3581 | -1.1414 | 0.041232 | 0.8603 | 1.6794 | 1900-01-01 20:41 | -2.0063 | -0.82369 | -0.0046248 | 0.81444 | 1.997
2012-10-01 | 14 | Aggregate | 50% Cycling | 4118314Aggregate50% Cycling | 20.3882 | 18.9054 | 20.6853 | 91.0722 | -3.5551 | -2.3307 | -1.4828 | -0.63484 | 0.58947 | -1.7751 | -0.55081 | 0.29714 | 1.1451 | 2.3694
2012-10-01 | 14 | Aggregate | All | 4118314AggregateAll | 37.0099 | 36.3669 | 37.3052 | 90.1637 | -4.72 | -2.3113 | -0.64302 | 1.0252 | 1900-01-02 10:25 | -3.7817 | -1.373 | 0.29529 | 1.9635 | 4.3722
2012-10-01 | 14 | Average Per Device | 100% Cycling | 4118314Average Per Device100% Cycling | 1.1425 | 1.2019 | 1.1422 | 89.3581 | -0.10407 | -0.0075327 | 0.05933 | 0.12619 | 0.22273 | -0.16372 | -0.067182 | -0.000319 | 0.066544 | 0.16308
2012-10-01 | 14 | Average Per Device | 50% Cycling | 4118314Average Per Device50% Cycling | 1.6389 | 1.5197 | 1.6628 | 91.0722 | -0.31326 | -0.19861 | -0.1192 | -0.039784 | 0.074873 | -0.17018 | -0.055525 | 0.023886 | 0.1033 | 0.21795
2012-10-01 | 14 | Average Per Device | All | 4118314Average Per DeviceAll | 1.3758 | 1.3513 | 1.3869 | 90.1637 | -0.20239 | -0.097337 | -0.024577 | 0.048183 | 0.15324 | -0.16676 | -0.061703 | 0.011057 | 0.083818 | 0.18887
2012-10-01 | 14 | Average Per Premise | 100% Cycling | 4118314Average Per Premise100% Cycling | 1.3524 | 1.4226 | 1.352 | 89.3581 | -0.093173 | 0.0033659 | 0.070228 | 0.13709 | 0.23363 | -0.16378 | -0.06724 | -0.0003775 | 0.066485 | 0.16302
2012-10-01 | 14 | Average Per Premise | 50% Cycling | 4118314Average Per Premise50% Cycling | 1.9094 | 1.7705 | 1.9372 | 91.0722 | -0.33293 | -0.21828 | -0.13886 | -0.059453 | 0.055204 | -0.16624 | -0.051584 | 0.027828 | 0.10724 | 0.2219
2012-10-01 | 14 | Average Per Premise | All | 4118314Average Per PremiseAll | 1.6142 | 1.5861 | 1.6271 | 90.1637 | -0.20586 | -0.10081 | -0.028045 | 0.044715 | 0.14977 | -0.16494 | -0.059882 | 0.012879 | 0.085639 | 0.19069
2012-10-01 | 14 | Average Per Ton | 100% Cycling | 4118314Average Per Ton100% Cycling | 0.31595 | 0.33235 | 0.31586 | 89.3581 | -0.14699 | -0.050456 | 0.016407 | 0.083269 | 0.17981 | -0.16349 | -0.066951 | -8.82e-05 | 0.066774 | 0.16331
2012-10-01 | 14 | Average Per Ton | 50% Cycling | 4118314Average Per Ton50% Cycling | 0.47217 | 0.43783 | 0.47905 | 91.0722 | -0.22841 | -0.11375 | -0.03434 | 0.045071 | 0.15973 | -0.18719 | -0.07253 | 0.0068816 | 0.086293 | 0.20095
2012-10-01 | 14 | Average Per Ton | All | 4118314Average Per TonAll | 0.38937 | 0.38193 | 0.39256 | 90.1637 | -0.18526 | -0.080205 | -0.0074444 | 0.065316 | 0.17037 | -0.17463 | -0.069573 | 0.0031876 | 0.075948 | 0.181
2012-10-01 | 15 | Aggregate | 100% Cycling | 4118315Aggregate100% Cycling | 13.9026 | 19.9184 | 18.9298 | 88.4087 | 4.1334 | 5.2455 | 6.0158 | 6.786 | 1900-01-06 21:33 | 1900-01-02 03:29 | 4.257 | 5.0272 | 5.7975 | 6.9096
2012-10-01 | 15 | Aggregate | 50% Cycling | 4118315Aggregate50% Cycling | 18.653 | 22.1736 | 24.2613 | 90.0545 | 1.5443 | 2.7119 | 3.5207 | 4.3294 | 1900-01-04 11:56 | 1900-01-02 15:10 | 4.7996 | 5.6083 | 6.417 | 7.5847
2012-10-01 | 15 | Aggregate | All | 4118315AggregateAll | 32.6156 | 42.1362 | 43.2624 | 89.1823 | 5.6587 | 7.9404 | 9.5206 | 11.1008 | 1900-01-12 09:11 | 1900-01-05 18:50 | 9.0666 | 10.6468 | 12.2271 | 14.5087
2012-10-01 | 15 | Average Per Device | 100% Cycling | 4118315Average Per Device100% Cycling | 0.95878 | 1.3737 | 1.3055 | 88.4087 | 0.26121 | 0.352 | 0.41487 | 0.47775 | 0.56854 | 0.19304 | 0.28382 | 0.3467 | 0.40958 | 0.50036
2012-10-01 | 15 | Average Per Device | 50% Cycling | 4118315Average Per Device50% Cycling | 1.4994 | 1.7824 | 1.9503 | 90.0545 | 0.09792 | 0.20727 | 0.28301 | 0.35875 | 0.4681 | 0.26574 | 0.37509 | 0.45083 | 0.52657 | 0.63592
2012-10-01 | 15 | Average Per Device | All | 4118315Average Per DeviceAll | 1.2129 | 1.5658 | 1.6085 | 89.1823 | 0.18446 | 0.28398 | 0.3529 | 0.42182 | 0.52133 | 0.2272 | 0.32672 | 0.39564 | 0.46456 | 0.56407
2012-10-01 | 15 | Average Per Premise | 100% Cycling | 4118315Average Per Premise100% Cycling | 1.1349 | 1.626 | 1.5453 | 88.4087 | 0.33742 | 0.42821 | 0.49108 | 0.55396 | 0.64475 | 0.25672 | 0.34751 | 0.41039 | 0.47326 | 0.56405
2012-10-01 | 15 | Average Per Premise | 50% Cycling | 4118315Average Per Premise50% Cycling | 1.7469 | 2.0766 | 2.2721 | 90.0545 | 0.14462 | 0.25397 | 0.32971 | 0.40545 | 0.5148 | 0.34013 | 0.44948 | 0.52522 | 0.60096 | 0.71031
2012-10-01 | 15 | Average Per Premise | All | 4118315Average Per PremiseAll | 1.4225 | 1.8378 | 1.8869 | 89.1823 | 0.2468 | 0.34632 | 0.41524 | 0.48416 | 0.58367 | 0.29592 | 0.39544 | 0.46436 | 0.53328 | 0.63279
2012-10-01 | 15 | Average Per Ton | 100% Cycling | 4118315Average Per Ton100% Cycling | 0.26513 | 0.37986 | 0.36101 | 88.4087 | -0.038937 | 0.051848 | 0.11473 | 0.1776 | 0.26839 | -0.05779 | 0.032996 | 0.095874 | 0.15875 | 0.24954
2012-10-01 | 15 | Average Per Ton | 50% Cycling | 4118315Average Per Ton50% Cycling | 0.43199 | 0.51352 | 0.56187 | 90.0545 | -0.10356 | 0.0057977 | 0.081536 | 0.15727 | 0.26663 | -0.055208 | 0.054146 | 0.12988 | 0.20562 | 0.31498
2012-10-01 | 15 | Average Per Ton | All | 4118315Average Per TonAll | 0.34355 | 0.44268 | 0.45541 | 89.1823 | -0.069308 | 0.030205 | 0.099127 | 0.16805 | 0.26756 | -0.056576 | 0.042936 | 0.11186 | 0.18078 | 0.28029
2012-10-01 | 16 | Aggregate | 100% Cycling | 4118316Aggregate100% Cycling | 13.4348 | 23.0774 | 21.9321 | 88.2986 | 7.6805 | 8.8397 | 9.6426 | 10.4455 | 1900-01-10 14:31 | 1900-01-05 12:51 | 7.6944 | 8.4973 | 9.3002 | 10.4594
2012-10-01 | 16 | Aggregate | 50% Cycling | 4118316Aggregate50% Cycling | 20.6376 | 24.955 | 27.3045 | 89.7788 | 2.2762 | 3.4822 | 4.3174 | 5.1526 | 1900-01-05 08:36 | 1900-01-03 15:01 | 5.8317 | 6.6669 | 7.5021 | 8.7081
2012-10-01 | 16 | Aggregate | All | 4118316AggregateAll | 34.1544 | 48.0769 | 49.3118 | 88.9943 | 9.9161 | 12.2831 | 13.9224 | 15.5618 | 1900-01-16 22:17 | 1900-01-10 03:38 | 13.518 | 15.1574 | 16.7967 | 19.1637
2012-10-01 | 16 | Average Per Device | 100% Cycling | 4118316Average Per Device100% Cycling | 0.92652 | 1.5915 | 1.5125 | 88.2986 | 0.50483 | 0.59946 | 0.665 | 0.73054 | 0.82517 | 0.42584 | 0.52047 | 0.58601 | 0.65155 | 0.74618
2012-10-01 | 16 | Average Per Device | 50% Cycling | 4118316Average Per Device50% Cycling | 1.659 | 2.006 | 2.1949 | 89.7788 | 0.1559 | 0.26884 | 0.34706 | 0.42528 | 0.53821 | 0.34476 | 0.4577 | 0.53592 | 0.61414 | 0.72708
2012-10-01 | 16 | Average Per Device | All | 4118316Average Per DeviceAll | 1.2708 | 1.7863 | 1.8332 | 88.9943 | 0.34083 | 0.44406 | 0.51556 | 0.58706 | 0.6903 | 0.38773 | 0.49097 | 0.56247 | 0.63397 | 0.7372
2012-10-01 | 16 | Average Per Premise | 100% Cycling | 4118316Average Per Premise100% Cycling | 1.0967 | 1.8839 | 1.7904 | 88.2986 | 0.62698 | 0.72161 | 0.78715 | 0.85269 | 0.94732 | 0.53348 | 0.62812 | 0.69366 | 0.7592 | 0.85383
2012-10-01 | 16 | Average Per Premise | 50% Cycling | 4118316Average Per Premise50% Cycling | 1.9327 | 2.337 | 2.5571 | 89.7788 | 0.21317 | 0.32611 | 0.40433 | 0.48255 | 0.59548 | 0.4332 | 0.54614 | 0.62436 | 0.70258 | 0.81552
2012-10-01 | 16 | Average Per Premise | All | 4118316Average Per PremiseAll | 1.4896 | 2.0969 | 2.1507 | 88.9943 | 0.43249 | 0.53572 | 0.60722 | 0.67872 | 0.78196 | 0.48635 | 0.58959 | 0.66109 | 0.73259 | 0.83582
2012-10-01 | 16 | Average Per Ton | 100% Cycling | 4118316Average Per Ton100% Cycling | 0.25621 | 0.44011 | 0.41826 | 88.2986 | 0.023723 | 0.11835 | 0.18389 | 0.24943 | 0.34406 | 0.0018801 | 0.09651 | 0.16205 | 0.22759 | 0.32222
2012-10-01 | 16 | Average Per Ton | 50% Cycling | 4118316Average Per Ton50% Cycling | 0.47795 | 0.57794 | 0.63235 | 89.7788 | -0.091171 | 0.021767 | 0.099987 | 0.17821 | 0.29115 | -0.036758 | 0.076179 | 0.1544 | 0.23262 | 0.34556
2012-10-01 | 16 | Average Per Ton | All | 4118316Average Per TonAll | 0.36043 | 0.50489 | 0.51888 | 88.9943 | -0.030277 | 0.072957 | 0.14446 | 0.21596 | 0.31919 | -0.01628 | 0.086955 | 0.15845 | 0.22995 | 0.33319
2012-10-01 | 17 | Aggregate | 100% Cycling | 4118317Aggregate100% Cycling | 14.6353 | 24.9711 | 23.7317 | 85.3598 | 8.3277 | 9.5141 | 1900-01-09 08:03 | 1900-01-10 03:47 | 12.3438 | 7.0884 | 8.2748 | 9.0964 | 9.9181 | 11.1045
2012-10-01 | 17 | Aggregate | 50% Cycling | 4118317Aggregate50% Cycling | 22.1997 | 27.4804 | 30.0676 | 86.8825 | 3.2578 | 4.4529 | 1900-01-04 06:44 | 1900-01-05 02:36 | 7.3036 | 5.8451 | 7.0402 | 7.8679 | 8.6957 | 9.8908
2012-10-01 | 17 | Aggregate | All | 4118317AggregateAll | 36.9218 | 52.5039 | 53.8856 | 86.0755 | 11.5487 | 13.9317 | 1900-01-14 13:58 | 1900-01-16 05:35 | 19.6156 | 12.9304 | 15.3134 | 16.9638 | 18.6142 | 20.9972
2012-10-01 | 17 | Average Per Device | 100% Cycling | 4118317Average Per Device100% Cycling | 1.0093 | 1.7221 | 1.6366 | 85.3598 | 0.54888 | 0.64572 | 0.7128 | 0.77987 | 0.87672 | 0.46341 | 0.56025 | 0.62733 | 0.6944 | 0.79125
2012-10-01 | 17 | Average Per Device | 50% Cycling | 4118317Average Per Device50% Cycling | 1.7845 | 2.209 | 2.417 | 86.8825 | 0.23505 | 0.34697 | 0.42449 | 0.50201 | 0.61393 | 0.44303 | 0.55495 | 0.63247 | 0.70999 | 0.82191
2012-10-01 | 17 | Average Per Device | All | 4118317Average Per DeviceAll | 1.3737 | 1.951 | 2.0034 | 86.0755 | 0.40138 | 0.50531 | 0.57729 | 0.64928 | 0.75321 | 0.45383 | 0.55776 | 0.62974 | 0.70173 | 0.80566
2012-10-01 | 17 | Average Per Premise | 100% Cycling | 4118317Average Per Premise100% Cycling | 1.1947 | 2.0385 | 1.9373 | 85.3598 | 0.67981 | 0.77666 | 0.84373 | 0.91081 | 1.0077 | 0.57864 | 0.67549 | 0.74257 | 0.80964 | 0.90649
2012-10-01 | 17 | Average Per Premise | 50% Cycling | 4118317Average Per Premise50% Cycling | 2.079 | 2.5735 | 2.8158 | 86.8825 | 0.3051 | 0.41702 | 0.49454 | 0.57206 | 0.68398 | 0.54739 | 0.65932 | 0.73684 | 0.81436 | 0.92628
2012-10-01 | 17 | Average Per Premise | All | 4118317Average Per PremiseAll | 1.6103 | 2.2899 | 2.3502 | 86.0755 | 0.5037 | 0.60763 | 0.67961 | 0.7516 | 0.85553 | 0.56396 | 0.66789 | 0.73987 | 0.81186 | 0.91579
2012-10-01 | 17 | Average Per Ton | 100% Cycling | 4118317Average Per Ton100% Cycling | 0.27911 | 0.47622 | 0.45258 | 85.3598 | 0.03319 | 0.13004 | 0.19711 | 0.26419 | 0.36103 | 0.0095553 | 0.1064 | 0.17348 | 0.24055 | 0.3374
2012-10-01 | 17 | Average Per Ton | 50% Cycling | 4118317Average Per Ton50% Cycling | 0.51413 | 0.63642 | 0.69634 | 86.8825 | -0.067147 | 0.044777 | 0.1223 | 0.19981 | 0.31174 | -0.0072281 | 0.1047 | 0.18221 | 0.25973 | 0.37166
2012-10-01 | 17 | Average Per Ton | All | 4118317Average Per TonAll | 0.38957 | 0.55151 | 0.56715 | 86.0755 | -0.013968 | 0.089965 | 0.16195 | 0.23393 | 0.33786 | 0.0016671 | 0.1056 | 0.17758 | 0.24957 | 0.3535
2012-10-01 | 18 | Aggregate | 100% Cycling | 4118318Aggregate100% Cycling | 15.9807 | 26.0682 | 24.7745 | 80.5468 | 8.126 | 9.2849 | 1900-01-09 02:06 | 1900-01-09 21:22 | 12.0491 | 6.8322 | 7.9911 | 8.7938 | 9.5964 | 10.7553
2012-10-01 | 18 | Aggregate | 50% Cycling | 4118318Aggregate50% Cycling | 23.5719 | 27.8511 | 30.4733 | 81.6929 | 2.2003 | 3.4286 | 1900-01-03 06:42 | 1900-01-04 03:07 | 6.3582 | 4.8225 | 6.0508 | 6.9014 | 7.7521 | 8.9804
2012-10-01 | 18 | Aggregate | All | 4118318AggregateAll | 39.6412 | 53.9665 | 55.3294 | 81.0855 | 10.2814 | 12.6706 | 1900-01-13 07:48 | 1900-01-14 23:31 | 18.3692 | 11.6443 | 14.0335 | 15.6882 | 17.3429 | 19.7321
2012-10-01 | 18 | Average Per Device | 100% Cycling | 4118318Average Per Device100% Cycling | 1.1021 | 1.7978 | 1.7086 | 80.5468 | 0.53555 | 0.63016 | 0.69568 | 0.7612 | 0.85581 | 0.44633 | 0.54093 | 0.60646 | 0.67198 | 0.76658
2012-10-01 | 18 | Average Per Device | 50% Cycling | 4118318Average Per Device50% Cycling | 1.8948 | 2.2388 | 2.4496 | 81.6929 | 0.1493 | 0.26432 | 0.34399 | 0.42366 | 0.53869 | 0.36008 | 0.47511 | 0.55478 | 0.63444 | 0.74947
2012-10-01 | 18 | Average Per Device | All | 4118318Average Per DeviceAll | 1.4747 | 2.0051 | 2.0569 | 81.0855 | 0.35401 | 0.45822 | 0.53039 | 0.60256 | 0.70676 | 0.40579 | 0.51 | 0.58217 | 0.65434 | 0.75854
2012-10-01 | 18 | Average Per Premise | 100% Cycling | 4118318Average Per Premise100% Cycling | 1.3045 | 2.128 | 2.0224 | 80.5468 | 0.66334 | 0.75795 | 0.82347 | 0.88899 | 0.9836 | 0.55773 | 0.65233 | 0.71786 | 0.78338 | 0.87799
2012-10-01 | 18 | Average Per Premise | 50% Cycling | 4118318Average Per Premise50% Cycling | 2.2075 | 2.6083 | 2.8538 | 81.6929 | 0.20606 | 0.32109 | 0.40076 | 0.48042 | 0.59545 | 0.45163 | 0.56666 | 0.64632 | 0.72599 | 0.84102
2012-10-01 | 18 | Average Per Premise | All | 4118318Average Per PremiseAll | 1.7289 | 2.3537 | 2.4132 | 81.0855 | 0.44842 | 0.55262 | 0.6248 | 0.69697 | 0.80117 | 0.50786 | 0.61207 | 0.68424 | 0.75641 | 0.86061
2012-10-01 | 18 | Average Per Ton | 100% Cycling | 4118318Average Per Ton100% Cycling | 0.30477 | 0.49714 | 0.47247 | 80.5468 | 0.03225 | 0.12685 | 0.19238 | 0.2579 | 0.35251 | 0.0075766 | 0.10218 | 0.1677 | 0.23323 | 0.32783
2012-10-01 | 18 | Average Per Ton | 50% Cycling | 4118318Average Per Ton50% Cycling | 0.5459 | 0.64501 | 0.70574 | 81.6929 | -0.095589 | 0.019437 | 0.099104 | 0.17877 | 0.2938 | -0.034862 | 0.080164 | 0.15983 | 0.2395 | 0.35453
2012-10-01 | 18 | Average Per Ton | All | 4118318Average Per TonAll | 0.4181 | 0.56664 | 0.58211 | 81.0855 | -0.027835 | 0.076369 | 0.14854 | 0.22071 | 0.32491 | -0.01237 | 0.091833 | 0.164 | 0.23617 | 0.34038
2012-10-01 | 19 | Aggregate | 100% Cycling | 4118319Aggregate100% Cycling | 27.3844 | 25.8268 | 24.545 | 77.3617 | -3.7641 | -2.4605 | -1.5576 | -0.65475 | 0.64888 | -5.0459 | -3.7423 | -2.8394 | -1.9365 | -0.63291
2012-10-01 | 19 | Aggregate | 50% Cycling | 4118319Aggregate50% Cycling | 29.412 | 26.5323 | 29.0303 | 77.8474 | -5.096 | -3.7866 | -2.8798 | -1.9729 | -0.66349 | -2.598 | -1.2886 | -0.38176 | 0.52512 | 1.8345
2012-10-01 | 19 | Aggregate | All | 4118319AggregateAll | 56.8474 | 52.396 | 53.6454 | 77.59 | -8.8769 | -6.2623 | -4.4514 | -2.6405 | -0.025911 | -7.6274 | -5.0128 | -3.2019 | -1.3911 | 1.2235
2012-10-01 | 19 | Average Per Device | 100% Cycling | 4118319Average Per Device100% Cycling | 1.8885 | 1.7811 | 1.6927 | 77.3617 | -0.28754 | -0.18113 | -0.10742 | -0.033716 | 0.072702 | -0.37594 | -0.26952 | -0.19582 | -0.12211 | -0.015695
2012-10-01 | 19 | Average Per Device | 50% Cycling | 4118319Average Per Device50% Cycling | 2.3643 | 2.1328 | 2.3336 | 77.8474 | -0.43905 | -0.31642 | -0.23149 | -0.14656 | -0.023936 | -0.23824 | -0.11562 | -0.030688 | 0.054242 | 0.17687
2012-10-01 | 19 | Average Per Device | All | 4118319Average Per DeviceAll | 2.1122 | 1.9464 | 1.9939 | 77.59 | -0.35875 | -0.24471 | -0.16573 | -0.086753 | 0.027282 | -0.31122 | -0.19719 | -0.11821 | -0.039226 | 0.074809
2012-10-01 | 19 | Average Per Premise | 100% Cycling | 4118319Average Per Premise100% Cycling | 2.2355 | 2.1083 | 2.0037 | 77.3617 | -0.30728 | -0.20086 | -0.12715 | -0.053449 | 0.05297 | -0.41191 | -0.30549 | -0.23179 | -0.15808 | -0.051666
2012-10-01 | 19 | Average Per Premise | 50% Cycling | 4118319Average Per Premise50% Cycling | 2.7544 | 2.4848 | 2.7187 | 77.8474 | -0.47725 | -0.35462 | -0.26969 | -0.18476 | -0.062136 | -0.24331 | -0.12068 | -0.035752 | 0.049178 | 0.1718
2012-10-01 | 19 | Average Per Premise | All | 4118319Average Per PremiseAll | 2.4794 | 2.2852 | 2.3397 | 77.59 | -0.38716 | -0.27313 | -0.19415 | -0.11517 | -0.0011301 | -0.33267 | -0.21863 | -0.13965 | -0.060671 | 0.053365
2012-10-01 | 19 | Average Per Ton | 100% Cycling | 4118319Average Per Ton100% Cycling | 0.52224 | 0.49254 | 0.46809 | 77.3617 | -0.20983 | -0.10341 | -0.029705 | 0.044 | 0.15042 | -0.23427 | -0.12786 | -0.05415 | 0.019555 | 0.12597
2012-10-01 | 19 | Average Per Ton | 50% Cycling | 4118319Average Per Ton50% Cycling | 0.68116 | 0.61446 | 0.67232 | 77.8474 | -0.27425 | -0.15162 | -0.066693 | 0.018237 | 0.14086 | -0.2164 | -0.093771 | -0.0088412 | 0.076089 | 0.19871
2012-10-01 | 19 | Average Per Ton | All | 4118319Average Per TonAll | 0.59693 | 0.54984 | 0.56408 | 77.59 | -0.24011 | -0.12607 | -0.047089 | 0.031891 | 0.14593 | -0.22587 | -0.11184 | -0.032855 | 0.046126 | 0.16016
2012-10-01 | 20 | Aggregate | 100% Cycling | 4118320Aggregate100% Cycling | 29.9035 | 24.3341 | 23.1264 | 75.8315 | -7.7388 | -6.4571 | -5.5694 | -4.6817 | -3.4 | -8.9465 | -7.6648 | -6.7771 | -5.8894 | -4.6077
2012-10-01 | 20 | Aggregate | 50% Cycling | 4118320Aggregate50% Cycling | 27.7527 | 25.6283 | 28.0412 | 76.1213 | -4.1568 | -2.9561 | -2.1244 | -1.2927 | -0.091923 | -1.744 | -0.54316 | 0.28851 | 1.1202 | 2.321
2012-10-01 | 20 | Aggregate | All | 4118320AggregateAll | 57.6717 | 50.003 | 51.24 | 75.9677 | -11.8719 | -9.3886 | -7.6687 | -5.9488 | -3.4655 | -10.6348 | -8.1515 | -6.4316 | -4.7117 | -2.2285
2012-10-01 | 20 | Average Per Device | 100% Cycling | 4118320Average Per Device100% Cycling | 2.0623 | 1.6782 | 1.5949 | 75.8315 | -0.56118 | -0.45656 | -0.38409 | -0.31162 | -0.207 | -0.64447 | -0.53984 | -0.46738 | -0.39491 | -0.29028
2012-10-01 | 20 | Average Per Device | 50% Cycling | 4118320Average Per Device50% Cycling | 2.2309 | 2.0601 | 2.2541 | 76.1213 | -0.36111 | -0.24866 | -0.17077 | -0.092884 | 0.019571 | -0.16715 | -0.054694 | 0.023192 | 0.10108 | 0.21353
2012-10-01 | 20 | Average Per Device | All | 4118320Average Per DeviceAll | 2.1415 | 1.8577 | 1.9047 | 75.9677 | -0.46715 | -0.35884 | -0.28383 | -0.20882 | -0.10051 | -0.42013 | -0.31182 | -0.23681 | -0.1618 | -0.05349
2012-10-01 | 20 | Average Per Premise | 100% Cycling | 4118320Average Per Premise100% Cycling | 2.4411 | 1.9865 | 1.8879 | 75.8315 | -0.63174 | -0.52711 | -0.45464 | -0.38218 | -0.27755 | -0.73033 | -0.6257 | -0.55323 | -0.48077 | -0.37614
2012-10-01 | 20 | Average Per Premise | 50% Cycling | 4118320Average Per Premise50% Cycling | 2.5991 | 2.4001 | 2.6261 | 76.1213 | -0.38929 | -0.27684 | -0.19895 | -0.12106 | -0.0086086 | -0.16332 | -0.050867 | 0.027019 | 0.10491 | 0.21736
2012-10-01 | 20 | Average Per Premise | All | 4118320Average Per PremiseAll | 2.5153 | 2.1809 | 2.2348 | 75.9677 | -0.51779 | -0.40948 | -0.33447 | -0.25945 | -0.15115 | -0.46383 | -0.35553 | -0.28051 | -0.2055 | -0.097194
2012-10-01 | 20 | Average Per Ton | 100% Cycling | 4118320Average Per Ton100% Cycling | 0.57029 | 0.46407 | 0.44104 | 75.8315 | -0.28331 | -0.17868 | -0.10621 | -0.033748 | 0.070881 | -0.30634 | -0.20171 | -0.12925 | -0.05678 | 0.047849
2012-10-01 | 20 | Average Per Ton | 50% Cycling | 4118320Average Per Ton50% Cycling | 0.64273 | 0.59353 | 0.64941 | 76.1213 | -0.23954 | -0.12709 | -0.049199 | 0.028687 | 0.14114 | -0.18366 | -0.071204 | 0.0066816 | 0.084568 | 0.19702
2012-10-01 | 20 | Average Per Ton | All | 4118320Average Per TonAll | 0.60433 | 0.52492 | 0.53897 | 75.9677 | -0.26274 | -0.15443 | -0.079417 | -0.0044033 | 0.1039 | -0.24868 | -0.14037 | -0.06536 | 0.0096536 | 0.11796
2012-10-01 | 21 | Aggregate | 100% Cycling | 4118321Aggregate100% Cycling | 26.3108 | 22.2202 | 21.1174 | 72.7257 | -5.97 | -4.8596 | -4.0906 | -3.3215 | -2.2112 | -7.0728 | -5.9624 | -5.1934 | -4.4243 | -3.314
2012-10-01 | 21 | Aggregate | 50% Cycling | 4118321Aggregate50% Cycling | 24.7818 | 23.041 | 25.2103 | 72.9192 | -3.6005 | -2.5018 | -1.7409 | -0.97989 | 0.11881 | -1.4312 | -0.33251 | 0.42845 | 1.1894 | 2.2881
2012-10-01 | 21 | Aggregate | All | 4118321AggregateAll | 51.1096 | 45.2949 | 46.3902 | 72.8166 | -9.5557 | -7.3455 | -5.8147 | -4.2838 | -2.0736 | -8.4605 | -6.2502 | -4.7194 | -3.1885 | -0.97827
2012-10-01 | 21 | Average Per Device | 100% Cycling | 4118321Average Per Device100% Cycling | 1.8145 | 1.5324 | 1.4563 | 72.7257 | -0.43552 | -0.34488 | -0.2821 | -0.21933 | -0.12868 | -0.51158 | -0.42094 | -0.35816 | -0.29538 | -0.20474
2012-10-01 | 21 | Average Per Device | 50% Cycling | 4118321Average Per Device50% Cycling | 1.9921 | 1.8522 | 2.0265 | 72.9192 | -0.3141 | -0.2112 | -0.13994 | -0.068675 | 0.034219 | -0.13972 | -0.036823 | 0.034441 | 0.1057 | 0.2086
2012-10-01 | 21 | Average Per Device | All | 4118321Average Per DeviceAll | 1.898 | 1.6827 | 1.7243 | 72.8166 | -0.37845 | -0.28205 | -0.21529 | -0.14852 | -0.052119 | -0.3368 | -0.2404 | -0.17364 | -0.10687 | -0.010469
2012-10-01 | 21 | Average Per Premise | 100% Cycling | 4118321Average Per Premise100% Cycling | 2.1478 | 1.8139 | 1.7239 | 72.7257 | -0.48735 | -0.3967 | -0.33392 | -0.27115 | -0.1805 | -0.57737 | -0.48673 | -0.42395 | -0.36117 | -0.27053
2012-10-01 | 21 | Average Per Premise | 50% Cycling | 4118321Average Per Premise50% Cycling | 2.3208 | 2.1578 | 2.361 | 72.9192 | -0.33719 | -0.2343 | -0.16303 | -0.091768 | 0.011126 | -0.13403 | -0.03114 | 0.040124 | 0.11139 | 0.21428
2012-10-01 | 21 | Average Per Premise | All | 4118321Average Per PremiseAll | 2.2291 | 1.9755 | 2.0233 | 72.8166 | -0.41677 | -0.32037 | -0.2536 | -0.18684 | -0.090438 | -0.369 | -0.2726 | -0.20583 | -0.13907 | -0.042667
2012-10-01 | 21 | Average Per Ton | 100% Cycling | 4118321Average Per Ton100% Cycling | 0.50177 | 0.42376 | 0.40273 | 72.7257 | -0.23143 | -0.14079 | -0.078011 | -0.015232 | 0.07541 | -0.25246 | -0.16182 | -0.099042 | -0.036264 | 0.054379
2012-10-01 | 21 | Average Per Ton | 50% Cycling | 4118321Average Per Ton50% Cycling | 0.57393 | 0.53361 | 0.58385 | 72.9192 | -0.21447 | -0.11158 | -0.040317 | 0.030947 | 0.13384 | -0.16424 | -0.061342 | 0.0099225 | 0.081186 | 0.18408
2012-10-01 | 21 | Average Per Ton | All | 4118321Average Per TonAll | 0.53568 | 0.47539 | 0.48785 | 72.8166 | -0.22346 | -0.12706 | -0.060295 | 0.0064722 | 0.10287 | -0.211 | -0.1146 | -0.047829 | 0.018938 | 0.11534
2012-10-01 | 22 | Aggregate | 100% Cycling | 4118322Aggregate100% Cycling | 22.1093 | 19.9857 | 18.9938 | 71.1854 | -3.7615 | -2.7938 | -2.1236 | -1.4534 | -0.48564 | -4.7534 | -3.7857 | -3.1155 | -2.4453 | -1.4775
2012-10-01 | 22 | Aggregate | 50% Cycling | 4118322Aggregate50% Cycling | 20.749 | 18.761 | 20.5274 | 71.4693 | -3.6098 | -2.6516 | -1.988 | -1.3244 | -0.36621 | -1.8435 | -0.88529 | -0.22166 | 0.44196 | 1.4001
2012-10-01 | 22 | Aggregate | All | 4118322AggregateAll | 42.8719 | 38.759 | 39.5577 | 71.3188 | -7.3744 | -5.4475 | -4.1129 | -2.7783 | -0.85133 | -6.5758 | -4.6488 | -3.3142 | -1.9796 | -0.052689
2012-10-01 | 22 | Average Per Device | 100% Cycling | 4118322Average Per Device100% Cycling | 1.5248 | 1.3783 | 1.3099 | 71.1854 | -0.28016 | -0.20117 | -0.14645 | -0.091739 | -0.012742 | -0.34857 | -0.26957 | -0.21486 | -0.16014 | -0.081147
2012-10-01 | 22 | Average Per Device | 50% Cycling | 4118322Average Per Device50% Cycling | 1.6679 | 1.5081 | 1.6501 | 71.4693 | -0.31169 | -0.22196 | -0.15981 | -0.097658 | -0.0079249 | -0.1697 | -0.079967 | -0.017819 | 0.04433 | 0.13406
2012-10-01 | 22 | Average Per Device | All | 4118322Average Per DeviceAll | 1.592 | 1.4393 | 1.4698 | 71.3188 | -0.29498 | -0.21094 | -0.15273 | -0.094521 | -0.010478 | -0.2645 | -0.18046 | -0.12225 | -0.064041 | 0.020002
2012-10-01 | 22 | Average Per Premise | 100% Cycling | 4118322Average Per Premise100% Cycling | 1.8048 | 1.6315 | 1.5505 | 71.1854 | -0.30707 | -0.22807 | -0.17335 | -0.11864 | -0.039644 | -0.38804 | -0.30904 | -0.25433 | -0.19961 | -0.12061
2012-10-01 | 22 | Average Per Premise | 50% Cycling | 4118322Average Per Premise50% Cycling | 1.9432 | 1.757 | 1.9224 | 71.4693 | -0.33806 | -0.24833 | -0.18618 | -0.12403 | -0.034296 | -0.17264 | -0.082908 | -0.020759 | 0.04139 | 0.13112
2012-10-01 | 22 | Average Per Premise | All | 4118322Average Per PremiseAll | 1.8698 | 1.6905 | 1.7253 | 71.3188 | -0.32163 | -0.23759 | -0.17938 | -0.12117 | -0.03713 | -0.2868 | -0.20276 | -0.14455 | -0.086341 | -0.002298
2012-10-01 | 22 | Average Per Ton | 100% Cycling | 4118322Average Per Ton100% Cycling | 0.42164 | 0.38114 | 0.36223 | 71.1854 | -0.17421 | -0.095212 | -0.040499 | 0.014214 | 0.093212 | -0.19313 | -0.11413 | -0.059415 | -0.0047018 | 0.074296
2012-10-01 | 22 | Average Per Ton | 50% Cycling | 4118322Average Per Ton50% Cycling | 0.48053 | 0.43449 | 0.4754 | 71.4693 | -0.19792 | -0.10819 | -0.046041 | 0.016108 | 0.10584 | -0.15702 | -0.067282 | -0.0051335 | 0.057015 | 0.14675
2012-10-01 | 22 | Average Per Ton | All | 4118322Average Per TonAll | 0.44932 | 0.40622 | 0.41542 | 71.3188 | -0.18535 | -0.10131 | -0.043103 | 0.015105 | 0.099148 | -0.17615 | -0.092111 | -0.033903 | 0.024305 | 0.10835
2012-10-01 | 23 | Aggregate | 100% Cycling | 4118323Aggregate100% Cycling | 17.3932 | 16.489 | 15.6707 | 70.9375 | -2.2732 | -1.4644 | -0.90423 | -0.34404 | 0.46477 | -3.0916 | -2.2828 | -1.7226 | -1.1624 | -0.35358
2012-10-01 | 23 | Aggregate | 50% Cycling | 4118323Aggregate50% Cycling | 16.4024 | 14.8124 | 16.2069 | 71.0735 | -3.0016 | -2.1677 | -1.5901 | -1.0125 | -0.17854 | -1.607 | -0.77309 | -0.1955 | 0.38209 | 1.216
2012-10-01 | 23 | Aggregate | All | 4118323AggregateAll | 33.8071 | 31.3054 | 31.901 | 71.0014 | -5.2842 | -3.6403 | -2.5017 | -1.3631 | 0.28087 | -4.6886 | -3.0447 | -1.9061 | -0.76748 | 0.87647
2012-10-01 | 23 | Average Per Device | 100% Cycling | 4118323Average Per Device100% Cycling | 1.1995 | 1.1372 | 1.0807 | 70.9375 | -0.17412 | -0.10809 | -0.06236 | -0.01663 | 0.049396 | -0.23055 | -0.16453 | -0.1188 | -0.073067 | -0.0070413
2012-10-01 | 23 | Average Per Device | 50% Cycling | 4118323Average Per Device50% Cycling | 1.3185 | 1.1907 | 1.3028 | 71.0735 | -0.26001 | -0.18191 | -0.12782 | -0.073728 | 0.0043722 | -0.14791 | -0.069807 | -0.015716 | 0.038376 | 0.11648
2012-10-01 | 23 | Average Per Device | All | 4118323Average Per DeviceAll | 1.2554 | 1.1623 | 1.1851 | 71.0014 | -0.21449 | -0.14279 | -0.093126 | -0.043466 | 0.028235 | -0.19171 | -0.12001 | -0.070349 | -0.020689 | 0.051012
2012-10-01 | 23 | Average Per Premise | 100% Cycling | 4118323Average Per Premise100% Cycling | 1.4199 | 1.346 | 1.2792 | 70.9375 | -0.18557 | -0.11954 | -0.073815 | -0.028085 | 0.037941 | -0.25237 | -0.18635 | -0.14062 | -0.09489 | -0.028864
2012-10-01 | 23 | Average Per Premise | 50% Cycling | 4118323Average Per Premise50% Cycling | 1.5361 | 1.3872 | 1.5178 | 71.0735 | -0.2811 | -0.203 | -0.14891 | -0.09482 | -0.01672 | -0.1505 | -0.072401 | -0.018309 | 0.035783 | 0.11388
2012-10-01 | 23 | Average Per Premise | All | 4118323Average Per PremiseAll | 1.4745 | 1.3654 | 1.3914 | 71.0014 | -0.23047 | -0.15877 | -0.10911 | -0.059451 | 0.01225 | -0.20449 | -0.13279 | -0.083133 | -0.033474 | 0.038227
2012-10-01 | 23 | Average Per Ton | 100% Cycling | 4118323Average Per Ton100% Cycling | 0.3317 | 0.31446 | 0.29885 | 70.9375 | -0.129 | -0.062974 | -0.017244 | 0.028485 | 0.094511 | -0.14461 | -0.078581 | -0.032851 | 0.012878 | 0.078904
2012-10-01 | 23 | Average Per Ton | 50% Cycling | 4118323Average Per Ton50% Cycling | 0.37987 | 0.34304 | 0.37534 | 71.0735 | -0.16902 | -0.090917 | -0.036825 | 0.017267 | 0.095367 | -0.13672 | -0.058619 | -0.0045276 | 0.049564 | 0.12766
2012-10-01 | 23 | Average Per Ton | All | 4118323Average Per TonAll | 0.35434 | 0.32789 | 0.3348 | 71.0014 | -0.14781 | -0.076107 | -0.026447 | 0.023213 | 0.094913 | -0.1409 | -0.069199 | -0.019539 | 0.030121 | 0.10182
2012-10-01 | 24 | Aggregate | 100% Cycling | 4118324Aggregate100% Cycling | 13.106 | 12.8434 | 12.206 | 68.8709 | -1.4037 | -0.72954 | -0.26262 | 0.2043 | 0.87846 | -2.0411 | -1.367 | -0.90004 | -0.43312 | 0.24104
2012-10-01 | 24 | Aggregate | 50% Cycling | 4118324Aggregate50% Cycling | 12.7718 | 11.5816 | 12.672 | 68.9604 | -2.3727 | -1.6741 | -1.1902 | -0.70634 | -0.0077268 | -1.2823 | -0.58367 | -0.099806 | 0.38405 | 1.0827
2012-10-01 | 24 | Aggregate | All | 4118324AggregateAll | 25.8902 | 24.4285 | 24.8966 | 68.913 | -3.7869 | -2.4132 | -1.4617 | -0.51018 | 0.86362 | -3.3188 | -1.945 | -0.99355 | -0.042067 | 1.3317
2012-10-01 | 24 | Average Per Device | 100% Cycling | 4118324Average Per Device100% Cycling | 0.90385 | 0.88574 | 0.84178 | 68.8709 | -0.11126 | -0.056227 | -0.018111 | 0.020005 | 0.075038 | -0.15522 | -0.10019 | -0.062071 | -0.023955 | 0.031078
2012-10-01 | 24 | Average Per Device | 50% Cycling | 4118324Average Per Device50% Cycling | 1.0267 | 0.93099 | 1.0186 | 68.9604 | -0.20641 | -0.14099 | -0.095675 | -0.050361 | 0.015064 | -0.11876 | -0.053337 | -0.0080229 | 0.037291 | 0.10272
2012-10-01 | 24 | Average Per Device | All | 4118324Average Per DeviceAll | 0.96157 | 0.90701 | 0.9249 | 68.913 | -0.15598 | -0.096065 | -0.054566 | -0.013067 | 0.04685 | -0.13809 | -0.078167 | -0.036668 | 0.0048306 | 0.064749
2012-10-01 | 24 | Average Per Premise | 100% Cycling | 4118324Average Per Premise100% Cycling | 1.0699 | 1.0484 | 0.99641 | 68.8709 | -0.11459 | -0.059554 | -0.021438 | 0.016678 | 0.071711 | -0.16662 | -0.11159 | -0.073473 | -0.035357 | 0.019676
2012-10-01 | 24 | Average Per Premise | 50% Cycling | 4118324Average Per Premise50% Cycling | 1.1961 | 1.0846 | 1.1867 | 68.9604 | -0.2222 | -0.15678 | -0.11146 | -0.066149 | -0.0007236 | -0.12009 | -0.054661 | -0.0093468 | 0.035967 | 0.10139
2012-10-01 | 24 | Average Per Premise | All | 4118324Average Per PremiseAll | 1.1292 | 1.0654 | 1.0859 | 68.913 | -0.16517 | -0.10525 | -0.06375 | -0.022251 | 0.037667 | -0.14475 | -0.084833 | -0.043334 | -0.0018347 | 0.058083
2012-10-01 | 24 | Average Per Ton | 100% Cycling | 4118324Average Per Ton100% Cycling | 0.24994 | 0.24494 | 0.23278 | 68.8709 | -0.098158 | -0.043124 | -0.0050084 | 0.033107 | 0.088141 | -0.11031 | -0.055281 | -0.017165 | 0.020951 | 0.075985
2012-10-01 | 24 | Average Per Ton | 50% Cycling | 4118324Average Per Ton50% Cycling | 0.29578 | 0.26822 | 0.29347 | 68.9604 | -0.1383 | -0.072878 | -0.027564 | 0.01775 | 0.083176 | -0.11305 | -0.047625 | -0.0023114 | 0.043002 | 0.10843
2012-10-01 | 24 | Average Per Ton | All | 4118324Average Per TonAll | 0.27149 | 0.25588 | 0.2613 | 68.913 | -0.11703 | -0.057108 | -0.01561 | 0.025889 | 0.085807 | -0.1116 | -0.051682 | -0.010184 | 0.031315 | 0.091233
8/10/2012† | 1 | Aggregate | 100% Cycling | 8/10/2012†1Aggregate100% Cycling | 11.9885 | 10.3439 | 10.0798 | 70.4867 | -2.7133 | -2.0819 | -1.6446 | -1.2073 | -0.5759 | -2.9775 | -2.3461 | -1.9088 | -1.4715 | -0.84007
8/10/2012† | 1 | Aggregate | 50% Cycling | 8/10/2012†1Aggregate50% Cycling | 12.1475 | 10.8577 | 12.1743 | 70.8 | -2.4275 | -1.7553 | -1.2898 | -0.82431 | -0.15219 | -1.1109 | -0.43874 | 0.026773 | 0.49228 | 1.1644
8/10/2012† | 1 | Aggregate | All | 8/10/2012†1AggregateAll | 24.1516 | 21.2185 | 22.2852 | 70.634 | -5.1413 | -3.8367 | -2.9331 | -2.0295 | -0.72487 | -4.0747 | -2.77 | -1.8665 | -0.96286 | 0.34177
8/10/2012† | 1 | Average Per Device | 100% Cycling | 8/10/2012†1Average Per Device100% Cycling | 0.82678 | 0.71336 | 0.69514 | 70.4867 | -0.20066 | -0.14912 | -0.11342 | -0.07772 | -0.026178 | -0.21888 | -0.16733 | -0.13164 | -0.095939 | -0.044396
8/10/2012† | 1 | Average Per Device | 50% Cycling | 8/10/2012†1Average Per Device50% Cycling | 0.9767 | 0.87299 | 0.97885 | 70.8 | -0.21025 | -0.1473 | -0.10371 | -0.060111 | 0.0028339 | -0.10439 | -0.041443 | 0.0021527 | 0.045748 | 0.10869
8/10/2012† | 1 | Average Per Device | All | 8/10/2012†1Average Per DeviceAll | 0.89724 | 0.78839 | 0.82849 | 70.634 | -0.20516 | -0.14826 | -0.10885 | -0.069444 | -0.012542 | -0.16507 | -0.10817 | -0.068756 | -0.029346 | 0.027556
8/10/2012† | 1 | Average Per Premise | 100% Cycling | 8/10/2012†1Average Per Premise100% Cycling | 0.97866 | 0.8444 | 0.82284 | 70.4867 | -0.22149 | -0.16995 | -0.13425 | -0.098554 | -0.047012 | -0.24306 | -0.19152 | -0.15582 | -0.12012 | -0.068577
8/10/2012† | 1 | Average Per Premise | 50% Cycling | 8/10/2012†1Average Per Premise50% Cycling | 1.1376 | 1.0168 | 1.1401 | 70.8 | -0.22733 | -0.16439 | -0.12079 | -0.077197 | -0.014252 | -0.10403 | -0.041088 | 0.0025073 | 0.046103 | 0.10905
8/10/2012† | 1 | Average Per Premise | All | 8/10/2012†1Average Per PremiseAll | 1.0534 | 0.92544 | 0.97196 | 70.634 | -0.22424 | -0.16734 | -0.12793 | -0.088516 | -0.031615 | -0.17772 | -0.12081 | -0.081405 | -0.041995 | 0.014906
8/10/2012† | 1 | Average Per Ton | 100% Cycling | 8/10/2012†1Average Per Ton100% Cycling | 0.22863 | 0.19727 | 0.19223 | 70.4867 | -0.1186 | -0.067062 | -0.031364 | 0.0043343 | 0.055877 | -0.12364 | -0.0721 | -0.036402 | -0.0007038 | 0.050839
8/10/2012† | 1 | Average Per Ton | 50% Cycling | 8/10/2012†1Average Per Ton50% Cycling | 0.28139 | 0.25151 | 0.28201 | 70.8 | -0.13642 | -0.073473 | -0.029878 | 0.013718 | 0.076663 | -0.10592 | -0.042975 | 0.0006202 | 0.044216 | 0.10716
8/10/2012† | 1 | Average Per Ton | All | 8/10/2012†1Average Per TonAll | 0.25343 | 0.22276 | 0.23442 | 70.634 | -0.12698 | -0.070075 | -0.030665 | 0.0087446 | 0.065646 | -0.11531 | -0.058411 | -0.019002 | 0.020408 | 0.07731
8/10/2012† | 2 | Aggregate | 100% Cycling | 8/10/2012†2Aggregate100% Cycling | 10.7963 | 8.9649 | 8.7359 | 70.1275 | -2.7662 | -2.2139 | -1.8315 | -1.449 | -0.89673 | -2.9951 | -2.4429 | -2.0604 | -1.6779 | -1.1257
8/10/2012† | 2 | Aggregate | 50% Cycling | 8/10/2012†2Aggregate50% Cycling | 10.413 | 9.384 | 10.5219 | 70.5366 | -2.0477 | -1.4459 | -1.029 | -0.6122 | -0.010367 | -0.90978 | -0.30795 | 0.10887 | 0.5257 | 1.1275
8/10/2012† | 2 | Aggregate | All | 8/10/2012†2AggregateAll | 21.2185 | 18.3633 | 19.2845 | 70.3198 | -4.8105 | -3.6553 | -2.8553 | -2.0552 | -0.9 | -3.8893 | -2.7341 | -1.934 | -1.1339 | 0.021233
8/10/2012† | 2 | Average Per Device | 100% Cycling | 8/10/2012†2Average Per Device100% Cycling | 0.74456 | 0.61825 | 0.60247 | 70.1275 | -0.20261 | -0.15753 | -0.1263 | -0.095082 | -0.050001 | -0.2184 | -0.17332 | -0.14209 | -0.11087 | -0.06579
8/10/2012† | 2 | Average Per Device | 50% Cycling | 8/10/2012†2Average Per Device50% Cycling | 0.83724 | 0.7545 | 0.846 | 70.5366 | -0.17813 | -0.12177 | -0.082737 | -0.043701 | 0.01266 | -0.086644 | -0.030282 | 0.0087537 | 0.04779 | 0.10415
8/10/2012† | 2 | Average Per Device | All | 8/10/2012†2Average Per DeviceAll | 0.78812 | 0.68229 | 0.71692 | 70.3198 | -0.19111 | -0.14072 | -0.10583 | -0.070933 | -0.02055 | -0.15647 | -0.10609 | -0.071196 | -0.036301 | 0.014082
8/10/2012† | 2 | Average Per Premise | 100% Cycling | 8/10/2012†2Average Per Premise100% Cycling | 0.88133 | 0.73182 | 0.71313 | 70.1275 | -0.22581 | -0.18073 | -0.14951 | -0.11828 | -0.073202 | -0.2445 | -0.19942 | -0.1682 | -0.13697 | -0.091892
8/10/2012† | 2 | Average Per Premise | 50% Cycling | 8/10/2012†2Average Per Premise50% Cycling | 0.97518 | 0.87881 | 0.98538 | 70.5366 | -0.19177 | -0.1354 | -0.096369 | -0.057333 | -0.0009709 | -0.085202 | -0.02884 | 0.010196 | 0.049232 | 0.10559
8/10/2012† | 2 | Average Per Premise | All | 8/10/2012†2Average Per PremiseAll | 0.92544 | 0.80091 | 0.84109 | 70.3198 | -0.20981 | -0.15943 | -0.12453 | -0.089636 | -0.039253 | -0.16963 | -0.11925 | -0.084352 | -0.049457 | 0.0009261
8/10/2012† | 2 | Average Per Ton | 100% Cycling | 8/10/2012†2Average Per Ton100% Cycling | 0.20589 | 0.17097 | 0.1666 | 70.1275 | -0.11123 | -0.066151 | -0.034927 | -0.0037043 | 0.041377 | -0.1156 | -0.070517 | -0.039294 | -0.0080707 | 0.03701
8/10/2012† | 2 | Average Per Ton | 50% Cycling | 8/10/2012†2Average Per Ton50% Cycling | 0.24121 | 0.21737 | 0.24373 | 70.5366 | -0.11923 | -0.062872 | -0.023836 | 0.0152 | 0.071561 | -0.092876 | -0.036514 | 0.0025219 | 0.041558 | 0.09792
8/10/2012† | 2 | Average Per Ton | All | 8/10/2012†2Average Per TonAll | 0.22249 | 0.19278 | 0.20285 | 70.3198 | -0.11499 | -0.06461 | -0.029715 | 0.0051805 | 0.055564 | -0.10492 | -0.054536 | -0.01964 | 0.015255 | 0.065638
8/10/2012† | 3 | Aggregate | 100% Cycling | 8/10/2012†3Aggregate100% Cycling | 9.7702 | 8.4824 | 8.2658 | 69.9248 | -2.1491 | -1.6402 | -1.2877 | -0.93528 | -0.42638 | -2.3657 | -1.8568 | -1.5044 | -1.1519 | -0.64301
8/10/2012† | 3 | Aggregate | 50% Cycling | 8/10/2012†3Aggregate50% Cycling | 9.3013 | 8.6656 | 9.7164 | 70.0618 | -1.5589 | -1.0134 | -0.63564 | -0.25784 | 0.28763 | -0.50811 | 0.037363 | 0.41516 | 0.79295 | 1.3384
8/10/2012† | 3 | Aggregate | All | 8/10/2012†3AggregateAll | 19.0787 | 17.1597 | 18.0053 | 69.9892 | -3.7051 | -2.6498 | -1.9189 | -1.188 | -0.13269 | -2.8596 | -1.8043 | -1.0733 | -0.34244 | 0.71287
8/10/2012† | 3 | Average Per Device | 100% Cycling | 8/10/2012†3Average Per Device100% Cycling | 0.67379 | 0.58498 | 0.57004 | 69.9248 | -0.15912 | -0.11758 | -0.088808 | -0.060036 | -0.018493 | -0.17406 | -0.13252 | -0.10375 | -0.074976 | -0.033433
8/10/2012† | 3 | Average Per Device | 50% Cycling | 8/10/2012†3Average Per Device50% Cycling | 0.74786 | 0.69675 | 0.78124 | 70.0618 | -0.13757 | -0.086488 | -0.051107 | -0.015727 | 0.035357 | -0.053084 | -0.0020005 | 0.03338 | 0.068761 | 0.11984
8/10/2012† | 3 | Average Per Device | All | 8/10/2012†3Average Per DeviceAll | 0.7086 | 0.63751 | 0.6693 | 69.9892 | -0.14899 | -0.10297 | -0.071089 | -0.039211 | 0.0068166 | -0.1172 | -0.071176 | -0.039298 | -0.0074196 | 0.038608
8/10/2012† | 3 | Average Per Premise | 100% Cycling | 8/10/2012†3Average Per Premise100% Cycling | 0.79756 | 0.69244 | 0.67476 | 69.9248 | -0.17544 | -0.13389 | -0.10512 | -0.076349 | -0.034806 | -0.19312 | -0.15158 | -0.12281 | -0.094034 | -0.052491
8/10/2012† | 3 | Average Per Premise | 50% Cycling | 8/10/2012†3Average Per Premise50% Cycling | 0.87107 | 0.81154 | 0.90995 | 70.0618 | -0.14599 | -0.094908 | -0.059528 | -0.024147 | 0.026937 | -0.047585 | 0.003499 | 0.03888 | 0.07426 | 0.12534
8/10/2012† | 3 | Average Per Premise | All | 8/10/2012†3Average Per PremiseAll | 0.83211 | 0.74842 | 0.7853 | 69.9892 | -0.1616 | -0.11557 | -0.083693 | -0.051814 | -0.0057871 | -0.12472 | -0.078692 | -0.046814 | -0.014936 | 0.031092
8/10/2012† | 3 | Average Per Ton | 100% Cycling | 8/10/2012†3Average Per Ton100% Cycling | 0.18633 | 0.16177 | 0.15764 | 69.9248 | -0.094874 | -0.053331 | -0.024558 | 0.0042141 | 0.045757 | -0.099005 | -0.057462 | -0.02869 | 8.27e-05 | 0.041626
8/10/2012† | 3 | Average Per Ton | 50% Cycling | 8/10/2012†3Average Per Ton50% Cycling | 0.21546 | 0.20073 | 0.22507 | 70.0618 | -0.10119 | -0.050105 | -0.014724 | 0.020657 | 0.07174 | -0.076848 | -0.025764 | 0.0096167 | 0.044997 | 0.096081
8/10/2012† | 3 | Average Per Ton | All | 8/10/2012†3Average Per TonAll | 0.20002 | 0.18008 | 0.18933 | 69.9892 | -0.097841 | -0.051814 | -0.019936 | 0.011942 | 0.057969 | -0.088591 | -0.042564 | -0.010686 | 0.021192 | 0.06722
8/10/2012† | 4 | Aggregate | 100% Cycling | 8/10/2012†4Aggregate100% Cycling | 8.6514 | 7.8733 | 7.6722 | 69.3225 | -1.5222 | -1.0826 | -0.77809 | -0.47361 | -0.033987 | -1.7233 | -1.2836 | -0.97917 | -0.67469 | -0.23507
8/10/2012† | 4 | Aggregate | 50% Cycling | 8/10/2012†4Aggregate50% Cycling | 8.7112 | 8.1172 | 9.1014 | 69.5016 | -1.4741 | -0.95417 | -0.59408 | -0.23399 | 0.28593 | -0.4898 | 0.030116 | 0.39021 | 0.7503 | 1.2702
8/10/2012† | 4 | Aggregate | All | 8/10/2012†4AggregateAll | 17.3734 | 16.002 | 16.7958 | 69.4067 | -2.9976 | -2.0368 | -1.3714 | -0.70595 | 0.25484 | -2.2038 | -1.243 | -0.57753 | 0.087915 | 1.0487
8/10/2012† | 4 | Average Per Device | 100% Cycling | 8/10/2012†4Average Per Device100% Cycling | 0.59664 | 0.54298 | 0.52911 | 69.3225 | -0.1144 | -0.078516 | -0.05366 | -0.028805 | 0.0070826 | -0.12827 | -0.092383 | -0.067528 | -0.042672 | -0.0067846
8/10/2012† | 4 | Average Per Device | 50% Cycling | 8/10/2012†4Average Per Device50% Cycling | 0.70041 | 0.65265 | 0.73179 | 69.5016 | -0.13018 | -0.081489 | -0.047766 | -0.014043 | 0.034647 | -0.051039 | -0.0023486 | 0.031374 | 0.065097 | 0.11379
8/10/2012† | 4 | Average Per Device | All | 8/10/2012†4Average Per DeviceAll | 0.64541 | 0.59452 | 0.62437 | 69.4067 | -0.12182 | -0.079913 | -0.05089 | -0.021867 | 0.020038 | -0.091972 | -0.050067 | -0.021044 | 0.0079793 | 0.049884
8/10/2012† | 4 | Average Per Premise | 100% Cycling | 8/10/2012†4Average Per Premise100% Cycling | 0.70623 | 0.64272 | 0.6263 | 69.3225 | -0.12426 | -0.088373 | -0.063518 | -0.038662 | -0.0027745 | -0.14067 | -0.10479 | -0.079932 | -0.055076 | -0.019189
8/10/2012† | 4 | Average Per Premise | 50% Cycling | 8/10/2012†4Average Per Premise50% Cycling | 0.81581 | 0.76018 | 0.85235 | 69.5016 | -0.13805 | -0.089358 | -0.055636 | -0.021913 | 0.026777 | -0.04587 | 0.0028204 | 0.036543 | 0.070266 | 0.11896
8/10/2012† | 4 | Average Per Premise | All | 8/10/2012†4Average Per PremiseAll | 0.75774 | 0.69792 | 0.73255 | 69.4067 | -0.13074 | -0.088836 | -0.059813 | -0.03079 | 0.011115 | -0.096116 | -0.054212 | -0.025189 | 0.0038344 | 0.045739
8/10/2012† | 4 | Average Per Ton | 100% Cycling | 8/10/2012†4Average Per Ton100% Cycling | 0.16499 | 0.15015 | 0.14632 | 69.3225 | -0.075582 | -0.039694 | -0.014839 | 0.010017 | 0.045904 | -0.079417 | -0.043529 | -0.018674 | 0.006182 | 0.042069
8/10/2012† | 4 | Average Per Ton | 50% Cycling | 8/10/2012†4Average Per Ton50% Cycling | 0.20179 | 0.18803 | 0.21083 | 69.5016 | -0.096174 | -0.047484 | -0.013761 | 0.019962 | 0.068652 | -0.073374 | -0.024684 | 0.0090388 | 0.042762 | 0.091452
8/10/2012† | 4 | Average Per Ton | All | 8/10/2012†4Average Per TonAll | 0.18228 | 0.16795 | 0.17664 | 69.4067 | -0.08526 | -0.043355 | -0.014332 | 0.014691 | 0.056595 | -0.076577 | -0.034672 | -0.0056488 | 0.023374 | 0.065279
8/10/2012† | 5 | Aggregate | 100% Cycling | 8/10/2012†5Aggregate100% Cycling | 8.5231 | 7.7454 | 7.5476 | 69.1602 | -1.5065 | -1.0759 | -0.77768 | -0.47946 | -0.048861 | -1.7043 | -1.2737 | -0.9755 | -0.67727 | -0.24667
8/10/2012† | 5 | Aggregate | 50% Cycling | 8/10/2012†5Aggregate50% Cycling | 7.9242 | 7.9567 | 8.9215 | 69.4468 | -0.73003 | -0.27952 | 0.032503 | 0.34453 | 0.79504 | 0.23479 | 0.6853 | 0.99733 | 1.3093 | 1.7599
8/10/2012† | 5 | Aggregate | All | 8/10/2012†5AggregateAll | 16.4518 | 15.7131 | 16.4906 | 69.2949 | -2.2312 | -1.3494 | -0.73865 | -0.12792 | 0.75388 | -1.4537 | -0.57191 | 0.038815 | 0.64955 | 1.5313
8/10/2012† | 5 | Average Per Device | 100% Cycling | 8/10/2012†5Average Per Device100% Cycling | 0.58779 | 0.53415 | 0.52051 | 69.1602 | -0.11313 | -0.077978 | -0.053632 | -0.029287 | 0.0058633 | -0.12677 | -0.09162 | -0.067274 | -0.042929 | -0.0077786
8/10/2012† | 5 | Average Per Device | 50% Cycling | 8/10/2012†5Average Per Device50% Cycling | 0.63713 | 0.63974 | 0.71732 | 69.4468 | -0.068798 | -0.026608 | 0.0026134 | 0.031835 | 0.074025 | 0.0087768 | 0.050967 | 0.080189 | 0.10941 | 0.1516
8/10/2012† | 5 | Average Per Device | All | 8/10/2012†5Average Per DeviceAll | 0.61098 | 0.58378 | 0.61301 | 69.2949 | -0.092293 | -0.053834 | -0.027197 | -0.0005601 | 0.037899 | -0.063063 | -0.024604 | 0.0020332 | 0.02867 | 0.067129
8/10/2012† | 5 | Average Per Premise | 100% Cycling | 8/10/2012†5Average Per Premise100% Cycling | 0.69576 | 0.63228 | 0.61613 | 69.1602 | -0.12298 | -0.08783 | -0.063484 | -0.039139 | -0.0039887 | -0.13913 | -0.10398 | -0.079632 | -0.055287 | -0.020137
8/10/2012† | 5 | Average Per Premise | 50% Cycling | 8/10/2012†5Average Per Premise50% Cycling | 0.7421 | 0.74515 | 0.8355 | 69.4468 | -0.068368 | -0.026177 | 0.0030439 | 0.032265 | 0.074456 | 0.021988 | 0.064179 | 0.0934 | 0.12262 | 0.16481
8/10/2012† | 5 | Average Per Premise | All | 8/10/2012†5Average Per PremiseAll | 0.71754 | 0.68532 | 0.71923 | 69.2949 | -0.097312 | -0.058853 | -0.032216 | -0.0055792 | 0.03288 | -0.063403 | -0.024944 | 0.0016929 | 0.02833 | 0.066789
8/10/2012† | 5 | Average Per Ton | 100% Cycling | 8/10/2012†5Average Per Ton100% Cycling | 0.16254 | 0.14771 | 0.14394 | 69.1602 | -0.074327 | -0.039176 | -0.014831 | 0.0095141 | 0.044665 | -0.078099 | -0.042949 | -0.018604 | 0.0057416 | 0.040892
8/10/2012† | 5 | Average Per Ton | 50% Cycling | 8/10/2012†5Average Per Ton50% Cycling | 0.18356 | 0.18431 | 0.20666 | 69.4468 | -0.070659 | -0.028468 | 0.0007529 | 0.029974 | 0.072165 | -0.04831 | -0.006119 | 0.023102 | 0.052323 | 0.094514
8/10/2012† | 5 | Average Per Ton | All | 8/10/2012†5Average Per TonAll | 0.17242 | 0.16491 | 0.17342 | 69.2949 | -0.072603 | -0.034144 | -0.0075066 | 0.01913 | 0.05759 | -0.064098 | -0.025639 | 0.0009981 | 0.027635 | 0.066094
8/10/2012† | 6 | Aggregate | 100% Cycling | 8/10/2012†6Aggregate100% Cycling | 8.7742 | 7.9527 | 7.7496 | 68.1329 | -1.5191 | -1.107 | -0.82153 | -0.5361 | -0.12398 | -1.7222 | -1.3101 | -1.0246 | -0.73921 | -0.32709
8/10/2012† | 6 | Aggregate | 50% Cycling | 8/10/2012†6Aggregate50% Cycling | 8.093 | 8.1005 | 9.0827 | 68.2395 | -0.72751 | -0.29327 | 0.007493 | 0.30825 | 0.7425 | 0.25475 | 0.68899 | 0.98975 | 1.2905 | 1.7248
8/10/2012† | 6 | Aggregate | All | 8/10/2012†6AggregateAll | 16.8713 | 16.0639 | 16.8537 | 68.183 | -2.2411 | -1.3941 | -0.80739 | -0.22072 | 0.62634 | -1.4513 | -0.60424 | -0.017574 | 0.56909 | 1.4161
8/10/2012† | 6 | Average Per Device | 100% Cycling | 8/10/2012†6Average Per Device100% Cycling | 0.60511 | 0.54845 | 0.53444 | 68.1329 | -0.1136 | -0.079957 | -0.056656 | -0.033356 | 0.0002864 | -0.12761 | -0.093964 | -0.070663 | -0.047363 | -0.013721
8/10/2012† | 6 | Average Per Device | 50% Cycling | 8/10/2012†6Average Per Device50% Cycling | 0.6507 | 0.65131 | 0.73028 | 68.2395 | -0.068231 | -0.027564 | 0.0006025 | 0.028769 | 0.069436 | 0.010746 | 0.051414 | 0.07958 | 0.10775 | 0.14841
8/10/2012† | 6 | Average Per Device | All | 8/10/2012†6Average Per DeviceAll | 0.62654 | 0.59679 | 0.62649 | 68.183 | -0.092276 | -0.055332 | -0.029745 | -0.0041573 | 0.032787 | -0.062581 | -0.025636 | -4.92e-05 | 0.025538 | 0.062482
8/10/2012† | 6 | Average Per Premise | 100% Cycling | 8/10/2012†6Average Per Premise100% Cycling | 0.71626 | 0.6492 | 0.63262 | 68.1329 | -0.12401 | -0.090364 | -0.067064 | -0.043763 | -0.010121 | -0.14059 | -0.10694 | -0.083644 | -0.060343 | -0.026701
8/10/2012† | 6 | Average Per Premise | 50% Cycling | 8/10/2012†6Average Per Premise50% Cycling | 0.75791 | 0.75861 | 0.8506 | 68.2395 | -0.068132 | -0.027464 | 0.0007017 | 0.028868 | 0.069535 | 0.023857 | 0.064525 | 0.092691 | 0.12086 | 0.16152
8/10/2012† | 6 | Average Per Premise | All | 8/10/2012†6Average Per PremiseAll | 0.73584 | 0.70062 | 0.73507 | 68.183 | -0.097745 | -0.060801 | -0.035214 | -0.0096266 | 0.027318 | -0.063298 | -0.026354 | -0.0007665 | 0.024821 | 0.061765
8/10/2012† | 6 | Average Per Ton | 100% Cycling | 8/10/2012†6Average Per Ton100% Cycling | 0.16733 | 0.15166 | 0.14779 | 68.1329 | -0.07261 | -0.038968 | -0.015667 | 0.0076332 | 0.041275 | -0.076483 | -0.042841 | -0.019541 | 0.0037598 | 0.037402
8/10/2012† | 6 | Average Per Ton | 50% Cycling | 8/10/2012†6Average Per Ton50% Cycling | 0.18747 | 0.18764 | 0.21039 | 68.2395 | -0.06866 | -0.027993 | 0.0001736 | 0.02834 | 0.069007 | -0.045907 | -0.0052395 | 0.022927 | 0.051093 | 0.09176
8/10/2012† | 6 | Average Per Ton | All | 8/10/2012†6Average Per TonAll | 0.1768 | 0.16857 | 0.17721 | 68.183 | -0.070754 | -0.033809 | -0.0082221 | 0.017365 | 0.054309 | -0.062113 | -0.025168 | 0.000419 | 0.026006 | 0.062951
8/10/2012† | 7 | Aggregate | 100% Cycling | 8/10/2012†7Aggregate100% Cycling | 9.8604 | 9.2486 | 9.0124 | 69.1955 | -1.4511 | -0.95524 | -0.61183 | -0.26842 | 0.22741 | -1.6873 | -1.1914 | -0.84803 | -0.50462 | -0.0087919
8/10/2012† | 7 | Aggregate | 50% Cycling | 8/10/2012†7Aggregate50% Cycling | 9.5741 | 8.8721 | 9.9479 | 69.3122 | -1.5377 | -1.044 | -0.70202 | -0.36007 | 0.13365 | -0.46185 | 0.031865 | 0.37381 | 0.71576 | 1.2095
8/10/2012† | 7 | Aggregate | All | 8/10/2012†7AggregateAll | 19.4435 | 18.1282 | 18.9796 | 69.2503 | -2.9913 | -2.0011 | -1.3154 | -0.62965 | 0.36047 | -2.1399 | -1.1497 | -0.46399 | 0.22176 | 1.2119
8/10/2012† | 7 | Average Per Device | 100% Cycling | 8/10/2012†7Average Per Device100% Cycling | 0.68002 | 0.63782 | 0.62153 | 69.1955 | -0.1107 | -0.070228 | -0.042194 | -0.014161 | 0.026315 | -0.12699 | -0.086517 | -0.058484 | -0.03045 | 0.010025
8/10/2012† | 7 | Average Per Device | 50% Cycling | 8/10/2012†7Average Per Device50% Cycling | 0.76979 | 0.71335 | 0.79985 | 69.3122 | -0.13471 | -0.088468 | -0.056445 | -0.024421 | 0.021816 | -0.048205 | -0.0019677 | 0.030056 | 0.062079 | 0.10832
8/10/2012† | 7 | Average Per Device | All | 8/10/2012†7Average Per DeviceAll | 0.72221 | 0.67332 | 0.70534 | 69.2503 | -0.12198 | -0.078801 | -0.048892 | -0.018983 | 0.0242 | -0.089963 | -0.046779 | -0.01687 | 0.013039 | 0.056222
8/10/2012† | 7 | Average Per Premise | 100% Cycling | 8/10/2012†7Average Per Premise100% Cycling | 0.80493 | 0.75499 | 0.73571 | 69.1955 | -0.11845 | -0.077979 | -0.049945 | -0.021912 | 0.018564 | -0.13774 | -0.097261 | -0.069227 | -0.041194 | -0.0007177
8/10/2012† | 7 | Average Per Premise | 50% Cycling | 8/10/2012†7Average Per Premise50% Cycling | 0.89662 | 0.83088 | 0.93163 | 69.3122 | -0.144 | -0.097768 | -0.065744 | -0.033721 | 0.012516 | -0.043253 | 0.0029842 | 0.035008 | 0.067031 | 0.11327
8/10/2012† | 7 | Average Per Premise | All | 8/10/2012†7Average Per PremiseAll | 0.84803 | 0.79066 | 0.82779 | 69.2503 | -0.13046 | -0.08728 | -0.057371 | -0.027462 | 0.015722 | -0.093329 | -0.050146 | -0.020237 | 0.0096721 | 0.052856
8/10/2012† | 7 | Average Per Ton | 100% Cycling | 8/10/2012†7Average Per Ton100% Cycling | 0.18805 | 0.17638 | 0.17187 | 69.1955 | -0.080177 | -0.039702 | -0.011668 | 0.016365 | 0.056841 | -0.084682 | -0.044206 | -0.016173 | 0.011861 | 0.052337
8/10/2012† | 7 | Average Per Ton | 50% Cycling | 8/10/2012†7Average Per Ton50% Cycling | 0.22178 | 0.20551 | 0.23043 | 69.3122 | -0.094522 | -0.048285 | -0.016262 | 0.015762 | 0.061999 | -0.069601 | -0.023364 | 0.008659 | 0.040683 | 0.086919
8/10/2012† | 7 | Average Per Ton | All | 8/10/2012†7Average Per TonAll | 0.2039 | 0.19007 | 0.1994 | 69.2503 | -0.086919 | -0.043736 | -0.013827 | 0.016082 | 0.059265 | -0.077594 | -0.034411 | -0.0045018 | 0.025407 | 0.068591
8/10/2012† | 8 | Aggregate | 100% Cycling | 8/10/2012†8Aggregate100% Cycling | 10.6687 | 10.1056 | 9.8475 | 71.7659 | -1.4573 | -0.92901 | -0.56311 | -0.1972 | 0.33111 | -1.7154 | -1.1871 | -0.8212 | -0.45529 | 0.073016
8/10/2012† | 8 | Aggregate | 50% Cycling | 8/10/2012†8Aggregate50% Cycling | 10.2896 | 9.8033 | 10.9921 | 72.2269 | -1.4356 | -0.87471 | -0.48623 | -0.097746 | 0.46316 | -0.24686 | 0.31404 | 0.70252 | 1.091 | 1.6519
8/10/2012† | 8 | Aggregate | All | 8/10/2012†8AggregateAll | 20.9674 | 19.9181 | 20.8618 | 71.9826 | -2.8945 | -1.8043 | -1.0493 | -0.29427 | 0.79587 | -1.9508 | -0.86066 | -0.10564 | 0.64939 | 1.7395
8/10/2012† | 8 | Average Per Device | 100% Cycling | 8/10/2012†8Average Per Device100% Cycling | 0.73576 | 0.69693 | 0.67913 | 71.7659 | -0.11183 | -0.068704 | -0.038834 | -0.0089646 | 0.034163 | -0.12963 | -0.086503 | -0.056633 | -0.026763 | 0.016364
8/10/2012† | 8 | Average Per Device | 50% Cycling | 8/10/2012†8Average Per Device50% Cycling | 0.82732 | 0.78822 | 0.8838 | 72.2269 | -0.128 | -0.075476 | -0.039094 | -0.0027129 | 0.049816 | -0.032425 | 0.020104 | 0.056485 | 0.092867 | 0.1454
8/10/2012† | 8 | Average Per Device | All | 8/10/2012†8Average Per DeviceAll | 0.77879 | 0.73984 | 0.77532 | 71.9826 | -0.11943 | -0.071887 | -0.038957 | -0.0060263 | 0.04152 | -0.083944 | -0.036398 | -0.0034675 | 0.029463 | 0.077009
8/10/2012† | 8 | Average Per Premise | 100% Cycling | 8/10/2012†8Average Per Premise100% Cycling | 0.87091 | 0.82495 | 0.80388 | 71.7659 | -0.11897 | -0.075838 | -0.045968 | -0.016098 | 0.027029 | -0.14003 | -0.096906 | -0.067037 | -0.037167 | 0.0059605
8/10/2012† | 8 | Average Per Premise | 50% Cycling | 8/10/2012†8Average Per Premise50% Cycling | 0.96362 | 0.91809 | 1.0294 | 72.2269 | -0.13445 | -0.081917 | -0.045535 | -0.0091539 | 0.043375 | -0.023119 | 0.02941 | 0.065792 | 0.10217 | 0.1547
8/10/2012† | 8 | Average Per Premise | All | 8/10/2012†8Average Per PremiseAll | 0.91449 | 0.86872 | 0.90988 | 71.9826 | -0.12624 | -0.078695 | -0.045765 | -0.012834 | 0.034712 | -0.085084 | -0.037538 | -0.0046073 | 0.028323 | 0.075869
8/10/2012† | 8 | Average Per Ton | 100% Cycling | 8/10/2012†8Average Per Ton100% Cycling | 0.20346 | 0.19272 | 0.1878 | 71.7659 | -0.083736 | -0.040609 | -0.010739 | 0.019131 | 0.062258 | -0.088658 | -0.045531 | -0.015661 | 0.014209 | 0.057336
8/10/2012† | 8 | Average Per Ton | 50% Cycling | 8/10/2012†8Average Per Ton50% Cycling | 0.23835 | 0.22709 | 0.25462 | 72.2269 | -0.10017 | -0.047644 | -0.011263 | 0.025118 | 0.077647 | -0.072637 | -0.020108 | 0.016273 | 0.052655 | 0.10518
8/10/2012† | 8 | Average Per Ton | All | 8/10/2012†8Average Per TonAll | 0.21986 | 0.20887 | 0.21921 | 71.9826 | -0.091462 | -0.043916 | -0.010985 | 0.021945 | 0.069491 | -0.081128 | -0.033582 | -0.0006519 | 0.032278 | 0.079825
8/10/2012† | 9 | Aggregate | 100% Cycling | 8/10/2012†9Aggregate100% Cycling | 11.8916 | 11.6003 | 11.3041 | 76.7432 | -1.4552 | -0.7675 | -0.29124 | 0.18502 | 0.87267 | -1.7514 | -1.0638 | -0.5875 | -0.11124 | 0.57641
8/10/2012† | 9 | Aggregate | 50% Cycling | 8/10/2012†9Aggregate50% Cycling | 11.4441 | 12.0865 | 13.5521 | 77.2901 | -0.50625 | 0.17237 | 0.64239 | 1899-12-31 02:42 | 1.791 | 0.95935 | 1.638 | 2.108 | 2.578 | 3.2566
8/10/2012† | 9 | Aggregate | All | 8/10/2012†9AggregateAll | 23.3456 | 23.705 | 24.8901 | 77.0002 | -1.9544 | -0.58739 | 0.35939 | 1899-12-31 07:21 | 2.6732 | -0.76921 | 0.59779 | 1.5446 | 2.4914 | 3.8584
8/10/2012† | 9 | Average Per Device | 100% Cycling | 8/10/2012†9Average Per Device100% Cycling | 0.82009 | 0.80001 | 0.77958 | 76.7432 | -0.1151 | -0.058964 | -0.020085 | 0.018794 | 0.074928 | -0.13553 | -0.079395 | -0.040517 | -0.001638 | 0.054497
8/10/2012† | 9 | Average Per Device | 50% Cycling | 8/10/2012†9Average Per Device50% Cycling | 0.92015 | 0.9718 | 1.0896 | 77.2901 | -0.05592 | 0.0076332 | 0.05165 | 0.095667 | 0.15922 | 0.06192 | 0.12547 | 0.16949 | 0.21351 | 0.27706
8/10/2012† | 9 | Average Per Device | All | 8/10/2012†9Average Per DeviceAll | 0.86712 | 0.88075 | 0.9253 | 77.0002 | -0.087285 | -0.027663 | 0.013631 | 0.054924 | 0.11455 | -0.042729 | 0.016893 | 0.058186 | 0.09948 | 0.1591
8/10/2012† | 9 | Average Per Premise | 100% Cycling | 8/10/2012†9Average Per Premise100% Cycling | 0.97074 | 0.94696 | 0.92278 | 76.7432 | -0.11879 | -0.062653 | -0.023775 | 0.015104 | 0.071239 | -0.14297 | -0.086838 | -0.047959 | -0.0090806 | 0.047054
8/10/2012† | 9 | Average Per Premise | 50% Cycling | 8/10/2012†9Average Per Premise50% Cycling | 1.0717 | 1.1319 | 1.2692 | 77.2901 | -0.047411 | 0.016143 | 0.06016 | 0.10418 | 0.16773 | 0.089844 | 0.1534 | 0.19741 | 0.24143 | 0.30498
8/10/2012† | 9 | Average Per Premise | All | 8/10/2012†9Average Per PremiseAll | 1.0182 | 1.0339 | 1.0856 | 77.0002 | -0.085241 | -0.025619 | 0.015675 | 0.056968 | 0.11659 | -0.033549 | 0.026073 | 0.067366 | 0.10866 | 0.16828
8/10/2012† | 9 | Average Per Ton | 100% Cycling | 8/10/2012†9Average Per Ton100% Cycling | 0.22678 | 0.22123 | 0.21558 | 76.7432 | -0.10057 | -0.044433 | -0.0055542 | 0.033324 | 0.089459 | -0.10622 | -0.050083 | -0.011204 | 0.027675 | 0.083809
8/10/2012† | 9 | Average Per Ton | 50% Cycling | 8/10/2012†9Average Per Ton50% Cycling | 0.26509 | 0.27997 | 0.31392 | 77.2901 | -0.09269 | -0.029137 | 0.01488 | 0.058897 | 0.12245 | -0.058741 | 0.0048127 | 0.04883 | 0.092847 | 0.1564
8/10/2012† | 9 | Average Per Ton | All | 8/10/2012†9Average Per TonAll | 0.24479 | 0.24884 | 0.2618 | 77.0002 | -0.096865 | -0.037244 | 0.00405 | 0.045344 | 0.10497 | -0.083903 | -0.024282 | 0.017012 | 0.058305 | 0.11793
8/10/2012† | 10 | Aggregate | 100% Cycling | 8/10/2012†10Aggregate100% Cycling | 12.6774 | 12.854 | 12.5257 | 80.0071 | -1.2414 | -0.40361 | 0.17661 | 0.75684 | 1.5946 | -1.5696 | -0.73189 | -0.15167 | 0.42856 | 1.2663
8/10/2012† | 10 | Aggregate | 50% Cycling | 8/10/2012†10Aggregate50% Cycling | 13.9963 | 13.1778 | 14.7757 | 80.9967 | -2.3143 | -1.4306 | -0.81855 | -0.20651 | 0.67717 | -0.71634 | 0.16735 | 0.77938 | 1.3914 | 2.2751
8/10/2012† | 10 | Aggregate | All | 8/10/2012†10AggregateAll | 26.7008 | 26.0499 | 27.3369 | 80.4722 | -3.567 | -1.8441 | -0.65088 | 0.54236 | 2.2652 | -2.28 | -0.55714 | 0.63609 | 1.8293 | 3.5522
8/10/2012† | 10 | Average Per Device | 100% Cycling | 8/10/2012†10Average Per Device100% Cycling | 0.87429 | 0.88647 | 0.86383 | 80.0071 | -0.10357 | -0.035185 | 0.01218 | 0.059545 | 0.12793 | -0.12621 | -0.057825 | -0.01046 | 0.036906 | 0.10529
8/10/2012† | 10 | Average Per Device | 50% Cycling | 8/10/2012†10Average Per Device50% Cycling | 1.1254 | 1.0595 | 1.188 | 80.9967 | -0.20589 | -0.12313 | -0.065814 | -0.0084968 | 0.07426 | -0.07741 | 0.0053476 | 0.062665 | 0.11998 | 0.20274
8/10/2012† | 10 | Average Per Device | All | 8/10/2012†10Average Per DeviceAll | 0.99229 | 0.96781 | 1.0162 | 80.4722 | -0.15166 | -0.07652 | -0.024477 | 0.027565 | 0.10271 | -0.10328 | -0.028134 | 0.023909 | 0.075952 | 0.15109
8/10/2012† | 10 | Average Per Premise | 100% Cycling | 8/10/2012†10Average Per Premise100% Cycling | 1.0349 | 1.0493 | 1.0225 | 80.0071 | -0.10134 | -0.032948 | 0.014417 | 0.061783 | 0.13017 | -0.12813 | -0.059746 | -0.012381 | 0.034984 | 0.10337
8/10/2012† | 10 | Average Per Premise | 50% Cycling | 8/10/2012†10Average Per Premise50% Cycling | 1.3108 | 1.2341 | 1.3838 | 80.9967 | -0.21673 | -0.13398 | -0.076658 | -0.01934 | 0.063417 | -0.067085 | 0.015672 | 0.072989 | 0.13031 | 0.21306
8/10/2012† | 10 | Average Per Premise | All | 8/10/2012†10Average Per PremiseAll | 1.1645 | 1.1362 | 1.1923 | 80.4722 | -0.15557 | -0.080431 | -0.028388 | 0.023655 | 0.098796 | -0.099441 | -0.0243 | 0.027743 | 0.079786 | 0.15493
8/10/2012† | 10 | Average Per Ton | 100% Cycling | 8/10/2012†10Average Per Ton100% Cycling | 0.24177 | 0.24514 | 0.23888 | 80.0071 | -0.11238 | -0.043997 | 0.0033682 | 0.050733 | 0.11912 | -0.11865 | -0.050258 | -0.0028924 | 0.044473 | 0.11286
8/10/2012† | 10 | Average Per Ton | 50% Cycling | 8/10/2012†10Average Per Ton50% Cycling | 0.32421 | 0.30525 | 0.34227 | 80.9967 | -0.15904 | -0.076278 | -0.018961 | 0.038357 | 0.12111 | -0.12202 | -0.039264 | 0.018054 | 0.075371 | 0.15813
8/10/2012† | 10 | Average Per Ton | All | 8/10/2012†10Average Per TonAll | 0.28052 | 0.27339 | 0.28747 | 80.4722 | -0.13431 | -0.059169 | -0.0071265 | 0.044916 | 0.12006 | -0.12023 | -0.04509 | 0.0069522 | 0.058995 | 0.13414
8/10/2012† | 11 | Aggregate | 100% Cycling | 8/10/2012†11Aggregate100% Cycling | 13.1795 | 14.0052 | 13.6475 | 78.5721 | -0.75202 | 0.18013 | 0.82573 | 1899-12-31 11:19 | 2.4035 | -1.1097 | -0.17755 | 0.46805 | 1.1137 | 2.0458
8/10/2012† | 11 | Aggregate | 50% Cycling | 8/10/2012†11Aggregate50% Cycling | 16.6463 | 14.3318 | 16.0696 | 79.2222 | -4.1178 | -3.0524 | -2.3145 | -1.5766 | -0.51121 | -2.38 | -1.3145 | -0.57665 | 0.16125 | 1.2267
8/10/2012† | 11 | Aggregate | All | 8/10/2012†11AggregateAll | 29.8732 | 28.3565 | 29.7555 | 78.8776 | -4.9017 | -2.9018 | -1.5167 | -0.13157 | 1.8683 | -3.5026 | -1.5028 | -0.11765 | 1.2675 | 3.2673
8/10/2012† | 11 | Average Per Device | 100% Cycling | 8/10/2012†11Average Per Device100% Cycling | 0.90891 | 0.96586 | 0.94119 | 78.5721 | -0.07185 | 0.0042438 | 0.056946 | 0.10965 | 0.18574 | -0.096517 | -0.020423 | 0.032279 | 0.084981 | 0.16107
8/10/2012† | 11 | Average Per Device | 50% Cycling | 8/10/2012†11Average Per Device50% Cycling | 1.3384 | 1.1523 | 1.2921 | 79.2222 | -0.35498 | -0.2552 | -0.1861 | -0.11699 | -0.017215 | -0.21525 | -0.11547 | -0.046365 | 0.02274 | 0.12252
8/10/2012† | 11 | Average Per Device | All | 8/10/2012†11Average Per DeviceAll | 1.1108 | 1.0535 | 1.1061 | 78.8776 | -0.20492 | -0.11769 | -0.057283 | 0.0031279 | 0.090352 | -0.15232 | -0.065095 | -0.0046837 | 0.055728 | 0.14295
8/10/2012† | 11 | Average Per Premise | 100% Cycling | 8/10/2012†11Average Per Premise100% Cycling | 1.0759 | 1.1433 | 1.1141 | 78.5721 | -0.061389 | 0.014705 | 0.067407 | 0.12011 | 0.1962 | -0.090588 | -0.014494 | 0.038208 | 0.09091 | 0.167
8/10/2012† | 11 | Average Per Premise | 50% Cycling | 8/10/2012†11Average Per Premise50% Cycling | 1.5589 | 1.3422 | 1.5049 | 79.2222 | -0.38564 | -0.28586 | -0.21676 | -0.14765 | -0.047875 | -0.22288 | -0.12311 | -0.054004 | 0.015101 | 0.11488
8/10/2012† | 11 | Average Per Premise | All | 8/10/2012†11Average Per PremiseAll | 1.3029 | 1.2368 | 1.2978 | 78.8776 | -0.21379 | -0.12656 | -0.06615 | -0.0057383 | 0.081486 | -0.15277 | -0.065543 | -0.0051314 | 0.05528 | 0.1425
8/10/2012† | 11 | Average Per Ton | 100% Cycling | 8/10/2012†11Average Per Ton100% Cycling | 0.25134 | 0.26709 | 0.26027 | 78.5721 | -0.11305 | -0.036955 | 0.015747 | 0.06845 | 0.14454 | -0.11987 | -0.043776 | 0.0089261 | 0.061628 | 0.13772
8/10/2012† | 11 | Average Per Ton | 50% Cycling | 8/10/2012†11Average Per Ton50% Cycling | 0.3856 | 0.33198 | 0.37224 | 79.2222 | -0.22249 | -0.12272 | -0.053614 | 0.015491 | 0.11527 | -0.18224 | -0.082462 | -0.013358 | 0.055747 | 0.15552
8/10/2012† | 11 | Average Per Ton | All | 8/10/2012†11Average Per TonAll | 0.31444 | 0.29759 | 0.3129 | 78.8776 | -0.16449 | -0.077264 | -0.016852 | 0.043559 | 0.13078 | -0.14918 | -0.061958 | -0.0015472 | 0.058864 | 0.14609
8/10/2012† | 12 | Aggregate | 100% Cycling | 8/10/2012†12Aggregate100% Cycling | 14.0632 | 15.2582 | 14.8686 | 84.2098 | -0.53877 | 0.4856 | 1899-12-31 04:41 | 1899-12-31 21:43 | 2.9289 | -0.92845 | 0.095919 | 0.8054 | 1.5149 | 2.5392
8/10/2012† | 12 | Aggregate | 50% Cycling | 8/10/2012†12Aggregate50% Cycling | 17.9371 | 16.4358 | 18.4288 | 85.1864 | -3.473 | -2.3081 | -1.5013 | -0.69454 | 0.47032 | -1.48 | -0.3151 | 0.49168 | 1.2985 | 2.4633
8/10/2012† | 12 | Aggregate | All | 8/10/2012†12AggregateAll | 32.0525 | 31.7229 | 33.3476 | 84.6688 | -4.0393 | -1.8476 | -0.32962 | 1899-12-31 04:31 | 3.3801 | -2.4146 | -0.22285 | 1.2951 | 2.8131 | 5.0049
8/10/2012† | 12 | Average Per Device | 100% Cycling | 8/10/2012†12Average Per Device100% Cycling | 0.96986 | 1.0523 | 1.0254 | 84.2098 | -0.059121 | 0.024501 | 0.082418 | 0.14033 | 0.22396 | -0.085995 | -0.0023729 | 0.055544 | 0.11346 | 0.19708
8/10/2012† | 12 | Average Per Device | 50% Cycling | 8/10/2012†12Average Per Device50% Cycling | 1.4422 | 1.3215 | 1.4817 | 85.1864 | -0.30536 | -0.19627 | -0.12071 | -0.045156 | 0.063934 | -0.14511 | -0.036023 | 0.039533 | 0.11509 | 0.22418
8/10/2012† | 12 | Average Per Device | All | 8/10/2012†12Average Per DeviceAll | 1.1919 | 1.1788 | 1.2399 | 84.6688 | -0.17485 | -0.07926 | -0.013053 | 0.053154 | 0.14875 | -0.11378 | -0.018188 | 0.048018 | 0.11423 | 0.20982
8/10/2012† | 12 | Average Per Premise | 100% Cycling | 8/10/2012†12Average Per Premise100% Cycling | 1.148 | 1.2456 | 1.2138 | 84.2098 | -0.043981 | 0.039641 | 0.097557 | 0.15547 | 0.2391 | -0.075792 | 0.0078301 | 0.065746 | 0.12366 | 0.20729
8/10/2012† | 12 | Average Per Premise | 50% Cycling | 8/10/2012†12Average Per Premise50% Cycling | 1.6798 | 1.5392 | 1.7259 | 85.1864 | -0.32524 | -0.21615 | -0.1406 | -0.065044 | 0.044046 | -0.1386 | -0.02951 | 0.046046 | 0.1216 | 0.23069
8/10/2012† | 12 | Average Per Premise | All | 8/10/2012†12Average Per PremiseAll | 1.398 | 1.3836 | 1.4545 | 84.6688 | -0.17617 | -0.080583 | -0.014376 | 0.051831 | 0.14742 | -0.10531 | -0.0097195 | 0.056487 | 0.12269 | 0.21829
8/10/2012† | 12 | Average Per Ton | 100% Cycling | 8/10/2012†12Average Per Ton100% Cycling | 0.2682 | 0.29099 | 0.28356 | 84.2098 | -0.11875 | -0.035125 | 0.022791 | 0.080708 | 0.16433 | -0.12618 | -0.042557 | 0.01536 | 0.073276 | 0.1569
8/10/2012† | 12 | Average Per Ton | 50% Cycling | 8/10/2012†12Average Per Ton50% Cycling | 0.4155 | 0.38072 | 0.42689 | 85.1864 | -0.21942 | -0.11033 | -0.034777 | 0.040779 | 0.14987 | -0.17326 | -0.064166 | 0.011389 | 0.086945 | 0.19603
8/10/2012† | 12 | Average Per Ton | All | 8/10/2012†12Average Per TonAll | 0.33743 | 0.33316 | 0.35092 | 84.6688 | -0.16606 | -0.070472 | -0.0042657 | 0.061941 | 0.15753 | -0.14831 | -0.052713 | 0.013494 | 0.0797 | 0.17529
8/10/2012† | 13 | Aggregate | 100% Cycling | 8/10/2012†13Aggregate100% Cycling | 16.2184 | 17.557 | 17.1086 | 86.0541 | -0.57135 | 0.55707 | 1.3386 | 2.1201 | 3.2486 | -1.0197 | 0.10868 | 0.89021 | 1.6718 | 2.8002
8/10/2012† | 13 | Aggregate | 50% Cycling | 8/10/2012†13Aggregate50% Cycling | 21.6069 | 18.7063 | 20.9746 | 86.9 | -5.0795 | -3.7922 | -2.9006 | -2.009 | -0.72174 | -2.8112 | -1.5239 | -0.6323 | 0.25928 | 1.5466
8/10/2012† | 13 | Aggregate | All | 8/10/2012†13AggregateAll | 37.8939 | 36.2946 | 38.1389 | 86.4517 | -5.6929 | -3.2744 | -1.5994 | 0.07565 | 2.4942 | -3.8486 | -1.4301 | 0.24497 | 1.92 | 4.3385
8/10/2012† | 13 | Average Per Device | 100% Cycling | 8/10/2012†13Average Per Device100% Cycling | 1.1185 | 1.2108 | 1.1799 | 86.0541 | -0.063598 | 0.028517 | 0.092316 | 0.15612 | 0.24823 | -0.094521 | -0.0024058 | 0.061393 | 0.12519 | 0.21731
8/10/2012† | 13 | Average Per Device | 50% Cycling | 8/10/2012†13Average Per Device50% Cycling | 1.7373 | 1.5041 | 1.6864 | 86.9 | -0.43727 | -0.31672 | -0.23322 | -0.14972 | -0.029167 | -0.25489 | -0.13434 | -0.050839 | 0.032658 | 0.15321
8/10/2012† | 13 | Average Per Device | All | 8/10/2012†13Average Per DeviceAll | 1.4093 | 1.3486 | 1.418 | 86.4517 | -0.23922 | -0.13374 | -0.060686 | 0.012371 | 0.11785 | -0.1699 | -0.064413 | 0.008644 | 0.081701 | 0.18718
8/10/2012† | 13 | Average Per Premise | 100% Cycling | 8/10/2012†13Average Per Premise100% Cycling | 1.324 | 1.4332 | 1.3966 | 86.0541 | -0.04664 | 0.045475 | 0.10927 | 0.17307 | 0.26519 | -0.083244 | 0.0088717 | 0.072671 | 0.13647 | 0.22859
8/10/2012† | 13 | Average Per Premise | 50% Cycling | 8/10/2012†13Average Per Premise50% Cycling | 2.0235 | 1.7519 | 1.9643 | 86.9 | -0.4757 | -0.35514 | -0.27164 | -0.18815 | -0.067591 | -0.26327 | -0.14271 | -0.059215 | 0.024282 | 0.14484
8/10/2012† | 13 | Average Per Premise | All | 8/10/2012†13Average Per PremiseAll | 1.6527 | 1.583 | 1.6634 | 86.4517 | -0.2483 | -0.14281 | -0.069757 | 0.0032995 | 0.10878 | -0.16786 | -0.062372 | 0.010684 | 0.083741 | 0.18922
8/10/2012† | 13 | Average Per Ton | 100% Cycling | 8/10/2012†13Average Per Ton100% Cycling | 0.3093 | 0.33483 | 0.32628 | 86.0541 | -0.13039 | -0.03827 | 0.025528 | 0.089327 | 0.18144 | -0.13894 | -0.046822 | 0.016977 | 0.080776 | 0.17289
8/10/2012† | 13 | Average Per Ton | 50% Cycling | 8/10/2012†13Average Per Ton50% Cycling | 0.5005 | 0.43331 | 0.48586 | 86.9 | -0.27124 | -0.15069 | -0.06719 | 0.016307 | 0.13686 | -0.2187 | -0.098143 | -0.014647 | 0.06885 | 0.18941
8/10/2012† | 13 | Average Per Ton | All | 8/10/2012†13Average Per TonAll | 0.39917 | 0.38112 | 0.40128 | 86.4517 | -0.19659 | -0.091106 | -0.018049 | 0.055008 | 0.16049 | -0.17643 | -0.070943 | 0.002114 | 0.075171 | 0.18065
8/10/2012† | 14 | Aggregate | 100% Cycling | 8/10/2012†14Aggregate100% Cycling | 19.0926 | 19.2474 | 18.7558 | 85.8738 | -2.0086 | -0.73043 | 0.15483 | 1.0401 | 2.3183 | -2.5002 | -1.222 | -0.33673 | 0.54854 | 1.8267
8/10/2012† | 14 | Aggregate | 50% Cycling | 8/10/2012†14Aggregate50% Cycling | 24.6025 | 21.6036 | 24.2232 | 86.9691 | -5.4543 | -4.0037 | -2.9989 | -1.9942 | -0.54351 | -2.8347 | -1.384 | -0.37928 | 0.62545 | 2.0761
8/10/2012† | 14 | Aggregate | All | 8/10/2012†14AggregateAll | 43.7682 | 40.8953 | 43.0514 | 86.3886 | -7.497 | -4.765 | -2.8729 | -0.98076 | 1.7512 | -5.3409 | -2.6089 | -0.7168 | 1.1753 | 3.9073
8/10/2012† | 14 | Average Per Device | 100% Cycling | 8/10/2012†14Average Per Device100% Cycling | 1.3167 | 1.3274 | 1.2935 | 85.8738 | -0.16593 | -0.061589 | 0.010678 | 0.082945 | 0.18729 | -0.19983 | -0.095489 | -0.023222 | 0.049044 | 0.15339
8/10/2012† | 14 | Average Per Device | 50% Cycling | 8/10/2012†14Average Per Device50% Cycling | 1.9781 | 1.737 | 1.9476 | 86.9691 | -0.47107 | -0.33522 | -0.24112 | -0.14703 | -0.011174 | -0.26045 | -0.12459 | -0.030496 | 0.063598 | 0.19945
8/10/2012† | 14 | Average Per Device | All | 8/10/2012†14Average Per DeviceAll | 1.6276 | 1.5199 | 1.6009 | 86.3886 | -0.30935 | -0.19019 | -0.10767 | -0.025144 | 0.09401 | -0.22832 | -0.10917 | -0.026641 | 0.055884 | 0.17504
8/10/2012† | 14 | Average Per Premise | 100% Cycling | 8/10/2012†14Average Per Premise100% Cycling | 1.5586 | 1.5712 | 1.5311 | 85.8738 | -0.16397 | -0.059627 | 0.012639 | 0.084906 | 0.18925 | -0.2041 | -0.099755 | -0.027488 | 0.044778 | 0.14912
8/10/2012† | 14 | Average Per Premise | 50% Cycling | 8/10/2012†14Average Per Premise50% Cycling | 2.304 | 2.0232 | 2.2685 | 86.9691 | -0.5108 | -0.37494 | -0.28085 | -0.18676 | -0.0509 | -0.26547 | -0.12961 | -0.03552 | 0.058574 | 0.19443
8/10/2012† | 14 | Average Per Premise | All | 8/10/2012†14Average Per PremiseAll | 1.9089 | 1.7836 | 1.8777 | 86.3886 | -0.32698 | -0.20783 | -0.1253 | -0.042775 | 0.076378 | -0.23294 | -0.11379 | -0.031263 | 0.051262 | 0.17042
8/10/2012† | 14 | Average Per Ton | 100% Cycling | 8/10/2012†14Average Per Ton100% Cycling | 0.36411 | 0.36706 | 0.35769 | 85.8738 | -0.17366 | -0.069314 | 0.0029528 | 0.075219 | 0.17956 | -0.18303 | -0.078688 | -0.0064218 | 0.065845 | 0.17019
8/10/2012† | 14 | Average Per Ton | 50% Cycling | 8/10/2012†14Average Per Ton50% Cycling | 0.56989 | 0.50043 | 0.56111 | 86.9691 | -0.29942 | -0.16356 | -0.069467 | 0.024626 | 0.16048 | -0.23874 | -0.10288 | -0.0087857 | 0.085308 | 0.22116
8/10/2012† | 14 | Average Per Ton | All | 8/10/2012†14Average Per TonAll | 0.46083 | 0.42974 | 0.4533 | 86.3886 | -0.23276 | -0.11361 | -0.031085 | 0.051441 | 0.17059 | -0.20921 | -0.090058 | -0.0075328 | 0.074993 | 0.19415
8/10/2012† | 15 | Aggregate | 100% Cycling | 8/10/2012†15Aggregate100% Cycling | 21.1763 | 21.5616 | 21.0109 | 85.893 | -1.9158 | -0.55629 | 0.3853 | 1.3269 | 2.6864 | -2.4665 | -1.107 | -0.16536 | 0.77623 | 2.1357
8/10/2012† | 15 | Aggregate | 50% Cycling | 8/10/2012†15Aggregate50% Cycling | 27.1227 | 24.3358 | 27.2867 | 86.9536 | -5.2902 | -3.8112 | -2.7869 | -1.7626 | -0.28362 | -2.3393 | -0.86029 | 0.16404 | 1.1884 | 2.6673
8/10/2012† | 15 | Aggregate | All | 8/10/2012†15AggregateAll | 48.3786 | 45.9483 | 48.3801 | 86.3915 | -7.2393 | -4.3981 | -2.4303 | -0.46253 | 2.3786 | -4.8075 | -1.9663 | 0.0015071 | 1.9693 | 4.8105
8/10/2012† | 15 | Average Per Device | 100% Cycling | 8/10/2012†15Average Per Device100% Cycling | 1.4604 | 1.487 | 1.449 | 85.893 | -0.16127 | -0.050292 | 0.026572 | 0.10344 | 0.21442 | -0.19925 | -0.088268 | -0.011404 | 0.06546 | 0.17644
8/10/2012† | 15 | Average Per Device | 50% Cycling | 8/10/2012†15Average Per Device50% Cycling | 2.1808 | 1.9567 | 2.1939 | 86.9536 | -0.45851 | -0.32001 | -0.22408 | -0.12815 | 0.010357 | -0.22125 | -0.08274 | 0.013189 | 0.10912 | 0.24762
8/10/2012† | 15 | Average Per Device | All | 8/10/2012†15Average Per DeviceAll | 1.799 | 1.7077 | 1.7991 | 86.3915 | -0.30097 | -0.17706 | -0.091233 | -0.0054085 | 0.11851 | -0.20959 | -0.08567 | 0.0001547 | 0.085979 | 0.2099
8/10/2012† | 15 | Average Per Premise | 100% Cycling | 8/10/2012†15Average Per Premise100% Cycling | 1.7287 | 1.7601 | 1.7152 | 85.893 | -0.15639 | -0.045411 | 0.031453 | 0.10832 | 0.2193 | -0.20134 | -0.090363 | -0.013499 | 0.063366 | 0.17435
8/10/2012† | 15 | Average Per Premise | 50% Cycling | 8/10/2012†15Average Per Premise50% Cycling | 2.5401 | 2.2791 | 2.5554 | 86.9536 | -0.49543 | -0.35692 | -0.261 | -0.16507 | -0.026561 | -0.21907 | -0.080567 | 0.015362 | 0.11129 | 0.2498
8/10/2012† | 15 | Average Per Premise | All | 8/10/2012†15Average Per PremiseAll | 2.11 | 2.004 | 2.1101 | 86.3915 | -0.31574 | -0.19182 | -0.106 | -0.020173 | 0.10374 | -0.20968 | -0.085759 | 6.57e-05 | 0.08589 | 0.20981
8/10/2012† | 15 | Average Per Ton | 100% Cycling | 8/10/2012†15Average Per Ton100% Cycling | 0.40385 | 0.4112 | 0.4007 | 85.893 | -0.1805 | -0.069516 | 0.0073481 | 0.084212 | 0.19519 | -0.191 | -0.080018 | -0.0031536 | 0.073711 | 0.18469
8/10/2012† | 15 | Average Per Ton | 50% Cycling | 8/10/2012†15Average Per Ton50% Cycling | 0.62827 | 0.56372 | 0.63207 | 86.9536 | -0.29899 | -0.16048 | -0.064556 | 0.031372 | 0.16988 | -0.23063 | -0.092129 | 0.0037997 | 0.099728 | 0.23823
8/10/2012† | 15 | Average Per Ton | All | 8/10/2012†15Average Per TonAll | 0.50933 | 0.48288 | 0.50944 | 86.3915 | -0.23619 | -0.11227 | -0.026447 | 0.059378 | 0.18329 | -0.20963 | -0.08571 | 0.0001145 | 0.085939 | 0.20986
8/10/2012† | 16 | Aggregate | 100% Cycling | 8/10/2012†16Aggregate100% Cycling | 24.0199 | 23.4247 | 22.8264 | 84.349 | -3.0651 | -1.6059 | -0.59527 | 0.41537 | 1.8746 | -3.6634 | -2.2042 | -1.1935 | -0.18288 | 1.2763
8/10/2012† | 16 | Aggregate | 50% Cycling | 8/10/2012†16Aggregate50% Cycling | 28.5402 | 25.7711 | 28.8961 | 85.249 | -5.2257 | -3.7743 | -2.7691 | -1.7639 | -0.31256 | -2.1007 | -0.64933 | 0.35587 | 1.3611 | 2.8124
8/10/2012† | 16 | Aggregate | All | 8/10/2012†16AggregateAll | 52.63 | 49.245 | 51.8052 | 84.772 | -8.3143 | -5.4021 | -3.3851 | -1.3681 | 1.5441 | -5.754 | -2.8418 | -0.82482 | 1.1922 | 4.1044
8/10/2012† | 16 | Average Per Device | 100% Cycling | 8/10/2012†16Average Per Device100% Cycling | 1.6565 | 1.6155 | 1.5742 | 84.349 | -0.24267 | -0.12355 | -0.041053 | 0.041449 | 0.16057 | -0.28393 | -0.16481 | -0.08231 | 0.0001911 | 0.11931
8/10/2012† | 16 | Average Per Device | 50% Cycling | 8/10/2012†16Average Per Device50% Cycling | 2.2947 | 2.0721 | 2.3233 | 85.249 | -0.4527 | -0.31678 | -0.22265 | -0.12851 | 0.0074108 | -0.20144 | -0.065524 | 0.028613 | 0.12275 | 0.25867
8/10/2012† | 16 | Average Per Device | All | 8/10/2012†16Average Per DeviceAll | 1.9565 | 1.8301 | 1.9263 | 84.772 | -0.34139 | -0.21437 | -0.1264 | -0.038431 | 0.088584 | -0.24516 | -0.11815 | -0.030176 | 0.057794 | 0.18481
8/10/2012† | 16 | Average Per Premise | 100% Cycling | 8/10/2012†16Average Per Premise100% Cycling | 1.9608 | 1.9122 | 1.8634 | 84.349 | -0.25021 | -0.1311 | -0.048594 | 0.033908 | 0.15303 | -0.29905 | -0.17993 | -0.09743 | -0.014929 | 0.10419
8/10/2012† | 16 | Average Per Premise | 50% Cycling | 8/10/2012†16Average Per Premise50% Cycling | 2.6728 | 2.4135 | 2.7061 | 85.249 | -0.48939 | -0.35347 | -0.25933 | -0.16519 | -0.029272 | -0.19673 | -0.06081 | 0.033327 | 0.12747 | 0.26339
8/10/2012† | 16 | Average Per Premise | All | 8/10/2012†16Average Per PremiseAll | 2.2954 | 2.1478 | 2.2595 | 84.772 | -0.36263 | -0.23561 | -0.14764 | -0.059669 | 0.067346 | -0.25096 | -0.12394 | -0.035974 | 0.051996 | 0.17901
8/10/2012† | 16 | Average Per Ton | 100% Cycling | 8/10/2012†16Average Per Ton100% Cycling | 0.45808 | 0.44673 | 0.43532 | 84.349 | -0.21297 | -0.093854 | -0.011352 | 0.071149 | 0.19027 | -0.22438 | -0.10526 | -0.022762 | 0.05974 | 0.17886
8/10/2012† | 16 | Average Per Ton | 50% Cycling | 8/10/2012†16Average Per Ton50% Cycling | 0.66111 | 0.59696 | 0.66935 | 85.249 | -0.2942 | -0.15828 | -0.064144 | 0.029994 | 0.16591 | -0.22181 | -0.085894 | 0.0082434 | 0.10238 | 0.2383
8/10/2012† | 16 | Average Per Ton | All | 8/10/2012†16Average Per TonAll | 0.5535 | 0.51734 | 0.54531 | 84.772 | -0.25115 | -0.12413 | -0.036165 | 0.051806 | 0.17882 | -0.22318 | -0.09616 | -0.0081892 | 0.079781 | 0.2068
8/10/2012† | 17 | Aggregate | 100% Cycling | 8/10/2012†17Aggregate100% Cycling | 15.5253 | 24.6779 | 24.0477 | 82.0492 | 7.0118 | 8.2766 | 9.1526 | 10.0286 | 11.2934 | 6.3816 | 7.6464 | 8.5224 | 9.3984 | 10.6632
8/10/2012† | 17 | Aggregate | 50% Cycling | 8/10/2012†17Aggregate50% Cycling | 22.8272 | 26.2116 | 29.39 | 83.329 | 1.2846 | 2.5251 | 3.3843 | 4.2436 | 5.4841 | 4.463 | 5.7035 | 6.5628 | 7.422 | 8.6626
8/10/2012† | 17 | Aggregate | All | 8/10/2012†17AggregateAll | 38.438 | 50.9327 | 53.5151 | 82.6507 | 8.252 | 10.7586 | 12.4947 | 14.2308 | 16.7375 | 10.8344 | 13.3411 | 15.0772 | 16.8133 | 19.3199
8/10/2012† | 17 | Average Per Device | 100% Cycling | 8/10/2012†17Average Per Device100% Cycling | 1.0707 | 1.7019 | 1.6584 | 82.0492 | 0.45644 | 0.55969 | 0.6312 | 0.70271 | 0.80596 | 0.41298 | 0.51623 | 0.58774 | 0.65925 | 0.7625
8/10/2012† | 17 | Average Per Device | 50% Cycling | 8/10/2012†17Average Per Device50% Cycling | 1.8354 | 2.1075 | 2.3631 | 83.329 | 0.075467 | 0.19165 | 0.27211 | 0.35258 | 0.46876 | 0.33102 | 0.4472 | 0.52767 | 0.60814 | 0.72432
8/10/2012† | 17 | Average Per Device | All | 8/10/2012†17Average Per DeviceAll | 1.4301 | 1.8925 | 1.9896 | 82.6507 | 0.27738 | 0.38671 | 0.46243 | 0.53815 | 0.64748 | 0.37446 | 0.48379 | 0.55951 | 0.63523 | 0.74455
8/10/2012† | 17 | Average Per Premise | 100% Cycling | 8/10/2012†17Average Per Premise100% Cycling | 1.2674 | 2.0145 | 1.9631 | 82.0492 | 0.57239 | 0.67564 | 0.74715 | 0.81866 | 0.92191 | 0.52094 | 0.62419 | 0.6957 | 0.76721 | 0.87046
8/10/2012† | 17 | Average Per Premise | 50% Cycling | 8/10/2012†17Average Per Premise50% Cycling | 2.1378 | 2.4547 | 2.7524 | 83.329 | 0.1203 | 0.23648 | 0.31695 | 0.39741 | 0.51359 | 0.41796 | 0.53414 | 0.61461 | 0.69507 | 0.81125
8/10/2012† | 17 | Average Per Premise | All | 8/10/2012†17Average Per PremiseAll | 1.6765 | 2.2214 | 2.3341 | 82.6507 | 0.35991 | 0.46924 | 0.54496 | 0.62068 | 0.73 | 0.47254 | 0.58187 | 0.65759 | 0.73331 | 0.84263
8/10/2012† | 17 | Average Per Ton | 100% Cycling | 8/10/2012†17Average Per Ton100% Cycling | 0.29608 | 0.47063 | 0.45861 | 82.0492 | -0.000211 | 0.10304 | 0.17455 | 0.24606 | 0.34931 | -0.012231 | 0.091019 | 0.16253 | 0.23404 | 0.33729
8/10/2012† | 17 | Average Per Ton | 50% Cycling | 8/10/2012†17Average Per Ton50% Cycling | 0.52877 | 0.60717 | 0.68079 | 83.329 | -0.11825 | -0.0020711 | 0.078395 | 0.15886 | 0.27504 | -0.044627 | 0.071554 | 0.15202 | 0.23249 | 0.34867
8/10/2012† | 17 | Average Per Ton | All | 8/10/2012†17Average Per TonAll | 0.40545 | 0.5348 | 0.56304 | 82.6507 | -0.05569 | 0.053637 | 0.12936 | 0.20508 | 0.3144 | -0.027457 | 0.08187 | 0.15759 | 0.23331 | 0.34264
8/10/2012† | 18 | Aggregate | 100% Cycling | 8/10/2012†18Aggregate100% Cycling | 15.6387 | 25.8328 | 25.1731 | 81.8591 | 8.115 | 9.3433 | 10.1941 | 11.0448 | 12.2731 | 7.4552 | 8.6836 | 9.5343 | 10.385 | 11.6134
8/10/2012† | 18 | Aggregate | 50% Cycling | 8/10/2012†18Aggregate50% Cycling | 24.6329 | 26.5926 | 29.8172 | 82.8699 | -0.14447 | 1.0987 | 1.9597 | 2.8207 | 4.0639 | 3.0801 | 4.3233 | 5.1843 | 6.0453 | 7.2885
8/10/2012† | 18 | Aggregate | All | 8/10/2012†18AggregateAll | 40.3728 | 52.4629 | 55.0627 | 82.3342 | 7.9042 | 10.3772 | 12.0901 | 13.8029 | 16.276 | 10.504 | 12.977 | 14.6899 | 16.4027 | 18.8758
8/10/2012† | 18 | Average Per Device | 100% Cycling | 8/10/2012†18Average Per Device100% Cycling | 1.0785 | 1.7815 | 1.736 | 81.8591 | 0.53331 | 0.63358 | 0.70303 | 0.77247 | 0.87275 | 0.48781 | 0.58808 | 0.65753 | 0.72697 | 0.82725
8/10/2012† | 18 | Average Per Device | 50% Cycling | 8/10/2012†18Average Per Device50% Cycling | 1.9806 | 2.1381 | 2.3974 | 82.8699 | -0.039489 | 0.076933 | 0.15757 | 0.2382 | 0.35462 | 0.21978 | 0.3362 | 0.41684 | 0.49747 | 0.61389
8/10/2012† | 18 | Average Per Device | All | 8/10/2012†18Average Per DeviceAll | 1.5025 | 1.9491 | 2.0469 | 82.3342 | 0.26409 | 0.37195 | 0.44666 | 0.52136 | 0.62923 | 0.36183 | 0.4697 | 0.5444 | 0.61911 | 0.72697
8/10/2012† | 18 | Average Per Premise | 100% Cycling | 8/10/2012†18Average Per Premise100% Cycling | 1.2766 | 2.1088 | 2.0549 | 81.8591 | 0.66245 | 0.76272 | 0.83217 | 0.90162 | 1.0019 | 0.60859 | 0.70886 | 0.77831 | 0.84776 | 0.94803
8/10/2012† | 18 | Average Per Premise | 50% Cycling | 8/10/2012†18Average Per Premise50% Cycling | 2.3069 | 2.4904 | 2.7924 | 82.8699 | -0.013529 | 0.10289 | 0.18353 | 0.26416 | 0.38058 | 0.28846 | 0.40488 | 0.48551 | 0.56615 | 0.68257
8/10/2012† | 18 | Average Per Premise | All | 8/10/2012†18Average Per PremiseAll | 1.7609 | 2.2882 | 2.4015 | 82.3342 | 0.34474 | 0.4526 | 0.52731 | 0.60201 | 0.70987 | 0.45813 | 0.56599 | 0.6407 | 0.7154 | 0.82326
8/10/2012† | 18 | Average Per Ton | 100% Cycling | 8/10/2012†18Average Per Ton100% Cycling | 0.29824 | 0.49265 | 0.48007 | 81.8591 | 0.02469 | 0.12496 | 0.19441 | 0.26386 | 0.36413 | 0.012108 | 0.11238 | 0.18183 | 0.25128 | 0.35155
8/10/2012† | 18 | Average Per Ton | 50% Cycling | 8/10/2012†18Average Per Ton50% Cycling | 0.5706 | 0.61599 | 0.69069 | 82.8699 | -0.15166 | -0.035239 | 0.045394 | 0.12603 | 0.24245 | -0.076966 | 0.039456 | 0.12009 | 0.20072 | 0.31715
8/10/2012† | 18 | Average Per Ton | All | 8/10/2012†18Average Per TonAll | 0.42625 | 0.55062 | 0.57906 | 82.3342 | -0.058195 | 0.049667 | 0.12437 | 0.19908 | 0.30694 | -0.029757 | 0.078105 | 0.15281 | 0.22752 | 0.33538
8/10/2012† | 19 | Aggregate | 100% Cycling | 8/10/2012†19Aggregate100% Cycling | 28.5155 | 25.2719 | 24.6265 | 76.4456 | -5.6421 | -4.225 | -3.2436 | -2.2621 | -0.84506 | -6.2875 | -4.8705 | -3.889 | -2.9075 | -1.4905
8/10/2012† | 19 | Aggregate | 50% Cycling | 8/10/2012†19Aggregate50% Cycling | 31.6411 | 26.5598 | 29.7804 | 76.4741 | -7.4777 | -6.0619 | -5.0813 | -4.1008 | -2.685 | -4.257 | -2.8413 | -1.8607 | -0.88014 | 0.53563
8/10/2012† | 19 | Aggregate | All | 8/10/2012†19AggregateAll | 60.219 | 51.8733 | 54.4833 | 76.459 | -13.1433 | -10.3088 | -8.3456 | -6.3825 | -3.548 | -10.5333 | -7.6988 | -5.7356 | -3.7725 | -0.93798
8/10/2012† | 19 | Average Per Device | 100% Cycling | 8/10/2012†19Average Per Device100% Cycling | 1.9666 | 1.7429 | 1.6983 | 76.4456 | -0.41949 | -0.30381 | -0.22369 | -0.14357 | -0.027894 | -0.464 | -0.34832 | -0.2682 | -0.18808 | -0.072405
8/10/2012† | 19 | Average Per Device | 50% Cycling | 8/10/2012†19Average Per Device50% Cycling | 2.5441 | 2.1355 | 2.3945 | 76.4741 | -0.63298 | -0.50039 | -0.40856 | -0.31673 | -0.18414 | -0.37403 | -0.24144 | -0.14961 | -0.057777 | 0.074811
8/10/2012† | 19 | Average Per Device | All | 8/10/2012†19Average Per DeviceAll | 2.238 | 1.9274 | 2.0255 | 76.459 | -0.51983 | -0.3962 | -0.31058 | -0.22495 | -0.10133 | -0.42171 | -0.29809 | -0.21246 | -0.12684 | -0.0032134
8/10/2012† | 19 | Average Per Premise | 100% Cycling | 8/10/2012†19Average Per Premise100% Cycling | 2.3278 | 2.063 | 2.0103 | 76.4456 | -0.46058 | -0.3449 | -0.26478 | -0.18466 | -0.068984 | -0.51327 | -0.39759 | -0.31747 | -0.23735 | -0.12167
8/10/2012† | 19 | Average Per Premise | 50% Cycling | 8/10/2012†19Average Per Premise50% Cycling | 2.9632 | 2.4873 | 2.7889 | 76.4741 | -0.70029 | -0.5677 | -0.47587 | -0.38404 | -0.25145 | -0.39867 | -0.26609 | -0.17426 | -0.082426 | 0.050162
8/10/2012† | 19 | Average Per Premise | All | 8/10/2012†19Average Per PremiseAll | 2.6264 | 2.2624 | 2.3763 | 76.459 | -0.57324 | -0.44962 | -0.36399 | -0.27837 | -0.15474 | -0.45941 | -0.33578 | -0.25016 | -0.16454 | -0.04091
8/10/2012† | 19 | Average Per Ton | 100% Cycling | 8/10/2012†19Average Per Ton100% Cycling | 0.54382 | 0.48196 | 0.46965 | 76.4456 | -0.25766 | -0.14198 | -0.061858 | 0.018261 | 0.13394 | -0.26996 | -0.15429 | -0.074167 | 0.0059521 | 0.12163
8/10/2012† | 19 | Average Per Ton | 50% Cycling | 8/10/2012†19Average Per Ton50% Cycling | 0.73294 | 0.61523 | 0.68984 | 76.4741 | -0.34212 | -0.20953 | -0.1177 | -0.025874 | 0.10671 | -0.26752 | -0.13493 | -0.043102 | 0.048729 | 0.18132
8/10/2012† | 19 | Average Per Ton | All | 8/10/2012†19Average Per TonAll | 0.6327 | 0.5446 | 0.57314 | 76.459 | -0.29735 | -0.17373 | -0.088106 | -0.0024826 | 0.12114 | -0.26882 | -0.14519 | -0.059566 | 0.026057 | 0.14968
8/10/2012† | 20 | Aggregate | 100% Cycling | 8/10/2012†20Aggregate100% Cycling | 26.8003 | 24.4592 | 23.8346 | 74.2477 | -4.5939 | -3.2629 | -2.3411 | -1.4193 | -0.088301 | -5.2186 | -3.8876 | -2.9658 | -2.0439 | -0.71297
8/10/2012† | 20 | Aggregate | 50% Cycling | 8/10/2012†20Aggregate50% Cycling | 27.0641 | 24.9877 | 28.0177 | 74.9699 | -4.2991 | -2.9859 | -2.0764 | -1.1669 | 0.14627 | -1.2691 | 0.044107 | 0.95361 | 1.8631 | 3.1763
8/10/2012† | 20 | Aggregate | All | 8/10/2012†20AggregateAll | 53.8985 | 49.4807 | 51.9189 | 74.5871 | -8.8957 | -6.2501 | -4.4178 | -2.5855 | 0.060025 | -6.4575 | -3.8119 | -1.9796 | -0.14733 | 2.4982
8/10/2012† | 20 | Average Per Device | 100% Cycling | 8/10/2012†20Average Per Device100% Cycling | 1.8483 | 1.6868 | 1.6437 | 74.2477 | -0.34535 | -0.2367 | -0.16145 | -0.086201 | 0.02245 | -0.38843 | -0.27978 | -0.20453 | -0.12928 | -0.02063
8/10/2012† | 20 | Average Per Device | 50% Cycling | 8/10/2012†20Average Per Device50% Cycling | 2.1761 | 2.0091 | 2.2527 | 74.9699 | -0.3751 | -0.25212 | -0.16695 | -0.081775 | 0.041204 | -0.13148 | -0.0085018 | 0.076673 | 0.16185 | 0.28483
8/10/2012† | 20 | Average Per Device | All | 8/10/2012†20Average Per DeviceAll | 2.0023 | 1.8383 | 1.93 | 74.5871 | -0.35934 | -0.24395 | -0.16404 | -0.084121 | 0.031264 | -0.26767 | -0.15228 | -0.072366 | 0.0075497 | 0.12293
8/10/2012† | 20 | Average Per Premise | 100% Cycling | 8/10/2012†20Average Per Premise100% Cycling | 2.1878 | 1.9967 | 1.9457 | 74.2477 | -0.37501 | -0.26636 | -0.19111 | -0.11586 | -0.0072082 | -0.42601 | -0.31735 | -0.2421 | -0.16685 | -0.058202
8/10/2012† | 20 | Average Per Premise | 50% Cycling | 8/10/2012†20Average Per Premise50% Cycling | 2.5346 | 2.3401 | 2.6239 | 74.9699 | -0.40261 | -0.27963 | -0.19446 | -0.10928 | 0.013699 | -0.11885 | 0.0041306 | 0.089306 | 0.17448 | 0.29746
8/10/2012† | 20 | Average Per Premise | All | 8/10/2012†20Average Per PremiseAll | 2.3508 | 2.1581 | 2.2644 | 74.5871 | -0.38798 | -0.2726 | -0.19268 | -0.11277 | 0.002618 | -0.28164 | -0.16626 | -0.086341 | -0.0064259 | 0.10896
8/10/2012† | 20 | Average Per Ton | 100% Cycling | 8/10/2012†20Average Per Ton100% Cycling | 0.51111 | 0.46646 | 0.45455 | 74.2477 | -0.22855 | -0.1199 | -0.044647 | 0.030604 | 0.13926 | -0.24046 | -0.13181 | -0.05656 | 0.018691 | 0.12734
8/10/2012† | 20 | Average Per Ton | 50% Cycling | 8/10/2012†20Average Per Ton50% Cycling | 0.62692 | 0.57882 | 0.649 | 74.9699 | -0.25625 | -0.13327 | -0.048098 | 0.037077 | 0.16006 | -0.18606 | -0.063086 | 0.022089 | 0.10726 | 0.23024
8/10/2012† | 20 | Average Per Ton | All | 8/10/2012†20Average Per TonAll | 0.56554 | 0.51927 | 0.54594 | 74.5871 | -0.24157 | -0.12618 | -0.046269 | 0.033647 | 0.14903 | -0.2149 | -0.09951 | -0.019595 | 0.060321 | 0.17571
8/10/2012† | 21 | Aggregate | 100% Cycling | 8/10/2012†21Aggregate100% Cycling | 25.2051 | 24.3179 | 23.6969 | 73.7132 | -3.0034 | -1.7531 | -0.8872 | -0.021269 | 1.229 | -3.6245 | -2.3742 | -1.5083 | -0.64233 | 0.60794
8/10/2012† | 21 | Aggregate | 50% Cycling | 8/10/2012†21Aggregate50% Cycling | 24.9511 | 24.796 | 27.8028 | 74.3443 | -2.2131 | -0.9972 | -0.15507 | 0.68706 | 1.903 | 0.79365 | 2.0096 | 2.8517 | 3.6938 | 4.9097
8/10/2012† | 21 | Aggregate | All | 8/10/2012†21AggregateAll | 50.1837 | 49.1471 | 51.5654 | 74.0098 | -5.2128 | -2.7454 | -1.0366 | 0.67228 | 3.1396 | -2.7945 | -0.32714 | 1.3817 | 3.0906 | 5.5579
8/10/2012† | 21 | Average Per Device | 100% Cycling | 8/10/2012†21Average Per Device100% Cycling | 1.7383 | 1.6771 | 1.6342 | 73.7132 | -0.23394 | -0.13187 | -0.061185 | 0.0095031 | 0.11157 | -0.27677 | -0.1747 | -0.10402 | -0.033328 | 0.068735
8/10/2012† | 21 | Average Per Device | 50% Cycling | 8/10/2012†21Average Per Device50% Cycling | 2.0062 | 1.9937 | 2.2354 | 74.3443 | -0.2052 | -0.091334 | -0.012468 | 0.066398 | 0.18027 | 0.03655 | 0.15042 | 0.22929 | 0.30815 | 0.42202
8/10/2012† | 21 | Average Per Device | All | 8/10/2012†21Average Per DeviceAll | 1.8642 | 1.8259 | 1.9168 | 74.0098 | -0.22043 | -0.11282 | -0.038288 | 0.036243 | 0.14386 | -0.12951 | -0.021896 | 0.052636 | 0.12717 | 0.23478
8/10/2012† | 21 | Average Per Premise | 100% Cycling | 8/10/2012†21Average Per Premise100% Cycling | 2.0576 | 1.9851 | 1.9344 | 73.7132 | -0.24518 | -0.14311 | -0.072424 | -0.0017362 | 0.10033 | -0.29587 | -0.19381 | -0.12312 | -0.052435 | 0.049627
8/10/2012† | 21 | Average Per Premise | 50% Cycling | 8/10/2012†21Average Per Premise50% Cycling | 2.3367 | 2.3222 | 2.6037 | 74.3443 | -0.20726 | -0.093388 | -0.014523 | 0.064343 | 0.17821 | 0.074326 | 0.1882 | 0.26706 | 0.34593 | 0.4598
8/10/2012† | 21 | Average Per Premise | All | 8/10/2012†21Average Per PremiseAll | 2.1888 | 2.1435 | 2.249 | 74.0098 | -0.22735 | -0.11974 | -0.045211 | 0.029321 | 0.13693 | -0.12188 | -0.014268 | 0.060264 | 0.1348 | 0.24241
8/10/2012† | 21 | Average Per Ton | 100% Cycling | 8/10/2012†21Average Per Ton100% Cycling | 0.48068 | 0.46376 | 0.45192 | 73.7132 | -0.18967 | -0.087608 | -0.01692 | 0.053768 | 0.15583 | -0.20151 | -0.099452 | -0.028764 | 0.041924 | 0.14399
8/10/2012† | 21 | Average Per Ton | 50% Cycling | 8/10/2012†21Average Per Ton50% Cycling | 0.57797 | 0.57438 | 0.64403 | 74.3443 | -0.19633 | -0.082458 | -0.0035921 | 0.075274 | 0.18914 | -0.12668 | -0.012809 | 0.066057 | 0.14492 | 0.25879
8/10/2012† | 21 | Average Per Ton | All | 8/10/2012†21Average Per TonAll | 0.52641 | 0.51575 | 0.54221 | 74.0098 | -0.1928 | -0.085187 | -0.010656 | 0.063876 | 0.17149 | -0.16634 | -0.05873 | 0.015802 | 0.090333 | 0.19795
8/10/2012† | 22 | Aggregate | 100% Cycling | 8/10/2012†22Aggregate100% Cycling | 22.6512 | 22.1751 | 21.6087 | 73.153 | -2.3876 | -1.2583 | -0.47614 | 0.306 | 1.4353 | -2.9539 | -1.8246 | -1.0425 | -0.26034 | 0.86895
8/10/2012† | 22 | Aggregate | 50% Cycling | 8/10/2012†22Aggregate50% Cycling | 22.9204 | 21.8967 | 24.5519 | 73.8087 | -2.98 | -1.8242 | -1.0237 | -0.22323 | 0.93256 | -0.32482 | 0.83097 | 1.6315 | 2.432 | 3.5878
8/10/2012† | 22 | Aggregate | All | 8/10/2012†22AggregateAll | 45.6008 | 44.0954 | 46.2132 | 73.4612 | -5.3758 | -3.0892 | -1.5055 | 0.078268 | 2.3649 | -3.258 | -0.97139 | 0.61234 | 2.1961 | 4.4827
8/10/2012† | 22 | Average Per Device | 100% Cycling | 8/10/2012†22Average Per Device100% Cycling | 1.5621 | 1.5293 | 1.4902 | 73.153 | -0.18887 | -0.096685 | -0.032837 | 0.031011 | 0.1232 | -0.22793 | -0.13574 | -0.071894 | -0.0080455 | 0.084141
8/10/2012† | 22 | Average Per Device | 50% Cycling | 8/10/2012†22Average Per Device50% Cycling | 1.8429 | 1.7606 | 1.9741 | 73.8087 | -0.26552 | -0.15728 | -0.082311 | -0.007344 | 0.1009 | -0.052032 | 0.056209 | 0.13118 | 0.20614 | 0.31438
8/10/2012† | 22 | Average Per Device | All | 8/10/2012†22Average Per DeviceAll | 1.6941 | 1.638 | 1.7176 | 73.4612 | -0.2249 | -0.12516 | -0.05609 | 0.012984 | 0.11272 | -0.14526 | -0.045525 | 0.023549 | 0.092623 | 0.19235
8/10/2012† | 22 | Average Per Premise | 100% Cycling | 8/10/2012†22Average Per Premise100% Cycling | 1.8491 | 1.8102 | 1.764 | 73.153 | -0.1949 | -0.10272 | -0.038869 | 0.024979 | 0.11717 | -0.24113 | -0.14895 | -0.0851 | -0.021252 | 0.070935
8/10/2012† | 22 | Average Per Premise | 50% Cycling | 8/10/2012†22Average Per Premise50% Cycling | 2.1465 | 2.0506 | 2.2993 | 73.8087 | -0.27908 | -0.17084 | -0.095872 | -0.020905 | 0.087335 | -0.03042 | 0.077821 | 0.15279 | 0.22775 | 0.33599
8/10/2012† | 22 | Average Per Premise | All | 8/10/2012†22Average Per PremiseAll | 1.9889 | 1.9232 | 2.0156 | 73.4612 | -0.23447 | -0.13473 | -0.06566 | 0.0034136 | 0.10315 | -0.1421 | -0.042367 | 0.026707 | 0.095781 | 0.19551
8/10/2012† | 22 | Average Per Ton | 100% Cycling | 8/10/2012†22Average Per Ton100% Cycling | 0.43198 | 0.4229 | 0.4121 | 73.153 | -0.16512 | -0.072929 | -0.0090805 | 0.054768 | 0.14695 | -0.17592 | -0.083729 | -0.019881 | 0.043967 | 0.13615
8/10/2012† | 22 | Average Per Ton | 50% Cycling | 8/10/2012†22Average Per Ton50% Cycling | 0.53093 | 0.50722 | 0.56872 | 73.8087 | -0.20692 | -0.098681 | -0.023714 | 0.051253 | 0.15949 | -0.14542 | -0.037176 | 0.037791 | 0.11276 | 0.221
8/10/2012† | 22 | Average Per Ton | All | 8/10/2012†22Average Per TonAll | 0.47849 | 0.46253 | 0.48571 | 73.4612 | -0.18476 | -0.085032 | -0.015958 | 0.053116 | 0.15285 | -0.16158 | -0.061849 | 0.007225 | 0.076299 | 0.17603
8/10/2012† | 23 | Aggregate | 100% Cycling | 8/10/2012†23Aggregate100% Cycling | 18.7485 | 18.3006 | 17.8332 | 70.9732 | -2.0465 | -1.102 | -0.4479 | 0.20625 | 1.1507 | -2.5139 | -1.5694 | -0.91528 | -0.26113 | 0.68336
8/10/2012† | 23 | Aggregate | 50% Cycling | 8/10/2012†23Aggregate50% Cycling | 19.8768 | 18.4662 | 20.7054 | 71.3665 | -3.117 | -2.1088 | -1.4106 | -0.71229 | 0.29588 | -0.87778 | 0.1304 | 0.82865 | 1.5269 | 2.5351
8/10/2012† | 23 | Aggregate | All | 8/10/2012†23AggregateAll | 38.6577 | 36.7899 | 38.5861 | 71.158 | -5.1758 | -3.2214 | -1.8678 | -0.51424 | 1.4401 | -3.3796 | -1.4253 | -0.071676 | 1.2819 | 3.2363
8/10/2012† | 23 | Average Per Device | 100% Cycling | 8/10/2012†23Average Per Device100% Cycling | 1.293 | 1.2621 | 1.2299 | 70.9732 | -0.16139 | -0.084289 | -0.030889 | 0.022511 | 0.099612 | -0.19362 | -0.11652 | -0.063122 | -0.0097217 | 0.067379
8/10/2012† | 23 | Average Per Device | 50% Cycling | 8/10/2012†23Average Per Device50% Cycling | 1.5982 | 1.4847 | 1.6648 | 71.3665 | -0.27322 | -0.17881 | -0.11341 | -0.048021 | 0.046395 | -0.093182 | 0.0012344 | 0.066627 | 0.13202 | 0.22643
8/10/2012† | 23 | Average Per Device | All | 8/10/2012†23Average Per DeviceAll | 1.4364 | 1.3667 | 1.4343 | 71.158 | -0.21395 | -0.12871 | -0.069676 | -0.010639 | 0.0746 | -0.14642 | -0.061176 | -0.00214 | 0.056896 | 0.14214
8/10/2012† | 23 | Average Per Premise | 100% Cycling | 8/10/2012†23Average Per Premise100% Cycling | 1.5305 | 1.4939 | 1.4558 | 70.9732 | -0.16706 | -0.089963 | -0.036563 | 0.016837 | 0.093938 | -0.20522 | -0.12812 | -0.074717 | -0.021317 | 0.055785
8/10/2012† | 23 | Average Per Premise | 50% Cycling | 8/10/2012†23Average Per Premise50% Cycling | 1.8615 | 1.7294 | 1.9391 | 71.3665 | -0.29191 | -0.19749 | -0.1321 | -0.066707 | 0.02771 | -0.082204 | 0.012212 | 0.077604 | 0.143 | 0.23741
8/10/2012† | 23 | Average Per Premise | All | 8/10/2012†23Average Per PremiseAll | 1.686 | 1.6046 | 1.6829 | 71.158 | -0.22574 | -0.1405 | -0.081465 | -0.022429 | 0.062811 | -0.1474 | -0.062163 | -0.0031261 | 0.05591 | 0.14115
8/10/2012† | 23 | Average Per Ton | 100% Cycling | 8/10/2012†23Average Per Ton100% Cycling | 0.35755 | 0.34901 | 0.34009 | 70.9732 | -0.13904 | -0.061942 | -0.0085418 | 0.044858 | 0.12196 | -0.14796 | -0.070855 | -0.017455 | 0.035945 | 0.11305
8/10/2012† | 23 | Average Per Ton | 50% Cycling | 8/10/2012†23Average Per Ton50% Cycling | 0.46043 | 0.42775 | 0.47962 | 71.3665 | -0.19248 | -0.098066 | -0.032674 | 0.032718 | 0.12713 | -0.14061 | -0.046197 | 0.019195 | 0.084587 | 0.179
8/10/2012† | 23 | Average Per Ton | All | 8/10/2012†23Average Per TonAll | 0.4059 | 0.38602 | 0.40567 | 71.158 | -0.16416 | -0.07892 | -0.019884 | 0.039152 | 0.12439 | -0.14451 | -0.059266 | -0.0002296 | 0.058807 | 0.14405
8/10/2012† | 24 | Aggregate | 100% Cycling | 8/10/2012†24Aggregate100% Cycling | 15.7411 | 15.2685 | 14.8786 | 69.7008 | -1.8712 | -1.0449 | -0.47257 | 0.09974 | 0.92607 | -2.2612 | -1.4348 | -0.86252 | -0.29021 | 0.53612
8/10/2012† | 24 | Aggregate | 50% Cycling | 8/10/2012†24Aggregate50% Cycling | 16.7442 | 14.4365 | 16.1871 | 69.9792 | -3.7154 | -2.8837 | -2.3077 | -1.7317 | -0.89997 | -1.9648 | -1.1332 | -0.55713 | 0.018898 | 0.85059
8/10/2012† | 24 | Aggregate | All | 8/10/2012†24AggregateAll | 32.5131 | 29.7154 | 31.0952 | 69.8316 | -5.6058 | -3.9467 | -2.7977 | -1.6486 | 0.010397 | -4.2259 | -2.5669 | -1.4179 | -0.26881 | 1.3902
8/10/2012† | 24 | Average Per Device | 100% Cycling | 8/10/2012†24Average Per Device100% Cycling | 1.0856 | 1.053 | 1.0261 | 69.7008 | -0.14676 | -0.07931 | -0.032591 | 0.014129 | 0.081584 | -0.17366 | -0.1062 | -0.059483 | -0.012764 | 0.054691
8/10/2012† | 24 | Average Per Device | 50% Cycling | 8/10/2012†24Average Per Device50% Cycling | 1.3463 | 1.1607 | 1.3015 | 69.9792 | -0.31738 | -0.23949 | -0.18555 | -0.1316 | -0.053713 | -0.17663 | -0.09874 | -0.044795 | 0.0091501 | 0.087039
8/10/2012† | 24 | Average Per Device | All | 8/10/2012†24Average Per DeviceAll | 1.2081 | 1.1036 | 1.1555 | 69.8316 | -0.22695 | -0.1546 | -0.10448 | -0.054365 | 0.017994 | -0.17505 | -0.1027 | -0.05258 | -0.0024642 | 0.069895
8/10/2012† | 24 | Average Per Premise | 100% Cycling | 8/10/2012†24Average Per Premise100% Cycling | 1.285 | 1.2464 | 1.2146 | 69.7008 | -0.15275 | -0.085296 | -0.038577 | 0.008142 | 0.075597 | -0.18458 | -0.11713 | -0.070409 | -0.02369 | 0.043765
8/10/2012† | 24 | Average Per Premise | 50% Cycling | 8/10/2012†24Average Per Premise50% Cycling | 1.5681 | 1.352 | 1.5159 | 69.9792 | -0.34795 | -0.27006 | -0.21612 | -0.16217 | -0.084283 | -0.18401 | -0.10612 | -0.052175 | 0.0017699 | 0.079658
8/10/2012† | 24 | Average Per Premise | All | 8/10/2012†24Average Per PremiseAll | 1.4181 | 1.296 | 1.3562 | 69.8316 | -0.24449 | -0.17214 | -0.12202 | -0.071905 | 0.0004535 | -0.18431 | -0.11195 | -0.061839 | -0.011724 | 0.060635
8/10/2012† | 24 | Average Per Ton | 100% Cycling | 8/10/2012†24Average Per Ton100% Cycling | 0.3002 | 0.29118 | 0.28375 | 69.7008 | -0.12319 | -0.055732 | -0.0090123 | 0.037707 | 0.10516 | -0.13062 | -0.063168 | -0.016449 | 0.03027 | 0.097725
8/10/2012† | 24 | Average Per Ton | 50% Cycling | 8/10/2012†24Average Per Ton50% Cycling | 0.38786 | 0.33441 | 0.37496 | 69.9792 | -0.18529 | -0.1074 | -0.053456 | 0.0004897 | 0.078378 | -0.14474 | -0.066851 | -0.012905 | 0.04104 | 0.11893
8/10/2012† | 24 | Average Per Ton | All | 8/10/2012†24Average Per TonAll | 0.3414 | 0.3115 | 0.32662 | 69.8316 | -0.15237 | -0.080016 | -0.029901 | 0.020215 | 0.092574 | -0.13726 | -0.064899 | -0.014783 | 0.035332 | 0.10769
2012-08-13 | 1 | Aggregate | 100% Cycling | 411341Aggregate100% Cycling | 13.4226 | 12.9907 | 12.1646 | 73.3974 | -1.7248 | -0.9609 | -0.43185 | 0.097194 | 0.86105 | -2.5509 | -1.7871 | -1.258 | -0.72899 | 0.034868
2012-08-13 | 1 | Aggregate | 50% Cycling | 411341Aggregate50% Cycling | 11.6701 | 12.9838 | 13.2491 | 73.8577 | 0.10374 | 0.8186 | 1899-12-31 07:32 | 1899-12-31 19:25 | 2.5237 | 0.36908 | 1.0839 | 1.5791 | 2.0742 | 2.789
2012-08-13 | 1 | Aggregate | All | 411341AggregateAll | 25.0924 | 25.9898 | 25.438 | 73.6137 | -1.6062 | -0.12707 | 0.8974 | 1899-12-31 22:07 | 3.401 | -2.158 | -0.67885 | 0.34562 | 1.3701 | 2.8493
2012-08-13 | 1 | Average Per Device | 100% Cycling | 411341Average Per Device100% Cycling | 0.92568 | 0.8959 | 0.83892 | 73.3974 | -0.13533 | -0.07297 | -0.029782 | 0.013405 | 0.075761 | -0.1923 | -0.12995 | -0.08676 | -0.043572 | 0.018784
2012-08-13 | 1 | Average Per Device | 50% Cycling | 411341Average Per Device50% Cycling | 0.93832 | 1.0439 | 1.0653 | 73.8577 | -0.0076877 | 0.05926 | 0.10563 | 0.152 | 0.21894 | 0.013647 | 0.080594 | 0.12696 | 0.17333 | 0.24028
2012-08-13 | 1 | Average Per Device | All | 411341Average Per DeviceAll | 0.93162 | 0.96548 | 0.94531 | 73.6137 | -0.075336 | -0.010822 | 0.03386 | 0.078542 | 0.14306 | -0.095506 | -0.030992 | 0.01369 | 0.058372 | 0.12289
2012-08-13 | 1 | Average Per Premise | 100% Cycling | 411341Average Per Premise100% Cycling | 1.0957 | 1.0605 | 0.99303 | 73.3974 | -0.1408 | -0.07844 | -0.035253 | 0.0079342 | 0.07029 | -0.20824 | -0.14588 | -0.1027 | -0.059509 | 0.0028463
2012-08-13 | 1 | Average Per Premise | 50% Cycling | 411341Average Per Premise50% Cycling | 1.0929 | 1.2159 | 1.2408 | 73.8577 | 0.009715 | 0.076662 | 0.12303 | 0.1694 | 0.23635 | 0.034565 | 0.10151 | 0.14788 | 0.19425 | 0.2612
2012-08-13 | 1 | Average Per Premise | All | 411341Average Per PremiseAll | 1.0944 | 1.1335 | 1.1095 | 73.6137 | -0.070056 | -0.0055421 | 0.03914 | 0.083822 | 0.14834 | -0.094122 | -0.029608 | 0.015074 | 0.059756 | 0.12427
2012-08-13 | 1 | Average Per Ton | 100% Cycling | 411341Average Per Ton100% Cycling | 0.25598 | 0.24774 | 0.23199 | 73.3974 | -0.11378 | -0.051423 | -0.0082358 | 0.034952 | 0.097307 | -0.12953 | -0.067179 | -0.023992 | 0.019196 | 0.081551
2012-08-13 | 1 | Average Per Ton | 50% Cycling | 411341Average Per Ton50% Cycling | 0.27033 | 0.30076 | 0.3069 | 73.8577 | -0.082884 | -0.015937 | 0.030431 | 0.076799 | 0.14375 | -0.076738 | -0.0097902 | 0.036577 | 0.082945 | 0.14989
2012-08-13 | 1 | Average Per Ton | All | 411341Average Per TonAll | 0.26272 | 0.27266 | 0.2672 | 73.6137 | -0.099258 | -0.034744 | 0.0099376 | 0.05462 | 0.11913 | -0.10472 | -0.040206 | 0.0044758 | 0.049158 | 0.11367
2012-08-13 | 2 | Aggregate | 100% Cycling | 411342Aggregate100% Cycling | 11.4047 | 11.4304 | 10.7035 | 71.7608 | -1.1202 | -0.44315 | 0.025759 | 0.49467 | 1.1717 | -1.8471 | -1.1701 | -0.70119 | -0.23228 | 0.44475
2012-08-13 | 2 | Aggregate | 50% Cycling | 411342Aggregate50% Cycling | 9.84 | 10.8862 | 11.1087 | 71.9422 | 0.042877 | 0.63563 | 1899-12-31 01:06 | 1899-12-31 10:58 | 2.0495 | 0.26535 | 0.85811 | 1.2686 | 1.6792 | 2.2719
2012-08-13 | 2 | Aggregate | All | 411342AggregateAll | 21.2438 | 22.3251 | 21.8285 | 71.846 | -1.0679 | 0.20187 | 1899-12-31 01:57 | 1899-12-31 23:04 | 3.2306 | -1.5645 | -0.29473 | 0.58473 | 1.4642 | 2.734
2012-08-13 | 2 | Average Per Device | 100% Cycling | 411342Average Per Device100% Cycling | 0.78652 | 0.78829 | 0.73816 | 71.7608 | -0.09177 | -0.036502 | 0.0017765 | 0.040055 | 0.095323 | -0.1419 | -0.086636 | -0.048357 | -0.010079 | 0.045189
2012-08-13 | 2 | Average Per Device | 50% Cycling | 411342Average Per Device50% Cycling | 0.79117 | 0.87529 | 0.89318 | 71.9422 | -0.0098431 | 0.045668 | 0.084115 | 0.12256 | 0.17807 | 0.0080449 | 0.063556 | 0.102 | 0.14045 | 0.19596
2012-08-13 | 2 | Average Per Device | All | 411342Average Per DeviceAll | 0.7887 | 0.82918 | 0.81102 | 71.846 | -0.053264 | 0.0021181 | 0.040476 | 0.078834 | 0.13422 | -0.071428 | -0.016045 | 0.022312 | 0.06067 | 0.11605
2012-08-13 | 2 | Average Per Premise | 100% Cycling | 411342Average Per Premise100% Cycling | 0.93099 | 0.9331 | 0.87375 | 71.7608 | -0.091444 | -0.036176 | 0.0021028 | 0.040381 | 0.095649 | -0.15079 | -0.095519 | -0.05724 | -0.018962 | 0.036306
2012-08-13 | 2 | Average Per Premise | 50% Cycling | 411342Average Per Premise50% Cycling | 0.92152 | 1.0195 | 1.0403 | 71.9422 | 0.0040154 | 0.059527 | 0.097974 | 0.13642 | 0.19193 | 0.024851 | 0.080362 | 0.11881 | 0.15726 | 0.21277
2012-08-13 | 2 | Average Per Premise | All | 411342Average Per PremiseAll | 0.92654 | 0.97371 | 0.95205 | 71.846 | -0.046578 | 0.0088045 | 0.047162 | 0.08552 | 0.1409 | -0.068237 | -0.012855 | 0.025503 | 0.063861 | 0.11924
2012-08-13 | 2 | Average Per Ton | 100% Cycling | 411342Average Per Ton100% Cycling | 0.2175 | 0.21799 | 0.20412 | 71.7608 | -0.093055 | -0.037787 | 0.0004913 | 0.03877 | 0.094038 | -0.10692 | -0.051651 | -0.013372 | 0.024906 | 0.080174
2012-08-13 | 2 | Average Per Ton | 50% Cycling | 411342Average Per Ton50% Cycling | 0.22794 | 0.25217 | 0.25732 | 71.9422 | -0.069725 | -0.014214 | 0.024234 | 0.062681 | 0.11819 | -0.064572 | -0.0090601 | 0.029387 | 0.067834 | 0.12335
2012-08-13 | 2 | Average Per Ton | All | 411342Average Per TonAll | 0.2224 | 0.23405 | 0.22913 | 71.846 | -0.08209 | -0.026708 | 0.01165 | 0.050008 | 0.10539 | -0.087016 | -0.031633 | 0.0067245 | 0.045082 | 0.10046
2012-08-13 | 3 | Aggregate | 100% Cycling | 411343Aggregate100% Cycling | 10.3026 | 10.611 | 9.9362 | 71.3061 | -0.77604 | -0.13534 | 0.3084 | 0.75214 | 1.3928 | -1.4509 | -0.81018 | -0.36644 | 0.077298 | 0.71799
2012-08-13 | 3 | Aggregate | 50% Cycling | 411343Aggregate50% Cycling | 9.2021 | 9.5075 | 9.7018 | 71.4164 | -0.59497 | -0.063012 | 0.30542 | 0.67385 | 1.2058 | -0.40067 | 0.13129 | 0.49972 | 0.86815 | 1.4001
2012-08-13 | 3 | Aggregate | All | 411343AggregateAll | 19.5068 | 20.1209 | 19.6476 | 71.3579 | -1.3703 | -0.19785 | 0.61415 | 1899-12-31 10:14 | 2.5986 | -1.8436 | -0.6712 | 0.14081 | 0.95281 | 2.1252
2012-08-13 | 3 | Average Per Device | 100% Cycling | 411343Average Per Device100% Cycling | 0.71051 | 0.73178 | 0.68524 | 71.3061 | -0.067257 | -0.014955 | 0.021268 | 0.057492 | 0.10979 | -0.1138 | -0.061495 | -0.025271 | 0.010952 | 0.063254
2012-08-13 | 3 | Average Per Device | 50% Cycling | 411343Average Per Device50% Cycling | 0.73988 | 0.76444 | 0.78006 | 71.4164 | -0.059765 | -0.009947 | 0.024557 | 0.059061 | 0.10888 | -0.044143 | 0.0056755 | 0.040179 | 0.074683 | 0.1245
2012-08-13 | 3 | Average Per Device | All | 411343Average Per DeviceAll | 0.72432 | 0.74713 | 0.72981 | 71.3579 | -0.063736 | -0.012601 | 0.022814 | 0.058229 | 0.10936 | -0.081059 | -0.029925 | 0.0054904 | 0.040906 | 0.09204
2012-08-13 | 3 | Average Per Premise | 100% Cycling | 411343Average Per Premise100% Cycling | 0.84103 | 0.86621 | 0.81112 | 71.3061 | -0.06335 | -0.011048 | 0.025175 | 0.061399 | 0.1137 | -0.11844 | -0.066138 | -0.029914 | 0.00631 | 0.058611
2012-08-13 | 3 | Average Per Premise | 50% Cycling | 411343Average Per Premise50% Cycling | 0.86178 | 0.89038 | 0.90858 | 71.4164 | -0.055719 | -0.0059011 | 0.028603 | 0.063106 | 0.11292 | -0.037523 | 0.012295 | 0.046799 | 0.081303 | 0.13112
2012-08-13 | 3 | Average Per Premise | All | 411343Average Per PremiseAll | 0.85078 | 0.87757 | 0.85692 | 71.3579 | -0.059763 | -0.0086293 | 0.026786 | 0.062201 | 0.11334 | -0.080408 | -0.029274 | 0.0061413 | 0.041557 | 0.092691
2012-08-13 | 3 | Average Per Ton | 100% Cycling | 411343Average Per Ton100% Cycling | 0.19648 | 0.20236 | 0.18949 | 71.3061 | -0.082644 | -0.030342 | 0.0058814 | 0.042105 | 0.094407 | -0.095514 | -0.043212 | -0.0069884 | 0.029235 | 0.081537
2012-08-13 | 3 | Average Per Ton | 50% Cycling | 411343Average Per Ton50% Cycling | 0.21316 | 0.22023 | 0.22473 | 71.4164 | -0.077247 | -0.027429 | 0.0070748 | 0.041578 | 0.091397 | -0.072746 | -0.022928 | 0.011576 | 0.046079 | 0.095897
2012-08-13 | 3 | Average Per Ton | All | 411343Average Per TonAll | 0.20432 | 0.21076 | 0.20606 | 71.3579 | -0.080107 | -0.028973 | 0.0064423 | 0.041858 | 0.092992 | -0.084813 | -0.033679 | 0.0017367 | 0.037152 | 0.088286
2012-08-13 | 4 | Aggregate | 100% Cycling | 411344Aggregate100% Cycling | 9.6316 | 9.8013 | 9.178 | 70.8604 | -0.83501 | -0.24144 | 0.16966 | 0.58076 | 1.1743 | -1.4584 | -0.86479 | -0.45369 | -0.042585 | 0.55098
2012-08-13 | 4 | Aggregate | 50% Cycling | 411344Aggregate50% Cycling | 8.6012 | 8.6282 | 8.8045 | 70.9161 | -0.783 | -0.30442 | 0.027045 | 0.35851 | 0.83709 | -0.60667 | -0.12809 | 0.20338 | 0.53484 | 1.0134
2012-08-13 | 4 | Aggregate | All | 411344AggregateAll | 18.2347 | 18.4303 | 17.9899 | 70.8866 | -1.6185 | -0.54673 | 0.19559 | 0.93791 | 2.0097 | -2.0589 | -0.98712 | -0.2448 | 0.49751 | 1.5693
2012-08-13 | 4 | Average Per Device | 100% Cycling | 411344Average Per Device100% Cycling | 0.66424 | 0.67594 | 0.63295 | 70.8604 | -0.070313 | -0.021859 | 0.0117 | 0.04526 | 0.093714 | -0.1133 | -0.064847 | -0.031288 | 0.0022711 | 0.050725
2012-08-13 | 4 | Average Per Device | 50% Cycling | 411344Average Per Device50% Cycling | 0.69156 | 0.69374 | 0.70792 | 70.9161 | -0.073687 | -0.028867 | 0.0021745 | 0.033216 | 0.078036 | -0.059509 | -0.01469 | 0.016352 | 0.047394 | 0.092213
2012-08-13 | 4 | Average Per Device | All | 411344Average Per DeviceAll | 0.67708 | 0.68431 | 0.66819 | 70.8866 | -0.071899 | -0.025153 | 0.0072232 | 0.039599 | 0.086345 | -0.088019 | -0.041273 | -0.0088972 | 0.023479 | 0.070225
2012-08-13 | 4 | Average Per Premise | 100% Cycling | 411344Average Per Premise100% Cycling | 0.78626 | 0.80011 | 0.74922 | 70.8604 | -0.068164 | -0.01971 | 0.01385 | 0.047409 | 0.095863 | -0.11905 | -0.070595 | -0.037036 | -0.0034764 | 0.044978
2012-08-13 | 4 | Average Per Premise | 50% Cycling | 411344Average Per Premise50% Cycling | 0.8055 | 0.80804 | 0.82455 | 70.9161 | -0.073328 | -0.028509 | 0.0025328 | 0.033575 | 0.078394 | -0.056815 | -0.011995 | 0.019046 | 0.050088 | 0.094908
2012-08-13 | 4 | Average Per Premise | All | 411344Average Per PremiseAll | 0.7953 | 0.80383 | 0.78463 | 70.8866 | -0.070591 | -0.023845 | 0.0085306 | 0.040907 | 0.087652 | -0.089799 | -0.043053 | -0.010677 | 0.021699 | 0.068445
2012-08-13 | 4 | Average Per Ton | 100% Cycling | 411344Average Per Ton100% Cycling | 0.18368 | 0.18692 | 0.17503 | 70.8604 | -0.078778 | -0.030324 | 0.0032355 | 0.036795 | 0.085249 | -0.090666 | -0.042211 | -0.0086522 | 0.024907 | 0.073361
2012-08-13 | 4 | Average Per Ton | 50% Cycling | 411344Average Per Ton50% Cycling | 0.19924 | 0.19986 | 0.20395 | 70.9161 | -0.075235 | -0.030415 | 0.0006265 | 0.031668 | 0.076488 | -0.07115 | -0.026331 | 0.004711 | 0.035753 | 0.080572
2012-08-13 | 4 | Average Per Ton | All | 411344Average Per TonAll | 0.19099 | 0.193 | 0.18862 | 70.8866 | -0.077113 | -0.030367 | 0.0020093 | 0.034385 | 0.081131 | -0.081493 | -0.034748 | -0.0023715 | 0.030004 | 0.07675
2012-08-13 | 5 | Aggregate | 100% Cycling | 411345Aggregate100% Cycling | 8.9346 | 9.5495 | 8.9421 | 70.5632 | -0.30062 | 0.24025 | 0.61485 | 0.98945 | 1.5303 | -0.90794 | -0.36708 | 0.0075221 | 0.38212 | 0.92299
2012-08-13 | 5 | Aggregate | 50% Cycling | 411345Aggregate50% Cycling | 8.5337 | 7.8812 | 8.0422 | 70.51 | -1.3919 | -0.95506 | -0.65251 | -0.34996 | 0.086868 | -1.2308 | -0.794 | -0.49145 | -0.1889 | 0.24793
2012-08-13 | 5 | Aggregate | All | 411345AggregateAll | 17.4751 | 17.4266 | 16.9866 | 70.5382 | -1.7029 | -0.72552 | -0.048592 | 0.62834 | 1.6057 | -2.1428 | -1.1654 | -0.4885 | 0.18842 | 1.1658
2012-08-13 | 5 | Average Per Device | 100% Cycling | 411345Average Per Device100% Cycling | 0.61617 | 0.65857 | 0.61669 | 70.5632 | -0.032329 | 0.011823 | 0.042403 | 0.072982 | 0.11713 | -0.074213 | -0.030061 | 0.0005188 | 0.031099 | 0.075251
2012-08-13 | 5 | Average Per Device | 50% Cycling | 411345Average Per Device50% Cycling | 0.68614 | 0.63367 | 0.64662 | 70.51 | -0.12171 | -0.080798 | -0.052464 | -0.024131 | 0.016779 | -0.10876 | -0.067848 | -0.039514 | -0.01118 | 0.029729
2012-08-13 | 5 | Average Per Device | All | 411345Average Per DeviceAll | 0.64905 | 0.64687 | 0.63076 | 70.5382 | -0.074337 | -0.031709 | -0.002185 | 0.027339 | 0.069967 | -0.090449 | -0.047821 | -0.018297 | 0.011227 | 0.053856
2012-08-13 | 5 | Average Per Premise | 100% Cycling | 411345Average Per Premise100% Cycling | 0.72936 | 0.77955 | 0.72997 | 70.5632 | -0.02454 | 0.019612 | 0.050192 | 0.080771 | 0.12492 | -0.074118 | -0.029966 | 0.000614 | 0.031194 | 0.075346
2012-08-13 | 5 | Average Per Premise | 50% Cycling | 411345Average Per Premise50% Cycling | 0.79918 | 0.73808 | 0.75316 | 70.51 | -0.13035 | -0.089442 | -0.061108 | -0.032774 | 0.0081352 | -0.11527 | -0.074358 | -0.046024 | -0.017691 | 0.023219
2012-08-13 | 5 | Average Per Premise | All | 411345Average Per PremiseAll | 0.76218 | 0.76006 | 0.74087 | 70.5382 | -0.074272 | -0.031643 | -0.0021193 | 0.027405 | 0.070033 | -0.093458 | -0.05083 | -0.021306 | 0.0082181 | 0.050846
2012-08-13 | 5 | Average Per Ton | 100% Cycling | 411345Average Per Ton100% Cycling | 0.17039 | 0.18212 | 0.17053 | 70.5632 | -0.063006 | -0.018854 | 0.011726 | 0.042305 | 0.086458 | -0.074589 | -0.030436 | 0.0001435 | 0.030723 | 0.074875
2012-08-13 | 5 | Average Per Ton | 50% Cycling | 411345Average Per Ton50% Cycling | 0.19768 | 0.18256 | 0.18629 | 70.51 | -0.084358 | -0.043449 | -0.015115 | 0.013219 | 0.054129 | -0.080627 | -0.039718 | -0.011384 | 0.01695 | 0.05786
2012-08-13 | 5 | Average Per Ton | All | 411345Average Per TonAll | 0.18321 | 0.18232 | 0.17794 | 70.5382 | -0.073042 | -0.030413 | -0.0008894 | 0.028635 | 0.071263 | -0.077427 | -0.034799 | -0.0052744 | 0.02425 | 0.066878
2012-08-13 | 6 | Aggregate | 100% Cycling | 411346Aggregate100% Cycling | 8.8551 | 9.8767 | 9.2485 | 70.1193 | 0.12486 | 0.65464 | 1899-12-31 00:31 | 1899-12-31 09:19 | 1.9183 | -0.50328 | 0.026505 | 0.39343 | 0.76036 | 1.2901
2012-08-13 | 6 | Aggregate | 50% Cycling | 411346Aggregate50% Cycling | 8.6204 | 8.7571 | 8.9361 | 70.0548 | -0.67733 | -0.19638 | 0.13672 | 0.46982 | 0.95077 | -0.49836 | -0.017413 | 0.31569 | 0.64879 | 1.1297
2012-08-13 | 6 | Aggregate | All | 411346AggregateAll | 17.4838 | 18.6351 | 18.1927 | 70.089 | -0.5597 | 0.45121 | 1899-12-31 03:38 | 1899-12-31 20:26 | 2.8624 | -1.0022 | 0.0087186 | 0.70887 | 1.409 | 2.4199
2012-08-13 | 6 | Average Per Device | 100% Cycling | 411346Average Per Device100% Cycling | 0.61069 | 0.68114 | 0.63782 | 70.1193 | -0.0027491 | 0.040498 | 0.070452 | 0.1004 | 0.14365 | -0.046068 | -0.0028204 | 0.027133 | 0.057086 | 0.10033
2012-08-13 | 6 | Average Per Device | 50% Cycling | 411346Average Per Device50% Cycling | 0.69311 | 0.7041 | 0.71849 | 70.0548 | -0.065243 | -0.020202 | 0.010993 | 0.042188 | 0.087229 | -0.050854 | -0.0058127 | 0.025382 | 0.056578 | 0.10162
2012-08-13 | 6 | Average Per Device | All | 411346Average Per DeviceAll | 0.64943 | 0.69193 | 0.67574 | 70.089 | -0.032121 | 0.011969 | 0.042506 | 0.073043 | 0.11713 | -0.048317 | -0.0042268 | 0.02631 | 0.056847 | 0.10094
2012-08-13 | 6 | Average Per Premise | 100% Cycling | 411346Average Per Premise100% Cycling | 0.72286 | 0.80626 | 0.75498 | 70.1193 | 0.010192 | 0.05344 | 0.083393 | 0.11335 | 0.15659 | -0.041084 | 0.0021636 | 0.032117 | 0.06207 | 0.10532
2012-08-13 | 6 | Average Per Premise | 50% Cycling | 411346Average Per Premise50% Cycling | 0.80731 | 0.82011 | 0.83687 | 70.0548 | -0.063432 | -0.018391 | 0.012804 | 0.043999 | 0.08904 | -0.046672 | -0.0016308 | 0.029564 | 0.060759 | 0.1058
2012-08-13 | 6 | Average Per Premise | All | 411346Average Per PremiseAll | 0.76255 | 0.81277 | 0.79347 | 70.089 | -0.024411 | 0.019679 | 0.050216 | 0.080753 | 0.12484 | -0.04371 | 0.0003803 | 0.030917 | 0.061454 | 0.10554
2012-08-13 | 6 | Average Per Ton | 100% Cycling | 411346Average Per Ton100% Cycling | 0.16887 | 0.18836 | 0.17638 | 70.1193 | -0.053719 | -0.010471 | 0.019482 | 0.049435 | 0.092683 | -0.065698 | -0.02245 | 0.0075031 | 0.037456 | 0.080704
2012-08-13 | 6 | Average Per Ton | 50% Cycling | 411346Average Per Ton50% Cycling | 0.19968 | 0.20285 | 0.207 | 70.0548 | -0.073069 | -0.028028 | 0.003167 | 0.034362 | 0.079403 | -0.068923 | -0.023883 | 0.0073126 | 0.038508 | 0.083548
2012-08-13 | 6 | Average Per Ton | All | 411346Average Per TonAll | 0.18335 | 0.19517 | 0.19077 | 70.089 | -0.062813 | -0.018723 | 0.011814 | 0.042351 | 0.086441 | -0.067214 | -0.023123 | 0.0074136 | 0.03795 | 0.082041
2012-08-13 | 7 | Aggregate | 100% Cycling | 411347Aggregate100% Cycling | 9.6653 | 10.4719 | 9.8059 | 70.4286 | -0.0085926 | 0.47302 | 0.80659 | 1899-12-31 03:22 | 1.6218 | -0.67459 | -0.19297 | 0.1406 | 0.47416 | 0.95578
2012-08-13 | 7 | Aggregate | 50% Cycling | 411347Aggregate50% Cycling | 9.5945 | 9.9219 | 10.1247 | 70.3655 | -0.54823 | -0.030878 | 0.32744 | 0.68576 | 1.2031 | -0.34546 | 0.17189 | 0.53021 | 0.88853 | 1.4059
2012-08-13 | 7 | Aggregate | All | 411347AggregateAll | 19.2706 | 20.4011 | 19.9451 | 70.399 | -0.5618 | 0.43807 | 1899-12-31 03:08 | 1899-12-31 19:45 | 2.8229 | -1.0178 | -0.017951 | 0.67455 | 1.3671 | 2.3669
2012-08-13 | 7 | Average Per Device | 100% Cycling | 411347Average Per Device100% Cycling | 0.66656 | 0.72219 | 0.67626 | 70.4286 | -0.01092 | 0.028396 | 0.055626 | 0.082856 | 0.12217 | -0.056849 | -0.017534 | 0.0096961 | 0.036926 | 0.076241
2012-08-13 | 7 | Average Per Device | 50% Cycling | 411347Average Per Device50% Cycling | 0.77143 | 0.79776 | 0.81406 | 70.3655 | -0.05568 | -0.0072293 | 0.026327 | 0.059884 | 0.10833 | -0.039376 | 0.0090742 | 0.042631 | 0.076188 | 0.12464
2012-08-13 | 7 | Average Per Device | All | 411347Average Per DeviceAll | 0.71585 | 0.75771 | 0.74103 | 70.399 | -0.031957 | 0.011652 | 0.041856 | 0.072059 | 0.11567 | -0.048637 | -0.005028 | 0.025175 | 0.055379 | 0.098988
2012-08-13 | 7 | Average Per Premise | 100% Cycling | 411347Average Per Premise100% Cycling | 0.78901 | 0.85485 | 0.80048 | 70.4286 | -0.0007014 | 0.038614 | 0.065844 | 0.093074 | 0.13239 | -0.055068 | -0.015753 | 0.011477 | 0.038707 | 0.078022
2012-08-13 | 7 | Average Per Premise | 50% Cycling | 411347Average Per Premise50% Cycling | 0.89853 | 0.92919 | 0.94818 | 70.3655 | -0.051342 | -0.0028917 | 0.030665 | 0.064222 | 0.11267 | -0.032353 | 0.016098 | 0.049654 | 0.083211 | 0.13166
2012-08-13 | 7 | Average Per Premise | All | 411347Average Per PremiseAll | 0.84048 | 0.88979 | 0.8699 | 70.399 | -0.024503 | 0.019106 | 0.04931 | 0.079513 | 0.12312 | -0.044392 | -0.0007829 | 0.02942 | 0.059624 | 0.10323
2012-08-13 | 7 | Average Per Ton | 100% Cycling | 411347Average Per Ton100% Cycling | 0.18433 | 0.19971 | 0.18701 | 70.4286 | -0.051163 | -0.011848 | 0.015382 | 0.042612 | 0.081928 | -0.063864 | -0.024549 | 0.0026813 | 0.029911 | 0.069227
2012-08-13 | 7 | Average Per Ton | 50% Cycling | 411347Average Per Ton50% Cycling | 0.22225 | 0.22983 | 0.23453 | 70.3655 | -0.074422 | -0.025972 | 0.0075849 | 0.041142 | 0.089592 | -0.069725 | -0.021275 | 0.012282 | 0.045838 | 0.094289
2012-08-13 | 7 | Average Per Ton | All | 411347Average Per TonAll | 0.20215 | 0.21387 | 0.20934 | 70.399 | -0.062095 | -0.018486 | 0.011718 | 0.041921 | 0.08553 | -0.066619 | -0.02301 | 0.0071936 | 0.037397 | 0.081006
2012-08-13 | 8 | Aggregate | 100% Cycling | 411348Aggregate100% Cycling | 10.6914 | 11.2603 | 10.5442 | 74.2291 | -0.36347 | 0.18737 | 0.56887 | 0.95038 | 1.5012 | -1.0796 | -0.52877 | -0.14726 | 0.23424 | 0.78508
2012-08-13 | 8 | Aggregate | 50% Cycling | 411348Aggregate50% Cycling | 10.927 | 10.9609 | 11.1849 | 74.4409 | -0.97492 | -0.37887 | 0.033949 | 0.44677 | 1.0428 | -0.75091 | -0.15487 | 0.25795 | 0.67077 | 1.2668
2012-08-13 | 8 | Aggregate | All | 411348AggregateAll | 21.6332 | 22.2318 | 21.7474 | 74.3286 | -1.3444 | -0.19649 | 0.59857 | 1899-12-31 09:27 | 2.5416 | -1.8288 | -0.68082 | 0.11424 | 0.90931 | 2.0573
2012-08-13 | 8 | Average Per Device | 100% Cycling | 411348Average Per Device100% Cycling | 0.73733 | 0.77656 | 0.72717 | 74.2291 | -0.036877 | 0.0080886 | 0.039232 | 0.070375 | 0.11534 | -0.086265 | -0.041299 | -0.010156 | 0.020988 | 0.065954
2012-08-13 | 8 | Average Per Device | 50% Cycling | 411348Average Per Device50% Cycling | 0.87857 | 0.8813 | 0.89931 | 74.4409 | -0.091751 | -0.035931 | 0.0027296 | 0.04139 | 0.097211 | -0.073741 | -0.01792 | 0.02074 | 0.059401 | 0.11522
2012-08-13 | 8 | Average Per Device | All | 411348Average Per DeviceAll | 0.80371 | 0.82579 | 0.80808 | 74.3286 | -0.062668 | -0.012601 | 0.022076 | 0.056752 | 0.10682 | -0.080379 | -0.030311 | 0.0043654 | 0.039042 | 0.089109
2012-08-13 | 8 | Average Per Premise | 100% Cycling | 411348Average Per Premise100% Cycling | 0.87277 | 0.91921 | 0.86075 | 74.2291 | -0.029671 | 0.015295 | 0.046439 | 0.077582 | 0.12255 | -0.088131 | -0.043165 | -0.012021 | 0.019122 | 0.064088
2012-08-13 | 8 | Average Per Premise | 50% Cycling | 411348Average Per Premise50% Cycling | 1.0233 | 1.0265 | 1.0475 | 74.4409 | -0.091302 | -0.035481 | 0.0031793 | 0.04184 | 0.09766 | -0.070323 | -0.014503 | 0.024157 | 0.062818 | 0.11864
2012-08-13 | 8 | Average Per Premise | All | 411348Average Per PremiseAll | 0.94353 | 0.96963 | 0.94851 | 74.3286 | -0.058637 | -0.0085699 | 0.026107 | 0.060783 | 0.11085 | -0.079761 | -0.029694 | 0.0049827 | 0.039659 | 0.089727
2012-08-13 | 8 | Average Per Ton | 100% Cycling | 411348Average Per Ton100% Cycling | 0.2039 | 0.21474 | 0.20109 | 74.2291 | -0.06526 | -0.020294 | 0.010849 | 0.041992 | 0.086958 | -0.078918 | -0.033952 | -0.0028084 | 0.028335 | 0.073301
2012-08-13 | 8 | Average Per Ton | 50% Cycling | 411348Average Per Ton50% Cycling | 0.25311 | 0.2539 | 0.25909 | 74.4409 | -0.093695 | -0.037874 | 0.0007864 | 0.039447 | 0.095267 | -0.088506 | -0.032686 | 0.0059752 | 0.044636 | 0.10046
2012-08-13 | 8 | Average Per Ton | All | 411348Average Per TonAll | 0.22703 | 0.23315 | 0.22835 | 74.3286 | -0.078624 | -0.028557 | 0.0061195 | 0.040796 | 0.090863 | -0.083424 | -0.033357 | 0.0013199 | 0.035997 | 0.086064
2012-08-13 | 9 | Aggregate | 100% Cycling | 411349Aggregate100% Cycling | 12.2424 | 12.627 | 11.824 | 78.6628 | -0.87497 | -0.1308 | 0.38461 | 0.90002 | 1.6442 | -1.678 | -0.93385 | -0.41844 | 0.096972 | 0.84114
2012-08-13 | 9 | Aggregate | 50% Cycling | 411349Aggregate50% Cycling | 13.3772 | 12.0931 | 12.3403 | 78.884 | -2.5432 | -1.7993 | -1.2841 | -0.76882 | -0.024916 | -2.296 | -1.5521 | -1.0369 | -0.52168 | 0.22223
2012-08-13 | 9 | Aggregate | All | 411349AggregateAll | 25.6444 | 24.7301 | 24.1829 | 78.7668 | -3.4345 | -1.9456 | -0.91432 | 0.11692 | 1.6059 | -3.9817 | -2.4928 | -1.4615 | -0.43028 | 1.0587
2012-08-13 | 9 | Average Per Device | 100% Cycling | 411349Average Per Device100% Cycling | 0.84429 | 0.87081 | 0.81543 | 78.6628 | -0.076298 | -0.01555 | 0.026525 | 0.068599 | 0.12935 | -0.13168 | -0.070931 | -0.028857 | 0.013217 | 0.073966
2012-08-13 | 9 | Average Per Device | 50% Cycling | 411349Average Per Device50% Cycling | 1.0756 | 0.97233 | 0.9922 | 78.884 | -0.22116 | -0.15149 | -0.10324 | -0.054991 | 0.014676 | -0.20129 | -0.13162 | -0.083371 | -0.03512 | 0.034548
2012-08-13 | 9 | Average Per Device | All | 411349Average Per DeviceAll | 0.95299 | 0.91853 | 0.89851 | 78.7668 | -0.14438 | -0.079443 | -0.034466 | 0.010512 | 0.075452 | -0.1644 | -0.099456 | -0.054479 | -0.0095012 | 0.055439
2012-08-13 | 9 | Average Per Premise | 100% Cycling | 411349Average Per Premise100% Cycling | 0.99938 | 1.0308 | 0.96522 | 78.6628 | -0.071426 | -0.010677 | 0.031397 | 0.073471 | 0.13422 | -0.13698 | -0.076232 | -0.034158 | 0.0079161 | 0.068665
2012-08-13 | 9 | Average Per Premise | 50% Cycling | 411349Average Per Premise50% Cycling | 1.2528 | 1.1325 | 1.1557 | 78.884 | -0.23817 | -0.1685 | -0.12025 | -0.072001 | -0.0023334 | -0.21503 | -0.14536 | -0.097107 | -0.048856 | 0.020812
2012-08-13 | 9 | Average Per Premise | All | 411349Average Per PremiseAll | 1.1185 | 1.0786 | 1.0547 | 78.7668 | -0.1498 | -0.084856 | -0.039878 | 0.0050995 | 0.07004 | -0.17366 | -0.10872 | -0.063744 | -0.018767 | 0.046174
2012-08-13 | 9 | Average Per Ton | 100% Cycling | 411349Average Per Ton100% Cycling | 0.23347 | 0.24081 | 0.22549 | 78.6628 | -0.095488 | -0.034739 | 0.0073349 | 0.049409 | 0.11016 | -0.1108 | -0.050054 | -0.00798 | 0.034094 | 0.094843
2012-08-13 | 9 | Average Per Ton | 50% Cycling | 411349Average Per Ton50% Cycling | 0.30987 | 0.28013 | 0.28585 | 78.884 | -0.14766 | -0.077995 | -0.029744 | 0.018507 | 0.088175 | -0.14194 | -0.07227 | -0.024019 | 0.024232 | 0.0939
2012-08-13 | 9 | Average Per Ton | All | 411349Average Per TonAll | 0.26938 | 0.25929 | 0.25386 | 78.7668 | -0.12001 | -0.05507 | -0.010092 | 0.034885 | 0.099826 | -0.12544 | -0.060496 | -0.015518 | 0.029459 | 0.094399
2012-08-13 | 10 | Aggregate | 100% Cycling | 4113410Aggregate100% Cycling | 13.7723 | 15.2083 | 14.241 | 83.7006 | -0.17307 | 0.77756 | 1899-12-31 10:28 | 1900-01-01 02:16 | 3.045 | -1.1403 | -0.18966 | 0.46875 | 1.1272 | 2.0778
2012-08-13 | 10 | Aggregate | 50% Cycling | 4113410Aggregate50% Cycling | 15.5004 | 13.8595 | 14.1427 | 84.4207 | -3.1881 | -2.274 | -1.6409 | -1.0078 | -0.093728 | -2.9048 | -1.9907 | -1.3577 | -0.72457 | 0.18951
2012-08-13 | 10 | Aggregate | All | 4113410AggregateAll | 29.3048 | 29.0733 | 28.3997 | 84.039 | -3.3891 | -1.5236 | -0.23153 | 1899-12-31 01:27 | 2.926 | -4.0627 | -2.1972 | -0.90515 | 0.38689 | 2.2524
2012-08-13 | 10 | Average Per Device | 100% Cycling | 4113410Average Per Device100% Cycling | 0.9498 | 1.0488 | 0.98212 | 83.7006 | -0.03232 | 0.045283 | 0.09903 | 0.15278 | 0.23038 | -0.099023 | -0.02142 | 0.032327 | 0.086074 | 0.16368
2012-08-13 | 10 | Average Per Device | 50% Cycling | 4113410Average Per Device50% Cycling | 1.2463 | 1.1144 | 1.1371 | 84.4207 | -0.27683 | -0.19122 | -0.13193 | -0.072645 | 0.012959 | -0.25405 | -0.16845 | -0.10916 | -0.049871 | 0.035733
2012-08-13 | 10 | Average Per Device | All | 4113410Average Per DeviceAll | 1.0891 | 1.0796 | 1.055 | 84.039 | -0.14724 | -0.065875 | -0.0095231 | 0.046829 | 0.12819 | -0.17189 | -0.090524 | -0.034172 | 0.02218 | 0.10354
2012-08-13 | 10 | Average Per Premise | 100% Cycling | 4113410Average Per Premise100% Cycling | 1.1243 | 1.2415 | 1.1625 | 83.7006 | -0.014128 | 0.063474 | 0.11722 | 0.17097 | 0.24857 | -0.093085 | -0.015482 | 0.038265 | 0.092012 | 0.16961
2012-08-13 | 10 | Average Per Premise | 50% Cycling | 4113410Average Per Premise50% Cycling | 1.4516 | 1.2979 | 1.3245 | 84.4207 | -0.29856 | -0.21296 | -0.15367 | -0.094382 | -0.0087777 | -0.27204 | -0.18643 | -0.12715 | -0.067856 | 0.017748
2012-08-13 | 10 | Average Per Premise | All | 4113410Average Per PremiseAll | 1.2781 | 1.268 | 1.2386 | 84.039 | -0.14781 | -0.06645 | -0.010098 | 0.046254 | 0.12762 | -0.17719 | -0.09583 | -0.039478 | 0.016874 | 0.098238
2012-08-13 | 10 | Average Per Ton | 100% Cycling | 4113410Average Per Ton100% Cycling | 0.26265 | 0.29003 | 0.27159 | 83.7006 | -0.10396 | -0.026362 | 0.027385 | 0.081132 | 0.15873 | -0.12241 | -0.044808 | 0.0089394 | 0.062687 | 0.14029
2012-08-13 | 10 | Average Per Ton | 50% Cycling | 4113410Average Per Ton50% Cycling | 0.35905 | 0.32104 | 0.3276 | 84.4207 | -0.1829 | -0.097299 | -0.03801 | 0.021279 | 0.10688 | -0.17634 | -0.090738 | -0.031449 | 0.02784 | 0.11344
2012-08-13 | 10 | Average Per Ton | All | 4113410Average Per TonAll | 0.30796 | 0.30461 | 0.29792 | 84.039 | -0.14107 | -0.059703 | -0.0033506 | 0.053001 | 0.13436 | -0.14776 | -0.066395 | -0.010043 | 0.046309 | 0.12767
2012-08-13 | 11 | Aggregate | 100% Cycling | 4113411Aggregate100% Cycling | 15.127 | 16.6039 | 15.5479 | 85.2047 | -0.31125 | 0.74518 | 1899-12-31 11:27 | 1900-01-01 05:00 | 3.265 | -1.3672 | -0.3108 | 0.42088 | 1.1526 | 2.209
2012-08-13 | 11 | Aggregate | 50% Cycling | 4113411Aggregate50% Cycling | 17.0055 | 16.4397 | 16.7757 | 86.1759 | -2.3503 | -1.296 | -0.56577 | 0.16445 | 1.2188 | -2.0144 | -0.96003 | -0.2298 | 0.50042 | 1.5548
2012-08-13 | 11 | Aggregate | All | 4113411AggregateAll | 32.1676 | 33.0617 | 32.3532 | 85.6612 | -2.6807 | -0.56871 | 0.89404 | 1900-01-01 08:34 | 4.4688 | -3.3891 | -1.2772 | 0.1856 | 1.6483 | 3.7603
2012-08-13 | 11 | Average Per Device | 100% Cycling | 4113411Average Per Device100% Cycling | 1.0432 | 1.1451 | 1.0723 | 85.2047 | -0.044118 | 0.042121 | 0.10185 | 0.16158 | 0.24782 | -0.11694 | -0.030703 | 0.029026 | 0.088755 | 0.17499
2012-08-13 | 11 | Average Per Device | 50% Cycling | 4113411Average Per Device50% Cycling | 1.3673 | 1.3218 | 1.3488 | 86.1759 | -0.21261 | -0.11388 | -0.04549 | 0.022896 | 0.12163 | -0.1856 | -0.086863 | -0.018477 | 0.049909 | 0.14865
2012-08-13 | 11 | Average Per Device | All | 4113411Average Per DeviceAll | 1.1955 | 1.2281 | 1.2022 | 85.6612 | -0.12331 | -0.031197 | 0.0326 | 0.096398 | 0.18851 | -0.14921 | -0.057098 | 0.0066996 | 0.070497 | 0.16261
2012-08-13 | 11 | Average Per Premise | 100% Cycling | 4113411Average Per Premise100% Cycling | 1.2349 | 1.3554 | 1.2692 | 85.2047 | -0.025408 | 0.060831 | 0.12056 | 0.18029 | 0.26653 | -0.11161 | -0.025371 | 0.034358 | 0.094087 | 0.18033
2012-08-13 | 11 | Average Per Premise | 50% Cycling | 4113411Average Per Premise50% Cycling | 1.5926 | 1.5396 | 1.571 | 86.1759 | -0.22011 | -0.12137 | -0.052985 | 0.015401 | 0.11414 | -0.18865 | -0.089907 | -0.021521 | 0.046865 | 0.1456
2012-08-13 | 11 | Average Per Premise | All | 4113411Average Per PremiseAll | 1.403 | 1.442 | 1.4111 | 85.6612 | -0.11692 | -0.024804 | 0.038994 | 0.10279 | 0.19491 | -0.14782 | -0.055703 | 0.0080947 | 0.071892 | 0.16401
2012-08-13 | 11 | Average Per Ton | 100% Cycling | 4113411Average Per Ton100% Cycling | 0.28849 | 0.31665 | 0.29651 | 85.2047 | -0.1178 | -0.031564 | 0.028165 | 0.087894 | 0.17413 | -0.13794 | -0.051702 | 0.0080266 | 0.067755 | 0.15399
2012-08-13 | 11 | Average Per Ton | 50% Cycling | 4113411Average Per Ton50% Cycling | 0.39392 | 0.38081 | 0.38859 | 86.1759 | -0.18023 | -0.081492 | -0.013106 | 0.05528 | 0.15402 | -0.17245 | -0.073709 | -0.0053231 | 0.063063 | 0.1618
2012-08-13 | 11 | Average Per Ton | All | 4113411Average Per TonAll | 0.33804 | 0.34681 | 0.33979 | 85.6612 | -0.14714 | -0.05503 | 0.0087677 | 0.072566 | 0.16468 | -0.15416 | -0.062046 | 0.0017522 | 0.06555 | 0.15766
2012-08-13 | 12 | Aggregate | 100% Cycling | 4113412Aggregate100% Cycling | 17.6335 | 17.9367 | 16.7959 | 86.7083 | -1.7139 | -0.52223 | 0.30312 | 1899-12-31 03:05 | 2.3201 | -2.8546 | -1.663 | -0.83761 | -0.012263 | 1.1794
2012-08-13 | 12 | Aggregate | 50% Cycling | 4113412Aggregate50% Cycling | 20.613 | 21.4616 | 21.9002 | 87.7634 | -1.3347 | -0.04479 | 0.8486 | 1899-12-31 17:48 | 3.0319 | -0.89611 | 0.39381 | 1.2872 | 2.1806 | 3.4705
2012-08-13 | 12 | Aggregate | All | 4113412AggregateAll | 38.2948 | 39.4519 | 38.7629 | 87.2042 | -3.0471 | -0.56325 | 1899-12-31 03:46 | 1900-01-01 21:04 | 5.3613 | -3.7361 | -1.2522 | 0.46814 | 2.1885 | 4.6724
2012-08-13 | 12 | Average Per Device | 100% Cycling | 4113412Average Per Device100% Cycling | 1.2161 | 1.237 | 1.1583 | 86.7083 | -0.14375 | -0.046471 | 0.020904 | 0.08828 | 0.18556 | -0.22242 | -0.12514 | -0.057765 | 0.00961 | 0.10689
2012-08-13 | 12 | Average Per Device | 50% Cycling | 4113412Average Per Device50% Cycling | 1.6574 | 1.7256 | 1.7609 | 87.7634 | -0.13624 | -0.015436 | 0.068231 | 0.1519 | 0.2727 | -0.10097 | 0.019829 | 0.1035 | 0.18716 | 0.30796
2012-08-13 | 12 | Average Per Device | All | 4113412Average Per DeviceAll | 1.4235 | 1.4666 | 1.4415 | 87.2042 | -0.14022 | -0.031885 | 0.043148 | 0.11818 | 0.22652 | -0.16534 | -0.057005 | 0.018027 | 0.09306 | 0.20139
2012-08-13 | 12 | Average Per Premise | 100% Cycling | 4113412Average Per Premise100% Cycling | 1.4395 | 1.4642 | 1.3711 | 86.7083 | -0.13991 | -0.042631 | 0.024745 | 0.09212 | 0.1894 | -0.23303 | -0.13575 | -0.068377 | -0.001001 | 0.096279
2012-08-13 | 12 | Average Per Premise | 50% Cycling | 4113412Average Per Premise50% Cycling | 1.9304 | 2.0099 | 2.051 | 87.7634 | -0.125 | -0.0041946 | 0.079472 | 0.16314 | 0.28394 | -0.083921 | 0.036881 | 0.12055 | 0.20421 | 0.32502
2012-08-13 | 12 | Average Per Premise | All | 4113412Average Per PremiseAll | 1.6702 | 1.7207 | 1.6906 | 87.2042 | -0.1329 | -0.024566 | 0.050467 | 0.1255 | 0.23383 | -0.16295 | -0.054615 | 0.020418 | 0.09545 | 0.20379
2012-08-13 | 12 | Average Per Ton | 100% Cycling | 4113412Average Per Ton100% Cycling | 0.33629 | 0.34207 | 0.32031 | 86.7083 | -0.15887 | -0.061595 | 0.0057808 | 0.073156 | 0.17044 | -0.18063 | -0.08335 | -0.015974 | 0.051402 | 0.14868
2012-08-13 | 12 | Average Per Ton | 50% Cycling | 4113412Average Per Ton50% Cycling | 0.47748 | 0.49714 | 0.5073 | 87.7634 | -0.18481 | -0.06401 | 0.019657 | 0.10332 | 0.22413 | -0.17465 | -0.05385 | 0.029817 | 0.11348 | 0.23429
2012-08-13 | 12 | Average Per Ton | All | 4113412Average Per TonAll | 0.40265 | 0.41495 | 0.4082 | 87.2042 | -0.17106 | -0.06273 | 0.012303 | 0.087335 | 0.19567 | -0.17782 | -0.069485 | 0.0055478 | 0.08058 | 0.18892
2012-08-13 | 13 | Aggregate | 100% Cycling | 4113413Aggregate100% Cycling | 18.8591 | 20.5313 | 19.2255 | 87.5664 | -0.45854 | 0.8003 | 1899-12-31 16:08 | 1900-01-01 13:03 | 3.8029 | -1.7643 | -0.50545 | 0.36642 | 1.2383 | 2.4971
2012-08-13 | 13 | Aggregate | 50% Cycling | 4113413Aggregate50% Cycling | 23.5665 | 24.4049 | 24.9036 | 88.9037 | -1.4811 | -0.11073 | 0.8384 | 1899-12-31 18:54 | 3.1579 | -0.98237 | 0.38803 | 1.3372 | 2.2863 | 3.6567
2012-08-13 | 13 | Aggregate | All | 4113413AggregateAll | 42.4911 | 44.996 | 44.2041 | 88.1949 | -1.9496 | 0.68214 | 1900-01-01 12:07 | 1900-01-03 07:52 | 6.9594 | -2.7415 | -0.10981 | 1.7129 | 3.5357 | 6.1674
2012-08-13 | 13 | Average Per Device | 100% Cycling | 4113413Average Per Device100% Cycling | 1.3006 | 1.4159 | 1.3259 | 87.5664 | -0.058615 | 0.044147 | 0.11532 | 0.18649 | 0.28925 | -0.14867 | -0.045903 | 0.02527 | 0.096443 | 0.1992
2012-08-13 | 13 | Average Per Device | 50% Cycling | 4113413Average Per Device50% Cycling | 1.8948 | 1.9622 | 2.0023 | 88.9037 | -0.14981 | -0.021476 | 0.06741 | 0.1563 | 0.28463 | -0.10971 | 0.018625 | 0.10751 | 0.1964 | 0.32474
2012-08-13 | 13 | Average Per Device | All | 4113413Average Per DeviceAll | 1.5799 | 1.6727 | 1.6438 | 88.1949 | -0.10148 | 0.013304 | 0.092802 | 0.1723 | 0.28708 | -0.13036 | -0.015575 | 0.063924 | 0.14342 | 0.2582
2012-08-13 | 13 | Average Per Premise | 100% Cycling | 4113413Average Per Premise100% Cycling | 1.5395 | 1.676 | 1.5694 | 87.5664 | -0.037432 | 0.06533 | 0.1365 | 0.20768 | 0.31044 | -0.14402 | -0.041261 | 0.029912 | 0.10108 | 0.20385
2012-08-13 | 13 | Average Per Premise | 50% Cycling | 4113413Average Per Premise50% Cycling | 2.207 | 2.2855 | 2.3322 | 88.9037 | -0.13871 | -0.01037 | 0.078517 | 0.1674 | 0.29574 | -0.091999 | 0.036339 | 0.12523 | 0.21411 | 0.34245
2012-08-13 | 13 | Average Per Premise | All | 4113413Average Per PremiseAll | 1.8532 | 1.9625 | 1.928 | 88.1949 | -0.085032 | 0.029751 | 0.10925 | 0.18875 | 0.30353 | -0.11957 | -0.0047892 | 0.074709 | 0.15421 | 0.26899
2012-08-13 | 13 | Average Per Ton | 100% Cycling | 4113413Average Per Ton100% Cycling | 0.35966 | 0.39155 | 0.36665 | 87.5664 | -0.14205 | -0.039283 | 0.03189 | 0.10306 | 0.20582 | -0.16695 | -0.064185 | 0.0069879 | 0.078161 | 0.18092
2012-08-13 | 13 | Average Per Ton | 50% Cycling | 4113413Average Per Ton50% Cycling | 0.5459 | 0.56532 | 0.57687 | 88.9037 | -0.1978 | -0.069466 | 0.019421 | 0.10831 | 0.23665 | -0.18625 | -0.057913 | 0.030974 | 0.11986 | 0.2482
2012-08-13 | 13 | Average Per Ton | All | 4113413Average Per TonAll | 0.44719 | 0.47322 | 0.46545 | 88.1949 | -0.16825 | -0.053469 | 0.026029 | 0.10553 | 0.22031 | -0.17602 | -0.061237 | 0.018261 | 0.09776 | 0.21254
2012-08-13 | 14 | Aggregate | 100% Cycling | 4113414Aggregate100% Cycling | 15.0795 | 23.705 | 22.1974 | 87.9346 | 6.5496 | 7.776 | 1900-01-07 15:01 | 1900-01-08 11:24 | 10.7014 | 5.042 | 6.2685 | 7.1179 | 7.9673 | 9.1938
2012-08-13 | 14 | Aggregate | 50% Cycling | 4113414Aggregate50% Cycling | 19.8424 | 27.0137 | 27.5657 | 89.1476 | 4.9664 | 6.269 | 1900-01-06 04:07 | 1900-01-07 01:46 | 9.3762 | 5.5184 | 6.8211 | 7.7233 | 8.6256 | 9.9282
2012-08-13 | 14 | Aggregate | All | 4113414AggregateAll | 34.9835 | 50.7771 | 49.8387 | 88.5047 | 11.5091 | 14.0404 | 1900-01-14 19:03 | 1900-01-16 13:07 | 20.078 | 10.5708 | 13.102 | 14.8552 | 16.6084 | 19.1396
2012-08-13 | 14 | Average Per Device | 100% Cycling | 4113414Average Per Device100% Cycling | 1.0399 | 1.6348 | 1.5308 | 87.9346 | 0.42539 | 0.52551 | 0.59485 | 0.66419 | 0.76431 | 0.32142 | 0.42154 | 0.49088 | 0.56022 | 0.66034
2012-08-13 | 14 | Average Per Device | 50% Cycling | 4113414Average Per Device50% Cycling | 1.5954 | 2.172 | 2.2164 | 89.1476 | 0.3701 | 0.4921 | 0.57659 | 0.66109 | 0.78309 | 0.41449 | 0.53649 | 0.62098 | 0.70548 | 0.82747
2012-08-13 | 14 | Average Per Device | All | 4113414Average Per DeviceAll | 1.301 | 1.8873 | 1.853 | 88.5047 | 0.39941 | 0.50981 | 0.58627 | 0.66273 | 0.77314 | 0.36516 | 0.47557 | 0.55203 | 0.62849 | 0.73889
2012-08-13 | 14 | Average Per Premise | 100% Cycling | 4113414Average Per Premise100% Cycling | 1.231 | 1.9351 | 1.812 | 87.9346 | 0.53466 | 0.63478 | 0.70412 | 0.77346 | 0.87358 | 0.41159 | 0.51171 | 0.58105 | 0.65039 | 0.75051
2012-08-13 | 14 | Average Per Premise | 50% Cycling | 4113414Average Per Premise50% Cycling | 1.8583 | 2.5298 | 2.5815 | 89.1476 | 0.4651 | 0.5871 | 0.67159 | 0.75609 | 0.87808 | 0.5168 | 0.6388 | 0.72329 | 0.80779 | 0.92978
2012-08-13 | 14 | Average Per Premise | All | 4113414Average Per PremiseAll | 1.5258 | 2.2146 | 2.1737 | 88.5047 | 0.50197 | 0.61237 | 0.68883 | 0.7653 | 0.8757 | 0.46104 | 0.57144 | 0.64791 | 0.72437 | 0.83477
2012-08-13 | 14 | Average Per Ton | 100% Cycling | 4113414Average Per Ton100% Cycling | 0.28758 | 0.45208 | 0.42332 | 87.9346 | -0.0049656 | 0.095153 | 0.1645 | 0.23384 | 0.33396 | -0.033717 | 0.066402 | 0.13574 | 0.20509 | 0.30521
2012-08-13 | 14 | Average Per Ton | 50% Cycling | 4113414Average Per Ton50% Cycling | 0.45963 | 0.62575 | 0.63853 | 89.1476 | -0.040375 | 0.081621 | 0.16612 | 0.25061 | 0.37261 | -0.027587 | 0.09441 | 0.1789 | 0.2634 | 0.38539
2012-08-13 | 14 | Average Per Ton | All | 4113414Average Per TonAll | 0.36844 | 0.5337 | 0.52447 | 88.5047 | -0.021608 | 0.088793 | 0.16526 | 0.24172 | 0.35212 | -0.030835 | 0.079566 | 0.15603 | 0.23249 | 0.34289
2012-08-13 | 15 | Aggregate | 100% Cycling | 4113415Aggregate100% Cycling | 13.3409 | 25.3276 | 23.7168 | 88.8752 | 9.9357 | 11.1474 | 1900-01-10 23:41 | 1900-01-11 19:49 | 14.0377 | 8.3249 | 9.5367 | 10.3759 | 11.2151 | 12.4269
2012-08-13 | 15 | Aggregate | 50% Cycling | 4113415Aggregate50% Cycling | 21.3583 | 28.8672 | 29.4572 | 90.0423 | 5.3285 | 6.6167 | 1900-01-06 12:13 | 1900-01-07 09:38 | 9.6894 | 5.9185 | 7.2067 | 8.0989 | 8.9911 | 10.2793
2012-08-13 | 15 | Aggregate | All | 4113415AggregateAll | 34.7886 | 54.2573 | 53.2548 | 89.4237 | 15.2336 | 17.7357 | 1900-01-18 11:15 | 1900-01-20 04:50 | 23.7036 | 14.2311 | 16.7332 | 18.4661 | 20.199 | 22.7011
2012-08-13 | 15 | Average Per Device | 100% Cycling | 4113415Average Per Device100% Cycling | 0.92005 | 1.7467 | 1.6356 | 88.8752 | 0.65923 | 0.75814 | 0.82665 | 0.89516 | 0.99408 | 0.54814 | 0.64706 | 0.71557 | 0.78408 | 0.88299
2012-08-13 | 15 | Average Per Device | 50% Cycling | 4113415Average Per Device50% Cycling | 1.7173 | 2.321 | 2.3685 | 90.0423 | 0.39955 | 0.52019 | 0.60375 | 0.6873 | 0.80794 | 0.44698 | 0.56762 | 0.65118 | 0.73474 | 0.85538
2012-08-13 | 15 | Average Per Device | All | 4113415Average Per DeviceAll | 1.2947 | 2.0166 | 1.9801 | 89.4237 | 0.53718 | 0.64631 | 0.72189 | 0.79747 | 0.9066 | 0.5006 | 0.60972 | 0.68531 | 0.76089 | 0.87001
2012-08-13 | 15 | Average Per Premise | 100% Cycling | 4113415Average Per Premise100% Cycling | 1.0891 | 2.0676 | 1.9361 | 88.8752 | 0.81108 | 0.91 | 0.9785 | 1899-12-31 01:08 | 1.1459 | 0.67959 | 0.7785 | 0.84701 | 0.91552 | 1.0144
2012-08-13 | 15 | Average Per Premise | 50% Cycling | 4113415Average Per Premise50% Cycling | 2.0002 | 2.7034 | 2.7587 | 90.0423 | 0.49902 | 0.61966 | 0.70322 | 0.78677 | 0.90741 | 0.55427 | 0.67491 | 0.75847 | 0.84202 | 0.96266
2012-08-13 | 15 | Average Per Premise | All | 4113415Average Per PremiseAll | 1.5173 | 2.3664 | 2.3227 | 89.4237 | 0.66441 | 0.77354 | 0.84912 | 0.9247 | 1.0338 | 0.62069 | 0.72981 | 0.8054 | 0.88098 | 0.9901
2012-08-13 | 15 | Average Per Ton | 100% Cycling | 4113415Average Per Ton100% Cycling | 0.25442 | 0.48302 | 0.4523 | 88.8752 | 0.06117 | 0.16009 | 0.2286 | 0.29711 | 0.39602 | 0.030451 | 0.12937 | 0.19788 | 0.26639 | 0.3653
2012-08-13 | 15 | Average Per Ton | 50% Cycling | 4113415Average Per Ton50% Cycling | 0.49474 | 0.66868 | 0.68235 | 90.0423 | -0.030259 | 0.090382 | 0.17394 | 0.25749 | 0.37813 | -0.016593 | 0.10405 | 0.1876 | 0.27116 | 0.3918
2012-08-13 | 15 | Average Per Ton | All | 4113415Average Per TonAll | 0.36737 | 0.57028 | 0.56042 | 89.4237 | 0.018198 | 0.12733 | 0.20291 | 0.27849 | 0.38762 | 0.0083403 | 0.11747 | 0.19305 | 0.26863 | 0.37776
2012-08-13 | 16 | Aggregate | 100% Cycling | 4113416Aggregate100% Cycling | 13.2369 | 27.4393 | 25.6942 | 87.3151 | 12.1219 | 13.3511 | 1900-01-13 04:52 | 1900-01-14 01:18 | 16.2831 | 10.3768 | 11.606 | 12.4574 | 13.3088 | 14.538
2012-08-13 | 16 | Aggregate | 50% Cycling | 4113416Aggregate50% Cycling | 22.7142 | 30.8848 | 31.516 | 88.4475 | 5.945 | 7.2599 | 1900-01-07 04:06 | 1900-01-08 01:57 | 10.3962 | 6.5761 | 7.8911 | 8.8018 | 9.7125 | 11.0274
2012-08-13 | 16 | Aggregate | All | 4113416AggregateAll | 36.0538 | 58.3882 | 57.294 | 87.8473 | 18.0243 | 20.5707 | 1900-01-21 08:01 | 1900-01-23 02:21 | 26.6444 | 16.9302 | 19.4766 | 21.2402 | 23.0039 | 25.5503
2012-08-13 | 16 | Average Per Device | 100% Cycling | 4113416Average Per Device100% Cycling | 0.91287 | 1.8923 | 1.772 | 87.3151 | 0.80962 | 0.90996 | 0.97946 | 1899-12-31 01:11 | 1.1493 | 0.68927 | 0.78962 | 0.85911 | 0.92861 | 1.029
2012-08-13 | 16 | Average Per Device | 50% Cycling | 4113416Average Per Device50% Cycling | 1.8263 | 2.4832 | 2.534 | 88.4475 | 0.44851 | 0.57166 | 0.65694 | 0.74223 | 0.86537 | 0.49926 | 0.6224 | 0.70769 | 0.79298 | 0.91612
2012-08-13 | 16 | Average Per Device | All | 4113416Average Per DeviceAll | 1.3422 | 2.1701 | 2.1301 | 87.8473 | 0.6399 | 0.75096 | 0.82788 | 0.9048 | 1.0159 | 0.59997 | 0.71103 | 0.78795 | 0.86487 | 0.97593
2012-08-13 | 16 | Average Per Premise | 100% Cycling | 4113416Average Per Premise100% Cycling | 1.0806 | 2.2399 | 2.0975 | 87.3151 | 0.98954 | 1.0899 | 1899-12-31 03:50 | 1899-12-31 05:30 | 1.3292 | 0.84708 | 0.94743 | 1.0169 | 1.0864 | 1.1868
2012-08-13 | 16 | Average Per Premise | 50% Cycling | 4113416Average Per Premise50% Cycling | 2.1272 | 2.8924 | 2.9515 | 88.4475 | 0.55675 | 0.67989 | 0.76518 | 0.85047 | 0.97361 | 0.61586 | 0.739 | 0.82429 | 0.90958 | 1.0327
2012-08-13 | 16 | Average Per Premise | All | 4113416Average Per PremiseAll | 1.5725 | 2.5466 | 2.4989 | 87.8473 | 0.78613 | 0.89719 | 0.97411 | 1899-12-31 01:13 | 1.1621 | 0.73841 | 0.84947 | 0.92639 | 1.0033 | 1.1144
2012-08-13 | 16 | Average Per Ton | 100% Cycling | 4113416Average Per Ton100% Cycling | 0.25244 | 0.52329 | 0.49001 | 87.3151 | 0.10101 | 0.20135 | 0.27085 | 0.34035 | 0.4407 | 0.067727 | 0.16807 | 0.23757 | 0.30707 | 0.40742
2012-08-13 | 16 | Average Per Ton | 50% Cycling | 4113416Average Per Ton50% Cycling | 0.52615 | 0.71542 | 0.73004 | 88.4475 | -0.019167 | 0.10398 | 0.18926 | 0.27455 | 0.3977 | -0.0045465 | 0.1186 | 0.20388 | 0.28917 | 0.41232
2012-08-13 | 16 | Average Per Ton | All | 4113416Average Per TonAll | 0.38108 | 0.61359 | 0.60282 | 87.8473 | 0.044525 | 0.15559 | 0.23251 | 0.30943 | 0.42049 | 0.033758 | 0.14482 | 0.22174 | 0.29866 | 0.40972
2012-08-13 | 17 | Aggregate | 100% Cycling | 4113417Aggregate100% Cycling | 14.4724 | 28.2066 | 26.4127 | 86.2566 | 11.665 | 12.8875 | 1900-01-12 17:37 | 1900-01-13 13:57 | 15.8035 | 9.8711 | 11.0936 | 11.9404 | 12.7871 | 14.0097
2012-08-13 | 17 | Aggregate | 50% Cycling | 4113417Aggregate50% Cycling | 23.5471 | 32.3237 | 32.9843 | 87.5045 | 6.6009 | 7.8864 | 1900-01-07 18:38 | 1900-01-08 16:00 | 10.9524 | 7.2615 | 8.5469 | 9.4372 | 10.3275 | 11.613
2012-08-13 | 17 | Aggregate | All | 4113417AggregateAll | 38.1199 | 60.6015 | 59.4886 | 86.8431 | 18.2331 | 20.7431 | 1900-01-21 11:33 | 1900-01-23 05:17 | 26.73 | 17.1202 | 19.6303 | 21.3687 | 23.1071 | 25.6171
2012-08-13 | 17 | Average Per Device | 100% Cycling | 4113417Average Per Device100% Cycling | 0.99808 | 1.9453 | 1.8215 | 86.2566 | 0.77825 | 0.87805 | 0.94717 | 1899-12-31 00:23 | 1.1161 | 0.65454 | 0.75434 | 0.82346 | 0.89258 | 0.99238
2012-08-13 | 17 | Average Per Device | 50% Cycling | 4113417Average Per Device50% Cycling | 1.8933 | 2.5989 | 2.6521 | 87.5045 | 0.50192 | 0.6223 | 0.70567 | 0.78905 | 0.90943 | 0.55503 | 0.67541 | 0.75879 | 0.84216 | 0.96255
2012-08-13 | 17 | Average Per Device | All | 4113417Average Per DeviceAll | 1.4188 | 2.2525 | 2.2119 | 86.8431 | 0.64837 | 0.75785 | 0.83367 | 0.90949 | 1.019 | 0.60777 | 0.71724 | 0.79306 | 0.86888 | 0.97836
2012-08-13 | 17 | Average Per Premise | 100% Cycling | 4113417Average Per Premise100% Cycling | 1.1814 | 2.3026 | 2.1561 | 86.2566 | 0.95224 | 1.052 | 1899-12-31 02:54 | 1899-12-31 04:34 | 1.2901 | 0.8058 | 0.9056 | 0.97472 | 1.0438 | 1.1436
2012-08-13 | 17 | Average Per Premise | 50% Cycling | 4113417Average Per Premise50% Cycling | 2.2052 | 3.0271 | 3.089 | 87.5045 | 0.61818 | 0.73856 | 0.82194 | 0.90531 | 1.0257 | 0.68004 | 0.80043 | 0.8838 | 0.96718 | 1.0876
2012-08-13 | 17 | Average Per Premise | All | 4113417Average Per PremiseAll | 1.6626 | 2.6431 | 2.5946 | 86.8431 | 0.79523 | 0.90471 | 0.98053 | 1899-12-31 01:21 | 1.1658 | 0.7467 | 0.85617 | 0.93199 | 1.0078 | 1.1173
2012-08-13 | 17 | Average Per Ton | 100% Cycling | 4113417Average Per Ton100% Cycling | 0.276 | 0.53793 | 0.50371 | 86.2566 | 0.093002 | 0.1928 | 0.26192 | 0.33105 | 0.43085 | 0.058791 | 0.15859 | 0.22771 | 0.29683 | 0.39664
2012-08-13 | 17 | Average Per Ton | 50% Cycling | 4113417Average Per Ton50% Cycling | 0.54545 | 0.74875 | 0.76405 | 87.5045 | -0.000455 | 0.11993 | 0.2033 | 0.28668 | 0.40706 | 0.014847 | 0.13523 | 0.2186 | 0.30198 | 0.42236
2012-08-13 | 17 | Average Per Ton | All | 4113417Average Per TonAll | 0.40264 | 0.63701 | 0.62607 | 86.8431 | 0.049077 | 0.15855 | 0.23437 | 0.31019 | 0.41967 | 0.038137 | 0.14761 | 0.22343 | 0.29925 | 0.40873
2012-08-13 | 18 | Aggregate | 100% Cycling | 4113418Aggregate100% Cycling | 26.5086 | 30.5324 | 28.5906 | 82.0252 | 1.562 | 3.0165 | 1900-01-03 00:34 | 1900-01-04 00:45 | 6.4856 | -0.37976 | 1.0747 | 2.082 | 3.0894 | 4.5438
2012-08-13 | 18 | Aggregate | 50% Cycling | 4113418Aggregate50% Cycling | 33.7941 | 33.0522 | 33.7276 | 82.943 | -3.239 | -1.7637 | -0.74193 | 0.27984 | 1.7551 | -2.5635 | -1.0882 | -0.066456 | 0.95532 | 2.4306
2012-08-13 | 18 | Aggregate | All | 4113418AggregateAll | 60.4009 | 63.6437 | 62.3992 | 82.4566 | -1.7192 | 1.2124 | 1900-01-02 05:50 | 1900-01-04 06:34 | 8.2049 | -2.9638 | -0.032153 | 1.9983 | 4.0287 | 6.9604
2012-08-13 | 18 | Average Per Device | 100% Cycling | 4113418Average Per Device100% Cycling | 1.8281 | 2.1056 | 1.9717 | 82.0252 | 0.076538 | 0.19527 | 0.2775 | 0.35973 | 0.47846 | -0.057377 | 0.061354 | 0.14359 | 0.22582 | 0.34455
2012-08-13 | 18 | Average Per Device | 50% Cycling | 4113418Average Per Device50% Cycling | 2.7172 | 2.6575 | 2.7118 | 82.943 | -0.2935 | -0.15534 | -0.059654 | 0.036036 | 0.1742 | -0.23919 | -0.10103 | -0.0053432 | 0.090346 | 0.22851
2012-08-13 | 18 | Average Per Device | All | 4113418Average Per DeviceAll | 2.246 | 2.365 | 2.3196 | 82.4566 | -0.097382 | 0.030481 | 0.11904 | 0.2076 | 0.33546 | -0.14283 | -0.014968 | 0.07359 | 0.16215 | 0.29001
2012-08-13 | 18 | Average Per Premise | 100% Cycling | 4113418Average Per Premise100% Cycling | 2.164 | 2.4924 | 2.3339 | 82.0252 | 0.12751 | 0.24624 | 0.32848 | 0.41071 | 0.52944 | -0.031001 | 0.08773 | 0.16996 | 0.2522 | 0.37093
2012-08-13 | 18 | Average Per Premise | 50% Cycling | 4113418Average Per Premise50% Cycling | 3.1648 | 3.0954 | 3.1586 | 82.943 | -0.30333 | -0.16517 | -0.069482 | 0.026207 | 0.16437 | -0.24007 | -0.10191 | -0.0062237 | 0.089466 | 0.22763
2012-08-13 | 18 | Average Per Premise | All | 4113418Average Per PremiseAll | 2.6344 | 2.7758 | 2.7215 | 82.4566 | -0.074984 | 0.052879 | 0.14144 | 0.22999 | 0.35786 | -0.12927 | -0.0014023 | 0.087155 | 0.17571 | 0.30358
2012-08-13 | 18 | Average Per Ton | 100% Cycling | 4113418Average Per Ton100% Cycling | 0.50554 | 0.58228 | 0.54525 | 82.0252 | -0.12423 | -0.0054945 | 0.076738 | 0.15897 | 0.2777 | -0.16126 | -0.042526 | 0.039706 | 0.12194 | 0.24067
2012-08-13 | 18 | Average Per Ton | 50% Cycling | 4113418Average Per Ton50% Cycling | 0.78281 | 0.76562 | 0.78127 | 82.943 | -0.25104 | -0.11288 | -0.017186 | 0.078504 | 0.21666 | -0.23539 | -0.097229 | -0.0015393 | 0.09415 | 0.23231
2012-08-13 | 18 | Average Per Ton | All | 4113418Average Per TonAll | 0.63586 | 0.66845 | 0.65618 | 82.4566 | -0.18383 | -0.055964 | 0.032594 | 0.12115 | 0.24901 | -0.1961 | -0.068237 | 0.020321 | 0.10888 | 0.23674
2012-08-13 | 19 | Aggregate | 100% Cycling | 4113419Aggregate100% Cycling | 33.7659 | 29.5264 | 27.6486 | 79.0959 | -6.7964 | -5.2858 | -4.2395 | -3.1933 | -1.6826 | -8.6742 | -7.1636 | -6.1173 | -5.0711 | -3.5604
2012-08-13 | 19 | Aggregate | 50% Cycling | 4113419Aggregate50% Cycling | 34.1163 | 31.1883 | 31.8257 | 79.8688 | -5.3904 | -3.9356 | -2.928 | -1.9205 | -0.4657 | -4.753 | -3.2982 | -2.2906 | -1.2831 | 0.17168
2012-08-13 | 19 | Aggregate | All | 4113419AggregateAll | 67.9253 | 60.7648 | 59.5453 | 79.4592 | -12.1819 | -9.2152 | -7.1605 | -5.1058 | -2.1391 | -13.4014 | -10.4347 | -8.38 | -6.3253 | -3.3586
2012-08-13 | 19 | Average Per Device | 100% Cycling | 4113419Average Per Device100% Cycling | 2.3286 | 2.0363 | 1.9068 | 79.0959 | -0.5011 | -0.37778 | -0.29238 | -0.20697 | -0.083649 | -0.6306 | -0.50729 | -0.42188 | -0.33647 | -0.21315
2012-08-13 | 19 | Average Per Device | 50% Cycling | 4113419Average Per Device50% Cycling | 2.7431 | 2.5077 | 2.5589 | 79.8688 | -0.46602 | -0.32978 | -0.23542 | -0.14106 | -0.0048256 | -0.41477 | -0.27853 | -0.18418 | -0.089817 | 0.046422
2012-08-13 | 19 | Average Per Device | All | 4113419Average Per DeviceAll | 2.5234 | 2.2578 | 2.2133 | 79.4592 | -0.48461 | -0.35522 | -0.26561 | -0.17599 | -0.046602 | -0.52916 | -0.39977 | -0.31016 | -0.22054 | -0.091152
2012-08-13 | 19 | Average Per Premise | 100% Cycling | 4113419Average Per Premise100% Cycling | 2.7564 | 2.4103 | 2.257 | 79.0959 | -0.55481 | -0.43149 | -0.34608 | -0.26067 | -0.13736 | -0.7081 | -0.58478 | -0.49937 | -0.41396 | -0.29065
2012-08-13 | 19 | Average Per Premise | 50% Cycling | 4113419Average Per Premise50% Cycling | 3.195 | 2.9208 | 2.9805 | 79.8688 | -0.50481 | -0.36857 | -0.27421 | -0.17985 | -0.043613 | -0.44512 | -0.30888 | -0.21452 | -0.12016 | 0.016078
2012-08-13 | 19 | Average Per Premise | All | 4113419Average Per PremiseAll | 2.9625 | 2.6502 | 2.5971 | 79.4592 | -0.53131 | -0.40192 | -0.3123 | -0.22269 | -0.093297 | -0.5845 | -0.45511 | -0.36549 | -0.27588 | -0.14649
2012-08-13 | 19 | Average Per Ton | 100% Cycling | 4113419Average Per Ton100% Cycling | 0.64395 | 0.56309 | 0.52728 | 79.0959 | -0.28958 | -0.16626 | -0.080851 | 0.0045578 | 0.12787 | -0.32539 | -0.20207 | -0.11666 | -0.031254 | 0.092063
2012-08-13 | 19 | Average Per Ton | 50% Cycling | 4113419Average Per Ton50% Cycling | 0.79027 | 0.72245 | 0.73721 | 79.8688 | -0.29842 | -0.16218 | -0.067825 | 0.026534 | 0.16277 | -0.28366 | -0.14742 | -0.053061 | 0.041298 | 0.17754
2012-08-13 | 19 | Average Per Ton | All | 4113419Average Per TonAll | 0.71272 | 0.63799 | 0.62595 | 79.4592 | -0.29373 | -0.16434 | -0.074729 | 0.014887 | 0.14428 | -0.30578 | -0.17639 | -0.08677 | 0.0028457 | 0.13224
2012-08-13 | 20 | Aggregate | 100% Cycling | 4113420Aggregate100% Cycling | 32.0427 | 26.3625 | 24.6859 | 75.4518 | -7.9869 | -6.6241 | -5.6802 | -4.7363 | -3.3735 | -9.6635 | -8.3007 | -7.3568 | -6.4129 | -5.0501
2012-08-13 | 20 | Aggregate | 50% Cycling | 4113420Aggregate50% Cycling | 30.3874 | 28.1214 | 28.6961 | 75.9543 | -4.501 | -3.1805 | -2.266 | -1.3515 | -0.031029 | -3.9263 | -2.6058 | -1.6913 | -0.77677 | 0.54368
2012-08-13 | 20 | Aggregate | All | 4113420AggregateAll | 62.4527 | 54.5312 | 53.448 | 75.688 | -12.4653 | -9.7808 | -7.9215 | -6.0623 | -3.3778 | -13.5484 | -10.864 | -9.0047 | -7.1455 | -4.461
2012-08-13 | 20 | Average Per Device | 100% Cycling | 4113420Average Per Device100% Cycling | 2.2098 | 1.8181 | 1.7024 | 75.4518 | -0.58003 | -0.46878 | -0.39173 | -0.31468 | -0.20343 | -0.69566 | -0.58441 | -0.50736 | -0.43031 | -0.31906
2012-08-13 | 20 | Average Per Device | 50% Cycling | 4113420Average Per Device50% Cycling | 2.4433 | 2.2611 | 2.3073 | 75.9543 | -0.3915 | -0.26784 | -0.18219 | -0.096548 | 0.027112 | -0.34529 | -0.22163 | -0.13599 | -0.05034 | 0.07332
2012-08-13 | 20 | Average Per Device | All | 4113420Average Per DeviceAll | 2.3195 | 2.0263 | 1.9867 | 75.688 | -0.49142 | -0.37434 | -0.29325 | -0.21216 | -0.095076 | -0.53099 | -0.4139 | -0.33281 | -0.25172 | -0.13464
2012-08-13 | 20 | Average Per Premise | 100% Cycling | 4113420Average Per Premise100% Cycling | 2.6157 | 2.152 | 2.0152 | 75.4518 | -0.65199 | -0.54074 | -0.46369 | -0.38664 | -0.27539 | -0.78886 | -0.67761 | -0.60056 | -0.5235 | -0.41226
2012-08-13 | 20 | Average Per Premise | 50% Cycling | 4113420Average Per Premise50% Cycling | 2.8458 | 2.6336 | 2.6874 | 75.9543 | -0.42152 | -0.29786 | -0.21221 | -0.12657 | -0.0029059 | -0.3677 | -0.24404 | -0.15839 | -0.072745 | 0.050916
2012-08-13 | 20 | Average Per Premise | All | 4113420Average Per PremiseAll | 2.7239 | 2.3784 | 2.3311 | 75.688 | -0.54367 | -0.42659 | -0.3455 | -0.26441 | -0.14732 | -0.59091 | -0.47383 | -0.39274 | -0.31165 | -0.19456
2012-08-13 | 20 | Average Per Ton | 100% Cycling | 4113420Average Per Ton100% Cycling | 0.61108 | 0.50276 | 0.47078 | 75.4518 | -0.29663 | -0.18538 | -0.10833 | -0.031275 | 0.079974 | -0.3286 | -0.21735 | -0.1403 | -0.06325 | 0.048
2012-08-13 | 20 | Average Per Ton | 50% Cycling | 4113420Average Per Ton50% Cycling | 0.7039 | 0.65141 | 0.66472 | 75.9543 | -0.2618 | -0.13814 | -0.05249 | 0.033157 | 0.15682 | -0.24848 | -0.12482 | -0.039177 | 0.046469 | 0.17013
2012-08-13 | 20 | Average Per Ton | All | 4113420Average Per TonAll | 0.65471 | 0.57262 | 0.56193 | 75.688 | -0.28026 | -0.16317 | -0.082083 | -0.0009924 | 0.11609 | -0.29095 | -0.17386 | -0.092773 | -0.011682 | 0.1054
2012-08-13 | 21 | Aggregate | 100% Cycling | 4113421Aggregate100% Cycling | 30.7223 | 24.776 | 23.2003 | 73.7035 | -8.1433 | -6.8453 | -5.9464 | -5.0474 | -3.7494 | -9.719 | -8.421 | -7.5221 | -6.6231 | -5.3251
2012-08-13 | 21 | Aggregate | 50% Cycling | 4113421Aggregate50% Cycling | 27.6961 | 26.4045 | 26.9441 | 73.9848 | -3.3543 | -2.1357 | -1.2916 | -0.44759 | 0.77108 | -2.8147 | -1.5961 | -0.75201 | 0.092032 | 1.3107
2012-08-13 | 21 | Aggregate | All | 4113421AggregateAll | 58.4269 | 51.2247 | 50.2062 | 73.8357 | -11.4632 | -8.9458 | -7.2022 | -5.4587 | -2.9412 | -12.4817 | -9.9643 | -8.2207 | -6.4772 | -3.9597
2012-08-13 | 21 | Average Per Device | 100% Cycling | 4113421Average Per Device100% Cycling | 2.1187 | 1.7087 | 1.6 | 73.7035 | -0.58943 | -0.48347 | -0.41009 | -0.3367 | -0.23075 | -0.6981 | -0.59214 | -0.51876 | -0.44537 | -0.33941
2012-08-13 | 21 | Average Per Device | 50% Cycling | 4113421Average Per Device50% Cycling | 2.2269 | 2.123 | 2.1664 | 73.9848 | -0.29703 | -0.1829 | -0.10385 | -0.024807 | 0.089322 | -0.25364 | -0.13951 | -0.060464 | 0.018581 | 0.13271
2012-08-13 | 21 | Average Per Device | All | 4113421Average Per DeviceAll | 2.1696 | 1.9034 | 1.8662 | 73.8357 | -0.452 | -0.3422 | -0.26616 | -0.19011 | -0.080314 | -0.4892 | -0.3794 | -0.30336 | -0.22731 | -0.11752
2012-08-13 | 21 | Average Per Premise | 100% Cycling | 4113421Average Per Premise100% Cycling | 2.5079 | 2.0225 | 1.8939 | 73.7035 | -0.66476 | -0.5588 | -0.48542 | -0.41203 | -0.30608 | -0.79339 | -0.68743 | -0.61405 | -0.54066 | -0.43471
2012-08-13 | 21 | Average Per Premise | 50% Cycling | 4113421Average Per Premise50% Cycling | 2.5938 | 2.4728 | 2.5233 | 73.9848 | -0.31414 | -0.20001 | -0.12096 | -0.041917 | 0.072212 | -0.2636 | -0.14947 | -0.070426 | 0.0086188 | 0.12275
2012-08-13 | 21 | Average Per Premise | All | 4113421Average Per PremiseAll | 2.5483 | 2.2342 | 2.1897 | 73.8357 | -0.49997 | -0.39017 | -0.31412 | -0.23808 | -0.12828 | -0.54439 | -0.43459 | -0.35855 | -0.2825 | -0.1727
2012-08-13 | 21 | Average Per Ton | 100% Cycling | 4113421Average Per Ton100% Cycling | 0.5859 | 0.4725 | 0.44245 | 73.7035 | -0.29274 | -0.18679 | -0.1134 | -0.040017 | 0.065939 | -0.32279 | -0.21684 | -0.14345 | -0.070067 | 0.035889
2012-08-13 | 21 | Average Per Ton | 50% Cycling | 4113421Average Per Ton50% Cycling | 0.64156 | 0.61164 | 0.62414 | 73.9848 | -0.22309 | -0.10896 | -0.029919 | 0.049126 | 0.16325 | -0.21059 | -0.096465 | -0.01742 | 0.061625 | 0.17575
2012-08-13 | 21 | Average Per Ton | All | 4113421Average Per TonAll | 0.61206 | 0.53789 | 0.52784 | 73.8357 | -0.26001 | -0.15021 | -0.074166 | 0.0018798 | 0.11168 | -0.27006 | -0.16026 | -0.084217 | -0.0081717 | 0.10163
2012-08-13 | 22 | Aggregate | 100% Cycling | 4113422Aggregate100% Cycling | 26.9503 | 21.7906 | 20.4048 | 73.3385 | -7.1625 | -5.9792 | -5.1597 | -4.3402 | -3.1569 | -8.5483 | -7.3651 | -6.5456 | -5.726 | -4.5428
2012-08-13 | 22 | Aggregate | 50% Cycling | 4113422Aggregate50% Cycling | 23.8859 | 22.9456 | 23.4145 | 73.7744 | -2.7818 | -1.6939 | -0.94032 | -0.18678 | 0.90121 | -2.3129 | -1.2249 | -0.47139 | 0.28215 | 1.3701
2012-08-13 | 22 | Aggregate | All | 4113422AggregateAll | 50.8398 | 44.7725 | 43.871 | 73.5434 | -9.9125 | -7.6408 | -6.0673 | -4.4939 | -2.2221 | -10.814 | -8.5422 | -6.9688 | -5.3954 | -3.1236
2012-08-13 | 22 | Average Per Device | 100% Cycling | 4113422Average Per Device100% Cycling | 1.8586 | 1.5028 | 1.4072 | 73.3385 | -0.51933 | -0.42274 | -0.35584 | -0.28894 | -0.19234 | -0.6149 | -0.51831 | -0.45141 | -0.38451 | -0.28792
2012-08-13 | 22 | Average Per Device | 50% Cycling | 4113422Average Per Device50% Cycling | 1.9205 | 1.8449 | 1.8826 | 73.7744 | -0.24806 | -0.14617 | -0.075605 | -0.0050356 | 0.096855 | -0.21036 | -0.10847 | -0.037901 | 0.032668 | 0.13456
2012-08-13 | 22 | Average Per Device | All | 4113422Average Per DeviceAll | 1.8877 | 1.6636 | 1.6306 | 73.5434 | -0.39183 | -0.29275 | -0.22413 | -0.1555 | -0.05642 | -0.42477 | -0.32569 | -0.25706 | -0.18844 | -0.089354
2012-08-13 | 22 | Average Per Premise | 100% Cycling | 4113422Average Per Premise100% Cycling | 2.2 | 1.7788 | 1.6657 | 73.3385 | -0.58469 | -0.4881 | -0.4212 | -0.3543 | -0.25771 | -0.69782 | -0.60123 | -0.53433 | -0.46743 | -0.37084
2012-08-13 | 22 | Average Per Premise | 50% Cycling | 4113422Average Per Premise50% Cycling | 2.2369 | 2.1489 | 2.1928 | 73.7744 | -0.26052 | -0.15863 | -0.088061 | -0.017492 | 0.084399 | -0.21661 | -0.11471 | -0.044146 | 0.026424 | 0.12831
2012-08-13 | 22 | Average Per Premise | All | 4113422Average Per PremiseAll | 2.2174 | 1.9527 | 1.9134 | 73.5434 | -0.43233 | -0.33325 | -0.26463 | -0.196 | -0.096918 | -0.47165 | -0.37257 | -0.30394 | -0.23532 | -0.13624
2012-08-13 | 22 | Average Per Ton | 100% Cycling | 4113422Average Per Ton100% Cycling | 0.51397 | 0.41557 | 0.38914 | 73.3385 | -0.26189 | -0.1653 | -0.0984 | -0.031501 | 0.065092 | -0.28832 | -0.19173 | -0.12483 | -0.05793 | 0.038663
2012-08-13 | 22 | Average Per Ton | 50% Cycling | 4113422Average Per Ton50% Cycling | 0.55329 | 0.53151 | 0.54238 | 73.7744 | -0.19424 | -0.092351 | -0.021781 | 0.048788 | 0.15068 | -0.18338 | -0.081488 | -0.010919 | 0.05965 | 0.16154
2012-08-13 | 22 | Average Per Ton | All | 4113422Average Per TonAll | 0.53245 | 0.47006 | 0.46116 | 73.5434 | -0.2301 | -0.13101 | -0.06239 | 0.006235 | 0.10532 | -0.239 | -0.13992 | -0.071292 | -0.0026672 | 0.096416
2012-08-13 | 23 | Aggregate | 100% Cycling | 4113423Aggregate100% Cycling | 21.3802 | 18.3454 | 17.1787 | 71.7108 | -4.7687 | -3.7443 | -3.0348 | -2.3252 | -1.3008 | -5.9355 | -4.911 | -4.2015 | -3.492 | -2.4675
2012-08-13 | 23 | Aggregate | 50% Cycling | 4113423Aggregate50% Cycling | 19.442 | 19.2875 | 19.6817 | 71.9818 | -1.8086 | -0.83133 | -0.15448 | 0.52236 | 1.4996 | -1.4144 | -0.43715 | 0.23969 | 0.91654 | 1.8938
2012-08-13 | 23 | Aggregate | All | 4113423AggregateAll | 40.8296 | 37.6632 | 36.9037 | 71.8382 | -6.5557 | -4.5533 | -3.1663 | -1.7794 | 0.22305 | -7.3153 | -5.3128 | -3.9259 | -2.539 | -0.53654
2012-08-13 | 23 | Average Per Device | 100% Cycling | 4113423Average Per Device100% Cycling | 1.4745 | 1.2652 | 1.1847 | 71.7108 | -0.35084 | -0.26721 | -0.20929 | -0.15137 | -0.067741 | -0.4313 | -0.34767 | -0.28975 | -0.23183 | -0.1482
2012-08-13 | 23 | Average Per Device | 50% Cycling | 4113423Average Per Device50% Cycling | 1.5632 | 1.5508 | 1.5825 | 71.9818 | -0.16733 | -0.075808 | -0.012421 | 0.050966 | 0.14249 | -0.13564 | -0.044115 | 0.019272 | 0.082659 | 0.17418
2012-08-13 | 23 | Average Per Device | All | 4113423Average Per DeviceAll | 1.5162 | 1.3994 | 1.3717 | 71.8382 | -0.26459 | -0.17725 | -0.11676 | -0.056272 | 0.031066 | -0.29234 | -0.205 | -0.14451 | -0.084021 | 0.0033163
2012-08-13 | 23 | Average Per Premise | 100% Cycling | 4113423Average Per Premise100% Cycling | 1.7453 | 1.4976 | 1.4023 | 71.7108 | -0.38928 | -0.30566 | -0.24774 | -0.18982 | -0.10619 | -0.48453 | -0.4009 | -0.34298 | -0.28506 | -0.20143
2012-08-13 | 23 | Average Per Premise | 50% Cycling | 4113423Average Per Premise50% Cycling | 1.8208 | 1.8063 | 1.8432 | 71.9818 | -0.16937 | -0.077854 | -0.014467 | 0.04892 | 0.14044 | -0.13246 | -0.04094 | 0.022447 | 0.085834 | 0.17735
2012-08-13 | 23 | Average Per Premise | All | 4113423Average Per PremiseAll | 1.7808 | 1.6427 | 1.6095 | 71.8382 | -0.28593 | -0.19859 | -0.1381 | -0.07761 | 0.0097281 | -0.31906 | -0.23172 | -0.17123 | -0.11074 | -0.023401
2012-08-13 | 23 | Average Per Ton | 100% Cycling | 4113423Average Per Ton100% Cycling | 0.40774 | 0.34986 | 0.32761 | 71.7108 | -0.19942 | -0.1158 | -0.057876 | 4.52e-05 | 0.083673 | -0.22168 | -0.13805 | -0.080126 | -0.022205 | 0.061423
2012-08-13 | 23 | Average Per Ton | 50% Cycling | 4113423Average Per Ton50% Cycling | 0.45036 | 0.44678 | 0.45591 | 71.9818 | -0.15849 | -0.066965 | -0.0035784 | 0.059809 | 0.15133 | -0.14936 | -0.057835 | 0.0055522 | 0.068939 | 0.16046
2012-08-13 | 23 | Average Per Ton | All | 4113423Average Per TonAll | 0.42777 | 0.39541 | 0.38791 | 71.8382 | -0.18018 | -0.092846 | -0.032356 | 0.028134 | 0.11547 | -0.18768 | -0.10035 | -0.039857 | 0.020633 | 0.10797
2012-08-13 | 24 | Aggregate | 100% Cycling | 4113424Aggregate100% Cycling | 17.2495 | 14.4156 | 13.4988 | 71.0181 | -4.3416 | -3.4509 | -2.834 | -2.217 | -1.3263 | -5.2584 | -4.3677 | -3.7508 | -3.1338 | -2.2431
2012-08-13 | 24 | Aggregate | 50% Cycling | 4113424Aggregate50% Cycling | 14.9704 | 15.4311 | 15.7464 | 71.3774 | -0.9988 | -0.13656 | 0.46062 | 1899-12-31 01:23 | 1.92 | -0.68344 | 0.17879 | 0.77598 | 1.3732 | 2.2354
2012-08-13 | 24 | Aggregate | All | 4113424AggregateAll | 32.2194 | 29.873 | 29.2818 | 71.1869 | -5.3148 | -3.5611 | -2.3464 | -1.1317 | 0.62203 | -5.906 | -4.1523 | -2.9376 | -1.7229 | 0.030835
2012-08-13 | 24 | Average Per Device | 100% Cycling | 4113424Average Per Device100% Cycling | 1.1896 | 0.99416 | 0.93093 | 71.0181 | -0.31852 | -0.2458 | -0.19544 | -0.14508 | -0.072367 | -0.38174 | -0.30903 | -0.25867 | -0.20831 | -0.13559
2012-08-13 | 24 | Average Per Device | 50% Cycling | 4113424Average Per Device50% Cycling | 1.2037 | 1.2407 | 1.2661 | 71.3774 | -0.09964 | -0.018891 | 0.037035 | 0.092962 | 0.17371 | -0.074284 | 0.0064648 | 0.062391 | 0.11832 | 0.19907
2012-08-13 | 24 | Average Per Device | All | 4113424Average Per DeviceAll | 1.1962 | 1.11 | 1.0884 | 71.1869 | -0.21565 | -0.13915 | -0.086178 | -0.033201 | 0.04329 | -0.23724 | -0.16075 | -0.10777 | -0.054794 | 0.021697
2012-08-13 | 24 | Average Per Premise | 100% Cycling | 4113424Average Per Premise100% Cycling | 1.4081 | 1.1768 | 1.1019 | 71.0181 | -0.35442 | -0.28171 | -0.23134 | -0.18098 | -0.10827 | -0.42926 | -0.35655 | -0.30618 | -0.25582 | -0.18311
2012-08-13 | 24 | Average Per Premise | 50% Cycling | 4113424Average Per Premise50% Cycling | 1.402 | 1.4451 | 1.4747 | 71.3774 | -0.093538 | -0.012789 | 0.043137 | 0.099064 | 0.17981 | -0.064005 | 0.016744 | 0.072671 | 0.1286 | 0.20935
2012-08-13 | 24 | Average Per Premise | All | 4113424Average Per PremiseAll | 1.4052 | 1.3029 | 1.2771 | 71.1869 | -0.23181 | -0.15531 | -0.10234 | -0.049361 | 0.02713 | -0.25759 | -0.1811 | -0.12812 | -0.075146 | 0.0013449
2012-08-13 | 24 | Average Per Ton | 100% Cycling | 4113424Average Per Ton100% Cycling | 0.32896 | 0.27492 | 0.25743 | 71.0181 | -0.17712 | -0.10441 | -0.054046 | -0.0036846 | 0.069029 | -0.19461 | -0.12189 | -0.07153 | -0.021169 | 0.051545
2012-08-13 | 24 | Average Per Ton | 50% Cycling | 4113424Average Per Ton50% Cycling | 0.34678 | 0.35745 | 0.36475 | 71.3774 | -0.12601 | -0.045257 | 0.01067 | 0.066596 | 0.14735 | -0.1187 | -0.037952 | 0.017975 | 0.073901 | 0.15465
2012-08-13 | 24 | Average Per Ton | All | 4113424Average Per TonAll | 0.33734 | 0.31371 | 0.30787 | 71.1869 | -0.1531 | -0.076607 | -0.02363 | 0.029347 | 0.10584 | -0.15893 | -0.08244 | -0.029463 | 0.023514 | 0.1
2012-08-17 | 1 | Aggregate | 100% Cycling | 411381Aggregate100% Cycling | 11.8433 | 11.9553 | 11.4077 | 73.8326 | -1.0091 | -0.3467 | 0.11207 | 0.57084 | 1.2332 | -1.5568 | -0.89437 | -0.4356 | 0.023164 | 0.68555
2012-08-17 | 1 | Aggregate | 50% Cycling | 411381Aggregate50% Cycling | 11.9414 | 11.0828 | 11.3236 | 73.9504 | -2.0067 | -1.3284 | -0.85869 | -0.38895 | 0.28928 | -1.7658 | -1.0876 | -0.61781 | -0.14807 | 0.53016
2012-08-17 | 1 | Aggregate | All | 411381AggregateAll | 23.7996 | 23.0442 | 22.744 | 73.888 | -3.0261 | -1.6846 | -0.75541 | 0.17374 | 1.5153 | -3.3263 | -1.9848 | -1.0556 | -0.12645 | 1.2151
2012-08-17 | 1 | Average Per Device | 100% Cycling | 411381Average Per Device100% Cycling | 0.81676 | 0.82449 | 0.78672 | 73.8326 | -0.083794 | -0.029722 | 0.0077288 | 0.045179 | 0.099252 | -0.12156 | -0.067491 | -0.030041 | 0.0074093 | 0.061482
2012-08-17 | 1 | Average Per Device | 50% Cycling | 411381Average Per Device50% Cycling | 0.96013 | 0.89109 | 0.91046 | 73.9504 | -0.17655 | -0.11303 | -0.069042 | -0.02505 | 0.038466 | -0.15718 | -0.093666 | -0.049674 | -0.0056827 | 0.057834
2012-08-17 | 1 | Average Per Device | All | 411381Average Per DeviceAll | 0.88415 | 0.85579 | 0.84488 | 73.888 | -0.12739 | -0.068878 | -0.028353 | 0.012171 | 0.070682 | -0.1383 | -0.079793 | -0.039269 | 0.001256 | 0.059767
2012-08-17 | 1 | Average Per Premise | 100% Cycling | 411381Average Per Premise100% Cycling | 0.9668 | 0.97594 | 0.93124 | 73.8326 | -0.082374 | -0.028302 | 0.0091485 | 0.046599 | 0.10067 | -0.12708 | -0.07301 | -0.03556 | 0.0018909 | 0.055963
2012-08-17 | 1 | Average Per Premise | 50% Cycling | 411381Average Per Premise50% Cycling | 1.1183 | 1.0379 | 1.0605 | 73.9504 | -0.18792 | -0.12441 | -0.080417 | -0.036425 | 0.027091 | -0.16537 | -0.10185 | -0.057858 | -0.013867 | 0.04965
2012-08-17 | 1 | Average Per Premise | All | 411381Average Per PremiseAll | 1.038 | 1.0051 | 0.99197 | 73.888 | -0.13198 | -0.073472 | -0.032947 | 0.0075775 | 0.066089 | -0.14508 | -0.086565 | -0.04604 | -0.0055152 | 0.052996
2012-08-17 | 1 | Average Per Ton | 100% Cycling | 411381Average Per Ton100% Cycling | 0.22586 | 0.228 | 0.21755 | 73.8326 | -0.089386 | -0.035313 | 0.0021373 | 0.039588 | 0.09366 | -0.09983 | -0.045758 | -0.0083073 | 0.029143 | 0.083215
2012-08-17 | 1 | Average Per Ton | 50% Cycling | 411381Average Per Ton50% Cycling | 0.27661 | 0.25672 | 0.2623 | 73.9504 | -0.1274 | -0.063882 | -0.019891 | 0.024101 | 0.087617 | -0.12182 | -0.058303 | -0.014311 | 0.02968 | 0.093197
2012-08-17 | 1 | Average Per Ton | All | 411381Average Per TonAll | 0.24971 | 0.2415 | 0.23859 | 73.888 | -0.10725 | -0.048741 | -0.0082159 | 0.032309 | 0.09082 | -0.11016 | -0.051654 | -0.011129 | 0.029396 | 0.087907
2012-08-17 | 2 | Aggregate | 100% Cycling | 411382Aggregate100% Cycling | 10.4877 | 10.5562 | 10.0727 | 73.1039 | -0.9151 | -0.33395 | 0.068549 | 0.47105 | 1.0522 | -1.3987 | -0.81753 | -0.41503 | -0.012532 | 0.56861
2012-08-17 | 2 | Aggregate | 50% Cycling | 411382Aggregate50% Cycling | 10.6001 | 9.7664 | 9.9786 | 73.327 | -1.8878 | -1.265 | -0.83368 | -0.40233 | 0.22047 | -1.6756 | -1.0528 | -0.62142 | -0.19007 | 0.43274
2012-08-17 | 2 | Aggregate | All | 411382AggregateAll | 21.1012 | 20.3278 | 20.0623 | 73.2087 | -2.813 | -1.6079 | -0.77335 | 0.061242 | 1.2663 | -3.0784 | -1.8734 | -1.0388 | -0.20424 | 1.0008
2012-08-17 | 2 | Average Per Device | 100% Cycling | 411382Average Per Device100% Cycling | 0.72328 | 0.728 | 0.69465 | 73.1039 | -0.07557 | -0.02813 | 0.0047274 | 0.037585 | 0.085025 | -0.10892 | -0.061479 | -0.028622 | 0.0042347 | 0.051675
2012-08-17 | 2 | Average Per Device | 50% Cycling | 411382Average Per Device50% Cycling | 0.85228 | 0.78525 | 0.80232 | 73.327 | -0.16575 | -0.10743 | -0.067031 | -0.026635 | 0.031691 | -0.14869 | -0.09036 | -0.049964 | -0.0095678 | 0.048758
2012-08-17 | 2 | Average Per Device | All | 411382Average Per DeviceAll | 0.78391 | 0.75491 | 0.74526 | 73.2087 | -0.11796 | -0.065399 | -0.028999 | 0.0074014 | 0.059958 | -0.12761 | -0.075053 | -0.038653 | -0.0022525 | 0.050304
2012-08-17 | 2 | Average Per Premise | 100% Cycling | 411382Average Per Premise100% Cycling | 0.85614 | 0.86173 | 0.82226 | 73.1039 | -0.074702 | -0.027261 | 0.0055958 | 0.038453 | 0.085893 | -0.11418 | -0.066737 | -0.03388 | -0.001023 | 0.046417
2012-08-17 | 2 | Average Per Premise | 50% Cycling | 411382Average Per Premise50% Cycling | 0.9927 | 0.91463 | 0.9345 | 73.327 | -0.1768 | -0.11847 | -0.078075 | -0.037679 | 0.020647 | -0.15692 | -0.098592 | -0.058196 | -0.0178 | 0.040526
2012-08-17 | 2 | Average Per Premise | All | 411382Average Per PremiseAll | 0.92032 | 0.88659 | 0.87501 | 73.2087 | -0.12269 | -0.07013 | -0.033729 | 0.002671 | 0.055227 | -0.13427 | -0.081709 | -0.045309 | -0.0089081 | 0.043648
2012-08-17 | 2 | Average Per Ton | 100% Cycling | 411382Average Per Ton100% Cycling | 0.20001 | 0.20132 | 0.19209 | 73.1039 | -0.07899 | -0.03155 | 0.0013073 | 0.034164 | 0.081605 | -0.088213 | -0.040772 | -0.007915 | 0.024942 | 0.072383
2012-08-17 | 2 | Average Per Ton | 50% Cycling | 411382Average Per Ton50% Cycling | 0.24554 | 0.22623 | 0.23115 | 73.327 | -0.11803 | -0.059708 | -0.019311 | 0.021085 | 0.07941 | -0.11312 | -0.054791 | -0.014394 | 0.026002 | 0.084327
2012-08-17 | 2 | Average Per Ton | All | 411382Average Per TonAll | 0.22141 | 0.21303 | 0.21045 | 73.2087 | -0.09734 | -0.044784 | -0.0083835 | 0.028017 | 0.080573 | -0.099917 | -0.047361 | -0.01096 | 0.02544 | 0.077997
2012-08-17 | 3 | Aggregate | 100% Cycling | 411383Aggregate100% Cycling | 9.4688 | 9.7282 | 9.2825 | 71.9994 | -0.64937 | -0.11246 | 0.2594 | 0.63125 | 1.1682 | -1.095 | -0.55811 | -0.18625 | 0.18561 | 0.72251
2012-08-17 | 3 | Aggregate | 50% Cycling | 411383Aggregate50% Cycling | 9.3023 | 8.8977 | 9.0911 | 72.0635 | -1.2933 | -0.76823 | -0.40459 | -0.040955 | 0.48408 | -1.0999 | -0.57484 | -0.2112 | 0.15243 | 0.67747
2012-08-17 | 3 | Aggregate | All | 411383AggregateAll | 18.7807 | 18.6297 | 18.3828 | 72.0295 | -1.9493 | -0.88685 | -0.15099 | 0.58486 | 1.6473 | -2.1962 | -1.1338 | -0.3979 | 0.33796 | 1.4004
2012-08-17 | 3 | Average Per Device | 100% Cycling | 411383Average Per Device100% Cycling | 0.65301 | 0.6709 | 0.64016 | 71.9994 | -0.056296 | -0.012467 | 0.017889 | 0.048245 | 0.092074 | -0.08703 | -0.043201 | -0.012845 | 0.017511 | 0.06134
2012-08-17 | 3 | Average Per Device | 50% Cycling | 411383Average Per Device50% Cycling | 0.74794 | 0.71541 | 0.73096 | 72.0635 | -0.11575 | -0.066585 | -0.03253 | 0.0015242 | 0.050694 | -0.10021 | -0.051036 | -0.016981 | 0.017073 | 0.066243
2012-08-17 | 3 | Average Per Device | All | 411383Average Per DeviceAll | 0.69762 | 0.69182 | 0.68284 | 72.0295 | -0.084241 | -0.037902 | -0.0058081 | 0.026286 | 0.072625 | -0.093222 | -0.046883 | -0.014789 | 0.017305 | 0.063644
2012-08-17 | 3 | Average Per Premise | 100% Cycling | 411383Average Per Premise100% Cycling | 0.77296 | 0.79414 | 0.75776 | 71.9994 | -0.05301 | -0.0091807 | 0.021175 | 0.051531 | 0.09536 | -0.089389 | -0.04556 | -0.015204 | 0.015152 | 0.058981
2012-08-17 | 3 | Average Per Premise | 50% Cycling | 411383Average Per Premise50% Cycling | 0.87117 | 0.83328 | 0.85139 | 72.0635 | -0.12111 | -0.071945 | -0.03789 | -0.0038355 | 0.045334 | -0.103 | -0.053834 | -0.019779 | 0.014275 | 0.063445
2012-08-17 | 3 | Average Per Premise | All | 411383Average Per PremiseAll | 0.81912 | 0.81253 | 0.80176 | 72.0295 | -0.085019 | -0.03868 | -0.0065855 | 0.025509 | 0.071848 | -0.095788 | -0.049449 | -0.017354 | 0.01474 | 0.061079
2012-08-17 | 3 | Average Per Ton | 100% Cycling | 411383Average Per Ton100% Cycling | 0.18058 | 0.18552 | 0.17703 | 71.9994 | -0.069238 | -0.025409 | 0.0049469 | 0.035303 | 0.079132 | -0.077737 | -0.033908 | -0.003552 | 0.026804 | 0.070633
2012-08-17 | 3 | Average Per Ton | 50% Cycling | 411383Average Per Ton50% Cycling | 0.21548 | 0.20611 | 0.21059 | 72.0635 | -0.092596 | -0.043427 | -0.009372 | 0.024683 | 0.073852 | -0.088117 | -0.038947 | -0.0048923 | 0.029162 | 0.078332
2012-08-17 | 3 | Average Per Ton | All | 411383Average Per TonAll | 0.19698 | 0.1952 | 0.1928 | 72.0295 | -0.080216 | -0.033877 | -0.001783 | 0.030311 | 0.07665 | -0.082615 | -0.036276 | -0.0041819 | 0.027912 | 0.074251
2012-08-17 | 4 | Aggregate | 100% Cycling | 411384Aggregate100% Cycling | 8.6469 | 9.4526 | 9.0196 | 71.3928 | -0.05037 | 0.45538 | 0.80566 | 1.1559 | 1.6617 | -0.48339 | 0.022355 | 0.37263 | 0.72291 | 1.2287
2012-08-17 | 4 | Aggregate | 50% Cycling | 411384Aggregate50% Cycling | 8.7951 | 8.0663 | 8.2416 | 71.4987 | -1.5473 | -1.0637 | -0.72875 | -0.3938 | 0.089822 | -1.372 | -0.88839 | -0.55343 | -0.21848 | 0.26514
2012-08-17 | 4 | Aggregate | All | 411384AggregateAll | 17.4536 | 17.5173 | 17.2647 | 71.4426 | -1.6115 | -0.62176 | 0.06375 | 0.74926 | 1.739 | -1.8641 | -0.87438 | -0.18887 | 0.49663 | 1.4864
2012-08-17 | 4 | Average Per Device | 100% Cycling | 411384Average Per Device100% Cycling | 0.59633 | 0.65189 | 0.62203 | 71.3928 | -0.014318 | 0.026967 | 0.055562 | 0.084156 | 0.12544 | -0.044181 | -0.0028958 | 0.025698 | 0.054293 | 0.095578
2012-08-17 | 4 | Average Per Device | 50% Cycling | 411384Average Per Device50% Cycling | 0.70715 | 0.64856 | 0.66266 | 71.4987 | -0.13525 | -0.089963 | -0.058594 | -0.027226 | 0.018066 | -0.12116 | -0.075867 | -0.044498 | -0.01313 | 0.032162
2012-08-17 | 4 | Average Per Device | All | 411384Average Per DeviceAll | 0.64842 | 0.65033 | 0.64112 | 71.4426 | -0.071158 | -0.02799 | 0.0019083 | 0.031807 | 0.074975 | -0.08036 | -0.037192 | -0.0072939 | 0.022604 | 0.065773
2012-08-17 | 4 | Average Per Premise | 100% Cycling | 411384Average Per Premise100% Cycling | 0.70587 | 0.77164 | 0.73629 | 71.3928 | -0.0041119 | 0.037174 | 0.065768 | 0.094362 | 0.13565 | -0.039461 | 0.0018249 | 0.030419 | 0.059013 | 0.1003
2012-08-17 | 4 | Average Per Premise | 50% Cycling | 411384Average Per Premise50% Cycling | 0.82366 | 0.75541 | 0.77183 | 71.4987 | -0.14491 | -0.099617 | -0.068248 | -0.036879 | 0.0084119 | -0.12849 | -0.083198 | -0.051829 | -0.020461 | 0.02483
2012-08-17 | 4 | Average Per Premise | All | 411384Average Per PremiseAll | 0.76123 | 0.76401 | 0.753 | 71.4426 | -0.070286 | -0.027118 | 0.0027804 | 0.032679 | 0.075847 | -0.081304 | -0.038136 | -0.0082377 | 0.02166 | 0.064829
2012-08-17 | 4 | Average Per Ton | 100% Cycling | 411384Average Per Ton100% Cycling | 0.1649 | 0.18027 | 0.17201 | 71.3928 | -0.054515 | -0.01323 | 0.015365 | 0.043959 | 0.085244 | -0.062773 | -0.021488 | 0.0071065 | 0.035701 | 0.076986
2012-08-17 | 4 | Average Per Ton | 50% Cycling | 411384Average Per Ton50% Cycling | 0.20373 | 0.18685 | 0.19091 | 71.4987 | -0.093541 | -0.04825 | -0.016881 | 0.014488 | 0.059779 | -0.08948 | -0.044188 | -0.01282 | 0.018549 | 0.06384
2012-08-17 | 4 | Average Per Ton | All | 411384Average Per TonAll | 0.18315 | 0.18336 | 0.18089 | 71.4426 | -0.072857 | -0.029689 | 0.0002092 | 0.030107 | 0.073276 | -0.075325 | -0.032157 | -0.0022589 | 0.027639 | 0.070808
2012-08-17 | 5 | Aggregate | 100% Cycling | 411385Aggregate100% Cycling | 8.7655 | 8.8043 | 8.401 | 71.2886 | -0.76138 | -0.28859 | 0.038861 | 0.36631 | 0.8391 | -1.1647 | -0.69192 | -0.36447 | -0.037013 | 0.43578
2012-08-17 | 5 | Aggregate | 50% Cycling | 411385Aggregate50% Cycling | 8.5518 | 7.83 | 8.0002 | 71.3956 | -1.5191 | -1.0481 | -0.72183 | -0.3956 | 0.075419 | -1.3489 | -0.87788 | -0.55165 | -0.22542 | 0.2456
2012-08-17 | 5 | Aggregate | All | 411385AggregateAll | 17.3257 | 16.6358 | 16.4074 | 71.3389 | -2.2883 | -1.344 | -0.68992 | -0.035862 | 0.90849 | -2.5167 | -1.5723 | -0.91827 | -0.26421 | 0.68014
2012-08-17 | 5 | Average Per Device | 100% Cycling | 411385Average Per Device100% Cycling | 0.60451 | 0.60719 | 0.57937 | 71.2886 | -0.062646 | -0.024051 | 0.00268 | 0.029411 | 0.068006 | -0.090461 | -0.051866 | -0.025135 | 0.0015957 | 0.040191
2012-08-17 | 5 | Average Per Device | 50% Cycling | 411385Average Per Device50% Cycling | 0.6876 | 0.62956 | 0.64324 | 71.3956 | -0.1327 | -0.088589 | -0.058038 | -0.027486 | 0.016625 | -0.11902 | -0.074906 | -0.044355 | -0.013803 | 0.030308
2012-08-17 | 5 | Average Per Device | All | 411385Average Per DeviceAll | 0.64356 | 0.6177 | 0.60939 | 71.3389 | -0.095572 | -0.054384 | -0.025857 | 0.0026691 | 0.043857 | -0.10388 | -0.062695 | -0.034168 | -0.0056418 | 0.035546
2012-08-17 | 5 | Average Per Premise | 100% Cycling | 411385Average Per Premise100% Cycling | 0.71555 | 0.71872 | 0.6858 | 71.2886 | -0.062154 | -0.023558 | 0.0031723 | 0.029903 | 0.068498 | -0.095078 | -0.056483 | -0.029752 | -0.0030214 | 0.035574
2012-08-17 | 5 | Average Per Premise | 50% Cycling | 411385Average Per Premise50% Cycling | 0.80088 | 0.73328 | 0.74922 | 71.3956 | -0.14226 | -0.098151 | -0.0676 | -0.037048 | 0.007063 | -0.12633 | -0.082214 | -0.051662 | -0.021111 | 0.023001
2012-08-17 | 5 | Average Per Premise | All | 411385Average Per PremiseAll | 0.75566 | 0.72557 | 0.71561 | 71.3389 | -0.099805 | -0.058617 | -0.030091 | -0.0015641 | 0.039624 | -0.10976 | -0.068576 | -0.04005 | -0.011524 | 0.029664
2012-08-17 | 5 | Average Per Ton | 100% Cycling | 411385Average Per Ton100% Cycling | 0.16717 | 0.16791 | 0.16021 | 71.2886 | -0.064585 | -0.02599 | 0.0007411 | 0.027472 | 0.066067 | -0.072276 | -0.033682 | -0.0069507 | 0.01978 | 0.058375
2012-08-17 | 5 | Average Per Ton | 50% Cycling | 411385Average Per Ton50% Cycling | 0.1981 | 0.18137 | 0.18532 | 71.3956 | -0.091384 | -0.047272 | -0.016721 | 0.013831 | 0.057942 | -0.087441 | -0.04333 | -0.012778 | 0.017773 | 0.061885
2012-08-17 | 5 | Average Per Ton | All | 411385Average Per TonAll | 0.1817 | 0.17424 | 0.17201 | 71.3389 | -0.07718 | -0.035992 | -0.0074659 | 0.021061 | 0.062248 | -0.079404 | -0.038216 | -0.0096897 | 0.018837 | 0.060025
2012-08-17 | 6 | Aggregate | 100% Cycling | 411386Aggregate100% Cycling | 9.1372 | 9.1596 | 8.74 | 70.9422 | -0.80405 | -0.31579 | 0.022371 | 0.36054 | 0.84879 | -1.2237 | -0.73539 | -0.39723 | -0.059063 | 0.42919
2012-08-17 | 6 | Aggregate | 50% Cycling | 411386Aggregate50% Cycling | 8.9242 | 8.4526 | 8.6363 | 71.0888 | -1.2881 | -0.80571 | -0.47159 | -0.13747 | 0.34494 | -1.1044 | -0.622 | -0.28788 | 0.046242 | 0.52866
2012-08-17 | 6 | Aggregate | All | 411386AggregateAll | 18.0702 | 17.6165 | 17.3857 | 71.0111 | -2.0976 | -1.1264 | -0.45373 | 0.21891 | 1.1901 | -2.3284 | -1.3572 | -0.68457 | -0.011922 | 0.95927
2012-08-17 | 6 | Average Per Device | 100% Cycling | 411386Average Per Device100% Cycling | 0.63014 | 0.63168 | 0.60275 | 70.9422 | -0.06592 | -0.026062 | 0.0015428 | 0.029148 | 0.069006 | -0.094858 | -0.055 | -0.027394 | 0.0002108 | 0.040068
2012-08-17 | 6 | Average Per Device | 50% Cycling | 411386Average Per Device50% Cycling | 0.71754 | 0.67962 | 0.69439 | 71.0888 | -0.11439 | -0.069208 | -0.037918 | -0.0066272 | 0.038551 | -0.099615 | -0.054437 | -0.023146 | 0.0081441 | 0.053323
2012-08-17 | 6 | Average Per Device | All | 411386Average Per DeviceAll | 0.67122 | 0.65421 | 0.64582 | 71.0111 | -0.088699 | -0.046341 | -0.017004 | 0.012334 | 0.054692 | -0.097094 | -0.054735 | -0.025398 | 0.0039395 | 0.046298
2012-08-17 | 6 | Average Per Premise | 100% Cycling | 411386Average Per Premise100% Cycling | 0.74589 | 0.74772 | 0.71347 | 70.9422 | -0.065637 | -0.025779 | 0.0018262 | 0.029432 | 0.069289 | -0.09989 | -0.060032 | -0.032427 | -0.0048214 | 0.035036
2012-08-17 | 6 | Average Per Premise | 50% Cycling | 411386Average Per Premise50% Cycling | 0.83576 | 0.79159 | 0.8088 | 71.0888 | -0.12063 | -0.075455 | -0.044165 | -0.012874 | 0.032304 | -0.10343 | -0.05825 | -0.02696 | 0.0043306 | 0.049509
2012-08-17 | 6 | Average Per Premise | All | 411386Average Per PremiseAll | 0.78813 | 0.76834 | 0.75827 | 71.0111 | -0.091485 | -0.049127 | -0.01979 | 0.0095478 | 0.051906 | -0.10155 | -0.059195 | -0.029857 | -0.00052 | 0.041839
2012-08-17 | 6 | Average Per Ton | 100% Cycling | 411386Average Per Ton100% Cycling | 0.17425 | 0.17468 | 0.16668 | 70.9422 | -0.067036 | -0.027179 | 0.0004266 | 0.028032 | 0.06789 | -0.075039 | -0.035181 | -0.0075755 | 0.02003 | 0.059888
2012-08-17 | 6 | Average Per Ton | 50% Cycling | 411386Average Per Ton50% Cycling | 0.20672 | 0.1958 | 0.20005 | 71.0888 | -0.087393 | -0.042214 | -0.010924 | 0.020366 | 0.065545 | -0.083137 | -0.037959 | -0.0066684 | 0.024622 | 0.069801
2012-08-17 | 6 | Average Per Ton | All | 411386Average Per TonAll | 0.18951 | 0.18461 | 0.18236 | 71.0111 | -0.076604 | -0.034245 | -0.0049082 | 0.024429 | 0.066788 | -0.078845 | -0.036486 | -0.0071492 | 0.022188 | 0.064547
2012-08-17 | 7 | Aggregate | 100% Cycling | 411387Aggregate100% Cycling | 10.0772 | 9.8052 | 9.3561 | 72.2678 | -1.0866 | -0.6053 | -0.27192 | 0.061456 | 0.5428 | -1.5358 | -1.0545 | -0.7211 | -0.38772 | 0.093624
2012-08-17 | 7 | Aggregate | 50% Cycling | 411387Aggregate50% Cycling | 9.5333 | 9.4171 | 9.6218 | 72.5369 | -0.94295 | -0.45448 | -0.11617 | 0.22215 | 0.71062 | -0.73827 | -0.2498 | 0.088512 | 0.42683 | 0.9153
2012-08-17 | 7 | Aggregate | All | 411387AggregateAll | 19.6173 | 19.2304 | 18.9914 | 72.3943 | -2.0296 | -1.0591 | -0.38698 | 0.28515 | 1.2556 | -2.2686 | -1.2981 | -0.626 | 0.046135 | 1.0166
2012-08-17 | 7 | Average Per Device | 100% Cycling | 411387Average Per Device100% Cycling | 0.69497 | 0.67621 | 0.64523 | 72.2678 | -0.085261 | -0.045967 | -0.018753 | 0.0084617 | 0.047755 | -0.11624 | -0.076945 | -0.04973 | -0.022516 | 0.016778
2012-08-17 | 7 | Average Per Device | 50% Cycling | 411387Average Per Device50% Cycling | 0.76651 | 0.75717 | 0.77363 | 72.5369 | -0.086769 | -0.041023 | -0.0093401 | 0.022343 | 0.068089 | -0.070312 | -0.024567 | 0.0071167 | 0.0388 | 0.084546
2012-08-17 | 7 | Average Per Device | All | 411387Average Per DeviceAll | 0.72859 | 0.71426 | 0.70558 | 72.3943 | -0.08597 | -0.043644 | -0.014329 | 0.014986 | 0.057312 | -0.094653 | -0.052327 | -0.023012 | 0.0063027 | 0.048629
2012-08-17 | 7 | Average Per Premise | 100% Cycling | 411387Average Per Premise100% Cycling | 0.82263 | 0.80043 | 0.76376 | 72.2678 | -0.088706 | -0.049412 | -0.022198 | 0.0050168 | 0.04431 | -0.12537 | -0.08608 | -0.058865 | -0.031651 | 0.0076427
2012-08-17 | 7 | Average Per Premise | 50% Cycling | 411387Average Per Premise50% Cycling | 0.8928 | 0.88192 | 0.90109 | 72.5369 | -0.088308 | -0.042562 | -0.010879 | 0.020804 | 0.06655 | -0.06914 | -0.023394 | 0.0082892 | 0.039973 | 0.085718
2012-08-17 | 7 | Average Per Premise | All | 411387Average Per PremiseAll | 0.85561 | 0.83873 | 0.8283 | 72.3943 | -0.088519 | -0.046193 | -0.016878 | 0.012437 | 0.054763 | -0.098944 | -0.056618 | -0.027303 | 0.0020122 | 0.044338
2012-08-17 | 7 | Average Per Ton | 100% Cycling | 411387Average Per Ton100% Cycling | 0.19218 | 0.18699 | 0.17843 | 72.2678 | -0.071694 | -0.0324 | -0.0051858 | 0.022029 | 0.061322 | -0.08026 | -0.040967 | -0.013752 | 0.013463 | 0.052756
2012-08-17 | 7 | Average Per Ton | 50% Cycling | 411387Average Per Ton50% Cycling | 0.22083 | 0.21814 | 0.22288 | 72.5369 | -0.08012 | -0.034374 | -0.0026909 | 0.028992 | 0.074738 | -0.075379 | -0.029633 | 0.0020503 | 0.033734 | 0.079479
2012-08-17 | 7 | Average Per Ton | All | 411387Average Per TonAll | 0.20565 | 0.20163 | 0.19932 | 72.3943 | -0.075654 | -0.033328 | -0.0040132 | 0.025302 | 0.067628 | -0.077966 | -0.03564 | -0.0063249 | 0.02299 | 0.065316
2012-08-17 | 8 | Aggregate | 100% Cycling | 411388Aggregate100% Cycling | 10.9762 | 10.7986 | 10.304 | 77.3606 | -1.1644 | -0.58134 | -0.17751 | 0.22631 | 0.80936 | -1.6591 | -1.076 | -0.6722 | -0.26838 | 0.31468
2012-08-17 | 8 | Aggregate | 50% Cycling | 411388Aggregate50% Cycling | 11.1176 | 10.7863 | 11.0207 | 77.4454 | -1.3119 | -0.73258 | -0.33134 | 0.069896 | 0.64922 | -1.0775 | -0.49814 | -0.096905 | 0.30433 | 0.88365
2012-08-17 | 8 | Aggregate | All | 411388AggregateAll | 22.108 | 21.5976 | 21.3434 | 77.4005 | -2.479 | -1.316 | -0.51048 | 0.29503 | 1.4581 | -2.7331 | -1.5701 | -0.76461 | 0.040903 | 1.2039
2012-08-17 | 8 | Average Per Device | 100% Cycling | 411388Average Per Device100% Cycling | 0.75696 | 0.74472 | 0.71061 | 77.3606 | -0.092804 | -0.045207 | -0.012242 | 0.020723 | 0.068319 | -0.12692 | -0.079323 | -0.046358 | -0.013393 | 0.034204
2012-08-17 | 8 | Average Per Device | 50% Cycling | 411388Average Per Device50% Cycling | 0.8939 | 0.86726 | 0.88611 | 77.4454 | -0.11847 | -0.064217 | -0.026641 | 0.010935 | 0.065189 | -0.099621 | -0.045367 | -0.0077915 | 0.029784 | 0.084038
2012-08-17 | 8 | Average Per Device | All | 411388Average Per DeviceAll | 0.82132 | 0.80231 | 0.79309 | 77.4005 | -0.10487 | -0.054142 | -0.01901 | 0.016123 | 0.066848 | -0.11409 | -0.063364 | -0.028232 | 0.0069006 | 0.057626
2012-08-17 | 8 | Average Per Premise | 100% Cycling | 411388Average Per Premise100% Cycling | 0.89601 | 0.88152 | 0.84114 | 77.3606 | -0.095052 | -0.047456 | -0.014491 | 0.018474 | 0.066071 | -0.13543 | -0.087838 | -0.054873 | -0.021908 | 0.025688
2012-08-17 | 8 | Average Per Premise | 50% Cycling | 411388Average Per Premise50% Cycling | 1.0412 | 1.0101 | 1.0321 | 77.4454 | -0.12286 | -0.068606 | -0.03103 | 0.0065458 | 0.060799 | -0.1009 | -0.046651 | -0.0090752 | 0.028501 | 0.082754
2012-08-17 | 8 | Average Per Premise | All | 411388Average Per PremiseAll | 0.96424 | 0.94197 | 0.93089 | 77.4005 | -0.10812 | -0.057397 | -0.022264 | 0.012868 | 0.063593 | -0.11921 | -0.06848 | -0.033348 | 0.001784 | 0.052509
2012-08-17 | 8 | Average Per Ton | 100% Cycling | 411388Average Per Ton100% Cycling | 0.20933 | 0.20594 | 0.19651 | 77.3606 | -0.083947 | -0.03635 | -0.0033854 | 0.02958 | 0.077176 | -0.093381 | -0.045784 | -0.012819 | 0.020146 | 0.067742
2012-08-17 | 8 | Average Per Ton | 50% Cycling | 411388Average Per Ton50% Cycling | 0.25753 | 0.24985 | 0.25528 | 77.4454 | -0.099505 | -0.045251 | -0.0076752 | 0.029901 | 0.084154 | -0.094074 | -0.039821 | -0.0022447 | 0.035331 | 0.089585
2012-08-17 | 8 | Average Per Ton | All | 411388Average Per TonAll | 0.23198 | 0.22658 | 0.22413 | 77.4005 | -0.091259 | -0.040534 | -0.0054016 | 0.029731 | 0.080456 | -0.093707 | -0.042981 | -0.0078493 | 0.027283 | 0.078008
2012-08-17 | 9 | Aggregate | 100% Cycling | 411389Aggregate100% Cycling | 12.903 | 12.1309 | 11.5752 | 81.6014 | -2.0212 | -1.2832 | -0.77214 | -0.26105 | 0.47689 | -2.5769 | -1.8389 | -1.3279 | -0.81676 | -0.078823
2012-08-17 | 9 | Aggregate | 50% Cycling | 411389Aggregate50% Cycling | 12.0664 | 12.1793 | 12.444 | 81.7853 | -1.0582 | -0.36626 | 0.11296 | 0.59218 | 1.2841 | -0.79346 | -0.10155 | 0.37767 | 0.85689 | 1.5488
2012-08-17 | 9 | Aggregate | All | 411389AggregateAll | 24.9769 | 24.325 | 24.0409 | 81.6878 | -3.0729 | -1.6426 | -0.65196 | 0.33867 | 1.769 | -3.357 | -1.9267 | -0.93607 | 0.05455 | 1.4849
2012-08-17 | 9 | Average Per Device | 100% Cycling | 411389Average Per Device100% Cycling | 0.88985 | 0.8366 | 0.79827 | 81.6014 | -0.15521 | -0.094972 | -0.05325 | -0.011528 | 0.048712 | -0.19354 | -0.1333 | -0.091575 | -0.049853 | 0.010387
2012-08-17 | 9 | Average Per Device | 50% Cycling | 411389Average Per Device50% Cycling | 0.97018 | 0.97926 | 1.0005 | 81.7853 | -0.10059 | -0.035797 | 0.0090823 | 0.053961 | 0.11876 | -0.079311 | -0.014513 | 0.030366 | 0.075245 | 0.14004
2012-08-17 | 9 | Average Per Device | All | 411389Average Per DeviceAll | 0.9276 | 0.90365 | 0.89334 | 81.6878 | -0.12954 | -0.06716 | -0.023954 | 0.019252 | 0.081634 | -0.13985 | -0.077468 | -0.034263 | 0.0089433 | 0.071326
2012-08-17 | 9 | Average Per Premise | 100% Cycling | 411389Average Per Premise100% Cycling | 1.0533 | 0.99028 | 0.94491 | 81.6014 | -0.16499 | -0.10475 | -0.063032 | -0.02131 | 0.03893 | -0.21036 | -0.15012 | -0.1084 | -0.066674 | -0.0064345
2012-08-17 | 9 | Average Per Premise | 50% Cycling | 411389Average Per Premise50% Cycling | 1.13 | 1.1406 | 1.1654 | 81.7853 | -0.099098 | -0.0343 | 0.010579 | 0.055458 | 0.12026 | -0.074308 | -0.0095098 | 0.035369 | 0.080248 | 0.14505
2012-08-17 | 9 | Average Per Premise | All | 411389Average Per PremiseAll | 1.0894 | 1.0609 | 1.0485 | 81.6878 | -0.13402 | -0.071641 | -0.028435 | 0.014771 | 0.077153 | -0.14641 | -0.084032 | -0.040827 | 0.0023792 | 0.064761
2012-08-17 | 9 | Average Per Ton | 100% Cycling | 411389Average Per Ton100% Cycling | 0.24607 | 0.23135 | 0.22075 | 81.6014 | -0.11669 | -0.056447 | -0.014725 | 0.026997 | 0.087236 | -0.12729 | -0.067045 | -0.025323 | 0.016399 | 0.076638
2012-08-17 | 9 | Average Per Ton | 50% Cycling | 411389Average Per Ton50% Cycling | 0.27951 | 0.28212 | 0.28825 | 81.7853 | -0.10706 | -0.042262 | 0.0026166 | 0.047496 | 0.11229 | -0.10093 | -0.036131 | 0.0087484 | 0.053627 | 0.11843
2012-08-17 | 9 | Average Per Ton | All | 411389Average Per TonAll | 0.26179 | 0.25521 | 0.25248 | 81.6878 | -0.11216 | -0.04978 | -0.0065747 | 0.036631 | 0.099013 | -0.1149 | -0.052515 | -0.0093096 | 0.033896 | 0.096278
2012-08-17 | 10 | Aggregate | 100% Cycling | 4113810Aggregate100% Cycling | 14.173 | 14.2662 | 13.6127 | 86.764 | -1.4291 | -0.52973 | 0.093196 | 0.71613 | 1.6155 | -2.0827 | -1.1833 | -0.56034 | 0.06259 | 0.962
2012-08-17 | 10 | Aggregate | 50% Cycling | 4113810Aggregate50% Cycling | 14.2399 | 14.1464 | 14.4538 | 87.3953 | -1.6314 | -0.72283 | -0.093552 | 0.53573 | 1.4443 | -1.3239 | -0.41537 | 0.21391 | 0.84319 | 1.7518
2012-08-17 | 10 | Aggregate | All | 4113810AggregateAll | 28.4303 | 28.4283 | 28.0903 | 87.0607 | -3.0641 | -1.255 | -0.0019628 | 1899-12-31 06:01 | 3.0602 | -3.4021 | -1.593 | -0.33997 | 0.91303 | 2.7222
2012-08-17 | 10 | Average Per Device | 100% Cycling | 4113810Average Per Device100% Cycling | 0.97744 | 0.98386 | 0.93879 | 86.764 | -0.11785 | -0.044424 | 0.0064272 | 0.057279 | 0.1307 | -0.16292 | -0.089495 | -0.038643 | 0.012208 | 0.085629
2012-08-17 | 10 | Average Per Device | 50% Cycling | 4113810Average Per Device50% Cycling | 1.1449 | 1.1374 | 1.1621 | 87.3953 | -0.15154 | -0.066454 | -0.0075219 | 0.051411 | 0.1365 | -0.12682 | -0.041733 | 0.017199 | 0.076132 | 0.16122
2012-08-17 | 10 | Average Per Device | All | 4113810Average Per DeviceAll | 1.0562 | 1.056 | 1.0438 | 87.0607 | -0.13368 | -0.054778 | -0.0001288 | 0.054521 | 0.13343 | -0.14595 | -0.067047 | -0.012397 | 0.042252 | 0.12116
2012-08-17 | 10 | Average Per Premise | 100% Cycling | 4113810Average Per Premise100% Cycling | 1.157 | 1.1646 | 1.1112 | 86.764 | -0.11666 | -0.043244 | 0.0076078 | 0.058459 | 0.13188 | -0.17001 | -0.096593 | -0.045742 | 0.0051094 | 0.078531
2012-08-17 | 10 | Average Per Premise | 50% Cycling | 4113810Average Per Premise50% Cycling | 1.3336 | 1.3248 | 1.3536 | 87.3953 | -0.15278 | -0.067694 | -0.0087612 | 0.050171 | 0.13526 | -0.12399 | -0.038899 | 0.020033 | 0.078966 | 0.16405
2012-08-17 | 10 | Average Per Premise | All | 4113810Average Per PremiseAll | 1.24 | 1.2399 | 1.2252 | 87.0607 | -0.13364 | -0.054735 | -8.56e-05 | 0.054564 | 0.13347 | -0.14838 | -0.069477 | -0.014828 | 0.039822 | 0.11873
2012-08-17 | 10 | Average Per Ton | 100% Cycling | 4113810Average Per Ton100% Cycling | 0.27029 | 0.27207 | 0.25961 | 86.764 | -0.1225 | -0.049074 | 0.0017773 | 0.052629 | 0.12605 | -0.13496 | -0.061538 | -0.010686 | 0.040165 | 0.11359
2012-08-17 | 10 | Average Per Ton | 50% Cycling | 4113810Average Per Ton50% Cycling | 0.32985 | 0.32769 | 0.33481 | 87.3953 | -0.14619 | -0.0611 | -0.002167 | 0.056765 | 0.14185 | -0.13907 | -0.053977 | 0.0049551 | 0.063888 | 0.14898
2012-08-17 | 10 | Average Per Ton | All | 4113810Average Per TonAll | 0.29829 | 0.29821 | 0.29495 | 87.0607 | -0.13363 | -0.054726 | -7.65e-05 | 0.054573 | 0.13348 | -0.13689 | -0.057984 | -0.0033348 | 0.051315 | 0.13022
2012-08-17 | 11 | Aggregate | 100% Cycling | 4113811Aggregate100% Cycling | 15.8361 | 17.8534 | 17.0355 | 87.8149 | 0.24721 | 1.293 | 1900-01-01 00:25 | 1900-01-01 17:48 | 3.7873 | -0.57065 | 0.47512 | 1.1994 | 1.9237 | 2.9695
2012-08-17 | 11 | Aggregate | 50% Cycling | 4113811Aggregate50% Cycling | 17.8757 | 16.9396 | 17.3078 | 88.6791 | -2.8214 | -1.7076 | -0.93609 | -0.16462 | 0.94926 | -2.4533 | -1.3394 | -0.56792 | 0.20355 | 1.3174
2012-08-17 | 11 | Aggregate | All | 4113811AggregateAll | 33.7492 | 34.8056 | 34.3659 | 88.2211 | -2.6022 | -0.44064 | 1899-12-31 01:21 | 1900-01-01 13:17 | 4.715 | -3.0419 | -0.88039 | 0.61667 | 2.1137 | 4.2752
2012-08-17 | 11 | Average Per Device | 100% Cycling | 4113811Average Per Device100% Cycling | 1.0921 | 1.2312 | 1.1748 | 87.8149 | -0.0053754 | 0.079994 | 0.13912 | 0.19825 | 0.28362 | -0.061779 | 0.023591 | 0.082717 | 0.14184 | 0.22721
2012-08-17 | 11 | Average Per Device | 50% Cycling | 4113811Average Per Device50% Cycling | 1.4373 | 1.362 | 1.3916 | 88.6791 | -0.25183 | -0.14751 | -0.075265 | -0.0030166 | 0.1013 | -0.22223 | -0.11791 | -0.045663 | 0.026586 | 0.1309
2012-08-17 | 11 | Average Per Device | All | 4113811Average Per DeviceAll | 1.2543 | 1.2927 | 1.2767 | 88.2211 | -0.12121 | -0.026935 | 0.038359 | 0.10365 | 0.19793 | -0.13719 | -0.042915 | 0.022378 | 0.087672 | 0.18195
2012-08-17 | 11 | Average Per Premise | 100% Cycling | 4113811Average Per Premise100% Cycling | 1.2927 | 1.4574 | 1.3907 | 87.8149 | 0.02018 | 0.10555 | 0.16468 | 0.2238 | 0.30917 | -0.046584 | 0.038785 | 0.097912 | 0.15704 | 0.24241
2012-08-17 | 11 | Average Per Premise | 50% Cycling | 4113811Average Per Premise50% Cycling | 1.6741 | 1.5864 | 1.6209 | 88.6791 | -0.26423 | -0.15991 | -0.087666 | -0.015417 | 0.088899 | -0.22975 | -0.12543 | -0.053186 | 0.019063 | 0.12338
2012-08-17 | 11 | Average Per Premise | All | 4113811Average Per PremiseAll | 1.472 | 1.518 | 1.4989 | 88.2211 | -0.11349 | -0.019219 | 0.046075 | 0.11137 | 0.20564 | -0.13267 | -0.038398 | 0.026896 | 0.09219 | 0.18646
2012-08-17 | 11 | Average Per Ton | 100% Cycling | 4113811Average Per Ton100% Cycling | 0.30201 | 0.34048 | 0.32488 | 87.8149 | -0.10602 | -0.020655 | 0.038471 | 0.097598 | 0.18297 | -0.12162 | -0.036253 | 0.022874 | 0.082 | 0.16737
2012-08-17 | 11 | Average Per Ton | 50% Cycling | 4113811Average Per Ton50% Cycling | 0.41407 | 0.39239 | 0.40092 | 88.6791 | -0.19825 | -0.093932 | -0.021684 | 0.050565 | 0.15488 | -0.18972 | -0.085404 | -0.013155 | 0.059093 | 0.16341
2012-08-17 | 11 | Average Per Ton | All | 4113811Average Per TonAll | 0.35468 | 0.36488 | 0.36062 | 88.2211 | -0.14937 | -0.055095 | 0.010198 | 0.075492 | 0.16977 | -0.15363 | -0.059354 | 0.0059402 | 0.071234 | 0.16551
2012-08-17 | 12 | Aggregate | 100% Cycling | 4113812Aggregate100% Cycling | 18.0369 | 19.9135 | 19.0013 | 88.8485 | -0.17825 | 1.0358 | 1899-12-31 21:02 | 1900-01-01 17:13 | 3.9314 | -1.0905 | 0.12353 | 0.96436 | 1.8052 | 3.0192
2012-08-17 | 12 | Aggregate | 50% Cycling | 4113812Aggregate50% Cycling | 21.5007 | 20.9451 | 21.4003 | 89.7566 | -2.6677 | -1.4198 | -0.55557 | 0.30869 | 1.5565 | -2.2124 | -0.96459 | -0.10033 | 0.76392 | 2.0118
2012-08-17 | 12 | Aggregate | All | 4113812AggregateAll | 39.5907 | 40.8916 | 40.4461 | 89.2753 | -2.869 | -0.4054 | 1899-12-31 07:13 | 1900-01-02 00:10 | 5.4708 | -3.3145 | -0.85091 | 0.85537 | 2.5617 | 5.0253
2012-08-17 | 12 | Average Per Device | 100% Cycling | 4113812Average Per Device100% Cycling | 1.2439 | 1.3733 | 1.3104 | 88.8485 | -0.038324 | 0.060779 | 0.12942 | 0.19806 | 0.29716 | -0.10124 | -0.0021325 | 0.066506 | 0.13514 | 0.23425
2012-08-17 | 12 | Average Per Device | 50% Cycling | 4113812Average Per Device50% Cycling | 1.7287 | 1.6841 | 1.7207 | 89.7566 | -0.24247 | -0.12561 | -0.04467 | 0.036268 | 0.15313 | -0.20587 | -0.089005 | -0.0080671 | 0.072871 | 0.18973
2012-08-17 | 12 | Average Per Device | All | 4113812Average Per DeviceAll | 1.4718 | 1.5194 | 1.5032 | 89.2753 | -0.13427 | -0.026822 | 0.047597 | 0.12202 | 0.22947 | -0.15041 | -0.042963 | 0.031457 | 0.10588 | 0.21333
2012-08-17 | 12 | Average Per Premise | 100% Cycling | 4113812Average Per Premise100% Cycling | 1.4724 | 1.6256 | 1.5511 | 88.8485 | -0.014551 | 0.084553 | 0.15319 | 0.22183 | 0.32093 | -0.089019 | 0.010084 | 0.078723 | 0.14736 | 0.24646
2012-08-17 | 12 | Average Per Premise | 50% Cycling | 4113812Average Per Premise50% Cycling | 2.0135 | 1.9615 | 2.0042 | 89.7566 | -0.24983 | -0.13297 | -0.052029 | 0.028909 | 0.14577 | -0.2072 | -0.090334 | -0.0093963 | 0.071541 | 0.1884
2012-08-17 | 12 | Average Per Premise | All | 4113812Average Per PremiseAll | 1.7267 | 1.7835 | 1.764 | 89.2753 | -0.12513 | -0.017681 | 0.056738 | 0.13116 | 0.23861 | -0.14456 | -0.037112 | 0.037307 | 0.11173 | 0.21918
2012-08-17 | 12 | Average Per Ton | 100% Cycling | 4113812Average Per Ton100% Cycling | 0.34398 | 0.37977 | 0.36237 | 88.8485 | -0.13195 | -0.03285 | 0.035788 | 0.10443 | 0.20353 | -0.14935 | -0.050248 | 0.018391 | 0.08703 | 0.18613
2012-08-17 | 12 | Average Per Ton | 50% Cycling | 4113812Average Per Ton50% Cycling | 0.49804 | 0.48517 | 0.49572 | 89.7566 | -0.21067 | -0.093807 | -0.012869 | 0.068069 | 0.18493 | -0.20012 | -0.083262 | -0.0023241 | 0.078614 | 0.19547
2012-08-17 | 12 | Average Per Ton | All | 4113812Average Per TonAll | 0.41639 | 0.42931 | 0.42504 | 89.2753 | -0.16895 | -0.0615 | 0.012919 | 0.087338 | 0.19479 | -0.17321 | -0.065764 | 0.008655 | 0.083074 | 0.19052
2012-08-17 | 13 | Aggregate | 100% Cycling | 4113813Aggregate100% Cycling | 21.6855 | 22.4379 | 21.41 | 87.6532 | -1.5192 | -0.17719 | 0.7523 | 1899-12-31 16:22 | 3.0238 | -2.5471 | -1.2051 | -0.27557 | 0.65392 | 1.996
2012-08-17 | 13 | Aggregate | 50% Cycling | 4113813Aggregate50% Cycling | 24.0445 | 23.6081 | 24.1212 | 88.563 | -2.7269 | -1.3737 | -0.43645 | 0.50079 | 1.854 | -2.2138 | -0.86058 | 0.076665 | 1.0139 | 2.3671
2012-08-17 | 13 | Aggregate | All | 4113813AggregateAll | 45.7773 | 46.0832 | 45.5813 | 88.0808 | -4.259 | -1.5621 | 0.30582 | 1900-01-01 04:10 | 4.8707 | -4.7608 | -2.0639 | -0.19599 | 1.6719 | 4.3689
2012-08-17 | 13 | Average Per Device | 100% Cycling | 4113813Average Per Device100% Cycling | 1.4955 | 1.5474 | 1.4765 | 87.6532 | -0.13355 | -0.023994 | 0.051882 | 0.12776 | 0.23731 | -0.20444 | -0.094881 | -0.019005 | 0.056872 | 0.16643
2012-08-17 | 13 | Average Per Device | 50% Cycling | 4113813Average Per Device50% Cycling | 1.9333 | 1.8982 | 1.9394 | 88.563 | -0.2496 | -0.12287 | -0.035092 | 0.052681 | 0.17941 | -0.20834 | -0.081609 | 0.0061641 | 0.093937 | 0.22067
2012-08-17 | 13 | Average Per Device | All | 4113813Average Per DeviceAll | 1.7013 | 1.7123 | 1.6941 | 88.0808 | -0.18809 | -0.070464 | 0.011004 | 0.092472 | 0.2101 | -0.20627 | -0.088643 | -0.0071754 | 0.074293 | 0.19192
2012-08-17 | 13 | Average Per Premise | 100% Cycling | 4113813Average Per Premise100% Cycling | 1.7702 | 1.8317 | 1.7478 | 87.6532 | -0.12402 | -0.014464 | 0.061413 | 0.13729 | 0.24684 | -0.20793 | -0.098372 | -0.022496 | 0.053381 | 0.16293
2012-08-17 | 13 | Average Per Premise | 50% Cycling | 4113813Average Per Premise50% Cycling | 2.2518 | 2.2109 | 2.259 | 88.563 | -0.25538 | -0.12865 | -0.040874 | 0.0469 | 0.17363 | -0.20732 | -0.080593 | 0.0071797 | 0.094953 | 0.22168
2012-08-17 | 13 | Average Per Premise | All | 4113813Average Per PremiseAll | 1.9966 | 2.0099 | 1.988 | 88.0808 | -0.18576 | -0.06813 | 0.013338 | 0.094806 | 0.21243 | -0.20764 | -0.090016 | -0.0085483 | 0.07292 | 0.19055
2012-08-17 | 13 | Average Per Ton | 100% Cycling | 4113813Average Per Ton100% Cycling | 0.41356 | 0.42791 | 0.40831 | 87.6532 | -0.17108 | -0.06153 | 0.014347 | 0.090224 | 0.19978 | -0.19069 | -0.081132 | -0.0052554 | 0.070621 | 0.18018
2012-08-17 | 13 | Average Per Ton | 50% Cycling | 4113813Average Per Ton50% Cycling | 0.55697 | 0.54686 | 0.55874 | 88.563 | -0.22461 | -0.097883 | -0.01011 | 0.077663 | 0.20439 | -0.21273 | -0.085997 | 0.0017759 | 0.089549 | 0.21628
2012-08-17 | 13 | Average Per Ton | All | 4113813Average Per TonAll | 0.48096 | 0.48382 | 0.47901 | 88.0808 | -0.19624 | -0.078616 | 0.0028523 | 0.08432 | 0.20195 | -0.20105 | -0.083419 | -0.0019507 | 0.079517 | 0.19714
2012-08-17 | 14 | Aggregate | 100% Cycling | 4113814Aggregate100% Cycling | 16.4054 | 25.2445 | 24.088 | 86.7773 | 6.6607 | 7.9477 | 1900-01-07 20:08 | 1900-01-08 17:32 | 11.0174 | 5.5042 | 6.7912 | 7.6826 | 8.5739 | 9.8609
2012-08-17 | 14 | Aggregate | 50% Cycling | 4113814Aggregate50% Cycling | 20.3883 | 26.3331 | 26.9055 | 87.6003 | 3.7389 | 5.0422 | 1900-01-04 22:41 | 1900-01-05 20:20 | 8.1507 | 4.3113 | 5.6145 | 6.5172 | 7.4198 | 8.723
2012-08-17 | 14 | Aggregate | All | 4113814AggregateAll | 36.8497 | 51.6174 | 51.0478 | 87.1641 | 10.3806 | 12.9725 | 1900-01-13 18:25 | 1900-01-15 13:30 | 19.1547 | 9.811 | 12.403 | 14.1981 | 15.9932 | 18.5851
2012-08-17 | 14 | Average Per Device | 100% Cycling | 4113814Average Per Device100% Cycling | 1.1314 | 1.741 | 1.6612 | 86.7773 | 0.43175 | 0.53681 | 0.60958 | 0.68234 | 0.7874 | 0.352 | 0.45706 | 0.52982 | 0.60259 | 0.70765
2012-08-17 | 14 | Average Per Device | 50% Cycling | 4113814Average Per Device50% Cycling | 1.6393 | 2.1173 | 2.1633 | 87.6003 | 0.2714 | 0.39345 | 0.47798 | 0.56252 | 0.68457 | 0.31742 | 0.43947 | 0.524 | 0.60853 | 0.73058
2012-08-17 | 14 | Average Per Device | All | 4113814Average Per DeviceAll | 1.3701 | 1.9178 | 1.8972 | 87.1641 | 0.35639 | 0.46943 | 0.54773 | 0.62602 | 0.73907 | 0.33575 | 0.44879 | 0.52709 | 0.60538 | 0.71843
2012-08-17 | 14 | Average Per Premise | 100% Cycling | 4113814Average Per Premise100% Cycling | 1.3392 | 2.0608 | 1.9664 | 86.7773 | 0.54373 | 0.64879 | 0.72155 | 0.79432 | 0.89938 | 0.44933 | 0.55439 | 0.62715 | 0.69991 | 0.80497
2012-08-17 | 14 | Average Per Premise | 50% Cycling | 4113814Average Per Premise50% Cycling | 1.9094 | 2.4661 | 2.5197 | 87.6003 | 0.35015 | 0.4722 | 0.55673 | 0.64127 | 0.76332 | 0.40375 | 0.5258 | 0.61033 | 0.69487 | 0.81692
2012-08-17 | 14 | Average Per Premise | All | 4113814Average Per PremiseAll | 1.6072 | 2.2513 | 2.2264 | 87.1641 | 0.45275 | 0.56579 | 0.64409 | 0.72238 | 0.83543 | 0.42791 | 0.54095 | 0.61925 | 0.69754 | 0.81059
2012-08-17 | 14 | Average Per Ton | 100% Cycling | 4113814Average Per Ton100% Cycling | 0.31287 | 0.48143 | 0.45938 | 86.7773 | -0.0092556 | 0.095804 | 0.16857 | 0.24133 | 0.34639 | -0.03131 | 0.07375 | 0.14651 | 0.21928 | 0.32434
2012-08-17 | 14 | Average Per Ton | 50% Cycling | 4113814Average Per Ton50% Cycling | 0.47228 | 0.60998 | 0.62324 | 87.6003 | -0.068875 | 0.053175 | 0.13771 | 0.22224 | 0.34429 | -0.055618 | 0.066432 | 0.15096 | 0.2355 | 0.35755
2012-08-17 | 14 | Average Per Ton | All | 4113814Average Per TonAll | 0.38779 | 0.54185 | 0.53639 | 87.1641 | -0.037277 | 0.075768 | 0.15406 | 0.23236 | 0.3454 | -0.042735 | 0.07031 | 0.14861 | 0.2269 | 0.33995
2012-08-17 | 15 | Aggregate | 100% Cycling | 4113815Aggregate100% Cycling | 14.725 | 26.7118 | 25.4881 | 87.2823 | 9.8853 | 11.1269 | 1900-01-10 23:41 | 1900-01-11 20:19 | 14.0882 | 8.6617 | 9.9032 | 10.7631 | 11.623 | 12.8646
2012-08-17 | 15 | Aggregate | 50% Cycling | 4113815Aggregate50% Cycling | 20.9348 | 28.5411 | 29.1614 | 88.0565 | 5.4662 | 6.7306 | 1900-01-06 14:33 | 1900-01-07 11:34 | 9.7465 | 6.0866 | 7.351 | 8.2267 | 9.1024 | 10.3668
2012-08-17 | 15 | Aggregate | All | 4113815AggregateAll | 35.7342 | 55.3013 | 54.7134 | 87.6462 | 15.3226 | 17.8302 | 1900-01-18 13:37 | 1900-01-20 07:17 | 23.8114 | 14.7348 | 17.2424 | 18.9792 | 20.716 | 23.2236
2012-08-17 | 15 | Average Per Device | 100% Cycling | 4113815Average Per Device100% Cycling | 1.0155 | 1.8422 | 1.7578 | 87.2823 | 0.65511 | 0.75647 | 0.82666 | 0.89686 | 0.99821 | 0.57073 | 0.67208 | 0.74227 | 0.81247 | 0.91382
2012-08-17 | 15 | Average Per Device | 50% Cycling | 4113815Average Per Device50% Cycling | 1.6832 | 2.2948 | 2.3447 | 88.0565 | 0.41115 | 0.52957 | 0.61158 | 0.69359 | 0.812 | 0.46103 | 0.57944 | 0.66145 | 0.74347 | 0.86188
2012-08-17 | 15 | Average Per Device | All | 4113815Average Per DeviceAll | 1.3293 | 2.0549 | 2.0336 | 87.6462 | 0.54045 | 0.64982 | 0.72557 | 0.80132 | 0.91069 | 0.51917 | 0.62854 | 0.70429 | 0.78004 | 0.88941
2012-08-17 | 15 | Average Per Premise | 100% Cycling | 4113815Average Per Premise100% Cycling | 1.202 | 2.1806 | 2.0807 | 87.2823 | 0.80697 | 0.90832 | 0.97851 | 1899-12-31 01:10 | 1.1501 | 0.70708 | 0.80843 | 0.87862 | 0.94882 | 1.0502
2012-08-17 | 15 | Average Per Premise | 50% Cycling | 4113815Average Per Premise50% Cycling | 1.9606 | 2.6729 | 2.731 | 88.0565 | 0.51191 | 0.63033 | 0.71234 | 0.79435 | 0.91276 | 0.57001 | 0.68842 | 0.77043 | 0.85245 | 0.97086
2012-08-17 | 15 | Average Per Premise | All | 4113815Average Per PremiseAll | 1.5585 | 2.412 | 2.3863 | 87.6462 | 0.66829 | 0.77766 | 0.85341 | 0.92916 | 1.0385 | 0.64265 | 0.75202 | 0.82777 | 0.90352 | 1.0129
2012-08-17 | 15 | Average Per Ton | 100% Cycling | 4113815Average Per Ton100% Cycling | 0.28082 | 0.50942 | 0.48608 | 87.2823 | 0.057052 | 0.1584 | 0.2286 | 0.29879 | 0.40014 | 0.033716 | 0.13507 | 0.20526 | 0.27546 | 0.37681
2012-08-17 | 15 | Average Per Ton | 50% Cycling | 4113815Average Per Ton50% Cycling | 0.48493 | 0.66113 | 0.6755 | 88.0565 | -0.02423 | 0.094182 | 0.17619 | 0.25821 | 0.37662 | -0.009861 | 0.10855 | 0.19056 | 0.27258 | 0.39099
2012-08-17 | 15 | Average Per Ton | All | 4113815Average Per TonAll | 0.37675 | 0.58072 | 0.57511 | 87.6462 | 0.01885 | 0.12822 | 0.20397 | 0.27972 | 0.38909 | 0.013235 | 0.1226 | 0.19835 | 0.2741 | 0.38347
2012-08-17 | 16 | Aggregate | 100% Cycling | 4113816Aggregate100% Cycling | 15.3276 | 27.2169 | 25.9701 | 86.859 | 9.7305 | 11.0059 | 1900-01-10 21:21 | 1900-01-11 18:33 | 14.048 | 8.4837 | 9.7591 | 10.6424 | 11.5258 | 12.8012
2012-08-17 | 16 | Aggregate | 50% Cycling | 4113816Aggregate50% Cycling | 22.7992 | 28.3445 | 28.9605 | 87.4446 | 3.3901 | 4.6634 | 1900-01-04 13:05 | 1900-01-05 10:15 | 7.7005 | 4.0061 | 5.2795 | 6.1614 | 7.0433 | 8.3166
2012-08-17 | 16 | Aggregate | All | 4113816AggregateAll | 38.2135 | 55.6038 | 54.9887 | 87.1342 | 13.0738 | 15.624 | 1900-01-16 09:22 | 1900-01-18 03:45 | 21.7068 | 12.4587 | 15.0089 | 16.7752 | 18.5415 | 21.0917
2012-08-17 | 16 | Average Per Device | 100% Cycling | 4113816Average Per Device100% Cycling | 1.0571 | 1.877 | 1.791 | 86.859 | 0.64371 | 0.74782 | 0.81993 | 0.89204 | 0.99616 | 0.55773 | 0.66184 | 0.73395 | 0.80606 | 0.91017
2012-08-17 | 16 | Average Per Device | 50% Cycling | 4113816Average Per Device50% Cycling | 1.8331 | 2.279 | 2.3285 | 87.4446 | 0.24403 | 0.36327 | 0.44586 | 0.52845 | 0.6477 | 0.29356 | 0.41281 | 0.4954 | 0.57799 | 0.69723
2012-08-17 | 16 | Average Per Device | All | 4113816Average Per DeviceAll | 1.4218 | 2.0659 | 2.0436 | 87.1342 | 0.45586 | 0.56709 | 0.64412 | 0.72116 | 0.83238 | 0.43357 | 0.54479 | 0.62183 | 0.69886 | 0.81009
2012-08-17 | 16 | Average Per Premise | 100% Cycling | 4113816Average Per Premise100% Cycling | 1.2512 | 2.2218 | 2.12 | 86.859 | 0.79433 | 0.89844 | 0.97055 | 1899-12-31 01:01 | 1.1468 | 0.69255 | 0.79666 | 0.86877 | 0.94088 | 1.045
2012-08-17 | 16 | Average Per Premise | 50% Cycling | 4113816Average Per Premise50% Cycling | 2.1352 | 2.6545 | 2.7122 | 87.4446 | 0.31748 | 0.43673 | 0.51932 | 0.60191 | 0.72116 | 0.37518 | 0.49443 | 0.57702 | 0.65961 | 0.77885
2012-08-17 | 16 | Average Per Premise | All | 4113816Average Per PremiseAll | 1.6667 | 2.4251 | 2.3983 | 87.1342 | 0.57021 | 0.68144 | 0.75847 | 0.83551 | 0.94674 | 0.54338 | 0.65461 | 0.73165 | 0.80868 | 0.91991
2012-08-17 | 16 | Average Per Ton | 100% Cycling | 4113816Average Per Ton100% Cycling | 0.29231 | 0.51905 | 0.49527 | 86.859 | 0.050514 | 0.15463 | 0.22674 | 0.29885 | 0.40296 | 0.026737 | 0.13085 | 0.20296 | 0.27507 | 0.37918
2012-08-17 | 16 | Average Per Ton | 50% Cycling | 4113816Average Per Ton50% Cycling | 0.52812 | 0.65657 | 0.67084 | 87.4446 | -0.073386 | 0.045862 | 0.12845 | 0.21104 | 0.33029 | -0.059116 | 0.060132 | 0.14272 | 0.22531 | 0.34456
2012-08-17 | 16 | Average Per Ton | All | 4113816Average Per TonAll | 0.40314 | 0.58369 | 0.57779 | 87.1342 | -0.0077188 | 0.10351 | 0.18054 | 0.25758 | 0.36881 | -0.013614 | 0.097613 | 0.17465 | 0.25168 | 0.36291
2012-08-17 | 17 | Aggregate | 100% Cycling | 4113817Aggregate100% Cycling | 15.1805 | 28.5219 | 27.2153 | 87.2479 | 11.1563 | 12.4472 | 1900-01-12 08:12 | 1900-01-13 05:39 | 15.5264 | 9.8497 | 11.1407 | 12.0348 | 12.9289 | 14.2198
2012-08-17 | 17 | Aggregate | 50% Cycling | 4113817Aggregate50% Cycling | 24.3609 | 29.0059 | 29.6363 | 87.2229 | 2.4882 | 3.7625 | 1900-01-03 15:29 | 1900-01-04 12:40 | 6.8019 | 3.1187 | 4.3929 | 5.2755 | 6.158 | 7.4323
2012-08-17 | 17 | Aggregate | All | 4113817AggregateAll | 39.6437 | 57.5659 | 56.906 | 87.2361 | 13.578 | 16.1446 | 1900-01-16 22:08 | 1900-01-18 16:48 | 22.2664 | 12.9181 | 15.4847 | 17.2623 | 19.0399 | 21.6065
2012-08-17 | 17 | Average Per Device | 100% Cycling | 4113817Average Per Device100% Cycling | 1.0469 | 1.967 | 1.8769 | 87.2479 | 0.7417 | 0.84709 | 0.92008 | 0.99307 | 1.0985 | 0.6516 | 0.75698 | 0.82997 | 0.90296 | 1.0083
2012-08-17 | 17 | Average Per Device | 50% Cycling | 4113817Average Per Device50% Cycling | 1.9587 | 2.3322 | 2.3829 | 87.2229 | 0.17149 | 0.29083 | 0.37348 | 0.45613 | 0.57547 | 0.22218 | 0.34152 | 0.42417 | 0.50682 | 0.62615
2012-08-17 | 17 | Average Per Device | All | 4113817Average Per DeviceAll | 1.4755 | 2.1386 | 2.1147 | 87.2361 | 0.4737 | 0.58565 | 0.66318 | 0.74071 | 0.85265 | 0.44977 | 0.56171 | 0.63924 | 0.71677 | 0.82871
2012-08-17 | 17 | Average Per Premise | 100% Cycling | 4113817Average Per Premise100% Cycling | 1.2392 | 2.3283 | 2.2217 | 87.2479 | 0.91072 | 1.0161 | 1899-12-31 02:08 | 1899-12-31 03:53 | 1.2675 | 0.80406 | 0.90944 | 0.98243 | 1.0554 | 1.1608
2012-08-17 | 17 | Average Per Premise | 50% Cycling | 4113817Average Per Premise50% Cycling | 2.2814 | 2.7164 | 2.7755 | 87.2229 | 0.23302 | 0.35236 | 0.43501 | 0.51766 | 0.637 | 0.29206 | 0.4114 | 0.49405 | 0.5767 | 0.69604
2012-08-17 | 17 | Average Per Premise | All | 4113817Average Per PremiseAll | 1.7291 | 2.5107 | 2.4819 | 87.2361 | 0.5922 | 0.70414 | 0.78167 | 0.8592 | 0.97114 | 0.56342 | 0.67536 | 0.75289 | 0.83042 | 0.94236
2012-08-17 | 17 | Average Per Ton | 100% Cycling | 4113817Average Per Ton100% Cycling | 0.28951 | 0.54394 | 0.51902 | 87.2479 | 0.076058 | 0.18144 | 0.25443 | 0.32742 | 0.4328 | 0.05114 | 0.15652 | 0.22951 | 0.3025 | 0.40789
2012-08-17 | 17 | Average Per Ton | 50% Cycling | 4113817Average Per Ton50% Cycling | 0.5643 | 0.6719 | 0.6865 | 87.2229 | -0.094389 | 0.024947 | 0.1076 | 0.19025 | 0.30959 | -0.079786 | 0.03955 | 0.1222 | 0.20485 | 0.32419
2012-08-17 | 17 | Average Per Ton | All | 4113817Average Per TonAll | 0.41866 | 0.60408 | 0.59773 | 87.2361 | -0.004052 | 0.10789 | 0.18542 | 0.26295 | 0.37489 | -0.010395 | 0.10155 | 0.17908 | 0.25661 | 0.36855
2012-08-17 | 18 | Aggregate | 100% Cycling | 4113818Aggregate100% Cycling | 27.8204 | 30.3933 | 29.001 | 85.2889 | 0.023833 | 1.5299 | 1900-01-01 13:45 | 1900-01-02 14:47 | 5.1221 | -1.3685 | 0.13756 | 1.1806 | 2.2237 | 3.7298
2012-08-17 | 18 | Aggregate | 50% Cycling | 4113818Aggregate50% Cycling | 35.0182 | 31.2834 | 31.9634 | 85.524 | -6.2322 | -4.7567 | -3.7348 | -2.7128 | -1.2373 | -5.5523 | -4.0768 | -3.0548 | -2.0329 | -0.55737
2012-08-17 | 18 | Aggregate | All | 4113818AggregateAll | 62.9375 | 61.7208 | 61.0258 | 85.3994 | -6.2659 | -3.2828 | -1.2168 | 0.84929 | 3.8324 | -6.9609 | -3.9778 | -1.9117 | 0.15431 | 3.1374
2012-08-17 | 18 | Average Per Device | 100% Cycling | 4113818Average Per Device100% Cycling | 1.9186 | 2.0961 | 2 | 85.2889 | -0.030649 | 0.092292 | 0.17744 | 0.26259 | 0.38553 | -0.12667 | -0.0037275 | 0.081422 | 0.16657 | 0.28951
2012-08-17 | 18 | Average Per Device | 50% Cycling | 4113818Average Per Device50% Cycling | 2.8156 | 2.5153 | 2.57 | 85.524 | -0.53418 | -0.39599 | -0.30029 | -0.20458 | -0.066399 | -0.47951 | -0.34133 | -0.24562 | -0.14991 | -0.01173
2012-08-17 | 18 | Average Per Device | All | 4113818Average Per DeviceAll | 2.3402 | 2.2931 | 2.2679 | 85.3994 | -0.26731 | -0.1372 | -0.047092 | 0.043019 | 0.17312 | -0.2925 | -0.1624 | -0.072288 | 0.017823 | 0.14793
2012-08-17 | 18 | Average Per Premise | 100% Cycling | 4113818Average Per Premise100% Cycling | 2.271 | 2.4811 | 2.3674 | 85.2889 | 0.0019455 | 0.12489 | 0.21004 | 0.29519 | 0.41813 | -0.11171 | 0.011229 | 0.096378 | 0.18153 | 0.30447
2012-08-17 | 18 | Average Per Premise | 50% Cycling | 4113818Average Per Premise50% Cycling | 3.2795 | 2.9297 | 2.9934 | 85.524 | -0.58365 | -0.44547 | -0.34976 | -0.25406 | -0.11587 | -0.51998 | -0.38179 | -0.28609 | -0.19038 | -0.052198
2012-08-17 | 18 | Average Per Premise | All | 4113818Average Per PremiseAll | 2.745 | 2.6919 | 2.6616 | 85.3994 | -0.27329 | -0.14318 | -0.053069 | 0.037041 | 0.16715 | -0.3036 | -0.17349 | -0.08338 | 0.0067303 | 0.13684
2012-08-17 | 18 | Average Per Ton | 100% Cycling | 4113818Average Per Ton100% Cycling | 0.53056 | 0.57963 | 0.55307 | 85.2889 | -0.15902 | -0.036081 | 0.049068 | 0.13422 | 0.25716 | -0.18558 | -0.062633 | 0.022516 | 0.10766 | 0.23061
2012-08-17 | 18 | Average Per Ton | 50% Cycling | 4113818Average Per Ton50% Cycling | 0.81116 | 0.72465 | 0.7404 | 85.524 | -0.3204 | -0.18222 | -0.086513 | 0.0091932 | 0.14738 | -0.30465 | -0.16647 | -0.070763 | 0.024943 | 0.16313
2012-08-17 | 18 | Average Per Ton | All | 4113818Average Per TonAll | 0.66244 | 0.64779 | 0.64112 | 85.3994 | -0.23487 | -0.10477 | -0.014655 | 0.075456 | 0.20556 | -0.24154 | -0.11144 | -0.021325 | 0.068786 | 0.19889
2012-08-17 | 19 | Aggregate | 100% Cycling | 4113819Aggregate100% Cycling | 33.5435 | 31.0114 | 29.5908 | 81.4728 | -5.2009 | -3.6241 | -2.532 | -1.44 | 0.13679 | -6.6215 | -5.0447 | -3.9527 | -2.8606 | -1.2838
2012-08-17 | 19 | Aggregate | 50% Cycling | 4113819Aggregate50% Cycling | 34.7045 | 30.1255 | 30.7802 | 81.5978 | -7.0771 | -5.6013 | -4.5791 | -3.5569 | -2.081 | -6.4224 | -4.9465 | -3.9243 | -2.9021 | -1.4262
2012-08-17 | 19 | Aggregate | All | 4113819AggregateAll | 68.2983 | 61.1653 | 60.4169 | 81.5315 | -12.3014 | -9.2478 | -7.1329 | -5.018 | -1.9645 | -13.0499 | -9.9963 | -7.8814 | -5.7665 | -2.7129
2012-08-17 | 19 | Average Per Device | 100% Cycling | 4113819Average Per Device100% Cycling | 2.3133 | 2.1387 | 2.0407 | 81.4728 | -0.39248 | -0.26377 | -0.17462 | -0.085473 | 0.043243 | -0.49046 | -0.36174 | -0.27259 | -0.18345 | -0.05473
2012-08-17 | 19 | Average Per Device | 50% Cycling | 4113819Average Per Device50% Cycling | 2.7904 | 2.4222 | 2.4748 | 81.5978 | -0.60212 | -0.4639 | -0.36817 | -0.27245 | -0.13423 | -0.54947 | -0.41126 | -0.31553 | -0.2198 | -0.081584
2012-08-17 | 19 | Average Per Device | All | 4113819Average Per DeviceAll | 2.5375 | 2.2719 | 2.2447 | 81.5315 | -0.49101 | -0.35783 | -0.26559 | -0.17335 | -0.040169 | -0.51819 | -0.38501 | -0.29277 | -0.20053 | -0.067351
2012-08-17 | 19 | Average Per Premise | 100% Cycling | 4113819Average Per Premise100% Cycling | 2.7382 | 2.5315 | 2.4156 | 81.4728 | -0.42456 | -0.29585 | -0.2067 | -0.11755 | 0.011166 | -0.54053 | -0.41181 | -0.32267 | -0.23352 | -0.1048
2012-08-17 | 19 | Average Per Premise | 50% Cycling | 4113819Average Per Premise50% Cycling | 3.2501 | 2.8213 | 2.8826 | 81.5978 | -0.66278 | -0.52456 | -0.42883 | -0.3331 | -0.19489 | -0.60146 | -0.46324 | -0.36751 | -0.27179 | -0.13357
2012-08-17 | 19 | Average Per Premise | All | 4113819Average Per PremiseAll | 2.9788 | 2.6677 | 2.6351 | 81.5315 | -0.53652 | -0.40334 | -0.3111 | -0.21886 | -0.085679 | -0.56917 | -0.43599 | -0.34375 | -0.2515 | -0.11832
2012-08-17 | 19 | Average Per Ton | 100% Cycling | 4113819Average Per Ton100% Cycling | 0.6397 | 0.59142 | 0.56432 | 81.4728 | -0.26615 | -0.13744 | -0.048288 | 0.04086 | 0.16958 | -0.29324 | -0.16453 | -0.075381 | 0.013767 | 0.14248
2012-08-17 | 19 | Average Per Ton | 50% Cycling | 4113819Average Per Ton50% Cycling | 0.8039 | 0.69783 | 0.713 | 81.5978 | -0.34002 | -0.2018 | -0.10607 | -0.010342 | 0.12788 | -0.32485 | -0.18663 | -0.090903 | 0.0048254 | 0.14304
2012-08-17 | 19 | Average Per Ton | All | 4113819Average Per TonAll | 0.71688 | 0.64143 | 0.6342 | 81.5315 | -0.30087 | -0.16769 | -0.075446 | 0.016795 | 0.14998 | -0.3081 | -0.17492 | -0.082676 | 0.0095645 | 0.14275
2012-08-17 | 20 | Aggregate | 100% Cycling | 4113820Aggregate100% Cycling | 31.5656 | 28.0356 | 26.7512 | 78.2846 | -5.9533 | -4.5216 | -3.53 | -2.5384 | -1.1067 | -7.2376 | -5.8059 | -4.8143 | -3.8227 | -2.391
2012-08-17 | 20 | Aggregate | 50% Cycling | 4113820Aggregate50% Cycling | 31.5449 | 27.3641 | 27.9589 | 78.801 | -6.4357 | -5.1035 | -4.1807 | -3.258 | -1.9257 | -5.841 | -4.5087 | -3.586 | -2.6633 | -1.331
2012-08-17 | 20 | Aggregate | All | 4113820AggregateAll | 63.1475 | 55.4266 | 54.7528 | 78.5273 | -12.4005 | -9.6357 | -7.7209 | -5.806 | -3.0412 | -13.0743 | -10.3095 | -8.3947 | -6.4798 | -3.7151
2012-08-17 | 20 | Average Per Device | 100% Cycling | 4113820Average Per Device100% Cycling | 2.1769 | 1.9335 | 1.8449 | 78.2846 | -0.44127 | -0.32439 | -0.24344 | -0.1625 | -0.045622 | -0.52984 | -0.41296 | -0.33201 | -0.25107 | -0.13419
2012-08-17 | 20 | Average Per Device | 50% Cycling | 4113820Average Per Device50% Cycling | 2.5363 | 2.2002 | 2.248 | 78.801 | -0.54733 | -0.42256 | -0.33615 | -0.24973 | -0.12496 | -0.49951 | -0.37474 | -0.28833 | -0.20191 | -0.077145
2012-08-17 | 20 | Average Per Device | All | 4113820Average Per DeviceAll | 2.3458 | 2.0588 | 2.0343 | 78.5273 | -0.49111 | -0.37053 | -0.28701 | -0.2035 | -0.082913 | -0.51558 | -0.395 | -0.31148 | -0.22796 | -0.10738
2012-08-17 | 20 | Average Per Premise | 100% Cycling | 4113820Average Per Premise100% Cycling | 2.5768 | 2.2886 | 2.1838 | 78.2846 | -0.48598 | -0.36911 | -0.28816 | -0.20722 | -0.090341 | -0.59083 | -0.47395 | -0.393 | -0.31206 | -0.19518
2012-08-17 | 20 | Average Per Premise | 50% Cycling | 4113820Average Per Premise50% Cycling | 2.9542 | 2.5627 | 2.6184 | 78.801 | -0.60271 | -0.47794 | -0.39153 | -0.30511 | -0.18035 | -0.54701 | -0.42224 | -0.33583 | -0.24942 | -0.12465
2012-08-17 | 20 | Average Per Premise | All | 4113820Average Per PremiseAll | 2.7542 | 2.4174 | 2.388 | 78.5273 | -0.54085 | -0.42026 | -0.33674 | -0.25323 | -0.13264 | -0.57023 | -0.44965 | -0.36613 | -0.28262 | -0.16203
2012-08-17 | 20 | Average Per Ton | 100% Cycling | 4113820Average Per Ton100% Cycling | 0.60198 | 0.53466 | 0.51017 | 78.2846 | -0.26514 | -0.14827 | -0.06732 | 0.013627 | 0.1305 | -0.28963 | -0.17276 | -0.091813 | -0.010866 | 0.10601
2012-08-17 | 20 | Average Per Ton | 50% Cycling | 4113820Average Per Ton50% Cycling | 0.73071 | 0.63386 | 0.64764 | 78.801 | -0.30802 | -0.18326 | -0.096843 | -0.010429 | 0.11434 | -0.29425 | -0.16948 | -0.083066 | 0.0033476 | 0.12812
2012-08-17 | 20 | Average Per Ton | All | 4113820Average Per TonAll | 0.66248 | 0.58129 | 0.57478 | 78.5273 | -0.2853 | -0.16471 | -0.081196 | 0.0023206 | 0.12291 | -0.2918 | -0.17122 | -0.087702 | -0.0041855 | 0.1164
2012-08-17 | 21 | Aggregate | 100% Cycling | 4113821Aggregate100% Cycling | 29.2099 | 27.4246 | 26.1683 | 77.3191 | -4.0683 | -2.7195 | -1.7854 | -0.8512 | 0.49757 | -5.3246 | -3.9758 | -3.0417 | -2.1075 | -0.75875
2012-08-17 | 21 | Aggregate | 50% Cycling | 4113821Aggregate50% Cycling | 28.2888 | 24.562 | 25.0958 | 77.8065 | -5.7953 | -4.5732 | -3.7268 | -2.8804 | -1.6583 | -5.2615 | -4.0394 | -3.193 | -2.3466 | -1.1245
2012-08-17 | 21 | Aggregate | All | 4113821AggregateAll | 57.5247 | 51.9926 | 51.2851 | 77.5482 | -9.8843 | -7.313 | -5.5321 | -3.7513 | -1.18 | -10.5918 | -8.0205 | -6.2396 | -4.4588 | -1.8875
2012-08-17 | 21 | Average Per Device | 100% Cycling | 4113821Average Per Device100% Cycling | 2.0144 | 1.8913 | 1.8047 | 77.3191 | -0.30949 | -0.19938 | -0.12313 | -0.046868 | 0.063236 | -0.39613 | -0.28602 | -0.20977 | -0.13351 | -0.023405
2012-08-17 | 21 | Average Per Device | 50% Cycling | 4113821Average Per Device50% Cycling | 2.2745 | 1.9749 | 2.0178 | 77.8065 | -0.49336 | -0.37892 | -0.29965 | -0.22038 | -0.10594 | -0.45044 | -0.33599 | -0.25673 | -0.17746 | -0.063013
2012-08-17 | 21 | Average Per Device | All | 4113821Average Per DeviceAll | 2.1367 | 1.9306 | 1.9048 | 77.5482 | -0.39591 | -0.28376 | -0.20609 | -0.12842 | -0.016275 | -0.42166 | -0.30951 | -0.23184 | -0.15417 | -0.042021
2012-08-17 | 21 | Average Per Premise | 100% Cycling | 4113821Average Per Premise100% Cycling | 2.3845 | 2.2387 | 2.1362 | 77.3191 | -0.33211 | -0.222 | -0.14574 | -0.069486 | 0.040618 | -0.43466 | -0.32456 | -0.2483 | -0.17204 | -0.061939
2012-08-17 | 21 | Average Per Premise | 50% Cycling | 4113821Average Per Premise50% Cycling | 2.6493 | 2.3002 | 2.3502 | 77.8065 | -0.54273 | -0.42829 | -0.34902 | -0.26975 | -0.1553 | -0.49274 | -0.37829 | -0.29902 | -0.21976 | -0.10531
2012-08-17 | 21 | Average Per Premise | All | 4113821Average Per PremiseAll | 2.5089 | 2.2676 | 2.2368 | 77.5482 | -0.4311 | -0.31895 | -0.24128 | -0.16361 | -0.051466 | -0.46196 | -0.34981 | -0.27214 | -0.19447 | -0.082323
2012-08-17 | 21 | Average Per Ton | 100% Cycling | 4113821Average Per Ton100% Cycling | 0.55706 | 0.52301 | 0.49905 | 77.3191 | -0.22041 | -0.11031 | -0.034048 | 0.042209 | 0.15231 | -0.24437 | -0.13427 | -0.058007 | 0.01825 | 0.12835
2012-08-17 | 21 | Average Per Ton | 50% Cycling | 4113821Average Per Ton50% Cycling | 0.65528 | 0.56896 | 0.58132 | 77.8065 | -0.28004 | -0.16559 | -0.086329 | -0.0070622 | 0.10739 | -0.26768 | -0.15323 | -0.073963 | 0.0053039 | 0.11975
2012-08-17 | 21 | Average Per Ton | All | 4113821Average Per TonAll | 0.60323 | 0.54461 | 0.53772 | 77.5482 | -0.24844 | -0.13629 | -0.05862 | 0.019052 | 0.1312 | -0.25532 | -0.14318 | -0.065506 | 0.012165 | 0.12431
2012-08-17 | 22 | Aggregate | 100% Cycling | 4113822Aggregate100% Cycling | 25.5787 | 25.7007 | 24.5234 | 76.5647 | -1.9232 | -0.71485 | 0.12204 | 0.95893 | 2.1673 | -3.1005 | -1.8922 | -1.0553 | -0.21842 | 0.98992
2012-08-17 | 22 | Aggregate | 50% Cycling | 4113822Aggregate50% Cycling | 24.6483 | 21.9242 | 22.4007 | 77.1251 | -4.598 | -3.4909 | -2.7241 | -1.9572 | -0.85006 | -4.1215 | -3.0144 | -2.2475 | -1.4807 | -0.37355
2012-08-17 | 22 | Aggregate | All | 4113822AggregateAll | 50.2486 | 47.6206 | 46.9335 | 76.8281 | -6.5481 | -4.2321 | -2.628 | -1.024 | 1.292 | -7.2351 | -4.9191 | -3.3151 | -1.711 | 0.60501
2012-08-17 | 22 | Average Per Device | 100% Cycling | 4113822Average Per Device100% Cycling | 1.764 | 1.7724 | 1.6912 | 76.5647 | -0.15854 | -0.059901 | 0.0084163 | 0.076734 | 0.17537 | -0.23974 | -0.1411 | -0.072779 | -0.0044611 | 0.094179
2012-08-17 | 22 | Average Per Device | 50% Cycling | 4113822Average Per Device50% Cycling | 1.9818 | 1.7628 | 1.8011 | 77.1251 | -0.39452 | -0.29084 | -0.21902 | -0.14721 | -0.043523 | -0.35621 | -0.25252 | -0.18071 | -0.1089 | -0.0052098
2012-08-17 | 22 | Average Per Device | All | 4113822Average Per DeviceAll | 1.8664 | 1.7679 | 1.7429 | 76.8281 | -0.26945 | -0.16844 | -0.09848 | -0.02852 | 0.072492 | -0.29448 | -0.19347 | -0.12351 | -0.053546 | 0.047466
2012-08-17 | 22 | Average Per Premise | 100% Cycling | 4113822Average Per Premise100% Cycling | 2.0881 | 2.098 | 2.0019 | 76.5647 | -0.157 | -0.058355 | 0.0099623 | 0.07828 | 0.17692 | -0.25311 | -0.15447 | -0.086148 | -0.01783 | 0.08081
2012-08-17 | 22 | Average Per Premise | 50% Cycling | 4113822Average Per Premise50% Cycling | 2.3083 | 2.0532 | 2.0978 | 77.1251 | -0.43061 | -0.32692 | -0.25511 | -0.1833 | -0.079609 | -0.38598 | -0.2823 | -0.21048 | -0.13867 | -0.034983
2012-08-17 | 22 | Average Per Premise | All | 4113822Average Per PremiseAll | 2.1916 | 2.077 | 2.047 | 76.8281 | -0.28559 | -0.18458 | -0.11462 | -0.04466 | 0.056351 | -0.31556 | -0.21455 | -0.14459 | -0.074625 | 0.026387
2012-08-17 | 22 | Average Per Ton | 100% Cycling | 4113822Average Per Ton100% Cycling | 0.48781 | 0.49014 | 0.46768 | 76.5647 | -0.16463 | -0.06599 | 0.0023274 | 0.070645 | 0.16929 | -0.18708 | -0.088443 | -0.020126 | 0.048192 | 0.14683
2012-08-17 | 22 | Average Per Ton | 50% Cycling | 4113822Average Per Ton50% Cycling | 0.57095 | 0.50785 | 0.51889 | 77.1251 | -0.2386 | -0.13491 | -0.0631 | 0.0087131 | 0.1124 | -0.22756 | -0.12388 | -0.052062 | 0.019751 | 0.12344
2012-08-17 | 22 | Average Per Ton | All | 4113822Average Per TonAll | 0.52689 | 0.49846 | 0.49175 | 76.8281 | -0.1994 | -0.098384 | -0.028424 | 0.041537 | 0.14255 | -0.20611 | -0.1051 | -0.035136 | 0.034825 | 0.13584
2012-08-17 | 23 | Aggregate | 100% Cycling | 4113823Aggregate100% Cycling | 21.3763 | 21.7111 | 20.7165 | 74.9992 | -1.5267 | -0.42698 | 0.33471 | 1899-12-31 02:19 | 2.1962 | -2.5213 | -1.4216 | -0.65987 | 0.10182 | 1.2016
2012-08-17 | 23 | Aggregate | 50% Cycling | 4113823Aggregate50% Cycling | 21.1922 | 19.1416 | 19.5577 | 75.5742 | -3.7978 | -2.7655 | -2.0505 | -1.3356 | -0.30331 | -3.3817 | -2.3495 | -1.6345 | -0.91955 | 0.11273
2012-08-17 | 23 | Aggregate | All | 4113823AggregateAll | 42.592 | 40.8547 | 40.2879 | 75.2694 | -5.3472 | -3.2145 | -1.7374 | -0.26025 | 1.8725 | -5.9139 | -3.7812 | -2.3041 | -0.827 | 1.3057
2012-08-17 | 23 | Average Per Device | 100% Cycling | 4113823Average Per Device100% Cycling | 1.4742 | 1.4973 | 1.4287 | 74.9992 | -0.12887 | -0.039096 | 0.023083 | 0.085262 | 0.17504 | -0.19746 | -0.10769 | -0.045508 | 0.016671 | 0.10645
2012-08-17 | 23 | Average Per Device | 50% Cycling | 4113823Average Per Device50% Cycling | 1.7039 | 1.5391 | 1.5725 | 75.5742 | -0.3285 | -0.23183 | -0.16487 | -0.097915 | -0.0012414 | -0.29505 | -0.19838 | -0.13142 | -0.064464 | 0.032209
2012-08-17 | 23 | Average Per Device | All | 4113823Average Per DeviceAll | 1.5822 | 1.5169 | 1.4963 | 75.2694 | -0.2227 | -0.12968 | -0.065255 | -0.0008311 | 0.092187 | -0.24333 | -0.15031 | -0.085886 | -0.021462 | 0.071556
2012-08-17 | 23 | Average Per Premise | 100% Cycling | 4113823Average Per Premise100% Cycling | 1.745 | 1.7723 | 1.6911 | 74.9992 | -0.12463 | -0.034856 | 0.027323 | 0.089502 | 0.17928 | -0.20582 | -0.11605 | -0.053867 | 0.0083119 | 0.098088
2012-08-17 | 23 | Average Per Premise | 50% Cycling | 4113823Average Per Premise50% Cycling | 1.9847 | 1.7926 | 1.8316 | 75.5742 | -0.35566 | -0.25899 | -0.19203 | -0.12508 | -0.028405 | -0.3167 | -0.22003 | -0.15307 | -0.086116 | 0.010557
2012-08-17 | 23 | Average Per Premise | All | 4113823Average Per PremiseAll | 1.8576 | 1.7819 | 1.7571 | 75.2694 | -0.23322 | -0.1402 | -0.075774 | -0.01135 | 0.081668 | -0.25794 | -0.16492 | -0.10049 | -0.036069 | 0.056949
2012-08-17 | 23 | Average Per Ton | 100% Cycling | 4113823Average Per Ton100% Cycling | 0.40767 | 0.41405 | 0.39508 | 74.9992 | -0.14557 | -0.055796 | 0.0063832 | 0.068562 | 0.15834 | -0.16454 | -0.074763 | -0.012584 | 0.049595 | 0.13937
2012-08-17 | 23 | Average Per Ton | 50% Cycling | 4113823Average Per Ton50% Cycling | 0.4909 | 0.4434 | 0.45304 | 75.5742 | -0.21113 | -0.11445 | -0.047499 | 0.019457 | 0.11613 | -0.20149 | -0.10482 | -0.037862 | 0.029094 | 0.12577
2012-08-17 | 23 | Average Per Ton | All | 4113823Average Per TonAll | 0.44678 | 0.42784 | 0.42232 | 75.2694 | -0.17638 | -0.083365 | -0.018941 | 0.045483 | 0.1385 | -0.18191 | -0.088889 | -0.024465 | 0.039959 | 0.13298
2012-08-17 | 24 | Aggregate | 100% Cycling | 4113824Aggregate100% Cycling | 17.3183 | 16.6271 | 15.8654 | 74.0546 | -2.2084 | -1.3121 | -0.69129 | -0.070503 | 0.82581 | -2.9701 | -2.0738 | -1.453 | -0.83219 | 0.064131
2012-08-17 | 24 | Aggregate | 50% Cycling | 4113824Aggregate50% Cycling | 17.203 | 16.4533 | 16.8109 | 74.4919 | -2.2547 | -1.3655 | -0.74969 | -0.13384 | 0.75534 | -1.8971 | -1.0079 | -0.39208 | 0.22376 | 1.1129
2012-08-17 | 24 | Aggregate | All | 4113824AggregateAll | 34.5407 | 33.0984 | 32.7037 | 74.2602 | -4.4661 | -2.6796 | -1.4423 | -0.20501 | 1.5815 | -4.8608 | -3.0743 | -1.837 | -0.5997 | 1.1868
2012-08-17 | 24 | Average Per Device | 100% Cycling | 4113824Average Per Device100% Cycling | 1.1943 | 1.1467 | 1.0941 | 74.0546 | -0.17152 | -0.098351 | -0.047674 | 0.0030021 | 0.076171 | -0.22405 | -0.15088 | -0.1002 | -0.049527 | 0.023642
2012-08-17 | 24 | Average Per Device | 50% Cycling | 4113824Average Per Device50% Cycling | 1.3832 | 1.3229 | 1.3517 | 74.4919 | -0.20122 | -0.11795 | -0.060277 | -0.0026034 | 0.080669 | -0.17247 | -0.089199 | -0.031524 | 0.026149 | 0.10942
2012-08-17 | 24 | Average Per Device | All | 4113824Average Per DeviceAll | 1.2831 | 1.2295 | 1.2152 | 74.2602 | -0.18548 | -0.10756 | -0.053598 | 0.0003675 | 0.078285 | -0.19981 | -0.12189 | -0.067924 | -0.013959 | 0.063958
2012-08-17 | 24 | Average Per Premise | 100% Cycling | 4113824Average Per Premise100% Cycling | 1.4137 | 1.3573 | 1.2951 | 74.0546 | -0.18028 | -0.10711 | -0.056432 | -0.0057553 | 0.067413 | -0.24246 | -0.16929 | -0.11861 | -0.067934 | 0.0052352
2012-08-17 | 24 | Average Per Premise | 50% Cycling | 4113824Average Per Premise50% Cycling | 1.6111 | 1.5409 | 1.5744 | 74.4919 | -0.21115 | -0.12788 | -0.070208 | -0.012535 | 0.070737 | -0.17766 | -0.094392 | -0.036719 | 0.020955 | 0.10423
2012-08-17 | 24 | Average Per Premise | All | 4113824Average Per PremiseAll | 1.5065 | 1.4436 | 1.4264 | 74.2602 | -0.19479 | -0.11687 | -0.062907 | -0.0089415 | 0.068976 | -0.212 | -0.13409 | -0.080121 | -0.026156 | 0.051762
2012-08-17 | 24 | Average Per Ton | 100% Cycling | 4113824Average Per Ton100% Cycling | 0.33028 | 0.31709 | 0.30257 | 74.0546 | -0.13703 | -0.06386 | -0.013184 | 0.037493 | 0.11066 | -0.15155 | -0.078386 | -0.02771 | 0.022967 | 0.096136
2012-08-17 | 24 | Average Per Ton | 50% Cycling | 4113824Average Per Ton50% Cycling | 0.39849 | 0.38113 | 0.38941 | 74.4919 | -0.15831 | -0.07504 | -0.017366 | 0.040308 | 0.12358 | -0.15003 | -0.066756 | -0.0090822 | 0.048592 | 0.13186
2012-08-17 | 24 | Average Per Ton | All | 4113824Average Per TonAll | 0.36234 | 0.34719 | 0.34338 | 74.2602 | -0.14703 | -0.069114 | -0.015149 | 0.038816 | 0.11673 | -0.15084 | -0.07292 | -0.018955 | 0.035011 | 0.11293
2012-08-08 | 1 | Aggregate | 100% Cycling | 411291Aggregate100% Cycling | 10.4712 | 10.8207 | 11.0408 | 69.5763 | -0.66611 | -0.066105 | 0.34945 | 0.76501 | 1.365 | -0.44605 | 0.15395 | 0.56951 | 0.98507 | 1.5851
2012-08-08 | 1 | Aggregate | 50% Cycling | 411291Aggregate50% Cycling | 9.7883 | 10.5765 | 9.978 | 69.7057 | -0.21642 | 0.37715 | 0.78825 | 1899-12-31 04:47 | 1.7929 | -0.81491 | -0.22134 | 0.18976 | 0.60086 | 1.1944
2012-08-08 | 1 | Aggregate | All | 411291AggregateAll | 20.2656 | 21.4077 | 21.022 | 69.6371 | -0.87917 | 0.31504 | 1899-12-31 03:25 | 1899-12-31 23:16 | 3.1635 | -1.2649 | -0.070657 | 0.75645 | 1.5836 | 2.7778
2012-08-08 | 1 | Average Per Device | 100% Cycling | 411291Average Per Device100% Cycling | 0.72214 | 0.74624 | 0.76142 | 69.5763 | -0.058803 | -0.0098234 | 0.0241 | 0.058023 | 0.107 | -0.043627 | 0.0053529 | 0.039276 | 0.073199 | 0.12218
2012-08-08 | 1 | Average Per Device | 50% Cycling | 411291Average Per Device50% Cycling | 0.78701 | 0.85039 | 0.80227 | 69.7057 | -0.030709 | 0.024878 | 0.063378 | 0.10188 | 0.15747 | -0.07883 | -0.023243 | 0.015257 | 0.053757 | 0.10934
2012-08-08 | 1 | Average Per Device | All | 411291Average Per DeviceAll | 0.75263 | 0.79519 | 0.78062 | 69.6371 | -0.045599 | 0.0064864 | 0.042561 | 0.078635 | 0.13072 | -0.060172 | -0.008087 | 0.027987 | 0.064061 | 0.11615
2012-08-08 | 1 | Average Per Premise | 100% Cycling | 411291Average Per Premise100% Cycling | 0.8548 | 0.88332 | 0.90129 | 69.5763 | -0.054376 | -0.0053963 | 0.028527 | 0.06245 | 0.11143 | -0.036412 | 0.012568 | 0.046491 | 0.080414 | 0.12939
2012-08-08 | 1 | Average Per Premise | 50% Cycling | 411291Average Per Premise50% Cycling | 0.91668 | 0.9905 | 0.93445 | 69.7057 | -0.020267 | 0.03532 | 0.07382 | 0.11232 | 0.16791 | -0.076316 | -0.020729 | 0.017771 | 0.056271 | 0.11186
2012-08-08 | 1 | Average Per Premise | All | 411291Average Per PremiseAll | 0.88388 | 0.93369 | 0.91687 | 69.6371 | -0.038345 | 0.01374 | 0.049815 | 0.085889 | 0.13797 | -0.055167 | -0.0030817 | 0.032993 | 0.069067 | 0.12115
2012-08-08 | 1 | Average Per Ton | 100% Cycling | 411291Average Per Ton100% Cycling | 0.1997 | 0.20636 | 0.21056 | 69.5763 | -0.076238 | -0.027259 | 0.0066644 | 0.040587 | 0.089567 | -0.072042 | -0.023062 | 0.010861 | 0.044784 | 0.093764
2012-08-08 | 1 | Average Per Ton | 50% Cycling | 411291Average Per Ton50% Cycling | 0.22674 | 0.245 | 0.23113 | 69.7057 | -0.075828 | -0.020241 | 0.018259 | 0.056759 | 0.11235 | -0.089692 | -0.034104 | 0.0043956 | 0.042895 | 0.098483
2012-08-08 | 1 | Average Per Ton | All | 411291Average Per TonAll | 0.2124 | 0.22452 | 0.22023 | 69.6371 | -0.076046 | -0.02396 | 0.012114 | 0.048188 | 0.10027 | -0.080337 | -0.028252 | 0.0078223 | 0.043896 | 0.095982
2012-08-08 | 2 | Aggregate | 100% Cycling | 411292Aggregate100% Cycling | 8.9721 | 9.4333 | 9.6251 | 68.7649 | -0.43427 | 0.094783 | 0.46121 | 0.82763 | 1.3567 | -0.24243 | 0.28663 | 0.65305 | 1.0195 | 1.5485
2012-08-08 | 2 | Aggregate | 50% Cycling | 411292Aggregate50% Cycling | 8.4708 | 8.7928 | 8.2952 | 68.9896 | -0.55423 | -0.036565 | 0.32197 | 0.6805 | 1.1982 | -1.0518 | -0.53412 | -0.17559 | 0.18295 | 0.70061
2012-08-08 | 2 | Aggregate | All | 411292AggregateAll | 17.4488 | 18.2313 | 17.9195 | 68.8705 | -0.99012 | 0.057123 | 0.78244 | 1899-12-31 12:11 | 2.555 | -1.3019 | -0.2547 | 0.47062 | 1.1959 | 2.2432
2012-08-08 | 2 | Average Per Device | 100% Cycling | 411292Average Per Device100% Cycling | 0.61875 | 0.65056 | 0.66379 | 68.7649 | -0.041293 | 0.0018947 | 0.031807 | 0.061719 | 0.10491 | -0.028063 | 0.015125 | 0.045037 | 0.074949 | 0.11814
2012-08-08 | 2 | Average Per Device | 50% Cycling | 411292Average Per Device50% Cycling | 0.68108 | 0.70697 | 0.66696 | 68.9896 | -0.056169 | -0.0076894 | 0.025887 | 0.059464 | 0.10794 | -0.096174 | -0.047695 | -0.014118 | 0.019459 | 0.067939
2012-08-08 | 2 | Average Per Device | All | 411292Average Per DeviceAll | 0.64805 | 0.67707 | 0.66528 | 68.8705 | -0.048285 | -0.0026098 | 0.029025 | 0.060659 | 0.10633 | -0.060075 | -0.0144 | 0.017234 | 0.048869 | 0.094544
2012-08-08 | 2 | Average Per Premise | 100% Cycling | 411292Average Per Premise100% Cycling | 0.73241 | 0.77006 | 0.78573 | 68.7649 | -0.035451 | 0.0077374 | 0.037649 | 0.067561 | 0.11075 | -0.01979 | 0.023398 | 0.05331 | 0.083222 | 0.12641
2012-08-08 | 2 | Average Per Premise | 50% Cycling | 411292Average Per Premise50% Cycling | 0.79329 | 0.82345 | 0.77685 | 68.9896 | -0.051904 | -0.0034243 | 0.030152 | 0.063729 | 0.11221 | -0.0985 | -0.050021 | -0.016444 | 0.017133 | 0.065613
2012-08-08 | 2 | Average Per Premise | All | 411292Average Per PremiseAll | 0.76103 | 0.79515 | 0.78155 | 68.8705 | -0.043184 | 0.0024914 | 0.034126 | 0.06576 | 0.11144 | -0.056784 | -0.011109 | 0.020526 | 0.05216 | 0.097835
2012-08-08 | 2 | Average Per Ton | 100% Cycling | 411292Average Per Ton100% Cycling | 0.17111 | 0.1799 | 0.18356 | 68.7649 | -0.064305 | -0.021116 | 0.0087956 | 0.038708 | 0.081896 | -0.060646 | -0.017458 | 0.012454 | 0.042366 | 0.085554
2012-08-08 | 2 | Average Per Ton | 50% Cycling | 411292Average Per Ton50% Cycling | 0.19622 | 0.20368 | 0.19215 | 68.9896 | -0.074598 | -0.026119 | 0.0074581 | 0.041035 | 0.089514 | -0.086124 | -0.037644 | -0.0040673 | 0.02951 | 0.077989
2012-08-08 | 2 | Average Per Ton | All | 411292Average Per TonAll | 0.18291 | 0.19108 | 0.1876 | 68.8705 | -0.069143 | -0.023467 | 0.008167 | 0.039801 | 0.085477 | -0.072621 | -0.026945 | 0.0046891 | 0.036324 | 0.081999
2012-08-08 | 3 | Aggregate | 100% Cycling | 411293Aggregate100% Cycling | 8.2982 | 8.852 | 9.032 | 68.2859 | -0.31102 | 0.19992 | 0.5538 | 0.90769 | 1.4186 | -0.131 | 0.37995 | 0.73383 | 1.0877 | 1.5987
2012-08-08 | 3 | Aggregate | 50% Cycling | 411293Aggregate50% Cycling | 7.8667 | 8.0817 | 7.6244 | 68.4082 | -0.58603 | -0.11281 | 0.21494 | 0.54269 | 1.0159 | -1.0434 | -0.57013 | -0.24238 | 0.085368 | 0.55859
2012-08-08 | 3 | Aggregate | All | 411293AggregateAll | 16.1708 | 16.937 | 16.6541 | 68.3434 | -0.89995 | 0.084471 | 0.76628 | 1899-12-31 10:45 | 2.4325 | -1.1829 | -0.19847 | 0.48334 | 1.1651 | 2.1496
2012-08-08 | 3 | Average Per Device | 100% Cycling | 411293Average Per Device100% Cycling | 0.57228 | 0.61047 | 0.62289 | 68.2859 | -0.032405 | 0.0093046 | 0.038193 | 0.067081 | 0.10879 | -0.01999 | 0.02172 | 0.050608 | 0.079496 | 0.12121
2012-08-08 | 3 | Average Per Device | 50% Cycling | 411293Average Per Device50% Cycling | 0.63251 | 0.6498 | 0.61303 | 68.4082 | -0.05773 | -0.013412 | 0.017282 | 0.047976 | 0.092293 | -0.0945 | -0.050182 | -0.019488 | 0.011206 | 0.055523
2012-08-08 | 3 | Average Per Device | All | 411293Average Per DeviceAll | 0.60059 | 0.62895 | 0.61825 | 68.3434 | -0.044308 | -0.0013724 | 0.028365 | 0.058101 | 0.10104 | -0.05501 | -0.012074 | 0.017663 | 0.0474 | 0.090335
2012-08-08 | 3 | Average Per Premise | 100% Cycling | 411293Average Per Premise100% Cycling | 0.6774 | 0.72261 | 0.73731 | 68.2859 | -0.02539 | 0.01632 | 0.045209 | 0.074097 | 0.11581 | -0.010694 | 0.031016 | 0.059904 | 0.088792 | 0.1305
2012-08-08 | 3 | Average Per Premise | 50% Cycling | 411293Average Per Premise50% Cycling | 0.73672 | 0.75685 | 0.71403 | 68.4082 | -0.054882 | -0.010565 | 0.020129 | 0.050823 | 0.09514 | -0.09771 | -0.053393 | -0.022699 | 0.0079948 | 0.052312
2012-08-08 | 3 | Average Per Premise | All | 411293Average Per PremiseAll | 0.70528 | 0.7387 | 0.72636 | 68.3434 | -0.039251 | 0.0036842 | 0.033421 | 0.063158 | 0.10609 | -0.051592 | -0.0086563 | 0.021081 | 0.050818 | 0.093753
2012-08-08 | 3 | Average Per Ton | 100% Cycling | 411293Average Per Ton100% Cycling | 0.15825 | 0.16882 | 0.17225 | 68.2859 | -0.060037 | -0.018327 | 0.010562 | 0.03945 | 0.08116 | -0.056604 | -0.014894 | 0.013995 | 0.042883 | 0.084593
2012-08-08 | 3 | Average Per Ton | 50% Cycling | 411293Average Per Ton50% Cycling | 0.18223 | 0.1872 | 0.17661 | 68.4082 | -0.070032 | -0.025715 | 0.0049788 | 0.035673 | 0.07999 | -0.080626 | -0.036309 | -0.0056145 | 0.025079 | 0.069397
2012-08-08 | 3 | Average Per Ton | All | 411293Average Per TonAll | 0.16952 | 0.17746 | 0.1743 | 68.3434 | -0.064735 | -0.021799 | 0.0079376 | 0.037675 | 0.08061 | -0.067894 | -0.024959 | 0.0047784 | 0.034515 | 0.077451
2012-08-08 | 4 | Aggregate | 100% Cycling | 411294Aggregate100% Cycling | 7.7652 | 8.4276 | 8.599 | 67.7199 | -0.12737 | 0.33921 | 0.66236 | 0.98552 | 1.4521 | 0.044023 | 0.5106 | 0.83376 | 1.1569 | 1.6235
2012-08-08 | 4 | Aggregate | 50% Cycling | 411294Aggregate50% Cycling | 7.5385 | 7.7136 | 7.2771 | 67.8229 | -0.54048 | -0.11775 | 0.17504 | 0.46782 | 0.89056 | -0.97697 | -0.55423 | -0.26145 | 0.031335 | 0.45407
2012-08-08 | 4 | Aggregate | All | 411294AggregateAll | 15.3108 | 16.1445 | 15.874 | 67.7683 | -0.6718 | 0.21767 | 0.8337 | 1899-12-31 10:48 | 2.3392 | -0.94228 | -0.052816 | 0.56322 | 1.1793 | 2.0687
2012-08-08 | 4 | Average Per Device | 100% Cycling | 411294Average Per Device100% Cycling | 0.53552 | 0.5812 | 0.59302 | 67.7199 | -0.018788 | 0.0193 | 0.045679 | 0.072059 | 0.11015 | -0.0069686 | 0.03112 | 0.057499 | 0.083879 | 0.12197
2012-08-08 | 4 | Average Per Device | 50% Cycling | 411294Average Per Device50% Cycling | 0.60612 | 0.6202 | 0.5851 | 67.8229 | -0.052935 | -0.013346 | 0.014074 | 0.041493 | 0.081082 | -0.08803 | -0.048441 | -0.021021 | 0.006398 | 0.045987
2012-08-08 | 4 | Average Per Device | All | 411294Average Per DeviceAll | 0.5687 | 0.59953 | 0.5893 | 67.7683 | -0.034837 | 0.0039564 | 0.030825 | 0.057693 | 0.096487 | -0.045068 | -0.0062738 | 0.020595 | 0.047463 | 0.086257
2012-08-08 | 4 | Average Per Premise | 100% Cycling | 411294Average Per Premise100% Cycling | 0.63389 | 0.68796 | 0.70196 | 67.7199 | -0.010397 | 0.027691 | 0.054071 | 0.08045 | 0.11854 | 0.0035937 | 0.041682 | 0.068062 | 0.094441 | 0.13253
2012-08-08 | 4 | Average Per Premise | 50% Cycling | 411294Average Per Premise50% Cycling | 0.70599 | 0.72238 | 0.6815 | 67.8229 | -0.050616 | -0.011027 | 0.016392 | 0.043812 | 0.083401 | -0.091494 | -0.051904 | -0.024485 | 0.0029346 | 0.042524
2012-08-08 | 4 | Average Per Premise | All | 411294Average Per PremiseAll | 0.66778 | 0.70414 | 0.69234 | 67.7683 | -0.0293 | 0.0094935 | 0.036362 | 0.06323 | 0.10202 | -0.041097 | -0.0023036 | 0.024565 | 0.051433 | 0.090227
2012-08-08 | 4 | Average Per Ton | 100% Cycling | 411294Average Per Ton100% Cycling | 0.14809 | 0.16072 | 0.16399 | 67.7199 | -0.051836 | -0.013748 | 0.012632 | 0.039012 | 0.0771 | -0.048567 | -0.010479 | 0.0159 | 0.04228 | 0.080368
2012-08-08 | 4 | Average Per Ton | 50% Cycling | 411294Average Per Ton50% Cycling | 0.17462 | 0.17868 | 0.16857 | 67.8229 | -0.062954 | -0.023365 | 0.0040546 | 0.031474 | 0.071063 | -0.073065 | -0.033476 | -0.0060562 | 0.021363 | 0.060952
2012-08-08 | 4 | Average Per Ton | All | 411294Average Per TonAll | 0.16056 | 0.16916 | 0.16614 | 67.7683 | -0.057062 | -0.018268 | 0.0086006 | 0.035469 | 0.074263 | -0.060081 | -0.021288 | 0.0055808 | 0.032449 | 0.071243
2012-08-08 | 5 | Aggregate | 100% Cycling | 411295Aggregate100% Cycling | 7.4473 | 8.0636 | 8.2276 | 67.0889 | -0.081224 | 0.33086 | 0.61627 | 0.90168 | 1.3138 | 0.082764 | 0.49485 | 0.78026 | 1.0657 | 1.4778
2012-08-08 | 5 | Aggregate | 50% Cycling | 411295Aggregate50% Cycling | 7.1937 | 7.0944 | 6.6929 | 67.1086 | -0.73654 | -0.36008 | -0.099338 | 0.1614 | 0.53786 | -1.138 | -0.76153 | -0.50079 | -0.24005 | 0.13641
2012-08-08 | 5 | Aggregate | All | 411295AggregateAll | 14.6475 | 15.1586 | 14.9161 | 67.0982 | -0.82388 | -0.035173 | 0.51108 | 1899-12-31 01:23 | 1.8461 | -1.0663 | -0.27764 | 0.26862 | 0.81488 | 1.6036
2012-08-08 | 5 | Average Per Device | 100% Cycling | 411295Average Per Device100% Cycling | 0.5136 | 0.5561 | 0.56741 | 67.0889 | -0.014438 | 0.019202 | 0.042501 | 0.0658 | 0.09944 | -0.0031284 | 0.030511 | 0.05381 | 0.077109 | 0.11075
2012-08-08 | 5 | Average Per Device | 50% Cycling | 411295Average Per Device50% Cycling | 0.5784 | 0.57041 | 0.53814 | 67.1086 | -0.067661 | -0.032405 | -0.0079872 | 0.016431 | 0.051687 | -0.099939 | -0.064683 | -0.040265 | -0.015847 | 0.019409
2012-08-08 | 5 | Average Per Device | All | 411295Average Per DeviceAll | 0.54406 | 0.56283 | 0.55365 | 67.0982 | -0.039453 | -0.0050534 | 0.018771 | 0.042596 | 0.076996 | -0.048629 | -0.01423 | 0.0095948 | 0.03342 | 0.067819
2012-08-08 | 5 | Average Per Premise | 100% Cycling | 411295Average Per Premise100% Cycling | 0.60794 | 0.65825 | 0.67164 | 67.0889 | -0.0066305 | 0.027009 | 0.050308 | 0.073607 | 0.10725 | 0.0067563 | 0.040396 | 0.063695 | 0.086994 | 0.12063
2012-08-08 | 5 | Average Per Premise | 50% Cycling | 411295Average Per Premise50% Cycling | 0.6737 | 0.66439 | 0.6268 | 67.1086 | -0.068977 | -0.033721 | -0.0093031 | 0.015115 | 0.050371 | -0.10657 | -0.071317 | -0.046899 | -0.022481 | 0.012775
2012-08-08 | 5 | Average Per Premise | All | 411295Average Per PremiseAll | 0.63885 | 0.66114 | 0.65056 | 67.0982 | -0.035934 | -0.0015341 | 0.022291 | 0.046116 | 0.080515 | -0.046509 | -0.012109 | 0.011716 | 0.035541 | 0.06994
2012-08-08 | 5 | Average Per Ton | 100% Cycling | 411295Average Per Ton100% Cycling | 0.14203 | 0.15378 | 0.15691 | 67.0889 | -0.045186 | -0.011546 | 0.011753 | 0.035052 | 0.068692 | -0.042058 | -0.0084185 | 0.01488 | 0.038179 | 0.071819
2012-08-08 | 5 | Average Per Ton | 50% Cycling | 411295Average Per Ton50% Cycling | 0.16664 | 0.16434 | 0.15504 | 67.1086 | -0.061975 | -0.026719 | -0.0023011 | 0.022117 | 0.057373 | -0.071274 | -0.036018 | -0.0116 | 0.012818 | 0.048074
2012-08-08 | 5 | Average Per Ton | All | 411295Average Per TonAll | 0.15359 | 0.15874 | 0.15603 | 67.0982 | -0.053077 | -0.018677 | 0.0051475 | 0.028972 | 0.063372 | -0.05579 | -0.02139 | 0.0024344 | 0.026259 | 0.060659
2012-08-08 | 6 | Aggregate | 100% Cycling | 411296Aggregate100% Cycling | 8.1794 | 8.2421 | 8.4097 | 67.2112 | -0.62479 | -0.21865 | 0.062635 | 0.34392 | 0.75006 | -0.45717 | -0.051036 | 0.23025 | 0.51154 | 0.91768
2012-08-08 | 6 | Aggregate | 50% Cycling | 411296Aggregate50% Cycling | 7.4913 | 7.6633 | 7.2297 | 67.1831 | -0.4651 | -0.088675 | 0.17204 | 0.43275 | 0.80917 | -0.89874 | -0.52232 | -0.26161 | -0.0008985 | 0.37553
2012-08-08 | 6 | Aggregate | All | 411296AggregateAll | 15.6741 | 15.9098 | 15.6385 | 67.198 | -1.0892 | -0.30639 | 0.23575 | 0.77789 | 1.5607 | -1.3605 | -0.57775 | -0.035606 | 0.50654 | 1.2893
2012-08-08 | 6 | Average Per Device | 100% Cycling | 411296Average Per Device100% Cycling | 0.56409 | 0.56841 | 0.57997 | 67.2112 | -0.051797 | -0.018643 | 0.0043196 | 0.027282 | 0.060436 | -0.040237 | -0.0070831 | 0.015879 | 0.038842 | 0.071996
2012-08-08 | 6 | Average Per Device | 50% Cycling | 411296Average Per Device50% Cycling | 0.60233 | 0.61616 | 0.58129 | 67.1831 | -0.045836 | -0.010583 | 0.013832 | 0.038248 | 0.0735 | -0.080702 | -0.04545 | -0.021034 | 0.0033814 | 0.038634
2012-08-08 | 6 | Average Per Device | All | 411296Average Per DeviceAll | 0.58206 | 0.59085 | 0.58059 | 67.198 | -0.048995 | -0.014855 | 0.0087906 | 0.032436 | 0.066576 | -0.059256 | -0.025116 | -0.0014701 | 0.022175 | 0.056315
2012-08-08 | 6 | Average Per Premise | 100% Cycling | 411296Average Per Premise100% Cycling | 0.66771 | 0.67282 | 0.68651 | 67.2112 | -0.051003 | -0.017849 | 0.0051131 | 0.028075 | 0.061229 | -0.03732 | -0.0041662 | 0.018796 | 0.041758 | 0.074913
2012-08-08 | 6 | Average Per Premise | 50% Cycling | 411296Average Per Premise50% Cycling | 0.70156 | 0.71767 | 0.67706 | 67.1831 | -0.043557 | -0.0083045 | 0.016111 | 0.040527 | 0.075779 | -0.084168 | -0.048916 | -0.0245 | -8.41e-05 | 0.035168
2012-08-08 | 6 | Average Per Premise | All | 411296Average Per PremiseAll | 0.68362 | 0.6939 | 0.68207 | 67.198 | -0.047503 | -0.013363 | 0.010282 | 0.033928 | 0.068068 | -0.059339 | -0.025198 | -0.001553 | 0.022093 | 0.056233
2012-08-08 | 6 | Average Per Ton | 100% Cycling | 411296Average Per Ton100% Cycling | 0.15599 | 0.15718 | 0.16038 | 67.2112 | -0.054922 | -0.021768 | 0.0011945 | 0.024157 | 0.057311 | -0.051725 | -0.018571 | 0.0043911 | 0.027353 | 0.060507
2012-08-08 | 6 | Average Per Ton | 50% Cycling | 411296Average Per Ton50% Cycling | 0.17353 | 0.17751 | 0.16747 | 67.1831 | -0.055683 | -0.020431 | 0.003985 | 0.028401 | 0.063653 | -0.065728 | -0.030476 | -0.0060599 | 0.018356 | 0.053608
2012-08-08 | 6 | Average Per Ton | All | 411296Average Per TonAll | 0.16423 | 0.16674 | 0.16371 | 67.198 | -0.05528 | -0.021139 | 0.0025061 | 0.026152 | 0.060292 | -0.058306 | -0.024166 | -0.0005209 | 0.023125 | 0.057265
2012-08-08 | 7 | Aggregate | 100% Cycling | 411297Aggregate100% Cycling | 8.7537 | 9.3909 | 9.5819 | 68.1982 | -0.088535 | 0.34029 | 0.63729 | 0.93429 | 1.3631 | 0.10245 | 0.53127 | 0.82827 | 1.1253 | 1.5541
2012-08-08 | 7 | Aggregate | 50% Cycling | 411297Aggregate50% Cycling | 8.5866 | 8.3056 | 7.8356 | 68.0822 | -0.98131 | -0.56755 | -0.28097 | 0.005606 | 0.41938 | -1.4513 | -1.0375 | -0.75096 | -0.46438 | -0.050613
2012-08-08 | 7 | Aggregate | All | 411297AggregateAll | 17.349 | 17.6976 | 17.4128 | 68.1437 | -1.0782 | -0.2352 | 0.34863 | 0.93246 | 1.7754 | -1.363 | -0.52006 | 0.06377 | 0.6476 | 1.4906
2012-08-08 | 7 | Average Per Device | 100% Cycling | 411297Average Per Device100% Cycling | 0.60369 | 0.64764 | 0.66081 | 68.1982 | -0.015301 | 0.019705 | 0.04395 | 0.068195 | 0.1032 | -0.0021297 | 0.032876 | 0.057121 | 0.081366 | 0.11637
2012-08-08 | 7 | Average Per Device | 50% Cycling | 411297Average Per Device50% Cycling | 0.69039 | 0.6678 | 0.63001 | 68.0822 | -0.088179 | -0.049429 | -0.022591 | 0.004247 | 0.042997 | -0.12597 | -0.087218 | -0.06038 | -0.033542 | 0.005208
2012-08-08 | 7 | Average Per Device | All | 411297Average Per DeviceAll | 0.64444 | 0.65712 | 0.64634 | 68.1437 | -0.049553 | -0.012788 | 0.012676 | 0.038139 | 0.074905 | -0.060333 | -0.023568 | 0.0018957 | 0.027359 | 0.064125
2012-08-08 | 7 | Average Per Premise | 100% Cycling | 411297Average Per Premise100% Cycling | 0.71458 | 0.76661 | 0.7822 | 68.1982 | -0.0072273 | 0.027778 | 0.052023 | 0.076268 | 0.11127 | 0.0083631 | 0.043369 | 0.067614 | 0.091859 | 0.12686
2012-08-08 | 7 | Average Per Premise | 50% Cycling | 411297Average Per Premise50% Cycling | 0.80414 | 0.77782 | 0.73381 | 68.0822 | -0.091901 | -0.053151 | -0.026313 | 0.000525 | 0.039275 | -0.13592 | -0.097166 | -0.070328 | -0.04349 | -0.0047399
2012-08-08 | 7 | Average Per Premise | All | 411297Average Per PremiseAll | 0.75667 | 0.77188 | 0.75946 | 68.1437 | -0.047024 | -0.010258 | 0.015205 | 0.040669 | 0.077434 | -0.059448 | -0.022682 | 0.0027813 | 0.028245 | 0.06501
2012-08-08 | 7 | Average Per Ton | 100% Cycling | 411297Average Per Ton100% Cycling | 0.16694 | 0.17909 | 0.18274 | 68.1982 | -0.047097 | -0.012091 | 0.012154 | 0.036399 | 0.071404 | -0.043455 | -0.0084491 | 0.015796 | 0.040041 | 0.075046
2012-08-08 | 7 | Average Per Ton | 50% Cycling | 411297Average Per Ton50% Cycling | 0.1989 | 0.19239 | 0.1815 | 68.0822 | -0.072096 | -0.033346 | -0.0065084 | 0.02033 | 0.059079 | -0.082983 | -0.044233 | -0.017395 | 0.0094427 | 0.048192
2012-08-08 | 7 | Average Per Ton | All | 411297Average Per TonAll | 0.18196 | 0.18534 | 0.18216 | 68.1437 | -0.058847 | -0.022081 | 0.0033825 | 0.028846 | 0.065612 | -0.062033 | -0.025268 | 0.000196 | 0.02566 | 0.062425
2012-08-08 | 8 | Aggregate | 100% Cycling | 411298Aggregate100% Cycling | 9.2599 | 10.3301 | 10.5402 | 72.7669 | 0.22302 | 0.72356 | 1899-12-31 01:41 | 1899-12-31 10:00 | 1.9174 | 0.4331 | 0.93364 | 1.2803 | 1.627 | 2.1275
2012-08-08 | 8 | Aggregate | 50% Cycling | 411298Aggregate50% Cycling | 9.109 | 9.4339 | 8.9001 | 72.6739 | -0.51336 | -0.018122 | 0.32488 | 0.66788 | 1.1631 | -1.0472 | -0.55196 | -0.20896 | 0.13404 | 0.62928
2012-08-08 | 8 | Aggregate | All | 411298AggregateAll | 18.3784 | 19.7679 | 19.4376 | 72.7232 | -0.29684 | 0.69947 | 1899-12-31 09:21 | 1900-01-01 01:55 | 3.0759 | -0.62719 | 0.36912 | 1.0592 | 1.7492 | 2.7455
2012-08-08 | 8 | Average Per Device | 100% Cycling | 411298Average Per Device100% Cycling | 0.6386 | 0.71241 | 0.7269 | 72.7669 | 0.0046479 | 0.045508 | 0.073807 | 0.10211 | 0.14297 | 0.019136 | 0.059996 | 0.088295 | 0.11659 | 0.15745
2012-08-08 | 8 | Average Per Device | 50% Cycling | 411298Average Per Device50% Cycling | 0.7324 | 0.75852 | 0.7156 | 72.6739 | -0.05238 | -0.0060008 | 0.026121 | 0.058243 | 0.10462 | -0.095302 | -0.048923 | -0.016801 | 0.015321 | 0.0617
2012-08-08 | 8 | Average Per Device | All | 411298Average Per DeviceAll | 0.68269 | 0.73408 | 0.72159 | 72.7232 | -0.022155 | 0.021299 | 0.051395 | 0.081491 | 0.12494 | -0.03465 | 0.008804 | 0.0389 | 0.068996 | 0.11245
2012-08-08 | 8 | Average Per Premise | 100% Cycling | 411298Average Per Premise100% Cycling | 0.75591 | 0.84327 | 0.86042 | 72.7669 | 0.018206 | 0.059066 | 0.087365 | 0.11566 | 0.15652 | 0.035355 | 0.076215 | 0.10451 | 0.13281 | 0.17367
2012-08-08 | 8 | Average Per Premise | 50% Cycling | 411298Average Per Premise50% Cycling | 0.85306 | 0.88349 | 0.8335 | 72.6739 | -0.048076 | -0.0016971 | 0.030425 | 0.062547 | 0.10893 | -0.09807 | -0.051691 | -0.019569 | 0.012553 | 0.058932
2012-08-08 | 8 | Average Per Premise | All | 411298Average Per PremiseAll | 0.80157 | 0.86217 | 0.84777 | 72.7232 | -0.012947 | 0.030507 | 0.060603 | 0.090699 | 0.13415 | -0.027355 | 0.016099 | 0.046195 | 0.076291 | 0.11975
2012-08-08 | 8 | Average Per Ton | 100% Cycling | 411298Average Per Ton100% Cycling | 0.17659 | 0.197 | 0.20101 | 72.7669 | -0.048749 | -0.0078893 | 0.02041 | 0.04871 | 0.089569 | -0.044743 | -0.0038829 | 0.024417 | 0.052716 | 0.093576
2012-08-08 | 8 | Average Per Ton | 50% Cycling | 411298Average Per Ton50% Cycling | 0.211 | 0.21853 | 0.20616 | 72.6739 | -0.070976 | -0.024597 | 0.0075255 | 0.039648 | 0.086027 | -0.083341 | -0.036962 | -0.0048403 | 0.027282 | 0.073661
2012-08-08 | 8 | Average Per Ton | All | 411298Average Per TonAll | 0.19277 | 0.20712 | 0.20343 | 72.7232 | -0.059196 | -0.015742 | 0.014354 | 0.04445 | 0.087904 | -0.062884 | -0.01943 | 0.010666 | 0.040762 | 0.084216
2012-08-08 | 9 | Aggregate | 100% Cycling | 411299Aggregate100% Cycling | 10.0869 | 10.5752 | 10.7903 | 77.9868 | -0.55342 | 0.062048 | 0.48832 | 0.9146 | 1.5301 | -0.33836 | 0.27711 | 0.70339 | 1.1297 | 1.7451
2012-08-08 | 9 | Aggregate | 50% Cycling | 411299Aggregate50% Cycling | 10.2529 | 10.3026 | 9.7196 | 78.1674 | -0.9868 | -0.37443 | 0.049691 | 0.47381 | 1.0862 | -1.5698 | -0.95742 | -0.5333 | -0.10918 | 0.50319
2012-08-08 | 9 | Aggregate | All | 411299AggregateAll | 20.3532 | 20.8878 | 20.5128 | 78.0717 | -1.5449 | -0.31632 | 0.53456 | 1899-12-31 09:15 | 2.614 | -1.9199 | -0.69133 | 0.15955 | 1.0104 | 2.239
2012-08-08 | 9 | Average Per Device | 100% Cycling | 411299Average Per Device100% Cycling | 0.69564 | 0.72931 | 0.74415 | 77.9868 | -0.051364 | -0.0011211 | 0.033677 | 0.068475 | 0.11872 | -0.036532 | 0.013711 | 0.048509 | 0.083307 | 0.13355
2012-08-08 | 9 | Average Per Device | 50% Cycling | 411299Average Per Device50% Cycling | 0.82437 | 0.82836 | 0.78149 | 78.1674 | -0.093073 | -0.035724 | 0.0039954 | 0.043715 | 0.10106 | -0.13995 | -0.082599 | -0.042879 | -0.0031599 | 0.054189
2012-08-08 | 9 | Average Per Device | All | 411299Average Per DeviceAll | 0.75614 | 0.77587 | 0.7617 | 78.0717 | -0.070967 | -0.017385 | 0.019727 | 0.056837 | 0.11042 | -0.085137 | -0.031555 | 0.0055564 | 0.042667 | 0.09625
2012-08-08 | 9 | Average Per Premise | 100% Cycling | 411299Average Per Premise100% Cycling | 0.82342 | 0.86328 | 0.88084 | 77.9868 | -0.045178 | 0.0050651 | 0.039863 | 0.074661 | 0.1249 | -0.027621 | 0.022622 | 0.057419 | 0.092217 | 0.14246
2012-08-08 | 9 | Average Per Premise | 50% Cycling | 411299Average Per Premise50% Cycling | 0.96019 | 0.96484 | 0.91025 | 78.1674 | -0.092414 | -0.035066 | 0.0046536 | 0.044373 | 0.10172 | -0.14701 | -0.089663 | -0.049944 | -0.010224 | 0.047124
2012-08-08 | 9 | Average Per Premise | All | 411299Average Per PremiseAll | 0.8877 | 0.91102 | 0.89466 | 78.0717 | -0.067379 | -0.013796 | 0.023315 | 0.060426 | 0.11401 | -0.083735 | -0.030152 | 0.0069587 | 0.04407 | 0.097652
2012-08-08 | 9 | Average Per Ton | 100% Cycling | 411299Average Per Ton100% Cycling | 0.19237 | 0.20168 | 0.20578 | 77.9868 | -0.075728 | -0.025485 | 0.0093127 | 0.044111 | 0.094353 | -0.071626 | -0.021384 | 0.013414 | 0.048212 | 0.098455
2012-08-08 | 9 | Average Per Ton | 50% Cycling | 411299Average Per Ton50% Cycling | 0.2375 | 0.23865 | 0.22515 | 78.1674 | -0.095917 | -0.038568 | 0.001151 | 0.04087 | 0.098219 | -0.10942 | -0.052073 | -0.012353 | 0.027366 | 0.084714
2012-08-08 | 9 | Average Per Ton | All | 411299Average Per TonAll | 0.21358 | 0.21906 | 0.21488 | 78.0717 | -0.085217 | -0.031634 | 0.0054767 | 0.042588 | 0.09617 | -0.08939 | -0.035808 | 0.0013034 | 0.038414 | 0.091997
2012-08-08 | 10 | Aggregate | 100% Cycling | 4112910Aggregate100% Cycling | 11.0078 | 11.816 | 12.0562 | 82.4261 | -0.55328 | 0.25105 | 0.80813 | 1899-12-31 08:46 | 2.1695 | -0.31298 | 0.49135 | 1.0484 | 1.6055 | 2.4098
2012-08-08 | 10 | Aggregate | 50% Cycling | 4112910Aggregate50% Cycling | 11.1645 | 11.649 | 10.9898 | 82.7634 | -0.79096 | -0.037434 | 0.48445 | 1899-12-31 00:09 | 1.7599 | -1.4501 | -0.69661 | -0.17472 | 0.34716 | 1.1007
2012-08-08 | 10 | Aggregate | All | 4112910AggregateAll | 22.1867 | 23.4773 | 23.0505 | 82.5846 | -1.3471 | 0.21126 | 1899-12-31 06:58 | 1900-01-01 08:53 | 3.9282 | -1.7739 | -0.2156 | 0.86369 | 1.943 | 3.5013
2012-08-08 | 10 | Average Per Device | 100% Cycling | 4112910Average Per Device100% Cycling | 0.75915 | 0.81488 | 0.83145 | 82.4261 | -0.055404 | 0.010256 | 0.055732 | 0.10121 | 0.16687 | -0.038831 | 0.026828 | 0.072304 | 0.11778 | 0.18344
2012-08-08 | 10 | Average Per Device | 50% Cycling | 4112910Average Per Device50% Cycling | 0.89767 | 0.93662 | 0.88362 | 82.7634 | -0.080491 | -0.0099232 | 0.038952 | 0.087827 | 0.15839 | -0.13349 | -0.062923 | -0.014049 | 0.034827 | 0.10539
2012-08-08 | 10 | Average Per Device | All | 4112910Average Per DeviceAll | 0.82425 | 0.8721 | 0.85597 | 82.5846 | -0.067195 | 0.0007719 | 0.047845 | 0.094919 | 0.16289 | -0.083322 | -0.015355 | 0.031718 | 0.078792 | 0.14676
2012-08-08 | 10 | Average Per Premise | 100% Cycling | 4112910Average Per Premise100% Cycling | 0.8986 | 0.96457 | 0.98418 | 82.4261 | -0.045166 | 0.020494 | 0.06597 | 0.11145 | 0.17711 | -0.02555 | 0.04011 | 0.085586 | 0.13106 | 0.19672
2012-08-08 | 10 | Average Per Premise | 50% Cycling | 4112910Average Per Premise50% Cycling | 1.0456 | 1.0909 | 1.0292 | 82.7634 | -0.074074 | -0.0035057 | 0.045369 | 0.094244 | 0.16481 | -0.13581 | -0.065238 | -0.016363 | 0.032512 | 0.10308
2012-08-08 | 10 | Average Per Premise | All | 4112910Average Per PremiseAll | 0.96767 | 1.024 | 1.0053 | 82.5846 | -0.058752 | 0.0092141 | 0.056287 | 0.10336 | 0.17133 | -0.07737 | -0.0094036 | 0.03767 | 0.084743 | 0.15271
2012-08-08 | 10 | Average Per Ton | 100% Cycling | 4112910Average Per Ton100% Cycling | 0.20993 | 0.22534 | 0.22992 | 82.4261 | -0.095724 | -0.030064 | 0.015412 | 0.060887 | 0.12655 | -0.091141 | -0.025481 | 0.019994 | 0.06547 | 0.13113
2012-08-08 | 10 | Average Per Ton | 50% Cycling | 4112910Average Per Ton50% Cycling | 0.25862 | 0.26984 | 0.25457 | 82.7634 | -0.10822 | -0.037653 | 0.011222 | 0.060097 | 0.13066 | -0.12349 | -0.052922 | -0.0040473 | 0.044828 | 0.1154
2012-08-08 | 10 | Average Per Ton | All | 4112910Average Per TonAll | 0.23281 | 0.24625 | 0.24151 | 82.5846 | -0.1016 | -0.033631 | 0.013442 | 0.060516 | 0.12848 | -0.10635 | -0.038379 | 0.0086948 | 0.055768 | 0.12373
2012-08-08 | 11 | Aggregate | 100% Cycling | 4112911Aggregate100% Cycling | 13.6991 | 12.1937 | 12.4417 | 85.4774 | -3.1071 | -2.1608 | -1.5054 | -0.84999 | 0.096302 | -2.8591 | -1.9128 | -1.2574 | -0.602 | 0.34428
2012-08-08 | 11 | Aggregate | 50% Cycling | 4112911Aggregate50% Cycling | 12.6014 | 13.8881 | 13.1022 | 86.2596 | -0.26128 | 0.65331 | 1899-12-31 06:53 | 1899-12-31 22:05 | 2.8348 | -1.0472 | -0.13257 | 0.50087 | 1.1343 | 2.0489
2012-08-08 | 11 | Aggregate | All | 4112911AggregateAll | 26.3065 | 26.1118 | 25.5646 | 85.8451 | -3.3459 | -1.4841 | -0.19473 | 1899-12-31 02:16 | 2.9564 | -3.893 | -2.0313 | -0.74185 | 0.54757 | 2.4093
2012-08-08 | 11 | Average Per Device | 100% Cycling | 4112911Average Per Device100% Cycling | 0.94475 | 0.84093 | 0.85803 | 85.4774 | -0.23457 | -0.15732 | -0.10382 | -0.050316 | 0.026932 | -0.21747 | -0.14022 | -0.086716 | -0.033214 | 0.044034
2012-08-08 | 11 | Average Per Device | 50% Cycling | 4112911Average Per Device50% Cycling | 1.0132 | 1.1167 | 1.0535 | 86.2596 | -0.041515 | 0.044137 | 0.10346 | 0.16278 | 0.24843 | -0.1047 | -0.019051 | 0.040272 | 0.099595 | 0.18525
2012-08-08 | 11 | Average Per Device | All | 4112911Average Per DeviceAll | 0.97692 | 0.97052 | 0.94988 | 85.8451 | -0.14383 | -0.062635 | -0.0063972 | 0.04984 | 0.13104 | -0.16447 | -0.083269 | -0.027031 | 0.029206 | 0.1104
2012-08-08 | 11 | Average Per Premise | 100% Cycling | 4112911Average Per Premise100% Cycling | 1.1183 | 0.9954 | 1.0156 | 85.4774 | -0.25364 | -0.17639 | -0.12289 | -0.069387 | 0.0078614 | -0.23339 | -0.15615 | -0.10265 | -0.049143 | 0.028105
2012-08-08 | 11 | Average Per Premise | 50% Cycling | 4112911Average Per Premise50% Cycling | 1.1801 | 1.3006 | 1.227 | 86.2596 | -0.024469 | 0.061183 | 0.12051 | 0.17983 | 0.26548 | -0.098068 | -0.012415 | 0.046907 | 0.10623 | 0.19188
2012-08-08 | 11 | Average Per Premise | All | 4112911Average Per PremiseAll | 1.1474 | 1.1389 | 1.115 | 85.8451 | -0.14593 | -0.064731 | -0.0084933 | 0.047744 | 0.12894 | -0.16979 | -0.088593 | -0.032356 | 0.023882 | 0.10508
2012-08-08 | 11 | Average Per Ton | 100% Cycling | 4112911Average Per Ton100% Cycling | 0.26125 | 0.23254 | 0.23727 | 85.4774 | -0.15946 | -0.082211 | -0.028709 | 0.024793 | 0.10204 | -0.15473 | -0.077481 | -0.02398 | 0.029522 | 0.10677
2012-08-08 | 11 | Average Per Ton | 50% Cycling | 4112911Average Per Ton50% Cycling | 0.2919 | 0.32171 | 0.3035 | 86.2596 | -0.11517 | -0.029516 | 0.029807 | 0.089129 | 0.17478 | -0.13337 | -0.04772 | 0.011602 | 0.070925 | 0.15658
2012-08-08 | 11 | Average Per Ton | All | 4112911Average Per TonAll | 0.27566 | 0.27445 | 0.2684 | 85.8451 | -0.13864 | -0.057444 | -0.0012067 | 0.055031 | 0.13623 | -0.14469 | -0.063494 | -0.0072562 | 0.048981 | 0.13018
2012-08-08 | 12 | Aggregate | 100% Cycling | 4112912Aggregate100% Cycling | 15.7785 | 13.7246 | 14.0038 | 86.3431 | -3.9154 | -2.8156 | -2.0538 | -1.2921 | -0.19224 | -3.6363 | -2.5365 | -1.7747 | -1.013 | 0.086872
2012-08-08 | 12 | Aggregate | 50% Cycling | 4112912Aggregate50% Cycling | 16.0788 | 17.4843 | 16.4949 | 87.382 | -0.44954 | 0.64643 | 1899-12-31 09:44 | 1900-01-01 03:57 | 3.2605 | -1.4389 | -0.34295 | 0.41611 | 1.1752 | 2.2711
2012-08-08 | 12 | Aggregate | All | 4112912AggregateAll | 31.8786 | 31.2597 | 30.5381 | 86.8314 | -4.3377 | -2.1407 | -0.61896 | 0.90272 | 3.0998 | -5.0593 | -2.8622 | -1.3406 | 0.18113 | 2.3782
2012-08-08 | 12 | Average Per Device | 100% Cycling | 4112912Average Per Device100% Cycling | 1.0882 | 0.94651 | 0.96576 | 86.3431 | -0.29361 | -0.20382 | -0.14164 | -0.079458 | 0.010325 | -0.27436 | -0.18458 | -0.12239 | -0.060209 | 0.029574
2012-08-08 | 12 | Average Per Device | 50% Cycling | 4112912Average Per Device50% Cycling | 1.2928 | 1.4058 | 1.3262 | 87.382 | -0.060718 | 0.04192 | 0.11301 | 0.18409 | 0.28673 | -0.14027 | -0.03763 | 0.033457 | 0.10454 | 0.20718
2012-08-08 | 12 | Average Per Device | All | 4112912Average Per DeviceAll | 1.1843 | 1.1624 | 1.1352 | 86.8314 | -0.18415 | -0.088325 | -0.021957 | 0.044411 | 0.14024 | -0.21134 | -0.11551 | -0.049143 | 0.017225 | 0.11305
2012-08-08 | 12 | Average Per Premise | 100% Cycling | 4112912Average Per Premise100% Cycling | 1.288 | 1.1204 | 1.1432 | 86.3431 | -0.31963 | -0.22984 | -0.16766 | -0.10548 | -0.015693 | -0.29684 | -0.20706 | -0.14488 | -0.082692 | 0.0070916
2012-08-08 | 12 | Average Per Premise | 50% Cycling | 4112912Average Per Premise50% Cycling | 1.5058 | 1.6374 | 1.5448 | 87.382 | -0.0421 | 0.060538 | 0.13163 | 0.20271 | 0.30535 | -0.13476 | -0.032118 | 0.038969 | 0.11006 | 0.21269
2012-08-08 | 12 | Average Per Premise | All | 4112912Average Per PremiseAll | 1.3904 | 1.3634 | 1.3319 | 86.8314 | -0.18919 | -0.093364 | -0.026996 | 0.039372 | 0.1352 | -0.22066 | -0.12484 | -0.058468 | 0.0078998 | 0.10372
2012-08-08 | 12 | Average Per Ton | 100% Cycling | 4112912Average Per Ton100% Cycling | 0.30091 | 0.26174 | 0.26706 | 86.3431 | -0.19113 | -0.10135 | -0.039168 | 0.023015 | 0.1128 | -0.18581 | -0.096029 | -0.033846 | 0.028338 | 0.11812
2012-08-08 | 12 | Average Per Ton | 50% Cycling | 4112912Average Per Ton50% Cycling | 0.37245 | 0.40501 | 0.38209 | 87.382 | -0.14117 | -0.03853 | 0.032557 | 0.10364 | 0.20628 | -0.16409 | -0.061448 | 0.0096388 | 0.080726 | 0.18336
2012-08-08 | 12 | Average Per Ton | All | 4112912Average Per TonAll | 0.33453 | 0.32908 | 0.32113 | 86.8314 | -0.16765 | -0.071826 | -0.0054575 | 0.060911 | 0.15674 | -0.1756 | -0.079776 | -0.013408 | 0.05296 | 0.14879
2012-08-08 | 13 | Aggregate | 100% Cycling | 4112913Aggregate100% Cycling | 13.5649 | 16.0816 | 16.4087 | 86.5119 | 0.76597 | 1.8004 | 2.5168 | 3.2332 | 4.2675 | 1.093 | 2.1274 | 2.8438 | 3.5602 | 4.5946
2012-08-08 | 13 | Aggregate | 50% Cycling | 4112913Aggregate50% Cycling | 14.661 | 20.7897 | 19.6133 | 87.6479 | 4.1849 | 5.3333 | 6.1287 | 6.9241 | 8.0725 | 3.0085 | 4.1569 | 4.9523 | 5.7477 | 6.8961
2012-08-08 | 13 | Aggregate | All | 4112913AggregateAll | 28.252 | 36.9336 | 36.0708 | 87.0458 | 4.9832 | 7.1683 | 8.6816 | 10.195 | 12.3801 | 4.1204 | 6.3055 | 7.8188 | 9.3322 | 11.5173
2012-08-08 | 13 | Average Per Device | 100% Cycling | 4112913Average Per Device100% Cycling | 0.93549 | 1.1091 | 1.1316 | 86.5119 | 0.030645 | 0.11508 | 0.17357 | 0.23205 | 0.31649 | 0.0532 | 0.13764 | 0.19612 | 0.2546 | 0.33904
2012-08-08 | 13 | Average Per Device | 50% Cycling | 4112913Average Per Device50% Cycling | 1.1788 | 1.6716 | 1.577 | 87.6479 | 0.31073 | 0.41828 | 0.49277 | 0.56726 | 0.67481 | 0.21614 | 0.32369 | 0.39818 | 0.47267 | 0.58022
2012-08-08 | 13 | Average Per Device | All | 4112913Average Per DeviceAll | 1.0498 | 1.3734 | 1.3409 | 87.0458 | 0.16229 | 0.25759 | 0.32359 | 0.3896 | 0.4849 | 0.12978 | 0.22508 | 0.29109 | 0.35709 | 0.4524
2012-08-08 | 13 | Average Per Premise | 100% Cycling | 4112913Average Per Premise100% Cycling | 1.1073 | 1.3128 | 1.3395 | 86.5119 | 0.062528 | 0.14697 | 0.20545 | 0.26393 | 0.34837 | 0.089226 | 0.17367 | 0.23215 | 0.29063 | 0.37507
2012-08-08 | 13 | Average Per Premise | 50% Cycling | 4112913Average Per Premise50% Cycling | 1.373 | 1.947 | 1.8368 | 87.6479 | 0.39192 | 0.49947 | 0.57396 | 0.64845 | 0.756 | 0.28174 | 0.38929 | 0.46378 | 0.53827 | 0.64582
2012-08-08 | 13 | Average Per Premise | All | 4112913Average Per PremiseAll | 1.2322 | 1.6109 | 1.5732 | 87.0458 | 0.21734 | 0.31264 | 0.37865 | 0.44465 | 0.53995 | 0.17971 | 0.27501 | 0.34102 | 0.40702 | 0.50232
2012-08-08 | 13 | Average Per Ton | 100% Cycling | 4112913Average Per Ton100% Cycling | 0.25869 | 0.30669 | 0.31293 | 86.5119 | -0.094925 | -0.010486 | 0.047997 | 0.10648 | 0.19092 | -0.088688 | -0.0042483 | 0.054234 | 0.11272 | 0.19716
2012-08-08 | 13 | Average Per Ton | 50% Cycling | 4112913Average Per Ton50% Cycling | 0.33961 | 0.48157 | 0.45432 | 87.6479 | -0.040073 | 0.067477 | 0.14197 | 0.21645 | 0.324 | -0.067324 | 0.040226 | 0.11471 | 0.1892 | 0.29675
2012-08-08 | 13 | Average Per Ton | All | 4112913Average Per TonAll | 0.29672 | 0.38889 | 0.37938 | 87.0458 | -0.069144 | 0.026157 | 0.092162 | 0.15817 | 0.25347 | -0.078647 | 0.016655 | 0.08266 | 0.14867 | 0.24397
2012-08-08 | 14 | Aggregate | 100% Cycling | 4112914Aggregate100% Cycling | 12.1445 | 18.3415 | 18.7145 | 86.2926 | 4.4487 | 5.4816 | 6.197 | 6.9124 | 7.9452 | 4.8217 | 5.8546 | 6.57 | 7.2854 | 8.3182
2012-08-08 | 14 | Aggregate | 50% Cycling | 4112914Aggregate50% Cycling | 15.9264 | 23.2844 | 21.9668 | 87.52 | 5.2874 | 6.5107 | 7.358 | 8.2053 | 9.4286 | 3.9698 | 5.1931 | 6.0404 | 6.8877 | 8.111
2012-08-08 | 14 | Aggregate | All | 4112914AggregateAll | 28.12 | 41.6929 | 40.7332 | 86.8695 | 9.7491 | 12.0083 | 13.573 | 15.1377 | 17.3968 | 8.7894 | 11.0486 | 12.6133 | 14.178 | 16.4371
2012-08-08 | 14 | Average Per Device | 100% Cycling | 4112914Average Per Device100% Cycling | 0.83754 | 1.2649 | 1.2906 | 86.2926 | 0.28466 | 0.36897 | 0.42737 | 0.48577 | 0.57009 | 0.31038 | 0.3947 | 0.4531 | 0.51149 | 0.59581
2012-08-08 | 14 | Average Per Device | 50% Cycling | 4112914Average Per Device50% Cycling | 1.2805 | 1.8721 | 1.7662 | 87.52 | 0.3977 | 0.51226 | 0.59161 | 0.67096 | 0.78552 | 0.29176 | 0.40632 | 0.48567 | 0.56502 | 0.67958
2012-08-08 | 14 | Average Per Device | All | 4112914Average Per DeviceAll | 1.0457 | 1.5503 | 1.5142 | 86.8695 | 0.33779 | 0.43632 | 0.50456 | 0.57281 | 0.67134 | 0.30163 | 0.40016 | 0.46841 | 0.53665 | 0.63518
2012-08-08 | 14 | Average Per Premise | 100% Cycling | 4112914Average Per Premise100% Cycling | 0.99139 | 1.4973 | 1.5277 | 86.2926 | 0.36316 | 0.44748 | 0.50588 | 0.56427 | 0.64859 | 0.39361 | 0.47793 | 0.53633 | 0.59472 | 0.67904
2012-08-08 | 14 | Average Per Premise | 50% Cycling | 4112914Average Per Premise50% Cycling | 1.4915 | 2.1806 | 2.0572 | 87.52 | 0.49517 | 0.60973 | 0.68908 | 0.76843 | 0.88299 | 0.37177 | 0.48634 | 0.56569 | 0.64503 | 0.7596
2012-08-08 | 14 | Average Per Premise | All | 4112914Average Per PremiseAll | 1.2264 | 1.8184 | 1.7766 | 86.8695 | 0.4252 | 0.52374 | 0.59198 | 0.66023 | 0.75876 | 0.38335 | 0.48188 | 0.55013 | 0.61837 | 0.7169
2012-08-08 | 14 | Average Per Ton | 100% Cycling | 4112914Average Per Ton100% Cycling | 0.23161 | 0.34979 | 0.3569 | 86.2926 | -0.024533 | 0.059784 | 0.11818 | 0.17658 | 0.2609 | -0.017419 | 0.066898 | 0.1253 | 0.18369 | 0.26801
2012-08-08 | 14 | Average Per Ton | 50% Cycling | 4112914Average Per Ton50% Cycling | 0.36892 | 0.53936 | 0.50884 | 87.52 | -0.02347 | 0.091094 | 0.17044 | 0.24979 | 0.36435 | -0.053991 | 0.060573 | 0.13992 | 0.21927 | 0.33383
2012-08-08 | 14 | Average Per Ton | All | 4112914Average Per TonAll | 0.29614 | 0.43889 | 0.42831 | 86.8695 | -0.024033 | 0.0745 | 0.14274 | 0.21099 | 0.30952 | -0.034608 | 0.063925 | 0.13217 | 0.20041 | 0.29895
2012-08-08 | 15 | Aggregate | 100% Cycling | 4112915Aggregate100% Cycling | 12.2762 | 19.9884 | 20.3949 | 85.3656 | 5.8961 | 6.9691 | 7.7122 | 8.4554 | 9.5284 | 6.3026 | 7.3756 | 8.1187 | 8.8619 | 9.9349
2012-08-08 | 15 | Aggregate | 50% Cycling | 4112915Aggregate50% Cycling | 17.4845 | 24.9204 | 23.5103 | 86.4596 | 5.3555 | 6.5847 | 7.436 | 8.2873 | 9.5164 | 3.9454 | 5.1745 | 6.0258 | 6.8771 | 8.1062
2012-08-08 | 15 | Aggregate | All | 4112915AggregateAll | 29.823 | 44.9778 | 43.9579 | 85.8798 | 11.2536 | 13.5585 | 15.1548 | 16.7511 | 19.0559 | 10.2337 | 12.5386 | 14.1349 | 15.7312 | 18.036
2012-08-08 | 15 | Average Per Device | 100% Cycling | 4112915Average Per Device100% Cycling | 0.84662 | 1.3785 | 1.4065 | 85.3656 | 0.38361 | 0.4712 | 0.53187 | 0.59253 | 0.68012 | 0.41165 | 0.49924 | 0.5599 | 0.62057 | 0.70816
2012-08-08 | 15 | Average Per Device | 50% Cycling | 4112915Average Per Device50% Cycling | 1.4058 | 2.0037 | 1.8903 | 86.4596 | 0.40305 | 0.51815 | 0.59788 | 0.6776 | 0.79271 | 0.28966 | 0.40477 | 0.4845 | 0.56422 | 0.67933
2012-08-08 | 15 | Average Per Device | All | 4112915Average Per DeviceAll | 1.1094 | 1.6723 | 1.6339 | 85.8798 | 0.39275 | 0.49327 | 0.56289 | 0.63252 | 0.73304 | 0.35431 | 0.45484 | 0.52446 | 0.59408 | 0.69461
2012-08-08 | 15 | Average Per Premise | 100% Cycling | 4112915Average Per Premise100% Cycling | 1.0021 | 1.6317 | 1.6649 | 85.3656 | 0.48131 | 0.56891 | 0.62957 | 0.69024 | 0.77783 | 0.5145 | 0.60209 | 0.66275 | 0.72342 | 0.81101
2012-08-08 | 15 | Average Per Premise | 50% Cycling | 4112915Average Per Premise50% Cycling | 1.6374 | 2.3338 | 2.2017 | 86.4596 | 0.50155 | 0.61666 | 0.69638 | 0.77611 | 0.89122 | 0.36949 | 0.4846 | 0.56432 | 0.64404 | 0.75915
2012-08-08 | 15 | Average Per Premise | All | 4112915Average Per PremiseAll | 1.3007 | 1.9617 | 1.9172 | 85.8798 | 0.49082 | 0.59135 | 0.66097 | 0.73059 | 0.83112 | 0.44634 | 0.54687 | 0.61649 | 0.68611 | 0.78664
2012-08-08 | 15 | Average Per Ton | 100% Cycling | 4112915Average Per Ton100% Cycling | 0.23412 | 0.3812 | 0.38895 | 85.3656 | -0.0011766 | 0.086414 | 0.14708 | 0.20774 | 0.29533 | 0.0065757 | 0.094166 | 0.15483 | 0.2155 | 0.30309
2012-08-08 | 15 | Average Per Ton | 50% Cycling | 4112915Average Per Ton50% Cycling | 0.40501 | 0.57726 | 0.54459 | 86.4596 | -0.022586 | 0.092523 | 0.17225 | 0.25197 | 0.36708 | -0.055251 | 0.059858 | 0.13958 | 0.21931 | 0.33442
2012-08-08 | 15 | Average Per Ton | All | 4112915Average Per TonAll | 0.31444 | 0.47335 | 0.4621 | 85.8798 | -0.011239 | 0.089285 | 0.15891 | 0.22853 | 0.32906 | -0.022483 | 0.078041 | 0.14766 | 0.21729 | 0.31781
2012-08-08 | 16 | Aggregate | 100% Cycling | 4112916Aggregate100% Cycling | 12.5931 | 21.7095 | 22.1511 | 84.3326 | 7.3166 | 8.38 | 9.1165 | 9.853 | 10.9164 | 7.7581 | 8.8215 | 9.558 | 10.2945 | 11.3579
2012-08-08 | 16 | Aggregate | 50% Cycling | 4112916Aggregate50% Cycling | 18.0412 | 25.7593 | 24.3016 | 85.4541 | 5.6503 | 6.872 | 7.7181 | 8.5643 | 9.786 | 4.1926 | 5.4143 | 6.2605 | 7.1066 | 8.3283
2012-08-08 | 16 | Aggregate | All | 4112916AggregateAll | 30.6992 | 47.5316 | 46.4986 | 84.8597 | 12.9601 | 15.2479 | 16.8325 | 18.417 | 20.7048 | 11.9271 | 14.2149 | 15.7994 | 17.3839 | 19.6718
2012-08-08 | 16 | Average Per Device | 100% Cycling | 4112916Average Per Device100% Cycling | 0.86847 | 1.4972 | 1.5276 | 84.3326 | 0.48178 | 0.56859 | 0.62871 | 0.68883 | 0.77564 | 0.51223 | 0.59904 | 0.65916 | 0.71928 | 0.80609
2012-08-08 | 16 | Average Per Device | 50% Cycling | 4112916Average Per Device50% Cycling | 1.4506 | 2.0711 | 1.9539 | 85.4541 | 0.42691 | 0.54132 | 0.62056 | 0.69981 | 0.81422 | 0.30971 | 0.42412 | 0.50336 | 0.58261 | 0.69702
2012-08-08 | 16 | Average Per Device | All | 4112916Average Per DeviceAll | 1.1421 | 1.7669 | 1.728 | 84.8597 | 0.45599 | 0.55577 | 0.62488 | 0.69399 | 0.79377 | 0.41704 | 0.51683 | 0.58594 | 0.65504 | 0.75483
2012-08-08 | 16 | Average Per Premise | 100% Cycling | 4112916Average Per Premise100% Cycling | 1.028 | 1.7722 | 1.8082 | 84.3326 | 0.59727 | 0.68408 | 0.7442 | 0.80433 | 0.89113 | 0.63331 | 0.72012 | 0.78024 | 0.84037 | 0.92718
2012-08-08 | 16 | Average Per Premise | 50% Cycling | 4112916Average Per Premise50% Cycling | 1.6896 | 2.4124 | 2.2759 | 85.4541 | 0.52915 | 0.64356 | 0.72281 | 0.80205 | 0.91646 | 0.39264 | 0.50705 | 0.5863 | 0.66554 | 0.77995
2012-08-08 | 16 | Average Per Premise | All | 4112916Average Per PremiseAll | 1.3389 | 2.0731 | 2.028 | 84.8597 | 0.56525 | 0.66504 | 0.73415 | 0.80325 | 0.90304 | 0.5202 | 0.61998 | 0.68909 | 0.7582 | 0.85798
2012-08-08 | 16 | Average Per Ton | 100% Cycling | 4112916Average Per Ton100% Cycling | 0.24016 | 0.41402 | 0.42244 | 84.3326 | 0.026927 | 0.11374 | 0.17386 | 0.23398 | 0.32079 | 0.035347 | 0.12216 | 0.18228 | 0.2424 | 0.32921
2012-08-08 | 16 | Average Per Ton | 50% Cycling | 4112916Average Per Ton50% Cycling | 0.41791 | 0.59669 | 0.56292 | 85.4541 | -0.014872 | 0.099541 | 0.17878 | 0.25803 | 0.37244 | -0.048637 | 0.065776 | 0.14502 | 0.22426 | 0.33867
2012-08-08 | 16 | Average Per Ton | All | 4112916Average Per TonAll | 0.3237 | 0.49987 | 0.48847 | 84.8597 | 0.0072815 | 0.10706 | 0.17617 | 0.24528 | 0.34507 | -0.0041254 | 0.095657 | 0.16477 | 0.23388 | 0.33366
2012-08-08 | 17 | Aggregate | 100% Cycling | 4112917Aggregate100% Cycling | 22.7176 | 22.9988 | 23.4665 | 82.1341 | -2.0063 | -0.6548 | 0.28122 | 1.2172 | 2.5687 | -1.5385 | -0.18708 | 0.74894 | 1.685 | 3.0364
2012-08-08 | 17 | Aggregate | 50% Cycling | 4112917Aggregate50% Cycling | 26.391 | 27.4173 | 25.8659 | 83.1044 | -1.3587 | 0.050385 | 1.0263 | 2.0022 | 3.4113 | -2.9102 | -1.5011 | -0.52515 | 0.45077 | 1.8598
2012-08-08 | 17 | Aggregate | All | 4112917AggregateAll | 49.1692 | 50.4839 | 49.3822 | 82.5901 | -3.3614 | -0.59871 | 1.3147 | 3.2281 | 5.9908 | -4.4631 | -1.7005 | 0.21296 | 2.1264 | 4.889
2012-08-08 | 17 | Average Per Device | 100% Cycling | 4112917Average Per Device100% Cycling | 1.5667 | 1.5861 | 1.6184 | 82.1341 | -0.16734 | -0.057016 | 0.019394 | 0.095804 | 0.20613 | -0.13508 | -0.02476 | 0.05165 | 0.12806 | 0.23838
2012-08-08 | 17 | Average Per Device | 50% Cycling | 4112917Average Per Device50% Cycling | 2.1219 | 2.2045 | 2.0797 | 83.1044 | -0.14084 | -0.0088769 | 0.082519 | 0.17391 | 0.30588 | -0.26558 | -0.13362 | -0.042224 | 0.049171 | 0.18113
2012-08-08 | 17 | Average Per Device | All | 4112917Average Per DeviceAll | 1.8277 | 1.8767 | 1.8352 | 82.5901 | -0.15488 | -0.034391 | 0.049063 | 0.13252 | 0.25301 | -0.19642 | -0.075924 | 0.0075292 | 0.090982 | 0.21148
2012-08-08 | 17 | Average Per Premise | 100% Cycling | 4112917Average Per Premise100% Cycling | 1.8545 | 1.8775 | 1.9156 | 82.1341 | -0.16378 | -0.053453 | 0.022957 | 0.099366 | 0.20969 | -0.1256 | -0.015272 | 0.061138 | 0.13755 | 0.24787
2012-08-08 | 17 | Average Per Premise | 50% Cycling | 4112917Average Per Premise50% Cycling | 2.4715 | 2.5676 | 2.4224 | 83.1044 | -0.12724 | 0.0047186 | 0.096114 | 0.18751 | 0.31947 | -0.27254 | -0.14058 | -0.049181 | 0.042215 | 0.17418
2012-08-08 | 17 | Average Per Premise | All | 4112917Average Per PremiseAll | 2.1445 | 2.2018 | 2.1538 | 82.5901 | -0.14661 | -0.026113 | 0.057341 | 0.14079 | 0.26129 | -0.19466 | -0.074165 | 0.0092882 | 0.092741 | 0.21323
2012-08-08 | 17 | Average Per Ton | 100% Cycling | 4112917Average Per Ton100% Cycling | 0.43324 | 0.43861 | 0.44753 | 82.1341 | -0.18137 | -0.071047 | 0.0053631 | 0.081773 | 0.1921 | -0.17245 | -0.062127 | 0.014283 | 0.090693 | 0.20102
2012-08-08 | 17 | Average Per Ton | 50% Cycling | 4112917Average Per Ton50% Cycling | 0.61132 | 0.6351 | 0.59916 | 83.1044 | -0.19958 | -0.067622 | 0.023773 | 0.11517 | 0.24713 | -0.23552 | -0.10356 | -0.012165 | 0.079231 | 0.21119
2012-08-08 | 17 | Average Per Ton | All | 4112917Average Per TonAll | 0.51694 | 0.53096 | 0.51879 | 82.5901 | -0.18993 | -0.069437 | 0.014016 | 0.097469 | 0.21796 | -0.20209 | -0.081601 | 0.0018526 | 0.085306 | 0.2058
2012-08-08 | 18 | Aggregate | 100% Cycling | 4112918Aggregate100% Cycling | 23.8533 | 24.6639 | 25.1654 | 79.0518 | -1.5672 | -0.16242 | 0.8105 | 1.7834 | 3.1882 | -1.0656 | 0.33916 | 1.3121 | 2.285 | 3.6898
2012-08-08 | 18 | Aggregate | 50% Cycling | 4112918Aggregate50% Cycling | 26.6389 | 27.4199 | 25.8683 | 79.4788 | -1.5323 | -0.16558 | 0.78101 | 1.7276 | 3.0943 | -3.0839 | -1.7172 | -0.7706 | 0.17599 | 1.5427
2012-08-08 | 18 | Aggregate | All | 4112918AggregateAll | 50.546 | 52.1382 | 51.0699 | 79.2525 | -3.101 | -0.32823 | 1.5922 | 3.5126 | 6.2854 | -4.1693 | -1.3965 | 0.52389 | 2.4443 | 5.2171
2012-08-08 | 18 | Average Per Device | 100% Cycling | 4112918Average Per Device100% Cycling | 1.645 | 1.7009 | 1.7355 | 79.0518 | -0.1382 | -0.023527 | 0.055896 | 0.13532 | 0.24999 | -0.10361 | 0.011065 | 0.090487 | 0.16991 | 0.28458
2012-08-08 | 18 | Average Per Device | 50% Cycling | 4112918Average Per Device50% Cycling | 2.1419 | 2.2047 | 2.0799 | 79.4788 | -0.15385 | -0.025853 | 0.062796 | 0.15144 | 0.27944 | -0.2786 | -0.15061 | -0.061959 | 0.02669 | 0.15468
2012-08-08 | 18 | Average Per Device | All | 4112918Average Per DeviceAll | 1.8785 | 1.9377 | 1.8974 | 79.2525 | -0.14555 | -0.02462 | 0.059139 | 0.1429 | 0.26383 | -0.18586 | -0.064921 | 0.018837 | 0.1026 | 0.22353
2012-08-08 | 18 | Average Per Premise | 100% Cycling | 4112918Average Per Premise100% Cycling | 1.9472 | 2.0134 | 2.0543 | 79.0518 | -0.12793 | -0.013259 | 0.066163 | 0.14559 | 0.26026 | -0.086986 | 0.027687 | 0.10711 | 0.18653 | 0.3012
2012-08-08 | 18 | Average Per Premise | 50% Cycling | 4112918Average Per Premise50% Cycling | 2.4947 | 2.5679 | 2.4226 | 79.4788 | -0.1435 | -0.015507 | 0.073142 | 0.16179 | 0.28978 | -0.28881 | -0.16082 | -0.072167 | 0.016481 | 0.14448
2012-08-08 | 18 | Average Per Premise | All | 4112918Average Per PremiseAll | 2.2046 | 2.274 | 2.2274 | 79.2525 | -0.13525 | -0.014316 | 0.069443 | 0.1532 | 0.27414 | -0.18184 | -0.060909 | 0.022849 | 0.10661 | 0.22754
2012-08-08 | 18 | Average Per Ton | 100% Cycling | 4112918Average Per Ton100% Cycling | 0.4549 | 0.47036 | 0.47993 | 79.0518 | -0.17864 | -0.063965 | 0.015457 | 0.094879 | 0.20955 | -0.16907 | -0.0544 | 0.025023 | 0.10444 | 0.21912
2012-08-08 | 18 | Average Per Ton | 50% Cycling | 4112918Average Per Ton50% Cycling | 0.61706 | 0.63516 | 0.59921 | 79.4788 | -0.19855 | -0.070557 | 0.018091 | 0.10674 | 0.23473 | -0.23449 | -0.1065 | -0.01785 | 0.070798 | 0.19879
2012-08-08 | 18 | Average Per Ton | All | 4112918Average Per TonAll | 0.53112 | 0.54781 | 0.53599 | 79.2525 | -0.188 | -0.067063 | 0.016695 | 0.10045 | 0.22139 | -0.19982 | -0.078886 | 0.0048724 | 0.088631 | 0.20957
2012-08-08 | 19 | Aggregate | 100% Cycling | 4112919Aggregate100% Cycling | 24.4885 | 24.6407 | 25.1419 | 76.1381 | -2.1143 | -0.77519 | 0.15227 | 1.0797 | 2.4188 | -1.6132 | -0.27408 | 0.65338 | 1.5808 | 2.92
2012-08-08 | 19 | Aggregate | 50% Cycling | 4112919Aggregate50% Cycling | 25.5046 | 26.2463 | 24.7611 | 76.2465 | -1.4914 | -0.17206 | 0.74173 | 1.6555 | 2.9749 | -2.9766 | -1.6573 | -0.74346 | 0.17033 | 1.4897
2012-08-08 | 19 | Aggregate | All | 4112919AggregateAll | 50.0313 | 50.9309 | 49.9291 | 76.189 | -3.6025 | -0.94262 | 0.8996 | 2.7418 | 5.4017 | -4.6043 | -1.9444 | -0.10215 | 1.7401 | 4.4
2012-08-08 | 19 | Average Per Device | 100% Cycling | 4112919Average Per Device100% Cycling | 1.6888 | 1.6993 | 1.7339 | 76.1381 | -0.17453 | -0.06521 | 0.010501 | 0.086212 | 0.19553 | -0.13997 | -0.030651 | 0.04506 | 0.12077 | 0.23009
2012-08-08 | 19 | Average Per Device | 50% Cycling | 4112919Average Per Device50% Cycling | 2.0507 | 2.1103 | 1.9909 | 76.2465 | -0.1495 | -0.025939 | 0.059638 | 0.14522 | 0.26878 | -0.26891 | -0.14535 | -0.059777 | 0.0258 | 0.14936
2012-08-08 | 19 | Average Per Device | All | 4112919Average Per DeviceAll | 1.8589 | 1.8925 | 1.8547 | 76.189 | -0.16276 | -0.046753 | 0.033595 | 0.11394 | 0.22995 | -0.20057 | -0.084561 | -0.0042133 | 0.076135 | 0.19215
2012-08-08 | 19 | Average Per Premise | 100% Cycling | 4112919Average Per Premise100% Cycling | 1.9991 | 2.0115 | 2.0524 | 76.1381 | -0.1726 | -0.063281 | 0.01243 | 0.088141 | 0.19746 | -0.13169 | -0.022374 | 0.053338 | 0.12905 | 0.23836
2012-08-08 | 19 | Average Per Premise | 50% Cycling | 4112919Average Per Premise50% Cycling | 2.3885 | 2.458 | 2.3189 | 76.2465 | -0.13967 | -0.016113 | 0.069464 | 0.15504 | 0.2786 | -0.27876 | -0.1552 | -0.069626 | 0.015952 | 0.13951
2012-08-08 | 19 | Average Per Premise | All | 4112919Average Per PremiseAll | 2.1821 | 2.2213 | 2.1776 | 76.189 | -0.15712 | -0.041112 | 0.039236 | 0.11958 | 0.23559 | -0.20081 | -0.084803 | -0.0044552 | 0.075893 | 0.1919
2012-08-08 | 19 | Average Per Ton | 100% Cycling | 4112919Average Per Ton100% Cycling | 0.46702 | 0.46992 | 0.47948 | 76.1381 | -0.18212 | -0.072807 | 0.0029039 | 0.078615 | 0.18793 | -0.17257 | -0.063251 | 0.012461 | 0.088172 | 0.19749
2012-08-08 | 19 | Average Per Ton | 50% Cycling | 4112919Average Per Ton50% Cycling | 0.59079 | 0.60797 | 0.57357 | 76.2465 | -0.19196 | -0.068396 | 0.017182 | 0.10276 | 0.22632 | -0.22636 | -0.1028 | -0.017222 | 0.068356 | 0.19192
2012-08-08 | 19 | Average Per Ton | All | 4112919Average Per TonAll | 0.52519 | 0.5348 | 0.5237 | 76.189 | -0.18674 | -0.070734 | 0.0096144 | 0.089963 | 0.20597 | -0.19785 | -0.081838 | -0.00149 | 0.078858 | 0.19487
2012-08-08 | 20 | Aggregate | 100% Cycling | 4112920Aggregate100% Cycling | 22.6849 | 22.192 | 22.6433 | 72.2703 | -2.4714 | -1.3025 | -0.49287 | 0.31674 | 1.4857 | -2.0201 | -0.85116 | -0.041553 | 0.76805 | 1.937
2012-08-08 | 20 | Aggregate | 50% Cycling | 4112920Aggregate50% Cycling | 23.6964 | 24.9584 | 23.5461 | 72.2592 | -0.82595 | 0.40762 | 1.262 | 2.1164 | 3.3499 | -2.2383 | -1.0047 | -0.15033 | 0.70404 | 1.9376
2012-08-08 | 20 | Aggregate | All | 4112920AggregateAll | 46.4173 | 47.202 | 46.2244 | 72.2651 | -3.2852 | -0.88067 | 0.78467 | 2.45 | 4.8545 | -4.2628 | -1.8583 | -0.19293 | 1.4724 | 3.8769
2012-08-08 | 20 | Average Per Device | 100% Cycling | 4112920Average Per Device100% Cycling | 1.5644 | 1.5305 | 1.5616 | 72.2703 | -0.1955 | -0.10008 | -0.03399 | 0.0321 | 0.12752 | -0.16438 | -0.068956 | -0.0028657 | 0.063225 | 0.15865
2012-08-08 | 20 | Average Per Device | 50% Cycling | 4112920Average Per Device50% Cycling | 1.9053 | 2.0067 | 1.8932 | 72.2592 | -0.094068 | 0.021456 | 0.10147 | 0.18148 | 0.297 | -0.20762 | -0.092099 | -0.012087 | 0.067925 | 0.18345
2012-08-08 | 20 | Average Per Device | All | 4112920Average Per DeviceAll | 1.7246 | 1.7543 | 1.7174 | 72.2651 | -0.14783 | -0.042958 | 0.029675 | 0.10231 | 0.20718 | -0.1847 | -0.079833 | -0.0071998 | 0.065434 | 0.1703
2012-08-08 | 20 | Average Per Premise | 100% Cycling | 4112920Average Per Premise100% Cycling | 1.8518 | 1.8116 | 1.8484 | 72.2703 | -0.20175 | -0.10632 | -0.040234 | 0.025856 | 0.12128 | -0.16491 | -0.069482 | -0.0033921 | 0.062698 | 0.15812
2012-08-08 | 20 | Average Per Premise | 50% Cycling | 4112920Average Per Premise50% Cycling | 2.2192 | 2.3374 | 2.2051 | 72.2592 | -0.077351 | 0.038174 | 0.11819 | 0.1982 | 0.31372 | -0.20962 | -0.094091 | -0.014079 | 0.065933 | 0.18146
2012-08-08 | 20 | Average Per Premise | All | 4112920Average Per PremiseAll | 2.0245 | 2.0587 | 2.0161 | 72.2651 | -0.14328 | -0.03841 | 0.034223 | 0.10686 | 0.21173 | -0.18592 | -0.081048 | -0.0084148 | 0.064219 | 0.16909
2012-08-08 | 20 | Average Per Ton | 100% Cycling | 4112920Average Per Ton100% Cycling | 0.43262 | 0.42322 | 0.43183 | 72.2703 | -0.17091 | -0.07549 | -0.0093995 | 0.056691 | 0.15211 | -0.16231 | -0.066883 | -0.0007925 | 0.065298 | 0.16072
2012-08-08 | 20 | Average Per Ton | 50% Cycling | 4112920Average Per Ton50% Cycling | 0.54891 | 0.57814 | 0.54542 | 72.2592 | -0.1663 | -0.050779 | 0.029233 | 0.10924 | 0.22477 | -0.19902 | -0.083494 | -0.0034823 | 0.07653 | 0.19205
2012-08-08 | 20 | Average Per Ton | All | 4112920Average Per TonAll | 0.48727 | 0.49603 | 0.48522 | 72.2651 | -0.16875 | -0.063876 | 0.0087577 | 0.081391 | 0.18626 | -0.17956 | -0.07469 | -0.0020567 | 0.070577 | 0.17545
2012-08-08 | 21 | Aggregate | 100% Cycling | 4112921Aggregate100% Cycling | 23.4105 | 22.3217 | 22.7756 | 71.7082 | -2.9979 | -1.87 | -1.0889 | -0.30767 | 0.82023 | -2.544 | -1.4161 | -0.6349 | 0.14628 | 1.2742
2012-08-08 | 21 | Aggregate | 50% Cycling | 4112921Aggregate50% Cycling | 23.9778 | 22.8207 | 21.5293 | 71.9086 | -3.116 | -1.9587 | -1.1571 | -0.3556 | 0.80172 | -4.4074 | -3.2501 | -2.4485 | -1.6469 | -0.48963
2012-08-08 | 21 | Aggregate | All | 4112921AggregateAll | 47.4211 | 45.1732 | 44.3203 | 71.8024 | -6.1186 | -3.8318 | -2.2479 | -0.66407 | 1.6227 | -6.9715 | -4.6847 | -3.1008 | -1.517 | 0.76984
2012-08-08 | 21 | Average Per Device | 100% Cycling | 4112921Average Per Device100% Cycling | 1.6145 | 1.5394 | 1.5707 | 71.7082 | -0.23094 | -0.13886 | -0.075092 | -0.011322 | 0.080752 | -0.19963 | -0.10756 | -0.043785 | 0.019985 | 0.11206
2012-08-08 | 21 | Average Per Device | 50% Cycling | 4112921Average Per Device50% Cycling | 1.9279 | 1.8349 | 1.731 | 71.9086 | -0.27649 | -0.1681 | -0.093039 | -0.017973 | 0.09041 | -0.38032 | -0.27193 | -0.19687 | -0.1218 | -0.013419
2012-08-08 | 21 | Average Per Device | All | 4112921Average Per DeviceAll | 1.7618 | 1.6783 | 1.6461 | 71.8024 | -0.25235 | -0.15261 | -0.083527 | -0.014448 | 0.085291 | -0.28455 | -0.18481 | -0.11573 | -0.046655 | 0.053084
2012-08-08 | 21 | Average Per Premise | 100% Cycling | 4112921Average Per Premise100% Cycling | 1.9111 | 1.8222 | 1.8592 | 71.7082 | -0.24473 | -0.15266 | -0.088886 | -0.025116 | 0.066958 | -0.20767 | -0.1156 | -0.051829 | 0.011941 | 0.10402
2012-08-08 | 21 | Average Per Premise | 50% Cycling | 4112921Average Per Premise50% Cycling | 2.2455 | 2.1372 | 2.0162 | 71.9086 | -0.29182 | -0.18343 | -0.10837 | -0.033302 | 0.075081 | -0.41275 | -0.30437 | -0.2293 | -0.15424 | -0.045854
2012-08-08 | 21 | Average Per Premise | All | 4112921Average Per PremiseAll | 2.0683 | 1.9702 | 1.933 | 71.8024 | -0.26686 | -0.16712 | -0.098042 | -0.028963 | 0.070776 | -0.30406 | -0.20432 | -0.13524 | -0.066163 | 0.033577
2012-08-08 | 21 | Average Per Ton | 100% Cycling | 4112921Average Per Ton100% Cycling | 0.44646 | 0.42569 | 0.43435 | 71.7082 | -0.17661 | -0.084535 | -0.020765 | 0.043005 | 0.13508 | -0.16795 | -0.075878 | -0.012108 | 0.051662 | 0.14374
2012-08-08 | 21 | Average Per Ton | 50% Cycling | 4112921Average Per Ton50% Cycling | 0.55542 | 0.52862 | 0.49871 | 71.9086 | -0.21025 | -0.10187 | -0.026804 | 0.048261 | 0.15664 | -0.24017 | -0.13178 | -0.056717 | 0.018349 | 0.12673
2012-08-08 | 21 | Average Per Ton | All | 4112921Average Per TonAll | 0.49767 | 0.47407 | 0.4646 | 71.8024 | -0.19242 | -0.092683 | -0.023604 | 0.045475 | 0.14521 | -0.20189 | -0.10215 | -0.033074 | 0.036005 | 0.13574
2012-08-08 | 22 | Aggregate | 100% Cycling | 4112922Aggregate100% Cycling | 19.8328 | 20.4042 | 20.8191 | 70.8134 | -1.0715 | -0.10091 | 0.57133 | 1899-12-31 05:51 | 2.2142 | -0.65657 | 0.31404 | 0.98629 | 1.6585 | 2.6291
2012-08-08 | 22 | Aggregate | 50% Cycling | 4112922Aggregate50% Cycling | 21.0141 | 20.5029 | 19.3427 | 71.0656 | -2.3033 | -1.2445 | -0.51116 | 0.22216 | 1.281 | -3.4635 | -2.4047 | -1.6714 | -0.93803 | 0.12077
2012-08-08 | 22 | Aggregate | All | 4112922AggregateAll | 40.8812 | 40.9321 | 40.1729 | 70.9319 | -3.3874 | -1.356 | 0.050892 | 1899-12-31 10:59 | 3.4892 | -4.1466 | -2.1153 | -0.70834 | 0.69858 | 2.73
2012-08-08 | 22 | Average Per Device | 100% Cycling | 4112922Average Per Device100% Cycling | 1.3678 | 1.4072 | 1.4358 | 70.8134 | -0.094709 | -0.015476 | 0.039401 | 0.094278 | 0.17351 | -0.066092 | 0.013141 | 0.068018 | 0.1229 | 0.20213
2012-08-08 | 22 | Average Per Device | 50% Cycling | 4112922Average Per Device50% Cycling | 1.6896 | 1.6485 | 1.5552 | 71.0656 | -0.20893 | -0.10978 | -0.041099 | 0.027577 | 0.12673 | -0.30222 | -0.20306 | -0.13438 | -0.065707 | 0.03345
2012-08-08 | 22 | Average Per Device | All | 4112922Average Per DeviceAll | 1.519 | 1.5206 | 1.4919 | 70.9319 | -0.14839 | -0.059797 | 0.0015661 | 0.062929 | 0.15153 | -0.17707 | -0.088473 | -0.02711 | 0.034252 | 0.12285
2012-08-08 | 22 | Average Per Premise | 100% Cycling | 4112922Average Per Premise100% Cycling | 1.619 | 1.6656 | 1.6995 | 70.8134 | -0.087472 | -0.0082379 | 0.046639 | 0.10152 | 0.18075 | -0.053597 | 0.025636 | 0.080513 | 0.13539 | 0.21462
2012-08-08 | 22 | Average Per Premise | 50% Cycling | 4112922Average Per Premise50% Cycling | 1.968 | 1.9201 | 1.8115 | 71.0656 | -0.2157 | -0.11655 | -0.04787 | 0.020806 | 0.11996 | -0.32436 | -0.2252 | -0.15652 | -0.087847 | 0.01131
2012-08-08 | 22 | Average Per Premise | All | 4112922Average Per PremiseAll | 1.783 | 1.7852 | 1.7521 | 70.9319 | -0.14774 | -0.059143 | 0.0022196 | 0.063582 | 0.15218 | -0.18085 | -0.092257 | -0.030894 | 0.030468 | 0.11907
2012-08-08 | 22 | Average Per Ton | 100% Cycling | 4112922Average Per Ton100% Cycling | 0.37823 | 0.38913 | 0.39704 | 70.8134 | -0.12321 | -0.043981 | 0.010896 | 0.065773 | 0.14501 | -0.1153 | -0.036068 | 0.018809 | 0.073686 | 0.15292
2012-08-08 | 22 | Average Per Ton | 50% Cycling | 4112922Average Per Ton50% Cycling | 0.48677 | 0.47493 | 0.44806 | 71.0656 | -0.17967 | -0.080517 | -0.011841 | 0.056836 | 0.15599 | -0.20655 | -0.10739 | -0.038715 | 0.029961 | 0.12912
2012-08-08 | 22 | Average Per Ton | All | 4112922Average Per TonAll | 0.42924 | 0.42945 | 0.42102 | 70.9319 | -0.14975 | -0.061153 | 0.0002097 | 0.061572 | 0.15017 | -0.15819 | -0.06959 | -0.0082273 | 0.053135 | 0.14173
2012-08-08 | 23 | Aggregate | 100% Cycling | 4112923Aggregate100% Cycling | 16.8048 | 16.9018 | 17.2456 | 70.178 | -1.3143 | -0.48048 | 0.097033 | 0.67455 | 1.5084 | -0.97059 | -0.13675 | 0.44076 | 1.0183 | 1.8521
2012-08-08 | 23 | Aggregate | 50% Cycling | 4112923Aggregate50% Cycling | 16.8227 | 16.8558 | 15.902 | 70.3697 | -1.4531 | -0.57504 | 0.033087 | 0.64121 | 1.5193 | -2.4069 | -1.5289 | -0.92073 | -0.31261 | 0.56543
2012-08-08 | 23 | Aggregate | All | 4112923AggregateAll | 33.6475 | 33.7772 | 33.1556 | 70.2681 | -2.7702 | -1.057 | 0.12965 | 1899-12-31 07:35 | 3.0295 | -3.3918 | -1.6786 | -0.49196 | 0.69464 | 2.4079
2012-08-08 | 23 | Average Per Device | 100% Cycling | 4112923Average Per Device100% Cycling | 1.1589 | 1.1656 | 1.1893 | 70.178 | -0.10852 | -0.040452 | 0.0066919 | 0.053836 | 0.1219 | -0.084815 | -0.016747 | 0.030397 | 0.077541 | 0.14561
2012-08-08 | 23 | Average Per Device | 50% Cycling | 4112923Average Per Device50% Cycling | 1.3526 | 1.3553 | 1.2786 | 70.3697 | -0.13652 | -0.054291 | 0.0026603 | 0.059612 | 0.14184 | -0.21321 | -0.13098 | -0.07403 | -0.017079 | 0.06515
2012-08-08 | 23 | Average Per Device | All | 4112923Average Per DeviceAll | 1.25 | 1.2548 | 1.2313 | 70.2681 | -0.12168 | -0.046956 | 0.0047971 | 0.05655 | 0.13127 | -0.14516 | -0.070437 | -0.018684 | 0.03307 | 0.10779
2012-08-08 | 23 | Average Per Premise | 100% Cycling | 4112923Average Per Premise100% Cycling | 1.3718 | 1.3797 | 1.4078 | 70.178 | -0.10729 | -0.039223 | 0.0079211 | 0.055065 | 0.12313 | -0.079232 | -0.011163 | 0.035981 | 0.083125 | 0.15119
2012-08-08 | 23 | Average Per Premise | 50% Cycling | 4112923Average Per Premise50% Cycling | 1.5755 | 1.5786 | 1.4892 | 70.3697 | -0.13608 | -0.053853 | 0.0030986 | 0.06005 | 0.14228 | -0.22541 | -0.14318 | -0.086227 | -0.029276 | 0.052953
2012-08-08 | 23 | Average Per Premise | All | 4112923Average Per PremiseAll | 1.4675 | 1.4732 | 1.4461 | 70.2681 | -0.12082 | -0.046099 | 0.0056545 | 0.057408 | 0.13213 | -0.14793 | -0.07321 | -0.021457 | 0.030297 | 0.10502
2012-08-08 | 23 | Average Per Ton | 100% Cycling | 4112923Average Per Ton100% Cycling | 0.32048 | 0.32233 | 0.32889 | 70.178 | -0.11336 | -0.045293 | 0.0018505 | 0.048995 | 0.11706 | -0.10681 | -0.038738 | 0.0084057 | 0.05555 | 0.12362
2012-08-08 | 23 | Average Per Ton | 50% Cycling | 4112923Average Per Ton50% Cycling | 0.38968 | 0.39045 | 0.36835 | 70.3697 | -0.13841 | -0.056185 | 0.0007664 | 0.057718 | 0.13995 | -0.16051 | -0.078279 | -0.021328 | 0.035623 | 0.11785
2012-08-08 | 23 | Average Per Ton | All | 4112923Average Per TonAll | 0.35301 | 0.35435 | 0.34744 | 70.2681 | -0.12514 | -0.050412 | 0.001341 | 0.053094 | 0.12782 | -0.13205 | -0.057322 | -0.0055691 | 0.046184 | 0.12091
2012-08-08 | 24 | Aggregate | 100% Cycling | 4112924Aggregate100% Cycling | 13.4531 | 13.0081 | 13.2726 | 70.1152 | -1.6265 | -0.92848 | -0.44501 | 0.038453 | 0.7365 | -1.362 | -0.66393 | -0.18047 | 0.303 | 1.001
2012-08-08 | 24 | Aggregate | 50% Cycling | 4112924Aggregate50% Cycling | 13.0846 | 14.4809 | 13.6615 | 70.3058 | 0.027568 | 0.83619 | 1899-12-31 09:31 | 1899-12-31 22:57 | 2.7649 | -0.79186 | 0.016764 | 0.57682 | 1.1369 | 1.9455
2012-08-08 | 24 | Aggregate | All | 4112924AggregateAll | 26.5502 | 27.5179 | 26.9533 | 70.2048 | -1.5857 | -0.077156 | 0.96763 | 1900-01-01 00:18 | 3.5209 | -2.1502 | -0.64169 | 0.4031 | 1.4479 | 2.9564
2012-08-08 | 24 | Average Per Device | 100% Cycling | 4112924Average Per Device100% Cycling | 0.92778 | 0.89709 | 0.91534 | 70.1152 | -0.12714 | -0.070156 | -0.03069 | 0.0087765 | 0.06576 | -0.1089 | -0.051912 | -0.012446 | 0.02702 | 0.084004
2012-08-08 | 24 | Average Per Device | 50% Cycling | 4112924Average Per Device50% Cycling | 1.0521 | 1.1643 | 1.0984 | 70.3058 | -0.015914 | 0.059814 | 0.11226 | 0.16471 | 0.24044 | -0.081799 | -0.0060711 | 0.046378 | 0.098827 | 0.17456
2012-08-08 | 24 | Average Per Device | All | 4112924Average Per DeviceAll | 0.98619 | 1.0227 | 1.0014 | 70.2048 | -0.074864 | -0.0090704 | 0.036498 | 0.082066 | 0.14786 | -0.09616 | -0.030367 | 0.015201 | 0.06077 | 0.12656
2012-08-08 | 24 | Average Per Premise | 100% Cycling | 4112924Average Per Premise100% Cycling | 1.0982 | 1.0619 | 1.0835 | 70.1152 | -0.13278 | -0.075794 | -0.036327 | 0.003139 | 0.060122 | -0.11118 | -0.054199 | -0.014732 | 0.024734 | 0.081718
2012-08-08 | 24 | Average Per Premise | 50% Cycling | 4112924Average Per Premise50% Cycling | 1.2254 | 1.3561 | 1.2794 | 70.3058 | 0.0025817 | 0.07831 | 0.13076 | 0.18321 | 0.25894 | -0.074158 | 0.00157 | 0.054019 | 0.10647 | 0.1822
2012-08-08 | 24 | Average Per Premise | All | 4112924Average Per PremiseAll | 1.158 | 1.2002 | 1.1756 | 70.2048 | -0.069158 | -0.0033651 | 0.042203 | 0.087772 | 0.15356 | -0.093781 | -0.027987 | 0.017581 | 0.063149 | 0.12894
2012-08-08 | 24 | Average Per Ton | 100% Cycling | 4112924Average Per Ton100% Cycling | 0.25656 | 0.24808 | 0.25312 | 70.1152 | -0.10494 | -0.047953 | -0.0084868 | 0.03098 | 0.087963 | -0.099891 | -0.042908 | -0.0034417 | 0.036025 | 0.093008
2012-08-08 | 24 | Average Per Ton | 50% Cycling | 4112924Average Per Ton50% Cycling | 0.30309 | 0.33544 | 0.31646 | 70.3058 | -0.095835 | -0.020106 | 0.032343 | 0.084792 | 0.16052 | -0.11482 | -0.039088 | 0.013361 | 0.06581 | 0.14154
2012-08-08 | 24 | Average Per Ton | All | 4112924Average Per TonAll | 0.27843 | 0.28914 | 0.28289 | 70.2048 | -0.10066 | -0.034865 | 0.010703 | 0.056271 | 0.12206 | -0.10691 | -0.041113 | 0.0044558 | 0.050024 | 0.11582
2012-09-13 | 1 | Aggregate | 100% Cycling | 411651Aggregate100% Cycling | 9.7404 | 9.3254 | 10.7591 | 69.5137 | -1.2022 | -0.73712 | -0.41503 | -0.092935 | 0.37211 | 0.2315 | 0.69654 | 1.0186 | 1.3407 | 1.8058
2012-09-13 | 1 | Aggregate | 50% Cycling | 411651Aggregate50% Cycling | 9.4386 | 9.1192 | 9.1325 | 69.4426 | -1.2479 | -0.69937 | -0.31946 | 0.060461 | 0.609 | -1.2345 | -0.686 | -0.30608 | 0.073832 | 0.62237
2012-09-13 | 1 | Aggregate | All | 411651AggregateAll | 19.1877 | 18.4536 | 19.8893 | 69.4803 | -2.4519 | -1.437 | -0.73409 | -0.031174 | 0.98373 | -1.0162 | -0.0013451 | 0.70157 | 1.4045 | 2.4194
2012-09-13 | 1 | Average Per Device | 100% Cycling | 411651Average Per Device100% Cycling | 0.67174 | 0.64312 | 0.74199 | 69.5137 | -0.092878 | -0.054915 | -0.028622 | -0.0023289 | 0.035634 | 0.0059934 | 0.043956 | 0.07025 | 0.096543 | 0.13451
2012-09-13 | 1 | Average Per Device | 50% Cycling | 411651Average Per Device50% Cycling | 0.7589 | 0.73321 | 0.73429 | 69.4426 | -0.11264 | -0.061265 | -0.025685 | 0.009894 | 0.061265 | -0.11156 | -0.06019 | -0.02461 | 0.010969 | 0.06234
2012-09-13 | 1 | Average Per Device | All | 411651Average Per DeviceAll | 0.7127 | 0.68546 | 0.73837 | 69.4803 | -0.10216 | -0.057899 | -0.027242 | 0.0034159 | 0.047681 | -0.049257 | -0.0049923 | 0.025665 | 0.056323 | 0.10059
2012-09-13 | 1 | Average Per Premise | 100% Cycling | 411651Average Per Premise100% Cycling | 0.79514 | 0.76126 | 0.87829 | 69.5137 | -0.098136 | -0.060173 | -0.03388 | -0.0075865 | 0.030377 | 0.018898 | 0.056861 | 0.083154 | 0.10945 | 0.14741
2012-09-13 | 1 | Average Per Premise | 50% Cycling | 411651Average Per Premise50% Cycling | 0.88393 | 0.85401 | 0.85527 | 69.4426 | -0.11687 | -0.065497 | -0.029917 | 0.0056622 | 0.057033 | -0.11562 | -0.064244 | -0.028665 | 0.0069145 | 0.058285
2012-09-13 | 1 | Average Per Premise | All | 411651Average Per PremiseAll | 0.83687 | 0.80485 | 0.86747 | 69.4803 | -0.10694 | -0.062675 | -0.032017 | -0.0013597 | 0.042905 | -0.044324 | -5.87e-05 | 0.030599 | 0.061257 | 0.10552
2012-09-13 | 1 | Average Per Ton | 100% Cycling | 411651Average Per Ton100% Cycling | 0.18576 | 0.17784 | 0.20518 | 69.5137 | -0.072171 | -0.034208 | -0.0079149 | 0.018378 | 0.056341 | -0.04483 | -0.0068668 | 0.019426 | 0.045719 | 0.083682
2012-09-13 | 1 | Average Per Ton | 50% Cycling | 411651Average Per Ton50% Cycling | 0.21864 | 0.21124 | 0.21155 | 69.4426 | -0.094351 | -0.042979 | -0.0073999 | 0.028179 | 0.079551 | -0.094041 | -0.04267 | -0.0070902 | 0.028489 | 0.07986
2012-09-13 | 1 | Average Per Ton | All | 411651Average Per TonAll | 0.20121 | 0.19354 | 0.20817 | 69.4803 | -0.082595 | -0.038331 | -0.0076729 | 0.022985 | 0.06725 | -0.067959 | -0.023694 | 0.0069635 | 0.037621 | 0.081886
2012-09-13 | 2 | Aggregate | 100% Cycling | 411652Aggregate100% Cycling | 8.4925 | 8.5129 | 9.8216 | 69.5876 | -0.71579 | -0.28088 | 0.020342 | 0.32156 | 0.75648 | 0.59295 | 1.0279 | 1.3291 | 1.6303 | 2.0652
2012-09-13 | 2 | Aggregate | 50% Cycling | 411652Aggregate50% Cycling | 8.6263 | 7.9932 | 8.0049 | 69.6624 | -1.4646 | -0.97335 | -0.63312 | -0.29288 | 0.19836 | -1.4529 | -0.96163 | -0.62139 | -0.28116 | 0.21008
2012-09-13 | 2 | Aggregate | All | 411652AggregateAll | 17.1301 | 16.5113 | 17.8214 | 69.6227 | -2.1881 | -1.2609 | -0.61876 | 0.02341 | 0.9506 | -0.87802 | 0.049164 | 0.69133 | 1.3335 | 2.2607
2012-09-13 | 2 | Average Per Device | 100% Cycling | 411652Average Per Device100% Cycling | 0.58568 | 0.58708 | 0.67734 | 69.5876 | -0.05869 | -0.023186 | 0.0014029 | 0.025992 | 0.061495 | 0.031567 | 0.06707 | 0.09166 | 0.11625 | 0.15175
2012-09-13 | 2 | Average Per Device | 50% Cycling | 411652Average Per Device50% Cycling | 0.69359 | 0.64268 | 0.64362 | 69.6624 | -0.12877 | -0.082768 | -0.050905 | -0.019042 | 0.026963 | -0.12783 | -0.081825 | -0.049962 | -0.018099 | 0.027906
2012-09-13 | 2 | Average Per Device | All | 411652Average Per DeviceAll | 0.6364 | 0.61321 | 0.66149 | 69.6227 | -0.091629 | -0.05119 | -0.023182 | 0.0048262 | 0.045265 | -0.04335 | -0.0029107 | 0.025097 | 0.053105 | 0.093544
2012-09-13 | 2 | Average Per Premise | 100% Cycling | 411652Average Per Premise100% Cycling | 0.69327 | 0.69493 | 0.80176 | 69.5876 | -0.058432 | -0.022929 | 0.0016606 | 0.02625 | 0.061753 | 0.048404 | 0.083908 | 0.1085 | 0.13309 | 0.16859
2012-09-13 | 2 | Average Per Premise | 50% Cycling | 411652Average Per Premise50% Cycling | 0.80786 | 0.74857 | 0.74966 | 69.6624 | -0.13716 | -0.091155 | -0.059292 | -0.027429 | 0.018576 | -0.13606 | -0.090057 | -0.058194 | -0.026331 | 0.019674
2012-09-13 | 2 | Average Per Premise | All | 411652Average Per PremiseAll | 0.74712 | 0.72014 | 0.77728 | 69.6227 | -0.095434 | -0.054995 | -0.026987 | 0.001021 | 0.04146 | -0.038295 | 0.0021443 | 0.030152 | 0.05816 | 0.098599
2012-09-13 | 2 | Average Per Ton | 100% Cycling | 411652Average Per Ton100% Cycling | 0.16196 | 0.16235 | 0.18731 | 69.5876 | -0.059705 | -0.024201 | 0.000388 | 0.024977 | 0.06048 | -0.034746 | 0.0007575 | 0.025347 | 0.049936 | 0.085439
2012-09-13 | 2 | Average Per Ton | 50% Cycling | 411652Average Per Ton50% Cycling | 0.19982 | 0.18515 | 0.18543 | 69.6624 | -0.092534 | -0.046529 | -0.014665 | 0.017197 | 0.063202 | -0.092262 | -0.046257 | -0.014394 | 0.017469 | 0.063474
2012-09-13 | 2 | Average Per Ton | All | 411652Average Per TonAll | 0.17975 | 0.17307 | 0.18642 | 69.6227 | -0.075134 | -0.034695 | -0.0066872 | 0.021321 | 0.06176 | -0.061778 | -0.021339 | 0.0066686 | 0.034677 | 0.075116
2012-09-13 | 3 | Aggregate | 100% Cycling | 411653Aggregate100% Cycling | 8.0148 | 7.9496 | 9.1717 | 69.578 | -0.76874 | -0.35311 | -0.065242 | 0.22262 | 0.63825 | 0.45341 | 0.86904 | 1.1569 | 1.4448 | 1.8604
2012-09-13 | 3 | Aggregate | 50% Cycling | 411653Aggregate50% Cycling | 7.4429 | 7.3336 | 7.3443 | 69.6122 | -0.77495 | -0.3817 | -0.10933 | 0.16304 | 0.5563 | -0.7642 | -0.37094 | -0.098572 | 0.1738 | 0.56706
2012-09-13 | 3 | Aggregate | All | 411653AggregateAll | 15.4619 | 15.2869 | 16.5101 | 69.5941 | -1.5447 | -0.73548 | -0.17505 | 0.38538 | 1.1946 | -0.32145 | 0.48773 | 1.0482 | 1.6086 | 2.4178
2012-09-13 | 3 | Average Per Device | 100% Cycling | 411653Average Per Device100% Cycling | 0.55274 | 0.54824 | 0.63252 | 69.578 | -0.061928 | -0.027998 | -0.0044994 | 0.019 | 0.052929 | 0.022357 | 0.056286 | 0.079785 | 0.10328 | 0.13721
2012-09-13 | 3 | Average Per Device | 50% Cycling | 411653Average Per Device50% Cycling | 0.59844 | 0.58965 | 0.59051 | 69.6122 | -0.071126 | -0.034298 | -0.0087901 | 0.016717 | 0.053546 | -0.070262 | -0.033433 | -0.0079255 | 0.017582 | 0.054411
2012-09-13 | 3 | Average Per Device | All | 411653Average Per DeviceAll | 0.57422 | 0.5677 | 0.61278 | 69.5941 | -0.066251 | -0.030959 | -0.006516 | 0.017927 | 0.053219 | -0.021174 | 0.014118 | 0.038561 | 0.063004 | 0.098296
2012-09-13 | 3 | Average Per Premise | 100% Cycling | 411653Average Per Premise100% Cycling | 0.65427 | 0.64895 | 0.74871 | 69.578 | -0.062754 | -0.028825 | -0.0053259 | 0.018173 | 0.052102 | 0.037013 | 0.070942 | 0.094441 | 0.11794 | 0.15187
2012-09-13 | 3 | Average Per Premise | 50% Cycling | 411653Average Per Premise50% Cycling | 0.69703 | 0.68679 | 0.6878 | 69.6122 | -0.072575 | -0.035746 | -0.010238 | 0.015269 | 0.052098 | -0.071568 | -0.034739 | -0.0092313 | 0.016276 | 0.053105
2012-09-13 | 3 | Average Per Premise | All | 411653Average Per PremiseAll | 0.67437 | 0.66673 | 0.72008 | 69.5941 | -0.06737 | -0.032078 | -0.0076348 | 0.016808 | 0.0521 | -0.01402 | 0.021272 | 0.045715 | 0.070158 | 0.10545
2012-09-13 | 3 | Average Per Ton | 100% Cycling | 411653Average Per Ton100% Cycling | 0.15285 | 0.15161 | 0.17491 | 69.578 | -0.058672 | -0.024743 | -0.0012442 | 0.022255 | 0.056184 | -0.035365 | -0.0014359 | 0.022063 | 0.045562 | 0.079491
2012-09-13 | 3 | Average Per Ton | 50% Cycling | 411653Average Per Ton50% Cycling | 0.17241 | 0.16988 | 0.17012 | 69.6122 | -0.064869 | -0.02804 | -0.0025324 | 0.022975 | 0.059804 | -0.06462 | -0.027791 | -0.0022833 | 0.023224 | 0.060053
2012-09-13 | 3 | Average Per Ton | All | 411653Average Per TonAll | 0.16204 | 0.16019 | 0.17266 | 69.5941 | -0.061585 | -0.026293 | -0.0018497 | 0.022593 | 0.057885 | -0.049115 | -0.013823 | 0.01062 | 0.035063 | 0.070355
2012-09-13 | 4 | Aggregate | 100% Cycling | 411654Aggregate100% Cycling | 7.5965 | 7.5259 | 8.6829 | 69.0005 | -0.68044 | -0.32013 | -0.070583 | 0.17896 | 0.53927 | 0.47657 | 0.83688 | 1.0864 | 1.336 | 1.6963
2012-09-13 | 4 | Aggregate | 50% Cycling | 411654Aggregate50% Cycling | 7.3316 | 7.1381 | 7.1486 | 69.0799 | -0.82106 | -0.4503 | -0.19351 | 0.063277 | 0.43404 | -0.81059 | -0.43983 | -0.18304 | 0.073744 | 0.4445
2012-09-13 | 4 | Aggregate | All | 411654AggregateAll | 14.9346 | 14.6693 | 15.8276 | 69.0378 | -1.5036 | -0.772 | -0.26531 | 0.24139 | 0.97298 | -0.34529 | 0.3863 | 0.89299 | 1.3997 | 2.1313
2012-09-13 | 4 | Average Per Device | 100% Cycling | 411654Average Per Device100% Cycling | 0.52388 | 0.51902 | 0.59881 | 69.0005 | -0.054652 | -0.025239 | -0.0048677 | 0.015503 | 0.044916 | 0.025141 | 0.054553 | 0.074925 | 0.095296 | 0.12471
2012-09-13 | 4 | Average Per Device | 50% Cycling | 411654Average Per Device50% Cycling | 0.58949 | 0.57393 | 0.57477 | 69.0799 | -0.074329 | -0.039607 | -0.015559 | 0.0084894 | 0.043211 | -0.073488 | -0.038766 | -0.014717 | 0.0093309 | 0.044053
2012-09-13 | 4 | Average Per Device | All | 411654Average Per DeviceAll | 0.55472 | 0.54483 | 0.58751 | 69.0378 | -0.0639 | -0.031992 | -0.0098926 | 0.012207 | 0.044115 | -0.021215 | 0.010693 | 0.032793 | 0.054892 | 0.0868
2012-09-13 | 4 | Average Per Premise | 100% Cycling | 411654Average Per Premise100% Cycling | 0.62012 | 0.61436 | 0.70881 | 69.0005 | -0.055546 | -0.026133 | -0.0057619 | 0.014609 | 0.044022 | 0.038904 | 0.068317 | 0.088688 | 0.10906 | 0.13847
2012-09-13 | 4 | Average Per Premise | 50% Cycling | 411654Average Per Premise50% Cycling | 0.68661 | 0.66849 | 0.66947 | 69.0799 | -0.076893 | -0.042171 | -0.018122 | 0.0059259 | 0.040648 | -0.075912 | -0.04119 | -0.017142 | 0.0069061 | 0.041628
2012-09-13 | 4 | Average Per Premise | All | 411654Average Per PremiseAll | 0.65137 | 0.6398 | 0.69032 | 69.0378 | -0.065579 | -0.033671 | -0.011571 | 0.010528 | 0.042436 | -0.01506 | 0.016848 | 0.038948 | 0.061047 | 0.092955
2012-09-13 | 4 | Average Per Ton | 100% Cycling | 411654Average Per Ton100% Cycling | 0.14487 | 0.14353 | 0.16559 | 69.0005 | -0.05113 | -0.021717 | -0.0013461 | 0.019025 | 0.048438 | -0.029065 | 0.0003479 | 0.020719 | 0.04109 | 0.070503
2012-09-13 | 4 | Average Per Ton | 50% Cycling | 411654Average Per Ton50% Cycling | 0.16983 | 0.16535 | 0.16559 | 69.0799 | -0.063253 | -0.028531 | -0.0044825 | 0.019566 | 0.054288 | -0.06301 | -0.028288 | -0.0042401 | 0.019808 | 0.05453
2012-09-13 | 4 | Average Per Ton | All | 411654Average Per TonAll | 0.1566 | 0.15378 | 0.16559 | 69.0378 | -0.056828 | -0.02492 | -0.0028202 | 0.019279 | 0.051187 | -0.045019 | -0.013111 | 0.0089883 | 0.031088 | 0.062996
2012-09-13 | 5 | Aggregate | 100% Cycling | 411655Aggregate100% Cycling | 7.7875 | 7.3638 | 8.4958 | 68.8375 | -1.0643 | -0.68585 | -0.42374 | -0.16162 | 0.21683 | 0.067776 | 0.44623 | 0.70835 | 0.97046 | 1.3489
2012-09-13 | 5 | Aggregate | 50% Cycling | 411655Aggregate50% Cycling | 7.1982 | 7.149 | 7.1595 | 68.96 | -0.67773 | -0.3064 | -0.049219 | 0.20796 | 0.57929 | -0.66725 | -0.29592 | -0.038736 | 0.21845 | 0.58978
2012-09-13 | 5 | Aggregate | All | 411655AggregateAll | 14.9895 | 14.5195 | 15.653 | 68.895 | -1.7397 | -0.98958 | -0.47001 | 0.049547 | 0.79971 | -0.60615 | 0.14402 | 0.66358 | 1.1831 | 1.9333
2012-09-13 | 5 | Average Per Device | 100% Cycling | 411655Average Per Device100% Cycling | 0.53706 | 0.50784 | 0.58591 | 68.8375 | -0.081514 | -0.05062 | -0.029223 | -0.0078256 | 0.023069 | -0.0034409 | 0.027453 | 0.04885 | 0.070248 | 0.10114
2012-09-13 | 5 | Average Per Device | 50% Cycling | 411655Average Per Device50% Cycling | 0.57876 | 0.5748 | 0.57565 | 68.96 | -0.062818 | -0.028043 | -0.0039574 | 0.020128 | 0.054903 | -0.061975 | -0.0272 | -0.0031145 | 0.020971 | 0.055746
2012-09-13 | 5 | Average Per Device | All | 411655Average Per DeviceAll | 0.55666 | 0.53931 | 0.58109 | 68.895 | -0.072727 | -0.040009 | -0.017348 | 0.0053125 | 0.038031 | -0.030952 | 0.0017664 | 0.024427 | 0.047087 | 0.079806
2012-09-13 | 5 | Average Per Premise | 100% Cycling | 411655Average Per Premise100% Cycling | 0.63571 | 0.60112 | 0.69354 | 68.8375 | -0.086882 | -0.055988 | -0.034591 | -0.013194 | 0.017701 | 0.0055327 | 0.036427 | 0.057824 | 0.079221 | 0.11012
2012-09-13 | 5 | Average Per Premise | 50% Cycling | 411655Average Per Premise50% Cycling | 0.67411 | 0.66951 | 0.67049 | 68.96 | -0.06347 | -0.028695 | -0.0046094 | 0.019476 | 0.054251 | -0.062488 | -0.027713 | -0.0036277 | 0.020457 | 0.055233
2012-09-13 | 5 | Average Per Premise | All | 411655Average Per PremiseAll | 0.65376 | 0.63326 | 0.6827 | 68.895 | -0.075878 | -0.04316 | -0.0205 | 0.002161 | 0.034879 | -0.026437 | 0.0062812 | 0.028942 | 0.051602 | 0.084321
2012-09-13 | 5 | Average Per Ton | 100% Cycling | 411655Average Per Ton100% Cycling | 0.14851 | 0.14043 | 0.16202 | 68.8375 | -0.060373 | -0.029478 | -0.0080811 | 0.013316 | 0.04421 | -0.038783 | -0.0078885 | 0.013509 | 0.034906 | 0.0658
2012-09-13 | 5 | Average Per Ton | 50% Cycling | 411655Average Per Ton50% Cycling | 0.16674 | 0.1656 | 0.16584 | 68.96 | -0.06 | -0.025225 | -0.0011401 | 0.022945 | 0.05772 | -0.059758 | -0.024983 | -0.0008973 | 0.023188 | 0.057963
2012-09-13 | 5 | Average Per Ton | All | 411655Average Per TonAll | 0.15708 | 0.15226 | 0.16382 | 68.895 | -0.060198 | -0.027479 | -0.0048188 | 0.017842 | 0.05056 | -0.048641 | -0.015923 | 0.0067379 | 0.029399 | 0.062117
2012-09-13 | 6 | Aggregate | 100% Cycling | 411656Aggregate100% Cycling | 8.8077 | 7.8872 | 9.0998 | 68.4257 | -1.6785 | -1.2307 | -0.92052 | -0.61034 | -0.16249 | -0.46598 | -0.018135 | 0.29204 | 0.60222 | 1.0501
2012-09-13 | 6 | Aggregate | 50% Cycling | 411656Aggregate50% Cycling | 7.9387 | 7.5184 | 7.5294 | 68.3365 | -1.0514 | -0.67857 | -0.42033 | -0.16208 | 0.21078 | -1.0404 | -0.66755 | -0.4093 | -0.15106 | 0.22181
2012-09-13 | 6 | Aggregate | All | 411656AggregateAll | 16.7489 | 15.4115 | 16.6255 | 68.3838 | -2.7262 | -1.9056 | -1.3373 | -0.76902 | 0.05153 | -1.5122 | -0.69167 | -0.12336 | 0.44495 | 1.2655
2012-09-13 | 6 | Average Per Device | 100% Cycling | 411656Average Per Device100% Cycling | 0.60742 | 0.54394 | 0.62756 | 68.4257 | -0.12536 | -0.088803 | -0.063483 | -0.038162 | -0.0016033 | -0.041739 | -0.00518 | 0.020141 | 0.045461 | 0.08202
2012-09-13 | 6 | Average Per Device | 50% Cycling | 411656Average Per Device50% Cycling | 0.6383 | 0.60451 | 0.60539 | 68.3365 | -0.092899 | -0.05798 | -0.033796 | -0.0096109 | 0.025308 | -0.092013 | -0.057094 | -0.032909 | -0.0087245 | 0.026194
2012-09-13 | 6 | Average Per Device | All | 411656Average Per DeviceAll | 0.62193 | 0.5724 | 0.61714 | 68.3838 | -0.1101 | -0.074317 | -0.04953 | -0.024743 | 0.011045 | -0.065368 | -0.02958 | -0.0047928 | 0.019994 | 0.055782
2012-09-13 | 6 | Average Per Premise | 100% Cycling | 411656Average Per Premise100% Cycling | 0.719 | 0.64385 | 0.74284 | 68.4257 | -0.13702 | -0.10046 | -0.075144 | -0.049824 | -0.013265 | -0.038039 | -0.0014804 | 0.02384 | 0.049161 | 0.08572
2012-09-13 | 6 | Average Per Premise | 50% Cycling | 411656Average Per Premise50% Cycling | 0.74347 | 0.7041 | 0.70513 | 68.3365 | -0.098468 | -0.063549 | -0.039364 | -0.015179 | 0.01974 | -0.097435 | -0.062516 | -0.038331 | -0.014146 | 0.020772
2012-09-13 | 6 | Average Per Premise | All | 411656Average Per PremiseAll | 0.7305 | 0.67217 | 0.72512 | 68.3838 | -0.1189 | -0.083114 | -0.058327 | -0.033541 | 0.0022475 | -0.065955 | -0.030167 | -0.0053804 | 0.019406 | 0.055195
2012-09-13 | 6 | Average Per Ton | 100% Cycling | 411656Average Per Ton100% Cycling | 0.16797 | 0.15042 | 0.17354 | 68.4257 | -0.079435 | -0.042876 | -0.017555 | 0.0077655 | 0.044325 | -0.05631 | -0.019751 | 0.0055695 | 0.03089 | 0.067449
2012-09-13 | 6 | Average Per Ton | 50% Cycling | 411656Average Per Ton50% Cycling | 0.18389 | 0.17416 | 0.17441 | 68.3365 | -0.06884 | -0.033921 | -0.0097365 | 0.014448 | 0.049367 | -0.068585 | -0.033666 | -0.0094811 | 0.014704 | 0.049623
2012-09-13 | 6 | Average Per Ton | All | 411656Average Per TonAll | 0.17545 | 0.16157 | 0.17395 | 68.3838 | -0.074455 | -0.038667 | -0.01388 | 0.010906 | 0.046695 | -0.062079 | -0.026291 | -0.0015043 | 0.023283 | 0.059071
2012-09-13 | 7 | Aggregate | 100% Cycling | 411657Aggregate100% Cycling | 9.6682 | 9.8825 | 11.4018 | 67.3666 | -0.52799 | -0.089412 | 0.21435 | 0.5181 | 0.95668 | 0.99133 | 1.4299 | 1.7337 | 2.0374 | 2.476
2012-09-13 | 7 | Aggregate | 50% Cycling | 411657Aggregate50% Cycling | 9.5427 | 10.1088 | 10.1236 | 67.009 | -0.23824 | 0.23695 | 0.56606 | 0.89517 | 1.3704 | -0.22341 | 0.25177 | 0.58088 | 0.90999 | 1.3852
2012-09-13 | 7 | Aggregate | All | 411657AggregateAll | 19.2212 | 20.0051 | 21.5271 | 67.1985 | -0.76419 | 0.15043 | 0.78389 | 1899-12-31 10:01 | 2.332 | 0.75791 | 1.6725 | 2.306 | 2.9395 | 3.8541
2012-09-13 | 7 | Average Per Device | 100% Cycling | 411657Average Per Device100% Cycling | 0.66676 | 0.68154 | 0.78632 | 67.3666 | -0.045817 | -0.010014 | 0.014782 | 0.039579 | 0.075381 | 0.058962 | 0.094764 | 0.11956 | 0.14436 | 0.18016
2012-09-13 | 7 | Average Per Device | 50% Cycling | 411657Average Per Device50% Cycling | 0.76727 | 0.81278 | 0.81397 | 67.009 | -0.02981 | 0.014692 | 0.045513 | 0.076335 | 0.12084 | -0.028618 | 0.015883 | 0.046705 | 0.077526 | 0.12203
2012-09-13 | 7 | Average Per Device | All | 411657Average Per DeviceAll | 0.714 | 0.74322 | 0.79932 | 67.1985 | -0.038293 | 0.0015974 | 0.029226 | 0.056854 | 0.096745 | 0.017799 | 0.05769 | 0.085319 | 0.11295 | 0.15284
2012-09-13 | 7 | Average Per Premise | 100% Cycling | 411657Average Per Premise100% Cycling | 0.78924 | 0.80674 | 0.93076 | 67.3666 | -0.043101 | -0.007299 | 0.017498 | 0.042294 | 0.078096 | 0.080924 | 0.11673 | 0.14152 | 0.16632 | 0.20212
2012-09-13 | 7 | Average Per Premise | 50% Cycling | 411657Average Per Premise50% Cycling | 0.89368 | 0.94669 | 0.94808 | 67.009 | -0.022311 | 0.02219 | 0.053012 | 0.083833 | 0.12833 | -0.020923 | 0.023578 | 0.0544 | 0.085221 | 0.12972
2012-09-13 | 7 | Average Per Premise | All | 411657Average Per PremiseAll | 0.83833 | 0.87252 | 0.9389 | 67.1985 | -0.03333 | 0.0065609 | 0.034189 | 0.061817 | 0.10171 | 0.033056 | 0.072947 | 0.10058 | 0.1282 | 0.16809
2012-09-13 | 7 | Average Per Ton | 100% Cycling | 411657Average Per Ton100% Cycling | 0.18438 | 0.18847 | 0.21744 | 67.3666 | -0.056511 | -0.020709 | 0.0040878 | 0.028884 | 0.064687 | -0.027536 | 0.0082659 | 0.033062 | 0.057859 | 0.093661
2012-09-13 | 7 | Average Per Ton | 50% Cycling | 411657Average Per Ton50% Cycling | 0.22105 | 0.23416 | 0.2345 | 67.009 | -0.062211 | -0.017709 | 0.013112 | 0.043934 | 0.088435 | -0.061867 | -0.017366 | 0.013456 | 0.044277 | 0.088778
2012-09-13 | 7 | Average Per Ton | All | 411657Average Per TonAll | 0.20161 | 0.20994 | 0.22546 | 67.1985 | -0.05919 | -0.019299 | 0.0083293 | 0.035958 | 0.075848 | -0.043672 | -0.003781 | 0.023847 | 0.051476 | 0.091366
2012-09-13 | 8 | Aggregate | 100% Cycling | 411658Aggregate100% Cycling | 9.7166 | 10.5424 | 12.1632 | 68.9256 | -0.003847 | 0.48631 | 0.82579 | 1899-12-31 03:58 | 1.6554 | 1.6169 | 2.1071 | 2.4466 | 2.786 | 3.2762
2012-09-13 | 8 | Aggregate | 50% Cycling | 411658Aggregate50% Cycling | 9.7854 | 11.1728 | 11.1892 | 68.9153 | 0.49151 | 1.0208 | 1899-12-31 09:18 | 1899-12-31 18:06 | 2.2833 | 0.50789 | 1.0372 | 1.4038 | 1.7704 | 2.2997
2012-09-13 | 8 | Aggregate | All | 411658AggregateAll | 19.5141 | 21.7334 | 23.3577 | 68.9207 | 0.49221 | 1.5126 | 1900-01-01 05:16 | 1900-01-01 22:14 | 3.9465 | 2.1165 | 3.1369 | 3.8436 | 4.5504 | 5.5708
2012-09-13 | 8 | Average Per Device | 100% Cycling | 411658Average Per Device100% Cycling | 0.6701 | 0.72705 | 0.83882 | 68.9256 | -0.010776 | 0.029237 | 0.05695 | 0.084663 | 0.12468 | 0.101 | 0.14101 | 0.16873 | 0.19644 | 0.23645
2012-09-13 | 8 | Average Per Device | 50% Cycling | 411658Average Per Device50% Cycling | 0.78678 | 0.89833 | 0.89965 | 68.9153 | 0.027651 | 0.07722 | 0.11155 | 0.14588 | 0.19545 | 0.028968 | 0.078538 | 0.11287 | 0.1472 | 0.19677
2012-09-13 | 8 | Average Per Device | All | 411658Average Per DeviceAll | 0.72494 | 0.80755 | 0.86741 | 68.9207 | 0.0072849 | 0.051789 | 0.082613 | 0.11344 | 0.15794 | 0.067145 | 0.11165 | 0.14247 | 0.1733 | 0.2178
2012-09-13 | 8 | Average Per Premise | 100% Cycling | 411658Average Per Premise100% Cycling | 0.79319 | 0.8606 | 0.99291 | 68.9256 | -0.000314 | 0.039699 | 0.067412 | 0.095125 | 0.13514 | 0.13199 | 0.17201 | 0.19972 | 0.22743 | 0.26744
2012-09-13 | 8 | Average Per Premise | 50% Cycling | 411658Average Per Premise50% Cycling | 0.91641 | 1.0463 | 1.0479 | 68.9153 | 0.04603 | 0.095599 | 0.12993 | 0.16426 | 0.21383 | 0.047564 | 0.097134 | 0.13147 | 0.1658 | 0.21537
2012-09-13 | 8 | Average Per Premise | All | 411658Average Per PremiseAll | 0.8511 | 0.9479 | 1.0187 | 68.9207 | 0.021468 | 0.065972 | 0.096796 | 0.12762 | 0.17212 | 0.092311 | 0.13682 | 0.16764 | 0.19846 | 0.24297
2012-09-13 | 8 | Average Per Ton | 100% Cycling | 411658Average Per Ton100% Cycling | 0.1853 | 0.20105 | 0.23196 | 68.9256 | -0.051977 | -0.011964 | 0.015749 | 0.043462 | 0.083474 | -0.021068 | 0.018945 | 0.046658 | 0.074371 | 0.11438
2012-09-13 | 8 | Average Per Ton | 50% Cycling | 411658Average Per Ton50% Cycling | 0.22667 | 0.25881 | 0.25919 | 68.9153 | -0.051763 | -0.0021938 | 0.032138 | 0.06647 | 0.11604 | -0.051384 | -0.0018143 | 0.032517 | 0.066849 | 0.11642
2012-09-13 | 8 | Average Per Ton | All | 411658Average Per TonAll | 0.20475 | 0.2282 | 0.24476 | 68.9207 | -0.051877 | -0.0073721 | 0.023452 | 0.054275 | 0.09878 | -0.035316 | 0.0091882 | 0.040012 | 0.070836 | 0.11534
2012-09-13 | 9 | Aggregate | 100% Cycling | 411659Aggregate100% Cycling | 9.4575 | 10.2456 | 11.8208 | 70.8311 | -0.04725 | 0.44627 | 0.78809 | 1899-12-31 03:07 | 1.6234 | 1.5279 | 2.0214 | 2.3632 | 2.705 | 3.1986
2012-09-13 | 9 | Aggregate | 50% Cycling | 411659Aggregate50% Cycling | 9.5767 | 9.7952 | 9.8096 | 71.0071 | -0.63304 | -0.12993 | 0.21852 | 0.56697 | 1.0701 | -0.61868 | -0.11557 | 0.23288 | 0.58133 | 1.0844
2012-09-13 | 9 | Aggregate | All | 411659AggregateAll | 19.0465 | 20.0488 | 21.6258 | 70.9138 | -0.68573 | 0.31157 | 1899-12-31 00:03 | 1899-12-31 16:38 | 2.6903 | 0.89128 | 1.8886 | 2.5793 | 3.27 | 4.2673
2012-09-13 | 9 | Average Per Device | 100% Cycling | 411659Average Per Device100% Cycling | 0.65223 | 0.70658 | 0.81521 | 70.8311 | -0.013841 | 0.026447 | 0.05435 | 0.082253 | 0.12254 | 0.094787 | 0.13507 | 0.16298 | 0.19088 | 0.23117
2012-09-13 | 9 | Average Per Device | 50% Cycling | 411659Average Per Device50% Cycling | 0.77 | 0.78757 | 0.78872 | 71.0071 | -0.062179 | -0.015063 | 0.017569 | 0.050202 | 0.097318 | -0.061024 | -0.013908 | 0.018724 | 0.051357 | 0.098473
2012-09-13 | 9 | Average Per Device | All | 411659Average Per DeviceAll | 0.70758 | 0.74465 | 0.80276 | 70.9138 | -0.03656 | 0.0069371 | 0.037063 | 0.067189 | 0.11069 | 0.021556 | 0.065053 | 0.095179 | 0.1253 | 0.1688
2012-09-13 | 9 | Average Per Premise | 100% Cycling | 411659Average Per Premise100% Cycling | 0.77204 | 0.83638 | 0.96496 | 70.8311 | -0.0038572 | 0.036431 | 0.064334 | 0.092237 | 0.13252 | 0.12473 | 0.16501 | 0.19292 | 0.22082 | 0.26111
2012-09-13 | 9 | Average Per Premise | 50% Cycling | 411659Average Per Premise50% Cycling | 0.89686 | 0.91733 | 0.91867 | 71.0071 | -0.059285 | -0.012169 | 0.020464 | 0.053097 | 0.10021 | -0.057939 | -0.010823 | 0.021809 | 0.054442 | 0.10156
2012-09-13 | 9 | Average Per Premise | All | 411659Average Per PremiseAll | 0.83071 | 0.87442 | 0.9432 | 70.9138 | -0.029908 | 0.013589 | 0.043715 | 0.073841 | 0.11734 | 0.038873 | 0.08237 | 0.1125 | 0.14262 | 0.18612
2012-09-13 | 9 | Average Per Ton | 100% Cycling | 411659Average Per Ton100% Cycling | 0.18036 | 0.19539 | 0.22543 | 70.8311 | -0.053161 | -0.012874 | 0.015029 | 0.042933 | 0.08322 | -0.023122 | 0.017166 | 0.045069 | 0.072972 | 0.11326
2012-09-13 | 9 | Average Per Ton | 50% Cycling | 411659Average Per Ton50% Cycling | 0.22184 | 0.2269 | 0.22723 | 71.0071 | -0.074687 | -0.027571 | 0.0050617 | 0.037694 | 0.08481 | -0.074354 | -0.027238 | 0.0053944 | 0.038027 | 0.085143
2012-09-13 | 9 | Average Per Ton | All | 411659Average Per TonAll | 0.19986 | 0.2102 | 0.22628 | 70.9138 | -0.063278 | -0.019781 | 0.010345 | 0.040471 | 0.083968 | -0.047201 | -0.0037042 | 0.026422 | 0.056548 | 0.10004
2012-09-13 | 10 | Aggregate | 100% Cycling | 4116510Aggregate100% Cycling | 9.907 | 9.2802 | 10.7069 | 73.3549 | -1.6711 | -1.0541 | -0.62675 | -0.19941 | 0.41759 | -0.24437 | 0.37264 | 0.79997 | 1.2273 | 1.8443
2012-09-13 | 10 | Aggregate | 50% Cycling | 4116510Aggregate50% Cycling | 9.4776 | 9.7669 | 9.7812 | 73.7761 | -0.77254 | -0.1452 | 0.28929 | 0.72378 | 1.3511 | -0.75821 | -0.13088 | 0.30361 | 0.7381 | 1.3654
2012-09-13 | 10 | Aggregate | All | 4116510AggregateAll | 19.3923 | 19.0625 | 20.4923 | 73.5529 | -2.4373 | -1.1922 | -0.32978 | 0.53262 | 1.7778 | -1.0076 | 0.23757 | 1.1 | 1.9624 | 3.2075
2012-09-13 | 10 | Average Per Device | 100% Cycling | 4116510Average Per Device100% Cycling | 0.68323 | 0.64 | 0.7384 | 73.3549 | -0.12848 | -0.078108 | -0.043223 | -0.0083387 | 0.042029 | -0.030083 | 0.020285 | 0.05517 | 0.090054 | 0.14042
2012-09-13 | 10 | Average Per Device | 50% Cycling | 4116510Average Per Device50% Cycling | 0.76203 | 0.78529 | 0.78644 | 73.7761 | -0.07618 | -0.01743 | 0.02326 | 0.06395 | 0.1227 | -0.075029 | -0.016279 | 0.024411 | 0.065101 | 0.12385
2012-09-13 | 10 | Average Per Device | All | 4116510Average Per DeviceAll | 0.72027 | 0.70829 | 0.76098 | 73.5529 | -0.1039 | -0.049589 | -0.011976 | 0.025637 | 0.079944 | -0.051207 | 0.0031 | 0.040713 | 0.078326 | 0.13263
2012-09-13 | 10 | Average Per Premise | 100% Cycling | 4116510Average Per Premise100% Cycling | 0.80873 | 0.75757 | 0.87404 | 73.3549 | -0.13641 | -0.086047 | -0.051163 | -0.016279 | 0.034089 | -0.019948 | 0.030419 | 0.065304 | 0.10019 | 0.15056
2012-09-13 | 10 | Average Per Premise | 50% Cycling | 4116510Average Per Premise50% Cycling | 0.88758 | 0.91467 | 0.91601 | 73.7761 | -0.072348 | -0.013598 | 0.027092 | 0.067782 | 0.12653 | -0.071007 | -0.012257 | 0.028433 | 0.069123 | 0.12787
2012-09-13 | 10 | Average Per Premise | All | 4116510Average Per PremiseAll | 0.84579 | 0.83141 | 0.89377 | 73.5529 | -0.1063 | -0.051996 | -0.014383 | 0.02323 | 0.077537 | -0.043946 | 0.010361 | 0.047975 | 0.085588 | 0.1399
2012-09-13 | 10 | Average Per Ton | 100% Cycling | 4116510Average Per Ton100% Cycling | 0.18893 | 0.17698 | 0.20419 | 73.3549 | -0.097205 | -0.046837 | -0.011953 | 0.022932 | 0.073299 | -0.069996 | -0.019628 | 0.015256 | 0.050141 | 0.10051
2012-09-13 | 10 | Average Per Ton | 50% Cycling | 4116510Average Per Ton50% Cycling | 0.21954 | 0.22624 | 0.22657 | 73.7761 | -0.092739 | -0.033989 | 0.0067011 | 0.047391 | 0.10614 | -0.092407 | -0.033657 | 0.0070328 | 0.047723 | 0.10647
2012-09-13 | 10 | Average Per Ton | All | 4116510Average Per TonAll | 0.20332 | 0.20013 | 0.21471 | 73.5529 | -0.095106 | -0.040799 | -0.0031854 | 0.034428 | 0.088735 | -0.080529 | -0.026222 | 0.011391 | 0.049004 | 0.10331
2012-09-13 | 11 | Aggregate | 100% Cycling | 4116511Aggregate100% Cycling | 10.935 | 9.7191 | 11.2132 | 78.8231 | -2.5639 | -1.7675 | -1.2159 | -0.6643 | 0.13212 | -1.0697 | -0.27331 | 0.27828 | 0.82988 | 1.6263
2012-09-13 | 11 | Aggregate | 50% Cycling | 4116511Aggregate50% Cycling | 10.4723 | 10.7615 | 10.7773 | 79.7302 | -1.0335 | -0.252 | 0.28925 | 0.8305 | 1.612 | -1.0177 | -0.23622 | 0.30503 | 0.84628 | 1.6278
2012-09-13 | 11 | Aggregate | All | 4116511AggregateAll | 21.4158 | 20.5016 | 21.9997 | 79.2494 | -3.5863 | -2.0077 | -0.91425 | 0.17915 | 1.7578 | -2.0882 | -0.50952 | 0.58388 | 1.6773 | 3.256
2012-09-13 | 11 | Average Per Device | 100% Cycling | 4116511Average Per Device100% Cycling | 0.75412 | 0.67027 | 0.77331 | 78.8231 | -0.1939 | -0.12888 | -0.083854 | -0.038825 | 0.026188 | -0.09085 | -0.025837 | 0.019192 | 0.06422 | 0.12923
2012-09-13 | 11 | Average Per Device | 50% Cycling | 4116511Average Per Device50% Cycling | 0.84201 | 0.86526 | 0.86653 | 79.7302 | -0.10062 | -0.027432 | 0.023256 | 0.073945 | 0.14713 | -0.099349 | -0.026163 | 0.024525 | 0.075214 | 0.1484
2012-09-13 | 11 | Average Per Device | All | 4116511Average Per DeviceAll | 0.79543 | 0.76192 | 0.81713 | 79.2494 | -0.15005 | -0.0812 | -0.033512 | 0.014177 | 0.083031 | -0.094845 | -0.02599 | 0.021698 | 0.069387 | 0.13824
2012-09-13 | 11 | Average Per Premise | 100% Cycling | 4116511Average Per Premise100% Cycling | 0.89265 | 0.79339 | 0.91537 | 78.8231 | -0.2093 | -0.14429 | -0.099257 | -0.054229 | 0.010785 | -0.087325 | -0.022311 | 0.022717 | 0.067745 | 0.13276
2012-09-13 | 11 | Average Per Premise | 50% Cycling | 4116511Average Per Premise50% Cycling | 0.98073 | 1.0078 | 1.0093 | 79.7302 | -0.096786 | -0.0236 | 0.027088 | 0.077776 | 0.15096 | -0.095308 | -0.022122 | 0.028566 | 0.079254 | 0.15244
2012-09-13 | 11 | Average Per Premise | All | 4116511Average Per PremiseAll | 0.93405 | 0.89417 | 0.95951 | 79.2494 | -0.15642 | -0.087563 | -0.039875 | 0.0078137 | 0.076668 | -0.091077 | -0.022222 | 0.025466 | 0.073154 | 0.14201
2012-09-13 | 11 | Average Per Ton | 100% Cycling | 4116511Average Per Ton100% Cycling | 0.20854 | 0.18535 | 0.21385 | 78.8231 | -0.13323 | -0.068216 | -0.023188 | 0.02184 | 0.086854 | -0.10473 | -0.039721 | 0.0053071 | 0.050335 | 0.11535
2012-09-13 | 11 | Average Per Ton | 50% Cycling | 4116511Average Per Ton50% Cycling | 0.24258 | 0.24928 | 0.24965 | 79.7302 | -0.11717 | -0.043988 | 0.0067001 | 0.057388 | 0.13057 | -0.11681 | -0.043623 | 0.0070657 | 0.057754 | 0.13094
2012-09-13 | 11 | Average Per Ton | All | 4116511Average Per TonAll | 0.22454 | 0.2154 | 0.23067 | 79.2494 | -0.12568 | -0.056829 | -0.0091407 | 0.038548 | 0.1074 | -0.11041 | -0.041555 | 0.0061336 | 0.053822 | 0.12268
2012-09-13 | 12 | Aggregate | 100% Cycling | 4116512Aggregate100% Cycling | 12.5834 | 10.2578 | 11.8348 | 81.3982 | -3.8449 | -2.9473 | -2.3256 | -1.7039 | -0.80629 | -2.2678 | -1.3702 | -0.74856 | -0.12688 | 0.77072
2012-09-13 | 12 | Aggregate | 50% Cycling | 4116512Aggregate50% Cycling | 12.0817 | 12.066 | 12.0837 | 82.397 | -1.5314 | -0.63592 | -0.015713 | 0.6045 | 1.5 | -1.5137 | -0.61823 | 0.0019807 | 0.62219 | 1.5177
2012-09-13 | 12 | Aggregate | All | 4116512AggregateAll | 24.6753 | 22.3525 | 23.9348 | 81.8676 | -5.3595 | -3.5654 | -2.3228 | -1.0802 | 0.71394 | -3.7773 | -1.9832 | -0.74056 | 0.50204 | 2.2962
2012-09-13 | 12 | Average Per Device | 100% Cycling | 4116512Average Per Device100% Cycling | 0.86781 | 0.70742 | 0.81618 | 81.3982 | -0.2844 | -0.21113 | -0.16038 | -0.10963 | -0.036358 | -0.17565 | -0.10237 | -0.051624 | -0.0008746 | 0.072399
2012-09-13 | 12 | Average Per Device | 50% Cycling | 4116512Average Per Device50% Cycling | 0.97141 | 0.97015 | 0.97157 | 82.397 | -0.14321 | -0.059346 | -0.0012634 | 0.05682 | 0.14068 | -0.14179 | -0.057924 | 0.0001593 | 0.058242 | 0.1421
2012-09-13 | 12 | Average Per Device | All | 4116512Average Per DeviceAll | 0.9165 | 0.8309 | 0.88921 | 81.8676 | -0.21804 | -0.13979 | -0.085596 | -0.0314 | 0.046851 | -0.15973 | -0.081482 | -0.027286 | 0.02691 | 0.10516
2012-09-13 | 12 | Average Per Premise | 100% Cycling | 4116512Average Per Premise100% Cycling | 1.0272 | 0.83737 | 0.96611 | 81.3982 | -0.31387 | -0.24059 | -0.18984 | -0.13909 | -0.065819 | -0.18513 | -0.11186 | -0.061107 | -0.010358 | 0.062916
2012-09-13 | 12 | Average Per Premise | 50% Cycling | 4116512Average Per Premise50% Cycling | 1.1315 | 1.13 | 1.1316 | 82.397 | -0.14342 | -0.059554 | -0.0014715 | 0.056611 | 0.14047 | -0.14176 | -0.057897 | 0.0001855 | 0.058268 | 0.14213
2012-09-13 | 12 | Average Per Premise | All | 4116512Average Per PremiseAll | 1.0762 | 0.9749 | 1.0439 | 81.8676 | -0.23375 | -0.1555 | -0.10131 | -0.047112 | 0.031138 | -0.16475 | -0.086496 | -0.0323 | 0.021897 | 0.10015
2012-09-13 | 12 | Average Per Ton | 100% Cycling | 4116512Average Per Ton100% Cycling | 0.23998 | 0.19563 | 0.2257 | 81.3982 | -0.16837 | -0.0951 | -0.044351 | 0.0063986 | 0.079673 | -0.1383 | -0.065025 | -0.014276 | 0.036474 | 0.10975
2012-09-13 | 12 | Average Per Ton | 50% Cycling | 4116512Average Per Ton50% Cycling | 0.27986 | 0.2795 | 0.27991 | 82.397 | -0.14231 | -0.058447 | -0.000364 | 0.057719 | 0.14158 | -0.1419 | -0.058037 | 4.59e-05 | 0.058129 | 0.14199
2012-09-13 | 12 | Average Per Ton | All | 4116512Average Per TonAll | 0.25872 | 0.23505 | 0.25118 | 81.8676 | -0.15612 | -0.077873 | -0.023677 | 0.030519 | 0.10877 | -0.13999 | -0.061741 | -0.0075446 | 0.046652 | 0.1249
2012-09-13 | 13 | Aggregate | 100% Cycling | 4116513Aggregate100% Cycling | 14.441 | 12.2826 | 14.1709 | 80.2864 | -3.8886 | -2.8664 | -2.1584 | -1.4504 | -0.42816 | -2.0003 | -0.9781 | -0.2701 | 0.4379 | 1.4601
2012-09-13 | 13 | Aggregate | 50% Cycling | 4116513Aggregate50% Cycling | 15.1539 | 15.0958 | 15.118 | 81.5461 | -1.835 | -0.78517 | -0.058072 | 0.66902 | 1.7188 | -1.8128 | -0.76303 | -0.035936 | 0.69116 | 1.741
2012-09-13 | 13 | Aggregate | All | 4116513AggregateAll | 29.6185 | 27.4188 | 29.3143 | 80.8785 | -5.7093 | -3.6358 | -2.1997 | -0.7636 | 1.3099 | -3.8138 | -1.7403 | -0.3042 | 1.1319 | 3.2054
2012-09-13 | 13 | Average Per Device | 100% Cycling | 4116513Average Per Device100% Cycling | 0.99592 | 0.84706 | 0.97729 | 80.2864 | -0.2901 | -0.20665 | -0.14885 | -0.091057 | -0.0076088 | -0.15987 | -0.076423 | -0.018627 | 0.039169 | 0.12262
2012-09-13 | 13 | Average Per Device | 50% Cycling | 4116513Average Per Device50% Cycling | 1.2184 | 1.2138 | 1.2155 | 81.5461 | -0.17108 | -0.072762 | -0.0046692 | 0.063424 | 0.16174 | -0.1693 | -0.070982 | -0.0028893 | 0.065204 | 0.16352
2012-09-13 | 13 | Average Per Device | All | 4116513Average Per DeviceAll | 1.1005 | 1.0194 | 1.0893 | 80.8785 | -0.23416 | -0.14372 | -0.081086 | -0.018451 | 0.071985 | -0.1643 | -0.073866 | -0.01123 | 0.051405 | 0.14184
2012-09-13 | 13 | Average Per Premise | 100% Cycling | 4116513Average Per Premise100% Cycling | 1.1789 | 1.0027 | 1.1568 | 80.2864 | -0.31744 | -0.23399 | -0.1762 | -0.1184 | -0.034952 | -0.16329 | -0.079845 | -0.022049 | 0.035747 | 0.11919
2012-09-13 | 13 | Average Per Premise | 50% Cycling | 4116513Average Per Premise50% Cycling | 1.4192 | 1.4137 | 1.4158 | 81.5461 | -0.17185 | -0.073531 | -0.0054384 | 0.062655 | 0.16097 | -0.16977 | -0.071458 | -0.0033654 | 0.064727 | 0.16304
2012-09-13 | 13 | Average Per Premise | All | 4116513Average Per PremiseAll | 1.2918 | 1.1959 | 1.2785 | 80.8785 | -0.24901 | -0.15858 | -0.09594 | -0.033304 | 0.057131 | -0.16634 | -0.075903 | -0.013268 | 0.049368 | 0.1398
2012-09-13 | 13 | Average Per Ton | 100% Cycling | 4116513Average Per Ton100% Cycling | 0.2754 | 0.23424 | 0.27025 | 80.2864 | -0.18241 | -0.098959 | -0.041163 | 0.016633 | 0.10008 | -0.14639 | -0.062947 | -0.005151 | 0.052645 | 0.13609
2012-09-13 | 13 | Average Per Ton | 50% Cycling | 4116513Average Per Ton50% Cycling | 0.35103 | 0.34968 | 0.35019 | 81.5461 | -0.16775 | -0.069438 | -0.0013452 | 0.066748 | 0.16506 | -0.16724 | -0.068925 | -0.0008324 | 0.067261 | 0.16558
2012-09-13 | 13 | Average Per Ton | All | 4116513Average Per TonAll | 0.31095 | 0.2885 | 0.30782 | 80.8785 | -0.17552 | -0.085084 | -0.022448 | 0.040187 | 0.13062 | -0.15619 | -0.065757 | -0.0031213 | 0.059514 | 0.14995
2012-09-13 | 14 | Aggregate | 100% Cycling | 4116514Aggregate100% Cycling | 16.1627 | 13.9573 | 16.1031 | 81.4732 | -4.0918 | -2.9773 | -2.2054 | -1.4334 | -0.31893 | -1.946 | -0.83151 | -0.059594 | 0.71232 | 1.8268
2012-09-13 | 14 | Aggregate | 50% Cycling | 4116514Aggregate50% Cycling | 17.6703 | 17.0706 | 17.0956 | 82.9331 | -2.5269 | -1.3883 | -0.59972 | 0.18885 | 1.3274 | -2.5018 | -1.3633 | -0.57469 | 0.21388 | 1.3525
2012-09-13 | 14 | Aggregate | All | 4116514AggregateAll | 33.8659 | 31.073 | 33.2268 | 82.1593 | -6.6091 | -4.3545 | -2.7929 | -1.2314 | 1.0233 | -4.4553 | -2.2006 | -0.63908 | 0.92246 | 3.1771
2012-09-13 | 14 | Average Per Device | 100% Cycling | 4116514Average Per Device100% Cycling | 1.1146 | 0.96256 | 1.1105 | 81.4732 | -0.30608 | -0.2151 | -0.15209 | -0.089078 | 0.0019035 | -0.1581 | -0.067123 | -0.0041099 | 0.058903 | 0.14988
2012-09-13 | 14 | Average Per Device | 50% Cycling | 4116514Average Per Device50% Cycling | 1.4208 | 1.3725 | 1.3745 | 82.9331 | -0.2287 | -0.12207 | -0.048219 | 0.025631 | 0.13226 | -0.22668 | -0.12006 | -0.046207 | 0.027643 | 0.13427
2012-09-13 | 14 | Average Per Device | All | 4116514Average Per DeviceAll | 1.2585 | 1.1552 | 1.2346 | 82.1593 | -0.26971 | -0.17138 | -0.10327 | -0.035165 | 0.06317 | -0.19034 | -0.092002 | -0.023895 | 0.044211 | 0.14255
2012-09-13 | 14 | Average Per Premise | 100% Cycling | 4116514Average Per Premise100% Cycling | 1.3194 | 1.1394 | 1.3145 | 81.4732 | -0.33402 | -0.24304 | -0.18003 | -0.11702 | -0.026035 | -0.15886 | -0.067878 | -0.0048648 | 0.058148 | 0.14913
2012-09-13 | 14 | Average Per Premise | 50% Cycling | 4116514Average Per Premise50% Cycling | 1.6548 | 1.5987 | 1.601 | 82.9331 | -0.23664 | -0.13001 | -0.056164 | 0.017686 | 0.12431 | -0.2343 | -0.12767 | -0.053819 | 0.02003 | 0.12666
2012-09-13 | 14 | Average Per Premise | All | 4116514Average Per PremiseAll | 1.4771 | 1.3552 | 1.4492 | 82.1593 | -0.28825 | -0.18992 | -0.12181 | -0.053706 | 0.044629 | -0.19431 | -0.09598 | -0.027873 | 0.040233 | 0.13857
2012-09-13 | 14 | Average Per Ton | 100% Cycling | 4116514Average Per Ton100% Cycling | 0.30824 | 0.26618 | 0.3071 | 81.4732 | -0.19605 | -0.10507 | -0.042058 | 0.020955 | 0.11194 | -0.15513 | -0.06415 | -0.0011365 | 0.061877 | 0.15286
2012-09-13 | 14 | Average Per Ton | 50% Cycling | 4116514Average Per Ton50% Cycling | 0.40932 | 0.39542 | 0.396 | 82.9331 | -0.19437 | -0.087742 | -0.013892 | 0.059958 | 0.16659 | -0.19379 | -0.087162 | -0.013312 | 0.060538 | 0.16717
2012-09-13 | 14 | Average Per Ton | All | 4116514Average Per TonAll | 0.35574 | 0.32692 | 0.34888 | 82.1593 | -0.19526 | -0.096926 | -0.02882 | 0.039287 | 0.13762 | -0.1733 | -0.074966 | -0.006859 | 0.061248 | 0.15958
2012-09-13 | 15 | Aggregate | 100% Cycling | 4116515Aggregate100% Cycling | 12.8833 | 15.6157 | 18.0164 | 81.9236 | 0.99456 | 2.0213 | 1900-01-01 17:35 | 1900-01-02 10:39 | 4.4701 | 3.3953 | 4.422 | 5.1331 | 5.8441 | 6.8708
2012-09-13 | 15 | Aggregate | 50% Cycling | 4116515Aggregate50% Cycling | 16.0359 | 18.9382 | 18.966 | 83.4307 | 1.0173 | 2.131 | 1900-01-01 21:39 | 1900-01-02 16:10 | 4.7874 | 1.0451 | 2.1588 | 2.9302 | 3.7015 | 4.8152
2012-09-13 | 15 | Aggregate | All | 4116515AggregateAll | 28.9633 | 34.6029 | 37.0124 | 82.6319 | 2.0133 | 4.1557 | 1900-01-04 15:21 | 1900-01-06 02:58 | 9.2658 | 4.4228 | 6.5652 | 8.049 | 9.5328 | 11.6753
2012-09-13 | 15 | Average Per Device | 100% Cycling | 4116515Average Per Device100% Cycling | 0.88849 | 1.0769 | 1.2425 | 81.9236 | 0.046574 | 0.13039 | 0.18843 | 0.24648 | 0.33029 | 0.21214 | 0.29595 | 0.354 | 0.41205 | 0.49586
2012-09-13 | 15 | Average Per Device | 50% Cycling | 4116515Average Per Device50% Cycling | 1.2893 | 1.5227 | 1.5249 | 83.4307 | 0.056825 | 0.16112 | 0.23336 | 0.3056 | 0.4099 | 0.059058 | 0.16336 | 0.23559 | 0.30783 | 0.41213
2012-09-13 | 15 | Average Per Device | All | 4116515Average Per DeviceAll | 1.0769 | 1.2864 | 1.3752 | 82.6319 | 0.051392 | 0.14483 | 0.20955 | 0.27427 | 0.36771 | 0.14019 | 0.23363 | 0.29835 | 0.36307 | 0.45651
2012-09-13 | 15 | Average Per Premise | 100% Cycling | 4116515Average Per Premise100% Cycling | 1.0517 | 1.2747 | 1.4707 | 81.9236 | 0.081188 | 0.165 | 0.22305 | 0.2811 | 0.36491 | 0.27716 | 0.36098 | 0.41902 | 0.47707 | 0.56089
2012-09-13 | 15 | Average Per Premise | 50% Cycling | 4116515Average Per Premise50% Cycling | 1.5018 | 1.7736 | 1.7762 | 83.4307 | 0.095273 | 0.19957 | 0.27181 | 0.34405 | 0.44835 | 0.097874 | 0.20217 | 0.27441 | 0.34665 | 0.45095
2012-09-13 | 15 | Average Per Premise | All | 4116515Average Per PremiseAll | 1.2632 | 1.5092 | 1.6143 | 82.6319 | 0.087808 | 0.18125 | 0.24597 | 0.31068 | 0.40412 | 0.1929 | 0.28634 | 0.35106 | 0.41577 | 0.50921
2012-09-13 | 15 | Average Per Ton | 100% Cycling | 4116515Average Per Ton100% Cycling | 0.2457 | 0.2978 | 0.34359 | 81.9236 | -0.089752 | -0.0059398 | 0.052108 | 0.11016 | 0.19397 | -0.043968 | 0.039844 | 0.097892 | 0.15594 | 0.23975
2012-09-13 | 15 | Average Per Ton | 50% Cycling | 4116515Average Per Ton50% Cycling | 0.37146 | 0.43869 | 0.43933 | 83.4307 | -0.10931 | -0.0050063 | 0.067231 | 0.13947 | 0.24377 | -0.10866 | -0.004363 | 0.067874 | 0.14011 | 0.24441
2012-09-13 | 15 | Average Per Ton | All | 4116515Average Per TonAll | 0.3048 | 0.36402 | 0.38859 | 82.6319 | -0.098942 | -0.005501 | 0.059216 | 0.12393 | 0.21737 | -0.074374 | 0.019067 | 0.083784 | 0.1485 | 0.24194
2012-09-13 | 16 | Aggregate | 100% Cycling | 4116516Aggregate100% Cycling | 12.119 | 18.2985 | 21.1117 | 80.4524 | 4.5141 | 5.498 | 1900-01-05 04:18 | 1900-01-05 20:40 | 7.8449 | 7.3272 | 8.3112 | 8.9926 | 9.6741 | 10.658
2012-09-13 | 16 | Aggregate | 50% Cycling | 4116516Aggregate50% Cycling | 16.854 | 21.0315 | 21.0623 | 82.0346 | 2.3293 | 3.4212 | 1900-01-03 04:16 | 1900-01-03 22:25 | 6.0257 | 2.3601 | 3.4521 | 4.2084 | 4.9646 | 6.0566
2012-09-13 | 16 | Aggregate | All | 4116516AggregateAll | 29.0308 | 39.3767 | 42.1984 | 81.196 | 6.8286 | 8.9066 | 1900-01-09 08:18 | 1900-01-10 18:51 | 13.8631 | 9.6503 | 11.7284 | 13.1676 | 14.6068 | 16.6849
2012-09-13 | 16 | Average Per Device | 100% Cycling | 4116516Average Per Device100% Cycling | 0.83578 | 1.2619 | 1.456 | 80.4524 | 0.29021 | 0.37053 | 0.42616 | 0.48179 | 0.56211 | 0.48422 | 0.56454 | 0.62017 | 0.6758 | 0.75612
2012-09-13 | 16 | Average Per Device | 50% Cycling | 4116516Average Per Device50% Cycling | 1.3551 | 1.691 | 1.6935 | 82.0346 | 0.1628 | 0.26506 | 0.33589 | 0.40671 | 0.50897 | 0.16528 | 0.26754 | 0.33837 | 0.40919 | 0.51145
2012-09-13 | 16 | Average Per Device | All | 4116516Average Per DeviceAll | 1.0799 | 1.4636 | 1.5676 | 81.196 | 0.23033 | 0.32096 | 0.38373 | 0.44651 | 0.53714 | 0.33432 | 0.42495 | 0.48772 | 0.55049 | 0.64113
2012-09-13 | 16 | Average Per Premise | 100% Cycling | 4116516Average Per Premise100% Cycling | 0.98931 | 1.4938 | 1.7234 | 80.4524 | 0.36849 | 0.44882 | 0.50445 | 0.56008 | 0.6404 | 0.59814 | 0.67846 | 0.73409 | 0.78972 | 0.87004
2012-09-13 | 16 | Average Per Premise | 50% Cycling | 4116516Average Per Premise50% Cycling | 1.5784 | 1.9696 | 1.9725 | 82.0346 | 0.21814 | 0.3204 | 0.39123 | 0.46205 | 0.56431 | 0.22103 | 0.32329 | 0.39411 | 0.46494 | 0.5672
2012-09-13 | 16 | Average Per Premise | All | 4116516Average Per PremiseAll | 1.2662 | 1.7174 | 1.8405 | 81.196 | 0.29783 | 0.38846 | 0.45123 | 0.514 | 0.60464 | 0.4209 | 0.51153 | 0.5743 | 0.63707 | 0.72771
2012-09-13 | 16 | Average Per Ton | 100% Cycling | 4116516Average Per Ton100% Cycling | 0.23112 | 0.34897 | 0.40262 | 80.4524 | -0.018104 | 0.062218 | 0.11785 | 0.17348 | 0.2538 | 0.035545 | 0.11587 | 0.1715 | 0.22713 | 0.30745
2012-09-13 | 16 | Average Per Ton | 50% Cycling | 4116516Average Per Ton50% Cycling | 0.39041 | 0.48717 | 0.48789 | 82.0346 | -0.076317 | 0.025943 | 0.096768 | 0.16759 | 0.26985 | -0.075603 | 0.026657 | 0.097483 | 0.16831 | 0.27057
2012-09-13 | 16 | Average Per Ton | All | 4116516Average Per TonAll | 0.30598 | 0.41393 | 0.4427 | 81.196 | -0.045464 | 0.045169 | 0.10794 | 0.17071 | 0.26135 | -0.016694 | 0.073938 | 0.13671 | 0.19948 | 0.29012
2012-09-13 | 17 | Aggregate | 100% Cycling | 4116517Aggregate100% Cycling | 12.8971 | 20.2166 | 23.3246 | 78.565 | 5.6511 | 6.6368 | 1900-01-06 07:40 | 1900-01-07 00:03 | 8.9879 | 8.7592 | 9.7449 | 10.4275 | 11.1102 | 12.0959
2012-09-13 | 17 | Aggregate | 50% Cycling | 4116517Aggregate50% Cycling | 18.3959 | 21.9673 | 21.9995 | 79.7169 | 1.7521 | 2.8269 | 1900-01-02 13:43 | 1900-01-03 07:35 | 5.3905 | 1.7843 | 2.8591 | 3.6035 | 4.3479 | 5.4227
2012-09-13 | 17 | Aggregate | All | 4116517AggregateAll | 31.3588 | 42.2238 | 45.3394 | 79.1064 | 7.3741 | 9.4366 | 1900-01-09 20:46 | 1900-01-11 07:03 | 14.3559 | 10.4897 | 12.5522 | 13.9807 | 15.4091 | 17.4716
2012-09-13 | 17 | Average Per Device | 100% Cycling | 4116517Average Per Device100% Cycling | 0.88944 | 1.3942 | 1.6086 | 78.565 | 0.36859 | 0.44906 | 0.50478 | 0.56051 | 0.64098 | 0.58294 | 0.6634 | 0.71913 | 0.77486 | 0.85532
2012-09-13 | 17 | Average Per Device | 50% Cycling | 4116517Average Per Device50% Cycling | 1.4791 | 1.7662 | 1.7688 | 79.7169 | 0.11678 | 0.21743 | 0.28715 | 0.35686 | 0.45752 | 0.11937 | 0.22002 | 0.28974 | 0.35945 | 0.46011
2012-09-13 | 17 | Average Per Device | All | 4116517Average Per DeviceAll | 1.1666 | 1.5691 | 1.6839 | 79.1064 | 0.25024 | 0.34019 | 0.4025 | 0.4648 | 0.55475 | 0.36506 | 0.45501 | 0.51731 | 0.57962 | 0.66957
2012-09-13 | 17 | Average Per Premise | 100% Cycling | 4116517Average Per Premise100% Cycling | 1.0528 | 1.6503 | 1.904 | 78.565 | 0.46132 | 0.54178 | 0.59751 | 0.65324 | 0.7337 | 0.71504 | 0.7955 | 0.85123 | 0.90696 | 0.98742
2012-09-13 | 17 | Average Per Premise | 50% Cycling | 4116517Average Per Premise50% Cycling | 1.7228 | 2.0572 | 2.0603 | 79.7169 | 0.16409 | 0.26474 | 0.33446 | 0.40417 | 0.50483 | 0.1671 | 0.26776 | 0.33747 | 0.40719 | 0.50784
2012-09-13 | 17 | Average Per Premise | All | 4116517Average Per PremiseAll | 1.3677 | 1.8416 | 1.9775 | 79.1064 | 0.32162 | 0.41157 | 0.47388 | 0.53618 | 0.62613 | 0.45751 | 0.54746 | 0.60976 | 0.67207 | 0.76202
2012-09-13 | 17 | Average Per Ton | 100% Cycling | 4116517Average Per Ton100% Cycling | 0.24596 | 0.38555 | 0.44482 | 78.565 | 0.0033968 | 0.08386 | 0.13959 | 0.19532 | 0.27578 | 0.06267 | 0.14313 | 0.19886 | 0.25459 | 0.33505
2012-09-13 | 17 | Average Per Ton | 50% Cycling | 4116517Average Per Ton50% Cycling | 0.42613 | 0.50885 | 0.5096 | 79.7169 | -0.087643 | 0.013013 | 0.082727 | 0.15244 | 0.2531 | -0.086897 | 0.013759 | 0.083473 | 0.15319 | 0.25384
2012-09-13 | 17 | Average Per Ton | All | 4116517Average Per TonAll | 0.33064 | 0.4435 | 0.47527 | 79.1064 | -0.039392 | 0.050562 | 0.11286 | 0.17517 | 0.26512 | -0.0076264 | 0.082327 | 0.14463 | 0.20693 | 0.29689
2012-09-13 | 18 | Aggregate | 100% Cycling | 4116518Aggregate100% Cycling | 14.1938 | 20.7014 | 23.8839 | 76.7398 | 4.8471 | 5.8281 | 1900-01-05 12:11 | 1900-01-06 04:29 | 8.1681 | 8.0297 | 9.0107 | 9.6902 | 10.3696 | 11.3507
2012-09-13 | 18 | Aggregate | 50% Cycling | 4116518Aggregate50% Cycling | 19.0701 | 22.3921 | 22.4249 | 77.8298 | 1.5095 | 2.5804 | 1900-01-02 07:44 | 1900-01-03 01:32 | 5.1345 | 1.5424 | 2.6132 | 3.3549 | 4.0965 | 5.1674
2012-09-13 | 18 | Aggregate | All | 4116518AggregateAll | 33.3254 | 43.1334 | 46.3236 | 77.2521 | 6.3317 | 8.3855 | 1900-01-08 19:24 | 1900-01-10 05:32 | 13.2844 | 9.5219 | 11.5758 | 12.9983 | 14.4207 | 16.4746
2012-09-13 | 18 | Average Per Device | 100% Cycling | 4116518Average Per Device100% Cycling | 0.97886 | 1.4277 | 1.6471 | 76.7398 | 0.31324 | 0.39333 | 0.44879 | 0.50426 | 0.58434 | 0.53273 | 0.61281 | 0.66828 | 0.72374 | 0.80383
2012-09-13 | 18 | Average Per Device | 50% Cycling | 4116518Average Per Device50% Cycling | 1.5333 | 1.8004 | 1.803 | 77.8298 | 0.097363 | 0.19765 | 0.2671 | 0.33656 | 0.43685 | 0.1 | 0.20029 | 0.26974 | 0.3392 | 0.43949
2012-09-13 | 18 | Average Per Device | All | 4116518Average Per DeviceAll | 1.2394 | 1.6028 | 1.7204 | 77.2521 | 0.21178 | 0.30136 | 0.3634 | 0.42544 | 0.51502 | 0.32935 | 0.41892 | 0.48097 | 0.54301 | 0.63259
2012-09-13 | 18 | Average Per Premise | 100% Cycling | 4116518Average Per Premise100% Cycling | 1.1587 | 1.6899 | 1.9497 | 76.7398 | 0.39568 | 0.47577 | 0.53123 | 0.5867 | 0.66678 | 0.65548 | 0.73557 | 0.79103 | 0.8465 | 0.92658
2012-09-13 | 18 | Average Per Premise | 50% Cycling | 4116518Average Per Premise50% Cycling | 1.7859 | 2.097 | 2.1001 | 77.8298 | 0.14137 | 0.24165 | 0.31111 | 0.38057 | 0.48085 | 0.14444 | 0.24473 | 0.31419 | 0.38364 | 0.48393
2012-09-13 | 18 | Average Per Premise | All | 4116518Average Per PremiseAll | 1.4535 | 1.8813 | 2.0204 | 77.2521 | 0.27616 | 0.36573 | 0.42778 | 0.48982 | 0.5794 | 0.4153 | 0.50487 | 0.56692 | 0.62896 | 0.71854
2012-09-13 | 18 | Average Per Ton | 100% Cycling | 4116518Average Per Ton100% Cycling | 0.27069 | 0.39479 | 0.45549 | 76.7398 | -0.011444 | 0.06864 | 0.12411 | 0.17957 | 0.25966 | 0.04925 | 0.12933 | 0.1848 | 0.24027 | 0.32035
2012-09-13 | 18 | Average Per Ton | 50% Cycling | 4116518Average Per Ton50% Cycling | 0.44174 | 0.51869 | 0.51945 | 77.8298 | -0.09279 | 0.0074952 | 0.076952 | 0.14641 | 0.24669 | -0.092029 | 0.0082559 | 0.077713 | 0.14717 | 0.24745
2012-09-13 | 18 | Average Per Ton | All | 4116518Average Per TonAll | 0.35108 | 0.45303 | 0.48555 | 77.2521 | -0.049676 | 0.039902 | 0.10194 | 0.16399 | 0.25356 | -0.017151 | 0.072427 | 0.13447 | 0.19651 | 0.28609
2012-09-13 | 19 | Aggregate | 100% Cycling | 4116519Aggregate100% Cycling | 21.9679 | 20.8852 | 24.0961 | 72.915 | -2.9543 | -1.8485 | -1.0826 | -0.31674 | 0.78908 | 0.2565 | 1.3623 | 2.1282 | 2.8941 | 3.9999
2012-09-13 | 19 | Aggregate | 50% Cycling | 4116519Aggregate50% Cycling | 26.2085 | 20.7908 | 20.8213 | 73.2371 | -7.4755 | -6.2597 | -5.4177 | -4.5756 | -3.3598 | -7.445 | -6.2292 | -5.3872 | -4.5451 | -3.3293
2012-09-13 | 19 | Aggregate | All | 4116519AggregateAll | 48.2412 | 41.6998 | 44.9157 | 73.0664 | -10.4749 | -8.151 | -6.5414 | -4.9319 | -2.608 | -7.259 | -4.9351 | -3.3256 | -1.716 | 0.60791
2012-09-13 | 19 | Average Per Device | 100% Cycling | 4116519Average Per Device100% Cycling | 1.515 | 1.4403 | 1.6618 | 72.915 | -0.22746 | -0.13718 | -0.074663 | -0.012141 | 0.07813 | -0.0060219 | 0.084249 | 0.14677 | 0.20929 | 0.29956
2012-09-13 | 19 | Average Per Device | 50% Cycling | 4116519Average Per Device50% Cycling | 2.1073 | 1.6717 | 1.6741 | 73.2371 | -0.62832 | -0.51446 | -0.4356 | -0.35674 | -0.24288 | -0.62587 | -0.51201 | -0.43315 | -0.35429 | -0.24043
2012-09-13 | 19 | Average Per Device | All | 4116519Average Per DeviceAll | 1.7934 | 1.5491 | 1.6676 | 73.0664 | -0.41586 | -0.3145 | -0.2443 | -0.1741 | -0.072746 | -0.29735 | -0.19599 | -0.12579 | -0.055592 | 0.045766
2012-09-13 | 19 | Average Per Premise | 100% Cycling | 4116519Average Per Premise100% Cycling | 1.7933 | 1.7049 | 1.967 | 72.915 | -0.24117 | -0.1509 | -0.088378 | -0.025857 | 0.064414 | 0.020939 | 0.11121 | 0.17373 | 0.23625 | 0.32652
2012-09-13 | 19 | Average Per Premise | 50% Cycling | 4116519Average Per Premise50% Cycling | 2.4544 | 1.9471 | 1.9499 | 73.2371 | -0.70009 | -0.58623 | -0.50737 | -0.42851 | -0.31465 | -0.69723 | -0.58337 | -0.50451 | -0.42565 | -0.3118
2012-09-13 | 19 | Average Per Premise | All | 4116519Average Per PremiseAll | 2.104 | 1.8187 | 1.959 | 73.0664 | -0.45686 | -0.3555 | -0.2853 | -0.2151 | -0.11375 | -0.3166 | -0.21524 | -0.14504 | -0.074843 | 0.026514
2012-09-13 | 19 | Average Per Ton | 100% Cycling | 4116519Average Per Ton100% Cycling | 0.41895 | 0.3983 | 0.45953 | 72.915 | -0.17344 | -0.083168 | -0.020647 | 0.041875 | 0.13215 | -0.11221 | -0.021935 | 0.040587 | 0.10311 | 0.19338
2012-09-13 | 19 | Average Per Ton | 50% Cycling | 4116519Average Per Ton50% Cycling | 0.60709 | 0.4816 | 0.48231 | 73.2371 | -0.31821 | -0.20435 | -0.1255 | -0.046637 | 0.067222 | -0.31751 | -0.20365 | -0.12479 | -0.045931 | 0.067929
2012-09-13 | 19 | Average Per Ton | All | 4116519Average Per TonAll | 0.50738 | 0.43745 | 0.47024 | 73.0664 | -0.24148 | -0.14013 | -0.069926 | 0.0002743 | 0.10163 | -0.2087 | -0.10734 | -0.03714 | 0.03306 | 0.13442
2012-09-13 | 20 | Aggregate | 100% Cycling | 4116520Aggregate100% Cycling | 24.4499 | 20.2781 | 23.3956 | 71.6878 | -6.098 | -4.96 | -4.1718 | -3.3836 | -2.2456 | -2.9805 | -1.8425 | -1.0543 | -0.26613 | 0.87188
2012-09-13 | 20 | Aggregate | 50% Cycling | 4116520Aggregate50% Cycling | 25.1661 | 21.567 | 21.5987 | 72.1319 | -5.5257 | -4.3874 | -3.599 | -2.8107 | -1.6724 | -5.494 | -4.3558 | -3.5674 | -2.7791 | -1.6408
2012-09-13 | 20 | Aggregate | All | 4116520AggregateAll | 49.6514 | 41.8809 | 45.0054 | 71.8965 | -11.6256 | -9.348 | -7.7705 | -6.193 | -3.9154 | -8.5012 | -6.2236 | -4.6461 | -3.0686 | -0.79098
2012-09-13 | 20 | Average Per Device | 100% Cycling | 4116520Average Per Device100% Cycling | 1.6862 | 1.3985 | 1.6135 | 71.6878 | -0.44495 | -0.35205 | -0.28771 | -0.22336 | -0.13047 | -0.22995 | -0.13705 | -0.07271 | -0.0083684 | 0.08453
2012-09-13 | 20 | Average Per Device | 50% Cycling | 4116520Average Per Device50% Cycling | 2.0234 | 1.7341 | 1.7366 | 72.1319 | -0.46981 | -0.36321 | -0.28938 | -0.21555 | -0.10895 | -0.46726 | -0.36066 | -0.28683 | -0.213 | -0.1064
2012-09-13 | 20 | Average Per Device | All | 4116520Average Per DeviceAll | 1.8447 | 1.5562 | 1.6713 | 71.8965 | -0.45663 | -0.35729 | -0.28849 | -0.21969 | -0.12035 | -0.34149 | -0.24215 | -0.17335 | -0.10455 | -0.0052085
2012-09-13 | 20 | Average Per Premise | 100% Cycling | 4116520Average Per Premise100% Cycling | 1.9959 | 1.6554 | 1.9098 | 71.6878 | -0.4978 | -0.4049 | -0.34056 | -0.27621 | -0.18332 | -0.24331 | -0.15041 | -0.086066 | -0.021725 | 0.071174
2012-09-13 | 20 | Average Per Premise | 50% Cycling | 4116520Average Per Premise50% Cycling | 2.3568 | 2.0198 | 2.0227 | 72.1319 | -0.51748 | -0.41088 | -0.33705 | -0.26322 | -0.15662 | -0.51452 | -0.40792 | -0.33409 | -0.26026 | -0.15366
2012-09-13 | 20 | Average Per Premise | All | 4116520Average Per PremiseAll | 2.1655 | 1.8266 | 1.9629 | 71.8965 | -0.50705 | -0.40771 | -0.33891 | -0.27011 | -0.17077 | -0.37078 | -0.27144 | -0.20264 | -0.13384 | -0.034498
2012-09-13 | 20 | Average Per Ton | 100% Cycling | 4116520Average Per Ton100% Cycling | 0.46628 | 0.38672 | 0.44617 | 71.6878 | -0.2368 | -0.1439 | -0.07956 | -0.015219 | 0.07768 | -0.17735 | -0.084448 | -0.020107 | 0.044235 | 0.13713
2012-09-13 | 20 | Average Per Ton | 50% Cycling | 4116520Average Per Ton50% Cycling | 0.58295 | 0.49958 | 0.50031 | 72.1319 | -0.2638 | -0.1572 | -0.083368 | -0.0095381 | 0.097061 | -0.26307 | -0.15647 | -0.082636 | -0.0088055 | 0.097794
2012-09-13 | 20 | Average Per Ton | All | 4116520Average Per TonAll | 0.52112 | 0.43977 | 0.47162 | 71.8965 | -0.24949 | -0.15015 | -0.08135 | -0.012549 | 0.086789 | -0.21763 | -0.1183 | -0.049495 | 0.019306 | 0.11864
2012-09-13 | 21 | Aggregate | 100% Cycling | 4116521Aggregate100% Cycling | 23.6227 | 19.768 | 22.8071 | 69.8576 | -5.667 | -4.5963 | -3.8547 | -3.1131 | -2.0423 | -2.6279 | -1.5572 | -0.8156 | -0.074007 | 0.99674
2012-09-13 | 21 | Aggregate | 50% Cycling | 4116521Aggregate50% Cycling | 22.8351 | 21.4087 | 21.4401 | 70.0235 | -3.1789 | -2.1435 | -1.4264 | -0.70931 | 0.3261 | -3.1476 | -2.1121 | -1.395 | -0.67791 | 0.35749
2012-09-13 | 21 | Aggregate | All | 4116521AggregateAll | 46.4785 | 41.2151 | 44.2615 | 69.9356 | -8.8298 | -6.7227 | -5.2633 | -3.804 | -1.6969 | -5.7834 | -3.6763 | -2.2169 | -0.75756 | 1.3495
2012-09-13 | 21 | Average Per Device | 100% Cycling | 4116521Average Per Device100% Cycling | 1.6291 | 1.3633 | 1.5729 | 69.8576 | -0.41378 | -0.32637 | -0.26584 | -0.2053 | -0.11789 | -0.20419 | -0.11679 | -0.056247 | 0.004291 | 0.091699
2012-09-13 | 21 | Average Per Device | 50% Cycling | 4116521Average Per Device50% Cycling | 1.836 | 1.7213 | 1.7239 | 70.0235 | -0.27881 | -0.18185 | -0.11469 | -0.047531 | 0.049435 | -0.27629 | -0.17932 | -0.11217 | -0.045007 | 0.051959
2012-09-13 | 21 | Average Per Device | All | 4116521Average Per DeviceAll | 1.7264 | 1.5316 | 1.6438 | 69.9356 | -0.35035 | -0.25845 | -0.1948 | -0.13115 | -0.039247 | -0.23808 | -0.14618 | -0.082529 | -0.018879 | 0.073021
2012-09-13 | 21 | Average Per Premise | 100% Cycling | 4116521Average Per Premise100% Cycling | 1.9284 | 1.6137 | 1.8618 | 69.8576 | -0.46261 | -0.37521 | -0.31467 | -0.25413 | -0.16672 | -0.21453 | -0.12712 | -0.06658 | -0.0060414 | 0.081366
2012-09-13 | 21 | Average Per Premise | 50% Cycling | 4116521Average Per Premise50% Cycling | 2.1385 | 2.0049 | 2.0079 | 70.0235 | -0.29771 | -0.20074 | -0.13359 | -0.066427 | 0.030539 | -0.29477 | -0.1978 | -0.13065 | -0.063487 | 0.033479
2012-09-13 | 21 | Average Per Premise | All | 4116521Average Per PremiseAll | 2.0271 | 1.7976 | 1.9305 | 69.9356 | -0.38511 | -0.29321 | -0.22956 | -0.16591 | -0.074009 | -0.25224 | -0.16034 | -0.09669 | -0.033041 | 0.058859
2012-09-13 | 21 | Average Per Ton | 100% Cycling | 4116521Average Per Ton100% Cycling | 0.45051 | 0.37699 | 0.43495 | 69.8576 | -0.22146 | -0.13405 | -0.073512 | -0.012974 | 0.074433 | -0.1635 | -0.076092 | -0.015554 | 0.044984 | 0.13239
2012-09-13 | 21 | Average Per Ton | 50% Cycling | 4116521Average Per Ton50% Cycling | 0.52895 | 0.49591 | 0.49664 | 70.0235 | -0.19717 | -0.1002 | -0.033042 | 0.034117 | 0.13108 | -0.19644 | -0.099473 | -0.032315 | 0.034844 | 0.13181
2012-09-13 | 21 | Average Per Ton | All | 4116521Average Per TonAll | 0.48738 | 0.43289 | 0.46394 | 69.9356 | -0.21004 | -0.11814 | -0.054491 | 0.0091586 | 0.10106 | -0.17898 | -0.087081 | -0.023432 | 0.040218 | 0.13212
2012-09-13 | 22 | Aggregate | 100% Cycling | 4116522Aggregate100% Cycling | 20.4437 | 17.5049 | 20.1961 | 69.6301 | -4.5364 | -3.5925 | -2.9388 | -2.2851 | -1.3412 | -1.8452 | -0.90137 | -0.24765 | 0.40608 | 1.3499
2012-09-13 | 22 | Aggregate | 50% Cycling | 4116522Aggregate50% Cycling | 19.398 | 19.0267 | 19.0546 | 69.9705 | -1.9824 | -1.0305 | -0.37124 | 0.28806 | 1.24 | -1.9545 | -1.0026 | -0.34333 | 0.31596 | 1.2679
2012-09-13 | 22 | Aggregate | All | 4116522AggregateAll | 39.8562 | 36.5663 | 39.264 | 69.7901 | -6.5007 | -4.6037 | -3.2899 | -1.9761 | -0.079093 | -3.803 | -1.906 | -0.59215 | 0.72169 | 2.6187
2012-09-13 | 22 | Average Per Device | 100% Cycling | 4116522Average Per Device100% Cycling | 1.4099 | 1.2072 | 1.3928 | 69.6301 | -0.33309 | -0.25604 | -0.20267 | -0.14931 | -0.072257 | -0.14749 | -0.070444 | -0.017079 | 0.036286 | 0.11334
2012-09-13 | 22 | Average Per Device | 50% Cycling | 4116522Average Per Device50% Cycling | 1.5597 | 1.5298 | 1.5321 | 69.9705 | -0.18074 | -0.091592 | -0.029849 | 0.031894 | 0.12104 | -0.1785 | -0.089348 | -0.027605 | 0.034138 | 0.12329
2012-09-13 | 22 | Average Per Device | All | 4116522Average Per DeviceAll | 1.4803 | 1.3588 | 1.4583 | 69.7901 | -0.26148 | -0.17875 | -0.12145 | -0.064143 | 0.018593 | -0.16207 | -0.079329 | -0.022026 | 0.035277 | 0.11801
2012-09-13 | 22 | Average Per Premise | 100% Cycling | 4116522Average Per Premise100% Cycling | 1.6689 | 1.429 | 1.6487 | 69.6301 | -0.37032 | -0.29327 | -0.2399 | -0.18654 | -0.10949 | -0.15063 | -0.073581 | -0.020216 | 0.033149 | 0.1102
2012-09-13 | 22 | Average Per Premise | 50% Cycling | 4116522Average Per Premise50% Cycling | 1.8166 | 1.7819 | 1.7845 | 69.9705 | -0.18566 | -0.09651 | -0.034766 | 0.026977 | 0.11612 | -0.18304 | -0.093897 | -0.032154 | 0.02959 | 0.11874
2012-09-13 | 22 | Average Per Premise | All | 4116522Average Per PremiseAll | 1.7383 | 1.5948 | 1.7125 | 69.7901 | -0.28353 | -0.20079 | -0.14349 | -0.086186 | -0.0034496 | -0.16587 | -0.083129 | -0.025827 | 0.031476 | 0.11421
2012-09-13 | 22 | Average Per Ton | 100% Cycling | 4116522Average Per Ton100% Cycling | 0.38988 | 0.33383 | 0.38516 | 69.6301 | -0.18646 | -0.10941 | -0.056046 | -0.0026805 | 0.07437 | -0.13514 | -0.058088 | -0.0047228 | 0.048642 | 0.12569
2012-09-13 | 22 | Average Per Ton | 50% Cycling | 4116522Average Per Ton50% Cycling | 0.44934 | 0.44074 | 0.44138 | 69.9705 | -0.15949 | -0.070343 | -0.0085993 | 0.053144 | 0.14229 | -0.15884 | -0.069696 | -0.007953 | 0.05379 | 0.14294
2012-09-13 | 22 | Average Per Ton | All | 4116522Average Per TonAll | 0.41782 | 0.38408 | 0.41158 | 69.7901 | -0.17378 | -0.091049 | -0.033746 | 0.023557 | 0.10629 | -0.14628 | -0.063544 | -0.006241 | 0.051062 | 0.1338
2012-09-13 | 23 | Aggregate | 100% Cycling | 4116523Aggregate100% Cycling | 16.6473 | 15.5015 | 17.8846 | 68.3256 | -2.5491 | -1.7201 | -1.1459 | -0.57165 | 0.25741 | -0.16595 | 0.66311 | 1.2373 | 1.8115 | 2.6406
2012-09-13 | 23 | Aggregate | 50% Cycling | 4116523Aggregate50% Cycling | 15.4775 | 15.2456 | 15.2679 | 68.6571 | -1.5621 | -0.77623 | -0.23192 | 0.31238 | 1.0983 | -1.5398 | -0.75387 | -0.20957 | 0.33474 | 1.1206
2012-09-13 | 23 | Aggregate | All | 4116523AggregateAll | 32.1337 | 30.763 | 33.1496 | 68.4814 | -4.1052 | -2.4896 | -1.3707 | -0.25181 | 1.3637 | -1.7185 | -0.10301 | 1.0159 | 2.1348 | 3.7503
2012-09-13 | 23 | Average Per Device | 100% Cycling | 4116523Average Per Device100% Cycling | 1.1481 | 1.069 | 1.2334 | 68.3256 | -0.19357 | -0.1259 | -0.079023 | -0.032149 | 0.035529 | -0.029222 | 0.038457 | 0.08533 | 0.1322 | 0.19988
2012-09-13 | 23 | Average Per Device | 50% Cycling | 4116523Average Per Device50% Cycling | 1.2444 | 1.2258 | 1.2276 | 68.6571 | -0.14322 | -0.069622 | -0.018647 | 0.032327 | 0.10593 | -0.14142 | -0.067824 | -0.01685 | 0.034125 | 0.10772
2012-09-13 | 23 | Average Per Device | All | 4116523Average Per DeviceAll | 1.1934 | 1.1427 | 1.2307 | 68.4814 | -0.16991 | -0.099447 | -0.050646 | -0.0018452 | 0.068616 | -0.081957 | -0.011496 | 0.037306 | 0.086107 | 0.15657
2012-09-13 | 23 | Average Per Premise | 100% Cycling | 4116523Average Per Premise100% Cycling | 1.359 | 1.2654 | 1.46 | 68.3256 | -0.20809 | -0.14041 | -0.093539 | -0.046665 | 0.021013 | -0.013547 | 0.054131 | 0.101 | 0.14788 | 0.21556
2012-09-13 | 23 | Average Per Premise | 50% Cycling | 4116523Average Per Premise50% Cycling | 1.4495 | 1.4278 | 1.4299 | 68.6571 | -0.14629 | -0.072694 | -0.02172 | 0.029255 | 0.10285 | -0.1442 | -0.070601 | -0.019626 | 0.031349 | 0.10495
2012-09-13 | 23 | Average Per Premise | All | 4116523Average Per PremiseAll | 1.4015 | 1.3417 | 1.4458 | 68.4814 | -0.17905 | -0.10858 | -0.059784 | -0.010983 | 0.059478 | -0.074954 | -0.0044928 | 0.044308 | 0.093109 | 0.16357
2012-09-13 | 23 | Average Per Ton | 100% Cycling | 4116523Average Per Ton100% Cycling | 0.31748 | 0.29563 | 0.34108 | 68.3256 | -0.1364 | -0.068726 | -0.021852 | 0.025021 | 0.0927 | -0.090955 | -0.023277 | 0.023597 | 0.07047 | 0.13815
2012-09-13 | 23 | Average Per Ton | 50% Cycling | 4116523Average Per Ton50% Cycling | 0.35852 | 0.35315 | 0.35367 | 68.6571 | -0.12995 | -0.056347 | -0.0053723 | 0.045602 | 0.1192 | -0.12943 | -0.055829 | -0.0048544 | 0.04612 | 0.11972
2012-09-13 | 23 | Average Per Ton | All | 4116523Average Per TonAll | 0.33677 | 0.32266 | 0.34699 | 68.4814 | -0.13337 | -0.062908 | -0.014107 | 0.034694 | 0.10516 | -0.10904 | -0.038576 | 0.010225 | 0.059026 | 0.12949
2012-09-13 | 24 | Aggregate | 100% Cycling | 4116524Aggregate100% Cycling | 13.4099 | 12.0945 | 13.9539 | 66.9376 | -2.4279 | -1.7706 | -1.3153 | -0.86011 | -0.20283 | -0.56847 | 0.088807 | 0.54404 | 0.99927 | 1.6565
2012-09-13 | 24 | Aggregate | 50% Cycling | 4116524Aggregate50% Cycling | 12.3309 | 11.5034 | 11.5202 | 67.2749 | -1.9401 | -1.2828 | -0.82748 | -0.3722 | 0.28517 | -1.9233 | -1.2659 | -0.81062 | -0.35533 | 0.30204
2012-09-13 | 24 | Aggregate | All | 4116524AggregateAll | 25.7466 | 23.6067 | 25.4683 | 67.0961 | -4.3664 | -3.051 | -2.1399 | -1.2288 | 0.08658 | -2.5049 | -1.1894 | -0.27839 | 0.63267 | 1.9481
2012-09-13 | 24 | Average Per Device | 100% Cycling | 4116524Average Per Device100% Cycling | 0.9248 | 0.83409 | 0.96232 | 66.9376 | -0.18153 | -0.12787 | -0.090712 | -0.05355 | 0.0001053 | -0.053298 | 0.0003574 | 0.037519 | 0.074681 | 0.12834
2012-09-13 | 24 | Average Per Device | 50% Cycling | 4116524Average Per Device50% Cycling | 0.99144 | 0.92491 | 0.92627 | 67.2749 | -0.17073 | -0.10917 | -0.066533 | -0.023895 | 0.037668 | -0.16938 | -0.10781 | -0.065176 | -0.022538 | 0.039024
2012-09-13 | 24 | Average Per Device | All | 4116524Average Per DeviceAll | 0.95612 | 0.87678 | 0.94538 | 67.0961 | -0.17645 | -0.11908 | -0.079348 | -0.039612 | 0.01776 | -0.10786 | -0.050483 | -0.010748 | 0.028988 | 0.08636
2012-09-13 | 24 | Average Per Premise | 100% Cycling | 4116524Average Per Premise100% Cycling | 1.0947 | 0.98731 | 1.1391 | 66.9376 | -0.19819 | -0.14454 | -0.10738 | -0.070213 | -0.016558 | -0.046406 | 0.0072495 | 0.044411 | 0.081573 | 0.13523
2012-09-13 | 24 | Average Per Premise | 50% Cycling | 4116524Average Per Premise50% Cycling | 1.1548 | 1.0773 | 1.0789 | 67.2749 | -0.18169 | -0.12013 | -0.077494 | -0.034856 | 0.026706 | -0.18011 | -0.11855 | -0.075914 | -0.033277 | 0.028286
2012-09-13 | 24 | Average Per Premise | All | 4116524Average Per PremiseAll | 1.1229 | 1.0296 | 1.1108 | 67.0961 | -0.19044 | -0.13307 | -0.093331 | -0.053596 | 0.0037762 | -0.10925 | -0.051877 | -0.012142 | 0.027594 | 0.084965
2012-09-13 | 24 | Average Per Ton | 100% Cycling | 4116524Average Per Ton100% Cycling | 0.25574 | 0.23065 | 0.26611 | 66.9376 | -0.1159 | -0.062246 | -0.025085 | 0.012077 | 0.065732 | -0.080442 | -0.026786 | 0.010375 | 0.047537 | 0.10119
2012-09-13 | 24 | Average Per Ton | 50% Cycling | 4116524Average Per Ton50% Cycling | 0.28563 | 0.26647 | 0.26686 | 67.2749 | -0.12337 | -0.061806 | -0.019168 | 0.02347 | 0.085032 | -0.12298 | -0.061415 | -0.018777 | 0.023861 | 0.085423
2012-09-13 | 24 | Average Per Ton | All | 4116524Average Per TonAll | 0.26979 | 0.24748 | 0.26646 | 67.0961 | -0.11941 | -0.062039 | -0.022304 | 0.017432 | 0.074803 | -0.10043 | -0.043062 | -0.0033264 | 0.036409 | 0.093781
2012-09-14 | 1 | Aggregate | 100% Cycling | 411661Aggregate100% Cycling | 10.331 | 11.0092 | 9.4671 | 66.1552 | -0.27606 | 0.28774 | 0.67822 | 1.0687 | 1.6325 | -1.8182 | -1.2544 | -0.8639 | -0.47342 | 0.090374
2012-09-14 | 1 | Aggregate | 50% Cycling | 411661Aggregate50% Cycling | 9.2878 | 9.8847 | 10.2685 | 66.4648 | -0.32862 | 0.21818 | 0.5969 | 0.97561 | 1.5224 | 0.055173 | 0.60198 | 0.98069 | 1.3594 | 1.9062
2012-09-14 | 1 | Aggregate | All | 411661AggregateAll | 19.6214 | 20.8966 | 19.7541 | 66.3007 | -0.60549 | 0.50562 | 1.2752 | 2.0447 | 3.1558 | -1.7479 | -0.63682 | 0.13272 | 0.90227 | 2.0134
2012-09-14 | 1 | Average Per Device | 100% Cycling | 411661Average Per Device100% Cycling | 0.71247 | 0.75925 | 0.65289 | 66.1552 | -0.031127 | 0.014897 | 0.046773 | 0.078649 | 0.12467 | -0.13748 | -0.091455 | -0.059578 | -0.027702 | 0.018322
2012-09-14 | 1 | Average Per Device | 50% Cycling | 411661Average Per Device50% Cycling | 0.74677 | 0.79476 | 0.82562 | 66.4648 | -0.038683 | 0.012526 | 0.047993 | 0.083459 | 0.13467 | -0.0078242 | 0.043384 | 0.078851 | 0.11432 | 0.16553
2012-09-14 | 1 | Average Per Device | All | 411661Average Per DeviceAll | 0.72859 | 0.77594 | 0.73408 | 66.3007 | -0.034678 | 0.013782 | 0.047346 | 0.08091 | 0.12937 | -0.076541 | -0.02808 | 0.0054833 | 0.039047 | 0.087508
2012-09-14 | 1 | Average Per Premise | 100% Cycling | 411661Average Per Premise100% Cycling | 0.84335 | 0.89871 | 0.77283 | 66.1552 | -0.022535 | 0.023489 | 0.055365 | 0.087241 | 0.13327 | -0.14842 | -0.1024 | -0.070523 | -0.038647 | 0.0073775
2012-09-14 | 1 | Average Per Premise | 50% Cycling | 411661Average Per Premise50% Cycling | 0.8698 | 0.9257 | 0.96165 | 66.4648 | -0.030776 | 0.020433 | 0.0559 | 0.091366 | 0.14257 | 0.005167 | 0.056375 | 0.091842 | 0.12731 | 0.17852
2012-09-14 | 1 | Average Per Premise | All | 411661Average Per PremiseAll | 0.85578 | 0.9114 | 0.86157 | 66.3007 | -0.026408 | 0.022052 | 0.055616 | 0.08918 | 0.13764 | -0.076236 | -0.027775 | 0.0057888 | 0.039352 | 0.087813
2012-09-14 | 1 | Average Per Ton | 100% Cycling | 411661Average Per Ton100% Cycling | 0.19702 | 0.20996 | 0.18055 | 66.1552 | -0.064966 | -0.018942 | 0.012934 | 0.04481 | 0.090834 | -0.094376 | -0.048351 | -0.016475 | 0.015401 | 0.061425
2012-09-14 | 1 | Average Per Ton | 50% Cycling | 411661Average Per Ton50% Cycling | 0.21514 | 0.22897 | 0.23786 | 66.4648 | -0.072849 | -0.02164 | 0.013827 | 0.049293 | 0.1005 | -0.063958 | -0.01275 | 0.022717 | 0.058183 | 0.10939
2012-09-14 | 1 | Average Per Ton | All | 411661Average Per TonAll | 0.20554 | 0.21889 | 0.20748 | 66.3007 | -0.068671 | -0.02021 | 0.013354 | 0.046917 | 0.095378 | -0.080079 | -0.031619 | 0.0019449 | 0.035509 | 0.083969
2012-09-14 | 2 | Aggregate | 100% Cycling | 411662Aggregate100% Cycling | 8.7354 | 9.6287 | 8.2799 | 66.2549 | 0.041091 | 0.54455 | 0.89325 | 1.2419 | 1.7454 | -1.3076 | -0.80419 | -0.45549 | -0.10679 | 0.39667
2012-09-14 | 2 | Aggregate | 50% Cycling | 411662Aggregate50% Cycling | 8.1575 | 8.8456 | 9.1891 | 66.3148 | -0.14085 | 0.34895 | 0.68818 | 1.0274 | 1.5172 | 0.20261 | 0.6924 | 1.0316 | 1.3709 | 1.8607
2012-09-14 | 2 | Aggregate | All | 411662AggregateAll | 16.8979 | 18.4785 | 17.4871 | 66.283 | -0.10138 | 0.89235 | 1.5806 | 2.2689 | 3.2626 | -1.0927 | -0.098973 | 0.58928 | 1.2775 | 2.2713
2012-09-14 | 2 | Average Per Device | 100% Cycling | 411662Average Per Device100% Cycling | 0.60243 | 0.66403 | 0.57102 | 66.2549 | -0.0079617 | 0.033137 | 0.061602 | 0.090067 | 0.13117 | -0.10098 | -0.059878 | -0.031413 | -0.0029476 | 0.038151
2012-09-14 | 2 | Average Per Device | 50% Cycling | 411662Average Per Device50% Cycling | 0.65589 | 0.71122 | 0.73884 | 66.3148 | -0.022307 | 0.023563 | 0.055332 | 0.087102 | 0.13297 | 0.0053081 | 0.051178 | 0.082947 | 0.11472 | 0.16059
2012-09-14 | 2 | Average Per Device | All | 411662Average Per DeviceAll | 0.62756 | 0.68621 | 0.64989 | 66.283 | -0.014704 | 0.028637 | 0.058655 | 0.088674 | 0.13201 | -0.051023 | -0.0076815 | 0.022336 | 0.052354 | 0.095696
2012-09-14 | 2 | Average Per Premise | 100% Cycling | 411662Average Per Premise100% Cycling | 0.7131 | 0.78601 | 0.67591 | 66.2549 | 0.0033543 | 0.044453 | 0.072918 | 0.10138 | 0.14248 | -0.10675 | -0.065648 | -0.037183 | -0.0087178 | 0.032381
2012-09-14 | 2 | Average Per Premise | 50% Cycling | 411662Average Per Premise50% Cycling | 0.76395 | 0.8284 | 0.86056 | 66.3148 | -0.01319 | 0.03268 | 0.064449 | 0.096218 | 0.14209 | 0.018974 | 0.064844 | 0.096613 | 0.12838 | 0.17425
2012-09-14 | 2 | Average Per Premise | All | 411662Average Per PremiseAll | 0.737 | 0.80593 | 0.7627 | 66.283 | -0.0044216 | 0.03892 | 0.068938 | 0.098956 | 0.1423 | -0.047658 | -0.0043167 | 0.025701 | 0.055719 | 0.099061
2012-09-14 | 2 | Average Per Ton | 100% Cycling | 411662Average Per Ton100% Cycling | 0.16659 | 0.18363 | 0.15791 | 66.2549 | -0.052529 | -0.01143 | 0.017035 | 0.0455 | 0.086599 | -0.078251 | -0.037152 | -0.0086866 | 0.019778 | 0.060877
2012-09-14 | 2 | Average Per Ton | 50% Cycling | 411662Average Per Ton50% Cycling | 0.18896 | 0.2049 | 0.21286 | 66.3148 | -0.061698 | -0.015828 | 0.015941 | 0.04771 | 0.09358 | -0.053742 | -0.0078724 | 0.023897 | 0.055666 | 0.10154
2012-09-14 | 2 | Average Per Ton | All | 411662Average Per TonAll | 0.17711 | 0.19363 | 0.18373 | 66.283 | -0.056838 | -0.013497 | 0.016521 | 0.046539 | 0.08988 | -0.066732 | -0.02339 | 0.0066277 | 0.036646 | 0.079987
2012-09-14 | 3 | Aggregate | 100% Cycling | 411663Aggregate100% Cycling | 8.0987 | 8.5983 | 7.3939 | 64.8558 | -0.28059 | 0.18035 | 0.4996 | 0.81885 | 1.2798 | -1.485 | -1.024 | -0.7048 | -0.38556 | 0.075385
2012-09-14 | 3 | Aggregate | 50% Cycling | 411663Aggregate50% Cycling | 7.5047 | 7.7607 | 8.062 | 64.9111 | -0.4935 | -0.050718 | 0.25595 | 0.56262 | 1.0054 | -0.19218 | 0.25061 | 0.55728 | 0.86395 | 1.3067
2012-09-14 | 3 | Aggregate | All | 411663AggregateAll | 15.6075 | 16.3614 | 15.4707 | 64.8818 | -0.77638 | 0.12773 | 0.7539 | 1.3801 | 2.2842 | -1.667 | -0.76293 | -0.13675 | 0.48942 | 1.3935
2012-09-14 | 3 | Average Per Device | 100% Cycling | 411663Average Per Device100% Cycling | 0.55852 | 0.59297 | 0.50991 | 64.8558 | -0.029234 | 0.0083937 | 0.034455 | 0.060516 | 0.098144 | -0.1123 | -0.074667 | -0.048606 | -0.022545 | 0.015083
2012-09-14 | 3 | Average Per Device | 50% Cycling | 411663Average Per Device50% Cycling | 0.60341 | 0.62398 | 0.64821 | 64.9111 | -0.049607 | -0.0081404 | 0.02058 | 0.049299 | 0.090766 | -0.02538 | 0.016087 | 0.044807 | 0.073527 | 0.11499
2012-09-14 | 3 | Average Per Device | All | 411663Average Per DeviceAll | 0.57962 | 0.60755 | 0.57491 | 64.8818 | -0.03881 | 0.0006227 | 0.027933 | 0.055244 | 0.094676 | -0.071445 | -0.032013 | -0.004702 | 0.022609 | 0.062041
2012-09-14 | 3 | Average Per Premise | 100% Cycling | 411663Average Per Premise100% Cycling | 0.66112 | 0.7019 | 0.60358 | 64.8558 | -0.022905 | 0.014723 | 0.040784 | 0.066845 | 0.10447 | -0.12122 | -0.083596 | -0.057535 | -0.031474 | 0.0061539
2012-09-14 | 3 | Average Per Premise | 50% Cycling | 411663Average Per Premise50% Cycling | 0.70282 | 0.72679 | 0.75501 | 64.9111 | -0.046217 | -0.0047498 | 0.02397 | 0.05269 | 0.094157 | -0.017998 | 0.023469 | 0.052189 | 0.080909 | 0.12238
2012-09-14 | 3 | Average Per Premise | All | 411663Average Per PremiseAll | 0.68072 | 0.7136 | 0.67475 | 64.8818 | -0.033862 | 0.0055707 | 0.032881 | 0.060192 | 0.099624 | -0.072707 | -0.033275 | -0.0059645 | 0.021346 | 0.060778
2012-09-14 | 3 | Average Per Ton | 100% Cycling | 411663Average Per Ton100% Cycling | 0.15445 | 0.16398 | 0.14101 | 64.8558 | -0.054161 | -0.016533 | 0.0095278 | 0.035589 | 0.073217 | -0.07713 | -0.039502 | -0.013441 | 0.01262 | 0.050248
2012-09-14 | 3 | Average Per Ton | 50% Cycling | 411663Average Per Ton50% Cycling | 0.17384 | 0.17977 | 0.18675 | 64.9111 | -0.064258 | -0.022791 | 0.0059289 | 0.034649 | 0.076116 | -0.057278 | -0.015811 | 0.012909 | 0.041629 | 0.083096
2012-09-14 | 3 | Average Per Ton | All | 411663Average Per TonAll | 0.16356 | 0.1714 | 0.16251 | 64.8818 | -0.058907 | -0.019474 | 0.0078364 | 0.035147 | 0.074579 | -0.0678 | -0.028367 | -0.0010567 | 0.026254 | 0.065686
2012-09-14 | 4 | Aggregate | 100% Cycling | 411664Aggregate100% Cycling | 7.5672 | 7.961 | 6.8459 | 63.4353 | -0.30635 | 0.10731 | 0.39381 | 0.68031 | 1.094 | -1.4215 | -1.0078 | -0.72134 | -0.43484 | -0.021178
2012-09-14 | 4 | Aggregate | 50% Cycling | 411664Aggregate50% Cycling | 6.9645 | 7.1887 | 7.4678 | 63.3319 | -0.40794 | -0.034505 | 0.22414 | 0.48278 | 0.85622 | -0.12883 | 0.24461 | 0.50325 | 0.7619 | 1.1353
2012-09-14 | 4 | Aggregate | All | 411664AggregateAll | 14.5351 | 15.152 | 14.3275 | 63.3867 | -0.71559 | 0.071627 | 0.61685 | 1.1621 | 1.9493 | -1.5401 | -0.7529 | -0.20768 | 0.33755 | 1.1248
2012-09-14 | 4 | Average Per Device | 100% Cycling | 411664Average Per Device100% Cycling | 0.52187 | 0.54903 | 0.47212 | 63.4353 | -0.029997 | 0.0037711 | 0.027159 | 0.050547 | 0.084315 | -0.1069 | -0.073134 | -0.049746 | -0.026359 | 0.0074093
2012-09-14 | 4 | Average Per Device | 50% Cycling | 411664Average Per Device50% Cycling | 0.55997 | 0.57799 | 0.60044 | 63.3319 | -0.041173 | -0.0062005 | 0.018021 | 0.042244 | 0.077216 | -0.018732 | 0.016241 | 0.040463 | 0.064685 | 0.099658
2012-09-14 | 4 | Average Per Device | All | 411664Average Per DeviceAll | 0.53978 | 0.56264 | 0.53243 | 63.3867 | -0.03525 | -0.0009156 | 0.022864 | 0.046644 | 0.080978 | -0.065462 | -0.031128 | -0.0073479 | 0.016432 | 0.050766
2012-09-14 | 4 | Average Per Premise | 100% Cycling | 411664Average Per Premise100% Cycling | 0.61773 | 0.64988 | 0.55885 | 63.4353 | -0.025008 | 0.00876 | 0.032148 | 0.055535 | 0.089303 | -0.11604 | -0.082272 | -0.058885 | -0.035497 | -0.0017288
2012-09-14 | 4 | Average Per Premise | 50% Cycling | 411664Average Per Premise50% Cycling | 0.65223 | 0.67322 | 0.69936 | 63.3319 | -0.038204 | -0.0032314 | 0.020991 | 0.045213 | 0.080186 | -0.012065 | 0.022908 | 0.04713 | 0.071352 | 0.10632
2012-09-14 | 4 | Average Per Premise | All | 411664Average Per PremiseAll | 0.63395 | 0.66085 | 0.62489 | 63.3867 | -0.03121 | 0.003124 | 0.026904 | 0.050684 | 0.085018 | -0.067172 | -0.032838 | -0.0090578 | 0.014722 | 0.049056
2012-09-14 | 4 | Average Per Ton | 100% Cycling | 411664Average Per Ton100% Cycling | 0.14431 | 0.15182 | 0.13056 | 63.4353 | -0.049646 | -0.015877 | 0.0075103 | 0.030898 | 0.064666 | -0.070912 | -0.037144 | -0.013756 | 0.0096312 | 0.043399
2012-09-14 | 4 | Average Per Ton | 50% Cycling | 411664Average Per Ton50% Cycling | 0.16133 | 0.16652 | 0.17298 | 63.3319 | -0.054003 | -0.01903 | 0.005192 | 0.029414 | 0.064387 | -0.047538 | -0.012565 | 0.011657 | 0.03588 | 0.070852
2012-09-14 | 4 | Average Per Ton | All | 411664Average Per TonAll | 0.15231 | 0.15873 | 0.1505 | 63.3867 | -0.051694 | -0.017359 | 0.0064207 | 0.030201 | 0.064535 | -0.059926 | -0.025592 | -0.001812 | 0.021968 | 0.056302
2012-09-14 | 5 | Aggregate | 100% Cycling | 411665Aggregate100% Cycling | 7.407 | 7.6417 | 6.5713 | 63.8117 | -0.42066 | -0.033492 | 0.23466 | 0.50281 | 0.88998 | -1.4911 | -1.1039 | -0.83575 | -0.5676 | -0.18043
2012-09-14 | 5 | Aggregate | 50% Cycling | 411665Aggregate50% Cycling | 6.7594 | 6.9442 | 7.2138 | 63.6864 | -0.39022 | -0.050478 | 0.18483 | 0.42013 | 0.75987 | -0.12059 | 0.21915 | 0.45445 | 0.68975 | 1.0295
2012-09-14 | 5 | Aggregate | All | 411665AggregateAll | 14.1692 | 14.5885 | 13.7988 | 63.7528 | -0.8111 | -0.084165 | 0.4193 | 0.92277 | 1.6497 | -1.6008 | -0.87389 | -0.37042 | 0.13305 | 0.85998
2012-09-14 | 5 | Average Per Device | 100% Cycling | 411665Average Per Device100% Cycling | 0.51082 | 0.527 | 0.45318 | 63.8117 | -0.037312 | -0.0057068 | 0.016183 | 0.038073 | 0.069679 | -0.11113 | -0.079527 | -0.057637 | -0.035747 | -0.0041412
2012-09-14 | 5 | Average Per Device | 50% Cycling | 411665Average Per Device50% Cycling | 0.54348 | 0.55834 | 0.58002 | 63.6864 | -0.038992 | -0.0071756 | 0.014861 | 0.036897 | 0.068714 | -0.017314 | 0.014503 | 0.036539 | 0.058576 | 0.090393
2012-09-14 | 5 | Average Per Device | All | 411665Average Per DeviceAll | 0.52617 | 0.54173 | 0.5128 | 63.7528 | -0.038102 | -0.0063972 | 0.015562 | 0.03752 | 0.069225 | -0.067038 | -0.035333 | -0.013374 | 0.0085847 | 0.04029
2012-09-14 | 5 | Average Per Premise | 100% Cycling | 411665Average Per Premise100% Cycling | 0.60465 | 0.62381 | 0.53643 | 63.8117 | -0.03434 | -0.002734 | 0.019156 | 0.041046 | 0.072651 | -0.12172 | -0.090114 | -0.068224 | -0.046334 | -0.014729
2012-09-14 | 5 | Average Per Premise | 50% Cycling | 411665Average Per Premise50% Cycling | 0.63302 | 0.65033 | 0.67558 | 63.6864 | -0.036544 | -0.0047273 | 0.017309 | 0.039345 | 0.071162 | -0.011294 | 0.020523 | 0.042559 | 0.064596 | 0.096413
2012-09-14 | 5 | Average Per Premise | All | 411665Average Per PremiseAll | 0.61799 | 0.63627 | 0.60183 | 63.7528 | -0.035376 | -0.0036708 | 0.018288 | 0.040247 | 0.071952 | -0.06982 | -0.038115 | -0.016156 | 0.0058028 | 0.037508
2012-09-14 | 5 | Average Per Ton | 100% Cycling | 411665Average Per Ton100% Cycling | 0.14126 | 0.14573 | 0.12532 | 63.8117 | -0.04902 | -0.017415 | 0.0044752 | 0.026365 | 0.057971 | -0.069434 | -0.037828 | -0.015938 | 0.0059515 | 0.037557
2012-09-14 | 5 | Average Per Ton | 50% Cycling | 411665Average Per Ton50% Cycling | 0.15657 | 0.16086 | 0.1671 | 63.6864 | -0.049572 | -0.017755 | 0.0042813 | 0.026318 | 0.058134 | -0.043326 | -0.011509 | 0.010527 | 0.032563 | 0.06438
2012-09-14 | 5 | Average Per Ton | All | 411665Average Per TonAll | 0.14846 | 0.15284 | 0.14496 | 63.7528 | -0.04928 | -0.017575 | 0.0043841 | 0.026343 | 0.058048 | -0.057163 | -0.025458 | -0.0034997 | 0.018459 | 0.050164
2012-09-14 | 6 | Aggregate | 100% Cycling | 411666Aggregate100% Cycling | 8.0237 | 8.7685 | 7.5402 | 63.3132 | -0.018496 | 0.43243 | 0.74474 | 1.057 | 1.508 | -1.2467 | -0.79582 | -0.48351 | -0.1712 | 0.27973
2012-09-14 | 6 | Aggregate | 50% Cycling | 411666Aggregate50% Cycling | 7.1813 | 7.6089 | 7.9043 | 62.9579 | -0.17469 | 0.18113 | 0.42756 | 0.67399 | 1.0298 | 0.12074 | 0.47656 | 0.72299 | 0.96942 | 1.3252
2012-09-14 | 6 | Aggregate | All | 411666AggregateAll | 15.2067 | 16.377 | 15.4567 | 63.1462 | -0.19464 | 0.61175 | 1.1703 | 1.7288 | 2.5352 | -1.1149 | -0.3085 | 0.25 | 0.80851 | 1.6149
2012-09-14 | 6 | Average Per Device | 100% Cycling | 411666Average Per Device100% Cycling | 0.55335 | 0.60471 | 0.52001 | 63.3132 | -0.010944 | 0.025866 | 0.05136 | 0.076855 | 0.11367 | -0.095649 | -0.058839 | -0.033345 | -0.0078501 | 0.02896
2012-09-14 | 6 | Average Per Device | 50% Cycling | 411666Average Per Device50% Cycling | 0.5774 | 0.61178 | 0.63553 | 62.9579 | -0.022023 | 0.011299 | 0.034377 | 0.057456 | 0.090778 | 0.0017304 | 0.035052 | 0.058131 | 0.08121 | 0.11453
2012-09-14 | 6 | Average Per Device | All | 411666Average Per DeviceAll | 0.56465 | 0.60803 | 0.5743 | 63.1462 | -0.016151 | 0.019019 | 0.043378 | 0.067737 | 0.10291 | -0.049881 | -0.01471 | 0.0096489 | 0.034008 | 0.069179
2012-09-14 | 6 | Average Per Premise | 100% Cycling | 411666Average Per Premise100% Cycling | 0.655 | 0.71579 | 0.61553 | 63.3132 | -0.0015099 | 0.0353 | 0.060795 | 0.08629 | 0.1231 | -0.10177 | -0.064964 | -0.03947 | -0.013975 | 0.022835
2012-09-14 | 6 | Average Per Premise | 50% Cycling | 411666Average Per Premise50% Cycling | 0.67253 | 0.71257 | 0.74024 | 62.9579 | -0.016359 | 0.016962 | 0.040041 | 0.06312 | 0.096442 | 0.011308 | 0.04463 | 0.067708 | 0.090787 | 0.12411
2012-09-14 | 6 | Average Per Premise | All | 411666Average Per PremiseAll | 0.66324 | 0.71428 | 0.67414 | 63.1462 | -0.0084892 | 0.026682 | 0.051041 | 0.0754 | 0.11057 | -0.048626 | -0.013455 | 0.010904 | 0.035263 | 0.070434
2012-09-14 | 6 | Average Per Ton | 100% Cycling | 411666Average Per Ton100% Cycling | 0.15302 | 0.16722 | 0.1438 | 63.3132 | -0.048102 | -0.011292 | 0.014203 | 0.039697 | 0.076508 | -0.071526 | -0.034716 | -0.0092209 | 0.016274 | 0.053084
2012-09-14 | 6 | Average Per Ton | 50% Cycling | 411666Average Per Ton50% Cycling | 0.16635 | 0.17625 | 0.1831 | 62.9579 | -0.046497 | -0.013175 | 0.009904 | 0.032983 | 0.066305 | -0.039653 | -0.0063313 | 0.016747 | 0.039826 | 0.073148
2012-09-14 | 6 | Average Per Ton | All | 411666Average Per TonAll | 0.15928 | 0.17147 | 0.16227 | 63.1462 | -0.047348 | -0.012177 | 0.012182 | 0.036541 | 0.071712 | -0.056546 | -0.021375 | 0.0029842 | 0.027343 | 0.062514
2012-09-14 | 7 | Aggregate | 100% Cycling | 411667Aggregate100% Cycling | 9.8937 | 9.7414 | 8.3769 | 64.9405 | -0.94981 | -0.47861 | -0.15227 | 0.17408 | 0.64527 | -2.3143 | -1.8431 | -1.5168 | -1.1904 | -0.71925
2012-09-14 | 7 | Aggregate | 50% Cycling | 411667Aggregate50% Cycling | 9.2693 | 9.1448 | 9.4999 | 64.8589 | -0.89259 | -0.43879 | -0.12449 | 0.18981 | 0.64361 | -0.53752 | -0.083725 | 0.23057 | 0.54487 | 0.99867
2012-09-14 | 7 | Aggregate | All | 411667AggregateAll | 19.1689 | 18.8922 | 17.897 | 64.9021 | -1.843 | -0.9176 | -0.27668 | 0.36424 | 1.2896 | -2.8383 | -1.9129 | -1.2719 | -0.63102 | 0.29436
2012-09-14 | 7 | Average Per Device | 100% Cycling | 411667Average Per Device100% Cycling | 0.68231 | 0.67181 | 0.5777 | 64.9405 | -0.075606 | -0.037142 | -0.010501 | 0.01614 | 0.054604 | -0.16971 | -0.13125 | -0.1046 | -0.077964 | -0.039499
2012-09-14 | 7 | Average Per Device | 50% Cycling | 411667Average Per Device50% Cycling | 0.74529 | 0.73528 | 0.76382 | 64.8589 | -0.081942 | -0.039444 | -0.01001 | 0.019425 | 0.061923 | -0.053394 | -0.010895 | 0.018539 | 0.047973 | 0.090472
2012-09-14 | 7 | Average Per Device | All | 411667Average Per DeviceAll | 0.71191 | 0.70164 | 0.66518 | 64.9021 | -0.078584 | -0.038224 | -0.01027 | 0.017684 | 0.058044 | -0.11504 | -0.074681 | -0.046727 | -0.018773 | 0.021587
2012-09-14 | 7 | Average Per Premise | 100% Cycling | 411667Average Per Premise100% Cycling | 0.80765 | 0.79522 | 0.68383 | 64.9405 | -0.077535 | -0.039071 | -0.01243 | 0.014211 | 0.052675 | -0.18893 | -0.15046 | -0.12382 | -0.097179 | -0.058715
2012-09-14 | 7 | Average Per Premise | 50% Cycling | 411667Average Per Premise50% Cycling | 0.86808 | 0.85642 | 0.88967 | 64.8589 | -0.083592 | -0.041093 | -0.011659 | 0.017775 | 0.060274 | -0.050339 | -0.0078409 | 0.021594 | 0.051028 | 0.093526
2012-09-14 | 7 | Average Per Premise | All | 411667Average Per PremiseAll | 0.83605 | 0.82398 | 0.78057 | 64.9021 | -0.080382 | -0.040021 | -0.012068 | 0.015886 | 0.056247 | -0.12379 | -0.083429 | -0.055476 | -0.027522 | 0.012839
2012-09-14 | 7 | Average Per Ton | 100% Cycling | 411667Average Per Ton100% Cycling | 0.18868 | 0.18578 | 0.15975 | 64.9405 | -0.068009 | -0.029544 | -0.0029038 | 0.023737 | 0.062201 | -0.094032 | -0.055567 | -0.028927 | -0.002286 | 0.036179
2012-09-14 | 7 | Average Per Ton | 50% Cycling | 411667Average Per Ton50% Cycling | 0.21471 | 0.21183 | 0.22006 | 64.8589 | -0.074817 | -0.032318 | -0.0028838 | 0.026551 | 0.069049 | -0.066592 | -0.024093 | 0.0053411 | 0.034775 | 0.077274
2012-09-14 | 7 | Average Per Ton | All | 411667Average Per TonAll | 0.20092 | 0.19802 | 0.1881 | 64.9021 | -0.071209 | -0.030848 | -0.0028944 | 0.025059 | 0.06542 | -0.081135 | -0.040774 | -0.012821 | 0.015133 | 0.055493
2012-09-14 | 8 | Aggregate | 100% Cycling | 411668Aggregate100% Cycling | 10.2631 | 9.5457 | 8.2086 | 71.4963 | -1.5497 | -1.0579 | -0.71732 | -0.37671 | 0.11508 | -2.8868 | -2.3951 | -2.0544 | -1.7138 | -1.222
2012-09-14 | 8 | Aggregate | 50% Cycling | 411668Aggregate50% Cycling | 9.4947 | 9.3624 | 9.7259 | 71.6685 | -0.91065 | -0.45084 | -0.13239 | 0.18607 | 0.64587 | -0.54713 | -0.087331 | 0.23113 | 0.54958 | 1.0094
2012-09-14 | 8 | Aggregate | All | 411668AggregateAll | 19.7629 | 18.9177 | 17.9581 | 71.5772 | -2.4563 | -1.5044 | -0.84517 | -0.18591 | 0.76597 | -3.4159 | -2.464 | -1.8047 | -1.1455 | -0.19358
2012-09-14 | 8 | Average Per Device | 100% Cycling | 411668Average Per Device100% Cycling | 0.70779 | 0.65832 | 0.5661 | 71.4963 | -0.11742 | -0.077274 | -0.049469 | -0.021664 | 0.018482 | -0.20963 | -0.16949 | -0.14168 | -0.11388 | -0.073732
2012-09-14 | 8 | Average Per Device | 50% Cycling | 411668Average Per Device50% Cycling | 0.76341 | 0.75277 | 0.78199 | 71.6685 | -0.083529 | -0.040468 | -0.010644 | 0.019179 | 0.06224 | -0.054301 | -0.01124 | 0.018583 | 0.048407 | 0.091468
2012-09-14 | 8 | Average Per Device | All | 411668Average Per DeviceAll | 0.73393 | 0.70271 | 0.66757 | 71.5772 | -0.10149 | -0.059975 | -0.031222 | -0.0024679 | 0.039048 | -0.13663 | -0.095112 | -0.066358 | -0.037604 | 0.0039118
2012-09-14 | 8 | Average Per Premise | 100% Cycling | 411668Average Per Premise100% Cycling | 0.8378 | 0.77924 | 0.67009 | 71.4963 | -0.12651 | -0.086361 | -0.058557 | -0.030752 | 0.0093943 | -0.23566 | -0.19551 | -0.16771 | -0.1399 | -0.099759
2012-09-14 | 8 | Average Per Premise | 50% Cycling | 411668Average Per Premise50% Cycling | 0.88919 | 0.87679 | 0.91083 | 71.6685 | -0.085282 | -0.042222 | -0.012398 | 0.017426 | 0.060486 | -0.051239 | -0.0081786 | 0.021645 | 0.051469 | 0.09453
2012-09-14 | 8 | Average Per Premise | All | 411668Average Per PremiseAll | 0.86195 | 0.82509 | 0.78324 | 71.5772 | -0.10713 | -0.065616 | -0.036862 | -0.0081083 | 0.033408 | -0.14898 | -0.10747 | -0.078713 | -0.049959 | -0.0084432
2012-09-14 | 8 | Average Per Ton | 100% Cycling | 411668Average Per Ton100% Cycling | 0.19573 | 0.18205 | 0.15655 | 71.4963 | -0.081631 | -0.041485 | -0.01368 | 0.014125 | 0.054271 | -0.10713 | -0.066985 | -0.03918 | -0.011375 | 0.028771
2012-09-14 | 8 | Average Per Ton | 50% Cycling | 411668Average Per Ton50% Cycling | 0.21994 | 0.21687 | 0.22529 | 71.6685 | -0.075951 | -0.03289 | -0.0030666 | 0.026757 | 0.069818 | -0.067531 | -0.02447 | 0.0053538 | 0.035178 | 0.078238
2012-09-14 | 8 | Average Per Ton | All | 411668Average Per TonAll | 0.20711 | 0.19841 | 0.18886 | 71.5772 | -0.078961 | -0.037445 | -0.0086917 | 0.020062 | 0.061578 | -0.088519 | -0.047003 | -0.018249 | 0.010505 | 0.052021
2012-09-14 | 9 | Aggregate | 100% Cycling | 411669Aggregate100% Cycling | 10.3673 | 10.3816 | 8.9274 | 81.4132 | -1.0357 | -0.41536 | 0.014278 | 0.44392 | 1.0643 | -2.4899 | -1.8696 | -1.4399 | -1.0103 | -0.38994
2012-09-14 | 9 | Aggregate | 50% Cycling | 411669Aggregate50% Cycling | 10.1565 | 10.2043 | 10.6005 | 81.4973 | -0.9945 | -0.37869 | 0.047811 | 0.47432 | 1.0901 | -0.5983 | 0.017509 | 0.44401 | 0.87052 | 1.4863
2012-09-14 | 9 | Aggregate | All | 411669AggregateAll | 20.534 | 20.5964 | 19.5537 | 81.4527 | -2.031 | -0.79421 | 0.062415 | 0.91904 | 2.1559 | -3.0737 | -1.8369 | -0.98029 | -0.12366 | 1.1132
2012-09-14 | 9 | Average Per Device | 100% Cycling | 411669Average Per Device100% Cycling | 0.71497 | 0.71596 | 0.61567 | 81.4132 | -0.084728 | -0.034088 | 0.0009847 | 0.036058 | 0.086697 | -0.18502 | -0.13438 | -0.099303 | -0.06423 | -0.013591
2012-09-14 | 9 | Average Per Device | 50% Cycling | 411669Average Per Device50% Cycling | 0.81662 | 0.82046 | 0.85232 | 81.4973 | -0.093769 | -0.036098 | 0.0038442 | 0.043787 | 0.10146 | -0.061913 | -0.0042421 | 0.0357 | 0.075643 | 0.13331
2012-09-14 | 9 | Average Per Device | All | 411669Average Per DeviceAll | 0.76274 | 0.76507 | 0.72689 | 81.4527 | -0.088977 | -0.035033 | 0.0023287 | 0.03969 | 0.093634 | -0.12716 | -0.073213 | -0.035852 | 0.0015101 | 0.055454
2012-09-14 | 9 | Average Per Premise | 100% Cycling | 411669Average Per Premise100% Cycling | 0.84631 | 0.84747 | 0.72876 | 81.4132 | -0.084547 | -0.033907 | 0.0011656 | 0.036238 | 0.086878 | -0.20326 | -0.15262 | -0.11754 | -0.082472 | -0.031832
2012-09-14 | 9 | Average Per Premise | 50% Cycling | 411669Average Per Premise50% Cycling | 0.95116 | 0.95564 | 0.99274 | 81.4973 | -0.093135 | -0.035465 | 0.0044776 | 0.04442 | 0.10209 | -0.056031 | 0.0016397 | 0.041582 | 0.081525 | 0.1392
2012-09-14 | 9 | Average Per Premise | All | 411669Average Per PremiseAll | 0.89559 | 0.89831 | 0.85283 | 81.4527 | -0.088583 | -0.034639 | 0.0027222 | 0.040084 | 0.094028 | -0.13406 | -0.080116 | -0.042755 | -0.0053934 | 0.048551
2012-09-14 | 9 | Average Per Ton | 100% Cycling | 411669Average Per Ton100% Cycling | 0.19771 | 0.19799 | 0.17025 | 81.4132 | -0.08544 | -0.034801 | 0.0002723 | 0.035345 | 0.085985 | -0.11317 | -0.062533 | -0.02746 | 0.0076123 | 0.058252
2012-09-14 | 9 | Average Per Ton | 50% Cycling | 411669Average Per Ton50% Cycling | 0.23527 | 0.23637 | 0.24555 | 81.4973 | -0.096505 | -0.038835 | 0.0011075 | 0.04105 | 0.098721 | -0.087328 | -0.029657 | 0.010285 | 0.050228 | 0.1079
2012-09-14 | 9 | Average Per Ton | All | 411669Average Per TonAll | 0.21536 | 0.21603 | 0.20564 | 81.4527 | -0.090641 | -0.036697 | 0.0006648 | 0.038026 | 0.091971 | -0.10103 | -0.047082 | -0.00972 | 0.027641 | 0.081586
2012-09-14 | 10 | Aggregate | 100% Cycling | 4116610Aggregate100% Cycling | 12.1044 | 12.6611 | 10.8876 | 91.6376 | -0.90819 | -0.042694 | 0.55675 | 1899-12-31 03:45 | 2.0217 | -2.6817 | -1.8162 | -1.2168 | -0.61732 | 0.24818
2012-09-14 | 10 | Aggregate | 50% Cycling | 4116610Aggregate50% Cycling | 11.0952 | 11.6424 | 12.0945 | 92.3054 | -0.74012 | 0.020425 | 0.54718 | 1899-12-31 01:46 | 1.8345 | -0.28808 | 0.47247 | 0.99922 | 1.526 | 2.2865
2012-09-14 | 10 | Aggregate | All | 4116610AggregateAll | 23.2046 | 24.3091 | 23.006 | 91.9515 | -1.6478 | -0.021738 | 1899-12-31 02:30 | 1900-01-01 05:32 | 3.8568 | -2.9509 | -1.3248 | -0.19861 | 0.92762 | 2.5537
2012-09-14 | 10 | Average Per Device | 100% Cycling | 4116610Average Per Device100% Cycling | 0.83477 | 0.87316 | 0.75086 | 91.6376 | -0.081191 | -0.010538 | 0.038396 | 0.08733 | 0.15798 | -0.2035 | -0.13285 | -0.083913 | -0.034979 | 0.035673
2012-09-14 | 10 | Average Per Device | 50% Cycling | 4116610Average Per Device50% Cycling | 0.8921 | 0.93609 | 0.97244 | 92.3054 | -0.076561 | -0.0053355 | 0.043995 | 0.093325 | 0.16455 | -0.040215 | 0.03101 | 0.080341 | 0.12967 | 0.2009
2012-09-14 | 10 | Average Per Device | All | 4116610Average Per DeviceAll | 0.86171 | 0.90274 | 0.855 | 91.9515 | -0.079015 | -0.008093 | 0.041027 | 0.090148 | 0.16107 | -0.12676 | -0.055834 | -0.0067138 | 0.042406 | 0.11333
2012-09-14 | 10 | Average Per Premise | 100% Cycling | 4116610Average Per Premise100% Cycling | 0.98811 | 1.0336 | 0.88878 | 91.6376 | -0.074138 | -0.0034852 | 0.045449 | 0.094382 | 0.16504 | -0.21891 | -0.14826 | -0.099327 | -0.050394 | 0.020259
2012-09-14 | 10 | Average Per Premise | 50% Cycling | 4116610Average Per Premise50% Cycling | 1.0391 | 1.0903 | 1.1327 | 92.3054 | -0.069312 | 0.0019129 | 0.051243 | 0.10057 | 0.1718 | -0.026978 | 0.044247 | 0.093577 | 0.14291 | 0.21413
2012-09-14 | 10 | Average Per Premise | All | 4116610Average Per PremiseAll | 1.0121 | 1.0602 | 1.0034 | 91.9515 | -0.07187 | -0.0009481 | 0.048172 | 0.097292 | 0.16821 | -0.1287 | -0.057782 | -0.0086622 | 0.040458 | 0.11138
2012-09-14 | 10 | Average Per Ton | 100% Cycling | 4116610Average Per Ton100% Cycling | 0.23084 | 0.24146 | 0.20764 | 91.6376 | -0.10897 | -0.038316 | 0.010618 | 0.059552 | 0.1302 | -0.14279 | -0.072138 | -0.023205 | 0.025729 | 0.096382
2012-09-14 | 10 | Average Per Ton | 50% Cycling | 4116610Average Per Ton50% Cycling | 0.25701 | 0.26969 | 0.28016 | 92.3054 | -0.10788 | -0.036656 | 0.012675 | 0.062005 | 0.13323 | -0.09741 | -0.026184 | 0.023146 | 0.072476 | 0.1437
2012-09-14 | 10 | Average Per Ton | All | 4116610Average Per TonAll | 0.24314 | 0.25473 | 0.24172 | 91.9515 | -0.10846 | -0.037536 | 0.011584 | 0.060705 | 0.13163 | -0.12146 | -0.05054 | -0.0014199 | 0.0477 | 0.11862
2012-09-14 | 11 | Aggregate | 100% Cycling | 4116611Aggregate100% Cycling | 13.164 | 15.9657 | 13.7293 | 92.051 | 0.98412 | 2.058 | 1900-01-01 19:15 | 1900-01-02 13:06 | 4.6194 | -1.2523 | -0.17842 | 0.56534 | 1.3091 | 2.383
2012-09-14 | 11 | Aggregate | 50% Cycling | 4116611Aggregate50% Cycling | 14.8617 | 14.0549 | 14.6006 | 92.223 | -2.5903 | -1.5366 | -0.80684 | -0.077066 | 0.97662 | -2.0446 | -0.99091 | -0.26113 | 0.46864 | 1.5223
2012-09-14 | 11 | Aggregate | All | 4116611AggregateAll | 28.0568 | 30.0219 | 28.3541 | 92.1318 | -1.6379 | 0.49075 | 1899-12-31 23:10 | 1900-01-02 10:33 | 5.5679 | -3.3056 | -1.177 | 0.29728 | 1.7716 | 3.9002
2012-09-14 | 11 | Average Per Device | 100% Cycling | 4116611Average Per Device100% Cycling | 0.90785 | 1.1011 | 0.94683 | 92.051 | 0.044843 | 0.13251 | 0.19322 | 0.25394 | 0.3416 | -0.10939 | -0.021726 | 0.038988 | 0.099703 | 0.18737
2012-09-14 | 11 | Average Per Device | 50% Cycling | 4116611Average Per Device50% Cycling | 1.1949 | 1.1301 | 1.1739 | 92.223 | -0.23189 | -0.13322 | -0.064873 | 0.0034709 | 0.10215 | -0.18802 | -0.08934 | -0.020996 | 0.047348 | 0.14603
2012-09-14 | 11 | Average Per Device | All | 4116611Average Per DeviceAll | 1.0428 | 1.1147 | 1.0536 | 92.1318 | -0.085224 | 0.0076159 | 0.071916 | 0.13622 | 0.22906 | -0.14634 | -0.053505 | 0.010796 | 0.075096 | 0.16794
2012-09-14 | 11 | Average Per Premise | 100% Cycling | 4116611Average Per Premise100% Cycling | 1.0746 | 1.3033 | 1.1208 | 92.051 | 0.080336 | 0.168 | 0.22871 | 0.28943 | 0.37709 | -0.10223 | -0.014565 | 0.04615 | 0.10687 | 0.19453
2012-09-14 | 11 | Average Per Premise | 50% Cycling | 4116611Average Per Premise50% Cycling | 1.3918 | 1.3162 | 1.3674 | 92.223 | -0.24258 | -0.14391 | -0.075561 | -0.0072173 | 0.091461 | -0.19148 | -0.092799 | -0.024455 | 0.043889 | 0.14257
2012-09-14 | 11 | Average Per Premise | All | 4116611Average Per PremiseAll | 1.2237 | 1.3094 | 1.2367 | 92.1318 | -0.071436 | 0.021404 | 0.085705 | 0.15001 | 0.24285 | -0.14417 | -0.051335 | 0.012966 | 0.077266 | 0.17011
2012-09-14 | 11 | Average Per Ton | 100% Cycling | 4116611Average Per Ton100% Cycling | 0.25105 | 0.30448 | 0.26183 | 92.051 | -0.094946 | -0.0072832 | 0.053432 | 0.11415 | 0.20181 | -0.1376 | -0.049933 | 0.010782 | 0.071497 | 0.15916
2012-09-14 | 11 | Average Per Ton | 50% Cycling | 4116611Average Per Ton50% Cycling | 0.34426 | 0.32557 | 0.33821 | 92.223 | -0.18571 | -0.087034 | -0.01869 | 0.049654 | 0.14833 | -0.17307 | -0.074393 | -0.0060489 | 0.062295 | 0.16097
2012-09-14 | 11 | Average Per Ton | All | 4116611Average Per TonAll | 0.29486 | 0.31439 | 0.29773 | 92.1318 | -0.13761 | -0.044766 | 0.019535 | 0.083835 | 0.17668 | -0.15427 | -0.061429 | 0.0028712 | 0.067172 | 0.16001
2012-09-14 | 12 | Aggregate | 100% Cycling | 4116612Aggregate100% Cycling | 16.2793 | 20.1574 | 17.3338 | 98.8087 | 1.6532 | 2.9677 | 1900-01-02 21:04 | 1900-01-03 18:55 | 6.103 | -1.1703 | 0.14414 | 1.0545 | 1.9649 | 3.2794
2012-09-14 | 12 | Aggregate | 50% Cycling | 4116612Aggregate50% Cycling | 18.8958 | 17.6642 | 18.35 | 99.5648 | -3.4175 | -2.1261 | -1.2316 | -0.33721 | 0.95422 | -2.7317 | -1.4402 | -0.5458 | 0.34864 | 1.6401
2012-09-14 | 12 | Aggregate | All | 4116612AggregateAll | 35.2184 | 37.8224 | 35.7136 | 99.1641 | -1.809 | 0.79828 | 1900-01-01 14:30 | 1900-01-03 09:50 | 7.017 | -3.9177 | -1.3105 | 0.49527 | 2.301 | 4.9083
2012-09-14 | 12 | Average Per Device | 100% Cycling | 4116612Average Per Device100% Cycling | 1.1227 | 1.3901 | 1.1954 | 98.8087 | 0.085828 | 0.19313 | 0.26745 | 0.34177 | 0.44907 | -0.1089 | -0.0015926 | 0.072725 | 0.14704 | 0.25435
2012-09-14 | 12 | Average Per Device | 50% Cycling | 4116612Average Per Device50% Cycling | 1.5193 | 1.4203 | 1.4754 | 99.5648 | -0.30374 | -0.18279 | -0.099029 | -0.015264 | 0.10568 | -0.24859 | -0.12765 | -0.043884 | 0.039881 | 0.16082
2012-09-14 | 12 | Average Per Device | All | 4116612Average Per DeviceAll | 1.3091 | 1.4043 | 1.327 | 99.1641 | -0.097267 | 0.016447 | 0.095205 | 0.17396 | 0.28768 | -0.17455 | -0.060839 | 0.017919 | 0.096677 | 0.21039
2012-09-14 | 12 | Average Per Premise | 100% Cycling | 4116612Average Per Premise100% Cycling | 1.3289 | 1.6455 | 1.415 | 98.8087 | 0.13496 | 0.24226 | 0.31658 | 0.3909 | 0.4982 | -0.095537 | 0.011767 | 0.086085 | 0.1604 | 0.26771
2012-09-14 | 12 | Average Per Premise | 50% Cycling | 4116612Average Per Premise50% Cycling | 1.7696 | 1.6543 | 1.7185 | 99.5648 | -0.32005 | -0.19911 | -0.11534 | -0.03158 | 0.089363 | -0.25582 | -0.13488 | -0.051114 | 0.032651 | 0.15359
2012-09-14 | 12 | Average Per Premise | All | 4116612Average Per PremiseAll | 1.536 | 1.6496 | 1.5576 | 99.1641 | -0.078897 | 0.034817 | 0.11357 | 0.19233 | 0.30605 | -0.17087 | -0.057157 | 0.021601 | 0.10036 | 0.21407
2012-09-14 | 12 | Average Per Ton | 100% Cycling | 4116612Average Per Ton100% Cycling | 0.31046 | 0.38442 | 0.33057 | 98.8087 | -0.10766 | -0.0003595 | 0.073958 | 0.14828 | 0.25558 | -0.16151 | -0.054207 | 0.020111 | 0.094429 | 0.20173
2012-09-14 | 12 | Average Per Ton | 50% Cycling | 4116612Average Per Ton50% Cycling | 0.4377 | 0.40917 | 0.42506 | 99.5648 | -0.23324 | -0.11229 | -0.02853 | 0.055235 | 0.17618 | -0.21735 | -0.096407 | -0.012643 | 0.071122 | 0.19206
2012-09-14 | 12 | Average Per Ton | All | 4116612Average Per TonAll | 0.37027 | 0.39605 | 0.37498 | 99.1641 | -0.16668 | -0.052969 | 0.025789 | 0.10455 | 0.21826 | -0.18776 | -0.074041 | 0.0047167 | 0.083475 | 0.19719
2012-09-14 | 13 | Aggregate | 100% Cycling | 4116613Aggregate100% Cycling | 19.9507 | 24.4062 | 20.9875 | 100.6203 | 1.996 | 3.4491 | 1900-01-03 10:56 | 1900-01-04 11:05 | 6.915 | -1.4227 | 0.030385 | 1.0368 | 2.0432 | 3.4963
2012-09-14 | 13 | Aggregate | 50% Cycling | 4116613Aggregate50% Cycling | 22.4701 | 21.0177 | 21.8338 | 100.9415 | -3.7711 | -2.4012 | -1.4524 | -0.50357 | 0.86635 | -2.955 | -1.5851 | -0.63631 | 0.31249 | 1.6824
2012-09-14 | 13 | Aggregate | All | 4116613AggregateAll | 42.4675 | 45.4216 | 42.8539 | 100.7713 | -1.8257 | 0.99822 | 1900-01-01 22:54 | 1900-01-03 21:50 | 7.7339 | -4.3935 | -1.5695 | 0.38634 | 2.3422 | 5.1662
2012-09-14 | 13 | Average Per Device | 100% Cycling | 4116613Average Per Device100% Cycling | 1.3759 | 1.6832 | 1.4474 | 100.6203 | 0.10649 | 0.22512 | 0.30727 | 0.38943 | 0.50805 | -0.12927 | -0.010654 | 0.071502 | 0.15366 | 0.27228
2012-09-14 | 13 | Average Per Device | 50% Cycling | 4116613Average Per Device50% Cycling | 1.8067 | 1.6899 | 1.7555 | 100.9415 | -0.33392 | -0.20563 | -0.11678 | -0.02792 | 0.10037 | -0.26831 | -0.14002 | -0.051161 | 0.037694 | 0.16599
2012-09-14 | 13 | Average Per Device | All | 4116613Average Per DeviceAll | 1.5784 | 1.6863 | 1.5922 | 100.7713 | -0.1005 | 0.022665 | 0.10797 | 0.19327 | 0.31644 | -0.19462 | -0.071455 | 0.01385 | 0.099155 | 0.22232
2012-09-14 | 13 | Average Per Premise | 100% Cycling | 4116613Average Per Premise100% Cycling | 1.6286 | 1.9923 | 1.7133 | 100.6203 | 0.16294 | 0.28156 | 0.36372 | 0.44587 | 0.56449 | -0.11614 | 0.0024805 | 0.084637 | 0.16679 | 0.28541
2012-09-14 | 13 | Average Per Premise | 50% Cycling | 4116613Average Per Premise50% Cycling | 2.1043 | 1.9683 | 2.0447 | 100.9415 | -0.35316 | -0.22487 | -0.13601 | -0.047159 | 0.081134 | -0.27674 | -0.14845 | -0.05959 | 0.029265 | 0.15756
2012-09-14 | 13 | Average Per Premise | All | 4116613Average Per PremiseAll | 1.8522 | 1.9811 | 1.8691 | 100.7713 | -0.079629 | 0.043537 | 0.12884 | 0.21415 | 0.33731 | -0.19162 | -0.068455 | 0.01685 | 0.10215 | 0.22532
2012-09-14 | 13 | Average Per Ton | 100% Cycling | 4116613Average Per Ton100% Cycling | 0.38048 | 0.46545 | 0.40025 | 100.6203 | -0.11581 | 0.0028143 | 0.084971 | 0.16713 | 0.28575 | -0.181 | -0.062384 | 0.019773 | 0.10193 | 0.22055
2012-09-14 | 13 | Average Per Ton | 50% Cycling | 4116613Average Per Ton50% Cycling | 0.5205 | 0.48686 | 0.50576 | 100.9415 | -0.25079 | -0.1225 | -0.033643 | 0.055213 | 0.18351 | -0.23189 | -0.10359 | -0.014739 | 0.074116 | 0.20241
2012-09-14 | 13 | Average Per Ton | All | 4116613Average Per TonAll | 0.44629 | 0.47551 | 0.44984 | 100.7713 | -0.17925 | -0.056083 | 0.029222 | 0.11453 | 0.23769 | -0.20492 | -0.081753 | 0.003552 | 0.088857 | 0.21202
2012-09-14 | 14 | Aggregate | 100% Cycling | 4116614Aggregate100% Cycling | 15.9872 | 27.0186 | 23.234 | 101.248 | 8.6805 | 10.0694 | 1900-01-10 00:45 | 1900-01-10 23:50 | 13.3823 | 4.8958 | 6.2848 | 7.2467 | 8.2087 | 9.5976
2012-09-14 | 14 | Aggregate | 50% Cycling | 4116614Aggregate50% Cycling | 21.1513 | 25.1042 | 26.0789 | 101.2541 | 1.7069 | 3.0338 | 1900-01-02 22:52 | 1900-01-03 20:56 | 6.1988 | 2.6816 | 4.0086 | 4.9276 | 5.8466 | 7.1735
2012-09-14 | 14 | Aggregate | All | 4116614AggregateAll | 37.2049 | 52.1371 | 49.3665 | 101.2509 | 10.3335 | 13.0505 | 1900-01-13 22:22 | 1900-01-15 19:32 | 19.5308 | 7.5629 | 10.2798 | 12.1616 | 14.0433 | 16.7602
2012-09-14 | 14 | Average Per Device | 100% Cycling | 4116614Average Per Device100% Cycling | 1.1025 | 1.8633 | 1.6023 | 101.248 | 0.56886 | 0.68224 | 0.76077 | 0.8393 | 0.95268 | 0.30786 | 0.42124 | 0.49977 | 0.57829 | 0.69167
2012-09-14 | 14 | Average Per Device | 50% Cycling | 4116614Average Per Device50% Cycling | 1.7006 | 2.0185 | 2.0968 | 101.2541 | 0.10749 | 0.23176 | 0.31782 | 0.40389 | 0.52816 | 0.18586 | 0.31013 | 0.3962 | 0.48226 | 0.60653
2012-09-14 | 14 | Average Per Device | All | 4116614Average Per DeviceAll | 1.3837 | 1.9362 | 1.8347 | 101.2509 | 0.35202 | 0.47052 | 0.55259 | 0.63466 | 0.75315 | 0.25052 | 0.36902 | 0.45109 | 0.53316 | 0.65166
2012-09-14 | 14 | Average Per Premise | 100% Cycling | 4116614Average Per Premise100% Cycling | 1.3051 | 2.2056 | 1.8967 | 101.248 | 0.70861 | 0.82199 | 0.90052 | 0.97905 | 1.0924 | 0.39966 | 0.51304 | 0.59157 | 0.6701 | 0.78348
2012-09-14 | 14 | Average Per Premise | 50% Cycling | 4116614Average Per Premise50% Cycling | 1.9808 | 2.351 | 2.4423 | 101.2541 | 0.15985 | 0.28412 | 0.37019 | 0.45626 | 0.58052 | 0.25114 | 0.3754 | 0.46147 | 0.54754 | 0.67181
2012-09-14 | 14 | Average Per Premise | All | 4116614Average Per PremiseAll | 1.6227 | 2.2739 | 2.1531 | 101.2509 | 0.4507 | 0.56919 | 0.65126 | 0.73334 | 0.85183 | 0.32986 | 0.44835 | 0.53042 | 0.61249 | 0.73099
2012-09-14 | 14 | Average Per Ton | 100% Cycling | 4116614Average Per Ton100% Cycling | 0.30489 | 0.51527 | 0.44309 | 101.248 | 0.018469 | 0.13185 | 0.21038 | 0.28891 | 0.40229 | -0.053707 | 0.059674 | 0.1382 | 0.21673 | 0.33011
2012-09-14 | 14 | Average Per Ton | 50% Cycling | 4116614Average Per Ton50% Cycling | 0.48995 | 0.58152 | 0.60409 | 101.2541 | -0.11877 | 0.0054975 | 0.091565 | 0.17763 | 0.3019 | -0.096191 | 0.028076 | 0.11414 | 0.20021 | 0.32448
2012-09-14 | 14 | Average Per Ton | All | 4116614Average Per TonAll | 0.39187 | 0.5464 | 0.51876 | 101.2509 | -0.046033 | 0.072465 | 0.15454 | 0.23661 | 0.3551 | -0.073675 | 0.044823 | 0.12689 | 0.20897 | 0.32746
2012-09-14 | 15 | Aggregate | 100% Cycling | 4116615Aggregate100% Cycling | 14.7624 | 29.6936 | 25.5342 | 101.219 | 12.4681 | 13.9233 | 1900-01-13 22:21 | 1900-01-14 22:32 | 17.3942 | 8.3088 | 9.764 | 10.7718 | 11.7797 | 13.2349
2012-09-14 | 15 | Aggregate | 50% Cycling | 4116615Aggregate50% Cycling | 21.6469 | 28.5719 | 29.6813 | 101.3417 | 4.617 | 5.9806 | 1900-01-05 22:12 | 1900-01-06 20:52 | 9.233 | 5.7264 | 7.09 | 8.0344 | 8.9788 | 10.3424
2012-09-14 | 15 | Aggregate | All | 4116615AggregateAll | 36.49 | 58.2902 | 55.2837 | 101.2766 | 17.0277 | 19.8473 | 1900-01-20 19:12 | 1900-01-22 18:04 | 26.5727 | 14.0212 | 16.8409 | 18.7937 | 20.7466 | 23.5663
2012-09-14 | 15 | Average Per Device | 100% Cycling | 4116615Average Per Device100% Cycling | 1.0181 | 2.0478 | 1.761 | 101.219 | 0.82865 | 0.94744 | 1899-12-31 00:43 | 1899-12-31 02:41 | 1.2308 | 0.54181 | 0.6606 | 0.74287 | 0.82515 | 0.94394
2012-09-14 | 15 | Average Per Device | 50% Cycling | 4116615Average Per Device50% Cycling | 1.7405 | 2.2973 | 2.3865 | 101.3417 | 0.34065 | 0.46835 | 0.5568 | 0.64524 | 0.77294 | 0.42985 | 0.55755 | 0.64599 | 0.73444 | 0.86214
2012-09-14 | 15 | Average Per Device | All | 4116615Average Per DeviceAll | 1.3576 | 2.1651 | 2.0549 | 101.2766 | 0.59929 | 0.72227 | 0.80744 | 0.89262 | 1.0156 | 0.48919 | 0.61216 | 0.69734 | 0.78251 | 0.90549
2012-09-14 | 15 | Average Per Premise | 100% Cycling | 4116615Average Per Premise100% Cycling | 1.2051 | 2.424 | 2.0844 | 101.219 | 1.0178 | 1.1366 | 1899-12-31 05:15 | 1899-12-31 07:14 | 1.4199 | 0.67827 | 0.79706 | 0.87933 | 0.96161 | 1.0804
2012-09-14 | 15 | Average Per Premise | 50% Cycling | 4116615Average Per Premise50% Cycling | 2.0272 | 2.6758 | 2.7797 | 101.3417 | 0.43238 | 0.56009 | 0.64853 | 0.73698 | 0.86468 | 0.53628 | 0.66398 | 0.75242 | 0.84087 | 0.96857
2012-09-14 | 15 | Average Per Premise | All | 4116615Average Per PremiseAll | 1.5915 | 2.5423 | 2.4112 | 101.2766 | 0.74266 | 0.86564 | 0.95081 | 1899-12-31 00:52 | 1.159 | 0.61153 | 0.73451 | 0.81969 | 0.90486 | 1.0278
2012-09-14 | 15 | Average Per Ton | 100% Cycling | 4116615Average Per Ton100% Cycling | 0.28153 | 0.56628 | 0.48696 | 101.219 | 0.083686 | 0.20248 | 0.28475 | 0.36702 | 0.48581 | 0.0043635 | 0.12315 | 0.20543 | 0.2877 | 0.40649
2012-09-14 | 15 | Average Per Ton | 50% Cycling | 4116615Average Per Ton50% Cycling | 0.50143 | 0.66184 | 0.68754 | 101.3417 | -0.055735 | 0.071966 | 0.16041 | 0.24886 | 0.37656 | -0.030037 | 0.097664 | 0.18611 | 0.27455 | 0.40226
2012-09-14 | 15 | Average Per Ton | All | 4116615Average Per TonAll | 0.38488 | 0.6112 | 0.58123 | 101.2766 | 0.018158 | 0.14114 | 0.22631 | 0.31149 | 0.43446 | -0.011805 | 0.11117 | 0.19635 | 0.28152 | 0.4045
2012-09-14 | 16 | Aggregate | 100% Cycling | 4116616Aggregate100% Cycling | 16.1366 | 32.8202 | 28.2229 | 99.2428 | 14.1513 | 15.6473 | 1900-01-15 16:24 | 1900-01-16 17:16 | 19.2158 | 9.554 | 11.0501 | 12.0862 | 13.1224 | 14.6185
2012-09-14 | 16 | Aggregate | 50% Cycling | 4116616Aggregate50% Cycling | 23.8928 | 32.4977 | 33.7595 | 99.7842 | 6.2959 | 7.6601 | 1900-01-07 14:31 | 1900-01-08 13:12 | 10.9139 | 7.5577 | 8.9219 | 9.8667 | 10.8115 | 12.1757
2012-09-14 | 16 | Aggregate | All | 4116616AggregateAll | 40.1198 | 65.3537 | 62.0666 | 99.4973 | 20.3916 | 23.2524 | 1900-01-24 05:37 | 1900-01-26 05:10 | 30.0761 | 17.1046 | 19.9654 | 21.9468 | 23.9282 | 26.789
2012-09-14 | 16 | Average Per Device | 100% Cycling | 4116616Average Per Device100% Cycling | 1.1129 | 2.2634 | 1.9464 | 99.2428 | 0.94385 | 1.066 | 1899-12-31 03:37 | 1899-12-31 05:39 | 1.3573 | 0.6268 | 0.74893 | 0.83352 | 0.9181 | 1.0402
2012-09-14 | 16 | Average Per Device | 50% Cycling | 4116616Average Per Device50% Cycling | 1.9211 | 2.6129 | 2.7144 | 99.7842 | 0.47562 | 0.60338 | 0.69186 | 0.78035 | 0.90811 | 0.57707 | 0.70483 | 0.79332 | 0.8818 | 1.0096
2012-09-14 | 16 | Average Per Device | All | 4116616Average Per DeviceAll | 1.4927 | 2.4277 | 2.3073 | 99.4973 | 0.72379 | 0.84856 | 0.93498 | 1899-12-31 00:31 | 1.1462 | 0.60343 | 0.72821 | 0.81462 | 0.90104 | 1.0258
2012-09-14 | 16 | Average Per Premise | 100% Cycling | 4116616Average Per Premise100% Cycling | 1.3173 | 2.6792 | 2.3039 | 99.2428 | 1.1552 | 1.2773 | 1899-12-31 08:41 | 1899-12-31 10:43 | 1.5686 | 0.77992 | 0.90205 | 0.98663 | 1.0712 | 1.1933
2012-09-14 | 16 | Average Per Premise | 50% Cycling | 4116616Average Per Premise50% Cycling | 2.2376 | 3.0434 | 3.1616 | 99.7842 | 0.58961 | 0.71737 | 0.80585 | 0.89434 | 1.0221 | 0.70778 | 0.83554 | 0.92402 | 1.0125 | 1.1403
2012-09-14 | 16 | Average Per Premise | All | 4116616Average Per PremiseAll | 1.7498 | 2.8504 | 2.707 | 99.4973 | 0.88938 | 1.0142 | 1899-12-31 02:25 | 1899-12-31 04:29 | 1.3118 | 0.74601 | 0.87079 | 0.9572 | 1.0436 | 1.1684
2012-09-14 | 16 | Average Per Ton | 100% Cycling | 4116616Average Per Ton100% Cycling | 0.30774 | 0.62591 | 0.53824 | 99.2428 | 0.11146 | 0.23358 | 0.31817 | 0.40276 | 0.52488 | 0.023781 | 0.14591 | 0.2305 | 0.31508 | 0.43721
2012-09-14 | 16 | Average Per Ton | 50% Cycling | 4116616Average Per Ton50% Cycling | 0.55346 | 0.75278 | 0.78201 | 99.7842 | -0.016918 | 0.11084 | 0.19932 | 0.28781 | 0.41557 | 0.012311 | 0.14007 | 0.22855 | 0.31704 | 0.4448
2012-09-14 | 16 | Average Per Ton | All | 4116616Average Per TonAll | 0.42323 | 0.68554 | 0.65281 | 99.4973 | 0.05112 | 0.17589 | 0.26231 | 0.34873 | 0.4735 | 0.01839 | 0.14316 | 0.22958 | 0.316 | 0.44077
2012-09-14 | 17 | Aggregate | 100% Cycling | 4116617Aggregate100% Cycling | 17.1502 | 33.9963 | 29.2342 | 97.7373 | 14.3514 | 15.8253 | 1900-01-15 20:18 | 1900-01-16 20:48 | 19.3408 | 9.5893 | 11.0632 | 12.084 | 13.1049 | 14.5788
2012-09-14 | 17 | Aggregate | 50% Cycling | 4116617Aggregate50% Cycling | 25.759 | 33.9168 | 35.2337 | 98.204 | 5.829 | 7.2049 | 1900-01-07 03:47 | 1900-01-08 02:39 | 10.4865 | 7.1459 | 8.5217 | 9.4747 | 10.4276 | 11.8034
2012-09-14 | 17 | Aggregate | All | 4116617AggregateAll | 43.0086 | 67.9524 | 64.5575 | 97.9566 | 20.1189 | 22.9695 | 1900-01-23 22:39 | 1900-01-25 22:02 | 29.7687 | 16.7241 | 19.5746 | 21.549 | 23.5233 | 26.3739
2012-09-14 | 17 | Average Per Device | 100% Cycling | 4116617Average Per Device100% Cycling | 1.1828 | 2.3445 | 2.0161 | 97.7373 | 0.95813 | 1.0784 | 1899-12-31 03:53 | 1899-12-31 05:53 | 1.3654 | 0.62972 | 0.75004 | 0.83337 | 0.9167 | 1.037
2012-09-14 | 17 | Average Per Device | 50% Cycling | 4116617Average Per Device50% Cycling | 2.0711 | 2.727 | 2.8329 | 98.204 | 0.43782 | 0.56667 | 0.65591 | 0.74515 | 0.874 | 0.54371 | 0.67256 | 0.7618 | 0.85104 | 0.97988
2012-09-14 | 17 | Average Per Device | All | 4116617Average Per DeviceAll | 1.6003 | 2.5243 | 2.4 | 97.9566 | 0.71358 | 0.83791 | 0.92402 | 1899-12-31 00:15 | 1.1345 | 0.58929 | 0.71362 | 0.79973 | 0.88584 | 1.0102
2012-09-14 | 17 | Average Per Premise | 100% Cycling | 4116617Average Per Premise100% Cycling | 1.4 | 2.7752 | 2.3865 | 97.7373 | 1.1715 | 1.2919 | 1899-12-31 09:00 | 1899-12-31 11:00 | 1.5788 | 0.7828 | 0.90312 | 0.98645 | 1.0698 | 1.1901
2012-09-14 | 17 | Average Per Premise | 50% Cycling | 4116617Average Per Premise50% Cycling | 2.4123 | 3.1763 | 3.2997 | 98.204 | 0.54589 | 0.67474 | 0.76398 | 0.85322 | 0.98207 | 0.66922 | 0.79807 | 0.88731 | 0.97655 | 1.1054
2012-09-14 | 17 | Average Per Premise | All | 4116617Average Per PremiseAll | 1.8758 | 2.9637 | 2.8157 | 97.9566 | 0.87748 | 1.0018 | 1899-12-31 02:07 | 1899-12-31 04:11 | 1.2984 | 0.72942 | 0.85374 | 0.93985 | 1.026 | 1.1503
2012-09-14 | 17 | Average Per Ton | 100% Cycling | 4116617Average Per Ton100% Cycling | 0.32707 | 0.64834 | 0.55752 | 97.7373 | 0.11762 | 0.23794 | 0.32127 | 0.4046 | 0.52492 | 0.026802 | 0.14712 | 0.23045 | 0.31379 | 0.4341
2012-09-14 | 17 | Average Per Ton | 50% Cycling | 4116617Average Per Ton50% Cycling | 0.59668 | 0.78565 | 0.81616 | 98.204 | -0.029121 | 0.099727 | 0.18897 | 0.27821 | 0.40706 | 0.0013832 | 0.13023 | 0.21947 | 0.30871 | 0.43756
2012-09-14 | 17 | Average Per Ton | All | 4116617Average Per TonAll | 0.45379 | 0.71288 | 0.67908 | 97.9566 | 0.04865 | 0.17298 | 0.25909 | 0.3452 | 0.46952 | 0.014855 | 0.13918 | 0.22529 | 0.3114 | 0.43573
2012-09-14 | 18 | Aggregate | 100% Cycling | 4116618Aggregate100% Cycling | 33.8021 | 34.9832 | 30.0829 | 96.1917 | -1.7033 | 0.0008079 | 1899-12-31 04:21 | 1900-01-01 08:40 | 4.0654 | -6.6036 | -4.8995 | -3.7192 | -2.539 | -0.83489
2012-09-14 | 18 | Aggregate | 50% Cycling | 4116618Aggregate50% Cycling | 37.1495 | 35.0596 | 36.4209 | 95.5909 | -4.8066 | -3.2015 | -2.0898 | -0.97811 | 0.62699 | -3.4453 | -1.8402 | -0.72853 | 0.38315 | 1.9883
2012-09-14 | 18 | Aggregate | All | 4116618AggregateAll | 71.0222 | 70.0848 | 66.5976 | 95.9093 | -6.5404 | -3.2301 | -0.93742 | 1899-12-31 08:32 | 4.6656 | -10.0276 | -6.7173 | -4.4247 | -2.132 | 1.1783
2012-09-14 | 18 | Average Per Device | 100% Cycling | 4116618Average Per Device100% Cycling | 2.3311 | 2.4126 | 2.0746 | 96.1917 | -0.15401 | -0.014896 | 0.08145 | 0.1778 | 0.31691 | -0.49195 | -0.35284 | -0.25649 | -0.16015 | -0.021038
2012-09-14 | 18 | Average Per Device | 50% Cycling | 4116618Average Per Device50% Cycling | 2.9869 | 2.8189 | 2.9284 | 95.5909 | -0.42246 | -0.27214 | -0.16803 | -0.063917 | 0.086401 | -0.31301 | -0.16269 | -0.058577 | 0.045533 | 0.19585
2012-09-14 | 18 | Average Per Device | All | 4116618Average Per DeviceAll | 2.6394 | 2.6036 | 2.4759 | 95.9093 | -0.28018 | -0.1358 | -0.035804 | 0.064191 | 0.20857 | -0.40785 | -0.26347 | -0.16347 | -0.063477 | 0.0809
2012-09-14 | 18 | Average Per Premise | 100% Cycling | 4116618Average Per Premise100% Cycling | 2.7594 | 2.8558 | 2.4557 | 96.1917 | -0.13904 | 6.6e-05 | 0.096412 | 0.19276 | 0.33187 | -0.53907 | -0.39996 | -0.30361 | -0.20726 | -0.068155
2012-09-14 | 18 | Average Per Premise | 50% Cycling | 4116618Average Per Premise50% Cycling | 3.4791 | 3.2834 | 3.4108 | 95.5909 | -0.45014 | -0.29982 | -0.19571 | -0.091601 | 0.058718 | -0.32266 | -0.17234 | -0.068227 | 0.035882 | 0.1862
2012-09-14 | 18 | Average Per Premise | All | 4116618Average Per PremiseAll | 3.0976 | 3.0567 | 2.9046 | 95.9093 | -0.28526 | -0.14088 | -0.040885 | 0.05911 | 0.20349 | -0.43735 | -0.29298 | -0.19298 | -0.092985 | 0.051393
2012-09-14 | 18 | Average Per Ton | 100% Cycling | 4116618Average Per Ton100% Cycling | 0.64464 | 0.66716 | 0.57371 | 96.1917 | -0.21293 | -0.073823 | 0.022524 | 0.11887 | 0.25798 | -0.30638 | -0.16728 | -0.070929 | 0.025418 | 0.16453
2012-09-14 | 18 | Average Per Ton | 50% Cycling | 4116618Average Per Ton50% Cycling | 0.86053 | 0.81212 | 0.84366 | 95.5909 | -0.30284 | -0.15252 | -0.048408 | 0.055702 | 0.20602 | -0.2713 | -0.12099 | -0.016876 | 0.087234 | 0.23755
2012-09-14 | 18 | Average Per Ton | All | 4116618Average Per TonAll | 0.74611 | 0.73529 | 0.70058 | 95.9093 | -0.25519 | -0.11081 | -0.010814 | 0.089181 | 0.23356 | -0.2899 | -0.14552 | -0.045524 | 0.054471 | 0.19885
2012-09-14 | 19 | Aggregate | 100% Cycling | 4116619Aggregate100% Cycling | 40.5383 | 35.9082 | 30.8783 | 89.0533 | -7.628 | -5.8568 | -4.6301 | -3.4034 | -1.6322 | -12.6579 | -10.8867 | -9.66 | -8.4333 | -6.6621
2012-09-14 | 19 | Aggregate | 50% Cycling | 4116619Aggregate50% Cycling | 36.969 | 34.8101 | 36.1617 | 89.1244 | -4.7834 | -3.2328 | -2.1589 | -1.085 | 0.46564 | -3.4319 | -1.8813 | -0.80732 | 0.26662 | 1.8172
2012-09-14 | 19 | Aggregate | All | 4116619AggregateAll | 77.5223 | 70.7505 | 67.125 | 89.0867 | -12.3943 | -9.0725 | -6.7718 | -4.4711 | -1.1492 | -16.0199 | -12.698 | -10.3973 | -8.0966 | -4.7748
2012-09-14 | 19 | Average Per Device | 100% Cycling | 4116619Average Per Device100% Cycling | 2.7957 | 2.4764 | 2.1295 | 89.0533 | -0.56404 | -0.41945 | -0.31931 | -0.21917 | -0.074587 | -0.91092 | -0.76633 | -0.66619 | -0.56605 | -0.42147
2012-09-14 | 19 | Average Per Device | 50% Cycling | 4116619Average Per Device50% Cycling | 2.9724 | 2.7989 | 2.9075 | 89.1244 | -0.41937 | -0.27416 | -0.17358 | -0.073008 | 0.072206 | -0.3107 | -0.16549 | -0.064912 | 0.035663 | 0.18088
2012-09-14 | 19 | Average Per Device | All | 4116619Average Per DeviceAll | 2.8788 | 2.6279 | 2.4952 | 89.0867 | -0.49605 | -0.35116 | -0.25082 | -0.15048 | -0.0055943 | -0.62882 | -0.48394 | -0.38359 | -0.28325 | -0.13836
2012-09-14 | 19 | Average Per Premise | 100% Cycling | 4116619Average Per Premise100% Cycling | 3.3092 | 2.9313 | 2.5207 | 89.0533 | -0.6227 | -0.47811 | -0.37797 | -0.27783 | -0.13324 | -1.0333 | -0.88871 | -0.78857 | -0.68843 | -0.54384
2012-09-14 | 19 | Average Per Premise | 50% Cycling | 4116619Average Per Premise50% Cycling | 3.4622 | 3.26 | 3.3866 | 89.1244 | -0.44797 | -0.30276 | -0.20218 | -0.10161 | 0.043607 | -0.3214 | -0.17618 | -0.075606 | 0.024969 | 0.17018
2012-09-14 | 19 | Average Per Premise | All | 4116619Average Per PremiseAll | 3.3811 | 3.0858 | 2.9276 | 89.0867 | -0.54058 | -0.39569 | -0.29535 | -0.195 | -0.050123 | -0.6987 | -0.55382 | -0.45348 | -0.35313 | -0.20825
2012-09-14 | 19 | Average Per Ton | 100% Cycling | 4116619Average Per Ton100% Cycling | 0.7731 | 0.6848 | 0.58888 | 89.0533 | -0.33303 | -0.18844 | -0.088301 | 0.011839 | 0.15643 | -0.42895 | -0.28436 | -0.18422 | -0.084084 | 0.060502
2012-09-14 | 19 | Average Per Ton | 50% Cycling | 4116619Average Per Ton50% Cycling | 0.85635 | 0.80634 | 0.83765 | 89.1244 | -0.2958 | -0.15058 | -0.050009 | 0.050566 | 0.19578 | -0.26449 | -0.11928 | -0.018701 | 0.081874 | 0.22709
2012-09-14 | 19 | Average Per Ton | All | 4116619Average Per TonAll | 0.81223 | 0.74193 | 0.7058 | 89.0867 | -0.31553 | -0.17065 | -0.070304 | 0.030041 | 0.17492 | -0.35165 | -0.20677 | -0.10643 | -0.0060837 | 0.1388
2012-09-14 | 20 | Aggregate | 100% Cycling | 4116620Aggregate100% Cycling | 38.5836 | 35.1123 | 30.1939 | 84.9961 | -6.2587 | -4.6119 | -3.4713 | -2.3308 | -0.68396 | -11.1771 | -9.5303 | -8.3897 | -7.2491 | -5.6023
2012-09-14 | 20 | Aggregate | 50% Cycling | 4116620Aggregate50% Cycling | 37.0017 | 32.5762 | 33.8411 | 85.1816 | -6.9015 | -5.4387 | -4.4255 | -3.4123 | -1.9494 | -5.6367 | -4.1738 | -3.1606 | -2.1475 | -0.68459
2012-09-14 | 20 | Aggregate | All | 4116620AggregateAll | 75.6163 | 67.7066 | 64.1042 | 85.0833 | -13.1736 | -10.0636 | -7.9097 | -5.7558 | -2.6458 | -16.776 | -13.6661 | -11.5122 | -9.3582 | -6.2483
2012-09-14 | 20 | Average Per Device | 100% Cycling | 4116620Average Per Device100% Cycling | 2.6609 | 2.4215 | 2.0823 | 84.9961 | -0.46694 | -0.33251 | -0.2394 | -0.14629 | -0.011857 | -0.80613 | -0.6717 | -0.57859 | -0.48548 | -0.35105
2012-09-14 | 20 | Average Per Device | 50% Cycling | 4116620Average Per Device50% Cycling | 2.9751 | 2.6192 | 2.7209 | 85.1816 | -0.58771 | -0.45071 | -0.35582 | -0.26094 | -0.12394 | -0.48601 | -0.34901 | -0.25413 | -0.15924 | -0.022244
2012-09-14 | 20 | Average Per Device | All | 4116620Average Per DeviceAll | 2.8086 | 2.5144 | 2.3825 | 85.0833 | -0.5237 | -0.38806 | -0.29412 | -0.20018 | -0.064537 | -0.65567 | -0.52004 | -0.42609 | -0.33215 | -0.19651
2012-09-14 | 20 | Average Per Premise | 100% Cycling | 4116620Average Per Premise100% Cycling | 3.1497 | 2.8663 | 2.4648 | 84.9961 | -0.51092 | -0.37648 | -0.28337 | -0.19027 | -0.055833 | -0.91242 | -0.77798 | -0.68487 | -0.59177 | -0.45733
2012-09-14 | 20 | Average Per Premise | 50% Cycling | 4116620Average Per Premise50% Cycling | 3.4652 | 3.0508 | 3.1692 | 85.1816 | -0.64633 | -0.50933 | -0.41445 | -0.31956 | -0.18257 | -0.52788 | -0.39088 | -0.296 | -0.20111 | -0.064113
2012-09-14 | 20 | Average Per Premise | All | 4116620Average Per PremiseAll | 3.298 | 2.953 | 2.7959 | 85.0833 | -0.57456 | -0.43892 | -0.34498 | -0.25104 | -0.1154 | -0.73168 | -0.59604 | -0.5021 | -0.40816 | -0.27252
2012-09-14 | 20 | Average Per Ton | 100% Cycling | 4116620Average Per Ton100% Cycling | 0.73582 | 0.66962 | 0.57582 | 84.9961 | -0.29374 | -0.15931 | -0.066201 | 0.026907 | 0.16134 | -0.38754 | -0.25311 | -0.16 | -0.066891 | 0.067542
2012-09-14 | 20 | Average Per Ton | 50% Cycling | 4116620Average Per Ton50% Cycling | 0.85711 | 0.7546 | 0.7839 | 85.1816 | -0.3344 | -0.1974 | -0.10251 | -0.0076276 | 0.12937 | -0.3051 | -0.1681 | -0.073213 | 0.021671 | 0.15867
2012-09-14 | 20 | Average Per Ton | All | 4116620Average Per TonAll | 0.79283 | 0.70956 | 0.67362 | 85.0833 | -0.31285 | -0.17721 | -0.083267 | 0.010675 | 0.14631 | -0.34879 | -0.21315 | -0.11921 | -0.025267 | 0.11037
2012-09-14 | 21 | Aggregate | 100% Cycling | 4116621Aggregate100% Cycling | 35.3835 | 32.748 | 28.1608 | 80.6453 | -5.2074 | -3.6879 | -2.6355 | -1.5831 | -0.063578 | -9.7946 | -8.2751 | -7.2227 | -6.1703 | -4.6508
2012-09-14 | 21 | Aggregate | 50% Cycling | 4116621Aggregate50% Cycling | 33.571 | 30.9372 | 32.1384 | 81.2091 | -4.9051 | -3.5632 | -2.6338 | -1.7045 | -0.36261 | -3.7039 | -2.362 | -1.4326 | -0.50327 | 0.83859
2012-09-14 | 21 | Aggregate | All | 4116621AggregateAll | 68.9796 | 63.7072 | 60.369 | 80.9103 | -10.1159 | -7.2543 | -5.2724 | -3.2905 | -0.42902 | -13.4541 | -10.5925 | -8.6106 | -6.6287 | -3.7672
2012-09-14 | 21 | Average Per Device | 100% Cycling | 4116621Average Per Device100% Cycling | 2.4402 | 2.2584 | 1.9421 | 80.6453 | -0.39171 | -0.26767 | -0.18176 | -0.095844 | 0.028197 | -0.70806 | -0.58402 | -0.49811 | -0.4122 | -0.28815
2012-09-14 | 21 | Average Per Device | 50% Cycling | 4116621Average Per Device50% Cycling | 2.6992 | 2.4875 | 2.584 | 81.2091 | -0.42447 | -0.29881 | -0.21177 | -0.12473 | 0.0009315 | -0.32789 | -0.20223 | -0.11519 | -0.028153 | 0.097513
2012-09-14 | 21 | Average Per Device | All | 4116621Average Per DeviceAll | 2.5619 | 2.3661 | 2.2438 | 80.9103 | -0.40711 | -0.2823 | -0.19586 | -0.10942 | 0.015382 | -0.52938 | -0.40458 | -0.31814 | -0.2317 | -0.10689
2012-09-14 | 21 | Average Per Premise | 100% Cycling | 4116621Average Per Premise100% Cycling | 2.8885 | 2.6733 | 2.2988 | 80.6453 | -0.4251 | -0.30105 | -0.21514 | -0.12923 | -0.0051901 | -0.79956 | -0.67552 | -0.58961 | -0.5037 | -0.37965
2012-09-14 | 21 | Average Per Premise | 50% Cycling | 4116621Average Per Premise50% Cycling | 3.1439 | 2.8973 | 3.0098 | 81.2091 | -0.45936 | -0.3337 | -0.24666 | -0.15962 | -0.033959 | -0.34687 | -0.2212 | -0.13417 | -0.047132 | 0.078534
2012-09-14 | 21 | Average Per Premise | All | 4116621Average Per PremiseAll | 3.0085 | 2.7786 | 2.633 | 80.9103 | -0.4412 | -0.3164 | -0.22996 | -0.14352 | -0.018711 | -0.5868 | -0.46199 | -0.37555 | -0.28911 | -0.16431
2012-09-14 | 21 | Average Per Ton | 100% Cycling | 4116621Average Per Ton100% Cycling | 0.67479 | 0.62453 | 0.53705 | 80.6453 | -0.26021 | -0.13617 | -0.050261 | 0.03565 | 0.15969 | -0.3477 | -0.22365 | -0.13774 | -0.051832 | 0.07221
2012-09-14 | 21 | Average Per Ton | 50% Cycling | 4116621Average Per Ton50% Cycling | 0.77764 | 0.71663 | 0.74446 | 81.2091 | -0.27371 | -0.14805 | -0.061011 | 0.026025 | 0.15169 | -0.24589 | -0.12022 | -0.033186 | 0.05385 | 0.17952
2012-09-14 | 21 | Average Per Ton | All | 4116621Average Per TonAll | 0.72313 | 0.66782 | 0.63453 | 80.9103 | -0.26656 | -0.14175 | -0.055314 | 0.031126 | 0.15593 | -0.29985 | -0.17504 | -0.088601 | -0.0021614 | 0.12264
2012-09-14 | 22 | Aggregate | 100% Cycling | 4116622Aggregate100% Cycling | 30.23 | 28.2426 | 24.2865 | 78.6838 | -4.2997 | -2.9336 | -1.9874 | -1.0412 | 0.32491 | -8.2558 | -6.8897 | -5.9435 | -4.9973 | -3.6312
2012-09-14 | 22 | Aggregate | 50% Cycling | 4116622Aggregate50% Cycling | 29.242 | 27.2703 | 28.3291 | 78.8859 | -4.0444 | -2.8198 | -1.9717 | -1.1235 | 0.10105 | -2.9855 | -1.761 | -0.91283 | -0.064696 | 1.1599
2012-09-14 | 22 | Aggregate | All | 4116622AggregateAll | 59.4985 | 55.5373 | 52.6814 | 78.7788 | -8.3468 | -5.7558 | -3.9613 | -2.1667 | 0.42428 | -11.2027 | -8.6116 | -6.8171 | -5.0226 | -2.4315
2012-09-14 | 22 | Average Per Device | 100% Cycling | 4116622Average Per Device100% Cycling | 2.0848 | 1.9477 | 1.6749 | 78.6838 | -0.32582 | -0.2143 | -0.13706 | -0.059821 | 0.051701 | -0.59865 | -0.48713 | -0.40989 | -0.33265 | -0.22113
2012-09-14 | 22 | Average Per Device | 50% Cycling | 4116622Average Per Device50% Cycling | 2.3512 | 2.1926 | 2.2778 | 78.8859 | -0.35264 | -0.23796 | -0.15853 | -0.079101 | 0.035581 | -0.26751 | -0.15282 | -0.073395 | 0.0060333 | 0.12072
2012-09-14 | 22 | Average Per Device | All | 4116622Average Per DeviceAll | 2.21 | 2.0628 | 1.9582 | 78.7788 | -0.33843 | -0.22542 | -0.14715 | -0.068882 | 0.044125 | -0.44301 | -0.33001 | -0.25174 | -0.17347 | -0.060462
2012-09-14 | 22 | Average Per Premise | 100% Cycling | 4116622Average Per Premise100% Cycling | 2.4678 | 2.3055 | 1.9826 | 78.6838 | -0.351 | -0.23948 | -0.16224 | -0.084998 | 0.026523 | -0.67394 | -0.56242 | -0.48518 | -0.40794 | -0.29642
2012-09-14 | 22 | Average Per Premise | 50% Cycling | 4116622Average Per Premise50% Cycling | 2.7385 | 2.5539 | 2.653 | 78.8859 | -0.37876 | -0.26408 | -0.18465 | -0.10522 | 0.009463 | -0.2796 | -0.16492 | -0.085487 | -0.0060588 | 0.10862
2012-09-14 | 22 | Average Per Premise | All | 4116622Average Per PremiseAll | 2.595 | 2.4222 | 2.2977 | 78.7788 | -0.36405 | -0.25104 | -0.17277 | -0.094502 | 0.018505 | -0.4886 | -0.37559 | -0.29733 | -0.21906 | -0.10605
2012-09-14 | 22 | Average Per Ton | 100% Cycling | 4116622Average Per Ton100% Cycling | 0.57651 | 0.53861 | 0.46316 | 78.6838 | -0.22666 | -0.11514 | -0.037902 | 0.039338 | 0.15086 | -0.30211 | -0.19059 | -0.11335 | -0.036108 | 0.075413
2012-09-14 | 22 | Average Per Ton | 50% Cycling | 4116622Average Per Ton50% Cycling | 0.67736 | 0.63169 | 0.65622 | 78.8859 | -0.23978 | -0.1251 | -0.045672 | 0.033757 | 0.14844 | -0.21526 | -0.10057 | -0.021145 | 0.058283 | 0.17297
2012-09-14 | 22 | Average Per Ton | All | 4116622Average Per TonAll | 0.62391 | 0.58236 | 0.5539 | 78.7788 | -0.23283 | -0.11982 | -0.041554 | 0.036715 | 0.14972 | -0.26129 | -0.14828 | -0.070012 | 0.0082558 | 0.12126
2012-09-14 | 23 | Aggregate | 100% Cycling | 4116623Aggregate100% Cycling | 25.5995 | 23.447 | 20.1626 | 78.1347 | -4.2379 | -3.0059 | -2.1525 | -1.2992 | -0.067182 | -7.5222 | -6.2902 | -5.4369 | -4.5836 | -3.3515
2012-09-14 | 23 | Aggregate | 50% Cycling | 4116623Aggregate50% Cycling | 24.3472 | 21.8399 | 22.6879 | 78.3013 | -4.3776 | -3.2726 | -2.5073 | -1.742 | -0.63695 | -3.5296 | -2.4246 | -1.6593 | -0.89397 | 0.21103
2012-09-14 | 23 | Aggregate | All | 4116623AggregateAll | 49.9654 | 45.2998 | 42.8975 | 78.213 | -8.6218 | -6.2845 | -4.6656 | -3.0468 | -0.70945 | -11.024 | -8.6867 | -7.0679 | -5.449 | -3.1117
2012-09-14 | 23 | Average Per Device | 100% Cycling | 4116623Average Per Device100% Cycling | 1.7655 | 1.617 | 1.3905 | 78.1347 | -0.31868 | -0.21811 | -0.14845 | -0.078791 | 0.021785 | -0.54519 | -0.44461 | -0.37495 | -0.30529 | -0.20472
2012-09-14 | 23 | Average Per Device | 50% Cycling | 4116623Average Per Device50% Cycling | 1.9576 | 1.756 | 1.8242 | 78.3013 | -0.37675 | -0.27327 | -0.20159 | -0.12992 | -0.026437 | -0.30857 | -0.20509 | -0.13341 | -0.06174 | 0.041744
2012-09-14 | 23 | Average Per Device | All | 4116623Average Per DeviceAll | 1.8558 | 1.6823 | 1.5943 | 78.213 | -0.34597 | -0.24403 | -0.17343 | -0.10282 | -0.0008794 | -0.43398 | -0.33203 | -0.26143 | -0.19082 | -0.088881
2012-09-14 | 23 | Average Per Premise | 100% Cycling | 4116623Average Per Premise100% Cycling | 2.0898 | 1.914 | 1.6459 | 78.1347 | -0.34595 | -0.24538 | -0.17572 | -0.10606 | -0.0054842 | -0.61406 | -0.51349 | -0.44383 | -0.37417 | -0.27359
2012-09-14 | 23 | Average Per Premise | 50% Cycling | 4116623Average Per Premise50% Cycling | 2.2801 | 2.0453 | 2.1247 | 78.3013 | -0.40996 | -0.30648 | -0.23481 | -0.16313 | -0.059651 | -0.33055 | -0.22707 | -0.15539 | -0.083721 | 0.019763
2012-09-14 | 23 | Average Per Premise | All | 4116623Average Per PremiseAll | 2.1792 | 1.9757 | 1.871 | 78.213 | -0.37604 | -0.2741 | -0.20349 | -0.13289 | -0.030943 | -0.48081 | -0.37887 | -0.30826 | -0.23766 | -0.13572
2012-09-14 | 23 | Average Per Ton | 100% Cycling | 4116623Average Per Ton100% Cycling | 0.48821 | 0.44715 | 0.38452 | 78.1347 | -0.21128 | -0.11071 | -0.041051 | 0.028607 | 0.12918 | -0.27392 | -0.17334 | -0.10369 | -0.034028 | 0.066547
2012-09-14 | 23 | Average Per Ton | 50% Cycling | 4116623Average Per Ton50% Cycling | 0.56398 | 0.5059 | 0.52554 | 78.3013 | -0.23324 | -0.12975 | -0.058079 | 0.013594 | 0.11708 | -0.21359 | -0.11011 | -0.038436 | 0.033237 | 0.13672
2012-09-14 | 23 | Average Per Ton | All | 4116623Average Per TonAll | 0.52382 | 0.47477 | 0.4508 | 78.213 | -0.2216 | -0.11966 | -0.049054 | 0.021551 | 0.12349 | -0.24557 | -0.14362 | -0.073019 | -0.0024136 | 0.099529
2012-09-14 | 24 | Aggregate | 100% Cycling | 4116624Aggregate100% Cycling | 20.4127 | 17.8164 | 15.3207 | 77.1498 | -4.353 | -3.3151 | -2.5963 | -1.8775 | -0.83971 | -6.8486 | -5.8108 | -5.092 | -4.3732 | -3.3353
2012-09-14 | 24 | Aggregate | 50% Cycling | 4116624Aggregate50% Cycling | 18.5133 | 17.1416 | 17.8071 | 76.9717 | -2.9592 | -2.0213 | -1.3717 | -0.72214 | 0.21574 | -2.2936 | -1.3557 | -0.70616 | -0.056585 | 0.8813
2012-09-14 | 24 | Aggregate | All | 4116624AggregateAll | 38.9326 | 34.9727 | 33.1688 | 77.0661 | -7.3045 | -5.3284 | -3.9599 | -2.5913 | -0.61525 | -9.1084 | -7.1324 | -5.7638 | -4.3952 | -2.4192
2012-09-14 | 24 | Average Per Device | 100% Cycling | 4116624Average Per Device100% Cycling | 1.4077 | 1.2287 | 1.0566 | 77.1498 | -0.32245 | -0.23773 | -0.17905 | -0.12038 | -0.035656 | -0.49456 | -0.40984 | -0.35116 | -0.29249 | -0.20777
2012-09-14 | 24 | Average Per Device | 50% Cycling | 4116624Average Per Device50% Cycling | 1.4885 | 1.3782 | 1.4318 | 76.9717 | -0.25896 | -0.17112 | -0.11029 | -0.049458 | 0.038375 | -0.20544 | -0.11761 | -0.056778 | 0.0040553 | 0.091889
2012-09-14 | 24 | Average Per Device | All | 4116624Average Per DeviceAll | 1.4457 | 1.299 | 1.2329 | 77.0661 | -0.29261 | -0.20643 | -0.14674 | -0.087045 | -0.0008613 | -0.35868 | -0.27249 | -0.2128 | -0.15311 | -0.066928
2012-09-14 | 24 | Average Per Premise | 100% Cycling | 4116624Average Per Premise100% Cycling | 1.6663 | 1.4544 | 1.2507 | 77.1498 | -0.35534 | -0.27062 | -0.21195 | -0.15327 | -0.068547 | -0.55907 | -0.47435 | -0.41567 | -0.35699 | -0.27227
2012-09-14 | 24 | Average Per Premise | 50% Cycling | 4116624Average Per Premise50% Cycling | 1.7338 | 1.6053 | 1.6676 | 76.9717 | -0.27713 | -0.1893 | -0.12846 | -0.067629 | 0.020204 | -0.2148 | -0.12697 | -0.066132 | -0.0052992 | 0.082534
2012-09-14 | 24 | Average Per Premise | All | 4116624Average Per PremiseAll | 1.698 | 1.5253 | 1.4466 | 77.0661 | -0.31858 | -0.2324 | -0.17271 | -0.11302 | -0.026834 | -0.39726 | -0.31108 | -0.25139 | -0.1917 | -0.10551
2012-09-14 | 24 | Average Per Ton | 100% Cycling | 4116624Average Per Ton100% Cycling | 0.38929 | 0.33977 | 0.29218 | 77.1498 | -0.19291 | -0.10819 | -0.049514 | 0.009163 | 0.093884 | -0.24051 | -0.15579 | -0.097108 | -0.038431 | 0.04629
2012-09-14 | 24 | Average Per Ton | 50% Cycling | 4116624Average Per Ton50% Cycling | 0.42884 | 0.39707 | 0.41249 | 76.9717 | -0.18044 | -0.092608 | -0.031775 | 0.029059 | 0.11689 | -0.16502 | -0.077191 | -0.016358 | 0.044476 | 0.13231
2012-09-14 | 24 | Average Per Ton | All | 4116624Average Per TonAll | 0.40788 | 0.3667 | 0.34872 | 77.0661 | -0.18705 | -0.10087 | -0.041177 | 0.018514 | 0.1047 | -0.20503 | -0.11885 | -0.059155 | 0.0005351 | 0.086719
9/15/2012†* | 1 | Aggregate | 100% Cycling | 9/15/2012†*1Aggregate100% Cycling | 6.4052 | 6.8273 | 7.2879 | 74.9384 | -0.51344 | 0.039286 | 0.4221 | 0.80492 | 1.3576 | -0.052778 | 0.49995 | 0.88276 | 1.2656 | 1.8183
9/15/2012†* | 1 | Aggregate | 50% Cycling | 9/15/2012†*1Aggregate50% Cycling | 0.79647 | 0.95647 | 0.85865 | 75.6274 | -0.12101 | 0.045014 | 0.16 | 0.27499 | 0.44102 | -0.21883 | -0.052809 | 0.062179 | 0.17717 | 0.34319
9/15/2012†* | 1 | Aggregate | All | 9/15/2012†*1AggregateAll | 7.2067 | 7.7863 | 8.1535 | 75.0279 | -0.63335 | 0.083272 | 0.5796 | 1899-12-31 01:49 | 1.7925 | -0.26606 | 0.45056 | 0.94689 | 1.4432 | 2.1598
9/15/2012†* | 1 | Average Per Device | 100% Cycling | 9/15/2012†*1Average Per Device100% Cycling | 1.0169 | 1.084 | 1.1571 | 74.9384 | -0.10219 | -0.0022208 | 0.067017 | 0.13625 | 0.23622 | -0.02905 | 0.070918 | 0.14016 | 0.20939 | 0.30936
9/15/2012†* | 1 | Average Per Device | 50% Cycling | 9/15/2012†*1Average Per Device50% Cycling | 0.80346 | 0.96487 | 0.86619 | 75.6274 | -0.16842 | 0.026445 | 0.16141 | 0.29637 | 0.49124 | -0.2671 | -0.072238 | 0.062725 | 0.19769 | 0.39255
9/15/2012†* | 1 | Average Per Device | All | 9/15/2012†*1Average Per DeviceAll | 0.98919 | 1.0685 | 1.1193 | 75.0279 | -0.1108 | 0.0015057 | 0.079288 | 0.15707 | 0.26938 | -0.059997 | 0.052308 | 0.13009 | 0.20787 | 0.32018
9/15/2012†* | 1 | Average Per Premise | 100% Cycling | 9/15/2012†*1Average Per Premise100% Cycling | 1.1585 | 1.2348 | 1.3181 | 74.9384 | -0.092863 | 0.0071054 | 0.076343 | 0.14558 | 0.24555 | -0.0095456 | 0.090423 | 0.15966 | 0.2289 | 0.32887
9/15/2012†* | 1 | Average Per Premise | 50% Cycling | 9/15/2012†*1Average Per Premise50% Cycling | 0.93482 | 1.1226 | 1.0078 | 75.6274 | -0.14203 | 0.052833 | 0.1878 | 0.32276 | 0.51762 | -0.25685 | -0.061983 | 0.07298 | 0.20794 | 0.40281
9/15/2012†* | 1 | Average Per Premise | All | 9/15/2012†*1Average Per PremiseAll | 1.1294 | 1.2202 | 1.2778 | 75.0279 | -0.099255 | 0.01305 | 0.090832 | 0.16861 | 0.28092 | -0.041695 | 0.07061 | 0.14839 | 0.22617 | 0.33848
9/15/2012†* | 1 | Average Per Ton | 100% Cycling | 9/15/2012†*1Average Per Ton100% Cycling | 0.28308 | 0.30174 | 0.3221 | 74.9384 | -0.15055 | -0.050583 | 0.018655 | 0.087893 | 0.18786 | -0.13019 | -0.030223 | 0.039015 | 0.10825 | 0.20822
9/15/2012†* | 1 | Average Per Ton | 50% Cycling | 9/15/2012†*1Average Per Ton50% Cycling | 0.23406 | 0.28109 | 0.25234 | 75.6274 | -0.28281 | -0.087942 | 0.047021 | 0.18198 | 0.37685 | -0.31155 | -0.11669 | 0.018273 | 0.15324 | 0.3481
9/15/2012†* | 1 | Average Per Ton | All | 9/15/2012†*1Average Per TonAll | 0.27671 | 0.29905 | 0.31303 | 75.0279 | -0.16774 | -0.055439 | 0.022343 | 0.10012 | 0.21243 | -0.15377 | -0.041464 | 0.036318 | 0.1141 | 0.22641
9/15/2012†* | 2 | Aggregate | 100% Cycling | 9/15/2012†*2Aggregate100% Cycling | 5.5012 | 5.1221 | 5.4678 | 73.4284 | -1.1561 | -0.69698 | -0.37901 | -0.061047 | 0.39805 | -0.81046 | -0.35137 | -0.033401 | 0.28457 | 0.74366
9/15/2012†* | 2 | Aggregate | 50% Cycling | 9/15/2012†*2Aggregate50% Cycling | 0.5635 | 0.70112 | 0.62942 | 74.144 | -0.042272 | 0.064014 | 0.13763 | 0.21124 | 0.31753 | -0.11398 | -0.0076936 | 0.06592 | 0.13953 | 0.24582
9/15/2012†* | 2 | Aggregate | All | 9/15/2012†*2AggregateAll | 6.0722 | 5.8256 | 6.1028 | 73.5215 | -1.2019 | -0.63749 | -0.24656 | 0.14437 | 0.70882 | -0.92473 | -0.36029 | 0.030644 | 0.42157 | 0.98602
9/15/2012†* | 2 | Average Per Device | 100% Cycling | 9/15/2012†*2Average Per Device100% Cycling | 0.87342 | 0.81324 | 0.86811 | 73.4284 | -0.20072 | -0.11768 | -0.060176 | -0.0026669 | 0.080367 | -0.14585 | -0.062812 | -0.0053031 | 0.052206 | 0.13524
9/15/2012†* | 2 | Average Per Device | 50% Cycling | 9/15/2012†*2Average Per Device50% Cycling | 0.56845 | 0.70728 | 0.63495 | 74.144 | -0.072313 | 0.052436 | 0.13884 | 0.22524 | 0.34999 | -0.14465 | -0.019902 | 0.066499 | 0.1529 | 0.27765
9/15/2012†* | 2 | Average Per Device | All | 9/15/2012†*2Average Per DeviceAll | 0.83377 | 0.79947 | 0.8378 | 73.5215 | -0.18403 | -0.095569 | -0.034304 | 0.026961 | 0.11542 | -0.14569 | -0.057234 | 0.0040312 | 0.065296 | 0.15375
9/15/2012†* | 2 | Average Per Premise | 100% Cycling | 9/15/2012†*2Average Per Premise100% Cycling | 0.99496 | 0.92641 | 0.98892 | 73.4284 | -0.20909 | -0.12606 | -0.06855 | -0.011041 | 0.071993 | -0.14658 | -0.06355 | -0.0060411 | 0.051468 | 0.1345
9/15/2012†* | 2 | Average Per Premise | 50% Cycling | 9/15/2012†*2Average Per Premise50% Cycling | 0.66138 | 0.82292 | 0.73875 | 74.144 | -0.049615 | 0.075134 | 0.16153 | 0.24793 | 0.37268 | -0.13378 | -0.00903 | 0.07737 | 0.16377 | 0.28852
9/15/2012†* | 2 | Average Per Premise | All | 9/15/2012†*2Average Per PremiseAll | 0.9516 | 0.91296 | 0.9564 | 73.5215 | -0.18836 | -0.099904 | -0.038639 | 0.022626 | 0.11108 | -0.14492 | -0.056462 | 0.0048024 | 0.066067 | 0.15452
9/15/2012†* | 2 | Average Per Ton | 100% Cycling | 9/15/2012†*2Average Per Ton100% Cycling | 0.24313 | 0.22638 | 0.24165 | 73.4284 | -0.15729 | -0.07426 | -0.016751 | 0.040758 | 0.12379 | -0.14202 | -0.058985 | -0.0014762 | 0.056033 | 0.13907
9/15/2012†* | 2 | Average Per Ton | 50% Cycling | 9/15/2012†*2Average Per Ton50% Cycling | 0.1656 | 0.20605 | 0.18497 | 74.144 | -0.1707 | -0.045955 | 0.040446 | 0.12685 | 0.25159 | -0.19178 | -0.067028 | 0.019372 | 0.10577 | 0.23052
9/15/2012†* | 2 | Average Per Ton | All | 9/15/2012†*2Average Per TonAll | 0.23305 | 0.22373 | 0.23428 | 73.5215 | -0.15904 | -0.07058 | -0.0093153 | 0.05195 | 0.14041 | -0.14849 | -0.060031 | 0.0012341 | 0.062499 | 0.15096
9/15/2012†* | 3 | Aggregate | 100% Cycling | 9/15/2012†*3Aggregate100% Cycling | 4.6753 | 4.242 | 4.5283 | 73.2215 | -1.0813 | -0.69846 | -0.4333 | -0.16813 | 0.21473 | -0.79509 | -0.41224 | -0.14707 | 0.1181 | 0.50096
9/15/2012†* | 3 | Aggregate | 50% Cycling | 9/15/2012†*3Aggregate50% Cycling | 0.50614 | 0.61411 | 0.5513 | 74.2026 | -0.036389 | 0.048898 | 0.10797 | 0.16704 | 0.25232 | -0.099197 | -0.01391 | 0.045159 | 0.10423 | 0.18951
9/15/2012†* | 3 | Aggregate | All | 9/15/2012†*3AggregateAll | 5.1871 | 4.8572 | 5.0834 | 73.349 | -1.1211 | -0.65369 | -0.32994 | -0.0061813 | 0.46127 | -0.89491 | -0.42745 | -0.1037 | 0.22006 | 0.68751
9/15/2012†* | 3 | Average Per Device | 100% Cycling | 9/15/2012†*3Average Per Device100% Cycling | 0.7423 | 0.67351 | 0.71895 | 73.2215 | -0.186 | -0.11675 | -0.068794 | -0.020835 | 0.048411 | -0.14055 | -0.071309 | -0.02335 | 0.024609 | 0.093855
9/15/2012†* | 3 | Average Per Device | 50% Cycling | 9/15/2012†*3Average Per Device50% Cycling | 0.51059 | 0.61951 | 0.55615 | 74.2026 | -0.060516 | 0.039586 | 0.10892 | 0.17825 | 0.27835 | -0.12388 | -0.023775 | 0.045555 | 0.11489 | 0.21499
9/15/2012†* | 3 | Average Per Device | All | 9/15/2012†*3Average Per DeviceAll | 0.71218 | 0.66649 | 0.69779 | 73.349 | -0.16969 | -0.096429 | -0.045692 | 0.0050455 | 0.078302 | -0.13839 | -0.06513 | -0.014392 | 0.036345 | 0.1096
9/15/2012†* | 3 | Average Per Premise | 100% Cycling | 9/15/2012†*3Average Per Premise100% Cycling | 0.8456 | 0.76723 | 0.819 | 73.2215 | -0.19557 | -0.12633 | -0.078368 | -0.030409 | 0.038837 | -0.1438 | -0.074559 | -0.0266 | 0.02136 | 0.090605
9/15/2012†* | 3 | Average Per Premise | 50% Cycling | 9/15/2012†*3Average Per Premise50% Cycling | 0.59407 | 0.72079 | 0.64707 | 74.2026 | -0.04271 | 0.057392 | 0.12672 | 0.19605 | 0.29615 | -0.11643 | -0.016327 | 0.053003 | 0.12233 | 0.22244
9/15/2012†* | 3 | Average Per Premise | All | 9/15/2012†*3Average Per PremiseAll | 0.8129 | 0.7612 | 0.79665 | 73.349 | -0.1757 | -0.10244 | -0.051706 | -0.0009687 | 0.072288 | -0.14025 | -0.066989 | -0.016251 | 0.034486 | 0.10774
9/15/2012†* | 3 | Average Per Ton | 100% Cycling | 9/15/2012†*3Average Per Ton100% Cycling | 0.20663 | 0.18748 | 0.20013 | 73.2215 | -0.13635 | -0.067109 | -0.01915 | 0.028809 | 0.098055 | -0.1237 | -0.054459 | -0.0064998 | 0.041459 | 0.1107
9/15/2012†* | 3 | Average Per Ton | 50% Cycling | 9/15/2012†*3Average Per Ton50% Cycling | 0.14874 | 0.18047 | 0.16202 | 74.2026 | -0.1377 | -0.037601 | 0.031729 | 0.10106 | 0.20116 | -0.15616 | -0.056059 | 0.013271 | 0.082601 | 0.1827
9/15/2012†* | 3 | Average Per Ton | All | 9/15/2012†*3Average Per TonAll | 0.19911 | 0.18657 | 0.19518 | 73.349 | -0.13653 | -0.063273 | -0.012536 | 0.038202 | 0.11146 | -0.12792 | -0.054667 | -0.0039296 | 0.046808 | 0.12006
9/15/2012†* | 4 | Aggregate | 100% Cycling | 9/15/2012†*4Aggregate100% Cycling | 4.2757 | 3.9706 | 4.2385 | 72.7479 | -0.89412 | -0.54613 | -0.30511 | -0.064093 | 0.2839 | -0.62621 | -0.27822 | -0.037198 | 0.20382 | 0.55181
9/15/2012†* | 4 | Aggregate | 50% Cycling | 9/15/2012†*4Aggregate50% Cycling | 0.50465 | 0.4903 | 0.44016 | 74.2642 | -0.14583 | -0.068147 | -0.014342 | 0.039464 | 0.11715 | -0.19598 | -0.11829 | -0.064488 | -0.010682 | 0.067005
9/15/2012†* | 4 | Aggregate | All | 9/15/2012†*4AggregateAll | 4.7845 | 4.4641 | 4.6843 | 72.945 | -1.0397 | -0.6147 | -0.32032 | -0.025931 | 0.39911 | -0.81957 | -0.39452 | -0.10014 | 0.19425 | 0.61929
9/15/2012†* | 4 | Average Per Device | 100% Cycling | 9/15/2012†*4Average Per Device100% Cycling | 0.67886 | 0.63042 | 0.67295 | 72.7479 | -0.15497 | -0.092034 | -0.048443 | -0.0048508 | 0.058089 | -0.11244 | -0.049498 | -0.005906 | 0.037686 | 0.10063
9/15/2012†* | 4 | Average Per Device | 50% Cycling | 9/15/2012†*4Average Per Device50% Cycling | 0.50908 | 0.49461 | 0.44403 | 74.2642 | -0.1688 | -0.077619 | -0.014467 | 0.048685 | 0.13987 | -0.21939 | -0.12821 | -0.065054 | -0.0019019 | 0.08928
9/15/2012†* | 4 | Average Per Device | All | 9/15/2012†*4Average Per DeviceAll | 0.65679 | 0.61276 | 0.64319 | 72.945 | -0.15677 | -0.090161 | -0.044026 | 0.0021088 | 0.06872 | -0.12634 | -0.05973 | -0.013595 | 0.032539 | 0.099151
9/15/2012†* | 4 | Average Per Premise | 100% Cycling | 9/15/2012†*4Average Per Premise100% Cycling | 0.77333 | 0.71815 | 0.7666 | 72.7479 | -0.16172 | -0.098776 | -0.055184 | -0.011592 | 0.051347 | -0.11326 | -0.05032 | -0.0067278 | 0.036864 | 0.099804
9/15/2012†* | 4 | Average Per Premise | 50% Cycling | 9/15/2012†*4Average Per Premise50% Cycling | 0.59231 | 0.57547 | 0.51662 | 74.2642 | -0.17117 | -0.079985 | -0.016833 | 0.046319 | 0.1375 | -0.23002 | -0.13884 | -0.07569 | -0.012538 | 0.078644
9/15/2012†* | 4 | Average Per Premise | All | 9/15/2012†*4Average Per PremiseAll | 0.7498 | 0.6996 | 0.7341 | 72.945 | -0.16294 | -0.096333 | -0.050198 | -0.0040637 | 0.062547 | -0.12844 | -0.061828 | -0.015693 | 0.030442 | 0.097053
9/15/2012†* | 4 | Average Per Ton | 100% Cycling | 9/15/2012†*4Average Per Ton100% Cycling | 0.18897 | 0.17549 | 0.18733 | 72.7479 | -0.12002 | -0.057077 | -0.013485 | 0.030107 | 0.093047 | -0.10818 | -0.045236 | -0.001644 | 0.041948 | 0.10489
9/15/2012†* | 4 | Average Per Ton | 50% Cycling | 9/15/2012†*4Average Per Ton50% Cycling | 0.1483 | 0.14409 | 0.12935 | 74.2642 | -0.15855 | -0.067367 | -0.0042146 | 0.058937 | 0.15012 | -0.17329 | -0.082103 | -0.018951 | 0.044201 | 0.13538
9/15/2012†* | 4 | Average Per Ton | All | 9/15/2012†*4Average Per TonAll | 0.18368 | 0.1714 | 0.17979 | 72.945 | -0.12503 | -0.058414 | -0.01228 | 0.033855 | 0.10047 | -0.11664 | -0.050029 | -0.003894 | 0.042241 | 0.10885
9/15/2012†* | 5 | Aggregate | 100% Cycling | 9/15/2012†*5Aggregate100% Cycling | 4.0795 | 3.8011 | 4.0575 | 71.5377 | -0.84037 | -0.50837 | -0.27843 | -0.04849 | 0.28351 | -0.5839 | -0.2519 | -0.021958 | 0.20798 | 0.53998
9/15/2012†* | 5 | Aggregate | 50% Cycling | 9/15/2012†*5Aggregate50% Cycling | 0.44717 | 0.58026 | 0.52092 | 72.9401 | 0.018109 | 0.086043 | 0.13309 | 0.18014 | 0.24808 | -0.041238 | 0.026696 | 0.073747 | 0.1208 | 0.18873
9/15/2012†* | 5 | Aggregate | All | 9/15/2012†*5AggregateAll | 4.5315 | 4.3815 | 4.5812 | 71.7201 | -0.82616 | -0.42667 | -0.14998 | 0.12671 | 0.5262 | -0.62642 | -0.22693 | 0.049755 | 0.32644 | 0.72593
9/15/2012†* | 5 | Average Per Device | 100% Cycling | 9/15/2012†*5Average Per Device100% Cycling | 0.6477 | 0.6035 | 0.64422 | 71.5377 | -0.14584 | -0.085795 | -0.044207 | -0.0026181 | 0.057429 | -0.10512 | -0.045075 | -0.0034863 | 0.038102 | 0.098149
9/15/2012†* | 5 | Average Per Device | 50% Cycling | 9/15/2012†*5Average Per Device50% Cycling | 0.4511 | 0.58536 | 0.52549 | 72.9401 | -0.0006957 | 0.079039 | 0.13426 | 0.18949 | 0.26922 | -0.060564 | 0.019171 | 0.074395 | 0.12962 | 0.20935
9/15/2012†* | 5 | Average Per Device | All | 9/15/2012†*5Average Per DeviceAll | 0.62214 | 0.60114 | 0.62878 | 71.7201 | -0.12697 | -0.064367 | -0.021005 | 0.022356 | 0.084962 | -0.099329 | -0.036723 | 0.0066383 | 0.049999 | 0.11261
9/15/2012†* | 5 | Average Per Premise | 100% Cycling | 9/15/2012†*5Average Per Premise100% Cycling | 0.73784 | 0.68748 | 0.73387 | 71.5377 | -0.15199 | -0.091947 | -0.050359 | -0.0087701 | 0.051277 | -0.10561 | -0.04556 | -0.0039715 | 0.037617 | 0.097664
9/15/2012†* | 5 | Average Per Premise | 50% Cycling | 9/15/2012†*5Average Per Premise50% Cycling | 0.52485 | 0.68106 | 0.6114 | 72.9401 | 0.021255 | 0.10099 | 0.15621 | 0.21144 | 0.29117 | -0.048401 | 0.031334 | 0.086557 | 0.14178 | 0.22152
9/15/2012†* | 5 | Average Per Premise | All | 9/15/2012†*5Average Per PremiseAll | 0.71015 | 0.68665 | 0.71795 | 71.7201 | -0.12947 | -0.066865 | -0.023504 | 0.019857 | 0.082463 | -0.09817 | -0.035564 | 0.0077973 | 0.051158 | 0.11376
9/15/2012†* | 5 | Average Per Ton | 100% Cycling | 9/15/2012†*5Average Per Ton100% Cycling | 0.1803 | 0.16799 | 0.17933 | 71.5377 | -0.11394 | -0.053894 | -0.012306 | 0.029283 | 0.08933 | -0.10261 | -0.042559 | -0.0009705 | 0.040618 | 0.10067
9/15/2012†* | 5 | Average Per Ton | 50% Cycling | 9/15/2012†*5Average Per Ton50% Cycling | 0.13141 | 0.17053 | 0.15309 | 72.9401 | -0.095845 | -0.016111 | 0.039113 | 0.094337 | 0.17407 | -0.11329 | -0.033551 | 0.021673 | 0.076897 | 0.15663
9/15/2012†* | 5 | Average Per Ton | All | 9/15/2012†*5Average Per TonAll | 0.17394 | 0.16832 | 0.17592 | 71.7201 | -0.11159 | -0.048982 | -0.0056211 | 0.03774 | 0.10035 | -0.10399 | -0.041388 | 0.0019731 | 0.045334 | 0.10794
9/15/2012†* | 6 | Aggregate | 100% Cycling | 9/15/2012†*6Aggregate100% Cycling | 4.3476 | 3.6213 | 3.8657 | 71.1474 | -1.2856 | -0.95512 | -0.72626 | -0.4974 | -0.16697 | -1.0412 | -0.71077 | -0.48192 | -0.25306 | 0.077374
9/15/2012†* | 6 | Aggregate | 50% Cycling | 9/15/2012†*6Aggregate50% Cycling | 0.50528 | 0.59727 | 0.53618 | 72.46 | -0.050532 | 0.033668 | 0.091984 | 0.1503 | 0.2345 | -0.11162 | -0.027418 | 0.030898 | 0.089214 | 0.17341
9/15/2012†* | 6 | Aggregate | All | 9/15/2012†*6AggregateAll | 4.8572 | 4.2176 | 4.4034 | 71.318 | -1.34 | -0.92622 | -0.63966 | -0.35309 | 0.060665 | -1.1541 | -0.74036 | -0.45379 | -0.16723 | 0.24653
9/15/2012†* | 6 | Average Per Device | 100% Cycling | 9/15/2012†*6Average Per Device100% Cycling | 0.69027 | 0.57496 | 0.61375 | 71.1474 | -0.21646 | -0.1567 | -0.11531 | -0.073916 | -0.014153 | -0.17767 | -0.11791 | -0.076514 | -0.035122 | 0.024642
9/15/2012†* | 6 | Average Per Device | 50% Cycling | 9/15/2012†*6Average Per Device50% Cycling | 0.50972 | 0.60251 | 0.54089 | 72.46 | -0.07448 | 0.024345 | 0.092792 | 0.16124 | 0.26006 | -0.1361 | -0.037277 | 0.03117 | 0.099616 | 0.19844
9/15/2012†* | 6 | Average Per Device | All | 9/15/2012†*6Average Per DeviceAll | 0.66679 | 0.57854 | 0.60428 | 71.318 | -0.19801 | -0.13316 | -0.088255 | -0.043346 | 0.021496 | -0.17227 | -0.10742 | -0.062515 | -0.017606 | 0.047236
9/15/2012†* | 6 | Average Per Premise | 100% Cycling | 9/15/2012†*6Average Per Premise100% Cycling | 0.78632 | 0.65497 | 0.69916 | 71.1474 | -0.23251 | -0.17275 | -0.13135 | -0.089963 | -0.030199 | -0.18832 | -0.12855 | -0.087162 | -0.045769 | 0.013994
9/15/2012†* | 6 | Average Per Premise | 50% Cycling | 9/15/2012†*6Average Per Premise50% Cycling | 0.59305 | 0.70102 | 0.62932 | 72.46 | -0.05931 | 0.039516 | 0.10796 | 0.17641 | 0.27523 | -0.13101 | -0.032181 | 0.036265 | 0.10471 | 0.20354
9/15/2012†* | 6 | Average Per Premise | All | 9/15/2012†*6Average Per PremiseAll | 0.7612 | 0.66096 | 0.69008 | 71.318 | -0.20999 | -0.14515 | -0.10024 | -0.055335 | 0.0095072 | -0.18087 | -0.11603 | -0.071116 | -0.026207 | 0.038635
9/15/2012†* | 6 | Average Per Ton | 100% Cycling | 9/15/2012†*6Average Per Ton100% Cycling | 0.19215 | 0.16005 | 0.17085 | 71.1474 | -0.13325 | -0.07349 | -0.032098 | 0.0092944 | 0.069058 | -0.12245 | -0.062691 | -0.021299 | 0.020094 | 0.079857
9/15/2012†* | 6 | Average Per Ton | 50% Cycling | 9/15/2012†*6Average Per Ton50% Cycling | 0.14849 | 0.17552 | 0.15757 | 72.46 | -0.14024 | -0.041414 | 0.027032 | 0.095478 | 0.1943 | -0.15819 | -0.059366 | 0.0090803 | 0.077527 | 0.17635
9/15/2012†* | 6 | Average Per Ton | All | 9/15/2012†*6Average Per TonAll | 0.18647 | 0.16206 | 0.16912 | 71.318 | -0.13416 | -0.06932 | -0.024411 | 0.020498 | 0.08534 | -0.1271 | -0.062259 | -0.01735 | 0.02756 | 0.092402
9/15/2012†* | 7 | Aggregate | 100% Cycling | 9/15/2012†*7Aggregate100% Cycling | 4.6914 | 4.2145 | 4.4988 | 71.2086 | -1.0916 | -0.72843 | -0.47691 | -0.2254 | 0.13776 | -0.80722 | -0.44406 | -0.19255 | 0.058971 | 0.42212
9/15/2012†* | 7 | Aggregate | 50% Cycling | 9/15/2012†*7Aggregate50% Cycling | 0.57473 | 0.74107 | 0.66528 | 72.451 | -0.022314 | 0.089145 | 0.16634 | 0.24354 | 0.355 | -0.098107 | 0.013352 | 0.090548 | 0.16774 | 0.2792
9/15/2012†* | 7 | Aggregate | All | 9/15/2012†*7AggregateAll | 5.27 | 4.9531 | 5.1649 | 71.3701 | -1.1177 | -0.6446 | -0.3169 | 0.010802 | 0.48395 | -0.90602 | -0.43287 | -0.10517 | 0.22253 | 0.69568
9/15/2012†* | 7 | Average Per Device | 100% Cycling | 9/15/2012†*7Average Per Device100% Cycling | 0.74485 | 0.66913 | 0.71428 | 71.2086 | -0.18689 | -0.12121 | -0.075719 | -0.030229 | 0.035452 | -0.14174 | -0.076061 | -0.030571 | 0.01492 | 0.080601
9/15/2012†* | 7 | Average Per Device | 50% Cycling | 9/15/2012†*7Average Per Device50% Cycling | 0.57978 | 0.74758 | 0.67112 | 72.451 | -0.053623 | 0.077197 | 0.1678 | 0.25841 | 0.38923 | -0.13008 | 0.0007377 | 0.091343 | 0.18195 | 0.31277
9/15/2012†* | 7 | Average Per Device | All | 9/15/2012†*7Average Per DeviceAll | 0.72339 | 0.67933 | 0.70867 | 71.3701 | -0.16957 | -0.095417 | -0.044062 | 0.0072939 | 0.081443 | -0.14023 | -0.066077 | -0.014722 | 0.036634 | 0.11078
9/15/2012†* | 7 | Average Per Premise | 100% Cycling | 9/15/2012†*7Average Per Premise100% Cycling | 0.84851 | 0.76225 | 0.81368 | 71.2086 | -0.19743 | -0.13175 | -0.086257 | -0.040766 | 0.024915 | -0.146 | -0.080315 | -0.034825 | 0.010666 | 0.076347
9/15/2012†* | 7 | Average Per Premise | 50% Cycling | 9/15/2012†*7Average Per Premise50% Cycling | 0.67456 | 0.8698 | 0.78084 | 72.451 | -0.02619 | 0.10463 | 0.19524 | 0.28584 | 0.41666 | -0.11515 | 0.015671 | 0.10628 | 0.19688 | 0.3277
9/15/2012†* | 7 | Average Per Premise | All | 9/15/2012†*7Average Per PremiseAll | 0.82589 | 0.77623 | 0.80941 | 71.3701 | -0.17517 | -0.10102 | -0.049663 | 0.0016928 | 0.075842 | -0.14199 | -0.067837 | -0.016482 | 0.034874 | 0.10902
9/15/2012†* | 7 | Average Per Ton | 100% Cycling | 9/15/2012†*7Average Per Ton100% Cycling | 0.20734 | 0.18626 | 0.19883 | 71.2086 | -0.13225 | -0.066568 | -0.021078 | 0.024413 | 0.090094 | -0.11968 | -0.054 | -0.0085098 | 0.036981 | 0.10266
9/15/2012†* | 7 | Average Per Ton | 50% Cycling | 9/15/2012†*7Average Per Ton50% Cycling | 0.1689 | 0.21778 | 0.19551 | 72.451 | -0.17254 | -0.041722 | 0.048884 | 0.13949 | 0.27031 | -0.19482 | -0.063995 | 0.02661 | 0.11722 | 0.24804
9/15/2012†* | 7 | Average Per Ton | All | 9/15/2012†*7Average Per TonAll | 0.20234 | 0.19036 | 0.1984 | 71.3701 | -0.13749 | -0.063338 | -0.011983 | 0.039373 | 0.11352 | -0.12945 | -0.0553 | -0.0039442 | 0.047411 | 0.12156
9/15/2012†* | 8 | Aggregate | 100% Cycling | 9/15/2012†*8Aggregate100% Cycling | 5.2211 | 4.4882 | 4.791 | 79.1587 | -1.3746 | -0.99548 | -0.73292 | -0.47036 | -0.091263 | -1.0717 | -0.69264 | -0.43008 | -0.16752 | 0.21157
9/15/2012†* | 8 | Aggregate | 50% Cycling | 9/15/2012†*8Aggregate50% Cycling | 0.66064 | 0.91781 | 0.82394 | 80.0521 | 0.035529 | 0.16648 | 0.25717 | 0.34786 | 0.47881 | -0.05834 | 0.072607 | 0.1633 | 0.25399 | 0.38494
9/15/2012†* | 8 | Aggregate | All | 9/15/2012†*8AggregateAll | 5.8856 | 5.4001 | 5.6127 | 79.2749 | -1.3456 | -0.83744 | -0.48551 | -0.13358 | 0.37455 | -1.1329 | -0.62477 | -0.27284 | 0.079092 | 0.58722
9/15/2012†* | 8 | Average Per Device | 100% Cycling | 9/15/2012†*8Average Per Device100% Cycling | 0.82896 | 0.71259 | 0.76067 | 79.1587 | -0.23242 | -0.16385 | -0.11637 | -0.068877 | -0.0003125 | -0.18434 | -0.11577 | -0.068284 | -0.020796 | 0.047769
9/15/2012†* | 8 | Average Per Device | 50% Cycling | 9/15/2012†*8Average Per Device50% Cycling | 0.66645 | 0.92588 | 0.83118 | 80.0521 | -0.0007122 | 0.15298 | 0.25943 | 0.36588 | 0.51957 | -0.095406 | 0.058287 | 0.16473 | 0.27118 | 0.42488
9/15/2012†* | 8 | Average Per Device | All | 9/15/2012†*8Average Per DeviceAll | 0.80783 | 0.74032 | 0.76984 | 79.2749 | -0.2023 | -0.12266 | -0.067512 | -0.01236 | 0.067272 | -0.17278 | -0.093144 | -0.037992 | 0.017161 | 0.096793
9/15/2012†* | 8 | Average Per Premise | 100% Cycling | 9/15/2012†*8Average Per Premise100% Cycling | 0.94432 | 0.81176 | 0.86653 | 79.1587 | -0.24861 | -0.18005 | -0.13256 | -0.085071 | -0.016506 | -0.19384 | -0.12527 | -0.077787 | -0.030299 | 0.038266
9/15/2012†* | 8 | Average Per Premise | 50% Cycling | 9/15/2012†*8Average Per Premise50% Cycling | 0.7754 | 1.0772 | 0.96707 | 80.0521 | 0.041701 | 0.19539 | 0.30184 | 0.40829 | 0.56198 | -0.068474 | 0.085219 | 0.19167 | 0.29811 | 0.45181
9/15/2012†* | 8 | Average Per Premise | All | 9/15/2012†*8Average Per PremiseAll | 0.92236 | 0.84627 | 0.8796 | 79.2749 | -0.21087 | -0.13124 | -0.076087 | -0.020934 | 0.058697 | -0.17754 | -0.09791 | -0.042758 | 0.012395 | 0.092027
9/15/2012†* | 8 | Average Per Ton | 100% Cycling | 9/15/2012†*8Average Per Ton100% Cycling | 0.23075 | 0.19836 | 0.21174 | 79.1587 | -0.14844 | -0.07988 | -0.032392 | 0.015096 | 0.083661 | -0.13506 | -0.066496 | -0.019008 | 0.02848 | 0.097045
9/15/2012†* | 8 | Average Per Ton | 50% Cycling | 9/15/2012†*8Average Per Ton50% Cycling | 0.19415 | 0.26973 | 0.24214 | 80.0521 | -0.18456 | -0.030871 | 0.075577 | 0.18202 | 0.33572 | -0.21215 | -0.058457 | 0.04799 | 0.15444 | 0.30813
9/15/2012†* | 8 | Average Per Ton | All | 9/15/2012†*8Average Per TonAll | 0.22599 | 0.20764 | 0.2157 | 79.2749 | -0.15314 | -0.073509 | -0.018356 | 0.036797 | 0.11643 | -0.14508 | -0.065451 | -0.010298 | 0.044855 | 0.12449
9/15/2012†* | 9 | Aggregate | 100% Cycling | 9/15/2012†*9Aggregate100% Cycling | 5.9836 | 5.39 | 5.7537 | 89.2656 | -1.3614 | -0.90779 | -0.59362 | -0.27944 | 0.17419 | -0.99774 | -0.54411 | -0.22993 | 0.084245 | 0.53787
9/15/2012†* | 9 | Aggregate | 50% Cycling | 9/15/2012†*9Aggregate50% Cycling | 0.72061 | 0.94584 | 0.84911 | 90.4701 | -0.0048071 | 0.1311 | 0.22523 | 0.31937 | 0.45528 | -0.10154 | 0.034367 | 0.1285 | 0.22263 | 0.35854
9/15/2012†* | 9 | Aggregate | All | 9/15/2012†*9AggregateAll | 6.7095 | 6.3328 | 6.6038 | 89.4222 | -1.3716 | -0.78384 | -0.37673 | 0.03037 | 0.61816 | -1.1007 | -0.51286 | -0.10576 | 0.30135 | 0.88914
9/15/2012†* | 9 | Average Per Device | 100% Cycling | 9/15/2012†*9Average Per Device100% Cycling | 0.95001 | 0.85577 | 0.91351 | 89.2656 | -0.23312 | -0.15107 | -0.094248 | -0.037425 | 0.04462 | -0.17537 | -0.09333 | -0.036506 | 0.020317 | 0.10236
9/15/2012†* | 9 | Average Per Device | 50% Cycling | 9/15/2012†*9Average Per Device50% Cycling | 0.72694 | 0.95415 | 0.85657 | 90.4701 | -0.042789 | 0.11673 | 0.22721 | 0.3377 | 0.49722 | -0.14037 | 0.019145 | 0.12963 | 0.24011 | 0.39963
9/15/2012†* | 9 | Average Per Device | All | 9/15/2012†*9Average Per DeviceAll | 0.92101 | 0.86856 | 0.90611 | 89.4222 | -0.20837 | -0.11626 | -0.052458 | 0.011341 | 0.10346 | -0.17082 | -0.078708 | -0.014909 | 0.04889 | 0.14101
9/15/2012†* | 9 | Average Per Premise | 100% Cycling | 9/15/2012†*9Average Per Premise100% Cycling | 1.0822 | 0.97486 | 1.0406 | 89.2656 | -0.24623 | -0.16419 | -0.10736 | -0.05054 | 0.031504 | -0.18045 | -0.09841 | -0.041587 | 0.015237 | 0.097281
9/15/2012†* | 9 | Average Per Premise | 50% Cycling | 9/15/2012†*9Average Per Premise50% Cycling | 0.84578 | 1.1101 | 0.9966 | 90.4701 | -0.0056421 | 0.15388 | 0.26436 | 0.37484 | 0.53436 | -0.11918 | 0.040337 | 0.15082 | 0.2613 | 0.42082
9/15/2012†* | 9 | Average Per Premise | All | 9/15/2012†*9Average Per PremiseAll | 1.0515 | 0.99244 | 1.0349 | 89.4222 | -0.21496 | -0.12284 | -0.05904 | 0.0047594 | 0.096876 | -0.17249 | -0.080373 | -0.016574 | 0.047225 | 0.13934
9/15/2012†* | 9 | Average Per Ton | 100% Cycling | 9/15/2012†*9Average Per Ton100% Cycling | 0.26445 | 0.23821 | 0.25429 | 89.2656 | -0.1651 | -0.083059 | -0.026235 | 0.030588 | 0.11263 | -0.14903 | -0.066986 | -0.010162 | 0.046662 | 0.12871
9/15/2012†* | 9 | Average Per Ton | 50% Cycling | 9/15/2012†*9Average Per Ton50% Cycling | 0.21177 | 0.27796 | 0.24953 | 90.4701 | -0.20381 | -0.044291 | 0.066192 | 0.17667 | 0.33619 | -0.23224 | -0.07272 | 0.037763 | 0.14825 | 0.30777
9/15/2012†* | 9 | Average Per Ton | All | 9/15/2012†*9Average Per TonAll | 0.2576 | 0.24338 | 0.25367 | 89.4222 | -0.17014 | -0.078019 | -0.01422 | 0.049579 | 0.1417 | -0.15985 | -0.067731 | -0.0039318 | 0.059868 | 0.15198
9/15/2012†* | 10 | Aggregate | 100% Cycling | 9/15/2012†*10Aggregate100% Cycling | 7.2913 | 6.2911 | 6.7156 | 94.1292 | -1.9449 | -1.3867 | -1.0002 | -0.61359 | -0.055443 | -1.5204 | -0.96225 | -0.57568 | -0.18911 | 0.36904
9/15/2012†* | 10 | Aggregate | 50% Cycling | 9/15/2012†*10Aggregate50% Cycling | 1.1432 | 1.125 | 1.0099 | 94.9486 | -0.39198 | -0.17119 | -0.018268 | 0.13465 | 0.35544 | -0.50703 | -0.28624 | -0.13332 | 0.019596 | 0.24039
9/15/2012†* | 10 | Aggregate | All | 9/15/2012†*10AggregateAll | 8.434 | 7.412 | 7.7262 | 94.2357 | -2.3344 | -1.559 | -1.022 | -0.48499 | 0.2904 | -2.0202 | -1.2449 | -0.70783 | -0.1708 | 0.60459
9/15/2012†* | 10 | Average Per Device | 100% Cycling | 9/15/2012†*10Average Per Device100% Cycling | 1.1576 | 0.99884 | 1.0662 | 94.1292 | -0.32966 | -0.22871 | -0.1588 | -0.088879 | 0.012071 | -0.26227 | -0.16132 | -0.0914 | -0.021483 | 0.079466
9/15/2012†* | 10 | Average Per Device | 50% Cycling | 9/15/2012†*10Average Per Device50% Cycling | 1.1533 | 1.1348 | 1.0188 | 94.9486 | -0.45705 | -0.19791 | -0.018429 | 0.16105 | 0.4202 | -0.57312 | -0.31398 | -0.13449 | 0.044988 | 0.30413
9/15/2012†* | 10 | Average Per Device | All | 9/15/2012†*10Average Per DeviceAll | 1.1571 | 1.0165 | 1.0601 | 94.2357 | -0.34622 | -0.22471 | -0.14055 | -0.056388 | 0.065127 | -0.30268 | -0.18116 | -0.097003 | -0.012842 | 0.10867
9/15/2012†* | 10 | Average Per Premise | 100% Cycling | 9/15/2012†*10Average Per Premise100% Cycling | 1.3187 | 1.1378 | 1.2146 | 94.1292 | -0.35176 | -0.25081 | -0.18089 | -0.11098 | -0.010028 | -0.27499 | -0.17404 | -0.10412 | -0.034203 | 0.066747
9/15/2012†* | 10 | Average Per Premise | 50% Cycling | 9/15/2012†*10Average Per Premise50% Cycling | 1.3418 | 1.3204 | 1.1853 | 94.9486 | -0.46007 | -0.20092 | -0.021441 | 0.15804 | 0.41718 | -0.59511 | -0.33596 | -0.15648 | 0.023 | 0.28214
9/15/2012†* | 10 | Average Per Premise | All | 9/15/2012†*10Average Per PremiseAll | 1.3217 | 1.1616 | 1.2108 | 94.2357 | -0.36584 | -0.24433 | -0.16017 | -0.076005 | 0.04551 | -0.3166 | -0.19509 | -0.11093 | -0.026766 | 0.094749
9/15/2012†* | 10 | Average Per Ton | 100% Cycling | 9/15/2012†*10Average Per Ton100% Cycling | 0.32224 | 0.27804 | 0.2968 | 94.1292 | -0.21507 | -0.11412 | -0.044203 | 0.025714 | 0.12666 | -0.19631 | -0.09536 | -0.025443 | 0.044475 | 0.14542
9/15/2012†* | 10 | Average Per Ton | 50% Cycling | 9/15/2012†*10Average Per Ton50% Cycling | 0.33597 | 0.3306 | 0.29679 | 94.9486 | -0.44399 | -0.18485 | -0.0053686 | 0.17411 | 0.43326 | -0.47781 | -0.21866 | -0.039181 | 0.1403 | 0.39945
9/15/2012†* | 10 | Average Per Ton | All | 9/15/2012†*10Average Per TonAll | 0.32403 | 0.28487 | 0.2968 | 94.2357 | -0.24483 | -0.12332 | -0.039155 | 0.045006 | 0.16652 | -0.2329 | -0.11139 | -0.027229 | 0.056932 | 0.17845
9/15/2012†* | 11 | Aggregate | 100% Cycling | 9/15/2012†*11Aggregate100% Cycling | 9.0589 | 7.7596 | 8.2832 | 99.7007 | -2.5293 | -1.8026 | -1.2993 | -0.79607 | -0.069412 | -2.0057 | -1.2791 | -0.77578 | -0.2725 | 0.45416
9/15/2012†* | 11 | Aggregate | 50% Cycling | 9/15/2012†*11Aggregate50% Cycling | 1.3943 | 1.791 | 1.6078 | 99.8629 | -0.12635 | 0.18268 | 0.39671 | 0.61075 | 0.91978 | -0.30952 | -0.0004927 | 0.21354 | 0.42757 | 0.7366
9/15/2012†* | 11 | Aggregate | All | 9/15/2012†*11AggregateAll | 10.4532 | 9.5349 | 9.8822 | 99.7218 | -2.6626 | -1.6321 | -0.91838 | -0.20467 | 0.82582 | -2.3152 | -1.2847 | -0.57102 | 0.14269 | 1.1732
9/15/2012†* | 11 | Average Per Device | 100% Cycling | 9/15/2012†*11Average Per Device100% Cycling | 1.4383 | 1.232 | 1.3151 | 99.7007 | -0.42875 | -0.29732 | -0.2063 | -0.11527 | 0.016155 | -0.34562 | -0.2142 | -0.12317 | -0.032145 | 0.099282
9/15/2012†* | 11 | Average Per Device | 50% Cycling | 9/15/2012†*11Average Per Device50% Cycling | 1.4065 | 1.8067 | 1.6219 | 99.8629 | -0.21373 | 0.14898 | 0.4002 | 0.65141 | 1.0141 | -0.39851 | -0.035796 | 0.21542 | 0.46663 | 0.82934
9/15/2012†* | 11 | Average Per Device | All | 9/15/2012†*11Average Per DeviceAll | 1.4342 | 1.3067 | 1.355 | 99.7218 | -0.4008 | -0.2393 | -0.12745 | -0.015603 | 0.14589 | -0.3525 | -0.191 | -0.079154 | 0.032696 | 0.19419
9/15/2012†* | 11 | Average Per Premise | 100% Cycling | 9/15/2012†*11Average Per Premise100% Cycling | 1.6384 | 1.4034 | 1.4981 | 99.7007 | -0.45746 | -0.32603 | -0.23501 | -0.14398 | -0.012554 | -0.36276 | -0.23134 | -0.14031 | -0.049285 | 0.082141
9/15/2012†* | 11 | Average Per Premise | 50% Cycling | 9/15/2012†*11Average Per Premise50% Cycling | 1.6364 | 2.1021 | 1.8871 | 99.8629 | -0.1483 | 0.21441 | 0.46562 | 0.71684 | 1.0795 | -0.36329 | -0.0005783 | 0.25063 | 0.50185 | 0.86456
9/15/2012†* | 11 | Average Per Premise | All | 9/15/2012†*11Average Per PremiseAll | 1.6382 | 1.4943 | 1.5487 | 99.7218 | -0.41727 | -0.25577 | -0.14392 | -0.032074 | 0.12942 | -0.36283 | -0.20134 | -0.089488 | 0.022362 | 0.18386
9/15/2012†* | 11 | Average Per Ton | 100% Cycling | 9/15/2012†*11Average Per Ton100% Cycling | 0.40037 | 0.34294 | 0.36608 | 99.7007 | -0.27988 | -0.14845 | -0.057426 | 0.0336 | 0.16503 | -0.25674 | -0.12531 | -0.034286 | 0.056739 | 0.18817
9/15/2012†* | 11 | Average Per Ton | 50% Cycling | 9/15/2012†*11Average Per Ton50% Cycling | 0.40974 | 0.52633 | 0.4725 | 99.8629 | -0.49734 | -0.13463 | 0.11658 | 0.3678 | 0.73051 | -0.55117 | -0.18846 | 0.062755 | 0.31397 | 0.67668
9/15/2012†* | 11 | Average Per Ton | All | 9/15/2012†*11Average Per TonAll | 0.40159 | 0.36678 | 0.37992 | 99.7218 | -0.30815 | -0.14665 | -0.034804 | 0.077045 | 0.23854 | -0.29501 | -0.13352 | -0.021671 | 0.090179 | 0.25167
9/15/2012†* | 12 | Aggregate | 100% Cycling | 9/15/2012†*12Aggregate100% Cycling | 9.8173 | 8.8762 | 9.4751 | 101.227 | -2.2551 | -1.4788 | -0.94108 | -0.40339 | 0.37295 | -1.6562 | -0.87986 | -0.34217 | 0.19552 | 0.97186
9/15/2012†* | 12 | Aggregate | 50% Cycling | 9/15/2012†*12Aggregate50% Cycling | 1.8524 | 2.0858 | 1.8724 | 101.3964 | -0.37163 | -0.014183 | 0.23339 | 0.48096 | 0.83841 | -0.58496 | -0.2275 | 0.020067 | 0.26764 | 0.62509
9/15/2012†* | 12 | Aggregate | All | 9/15/2012†*12AggregateAll | 11.6607 | 10.943 | 11.3367 | 101.249 | -2.6261 | -1.4986 | -0.71767 | 0.063244 | 1.1908 | -2.2325 | -1.1049 | -0.32402 | 0.4569 | 1.5844
9/15/2012†* | 12 | Average Per Device | 100% Cycling | 9/15/2012†*12Average Per Device100% Cycling | 1.5587 | 1.4093 | 1.5044 | 101.227 | -0.38708 | -0.24666 | -0.14941 | -0.052166 | 0.088246 | -0.29199 | -0.15157 | -0.054326 | 0.042924 | 0.18334
9/15/2012†* | 12 | Average Per Device | 50% Cycling | 9/15/2012†*12Average Per Device50% Cycling | 1.8686 | 2.1041 | 1.8889 | 101.3964 | -0.47468 | -0.055137 | 0.23544 | 0.52601 | 0.94556 | -0.68988 | -0.27033 | 0.020243 | 0.31082 | 0.73036
9/15/2012†* | 12 | Average Per Device | All | 9/15/2012†*12Average Per DeviceAll | 1.599 | 1.4996 | 1.5543 | 101.249 | -0.39846 | -0.22177 | -0.099384 | 0.022997 | 0.1997 | -0.34371 | -0.16701 | -0.044632 | 0.07775 | 0.25445
9/15/2012†* | 12 | Average Per Premise | 100% Cycling | 9/15/2012†*12Average Per Premise100% Cycling | 1.7756 | 1.6054 | 1.7137 | 101.227 | -0.40787 | -0.26746 | -0.17021 | -0.072959 | 0.067453 | -0.29955 | -0.15913 | -0.061886 | 0.035363 | 0.17578
9/15/2012†* | 12 | Average Per Premise | 50% Cycling | 9/15/2012†*12Average Per Premise50% Cycling | 2.1741 | 2.4481 | 2.1977 | 101.3964 | -0.43619 | -0.016646 | 0.27393 | 0.5645 | 0.98405 | -0.68657 | -0.26702 | 0.023552 | 0.31413 | 0.73367
9/15/2012†* | 12 | Average Per Premise | All | 9/15/2012†*12Average Per PremiseAll | 1.8274 | 1.7149 | 1.7766 | 101.249 | -0.41155 | -0.23485 | -0.11247 | 0.0099113 | 0.18661 | -0.34986 | -0.17316 | -0.050779 | 0.071603 | 0.2483
9/15/2012†* | 12 | Average Per Ton | 100% Cycling | 9/15/2012†*12Average Per Ton100% Cycling | 0.43388 | 0.39229 | 0.41876 | 101.227 | -0.27925 | -0.13884 | -0.041592 | 0.055657 | 0.19607 | -0.25278 | -0.11237 | -0.015122 | 0.082127 | 0.22254
9/15/2012†* | 12 | Average Per Ton | 50% Cycling | 9/15/2012†*12Average Per Ton50% Cycling | 0.54437 | 0.61296 | 0.55027 | 101.3964 | -0.64153 | -0.22199 | 0.068587 | 0.35916 | 0.77871 | -0.70422 | -0.28468 | 0.0058971 | 0.29647 | 0.71602
9/15/2012†* | 12 | Average Per Ton | All | 9/15/2012†*12Average Per TonAll | 0.44825 | 0.42098 | 0.43586 | 101.249 | -0.32635 | -0.14965 | -0.027269 | 0.095113 | 0.27181 | -0.31147 | -0.13477 | -0.01239 | 0.10999 | 0.28669
9/15/2012†* | 13 | Aggregate | 100% Cycling | 9/15/2012†*13Aggregate100% Cycling | 11.2698 | 10.9862 | 11.7274 | 101.4055 | -1.8333 | -0.91774 | -0.28359 | 0.35056 | 1.2662 | -1.0921 | -0.17646 | 0.45769 | 1.0918 | 2.0074
9/15/2012†* | 13 | Aggregate | 50% Cycling | 9/15/2012†*13Aggregate50% Cycling | 2.1439 | 2.4455 | 2.1954 | 101.4752 | -0.28253 | 0.062546 | 0.30154 | 0.54054 | 0.88562 | -0.53264 | -0.18757 | 0.051431 | 0.29043 | 0.6355
9/15/2012†* | 13 | Aggregate | All | 9/15/2012†*13AggregateAll | 13.403 | 13.4118 | 13.9126 | 101.4146 | -2.1159 | -0.86057 | 0.0088488 | 0.87827 | 2.1336 | -1.6151 | -0.35979 | 0.50963 | 1.379 | 2.6344
9/15/2012†* | 13 | Average Per Device | 100% Cycling | 9/15/2012†*13Average Per Device100% Cycling | 1.7893 | 1.7443 | 1.862 | 101.4055 | -0.32532 | -0.15972 | -0.045026 | 0.069669 | 0.23527 | -0.20763 | -0.042027 | 0.072668 | 0.18736 | 0.35296
9/15/2012†* | 13 | Average Per Device | 50% Cycling | 9/15/2012†*13Average Per Device50% Cycling | 2.1628 | 2.467 | 2.2147 | 101.4752 | -0.38134 | 0.023679 | 0.30419 | 0.58471 | 0.98972 | -0.63365 | -0.22863 | 0.051883 | 0.3324 | 0.73741
9/15/2012†* | 13 | Average Per Device | All | 9/15/2012†*13Average Per DeviceAll | 1.8378 | 1.8382 | 1.9078 | 101.4146 | -0.3326 | -0.13588 | 0.0003729 | 0.13662 | 0.33335 | -0.26301 | -0.066286 | 0.069966 | 0.20622 | 0.40294
9/15/2012†* | 13 | Average Per Premise | 100% Cycling | 9/15/2012†*13Average Per Premise100% Cycling | 2.0383 | 1.987 | 2.1211 | 101.4055 | -0.33159 | -0.16599 | -0.051291 | 0.063404 | 0.229 | -0.19752 | -0.031915 | 0.08278 | 0.19748 | 0.36308
9/15/2012†* | 13 | Average Per Premise | 50% Cycling | 9/15/2012†*13Average Per Premise50% Cycling | 2.5164 | 2.8703 | 2.5767 | 101.4752 | -0.33161 | 0.073411 | 0.35392 | 0.63444 | 1.0395 | -0.62517 | -0.22015 | 0.060365 | 0.34088 | 0.7459
9/15/2012†* | 13 | Average Per Premise | All | 9/15/2012†*13Average Per PremiseAll | 2.1004 | 2.1018 | 2.1803 | 101.4146 | -0.33159 | -0.13486 | 0.0013867 | 0.13764 | 0.33436 | -0.25311 | -0.056385 | 0.079866 | 0.21612 | 0.41284
9/15/2012†* | 13 | Average Per Ton | 100% Cycling | 9/15/2012†*13Average Per Ton100% Cycling | 0.49808 | 0.48554 | 0.5183 | 101.4055 | -0.29283 | -0.12723 | -0.012533 | 0.10216 | 0.26776 | -0.26007 | -0.094467 | 0.020228 | 0.13492 | 0.30052
9/15/2012†* | 13 | Average Per Ton | 50% Cycling | 9/15/2012†*13Average Per Ton50% Cycling | 0.63006 | 0.71867 | 0.64517 | 101.4752 | -0.59691 | -0.1919 | 0.088617 | 0.36913 | 0.77415 | -0.67042 | -0.2654 | 0.015114 | 0.29563 | 0.70065
9/15/2012†* | 13 | Average Per Ton | All | 9/15/2012†*13Average Per TonAll | 0.51523 | 0.51585 | 0.5348 | 101.4146 | -0.33236 | -0.13564 | 0.0006161 | 0.13687 | 0.33359 | -0.31341 | -0.11669 | 0.019563 | 0.15581 | 0.35254
9/15/2012†* | 14 | Aggregate | 100% Cycling | 9/15/2012†*14Aggregate100% Cycling | 12.7764 | 13.1266 | 14.0123 | 101.2609 | -1.3805 | -0.35799 | 0.35023 | 1.0584 | 2.081 | -0.49483 | 0.52772 | 1.2359 | 1.9441 | 2.9667
9/15/2012†* | 14 | Aggregate | 50% Cycling | 9/15/2012†*14Aggregate50% Cycling | 2.4728 | 2.5855 | 2.3211 | 102.036 | -0.49566 | -0.13622 | 0.11272 | 0.36166 | 0.72109 | -0.76009 | -0.40066 | -0.15172 | 0.097227 | 0.45666
9/15/2012†* | 14 | Aggregate | All | 9/15/2012†*14AggregateAll | 15.2359 | 15.6973 | 16.3291 | 101.3617 | -1.8687 | -0.49207 | 0.4614 | 1.4149 | 2.7915 | -1.2369 | 0.13977 | 1.0932 | 2.0467 | 3.4234
9/15/2012†* | 14 | Average Per Device | 100% Cycling | 9/15/2012†*14Average Per Device100% Cycling | 2.0285 | 2.0841 | 2.2247 | 101.2609 | -0.25743 | -0.072486 | 0.055605 | 0.1837 | 0.36864 | -0.11681 | 0.068138 | 0.19623 | 0.32432 | 0.50926
9/15/2012†* | 14 | Average Per Device | 50% Cycling | 9/15/2012†*14Average Per Device50% Cycling | 2.4945 | 2.6082 | 2.3415 | 102.036 | -0.60035 | -0.17848 | 0.11371 | 0.4059 | 0.82776 | -0.8671 | -0.44523 | -0.15305 | 0.13914 | 0.56101
9/15/2012†* | 14 | Average Per Device | All | 9/15/2012†*14Average Per DeviceAll | 2.0891 | 2.1522 | 2.2399 | 101.3617 | -0.30201 | -0.086264 | 0.063159 | 0.21258 | 0.42833 | -0.21434 | 0.0013993 | 0.15082 | 0.30025 | 0.51599
9/15/2012†* | 14 | Average Per Premise | 100% Cycling | 9/15/2012†*14Average Per Premise100% Cycling | 2.3108 | 2.3741 | 2.5343 | 101.2609 | -0.24969 | -0.064747 | 0.063344 | 0.19143 | 0.37638 | -0.089498 | 0.095445 | 0.22354 | 0.35163 | 0.53657
9/15/2012†* | 14 | Average Per Premise | 50% Cycling | 9/15/2012†*14Average Per Premise50% Cycling | 2.9023 | 3.0346 | 2.7243 | 102.036 | -0.58176 | -0.15989 | 0.1323 | 0.42449 | 0.84635 | -0.89212 | -0.47026 | -0.17807 | 0.11412 | 0.53599
9/15/2012†* | 14 | Average Per Premise | All | 9/15/2012†*14Average Per PremiseAll | 2.3877 | 2.46 | 2.559 | 101.3617 | -0.29286 | -0.077115 | 0.072308 | 0.22173 | 0.43747 | -0.19384 | 0.021904 | 0.17133 | 0.32075 | 0.53649
9/15/2012†* | 14 | Average Per Ton | 100% Cycling | 9/15/2012†*14Average Per Ton100% Cycling | 0.56466 | 0.58014 | 0.61929 | 101.2609 | -0.29756 | -0.11261 | 0.015479 | 0.14357 | 0.32851 | -0.25841 | -0.073468 | 0.054623 | 0.18271 | 0.36766
9/15/2012†* | 14 | Average Per Ton | 50% Cycling | 9/15/2012†*14Average Per Ton50% Cycling | 0.7267 | 0.75983 | 0.68212 | 102.036 | -0.68093 | -0.25906 | 0.033126 | 0.32531 | 0.74718 | -0.75864 | -0.33677 | -0.044586 | 0.2476 | 0.66947
9/15/2012†* | 14 | Average Per Ton | All | 9/15/2012†*14Average Per TonAll | 0.58573 | 0.6035 | 0.62745 | 101.3617 | -0.34739 | -0.13165 | 0.017773 | 0.1672 | 0.38294 | -0.32344 | -0.1077 | 0.041726 | 0.19115 | 0.40689
9/15/2012†* | 15 | Aggregate | 100% Cycling | 9/15/2012†*15Aggregate100% Cycling | 8.7028 | 14.4219 | 15.395 | 98.2529 | 4.2198 | 5.1055 | 5.719 | 6.3325 | 7.2183 | 5.1929 | 6.0786 | 6.6921 | 7.3056 | 8.1914
9/15/2012†* | 15 | Aggregate | 50% Cycling | 9/15/2012†*15Aggregate50% Cycling | 2.1446 | 2.6255 | 2.357 | 98.7041 | -0.060526 | 0.25935 | 0.48089 | 0.70243 | 1.0223 | -0.32905 | -0.0091745 | 0.21237 | 0.43391 | 0.75379
9/15/2012†* | 15 | Aggregate | All | 9/15/2012†*15AggregateAll | 10.8262 | 17.0367 | 17.7523 | 98.3116 | 4.178 | 5.3788 | 6.2105 | 7.0422 | 8.243 | 4.8936 | 6.0944 | 6.9261 | 7.7578 | 8.9586
9/15/2012†* | 15 | Average Per Device | 100% Cycling | 9/15/2012†*15Average Per Device100% Cycling | 1.3817 | 2.2898 | 2.4443 | 98.2529 | 0.63684 | 0.79705 | 0.90801 | 1.019 | 1.1792 | 0.79134 | 0.95155 | 1.0625 | 1.1735 | 1.3337
9/15/2012†* | 15 | Average Per Device | 50% Cycling | 9/15/2012†*15Average Per Device50% Cycling | 2.1634 | 2.6485 | 2.3777 | 98.7041 | -0.15035 | 0.22509 | 0.48512 | 0.74514 | 1.1206 | -0.42123 | -0.045793 | 0.21423 | 0.47426 | 0.8497
9/15/2012†* | 15 | Average Per Device | All | 9/15/2012†*15Average Per DeviceAll | 1.4834 | 2.3364 | 2.4356 | 98.3116 | 0.53451 | 0.7227 | 0.85303 | 0.98337 | 1.1716 | 0.63371 | 0.8219 | 0.95223 | 1.0826 | 1.2708
9/15/2012†* | 15 | Average Per Premise | 100% Cycling | 9/15/2012†*15Average Per Premise100% Cycling | 1.574 | 2.6084 | 2.7844 | 98.2529 | 0.76321 | 0.92341 | 1.0344 | 1.1453 | 1.3055 | 0.9392 | 1.0994 | 1.2104 | 1.3213 | 1.4815
9/15/2012†* | 15 | Average Per Premise | 50% Cycling | 9/15/2012†*15Average Per Premise50% Cycling | 2.5171 | 3.0815 | 2.7664 | 98.7041 | -0.071041 | 0.3044 | 0.56443 | 0.82445 | 1.1999 | -0.38621 | -0.010768 | 0.24926 | 0.50929 | 0.88472
9/15/2012†* | 15 | Average Per Premise | All | 9/15/2012†*15Average Per PremiseAll | 1.6966 | 2.6699 | 2.7821 | 98.3116 | 0.65475 | 0.84294 | 0.97328 | 1.1036 | 1.2918 | 0.7669 | 0.95509 | 1.0854 | 1.2158 | 1.404
9/15/2012†* | 15 | Average Per Ton | 100% Cycling | 9/15/2012†*15Average Per Ton100% Cycling | 0.38463 | 0.63739 | 0.68039 | 98.2529 | -0.018408 | 0.1418 | 0.25276 | 0.36372 | 0.52392 | 0.024599 | 0.18481 | 0.29576 | 0.40672 | 0.56693
9/15/2012†* | 15 | Average Per Ton | 50% Cycling | 9/15/2012†*15Average Per Ton50% Cycling | 0.63025 | 0.77157 | 0.69266 | 98.7041 | -0.49414 | -0.1187 | 0.14132 | 0.40135 | 0.77679 | -0.57306 | -0.19762 | 0.062411 | 0.32244 | 0.69788
9/15/2012†* | 15 | Average Per Ton | All | 9/15/2012†*15Average Per TonAll | 0.41656 | 0.65483 | 0.68199 | 98.3116 | -0.080253 | 0.10793 | 0.23827 | 0.36861 | 0.5568 | -0.053096 | 0.13509 | 0.26543 | 0.39577 | 0.58395
9/15/2012†* | 16 | Aggregate | 100% Cycling | 9/15/2012†*16Aggregate100% Cycling | 6.9402 | 15.3975 | 16.4364 | 96.5577 | 7.0189 | 7.8687 | 8.4572 | 9.0458 | 9.8956 | 8.0578 | 8.9076 | 9.4962 | 10.0847 | 10.9345
9/15/2012†* | 16 | Aggregate | 50% Cycling | 9/15/2012†*16Aggregate50% Cycling | 1.9538 | 2.7409 | 2.4605 | 96.3177 | 0.29373 | 0.58517 | 0.78702 | 0.98887 | 1.2803 | 0.013404 | 0.30484 | 0.50669 | 0.70854 | 0.99998
9/15/2012†* | 16 | Aggregate | All | 9/15/2012†*16AggregateAll | 8.8707 | 18.1286 | 18.8988 | 96.5265 | 7.3334 | 8.4704 | 9.2579 | 10.0453 | 11.1823 | 8.1036 | 9.2406 | 10.0281 | 10.8156 | 11.9526
9/15/2012†* | 16 | Average Per Device | 100% Cycling | 9/15/2012†*16Average Per Device100% Cycling | 1.1019 | 2.4447 | 2.6096 | 96.5577 | 1.0826 | 1.2363 | 1.3428 | 1.4492 | 1.6029 | 1.2476 | 1.4013 | 1.5077 | 1.6142 | 1.7678
9/15/2012†* | 16 | Average Per Device | 50% Cycling | 9/15/2012†*16Average Per Device50% Cycling | 1.971 | 2.7649 | 2.4821 | 96.3177 | 0.21495 | 0.55702 | 0.79393 | 1.0308 | 1.3729 | -0.067833 | 0.27423 | 0.51114 | 0.74806 | 1.0901
9/15/2012†* | 16 | Average Per Device | All | 9/15/2012†*16Average Per DeviceAll | 1.2149 | 2.4863 | 2.593 | 96.5265 | 0.96981 | 1.148 | 1.2714 | 1.3948 | 1.573 | 1.0766 | 1.2547 | 1.3782 | 1.5016 | 1.6797
9/15/2012†* | 16 | Average Per Premise | 100% Cycling | 9/15/2012†*16Average Per Premise100% Cycling | 1.2552 | 2.7849 | 2.9728 | 96.5577 | 1.2695 | 1.4232 | 1.5296 | 1.6361 | 1.7898 | 1.4574 | 1.6111 | 1.7175 | 1.824 | 1.9777
9/15/2012†* | 16 | Average Per Premise | 50% Cycling | 9/15/2012†*16Average Per Premise50% Cycling | 2.2932 | 3.217 | 2.888 | 96.3177 | 0.34475 | 0.68681 | 0.92373 | 1.1606 | 1.5027 | 0.015732 | 0.3578 | 0.59471 | 0.83162 | 1.1737
9/15/2012†* | 16 | Average Per Premise | All | 9/15/2012†*16Average Per PremiseAll | 1.3902 | 2.841 | 2.9617 | 96.5265 | 1.1493 | 1.3274 | 1.4508 | 1.5743 | 1.7524 | 1.27 | 1.4481 | 1.5716 | 1.695 | 1.8731
9/15/2012†* | 16 | Average Per Ton | 100% Cycling | 9/15/2012†*16Average Per Ton100% Cycling | 0.30673 | 0.6805 | 0.72642 | 96.5577 | 0.11363 | 0.26733 | 0.37378 | 0.48022 | 0.63392 | 0.15955 | 0.31324 | 0.41969 | 0.52614 | 0.67984
9/15/2012†* | 16 | Average Per Ton | 50% Cycling | 9/15/2012†*16Average Per Ton50% Cycling | 0.57419 | 0.80548 | 0.7231 | 96.3177 | -0.34769 | -0.0056266 | 0.23129 | 0.4682 | 0.81027 | -0.43007 | -0.088007 | 0.14891 | 0.38582 | 0.72788
9/15/2012†* | 16 | Average Per Ton | All | 9/15/2012†*16Average Per TonAll | 0.3415 | 0.69675 | 0.72599 | 96.5265 | 0.053658 | 0.23184 | 0.35525 | 0.47866 | 0.65684 | 0.082896 | 0.26108 | 0.38449 | 0.5079 | 0.68608
9/15/2012†* | 17 | Aggregate | 100% Cycling | 9/15/2012†*17Aggregate100% Cycling | 7.439 | 15.1618 | 16.1848 | 95.5613 | 6.2943 | 7.1382 | 7.7228 | 8.3073 | 9.1512 | 7.3173 | 8.1613 | 8.7458 | 9.3303 | 10.1743
9/15/2012†* | 17 | Aggregate | 50% Cycling | 9/15/2012†*17Aggregate50% Cycling | 2.0786 | 2.7324 | 2.4529 | 94.7598 | 0.17554 | 0.45808 | 0.65376 | 0.84945 | 1.132 | -0.10392 | 0.17862 | 0.37431 | 0.56999 | 0.85253
9/15/2012†* | 17 | Aggregate | All | 9/15/2012†*17AggregateAll | 9.4931 | 17.8837 | 18.6388 | 95.4571 | 6.4908 | 7.6132 | 8.3907 | 9.1681 | 10.2906 | 7.2459 | 8.3683 | 9.1458 | 9.9232 | 11.0457
9/15/2012†* | 17 | Average Per Device | 100% Cycling | 9/15/2012†*17Average Per Device100% Cycling | 1.1811 | 2.4072 | 2.5697 | 95.5613 | 0.96778 | 1.1204 | 1.2261 | 1.3319 | 1.4845 | 1.1302 | 1.2828 | 1.3886 | 1.4943 | 1.6469
9/15/2012†* | 17 | Average Per Device | 50% Cycling | 9/15/2012†*17Average Per Device50% Cycling | 2.0969 | 2.7564 | 2.4745 | 94.7598 | 0.098211 | 0.42983 | 0.65951 | 0.88918 | 1.2208 | -0.1837 | 0.14792 | 0.3776 | 0.60727 | 0.93889
9/15/2012†* | 17 | Average Per Device | All | 9/15/2012†*17Average Per DeviceAll | 1.3001 | 2.4526 | 2.5573 | 95.4571 | 0.85474 | 1.0306 | 1.1525 | 1.2743 | 1.4502 | 0.9594 | 1.1353 | 1.2571 | 1.379 | 1.5549
9/15/2012†* | 17 | Average Per Premise | 100% Cycling | 9/15/2012†*17Average Per Premise100% Cycling | 1.3455 | 2.7422 | 2.9273 | 95.5613 | 1.1384 | 1.2911 | 1.3968 | 1.5025 | 1.6551 | 1.3234 | 1.4761 | 1.5818 | 1.6875 | 1.8402
9/15/2012†* | 17 | Average Per Premise | 50% Cycling | 9/15/2012†*17Average Per Premise50% Cycling | 2.4397 | 3.207 | 2.879 | 94.7598 | 0.20603 | 0.53765 | 0.76733 | 0.99701 | 1.3286 | -0.12197 | 0.20965 | 0.43933 | 0.66901 | 1.0006
9/15/2012†* | 17 | Average Per Premise | All | 9/15/2012†*17Average Per PremiseAll | 1.4877 | 2.8027 | 2.921 | 95.4571 | 1.0172 | 1.1931 | 1.3149 | 1.4368 | 1.6127 | 1.1355 | 1.3114 | 1.4333 | 1.5551 | 1.731
9/15/2012†* | 17 | Average Per Ton | 100% Cycling | 9/15/2012†*17Average Per Ton100% Cycling | 0.32877 | 0.67009 | 0.7153 | 95.5613 | 0.082954 | 0.23559 | 0.34131 | 0.44703 | 0.59967 | 0.12817 | 0.28081 | 0.38653 | 0.49225 | 0.64489
9/15/2012†* | 17 | Average Per Ton | 50% Cycling | 9/15/2012†*17Average Per Ton50% Cycling | 0.61086 | 0.80299 | 0.72086 | 94.7598 | -0.36917 | -0.037551 | 0.19213 | 0.4218 | 0.75342 | -0.4513 | -0.11968 | 0.11 | 0.33968 | 0.6713
9/15/2012†* | 17 | Average Per Ton | All | 9/15/2012†*17Average Per TonAll | 0.36545 | 0.68737 | 0.71603 | 95.4571 | 0.024178 | 0.20009 | 0.32192 | 0.44375 | 0.61966 | 0.052837 | 0.22875 | 0.35058 | 0.47241 | 0.64832
9/15/2012†* | 18 | Aggregate | 100% Cycling | 9/15/2012†*18Aggregate100% Cycling | 7.6069 | 14.5708 | 15.554 | 90.4841 | 5.6186 | 6.4134 | 6.9639 | 7.5144 | 8.3092 | 6.6017 | 7.3965 | 7.947 | 8.4975 | 9.2923
9/15/2012†* | 18 | Aggregate | 50% Cycling | 9/15/2012†*18Aggregate50% Cycling | 2.0823 | 2.7094 | 2.4323 | 90.2512 | 0.17182 | 0.44076 | 0.62702 | 0.81329 | 1.0822 | -0.10528 | 0.16366 | 0.34992 | 0.53619 | 0.80513
9/15/2012†* | 18 | Aggregate | All | 9/15/2012†*18AggregateAll | 9.6653 | 17.2679 | 17.9853 | 90.4538 | 5.8087 | 6.8686 | 7.6027 | 8.3367 | 9.3966 | 6.5261 | 7.586 | 8.32 | 9.0541 | 10.114
9/15/2012†* | 18 | Average Per Device | 100% Cycling | 9/15/2012†*18Average Per Device100% Cycling | 1.2078 | 2.3134 | 2.4695 | 90.4841 | 0.86234 | 1.0061 | 1.1057 | 1.2052 | 1.349 | 1.0184 | 1.1622 | 1.2617 | 1.3613 | 1.5051
9/15/2012†* | 18 | Average Per Device | 50% Cycling | 9/15/2012†*18Average Per Device50% Cycling | 2.1006 | 2.7332 | 2.4536 | 90.2512 | 0.098257 | 0.41391 | 0.63253 | 0.85115 | 1.1668 | -0.18128 | 0.13438 | 0.353 | 0.57162 | 0.88727
9/15/2012†* | 18 | Average Per Device | All | 9/15/2012†*18Average Per DeviceAll | 1.3238 | 2.368 | 2.4674 | 90.4538 | 0.76301 | 0.92911 | 1.0441 | 1.1592 | 1.3253 | 0.86247 | 1.0286 | 1.1436 | 1.2586 | 1.4247
9/15/2012†* | 18 | Average Per Premise | 100% Cycling | 9/15/2012†*18Average Per Premise100% Cycling | 1.3758 | 2.6353 | 2.8132 | 90.4841 | 1.0162 | 1.16 | 1.2595 | 1.3591 | 1.5028 | 1.194 | 1.3378 | 1.4373 | 1.5369 | 1.6806
9/15/2012†* | 18 | Average Per Premise | 50% Cycling | 9/15/2012†*18Average Per Premise50% Cycling | 2.444 | 3.18 | 2.8548 | 90.2512 | 0.20167 | 0.51732 | 0.73594 | 0.95457 | 1.2702 | -0.12357 | 0.19209 | 0.41071 | 0.62933 | 0.94499
9/15/2012†* | 18 | Average Per Premise | All | 9/15/2012†*18Average Per PremiseAll | 1.5147 | 2.7061 | 2.8186 | 90.4538 | 0.91031 | 1.0764 | 1.1915 | 1.3065 | 1.4726 | 1.0227 | 1.1888 | 1.3039 | 1.4189 | 1.585
9/15/2012†* | 18 | Average Per Ton | 100% Cycling | 9/15/2012†*18Average Per Ton100% Cycling | 0.3362 | 0.64397 | 0.68742 | 90.4841 | 0.064461 | 0.20821 | 0.30777 | 0.40734 | 0.55109 | 0.10791 | 0.25166 | 0.35123 | 0.45079 | 0.59454
9/15/2012†* | 18 | Average Per Ton | 50% Cycling | 9/15/2012†*18Average Per Ton50% Cycling | 0.61195 | 0.79622 | 0.71479 | 90.2512 | -0.35001 | -0.034353 | 0.18427 | 0.40289 | 0.71854 | -0.43144 | -0.11579 | 0.10284 | 0.32146 | 0.63711
9/15/2012†* | 18 | Average Per Ton | All | 9/15/2012†*18Average Per TonAll | 0.37204 | 0.66376 | 0.69098 | 90.4538 | 0.01058 | 0.17668 | 0.29172 | 0.40676 | 0.57286 | 0.037796 | 0.2039 | 0.31893 | 0.43397 | 0.60007
9/15/2012†* | 19 | Aggregate | 100% Cycling | 9/15/2012†*19Aggregate100% Cycling | 13.9136 | 13.3531 | 14.2541 | 86.404 | -2.1103 | -1.1947 | -0.5605 | 0.073676 | 0.98933 | -1.2094 | -0.2937 | 0.34048 | 0.97466 | 1.8903
9/15/2012†* | 19 | Aggregate | 50% Cycling | 9/15/2012†*19Aggregate50% Cycling | 2.5913 | 2.6292 | 2.3603 | 85.6358 | -0.49234 | -0.17909 | 0.037868 | 0.25483 | 0.56808 | -0.76124 | -0.44799 | -0.23103 | -0.014071 | 0.29918
9/15/2012†* | 19 | Aggregate | All | 9/15/2012†*19AggregateAll | 16.4931 | 15.9672 | 16.61 | 86.3042 | -2.5983 | -1.3739 | -0.52591 | 0.32208 | 1.5464 | -1.9554 | -0.73106 | 0.11693 | 0.96492 | 2.1893
9/15/2012†* | 19 | Average Per Device | 100% Cycling | 9/15/2012†*19Average Per Device100% Cycling | 2.2091 | 2.1201 | 2.2631 | 86.404 | -0.3693 | -0.20369 | -0.088991 | 0.02571 | 0.19132 | -0.22625 | -0.060642 | 0.054058 | 0.16876 | 0.33437
9/15/2012†* | 19 | Average Per Device | 50% Cycling | 9/15/2012†*19Average Per Device50% Cycling | 2.6141 | 2.6523 | 2.381 | 85.6358 | -0.58411 | -0.21645 | 0.038201 | 0.29285 | 0.66052 | -0.85538 | -0.48771 | -0.23306 | 0.021587 | 0.38926
9/15/2012†* | 19 | Average Per Device | All | 9/15/2012†*19Average Per DeviceAll | 2.2617 | 2.1892 | 2.2784 | 86.3042 | -0.39723 | -0.20535 | -0.072456 | 0.060437 | 0.25231 | -0.30804 | -0.11616 | 0.016733 | 0.14963 | 0.3415
9/15/2012†* | 19 | Average Per Premise | 100% Cycling | 9/15/2012†*19Average Per Premise100% Cycling | 2.5165 | 2.4151 | 2.5781 | 86.404 | -0.38168 | -0.21608 | -0.10138 | 0.013325 | 0.17893 | -0.21873 | -0.053119 | 0.061581 | 0.17628 | 0.34189
9/15/2012†* | 19 | Average Per Premise | 50% Cycling | 9/15/2012†*19Average Per Premise50% Cycling | 3.0414 | 3.0859 | 2.7703 | 85.6358 | -0.57787 | -0.2102 | 0.044446 | 0.29909 | 0.66676 | -0.89348 | -0.52581 | -0.27116 | -0.016515 | 0.35115
9/15/2012†* | 19 | Average Per Premise | All | 9/15/2012†*19Average Per PremiseAll | 2.5847 | 2.5023 | 2.603 | 86.3042 | -0.40719 | -0.21531 | -0.082418 | 0.050475 | 0.24235 | -0.30645 | -0.11457 | 0.018325 | 0.15122 | 0.3431
9/15/2012†* | 19 | Average Per Ton | 100% Cycling | 9/15/2012†*19Average Per Ton100% Cycling | 0.61492 | 0.59015 | 0.62997 | 86.404 | -0.30508 | -0.13947 | -0.024772 | 0.089929 | 0.25554 | -0.26526 | -0.099653 | 0.015048 | 0.12975 | 0.29536
9/15/2012†* | 19 | Average Per Ton | 50% Cycling | 9/15/2012†*19Average Per Ton50% Cycling | 0.76152 | 0.77265 | 0.69363 | 85.6358 | -0.61119 | -0.24352 | 0.011128 | 0.26578 | 0.63344 | -0.69021 | -0.32254 | -0.067895 | 0.18675 | 0.55442
9/15/2012†* | 19 | Average Per Ton | All | 9/15/2012†*19Average Per TonAll | 0.63398 | 0.61388 | 0.63825 | 86.3042 | -0.34488 | -0.153 | -0.020105 | 0.11279 | 0.30467 | -0.32051 | -0.12863 | 0.0042654 | 0.13716 | 0.32904
9/15/2012†* | 20 | Aggregate | 100% Cycling | 9/15/2012†*20Aggregate100% Cycling | 16.8414 | 12.5522 | 13.3992 | 80.3275 | -5.9937 | -4.9867 | -4.2892 | -3.5917 | -2.5847 | -5.1468 | -4.1397 | -3.4422 | -2.7448 | -1.7377
9/15/2012†* | 20 | Aggregate | 50% Cycling | 9/15/2012†*20Aggregate50% Cycling | 2.1871 | 2.4652 | 2.2131 | 79.3131 | -0.22762 | 0.071193 | 0.27815 | 0.48511 | 0.78393 | -0.47976 | -0.18094 | 0.026019 | 0.23298 | 0.53179
9/15/2012†* | 20 | Aggregate | All | 9/15/2012†*20AggregateAll | 19.0393 | 15.0035 | 15.6084 | 80.1957 | -6.2397 | -4.9376 | -4.0358 | -3.134 | -1.8319 | -5.6348 | -4.3327 | -3.4309 | -2.5291 | -1.227
9/15/2012†* | 20 | Average Per Device | 100% Cycling | 9/15/2012†*20Average Per Device100% Cycling | 2.6739 | 1.9929 | 2.1274 | 80.3275 | -0.98928 | -0.80714 | -0.68099 | -0.55485 | -0.37271 | -0.85481 | -0.67267 | -0.54652 | -0.42038 | -0.23824
9/15/2012†* | 20 | Average Per Device | 50% Cycling | 9/15/2012†*20Average Per Device50% Cycling | 2.2063 | 2.4869 | 2.2326 | 79.3131 | -0.31304 | 0.037686 | 0.2806 | 0.52351 | 0.87423 | -0.56739 | -0.21666 | 0.026248 | 0.26916 | 0.61988
9/15/2012†* | 20 | Average Per Device | All | 9/15/2012†*20Average Per DeviceAll | 2.6131 | 2.0571 | 2.1411 | 80.1957 | -0.90137 | -0.69731 | -0.55599 | -0.41466 | -0.21061 | -0.81744 | -0.61339 | -0.47206 | -0.33074 | -0.12668
9/15/2012†* | 20 | Average Per Premise | 100% Cycling | 9/15/2012†*20Average Per Premise100% Cycling | 3.046 | 2.2703 | 2.4234 | 80.3275 | -1.084 | -0.90191 | -0.77576 | -0.64962 | -0.46748 | -0.93087 | -0.74873 | -0.62258 | -0.49643 | -0.31429
9/15/2012†* | 20 | Average Per Premise | 50% Cycling | 9/15/2012†*20Average Per Premise50% Cycling | 2.567 | 2.8935 | 2.5975 | 79.3131 | -0.26716 | 0.08356 | 0.32647 | 0.56938 | 0.9201 | -0.56309 | -0.21237 | 0.030539 | 0.27345 | 0.62417
9/15/2012†* | 20 | Average Per Premise | All | 9/15/2012†*20Average Per PremiseAll | 2.9837 | 2.3513 | 2.4461 | 80.1957 | -0.97785 | -0.7738 | -0.63247 | -0.49115 | -0.28709 | -0.88305 | -0.679 | -0.53767 | -0.39635 | -0.19229
9/15/2012†* | 20 | Average Per Ton | 100% Cycling | 9/15/2012†*20Average Per Ton100% Cycling | 0.74432 | 0.55476 | 0.59219 | 80.3275 | -0.49785 | -0.31571 | -0.18956 | -0.063417 | 0.11872 | -0.46042 | -0.27828 | -0.15213 | -0.025985 | 0.15615
9/15/2012†* | 20 | Average Per Ton | 50% Cycling | 9/15/2012†*20Average Per Ton50% Cycling | 0.64274 | 0.72448 | 0.65039 | 79.3131 | -0.51189 | -0.16117 | 0.081743 | 0.32465 | 0.67538 | -0.58599 | -0.23526 | 0.0076464 | 0.25056 | 0.60128
9/15/2012†* | 20 | Average Per Ton | All | 9/15/2012†*20Average Per TonAll | 0.73112 | 0.57682 | 0.59975 | 80.1957 | -0.49967 | -0.29562 | -0.15429 | -0.012968 | 0.19109 | -0.47674 | -0.27269 | -0.13136 | 0.0099653 | 0.21402
9/15/2012†* | 21 | Aggregate | 100% Cycling | 9/15/2012†*21Aggregate100% Cycling | 15.8295 | 11.7152 | 12.5057 | 77.8529 | -5.7637 | -4.7892 | -4.1143 | -3.4394 | -2.465 | -4.9732 | -3.9988 | -3.3239 | -2.649 | -1.6745
9/15/2012†* | 21 | Aggregate | 50% Cycling | 9/15/2012†*21Aggregate50% Cycling | 1.7701 | 2.1734 | 1.9511 | 77.5603 | -0.030509 | 0.22577 | 0.40327 | 0.58077 | 0.83705 | -0.25279 | 0.0034875 | 0.18099 | 0.35849 | 0.61477
9/15/2012†* | 21 | Aggregate | All | 9/15/2012†*21AggregateAll | 17.6173 | 13.8789 | 14.4562 | 77.8149 | -5.8168 | -4.5889 | -3.7384 | -2.888 | -1.66 | -5.2396 | -4.0116 | -3.1612 | -2.3107 | -1.0828
9/15/2012†* | 21 | Average Per Device | 100% Cycling | 9/15/2012†*21Average Per Device100% Cycling | 2.5133 | 1.86 | 1.9855 | 77.8529 | -0.95154 | -0.7753 | -0.65323 | -0.53117 | -0.35492 | -0.82604 | -0.6498 | -0.52773 | -0.40566 | -0.22942
9/15/2012†* | 21 | Average Per Device | 50% Cycling | 9/15/2012†*21Average Per Device50% Cycling | 1.7857 | 2.1925 | 1.9682 | 77.5603 | -0.10232 | 0.19848 | 0.40681 | 0.61515 | 0.91595 | -0.32655 | -0.025756 | 0.18258 | 0.39091 | 0.69171
9/15/2012†* | 21 | Average Per Device | All | 9/15/2012†*21Average Per DeviceAll | 2.4187 | 1.9032 | 1.9833 | 77.8149 | -0.84114 | -0.64871 | -0.51543 | -0.38215 | -0.18971 | -0.76111 | -0.56867 | -0.43539 | -0.30211 | -0.10967
9/15/2012†* | 21 | Average Per Premise | 100% Cycling | 9/15/2012†*21Average Per Premise100% Cycling | 2.863 | 2.1189 | 2.2618 | 77.8529 | -1.0424 | -0.8662 | -0.74414 | -0.62207 | -0.44583 | -0.89948 | -0.72324 | -0.60117 | -0.47911 | -0.30286
9/15/2012†* | 21 | Average Per Premise | 50% Cycling | 9/15/2012†*21Average Per Premise50% Cycling | 2.0776 | 2.5509 | 2.29 | 77.5603 | -0.035809 | 0.26499 | 0.47332 | 0.68166 | 0.98245 | -0.29671 | 0.0040933 | 0.21243 | 0.42076 | 0.72156
9/15/2012†* | 21 | Average Per Premise | All | 9/15/2012†*21Average Per PremiseAll | 2.7609 | 2.175 | 2.2655 | 77.8149 | -0.91158 | -0.71915 | -0.58587 | -0.45259 | -0.26015 | -0.82112 | -0.62868 | -0.4954 | -0.36212 | -0.16969
9/15/2012†* | 21 | Average Per Ton | 100% Cycling | 9/15/2012†*21Average Per Ton100% Cycling | 0.6996 | 0.51776 | 0.5527 | 77.8529 | -0.48015 | -0.3039 | -0.18184 | -0.059771 | 0.11647 | -0.44521 | -0.26897 | -0.1469 | -0.024836 | 0.15141
9/15/2012†* | 21 | Average Per Ton | 50% Cycling | 9/15/2012†*21Average Per Ton50% Cycling | 0.5202 | 0.63871 | 0.57339 | 77.5603 | -0.39062 | -0.08982 | 0.11851 | 0.32685 | 0.62764 | -0.45594 | -0.15514 | 0.053188 | 0.26152 | 0.56232
9/15/2012†* | 21 | Average Per Ton | All | 9/15/2012†*21Average Per TonAll | 0.67628 | 0.53349 | 0.55539 | 77.8149 | -0.46851 | -0.27607 | -0.14279 | -0.0095113 | 0.18292 | -0.44661 | -0.25417 | -0.12089 | 0.012391 | 0.20483
9/15/2012†* | 22 | Aggregate | 100% Cycling | 9/15/2012†*22Aggregate100% Cycling | 13.5175 | 9.7229 | 10.3789 | 75.0138 | -5.2543 | -4.3919 | -3.7947 | -3.1974 | -2.335 | -4.5983 | -3.7359 | -3.1386 | -2.5413 | -1.679
9/15/2012†* | 22 | Aggregate | 50% Cycling | 9/15/2012†*22Aggregate50% Cycling | 1.5781 | 1.5851 | 1.4229 | 75.2073 | -0.35819 | -0.14243 | 0.0070055 | 0.15644 | 0.37221 | -0.52031 | -0.30454 | -0.15511 | -0.00567 | 0.21009
9/15/2012†* | 22 | Aggregate | All | 9/15/2012†*22AggregateAll | 15.1089 | 11.3056 | 11.8065 | 75.039 | -5.6244 | -4.5485 | -3.8033 | -3.0581 | -1.9821 | -5.1236 | -4.0476 | -3.3024 | -2.5572 | -1.4812
9/15/2012†* | 22 | Average Per Device | 100% Cycling | 9/15/2012†*22Average Per Device100% Cycling | 2.1462 | 1.5437 | 1.6479 | 75.0138 | -0.86648 | -0.71051 | -0.60248 | -0.49445 | -0.33848 | -0.76232 | -0.60635 | -0.49832 | -0.39029 | -0.23432
9/15/2012†* | 22 | Average Per Device | 50% Cycling | 9/15/2012†*22Average Per Device50% Cycling | 1.5919 | 1.599 | 1.4354 | 75.2073 | -0.42157 | -0.16833 | 0.0070671 | 0.18246 | 0.43571 | -0.58511 | -0.33187 | -0.15647 | 0.018926 | 0.27217
9/15/2012†* | 22 | Average Per Device | All | 9/15/2012†*22Average Per DeviceAll | 2.0741 | 1.5509 | 1.6202 | 75.039 | -0.80864 | -0.64002 | -0.52324 | -0.40645 | -0.23783 | -0.73928 | -0.57066 | -0.45388 | -0.33709 | -0.16847
9/15/2012†* | 22 | Average Per Premise | 100% Cycling | 9/15/2012†*22Average Per Premise100% Cycling | 2.4448 | 1.7585 | 1.8772 | 75.0138 | -0.95032 | -0.79435 | -0.68632 | -0.57829 | -0.42232 | -0.83167 | -0.67569 | -0.56767 | -0.45964 | -0.30366
9/15/2012†* | 22 | Average Per Premise | 50% Cycling | 9/15/2012†*22Average Per Premise50% Cycling | 1.8522 | 1.8604 | 1.6701 | 75.2073 | -0.42042 | -0.16717 | 0.0082225 | 0.18362 | 0.43686 | -0.61069 | -0.35745 | -0.18205 | -0.0066549 | 0.24659
9/15/2012†* | 22 | Average Per Premise | All | 9/15/2012†*22Average Per PremiseAll | 2.3678 | 1.7718 | 1.8503 | 75.039 | -0.88143 | -0.71282 | -0.59603 | -0.47924 | -0.31063 | -0.80294 | -0.63432 | -0.51754 | -0.40075 | -0.23213
9/15/2012†* | 22 | Average Per Ton | 100% Cycling | 9/15/2012†*22Average Per Ton100% Cycling | 0.59742 | 0.42971 | 0.45871 | 75.0138 | -0.43171 | -0.27574 | -0.16771 | -0.059681 | 0.096293 | -0.40272 | -0.24674 | -0.13871 | -0.030687 | 0.12529
9/15/2012†* | 22 | Average Per Ton | 50% Cycling | 9/15/2012†*22Average Per Ton50% Cycling | 0.46376 | 0.46581 | 0.41817 | 75.2073 | -0.42658 | -0.17334 | 0.0020588 | 0.17745 | 0.4307 | -0.47422 | -0.22098 | -0.045583 | 0.12981 | 0.38306
9/15/2012†* | 22 | Average Per Ton | All | 9/15/2012†*22Average Per TonAll | 0.58004 | 0.4344 | 0.45344 | 75.039 | -0.43104 | -0.26242 | -0.14564 | -0.028854 | 0.13977 | -0.41201 | -0.24339 | -0.12661 | -0.009822 | 0.1588
9/15/2012†* | 23 | Aggregate | 100% Cycling | 9/15/2012†*23Aggregate100% Cycling | 10.1256 | 8.3619 | 8.9261 | 72.2446 | -2.9831 | -2.2626 | -1.7636 | -1.2647 | -0.54421 | -2.4189 | -1.6984 | -1.1994 | -0.70044 | 0.020007
9/15/2012†* | 23 | Aggregate | 50% Cycling | 9/15/2012†*23Aggregate50% Cycling | 1.1886 | 1.2014 | 1.0785 | 72.0832 | -0.30276 | -0.11631 | 0.012823 | 0.14196 | 0.32841 | -0.42564 | -0.23919 | -0.11005 | 0.019082 | 0.20553
9/15/2012†* | 23 | Aggregate | All | 9/15/2012†*23AggregateAll | 11.324 | 9.5656 | 10.0125 | 72.2236 | -3.29 | -2.3851 | -1.7583 | -1.1316 | -0.22667 | -2.8431 | -1.9382 | -1.3114 | -0.68471 | 0.2202
9/15/2012†* | 23 | Average Per Device | 100% Cycling | 9/15/2012†*23Average Per Device100% Cycling | 1.6076 | 1.3276 | 1.4172 | 72.2446 | -0.50056 | -0.37026 | -0.28001 | -0.18976 | -0.05946 | -0.41098 | -0.28068 | -0.19043 | -0.10018 | 0.03012
9/15/2012†* | 23 | Average Per Device | 50% Cycling | 9/15/2012†*23Average Per Device50% Cycling | 1.199 | 1.212 | 1.088 | 72.0832 | -0.35747 | -0.13863 | 0.012935 | 0.1645 | 0.38334 | -0.48143 | -0.26259 | -0.11102 | 0.040547 | 0.25939
9/15/2012†* | 23 | Average Per Device | All | 9/15/2012†*23Average Per DeviceAll | 1.5545 | 1.3126 | 1.3744 | 72.2236 | -0.48196 | -0.34015 | -0.24193 | -0.14371 | -0.0018962 | -0.42014 | -0.27833 | -0.18011 | -0.081889 | 0.059924
9/15/2012†* | 23 | Average Per Premise | 100% Cycling | 9/15/2012†*23Average Per Premise100% Cycling | 1.8314 | 1.5124 | 1.6144 | 72.2446 | -0.53953 | -0.40923 | -0.31898 | -0.22873 | -0.098428 | -0.43748 | -0.30718 | -0.21693 | -0.12668 | 0.0036185
9/15/2012†* | 23 | Average Per Premise | 50% Cycling | 9/15/2012†*23Average Per Premise50% Cycling | 1.3951 | 1.4101 | 1.2659 | 72.0832 | -0.35536 | -0.13652 | 0.01505 | 0.16662 | 0.38546 | -0.49958 | -0.28074 | -0.12917 | 0.022396 | 0.24124
9/15/2012†* | 23 | Average Per Premise | All | 9/15/2012†*23Average Per PremiseAll | 1.7746 | 1.4991 | 1.5691 | 72.2236 | -0.51559 | -0.37377 | -0.27556 | -0.17734 | -0.035523 | -0.44556 | -0.30374 | -0.20552 | -0.1073 | 0.034509
9/15/2012†* | 23 | Average Per Ton | 100% Cycling | 9/15/2012†*23Average Per Ton100% Cycling | 0.44751 | 0.36956 | 0.3945 | 72.2446 | -0.2985 | -0.16819 | -0.077945 | 0.012302 | 0.14261 | -0.27356 | -0.14326 | -0.05301 | 0.037238 | 0.16754
9/15/2012†* | 23 | Average Per Ton | 50% Cycling | 9/15/2012†*23Average Per Ton50% Cycling | 0.3493 | 0.35307 | 0.31696 | 72.0832 | -0.36664 | -0.1478 | 0.0037683 | 0.15534 | 0.37417 | -0.40275 | -0.18391 | -0.032342 | 0.11922 | 0.33806
9/15/2012†* | 23 | Average Per Ton | All | 9/15/2012†*23Average Per TonAll | 0.43474 | 0.36742 | 0.38442 | 72.2236 | -0.30736 | -0.16554 | -0.067323 | 0.030897 | 0.17271 | -0.29036 | -0.14854 | -0.050323 | 0.047897 | 0.18971
9/15/2012†* | 24 | Aggregate | 100% Cycling | 9/15/2012†*24Aggregate100% Cycling | 7.7065 | 6.7038 | 7.1561 | 70.5822 | -2.0099 | -1.4149 | -1.0027 | -0.59059 | 0.0044591 | -1.5576 | -0.96253 | -0.55039 | -0.13826 | 0.45679
9/15/2012†* | 24 | Aggregate | 50% Cycling | 9/15/2012†*24Aggregate50% Cycling | 0.90961 | 0.9228 | 0.82842 | 70.5505 | -0.25518 | -0.096627 | 0.013188 | 0.123 | 0.28156 | -0.34956 | -0.19101 | -0.081192 | 0.028623 | 0.18718
9/15/2012†* | 24 | Aggregate | All | 9/15/2012†*24AggregateAll | 8.6235 | 7.6295 | 7.9918 | 70.578 | -2.2665 | -1.5147 | -0.99396 | -0.47324 | 0.27861 | -1.9043 | -1.1524 | -0.63168 | -0.11096 | 0.64089
9/15/2012†* | 24 | Average Per Device | 100% Cycling | 9/15/2012†*24Average Per Device100% Cycling | 1.2236 | 1.0644 | 1.1362 | 70.5822 | -0.34137 | -0.23374 | -0.1592 | -0.084662 | 0.022961 | -0.26955 | -0.16193 | -0.087386 | -0.012846 | 0.094778
9/15/2012†* | 24 | Average Per Device | 50% Cycling | 9/15/2012†*24Average Per Device50% Cycling | 0.9176 | 0.93091 | 0.8357 | 70.5505 | -0.30168 | -0.11559 | 0.013304 | 0.14219 | 0.32829 | -0.39689 | -0.2108 | -0.081905 | 0.046986 | 0.23308
9/15/2012†* | 24 | Average Per Device | All | 9/15/2012†*24Average Per DeviceAll | 1.1838 | 1.047 | 1.0971 | 70.578 | -0.33621 | -0.21838 | -0.13678 | -0.055171 | 0.062655 | -0.2861 | -0.16828 | -0.086673 | -0.0050678 | 0.11276
9/15/2012†* | 24 | Average Per Premise | 100% Cycling | 9/15/2012†*24Average Per Premise100% Cycling | 1.3938 | 1.2125 | 1.2943 | 70.5822 | -0.36352 | -0.2559 | -0.18136 | -0.10682 | 0.0008065 | -0.28171 | -0.17409 | -0.099547 | -0.025007 | 0.082617
9/15/2012†* | 24 | Average Per Premise | 50% Cycling | 9/15/2012†*24Average Per Premise50% Cycling | 1.0676 | 1.0831 | 0.97233 | 70.5505 | -0.29951 | -0.11341 | 0.015479 | 0.14437 | 0.33047 | -0.41028 | -0.22419 | -0.095296 | 0.033595 | 0.21969
9/15/2012†* | 24 | Average Per Premise | All | 9/15/2012†*24Average Per PremiseAll | 1.3514 | 1.1957 | 1.2524 | 70.578 | -0.3552 | -0.23737 | -0.15577 | -0.074163 | 0.043662 | -0.29843 | -0.1806 | -0.098994 | -0.017389 | 0.10044
9/15/2012†* | 24 | Average Per Ton | 100% Cycling | 9/15/2012†*24Average Per Ton100% Cycling | 0.3406 | 0.29628 | 0.31627 | 70.5822 | -0.22648 | -0.11886 | -0.044316 | 0.030224 | 0.13785 | -0.20649 | -0.098865 | -0.024325 | 0.050215 | 0.15784
9/15/2012†* | 24 | Average Per Ton | 50% Cycling | 9/15/2012†*24Average Per Ton50% Cycling | 0.26732 | 0.27119 | 0.24346 | 70.5505 | -0.31111 | -0.12502 | 0.0038757 | 0.13277 | 0.31886 | -0.33885 | -0.15275 | -0.02386 | 0.10503 | 0.29113
9/15/2012†* | 24 | Average Per Ton | All | 9/15/2012†*24Average Per TonAll | 0.33107 | 0.29302 | 0.3068 | 70.578 | -0.23748 | -0.11966 | -0.038051 | 0.043554 | 0.16138 | -0.2237 | -0.10587 | -0.024265 | 0.057341 | 0.17517
Average Two Hour Event Day‡ | 1 | Aggregate | 100% Cycling | Average Two Hour Event Day‡1Aggregate100% Cycling | 10.8731 | 11.0276 |  | 69.7425 | -0.26265 | -0.016203 | 0.15449 | 0.32518 | 0.57162
Average Two Hour Event Day‡ | 1 | Aggregate | 50% Cycling | Average Two Hour Event Day‡1Aggregate50% Cycling | 10.3289 | 10.437 |  | 69.9617 | -0.31262 | -0.064037 | 0.10813 | 0.28031 | 0.52889
Average Two Hour Event Day‡ | 1 | Aggregate | All | Average Two Hour Event Day‡1AggregateAll | 21.2098 | 21.4722 |  | 69.8456 | -0.57605 | -0.080699 | 0.26238 | 0.60545 | 1.1008
Average Two Hour Event Day‡ | 1 | Average Per Device | 100% Cycling | Average Two Hour Event Day‡1Average Per Device100% Cycling | 0.74985 | 0.76051 |  | 69.7425 | -0.023398 | -0.0032798 | 0.010654 | 0.024588 | 0.044706
Average Two Hour Event Day‡ | 1 | Average Per Device | 50% Cycling | Average Two Hour Event Day‡1Average Per Device50% Cycling | 0.83045 | 0.83914 |  | 69.9617 | -0.03071 | -0.0074298 | 0.0086941 | 0.024818 | 0.048098
Average Two Hour Event Day‡ | 1 | Average Per Device | All | Average Two Hour Event Day‡1Average Per DeviceAll | 0.78773 | 0.79747 |  | 69.8456 | -0.026835 | -0.0052303 | 0.0097329 | 0.024696 | 0.046301
Average Two Hour Event Day‡ | 1 | Average Per Premise | 100% Cycling | Average Two Hour Event Day‡1Average Per Premise100% Cycling | 0.8876 | 0.90021 |  | 69.7425 | -0.021441 | -0.0013227 | 0.012611 | 0.026545 | 0.046663
Average Two Hour Event Day‡ | 1 | Average Per Premise | 50% Cycling | Average Two Hour Event Day‡1Average Per Premise50% Cycling | 0.96731 | 0.97744 |  | 69.9617 | -0.029277 | -0.0059971 | 0.010127 | 0.026251 | 0.049531
Average Two Hour Event Day‡ | 1 | Average Per Premise | All | Average Two Hour Event Day‡1Average Per PremiseAll | 0.92506 | 0.93651 |  | 69.8456 | -0.025124 | -0.0035197 | 0.011444 | 0.026407 | 0.048011
Average Two Hour Event Day‡ | 1 | Average Per Ton | 100% Cycling | Average Two Hour Event Day‡1Average Per Ton100% Cycling | 0.20736 | 0.21031 |  | 69.7425 | -0.031106 | -0.010988 | 0.0029462 | 0.01688 | 0.036998
Average Two Hour Event Day‡ | 1 | Average Per Ton | 50% Cycling | Average Two Hour Event Day‡1Average Per Ton50% Cycling | 0.23925 | 0.24176 |  | 69.9617 | -0.0369 | -0.013619 | 0.0025047 | 0.018629 | 0.041909
Average Two Hour Event Day‡ | 1 | Average Per Ton | All | Average Two Hour Event Day‡1Average Per TonAll | 0.22235 | 0.22509 |  | 69.8456 | -0.033829 | -0.012224 | 0.0027387 | 0.017702 | 0.039306
Average Two Hour Event Day‡ | 2 | Aggregate | 100% Cycling | Average Two Hour Event Day‡2Aggregate100% Cycling | 9.4315 | 9.6945 |  | 69.4064 | -0.10794 | 0.11122 | 0.263 | 0.41479 | 0.63395
Average Two Hour Event Day‡ | 2 | Aggregate | 50% Cycling | Average Two Hour Event Day‡2Aggregate50% Cycling | 9.0347 | 9.0113 |  | 69.5396 | -0.39229 | -0.17437 | -0.023438 | 0.12749 | 0.34541
Average Two Hour Event Day‡ | 2 | Aggregate | All | Average Two Hour Event Day‡2AggregateAll | 18.4737 | 18.711 |  | 69.469 | -0.50297 | -0.065645 | 0.23724 | 0.54013 | 0.97746
Average Two Hour Event Day‡ | 2 | Average Per Device | 100% Cycling | Average Two Hour Event Day‡2Average Per Device100% Cycling | 0.65044 | 0.66858 |  | 69.4064 | -0.012143 | 0.0057471 | 0.018138 | 0.030529 | 0.048419
Average Two Hour Event Day‡ | 2 | Average Per Device | 50% Cycling | Average Two Hour Event Day‡2Average Per Device50% Cycling | 0.7264 | 0.72451 |  | 69.5396 | -0.036427 | -0.016019 | -0.0018845 | 0.01225 | 0.032659
Average Two Hour Event Day‡ | 2 | Average Per Device | All | Average Two Hour Event Day‡2Average Per DeviceAll | 0.68614 | 0.69487 |  | 69.469 | -0.023557 | -0.004483 | 0.0087274 | 0.021938 | 0.041012
Average Two Hour Event Day‡ | 2 | Average Per Premise | 100% Cycling | Average Two Hour Event Day‡2Average Per Premise100% Cycling | 0.76992 | 0.79139 |  | 69.4064 | -0.0088113 | 0.009079 | 0.02147 | 0.033861 | 0.051751
Average Two Hour Event Day‡ | 2 | Average Per Premise | 50% Cycling | Average Two Hour Event Day‡2Average Per Premise50% Cycling | 0.84611 | 0.84391 |  | 69.5396 | -0.036738 | -0.01633 | -0.002195 | 0.01194 | 0.032348
Average Two Hour Event Day‡ | 2 | Average Per Premise | All | Average Two Hour Event Day‡2Average Per PremiseAll | 0.80573 | 0.81608 |  | 69.469 | -0.021937 | -0.0028631 | 0.010347 | 0.023558 | 0.042632
Average Two Hour Event Day‡ | 2 | Average Per Ton | 100% Cycling | Average Two Hour Event Day‡2Average Per Ton100% Cycling | 0.17987 | 0.18488 |  | 69.4064 | -0.025265 | -0.0073751 | 0.0050157 | 0.017406 | 0.035297
Average Two Hour Event Day‡ | 2 | Average Per Ton | 50% Cycling | Average Two Hour Event Day‡2Average Per Ton50% Cycling | 0.20927 | 0.20873 |  | 69.5396 | -0.035086 | -0.014678 | -0.0005429 | 0.013592 | 0.034
Average Two Hour Event Day‡ | 2 | Average Per Ton | All | Average Two Hour Event Day‡2Average Per TonAll | 0.19369 | 0.19609 |  | 69.469 | -0.029881 | -0.010807 | 0.0024032 | 0.015614 | 0.034687
Average Two Hour Event Day‡ | 3 | Aggregate | 100% Cycling | Average Two Hour Event Day‡3Aggregate100% Cycling | 8.6558 | 8.992 |  | 68.7397 | -0.015007 | 0.19245 | 0.33613 | 0.47982 | 0.68727
Average Two Hour Event Day‡ | 3 | Aggregate | 50% Cycling | Average Two Hour Event Day‡3Aggregate50% Cycling | 8.1215 | 8.1122 |  | 68.8201 | -0.32691 | -0.13928 | -0.0093248 | 0.12063 | 0.30826
Average Two Hour Event Day‡ | 3 | Aggregate | All | Average Two Hour Event Day‡3AggregateAll | 16.7826 | 17.1067 |  | 68.7775 | -0.3448 | 0.050349 | 0.32403 | 0.59771 | 0.99286
Average Two Hour Event Day‡ | 3 | Average Per Device | 100% Cycling | Average Two Hour Event Day‡3Average Per Device100% Cycling | 0.59694 | 0.62012 |  | 68.7397 | -0.0054834 | 0.011452 | 0.023181 | 0.03491 | 0.051846
Average Two Hour Event Day‡ | 3 | Average Per Device | 50% Cycling | Average Two Hour Event Day‡3Average Per Device50% Cycling | 0.65297 | 0.65222 |  | 68.8201 | -0.030492 | -0.01292 | -0.0007497 | 0.011421 | 0.028992
Average Two Hour Event Day‡ | 3 | Average Per Device | All | Average Two Hour Event Day‡3Average Per DeviceAll | 0.62328 | 0.63521 |  | 68.7775 | -0.017237 | -2.86e-06 | 0.011934 | 0.02387 | 0.041105
Average Two Hour Event Day‡ | 3 | Average Per Premise | 100% Cycling | Average Two Hour Event Day‡3Average Per Premise100% Cycling | 0.7066 | 0.73404 |  | 68.7397 | -0.0012251 | 0.01571 | 0.027439 | 0.039169 | 0.056104
Average Two Hour Event Day‡ | 3 | Average Per Premise | 50% Cycling | Average Two Hour Event Day‡3Average Per Premise50% Cycling | 0.76058 | 0.75971 |  | 68.8201 | -0.030615 | -0.013043 | -0.0008733 | 0.011297 | 0.028869
Average Two Hour Event Day‡ | 3 | Average Per Premise | All | Average Two Hour Event Day‡3Average Per PremiseAll | 0.73197 | 0.7461 |  | 68.7775 | -0.015038 | 0.002196 | 0.014132 | 0.026069 | 0.043303
Average Two Hour Event Day‡ | 3 | Average Per Ton | 100% Cycling | Average Two Hour Event Day‡3Average Per Ton100% Cycling | 0.16507 | 0.17148 |  | 68.7397 | -0.022254 | -0.0053189 | 0.0064104 | 0.01814 | 0.035075
Average Two Hour Event Day‡ | 3 | Average Per Ton | 50% Cycling | Average Two Hour Event Day‡3Average Per Ton50% Cycling | 0.18812 | 0.1879 |  | 68.8201 | -0.029958 | -0.012386 | -0.000216 | 0.011954 | 0.029526
Average Two Hour Event Day‡ | 3 | Average Per Ton | All | Average Two Hour Event Day‡3Average Per TonAll | 0.17591 | 0.1792 |  | 68.7775 | -0.025875 | -0.0086405 | 0.003296 | 0.015232 | 0.032467
Average Two Hour Event Day‡ | 4 | Aggregate | 100% Cycling | Average Two Hour Event Day‡4Aggregate100% Cycling | 8.1172 | 8.4282 |  | 67.9684 | -0.0064507 | 0.18113 | 0.31104 | 0.44095 | 0.62853
Average Two Hour Event Day‡ | 4 | Aggregate | 50% Cycling | Average Two Hour Event Day‡4Aggregate50% Cycling | 7.6954 | 7.5702 |  | 68.0635 | -0.41311 | -0.24299 | -0.12517 | -0.0073483 | 0.16277
Average Two Hour Event Day‡ | 4 | Aggregate | All | Average Two Hour Event Day‡4AggregateAll | 15.8183 | 16.0005 |  | 68.0131 | -0.42331 | -0.065554 | 0.18223 | 0.43 | 0.78776
Average Two Hour Event Day‡ | 4 | Average Per Device | 100% Cycling | Average Two Hour Event Day‡4Average Per Device100% Cycling | 0.5598 | 0.58125 |  | 67.9684 | -0.0044669 | 0.010845 | 0.021451 | 0.032056 | 0.047368
Average Two Hour Event Day‡ | 4 | Average Per Device | 50% Cycling | Average Two Hour Event Day‡4Average Per Device50% Cycling | 0.61872 | 0.60865 |  | 68.0635 | -0.037029 | -0.021098 | -0.010064 | 0.0009703 | 0.016902
Average Two Hour Event Day‡ | 4 | Average Per Device | All | Average Two Hour Event Day‡4Average Per DeviceAll | 0.58749 | 0.59413 |  | 68.0131 | -0.019771 | -0.004168 | 0.0066388 | 0.017446 | 0.033049
Average Two Hour Event Day‡ | 4 | Average Per Premise | 100% Cycling | Average Two Hour Event Day‡4Average Per Premise100% Cycling | 0.66263 | 0.68802 |  | 67.9684 | -0.0005266 | 0.014786 | 0.025391 | 0.035996 | 0.051309
Average Two Hour Event Day‡ | 4 | Average Per Premise | 50% Cycling | Average Two Hour Event Day‡4Average Per Premise50% Cycling | 0.72068 | 0.70896 |  | 68.0635 | -0.038688 | -0.022756 | -0.011722 | -0.0006882 | 0.015243
Average Two Hour Event Day‡ | 4 | Average Per Premise | All | Average Two Hour Event Day‡4Average Per PremiseAll | 0.68991 | 0.69786 |  | 68.0131 | -0.018462 | -0.0028591 | 0.0079477 | 0.018755 | 0.034358
Average Two Hour Event Day‡ | 4 | Average Per Ton | 100% Cycling | Average Two Hour Event Day‡4Average Per Ton100% Cycling | 0.1548 | 0.16073 |  | 67.9684 | -0.019986 | -0.0046735 | 0.0059318 | 0.016537 | 0.031849
Average Two Hour Event Day‡ | 4 | Average Per Ton | 50% Cycling | Average Two Hour Event Day‡4Average Per Ton50% Cycling | 0.17825 | 0.17535 |  | 68.0635 | -0.029865 | -0.013933 | -0.0028994 | 0.0081348 | 0.024066
Average Two Hour Event Day‡ | 4 | Average Per Ton | All | Average Two Hour Event Day‡4Average Per TonAll | 0.16582 | 0.1676 |  | 68.0131 | -0.024629 | -0.0090257 | 0.0017811 | 0.012588 | 0.028191
Average Two Hour Event Day‡ | 5 | Aggregate | 100% Cycling | Average Two Hour Event Day‡5Aggregate100% Cycling | 7.9745 | 8.1216 |  | 67.5375 | -0.14935 | 0.025801 | 0.14711 | 0.26841 | 0.44356
Average Two Hour Event Day‡ | 5 | Aggregate | 50% Cycling | Average Two Hour Event Day‡5Aggregate50% Cycling | 7.5165 | 7.2587 |  | 67.6154 | -0.52958 | -0.36901 | -0.25781 | -0.1466 | 0.013966
Average Two Hour Event Day‡ | 5 | Aggregate | All | Average Two Hour Event Day‡5AggregateAll | 15.4962 | 15.3819 |  | 67.5742 | -0.6826 | -0.34681 | -0.11425 | 0.11831 | 0.4541
Average Two Hour Event Day‡ | 5 | Average Per Device | 100% Cycling | Average Two Hour Event Day‡5Average Per Device100% Cycling | 0.54995 | 0.5601 |  | 67.5375 | -0.014055 | 0.0002426 | 0.010145 | 0.020048 | 0.034345
Average Two Hour Event Day‡ | 5 | Average Per Device | 50% Cycling | Average Two Hour Event Day‡5Average Per Device50% Cycling | 0.60433 | 0.5836 |  | 67.6154 | -0.046179 | -0.031142 | -0.020728 | -0.010313 | 0.0047238
Average Two Hour Event Day‡ | 5 | Average Per Device | All | Average Two Hour Event Day‡5Average Per DeviceAll | 0.57551 | 0.57115 |  | 67.5742 | -0.029153 | -0.014508 | -0.0043652 | 0.005778 | 0.020423
Average Two Hour Event Day‡ | 5 | Average Per Premise | 100% Cycling | Average Two Hour Event Day‡5Average Per Premise100% Cycling | 0.65098 | 0.66299 |  | 67.5375 | -0.012191 | 0.0021062 | 0.012009 | 0.021911 | 0.036209
Average Two Hour Event Day‡ | 5 | Average Per Premise | 50% Cycling | Average Two Hour Event Day‡5Average Per Premise50% Cycling | 0.70392 | 0.67978 |  | 67.6154 | -0.049595 | -0.034558 | -0.024144 | -0.013729 | 0.0013079
Average Two Hour Event Day‡ | 5 | Average Per Premise | All | Average Two Hour Event Day‡5Average Per PremiseAll | 0.67586 | 0.67088 |  | 67.5742 | -0.029771 | -0.015126 | -0.0049829 | 0.0051602 | 0.019805
Average Two Hour Event Day‡ | 5 | Average Per Ton | 100% Cycling | Average Two Hour Event Day‡5Average Per Ton100% Cycling | 0.15208 | 0.15489 |  | 67.5375 | -0.021395 | -0.0070971 | 0.0028054 | 0.012708 | 0.027006
Average Two Hour Event Day‡ | 5 | Average Per Ton | 50% Cycling | Average Two Hour Event Day‡5Average Per Ton50% Cycling | 0.17411 | 0.16814 |  | 67.6154 | -0.031423 | -0.016386 | -0.0059716 | 0.004443 | 0.01948
Average Two Hour Event Day‡ | 5 | Average Per Ton | All | Average Two Hour Event Day‡5Average Per TonAll | 0.16243 | 0.16111 |  | 67.5742 | -0.026108 | -0.011463 | -0.0013198 | 0.0088234 | 0.023468
Average Two Hour Event Day‡ | 6 | Aggregate | 100% Cycling | Average Two Hour Event Day‡6Aggregate100% Cycling | 8.466 | 8.6489 |  | 67.2736 | -0.12951 | 0.055116 | 0.18298 | 0.31085 | 0.49548
Average Two Hour Event Day‡ | 6 | Aggregate | 50% Cycling | Average Two Hour Event Day‡6Aggregate50% Cycling | 7.9355 | 7.8956 |  | 67.2751 | -0.3227 | -0.15562 | -0.039896 | 0.075826 | 0.24291
Average Two Hour Event Day‡ | 6 | Aggregate | All | Average Two Hour Event Day‡6AggregateAll | 16.4066 | 16.5479 |  | 67.2743 | -0.45414 | -0.10237 | 0.14126 | 0.38489 | 0.73665
Average Two Hour Event Day‡ | 6 | Average Per Device | 100% Cycling | Average Two Hour Event Day‡6Average Per Device100% Cycling | 0.58385 | 0.59647 |  | 67.2736 | -0.01289 | 0.0021811 | 0.012619 | 0.023058 | 0.038129
Average Two Hour Event Day‡ | 6 | Average Per Device | 50% Cycling | Average Two Hour Event Day‡6Average Per Device50% Cycling | 0.63802 | 0.63481 |  | 67.2751 | -0.029693 | -0.014045 | -0.0032076 | 0.0076298 | 0.023277
Average Two Hour Event Day‡ | 6 | Average Per Device | All | Average Two Hour Event Day‡6Average Per DeviceAll | 0.60931 | 0.61449 |  | 67.2743 | -0.020787 | -0.0054452 | 0.0051807 | 0.015807 | 0.031149
Average Two Hour Event Day‡ | 6 | Average Per Premise | 100% Cycling | Average Two Hour Event Day‡6Average Per Premise100% Cycling | 0.6911 | 0.70604 |  | 67.2736 | -0.010572 | 0.0044992 | 0.014937 | 0.025376 | 0.040447
Average Two Hour Event Day‡ | 6 | Average Per Premise | 50% Cycling | Average Two Hour Event Day‡6Average Per Premise50% Cycling | 0.74317 | 0.73943 |  | 67.2751 | -0.030221 | -0.014574 | -0.0037363 | 0.0071012 | 0.022749
Average Two Hour Event Day‡ | 6 | Average Per Premise | All | Average Two Hour Event Day‡6Average Per PremiseAll | 0.71557 | 0.72173 |  | 67.2743 | -0.019807 | -0.004465 | 0.0061608 | 0.016787 | 0.032129
Average Two Hour Event Day‡ | 6 | Average Per Ton | 100% Cycling | Average Two Hour Event Day‡6Average Per Ton100% Cycling | 0.16145 | 0.16494 |  | 67.2736 | -0.02202 | -0.0069486 | 0.0034897 | 0.013928 | 0.028999
Average Two Hour Event Day‡ | 6 | Average Per Ton | 50% Cycling | Average Two Hour Event Day‡6Average Per Ton50% Cycling | 0.18381 | 0.18289 |  | 67.2751 | -0.027409 | -0.011761 | -0.0009241 | 0.0099133 | 0.025561
Average Two Hour Event Day‡ | 6 | Average Per Ton | All | Average Two Hour Event Day‡6Average Per TonAll | 0.17196 | 0.17338 |  | 67.2743 | -0.024553 | -0.0092107 | 0.0014152 | 0.012041 | 0.027383
Average Two Hour Event Day‡ | 7 | Aggregate | 100% Cycling | Average Two Hour Event Day‡7Aggregate100% Cycling | 9.6848 | 9.7379 |  | 67.7658 | -0.26176 | -0.075742 | 0.053095 | 0.18193 | 0.36795
Average Two Hour Event Day‡ | 7 | Aggregate | 50% Cycling | Average Two Hour Event Day‡7Aggregate50% Cycling | 9.2979 | 9.345 |  | 67.6986 | -0.27943 | -0.086508 | 0.047106 | 0.18072 | 0.37364
Average Two Hour Event Day‡ | 7 | Aggregate | All | Average Two Hour Event Day‡7AggregateAll | 18.9905 | 19.0908 |  | 67.7342 | -0.54166 | -0.16244 | 0.10021 | 0.36286 | 0.74208
Average Two Hour Event Day‡ | 7 | Average Per Device | 100% Cycling | Average Two Hour Event Day‡7Average Per Device100% Cycling | 0.6679 | 0.67157 |  | 67.7658 | -0.022041 | -0.0068557 | 0.0036617 | 0.014179 | 0.029365
Average Two Hour Event Day‡ | 7 | Average Per Device | 50% Cycling | Average Two Hour Event Day‡7Average Per Device50% Cycling | 0.74756 | 0.75134 |  | 67.6986 | -0.026793 | -0.0087257 | 0.0037873 | 0.0163 | 0.034367
Average Two Hour Event Day‡ | 7 | Average Per Device | All | Average Two Hour Event Day‡7Average Per DeviceAll | 0.70534 | 0.70906 |  | 67.7342 | -0.024274 | -0.0077346 | 0.0037207 | 0.015176 | 0.031716
Average Two Hour Event Day‡ | 7 | Average Per Premise | 100% Cycling | Average Two Hour Event Day‡7Average Per Premise100% Cycling | 0.79059 | 0.79493 |  | 67.7658 | -0.021368 | -0.006183 | 0.0043343 | 0.014852 | 0.030037
Average Two Hour Event Day‡ | 7 | Average Per Premise | 50% Cycling | Average Two Hour Event Day‡7Average Per Premise50% Cycling | 0.87075 | 0.87517 |  | 67.6986 | -0.026169 | -0.0081016 | 0.0044115 | 0.016925 | 0.034992
Average Two Hour Event Day‡ | 7 | Average Per Premise | All | Average Two Hour Event Day‡7Average Per PremiseAll | 0.82827 | 0.83264 |  | 67.7342 | -0.023624 | -0.0070847 | 0.0043706 | 0.015826 | 0.032366
Average Two Hour Event Day‡ | 7 | Average Per Ton | 100% Cycling | Average Two Hour Event Day‡7Average Per Ton100% Cycling | 0.1847 | 0.18571 |  | 67.7658 | -0.02469 | -0.0095048 | 0.0010126 | 0.01153 | 0.026715
Average Two Hour Event Day‡ | 7 | Average Per Ton | 50% Cycling | Average Two Hour Event Day‡7Average Per Ton50% Cycling | 0.21537 | 0.21646 |  | 67.6986 | -0.029489 | -0.011422 | 0.0010911 | 0.013604 | 0.031671
Average Two Hour Event Day‡ | 7 | Average Per Ton | All | Average Two Hour Event Day‡7Average Per TonAll | 0.19911 | 0.20016 |  | 67.7342 | -0.026946 | -0.010406 | 0.0010495 | 0.012505 | 0.029045
Average Two Hour Event Day‡ | 8 | Aggregate | 100% Cycling | Average Two Hour Event Day‡8Aggregate100% Cycling | 10.2299 | 10.2908 |  | 72.5667 | -0.30155 | -0.087415 | 0.060891 | 0.2092 | 0.42333
Average Two Hour Event Day‡ | 8 | Aggregate | 50% Cycling | Average Two Hour Event Day‡8Aggregate50% Cycling | 9.9642 | 10.0909 |  | 72.5171 | -0.235 | -0.021324 | 0.12667 | 0.27466 | 0.48834
Average Two Hour Event Day‡ | 8 | Aggregate | All | Average Two Hour Event Day‡8AggregateAll | 20.2038 | 20.392 |  | 72.5434 | -0.53629 | -0.10823 | 0.18824 | 0.48471 | 0.91276
Average Two Hour Event Day‡ | 8 | Average Per Device | 100% Cycling | Average Two Hour Event Day‡8Average Per Device100% Cycling | 0.7055 | 0.7097 |  | 72.5667 | -0.025387 | -0.0079073 | 0.0041993 | 0.016306 | 0.033786
Average Two Hour Event Day‡ | 8 | Average Per Device | 50% Cycling | Average Two Hour Event Day‡8Average Per Device50% Cycling | 0.80113 | 0.81131 |  | 72.5171 | -0.023686 | -0.0036753 | 0.010184 | 0.024044 | 0.044055
Average Two Hour Event Day‡ | 8 | Average Per Device | All | Average Two Hour Event Day‡8Average Per DeviceAll | 0.75045 | 0.75746 |  | 72.5434 | -0.024588 | -0.0059183 | 0.0070122 | 0.019943 | 0.038612
Average Two Hour Event Day‡ | 8 | Average Per Premise | 100% Cycling | Average Two Hour Event Day‡8Average Per Premise100% Cycling | 0.8351 | 0.84007 |  | 72.5667 | -0.024616 | -0.0071359 | 0.0049707 | 0.017077 | 0.034557
Average Two Hour Event Day‡ | 8 | Average Per Premise | 50% Cycling | Average Two Hour Event Day‡8Average Per Premise50% Cycling | 0.93316 | 0.94502 |  | 72.5171 | -0.022008 | -0.001997 | 0.011862 | 0.025722 | 0.045733
Average Two Hour Event Day‡ | 8 | Average Per Premise | All | Average Two Hour Event Day‡8Average Per PremiseAll | 0.88118 | 0.88939 |  | 72.5434 | -0.02339 | -0.0047206 | 0.0082099 | 0.02114 | 0.03981
Average Two Hour Event Day‡ | 8 | Average Per Ton | 100% Cycling | Average Two Hour Event Day‡8Average Per Ton100% Cycling | 0.19509 | 0.19626 |  | 72.5667 | -0.028425 | -0.010945 | 0.0011612 | 0.013268 | 0.030748
Average Two Hour Event Day‡ | 8 | Average Per Ton | 50% Cycling | Average Two Hour Event Day‡8Average Per Ton50% Cycling | 0.2308 | 0.23374 |  | 72.5171 | -0.030936 | -0.010925 | 0.002934 | 0.016794 | 0.036804
Average Two Hour Event Day‡ | 8 | Average Per Ton | All | Average Two Hour Event Day‡8Average Per TonAll | 0.21188 | 0.21387 |  | 72.5434 | -0.029606 | -0.010936 | 0.0019945 | 0.014925 | 0.033594
Average Two Hour Event Day‡ | 9 | Aggregate | 100% Cycling | Average Two Hour Event Day‡9Aggregate100% Cycling | 10.8216 | 10.8572 |  | 78.2524 | -0.40244 | -0.14364 | 0.035594 | 0.21483 | 0.47362
Average Two Hour Event Day‡ | 9 | Aggregate | 50% Cycling | Average Two Hour Event Day‡9Aggregate50% Cycling | 10.8225 | 10.5783 |  | 78.1161 | -0.67778 | -0.42167 | -0.24429 | -0.066915 | 0.18919
Average Two Hour Event Day‡ | 9 | Aggregate | All | Average Two Hour Event Day‡9AggregateAll | 21.6569 | 21.4457 |  | 78.1883 | -1.0832 | -0.56804 | -0.21123 | 0.14558 | 0.66076
Average Two Hour Event Day‡ | 9 | Average Per Device | 100% Cycling | Average Two Hour Event Day‡9Average Per Device100% Cycling | 0.7463 | 0.74876 |  | 78.2524 | -0.033303 | -0.012177 | 0.0024548 | 0.017086 | 0.038212
Average Two Hour Event Day‡ | 9 | Average Per Device | 50% Cycling | Average Two Hour Event Day‡9Average Per Device50% Cycling | 0.87014 | 0.8505 |  | 78.1161 | -0.060237 | -0.036253 | -0.019641 | -0.0030297 | 0.020955
Average Two Hour Event Day‡ | 9 | Average Per Device | All | Average Two Hour Event Day‡9Average Per DeviceAll | 0.80451 | 0.79657 |  | 78.1883 | -0.045962 | -0.023493 | -0.0079304 | 0.0076319 | 0.030101
Average Two Hour Event Day‡ | 9 | Average Per Premise | 100% Cycling | Average Two Hour Event Day‡9Average Per Premise100% Cycling | 0.88339 | 0.8863 |  | 78.2524 | -0.032852 | -0.011726 | 0.0029057 | 0.017537 | 0.038663
Average Two Hour Event Day‡ | 9 | Average Per Premise | 50% Cycling | Average Two Hour Event Day‡9Average Per Premise50% Cycling | 1.0135 | 0.99066 |  | 78.1161 | -0.063474 | -0.03949 | -0.022878 | -0.0062666 | 0.017718
Average Two Hour Event Day‡ | 9 | Average Per Premise | All | Average Two Hour Event Day‡9Average Per PremiseAll | 0.94456 | 0.93535 |  | 78.1883 | -0.047245 | -0.024775 | -0.0092128 | 0.0063495 | 0.028819
Average Two Hour Event Day‡ | 9 | Average Per Ton | 100% Cycling | Average Two Hour Event Day‡9Average Per Ton100% Cycling | 0.20638 | 0.20706 |  | 78.2524 | -0.035079 | -0.013953 | 0.0006788 | 0.01531 | 0.036436
Average Two Hour Event Day‡ | 9 | Average Per Ton | 50% Cycling | Average Two Hour Event Day‡9Average Per Ton50% Cycling | 0.25069 | 0.24503 |  | 78.1161 | -0.046255 | -0.02227 | -0.0056586 | 0.010953 | 0.034938
Average Two Hour Event Day‡ | 9 | Average Per Ton | All | Average Two Hour Event Day‡9Average Per TonAll | 0.2272 | 0.2249 |  | 78.1883 | -0.040331 | -0.017862 | -0.0022998 | 0.013262 | 0.035732
Average Two Hour Event Day‡ | 10 | Aggregate | 100% Cycling | Average Two Hour Event Day‡10Aggregate100% Cycling | 11.7587 | 12.1398 |  | 84.0255 | -0.17998 | 0.15153 | 0.38113 | 0.61074 | 0.94225
Average Two Hour Event Day‡ | 10 | Aggregate | 50% Cycling | Average Two Hour Event Day‡10Aggregate50% Cycling | 11.8657 | 11.6476 |  | 84.1741 | -0.76005 | -0.43991 | -0.21819 | 0.0035323 | 0.32367
Average Two Hour Event Day‡ | 10 | Aggregate | All | Average Two Hour Event Day‡10AggregateAll | 23.6393 | 23.7971 |  | 84.0953 | -0.94557 | -0.29364 | 0.15788 | 0.60941 | 1.2613
Average Two Hour Event Day‡ | 10 | Average Per Device | 100% Cycling | Average Two Hour Event Day‡10Average Per Device100% Cycling | 0.81093 | 0.83721 |  | 84.0255 | -0.019521 | 0.0075414 | 0.026285 | 0.045028 | 0.07209
Average Two Hour Event Day‡ | 10 | Average Per Device | 50% Cycling | Average Two Hour Event Day‡10Average Per Device50% Cycling | 0.95401 | 0.93647 |  | 84.1741 | -0.068288 | -0.038307 | -0.017543 | 0.0032218 | 0.033202
Average Two Hour Event Day‡ | 10 | Average Per Device | All | Average Two Hour Event Day‡10Average Per DeviceAll | 0.87818 | 0.88386 |  | 84.0953 | -0.042441 | -0.014007 | 0.0056858 | 0.025379 | 0.053813
Average Two Hour Event Day‡ | 10 | Average Per Premise | 100% Cycling | Average Two Hour Event Day‡10Average Per Premise100% Cycling | 0.95989 | 0.991 |  | 84.0255 | -0.014693 | 0.01237 | 0.031113 | 0.049856 | 0.076919
Average Two Hour Event Day‡ | 10 | Average Per Premise | 50% Cycling | Average Two Hour Event Day‡10Average Per Premise50% Cycling | 1.1112 | 1.0908 |  | 84.1741 | -0.071179 | -0.041198 | -0.020434 | 0.0003308 | 0.030311
Average Two Hour Event Day‡ | 10 | Average Per Premise | All | Average Two Hour Event Day‡10Average Per PremiseAll | 1.031 | 1.0379 |  | 84.0953 | -0.041241 | -0.012807 | 0.0068861 | 0.026579 | 0.055013
Average Two Hour Event Day‡ | 10 | Average Per Ton | 100% Cycling | Average Two Hour Event Day‡10Average Per Ton100% Cycling | 0.22425 | 0.23152 |  | 84.0255 | -0.038537 | -0.011475 | 0.0072686 | 0.026012 | 0.053074
Average Two Hour Event Day‡ | 10 | Average Per Ton | 50% Cycling | Average Two Hour Event Day‡10Average Per Ton50% Cycling | 0.27485 | 0.2698 |  | 84.1741 | -0.055799 | -0.025819 | -0.005054 | 0.01571 | 0.045691
Average Two Hour Event Day‡ | 10 | Average Per Ton | All | Average Two Hour Event Day‡10Average Per TonAll | 0.24803 | 0.24951 |  | 84.0953 | -0.04665 | -0.018216 | 0.001477 | 0.02117 | 0.049604
Average Two Hour Event Day‡ | 11 | Aggregate | 100% Cycling | Average Two Hour Event Day‡11Aggregate100% Cycling | 13.1781 | 13.8356 |  | 86.4364 | -0.0099202 | 0.38444 | 0.65757 | 0.93071 | 1.3251
Average Two Hour Event Day‡ | 11 | Aggregate | 50% Cycling | Average Two Hour Event Day‡11Aggregate50% Cycling | 13.9258 | 13.6225 |  | 86.9575 | -0.97096 | -0.5765 | -0.3033 | -0.030102 | 0.36436
Average Two Hour Event Day‡ | 11 | Aggregate | All | Average Two Hour Event Day‡11AggregateAll | 27.1263 | 27.4725 |  | 86.6813 | -0.98973 | -0.20044 | 0.34621 | 0.89287 | 1.6822
Average Two Hour Event Day‡ | 11 | Average Per Device | 100% Cycling | Average Two Hour Event Day‡11Average Per Device100% Cycling | 0.90882 | 0.95417 |  | 86.4364 | -0.0091402 | 0.023053 | 0.045349 | 0.067646 | 0.099839
Average Two Hour Event Day‡ | 11 | Average Per Device | 50% Cycling | Average Two Hour Event Day‡11Average Per Device50% Cycling | 1.1196 | 1.0953 |  | 86.9575 | -0.086913 | -0.049971 | -0.024386 | 0.0011998 | 0.038141
Average Two Hour Event Day‡ | 11 | Average Per Device | All | Average Two Hour Event Day‡11Average Per DeviceAll | 1.0079 | 1.0205 |  | 86.6813 | -0.045693 | -0.011269 | 0.012574 | 0.036416 | 0.070841
Average Two Hour Event Day‡ | 11 | Average Per Premise | 100% Cycling | Average Two Hour Event Day‡11Average Per Premise100% Cycling | 1.0758 | 1.1294 |  | 86.4364 | -0.0008098 | 0.031383 | 0.05368 | 0.075976 | 0.10817
Average Two Hour Event Day‡ | 11 | Average Per Premise | 50% Cycling | Average Two Hour Event Day‡11Average Per Premise50% Cycling | 1.3042 | 1.2758 |  | 86.9575 | -0.090931 | -0.05399 | -0.028404 | -0.002819 | 0.034122
Average Two Hour Event Day‡ | 11 | Average Per Premise | All | Average Two Hour Event Day‡11Average Per PremiseAll | 1.1831 | 1.1982 |  | 86.6813 | -0.043167 | -0.0087423 | 0.0151 | 0.038942 | 0.073367
Average Two Hour Event Day‡ | 11 | Average Per Ton | 100% Cycling | Average Two Hour Event Day‡11Average Per Ton100% Cycling | 0.25132 | 0.26386 |  | 86.4364 | -0.041949 | -0.0097561 | 0.01254 | 0.034837 | 0.06703
Average Two Hour Event Day‡ | 11 | Average Per Ton | 50% Cycling | Average Two Hour Event Day‡11Average Per Ton50% Cycling | 0.32257 | 0.31554 |  | 86.9575 | -0.069552 | -0.032611 | -0.0070255 | 0.01856 | 0.055501
Average Two Hour Event Day‡ | 11 | Average Per Ton | All | Average Two Hour Event Day‡11Average Per TonAll | 0.2848 | 0.28815 |  | 86.6813 | -0.054922 | -0.020498 | 0.0033445 | 0.027187 | 0.061611
Average Two Hour Event Day‡ | 12 | Aggregate | 100% Cycling | Average Two Hour Event Day‡12Aggregate100% Cycling | 15.4242 | 15.7671 |  | 88.9231 | -0.43571 | 0.024308 | 0.34292 | 0.66153 | 1.1215
Average Two Hour Event Day‡ | 12 | Aggregate | 50% Cycling | Average Two Hour Event Day‡12Aggregate50% Cycling | 16.9905 | 16.9257 |  | 89.6769 | -0.85967 | -0.39006 | -0.064809 | 0.26044 | 0.73005
Average Two Hour Event Day‡ | 12 | Aggregate | All | Average Two Hour Event Day‡12AggregateAll | 32.4472 | 32.722 |  | 89.2774 | -1.2998 | -0.36953 | 0.27476 | 0.91906 | 1.8493
Average Two Hour Event Day‡ | 12 | Average Per Device | 100% Cycling | Average Two Hour Event Day‡12Average Per Device100% Cycling | 1.0637 | 1.0874 |  | 88.9231 | -0.039912 | -0.0023599 | 0.023649 | 0.049658 | 0.08721
Average Two Hour Event Day‡ | 12 | Average Per Device | 50% Cycling | Average Two Hour Event Day‡12Average Per Device50% Cycling | 1.366 | 1.3608 |  | 89.6769 | -0.07965 | -0.035671 | -0.0052108 | 0.025249 | 0.069228
Average Two Hour Event Day‡ | 12 | Average Per Device | All | Average Two Hour Event Day‡12Average Per DeviceAll | 1.2058 | 1.2159 |  | 89.2774 | -0.058589 | -0.018016 | 0.010085 | 0.038186 | 0.078759
Average Two Hour Event Day‡ | 12 | Average Per Premise | 100% Cycling | Average Two Hour Event Day‡12Average Per Premise100% Cycling | 1.2591 | 1.2871 |  | 88.9231 | -0.035568 | 0.0019843 | 0.027993 | 0.054002 | 0.091555
Average Two Hour Event Day‡ | 12 | Average Per Premise | 50% Cycling | Average Two Hour Event Day‡12Average Per Premise50% Cycling | 1.5912 | 1.5851 |  | 89.6769 | -0.080508 | -0.036529 | -0.0060694 | 0.02439 | 0.06837
Average Two Hour Event Day‡ | 12 | Average Per Premise | All | Average Two Hour Event Day‡12Average Per PremiseAll | 1.4152 | 1.4272 |  | 89.2774 | -0.05669 | -0.016117 | 0.011984 | 0.040085 | 0.080658
Average Two Hour Event Day‡ | 12 | Average Per Ton | 100% Cycling | Average Two Hour Event Day‡12Average Per Ton100% Cycling | 0.29415 | 0.30069 |  | 88.9231 | -0.057022 | -0.019469 | 0.0065397 | 0.032549 | 0.070101
Average Two Hour Event Day‡ | 12 | Average Per Ton | 50% Cycling | Average Two Hour Event Day‡12Average Per Ton50% Cycling | 0.39355 | 0.39205 |  | 89.6769 | -0.07594 | -0.031961 | -0.0015012 | 0.028959 | 0.072938
Average Two Hour Event Day‡ | 12 | Average Per Ton | All | Average Two Hour Event Day‡12Average Per TonAll | 0.34087 | 0.34363 |  | 89.2774 | -0.065913 | -0.02534 | 0.0027605 | 0.030861 | 0.071434
Average Two Hour Event Day‡ | 13 | Aggregate | 100% Cycling | Average Two Hour Event Day‡13Aggregate100% Cycling | 17.1837 | 18.483 |  | 88.9571 | 0.44979 | 0.95165 | 1899-12-31 07:11 | 1899-12-31 15:31 | 2.1487
Average Two Hour Event Day‡ | 13 | Aggregate | 50% Cycling | Average Two Hour Event Day‡13Aggregate50% Cycling | 19.3599 | 20.025 |  | 89.723 | -0.20185 | 0.31031 | 0.66503 | 1899-12-31 00:28 | 1.5319
Average Two Hour Event Day‡ | 13 | Aggregate | All | Average Two Hour Event Day‡13AggregateAll | 36.5839 | 38.5439 |  | 89.3171 | 0.24248 | 1.2572 | 1899-12-31 23:02 | 1900-01-01 15:54 | 3.6775
Average Two Hour Event Day‡ | 13 | Average Per Device | 100% Cycling | Average Two Hour Event Day‡13Average Per Device100% Cycling | 1.1851 | 1.2747 |  | 88.9571 | 0.020258 | 0.061227 | 0.089601 | 0.11798 | 0.15894
Average Two Hour Event Day‡ | 13 | Average Per Device | 50% Cycling | Average Two Hour Event Day‡13Average Per Device50% Cycling | 1.5565 | 1.61 |  | 89.723 | -0.027715 | 0.020249 | 0.053469 | 0.086688 | 0.13465
Average Two Hour Event Day‡ | 13 | Average Per Device | All | Average Two Hour Event Day‡13Average Per DeviceAll | 1.3597 | 1.4323 |  | 89.3171 | -0.0022891 | 0.041967 | 0.072619 | 0.10327 | 0.14753
Average Two Hour Event Day‡ | 13 | Average Per Premise | 100% Cycling | Average Two Hour Event Day‡13Average Per Premise100% Cycling | 1.4028 | 1.5088 |  | 88.9571 | 0.036718 | 0.077686 | 0.10606 | 0.13443 | 0.1754
Average Two Hour Event Day‡ | 13 | Average Per Premise | 50% Cycling | Average Two Hour Event Day‡13Average Per Premise50% Cycling | 1.8131 | 1.8753 |  | 89.723 | -0.018903 | 0.029061 | 0.06228 | 0.0955 | 0.14346
Average Two Hour Event Day‡ | 13 | Average Per Premise | All | Average Two Hour Event Day‡13Average Per PremiseAll | 1.5956 | 1.6811 |  | 89.3171 | 0.010576 | 0.054832 | 0.085484 | 0.11614 | 0.16039
Average Two Hour Event Day‡ | 13 | Average Per Ton | 100% Cycling | Average Two Hour Event Day‡13Average Per Ton100% Cycling | 0.32771 | 0.35249 |  | 88.9571 | -0.044565 | -0.0035968 | 0.024778 | 0.053152 | 0.09412
Average Two Hour Event Day‡ | 13 | Average Per Ton | 50% Cycling | Average Two Hour Event Day‡13Average Per Ton50% Cycling | 0.44844 | 0.46384 |  | 89.723 | -0.065779 | -0.017815 | 0.015404 | 0.048624 | 0.096588
Average Two Hour Event Day‡ | 13 | Average Per Ton | All | Average Two Hour Event Day‡13Average Per TonAll | 0.38445 | 0.40482 |  | 89.3171 | -0.054536 | -0.01028 | 0.020372 | 0.051024 | 0.09528
Average Two Hour Event Day‡ | 14 | Aggregate | 100% Cycling | Average Two Hour Event Day‡14Aggregate100% Cycling | 15.4159 | 20.888 |  | 88.944 | 4.627 | 5.1263 | 1900-01-04 11:20 | 1900-01-04 19:38 | 6.3173
Average Two Hour Event Day‡ | 14 | Aggregate | 50% Cycling | Average Two Hour Event Day‡14Aggregate50% Cycling | 19.153 | 22.9779 |  | 89.743 | 2.9534 | 3.4682 | 1900-01-02 19:48 | 1900-01-03 04:21 | 4.6963
Average Two Hour Event Day‡ | 14 | Aggregate | All | Average Two Hour Event Day‡14AggregateAll | 34.6215 | 43.9097 |  | 89.3195 | 7.5704 | 8.5853 | 1900-01-08 06:55 | 1900-01-08 23:47 | 11.0061
Average Two Hour Event Day‡ | 14 | Average Per Device | 100% Cycling | Average Two Hour Event Day‡14Average Per Device100% Cycling | 1.0631 | 1.4405 |  | 88.944 | 0.30839 | 0.34915 | 0.37738 | 0.40561 | 0.44637
Average Two Hour Event Day‡ | 14 | Average Per Device | 50% Cycling | Average Two Hour Event Day‡14Average Per Device50% Cycling | 1.5399 | 1.8474 |  | 89.743 | 0.22591 | 0.27412 | 0.30752 | 0.34091 | 0.38913
Average Two Hour Event Day‡ | 14 | Average Per Device | All | Average Two Hour Event Day‡14Average Per DeviceAll | 1.2872 | 1.6318 |  | 89.3195 | 0.26962 | 0.31389 | 0.34455 | 0.3752 | 0.41947
Average Two Hour Event Day‡ | 14 | Average Per Premise | 100% Cycling | Average Two Hour Event Day‡14Average Per Premise100% Cycling | 1.2584 | 1.7051 |  | 88.944 | 0.37771 | 0.41847 | 0.4467 | 0.47493 | 0.5157
Average Two Hour Event Day‡ | 14 | Average Per Premise | 50% Cycling | Average Two Hour Event Day‡14Average Per Premise50% Cycling | 1.7937 | 2.1519 |  | 89.743 | 0.27658 | 0.3248 | 0.3582 | 0.39159 | 0.43981
Average Two Hour Event Day‡ | 14 | Average Per Premise | All | Average Two Hour Event Day‡14Average Per PremiseAll | 1.51 | 1.9151 |  | 89.3195 | 0.33018 | 0.37445 | 0.40511 | 0.43576 | 0.48003
Average Two Hour Event Day‡ | 14 | Average Per Ton | 100% Cycling | Average Two Hour Event Day‡14Average Per Ton100% Cycling | 0.29399 | 0.39835 |  | 88.944 | 0.035366 | 0.076127 | 0.10436 | 0.13259 | 0.17335
Average Two Hour Event Day‡ | 14 | Average Per Ton | 50% Cycling | Average Two Hour Event Day‡14Average Per Ton50% Cycling | 0.44365 | 0.53224 |  | 89.743 | 0.0069827 | 0.0552 | 0.088595 | 0.12199 | 0.17021
Average Two Hour Event Day‡ | 14 | Average Per Ton | All | Average Two Hour Event Day‡14Average Per TonAll | 0.36433 | 0.46128 |  | 89.3195 | 0.022026 | 0.066292 | 0.09695 | 0.12761 | 0.17187
Average Two Hour Event Day‡ | 15 | Aggregate | 100% Cycling | Average Two Hour Event Day‡15Aggregate100% Cycling | 13.6702 | 22.8073 |  | 88.9382 | 8.3027 | 8.7957 | 1900-01-08 03:17 | 1900-01-08 11:29 | 9.9715
Average Two Hour Event Day‡ | 15 | Aggregate | 50% Cycling | Average Two Hour Event Day‡15Aggregate50% Cycling | 19.297 | 25.3927 |  | 89.7269 | 5.2324 | 5.7424 | 1900-01-05 02:18 | 1900-01-05 10:46 | 6.959
Average Two Hour Event Day‡ | 15 | Aggregate | All | Average Two Hour Event Day‡15AggregateAll | 33.0351 | 48.2507 |  | 89.3089 | 13.5167 | 14.5204 | 1900-01-14 05:10 | 1900-01-14 21:52 | 16.9145
Average Two Hour Event Day‡ | 15 | Average Per Device | 100% Cycling | Average Two Hour Event Day‡15Average Per Device100% Cycling | 0.94276 | 1.5729 |  | 88.9382 | 0.56202 | 0.60226 | 0.63013 | 0.658 | 0.69825
Average Two Hour Event Day‡ | 15 | Average Per Device | 50% Cycling | Average Two Hour Event Day‡15Average Per Device50% Cycling | 1.5515 | 2.0416 |  | 89.7269 | 0.40925 | 0.45702 | 0.4901 | 0.52318 | 0.57094
Average Two Hour Event Day‡ | 15 | Average Per Device | All | Average Two Hour Event Day‡15Average Per DeviceAll | 1.2289 | 1.7932 |  | 89.3089 | 0.49022 | 0.534 | 0.56432 | 0.59464 | 0.63841
Average Two Hour Event Day‡ | 15 | Average Per Premise | 100% Cycling | Average Two Hour Event Day‡15Average Per Premise100% Cycling | 1.1159 | 1.8618 |  | 88.9382 | 0.67777 | 0.71801 | 0.74589 | 0.77376 | 0.814
Average Two Hour Event Day‡ | 15 | Average Per Premise | 50% Cycling | Average Two Hour Event Day‡15Average Per Premise50% Cycling | 1.8072 | 2.378 |  | 89.7269 | 0.49002 | 0.53778 | 0.57086 | 0.60395 | 0.65171
Average Two Hour Event Day‡ | 15 | Average Per Premise | All | Average Two Hour Event Day‡15Average Per PremiseAll | 1.4408 | 2.1044 |  | 89.3089 | 0.58953 | 0.63331 | 0.66363 | 0.69395 | 0.73772
Average Two Hour Event Day‡ | 15 | Average Per Ton | 100% Cycling | Average Two Hour Event Day‡15Average Per Ton100% Cycling | 0.2607 | 0.43496 |  | 88.9382 | 0.10614 | 0.14638 | 0.17425 | 0.20212 | 0.24236
Average Two Hour Event Day‡ | 15 | Average Per Ton | 50% Cycling | Average Two Hour Event Day‡15Average Per Ton50% Cycling | 0.44698 | 0.58818 |  | 89.7269 | 0.060351 | 0.10811 | 0.1412 | 0.17428 | 0.22204
Average Two Hour Event Day‡ | 15 | Average Per Ton | All | Average Two Hour Event Day‡15Average Per TonAll | 0.34825 | 0.50697 |  | 89.3089 | 0.084619 | 0.1284 | 0.15872 | 0.18904 | 0.23281
Average Two Hour Event Day‡ | 16 | Aggregate | 100% Cycling | Average Two Hour Event Day‡16Aggregate100% Cycling | 13.839 | 25.0238 |  | 87.8495 | 10.3386 | 10.8386 | 1900-01-10 04:26 | 1900-01-10 12:45 | 12.031
Average Two Hour Event Day‡ | 16 | Aggregate | 50% Cycling | Average Two Hour Event Day‡16Aggregate50% Cycling | 20.7383 | 27.3164 |  | 88.6393 | 5.7078 | 6.222 | 1900-01-05 13:52 | 1900-01-05 22:25 | 7.4483
Average Two Hour Event Day‡ | 16 | Aggregate | All | Average Two Hour Event Day‡16AggregateAll | 34.657 | 52.3908 |  | 88.2207 | 16.0161 | 17.0309 | 1900-01-16 17:37 | 1900-01-17 10:29 | 19.4514
Average Two Hour Event Day‡ | 16 | Average Per Device | 100% Cycling | Average Two Hour Event Day‡16Average Per Device100% Cycling | 0.9544 | 1.7257 |  | 87.8495 | 0.70228 | 0.74309 | 0.77135 | 0.79962 | 0.84043
Average Two Hour Event Day‡ | 16 | Average Per Device | 50% Cycling | Average Two Hour Event Day‡16Average Per Device50% Cycling | 1.6674 | 2.1963 |  | 88.6393 | 0.44738 | 0.49553 | 0.52888 | 0.56223 | 0.61038
Average Two Hour Event Day‡ | 16 | Average Per Device | All | Average Two Hour Event Day‡16Average Per DeviceAll | 1.2895 | 1.9469 |  | 88.2207 | 0.58248 | 0.62674 | 0.65739 | 0.68805 | 0.73231
Average Two Hour Event Day‡ | 16 | Average Per Premise | 100% Cycling | Average Two Hour Event Day‡16Average Per Premise100% Cycling | 1.1297 | 2.0428 |  | 87.8495 | 0.84397 | 0.88478 | 0.91305 | 0.94131 | 0.98212
Average Two Hour Event Day‡ | 16 | Average Per Premise | 50% Cycling | Average Two Hour Event Day‡16Average Per Premise50% Cycling | 1.9422 | 2.5582 |  | 88.6393 | 0.53454 | 0.58269 | 0.61604 | 0.64939 | 0.69754
Average Two Hour Event Day‡ | 16 | Average Per Premise | All | Average Two Hour Event Day‡16Average Per PremiseAll | 1.5116 | 2.285 |  | 88.2207 | 0.69854 | 0.7428 | 0.77345 | 0.80411 | 0.84837
Average Two Hour Event Day‡ | 16 | Average Per Ton | 100% Cycling | Average Two Hour Event Day‡16Average Per Ton100% Cycling | 0.26392 | 0.47723 |  | 87.8495 | 0.14423 | 0.18504 | 0.2133 | 0.24157 | 0.28238
Average Two Hour Event Day‡ | 16 | Average Per Ton | 50% Cycling | Average Two Hour Event Day‡16Average Per Ton50% Cycling | 0.48037 | 0.63274 |  | 88.6393 | 0.070872 | 0.11902 | 0.15237 | 0.18572 | 0.23387
Average Two Hour Event Day‡ | 16 | Average Per Ton | All | Average Two Hour Event Day‡16Average Per TonAll | 0.36565 | 0.55032 |  | 88.2207 | 0.10975 | 0.15401 | 0.18466 | 0.21532 | 0.25958
Average Two Hour Event Day‡ | 17 | Aggregate | 100% Cycling | Average Two Hour Event Day‡17Aggregate100% Cycling | 16.1616 | 26.4136 |  | 86.321 | 9.3722 | 9.892 | 1900-01-09 06:03 | 1900-01-09 14:41 | 11.1318
Average Two Hour Event Day‡ | 17 | Aggregate | 50% Cycling | Average Two Hour Event Day‡17Aggregate50% Cycling | 23.4081 | 28.7612 |  | 86.9139 | 4.4626 | 4.9887 | 1900-01-04 08:28 | 1900-01-04 17:13 | 6.2435
Average Two Hour Event Day‡ | 17 | Aggregate | All | Average Two Hour Event Day‡17AggregateAll | 39.6554 | 55.2275 |  | 86.5997 | 13.8008 | 14.8473 | 1900-01-14 13:44 | 1900-01-15 07:08 | 17.3434
Average Two Hour Event Day‡ | 17 | Average Per Device | 100% Cycling | Average Two Hour Event Day‡17Average Per Device100% Cycling | 1.1146 | 1.8216 |  | 86.321 | 0.6352 | 0.67763 | 0.70702 | 0.73641 | 0.77884
Average Two Hour Event Day‡ | 17 | Average Per Device | 50% Cycling | Average Two Hour Event Day‡17Average Per Device50% Cycling | 1.882 | 2.3124 |  | 86.9139 | 0.347 | 0.39627 | 0.43039 | 0.46451 | 0.51378
Average Two Hour Event Day‡ | 17 | Average Per Device | All | Average Two Hour Event Day‡17Average Per DeviceAll | 1.4753 | 2.0523 |  | 86.5997 | 0.49975 | 0.54539 | 0.577 | 0.60862 | 0.65426
Average Two Hour Event Day‡ | 17 | Average Per Premise | 100% Cycling | Average Two Hour Event Day‡17Average Per Premise100% Cycling | 1.3193 | 2.1562 |  | 86.321 | 0.76508 | 0.80751 | 0.8369 | 0.86628 | 0.90871
Average Two Hour Event Day‡ | 17 | Average Per Premise | 50% Cycling | Average Two Hour Event Day‡17Average Per Premise50% Cycling | 2.1922 | 2.6935 |  | 86.9139 | 0.41793 | 0.4672 | 0.50132 | 0.53544 | 0.5847
Average Two Hour Event Day‡ | 17 | Average Per Premise | All | Average Two Hour Event Day‡17Average Per PremiseAll | 1.7296 | 2.4087 |  | 86.5997 | 0.60192 | 0.64756 | 0.67917 | 0.71079 | 0.75643
Average Two Hour Event Day‡ | 17 | Average Per Ton | 100% Cycling | Average Two Hour Event Day‡17Average Per Ton100% Cycling | 0.30822 | 0.50373 |  | 86.321 | 0.1237 | 0.16613 | 0.19551 | 0.2249 | 0.26733
Average Two Hour Event Day‡ | 17 | Average Per Ton | 50% Cycling | Average Two Hour Event Day‡17Average Per Ton50% Cycling | 0.54221 | 0.6662 |  | 86.9139 | 0.040606 | 0.089873 | 0.12399 | 0.15812 | 0.20738
Average Two Hour Event Day‡ | 17 | Average Per Ton | All | Average Two Hour Event Day‡17Average Per TonAll | 0.41819 | 0.58009 |  | 86.5997 | 0.084644 | 0.13029 | 0.1619 | 0.19351 | 0.23916
Average Two Hour Event Day‡ | 18 | Aggregate | 100% Cycling | Average Two Hour Event Day‡18Aggregate100% Cycling | 23.7513 | 27.8211 |  | 83.4153 | 3.086 | 3.6672 | 1900-01-03 01:40 | 1900-01-03 11:20 | 5.0535
Average Two Hour Event Day‡ | 18 | Aggregate | 50% Cycling | Average Two Hour Event Day‡18Aggregate50% Cycling | 29.0682 | 29.6087 |  | 83.6473 | -0.43715 | 0.14044 | 0.54047 | 0.94051 | 1.5181
Average Two Hour Event Day‡ | 18 | Aggregate | All | Average Two Hour Event Day‡18AggregateAll | 52.8964 | 57.479 |  | 83.5243 | 2.6201 | 3.7796 | 1900-01-03 13:59 | 1900-01-04 09:15 | 6.5451
Average Two Hour Event Day‡ | 18 | Average Per Device | 100% Cycling | Average Two Hour Event Day‡18Average Per Device100% Cycling | 1.638 | 1.9187 |  | 83.4153 | 0.20036 | 0.24781 | 0.28067 | 0.31353 | 0.36098
Average Two Hour Event Day‡ | 18 | Average Per Device | 50% Cycling | Average Two Hour Event Day‡18Average Per Device50% Cycling | 2.3371 | 2.3806 |  | 83.6473 | -0.0481 | 0.0059909 | 0.043454 | 0.080918 | 0.13501
Average Two Hour Event Day‡ | 18 | Average Per Device | All | Average Two Hour Event Day‡18Average Per DeviceAll | 1.9666 | 2.1358 |  | 83.5243 | 0.083585 | 0.13415 | 0.16918 | 0.2042 | 0.25477
Average Two Hour Event Day‡ | 18 | Average Per Premise | 100% Cycling | Average Two Hour Event Day‡18Average Per Premise100% Cycling | 1.9389 | 2.2711 |  | 83.4153 | 0.25192 | 0.29937 | 0.33223 | 0.36509 | 0.41253
Average Two Hour Event Day‡ | 18 | Average Per Premise | 50% Cycling | Average Two Hour Event Day‡18Average Per Premise50% Cycling | 2.7223 | 2.7729 |  | 83.6473 | -0.040939 | 0.013152 | 0.050616 | 0.088079 | 0.14217
Average Two Hour Event Day‡ | 18 | Average Per Premise | All | Average Two Hour Event Day‡18Average Per PremiseAll | 2.3071 | 2.5069 |  | 83.5243 | 0.11428 | 0.16485 | 0.19987 | 0.23489 | 0.28546
Average Two Hour Event Day‡ | 18 | Average Per Ton | 100% Cycling | Average Two Hour Event Day‡18Average Per Ton100% Cycling | 0.45296 | 0.53057 |  | 83.4153 | -0.0026923 | 0.044754 | 0.077614 | 0.11048 | 0.15792
Average Two Hour Event Day‡ | 18 | Average Per Ton | 50% Cycling | Average Two Hour Event Day‡18Average Per Ton50% Cycling | 0.67331 | 0.68583 |  | 83.6473 | -0.079036 | -0.024944 | 0.012519 | 0.049983 | 0.10407
Average Two Hour Event Day‡ | 18 | Average Per Ton | All | Average Two Hour Event Day‡18Average Per TonAll | 0.55653 | 0.60354 |  | 83.5243 | -0.038574 | 0.011995 | 0.04702 | 0.082044 | 0.13261
Average Two Hour Event Day‡ | 19 | Aggregate | 100% Cycling | Average Two Hour Event Day‡19Aggregate100% Cycling | 30.3761 | 27.8876 |  | 79.4274 | -3.513 | -2.9077 | -2.4885 | -2.0693 | -1.464
Average Two Hour Event Day‡ | 19 | Aggregate | 50% Cycling | Average Two Hour Event Day‡19Aggregate50% Cycling | 31.0201 | 28.3978 |  | 79.4867 | -3.5973 | -3.0212 | -2.6223 | -2.2233 | -1.6472
Average Two Hour Event Day‡ | 19 | Aggregate | All | Average Two Hour Event Day‡19AggregateAll | 61.438 | 56.323 |  | 79.4553 | -7.1153 | -5.9335 | -5.1149 | -4.2964 | -3.1146
Average Two Hour Event Day‡ | 19 | Average Per Device | 100% Cycling | Average Two Hour Event Day‡19Average Per Device100% Cycling | 2.0949 | 1.9232 |  | 79.4274 | -0.25525 | -0.20584 | -0.17162 | -0.1374 | -0.087986
Average Two Hour Event Day‡ | 19 | Average Per Device | 50% Cycling | Average Two Hour Event Day‡19Average Per Device50% Cycling | 2.494 | 2.2832 |  | 79.4867 | -0.30215 | -0.2482 | -0.21083 | -0.17346 | -0.11951
Average Two Hour Event Day‡ | 19 | Average Per Device | All | Average Two Hour Event Day‡19Average Per DeviceAll | 2.2825 | 2.0924 |  | 79.4553 | -0.27729 | -0.22575 | -0.19005 | -0.15435 | -0.1028
Average Two Hour Event Day‡ | 19 | Average Per Premise | 100% Cycling | Average Two Hour Event Day‡19Average Per Premise100% Cycling | 2.4797 | 2.2765 |  | 79.4274 | -0.28678 | -0.23737 | -0.20314 | -0.16892 | -0.11951
Average Two Hour Event Day‡ | 19 | Average Per Premise | 50% Cycling | Average Two Hour Event Day‡19Average Per Premise50% Cycling | 2.905 | 2.6595 |  | 79.4867 | -0.33689 | -0.28294 | -0.24558 | -0.20821 | -0.15426
Average Two Hour Event Day‡ | 19 | Average Per Premise | All | Average Two Hour Event Day‡19Average Per PremiseAll | 2.6796 | 2.4565 |  | 79.4553 | -0.31033 | -0.25879 | -0.22309 | -0.18739 | -0.13584
Average Two Hour Event Day‡ | 19 | Average Per Ton | 100% Cycling | Average Two Hour Event Day‡19Average Per Ton100% Cycling | 0.5793 | 0.53184 |  | 79.4274 | -0.13109 | -0.08168 | -0.047458 | -0.013236 | 0.036175
Average Two Hour Event Day‡ | 19 | Average Per Ton | 50% Cycling | Average Two Hour Event Day‡19Average Per Ton50% Cycling | 0.71853 | 0.65779 |  | 79.4867 | -0.15206 | -0.098106 | -0.06074 | -0.023374 | 0.030577
Average Two Hour Event Day‡ | 19 | Average Per Ton | All | Average Two Hour Event Day‡19Average Per TonAll | 0.64474 | 0.59104 |  | 79.4553 | -0.14095 | -0.0894 | -0.053701 | -0.018001 | 0.033544
Average Two Hour Event Day‡ | 20 | Aggregate | 100% Cycling | Average Two Hour Event Day‡20Aggregate100% Cycling | 29.9647 | 25.9693 |  | 76.5082 | -4.9466 | -4.3847 | -3.9955 | -3.6062 | -3.0443
Average Two Hour Event Day‡ | 20 | Aggregate | 50% Cycling | Average Two Hour Event Day‡20Aggregate50% Cycling | 29.11 | 26.798 |  | 76.5692 | -3.2092 | -2.6792 | -2.3121 | -1.9449 | -1.4149
Average Two Hour Event Day‡ | 20 | Aggregate | All | Average Two Hour Event Day‡20AggregateAll | 59.1023 | 52.8055 |  | 76.5369 | -8.1457 | -7.0533 | -6.2967 | -5.5402 | -4.4478
Average Two Hour Event Day‡ | 20 | Average Per Device | 100% Cycling | Average Two Hour Event Day‡20Average Per Device100% Cycling | 2.0665 | 1.791 |  | 76.5082 | -0.35319 | -0.30732 | -0.27554 | -0.24377 | -0.1979
Average Two Hour Event Day‡ | 20 | Average Per Device | 50% Cycling | Average Two Hour Event Day‡20Average Per Device50% Cycling | 2.3405 | 2.1546 |  | 76.5692 | -0.26991 | -0.22027 | -0.18589 | -0.15151 | -0.10187
Average Two Hour Event Day‡ | 20 | Average Per Device | All | Average Two Hour Event Day‡20Average Per DeviceAll | 2.1953 | 1.9619 |  | 76.5369 | -0.31405 | -0.26641 | -0.23341 | -0.20041 | -0.15276
Average Two Hour Event Day‡ | 20 | Average Per Premise | 100% Cycling | Average Two Hour Event Day‡20Average Per Premise100% Cycling | 2.4461 | 2.1199 |  | 76.5082 | -0.40381 | -0.35793 | -0.32616 | -0.29439 | -0.24851
Average Two Hour Event Day‡ | 20 | Average Per Premise | 50% Cycling | Average Two Hour Event Day‡20Average Per Premise50% Cycling | 2.7262 | 2.5096 |  | 76.5692 | -0.30055 | -0.25091 | -0.21652 | -0.18214 | -0.1325
Average Two Hour Event Day‡ | 20 | Average Per Premise | All | Average Two Hour Event Day‡20Average Per PremiseAll | 2.5777 | 2.3031 |  | 76.5369 | -0.35527 | -0.30763 | -0.27463 | -0.24163 | -0.19399
Average Two Hour Event Day‡ | 20 | Average Per Ton | 100% Cycling | Average Two Hour Event Day‡20Average Per Ton100% Cycling | 0.57145 | 0.49526 |  | 76.5082 | -0.15384 | -0.10797 | -0.076197 | -0.044424 | 0.0014507
Average Two Hour Event Day‡ | 20 | Average Per Ton | 50% Cycling | Average Two Hour Event Day‡20Average Per Ton50% Cycling | 0.67428 | 0.62073 |  | 76.5692 | -0.13758 | -0.087935 | -0.053555 | -0.019174 | 0.030466
Average Two Hour Event Day‡ | 20 | Average Per Ton | All | Average Two Hour Event Day‡20Average Per TonAll | 0.61978 | 0.55423 |  | 76.5369 | -0.1462 | -0.098553 | -0.065555 | -0.032557 | 0.015088
Average Two Hour Event Day‡ | 21 | Aggregate | 100% Cycling | Average Two Hour Event Day‡21Aggregate100% Cycling | 28.1686 | 24.8072 |  | 74.3953 | -4.2428 | -3.722 | -3.3614 | -3.0007 | -2.48
Average Two Hour Event Day‡ | 21 | Aggregate | 50% Cycling | Average Two Hour Event Day‡21Aggregate50% Cycling | 26.7535 | 24.9314 |  | 74.5029 | -2.6466 | -2.1595 | -1.8222 | -1.4848 | -0.99768
Average Two Hour Event Day‡ | 21 | Aggregate | All | Average Two Hour Event Day‡21AggregateAll | 54.9423 | 49.769 |  | 74.4459 | -6.8797 | -5.8716 | -5.1734 | -4.4751 | -3.467
Average Two Hour Event Day‡ | 21 | Average Per Device | 100% Cycling | Average Two Hour Event Day‡21Average Per Device100% Cycling | 1.9426 | 1.7108 |  | 74.3953 | -0.30377 | -0.26126 | -0.23182 | -0.20237 | -0.15987
Average Two Hour Event Day‡ | 21 | Average Per Device | 50% Cycling | Average Two Hour Event Day‡21Average Per Device50% Cycling | 2.151 | 2.0045 |  | 74.5029 | -0.22372 | -0.1781 | -0.1465 | -0.11491 | -0.06929
Average Two Hour Event Day‡ | 21 | Average Per Device | All | Average Two Hour Event Day‡21Average Per DeviceAll | 2.0406 | 1.8488 |  | 74.4459 | -0.26614 | -0.22217 | -0.19172 | -0.16127 | -0.1173
Average Two Hour Event Day‡ | 21 | Average Per Premise | 100% Cycling | Average Two Hour Event Day‡21Average Per Premise100% Cycling | 2.2995 | 2.0251 |  | 74.3953 | -0.34635 | -0.30384 | -0.2744 | -0.24496 | -0.20245
Average Two Hour Event Day‡ | 21 | Average Per Premise | 50% Cycling | Average Two Hour Event Day‡21Average Per Premise50% Cycling | 2.5055 | 2.3348 |  | 74.5029 | -0.24786 | -0.20224 | -0.17065 | -0.13905 | -0.093434
Average Two Hour Event Day‡ | 21 | Average Per Premise | All | Average Two Hour Event Day‡21Average Per PremiseAll | 2.3963 | 2.1707 |  | 74.4459 | -0.30006 | -0.25609 | -0.22563 | -0.19518 | -0.15121
Average Two Hour Event Day‡ | 21 | Average Per Ton | 100% Cycling | Average Two Hour Event Day‡21Average Per Ton100% Cycling | 0.5372 | 0.47309 |  | 74.3953 | -0.13605 | -0.093546 | -0.064104 | -0.034663 | 0.007845
Average Two Hour Event Day‡ | 21 | Average Per Ton | 50% Cycling | Average Two Hour Event Day‡21Average Per Ton50% Cycling | 0.6197 | 0.57749 |  | 74.5029 | -0.11942 | -0.073802 | -0.042207 | -0.010612 | 0.035005
Average Two Hour Event Day‡ | 21 | Average Per Ton | All | Average Two Hour Event Day‡21Average Per TonAll | 0.57597 | 0.52216 |  | 74.4459 | -0.12824 | -0.084266 | -0.053813 | -0.023359 | 0.02061
Average Two Hour Event Day‡ | 22 | Aggregate | 100% Cycling | Average Two Hour Event Day‡22Aggregate100% Cycling | 24.2385 | 22.208 |  | 73.4257 | -2.8131 | -2.3507 | -2.0304 | -1.7102 | -1.2477
Average Two Hour Event Day‡ | 22 | Aggregate | 50% Cycling | Average Two Hour Event Day‡22Aggregate50% Cycling | 23.0671 | 21.7863 |  | 73.6056 | -2.0263 | -1.5859 | -1.2808 | -0.97573 | -0.53527
Average Two Hour Event Day‡ | 22 | Aggregate | All | Average Two Hour Event Day‡22AggregateAll | 47.3234 | 44.0167 |  | 73.5103 | -4.8355 | -3.9323 | -3.3067 | -2.6812 | -1.7779
Average Two Hour Event Day‡ | 22 | Average Per Device | 100% Cycling | Average Two Hour Event Day‡22Average Per Device100% Cycling | 1.6716 | 1.5316 |  | 73.4257 | -0.20392 | -0.16617 | -0.14003 | -0.11388 | -0.076134
Average Two Hour Event Day‡ | 22 | Average Per Device | 50% Cycling | Average Two Hour Event Day‡22Average Per Device50% Cycling | 1.8546 | 1.7516 |  | 73.6056 | -0.17279 | -0.13155 | -0.10298 | -0.074407 | -0.033158
Average Two Hour Event Day‡ | 22 | Average Per Device | All | Average Two Hour Event Day‡22Average Per DeviceAll | 1.7576 | 1.635 |  | 73.5103 | -0.18929 | -0.1499 | -0.12261 | -0.09533 | -0.055935
Average Two Hour Event Day‡ | 22 | Average Per Premise | 100% Cycling | Average Two Hour Event Day‡22Average Per Premise100% Cycling | 1.9787 | 1.8129 |  | 73.4257 | -0.22964 | -0.1919 | -0.16575 | -0.13961 | -0.10186
Average Two Hour Event Day‡ | 22 | Average Per Premise | 50% Cycling | Average Two Hour Event Day‡22Average Per Premise50% Cycling | 2.1602 | 2.0403 |  | 73.6056 | -0.18976 | -0.14852 | -0.11995 | -0.091378 | -0.050128
Average Two Hour Event Day‡ | 22 | Average Per Premise | All | Average Two Hour Event Day‡22Average Per PremiseAll | 2.064 | 1.9198 |  | 73.5103 | -0.2109 | -0.17151 | -0.14422 | -0.11694 | -0.077545
Average Two Hour Event Day‡ | 22 | Average Per Ton | 100% Cycling | Average Two Hour Event Day‡22Average Per Ton100% Cycling | 0.46225 | 0.42353 |  | 73.4257 | -0.10262 | -0.064867 | -0.038722 | -0.012578 | 0.025171
Average Two Hour Event Day‡ | 22 | Average Per Ton | 50% Cycling | Average Two Hour Event Day‡22Average Per Ton50% Cycling | 0.53431 | 0.50464 |  | 73.6056 | -0.099486 | -0.058236 | -0.029667 | -0.0010982 | 0.040151
Average Two Hour Event Day‡ | 22 | Average Per Ton | All | Average Two Hour Event Day‡22Average Per TonAll | 0.49612 | 0.46165 |  | 73.5103 | -0.10114 | -0.061751 | -0.034466 | -0.0071822 | 0.032212
Average Two Hour Event Day‡ | 23 | Aggregate | 100% Cycling | Average Two Hour Event Day‡23Aggregate100% Cycling | 19.9094 | 18.6841 |  | 72.4427 | -1.9138 | -1.5071 | -1.2254 | -0.94368 | -0.53697
Average Two Hour Event Day‡ | 23 | Aggregate | 50% Cycling | Average Two Hour Event Day‡23Aggregate50% Cycling | 18.8596 | 17.9023 |  | 72.5386 | -1.6134 | -1.2258 | -0.95729 | -0.68883 | -0.30121
Average Two Hour Event Day‡ | 23 | Aggregate | All | Average Two Hour Event Day‡23AggregateAll | 38.7828 | 36.6012 |  | 72.4878 | -3.5266 | -2.732 | -2.1816 | -1.6313 | -0.83665
Average Two Hour Event Day‡ | 23 | Average Per Device | 100% Cycling | Average Two Hour Event Day‡23Average Per Device100% Cycling | 1.373 | 1.2885 |  | 72.4427 | -0.1407 | -0.1075 | -0.084506 | -0.061512 | -0.028311
Average Two Hour Event Day‡ | 23 | Average Per Device | 50% Cycling | Average Two Hour Event Day‡23Average Per Device50% Cycling | 1.5163 | 1.4394 |  | 72.5386 | -0.13841 | -0.10211 | -0.076967 | -0.051825 | -0.015525
Average Two Hour Event Day‡ | 23 | Average Per Device | All | Average Two Hour Event Day‡23Average Per DeviceAll | 1.4404 | 1.3594 |  | 72.4878 | -0.13962 | -0.10497 | -0.080963 | -0.056959 | -0.022301
Average Two Hour Event Day‡ | 23 | Average Per Premise | 100% Cycling | Average Two Hour Event Day‡23Average Per Premise100% Cycling | 1.6253 | 1.5252 |  | 72.4427 | -0.15623 | -0.12302 | -0.10003 | -0.077035 | -0.043834
Average Two Hour Event Day‡ | 23 | Average Per Premise | 50% Cycling | Average Two Hour Event Day‡23Average Per Premise50% Cycling | 1.7662 | 1.6766 |  | 72.5386 | -0.15109 | -0.11479 | -0.089651 | -0.064509 | -0.028209
Average Two Hour Event Day‡ | 23 | Average Per Premise | All | Average Two Hour Event Day‡23Average Per PremiseAll | 1.6915 | 1.5964 |  | 72.4878 | -0.15381 | -0.11916 | -0.095152 | -0.071148 | -0.03649
Average Two Hour Event Day‡ | 23 | Average Per Ton | 100% Cycling | Average Two Hour Event Day‡23Average Per Ton100% Cycling | 0.37969 | 0.35632 |  | 72.4427 | -0.079565 | -0.046364 | -0.023369 | -0.0003739 | 0.032827
Average Two Hour Event Day‡ | 23 | Average Per Ton | 50% Cycling | Average Two Hour Event Day‡23Average Per Ton50% Cycling | 0.43685 | 0.41467 |  | 72.5386 | -0.083616 | -0.047316 | -0.022174 | 0.0029675 | 0.039268
Average Two Hour Event Day‡ | 23 | Average Per Ton | All | Average Two Hour Event Day‡23Average Per TonAll | 0.40655 | 0.38375 |  | 72.4878 | -0.081469 | -0.046811 | -0.022807 | 0.0011966 | 0.035854
Average Two Hour Event Day‡ | 24 | Aggregate | 100% Cycling | Average Two Hour Event Day‡24Aggregate100% Cycling | 15.8549 | 14.4329 |  | 71.4112 | -1.9955 | -1.6567 | -1.422 | -1.1874 | -0.84855
Average Two Hour Event Day‡ | 24 | Aggregate | 50% Cycling | Average Two Hour Event Day‡24Aggregate50% Cycling | 14.7426 | 14.4648 |  | 71.4649 | -0.84438 | -0.50965 | -0.27781 | -0.045975 | 0.28876
Average Two Hour Event Day‡ | 24 | Aggregate | All | Average Two Hour Event Day‡24AggregateAll | 30.606 | 28.915 |  | 71.4364 | -2.8317 | -2.1578 | -1.691 | -1.2243 | -0.55034
Average Two Hour Event Day‡ | 24 | Average Per Device | 100% Cycling | Average Two Hour Event Day‡24Average Per Device100% Cycling | 1.0934 | 0.99535 |  | 71.4112 | -0.14488 | -0.11723 | -0.098069 | -0.078913 | -0.051254
Average Two Hour Event Day‡ | 24 | Average Per Device | 50% Cycling | Average Two Hour Event Day‡24Average Per Device50% Cycling | 1.1853 | 1.163 |  | 71.4649 | -0.075396 | -0.044048 | -0.022336 | -0.0006247 | 0.030723
Average Two Hour Event Day‡ | 24 | Average Per Device | All | Average Two Hour Event Day‡24Average Per DeviceAll | 1.1366 | 1.0741 |  | 71.4364 | -0.11222 | -0.082832 | -0.062475 | -0.042118 | -0.012725
Average Two Hour Event Day‡ | 24 | Average Per Premise | 100% Cycling | Average Two Hour Event Day‡24Average Per Premise100% Cycling | 1.2943 | 1.1782 |  | 71.4112 | -0.1629 | -0.13524 | -0.11608 | -0.096928 | -0.069269
Average Two Hour Event Day‡ | 24 | Average Per Premise | 50% Cycling | Average Two Hour Event Day‡24Average Per Premise50% Cycling | 1.3807 | 1.3546 |  | 71.4649 | -0.079076 | -0.047729 | -0.026017 | -0.0043056 | 0.027042
Average Two Hour Event Day‡ | 24 | Average Per Premise | All | Average Two Hour Event Day‡24Average Per PremiseAll | 1.3349 | 1.2611 |  | 71.4364 | -0.1235 | -0.09411 | -0.073753 | -0.053395 | -0.024003
Average Two Hour Event Day‡ | 24 | Average Per Ton | 100% Cycling | Average Two Hour Event Day‡24Average Per Ton100% Cycling | 0.30237 | 0.27525 |  | 71.4112 | -0.073935 | -0.046276 | -0.027119 | -0.007963 | 0.019696
Average Two Hour Event Day‡ | 24 | Average Per Ton | 50% Cycling | Average Two Hour Event Day‡24Average Per Ton50% Cycling | 0.34149 | 0.33505 |  | 71.4649 | -0.059494 | -0.028146 | -0.006435 | 0.015277 | 0.046624
Average Two Hour Event Day‡ | 24 | Average Per Ton | All | Average Two Hour Event Day‡24Average Per TonAll | 0.32075 | 0.30336 |  | 71.4364 | -0.067148 | -0.037755 | -0.017398 | 0.0029595 | 0.032352

## Criteria
|  | Event Start | Event End | Hour Ending Event Start | Hour Ending Event End | lookuphour | temp | impact | ref
Average Two Hour Event Day‡ |  | 14:00 | 16:00 | 15 | 16 | 13
2012-08-08 |  | 12:00 | 16:00 | 13 | 16 | 14
8/10/2012† |  | 16:00 | 18:00 | 17 | 18 | 15 | 89.3089 | 15.2156 | 48.2507
2012-08-13 |  | 13:00 | 17:00 | 14 | 17 | 16 | 88.2207 | 17.7337 | 52.3908
2012-08-17 |  | 13:00 | 17:00 | 14 | 17 | 17
2012-09-13 |  | 14:00 | 18:00 | 15 | 18 | 18
2012-09-14 |  | 13:00 | 17:00 | 14 | 17 | Avg. | 88.7648 | 16.4747 | 50.3207
9/15/2012†* |  | 14:00 | 18:00 | 15 | 18 |  |  | Pct. | 32.74%
2012-10-01 |  | 14:00 | 18:00 | 15 | 18
Average Per Premise
Average Per Device
Average Per Ton
Aggregate
All
50% Cycling
100% Cycling
Date
Average Two Hour Event Day‡ | All | Average Two Hour Event Day‡All | 22928
2012-08-08 | All | 41129All | 22928
8/10/2012† | All | 8/10/2012†All | 22928
2012-08-13 | All | 41134All | 22928
2012-08-17 | All | 41138All | 22928
2012-09-13 | All | 41165All | 22928
2012-09-14 | All | 41166All | 22928
9/15/2012†* | All | 9/15/2012†*All | 6381
2012-10-01 | All | 41183All | 22928
Average Two Hour Event Day‡ | 50% Cycling | Average Two Hour Event Day‡50% Cycling | 10678
2012-08-08 | 50% Cycling | 4112950% Cycling | 10678
8/10/2012† | 50% Cycling | 8/10/2012†50% Cycling | 10678
2012-08-13 | 50% Cycling | 4113450% Cycling | 10678
2012-08-17 | 50% Cycling | 4113850% Cycling | 10678
2012-09-13 | 50% Cycling | 4116550% Cycling | 10678
2012-09-14 | 50% Cycling | 4116650% Cycling | 10678
9/15/2012†* | 50% Cycling | 9/15/2012†*50% Cycling | 852
2012-10-01 | 50% Cycling | 4118350% Cycling | 10678
Average Two Hour Event Day‡ | 100% Cycling | Average Two Hour Event Day‡100% Cycling | 12250
2012-08-08 | 100% Cycling | 41129100% Cycling | 12250
8/10/2012† | 100% Cycling | 8/10/2012†100% Cycling | 12250
2012-08-13 | 100% Cycling | 41134100% Cycling | 12250
2012-08-17 | 100% Cycling | 41138100% Cycling | 12250
2012-09-13 | 100% Cycling | 41165100% Cycling | 12250
2012-09-14 | 100% Cycling | 41166100% Cycling | 12250
9/15/2012†* | 100% Cycling | 9/15/2012†*100% Cycling | 5529
2012-10-01 | 100% Cycling | 41183100% Cycling | 12250