## Ex Post Impacts
TABLE 1: Menu Options |  | TABLE 2: Event Day Information
Date | Average Two Hour Event Day‡ | Event Start | 14:00 | Hour Ending | Load w/ DR | Load w/o DR | Impact | Impact | Avg. Temp | Uncertainty Adjusted Impact - Percentiles
Result Type | Aggregate | Event End | 16:00
Cycling Option | All | Average Temp. for Event Window | 86.4279 |  | (MW) | (MW) | (MW) | (%) | (°F) | 10th | 30th | 50th | 70th | 90th
Enrolled Devices | 4771 | Load Reduction for Event Window | 2.938 | 1 | 14.7788 | 14.7788 | 0 | 0% | 70.3678 | 0 | 0 | 0 | 0 | 0
‡Event on 8/10/2012 does not contain common hours 2-4 PM |  | % Load Reduction for Event Window | 7.811% | 2 | 14.4198 | 14.4198 | 0 | 0% | 69.8938 | 0 | 0 | 0 | 0 | 0
†PTR Event from 11AM to 6PM |  |  |  | 3 | 14.1107 | 14.1107 | 0 | 0% | 69.294 | 0 | 0 | 0 | 0 | 0
*Saturday Event |  |  |  | 4 | 14.1202 | 14.1202 | 0 | 0% | 68.6365 | 0 | 0 | 0 | 0 | 0
|  |  |  | 5 | 14.1866 | 14.1866 | 0 | 0% | 68.2141 | 0 | 0 | 0 | 0 | 0
|  |  |  | 6 | 15.2448 | 15.2448 | 0 | 0% | 68.0304 | 0 | 0 | 0 | 0 | 0
|  |  |  | 7 | 16.5886 | 16.5886 | 0 | 0% | 68.3767 | 0 | 0 | 0 | 0 | 0
|  |  |  | 8 | 19.5785 | 19.5785 | 0 | 0% | 72.2222 | 0 | 0 | 0 | 0 | 0
|  |  |  | 9 | 24.133 | 24.133 | 0 | 0% | 77.2333 | 0 | 0 | 0 | 0 | 0
|  |  |  | 10 | 29.256 | 29.256 | 0 | 0% | 82.466 | 0 | 0 | 0 | 0 | 0
|  |  |  | 11 | 33.9711 | 33.9711 | 0 | 0% | 84.5242 | 0 | 0 | 0 | 0 | 0
|  |  |  | 12 | 36.3914 | 36.3914 | 0 | 0% | 86.7124 | 0 | 0 | 0 | 0 | 0
|  |  |  | 13 | 37.5308 | 37.5308 | 0 | 0% | 86.7996 | 0 | 0 | 0 | 0 | 0
|  |  |  | 14 | 37.9783 | 37.9783 | 0 | 0% | 86.9016 | 0 | 0 | 0 | 0 | 0
|  |  |  | 15 | 35.0973 | 38.0708 | 2.9735 | 7.81% | 86.9403 | 2.0745 | 2.6056 | 2.9735 | 3.3413 | 3.8724 | 86.9403
|  |  |  | 16 | 34.2522 | 37.1547 | 2.9025 | 7.812% | 85.9155 | 2.082 | 2.5667 | 2.9025 | 3.2382 | 3.7229 | 85.9155
|  |  |  | 17 | 35.0958 | 35.0958 | 0 | 0% | 84.6045 | 0 | 0 | 0 | 0 | 0
|  |  |  | 18 | 30.7736 | 30.7736 | 0 | 0% | 82.0656 | 0 | 0 | 0 | 0 | 0
|  |  |  | 19 | 26.4643 | 26.4643 | 0 | 0% | 78.6 | 0 | 0 | 0 | 0 | 0
|  |  |  | 20 | 24.3956 | 24.3956 | 0 | 0% | 76.2884 | 0 | 0 | 0 | 0 | 0
|  |  |  | 21 | 22.6238 | 22.6238 | 0 | 0% | 74.5219 | 0 | 0 | 0 | 0 | 0
|  |  |  | 22 | 20.1638 | 20.1638 | 0 | 0% | 73.7713 | 0 | 0 | 0 | 0 | 0
|  |  |  | 23 | 17.5491 | 17.5491 | 0 | 0% | 72.6703 | 0 | 0 | 0 | 0 | 0
|  |  |  | 24 | 16.0404 | 16.0404 | 0 | 0% | 71.7742 | 0 | 0 | 0 | 0 | 0

## Lookup (hidden)
date | hour | category | cycle | concat | treat | cntrl | temp | p10 | p30 | p50 | p70 | p90
2012-10-01 | 1 | Aggregate | 30% Cycling | 411831Aggregate30% Cycling | 5.1234 | 5.1234 | 66.8742
2012-10-01 | 1 | Aggregate | 50% Cycling | 411831Aggregate50% Cycling | 9.3037 | 9.3037 | 67.3729
2012-10-01 | 1 | Aggregate | All | 411831AggregateAll | 14.4273 | 14.4273 | 67.2033 | 0 | 0 | 0 | 0 | 0
2012-10-01 | 1 | Average Per Device | 30% Cycling | 411831Average Per Device30% Cycling | 1.5041 | 1.5041 | 66.8742
2012-10-01 | 1 | Average Per Device | 50% Cycling | 411831Average Per Device50% Cycling | 1.4399 | 1.4399 | 67.3729
2012-10-01 | 1 | Average Per Device | All | 411831Average Per DeviceAll | 1.4617 | 1.4617 | 67.2033 | 0 | 0 | 0 | 0 | 0
2012-10-01 | 1 | Average Per Premise | 30% Cycling | 411831Average Per Premise30% Cycling | 3.1606 | 3.1606 | 66.8742
2012-10-01 | 1 | Average Per Premise | 50% Cycling | 411831Average Per Premise50% Cycling | 2.9536 | 2.9536 | 67.3729
2012-10-01 | 1 | Average Per Premise | All | 411831Average Per PremiseAll | 3.024 | 3.024 | 67.2033 | 0 | 0 | 0 | 0 | 0
2012-10-01 | 1 | Average Per Ton | 30% Cycling | 411831Average Per Ton30% Cycling | 0.409 | 0.409 | 66.8742
2012-10-01 | 1 | Average Per Ton | 50% Cycling | 411831Average Per Ton50% Cycling | 0.34919 | 0.34919 | 67.3729
2012-10-01 | 1 | Average Per Ton | All | 411831Average Per TonAll | 0.36953 | 0.36953 | 67.2033 | 0 | 0 | 0 | 0 | 0
2012-10-01 | 2 | Aggregate | 30% Cycling | 411832Aggregate30% Cycling | 4.9681 | 4.9681 | 67.4604
2012-10-01 | 2 | Aggregate | 50% Cycling | 411832Aggregate50% Cycling | 9.1046 | 9.1046 | 67.8439
2012-10-01 | 2 | Aggregate | All | 411832AggregateAll | 14.0729 | 14.0729 | 67.7135 | 0 | 0 | 0 | 0 | 0
2012-10-01 | 2 | Average Per Device | 30% Cycling | 411832Average Per Device30% Cycling | 1.4585 | 1.4585 | 67.4604
2012-10-01 | 2 | Average Per Device | 50% Cycling | 411832Average Per Device50% Cycling | 1.4091 | 1.4091 | 67.8439
2012-10-01 | 2 | Average Per Device | All | 411832Average Per DeviceAll | 1.4259 | 1.4259 | 67.7135 | 0 | 0 | 0 | 0 | 0
2012-10-01 | 2 | Average Per Premise | 30% Cycling | 411832Average Per Premise30% Cycling | 3.0648 | 3.0648 | 67.4604
2012-10-01 | 2 | Average Per Premise | 50% Cycling | 411832Average Per Premise50% Cycling | 2.8903 | 2.8903 | 67.8439
2012-10-01 | 2 | Average Per Premise | All | 411832Average Per PremiseAll | 2.9497 | 2.9497 | 67.7135 | 0 | 0 | 0 | 0 | 0
2012-10-01 | 2 | Average Per Ton | 30% Cycling | 411832Average Per Ton30% Cycling | 0.3966 | 0.3966 | 67.4604
2012-10-01 | 2 | Average Per Ton | 50% Cycling | 411832Average Per Ton50% Cycling | 0.34172 | 0.34172 | 67.8439
2012-10-01 | 2 | Average Per Ton | All | 411832Average Per TonAll | 0.36038 | 0.36038 | 67.7135 | 0 | 0 | 0 | 0 | 0
2012-10-01 | 3 | Aggregate | 30% Cycling | 411833Aggregate30% Cycling | 4.8216 | 4.8216 | 66.6047
2012-10-01 | 3 | Aggregate | 50% Cycling | 411833Aggregate50% Cycling | 8.9488 | 8.9488 | 67.1754
2012-10-01 | 3 | Aggregate | All | 411833AggregateAll | 13.7706 | 13.7706 | 66.9814 | 0 | 0 | 0 | 0 | 0
2012-10-01 | 3 | Average Per Device | 30% Cycling | 411833Average Per Device30% Cycling | 1.4155 | 1.4155 | 66.6047
2012-10-01 | 3 | Average Per Device | 50% Cycling | 411833Average Per Device50% Cycling | 1.385 | 1.385 | 67.1754
2012-10-01 | 3 | Average Per Device | All | 411833Average Per DeviceAll | 1.3953 | 1.3953 | 66.9814 | 0 | 0 | 0 | 0 | 0
2012-10-01 | 3 | Average Per Premise | 30% Cycling | 411833Average Per Premise30% Cycling | 2.9745 | 2.9745 | 66.6047
2012-10-01 | 3 | Average Per Premise | 50% Cycling | 411833Average Per Premise50% Cycling | 2.8409 | 2.8409 | 67.1754
2012-10-01 | 3 | Average Per Premise | All | 411833Average Per PremiseAll | 2.8863 | 2.8863 | 66.9814 | 0 | 0 | 0 | 0 | 0
2012-10-01 | 3 | Average Per Ton | 30% Cycling | 411833Average Per Ton30% Cycling | 0.38491 | 0.38491 | 66.6047
2012-10-01 | 3 | Average Per Ton | 50% Cycling | 411833Average Per Ton50% Cycling | 0.33587 | 0.33587 | 67.1754
2012-10-01 | 3 | Average Per Ton | All | 411833Average Per TonAll | 0.35255 | 0.35255 | 66.9814 | 0 | 0 | 0 | 0 | 0
2012-10-01 | 4 | Aggregate | 30% Cycling | 411834Aggregate30% Cycling | 4.7649 | 4.7649 | 65.71
2012-10-01 | 4 | Aggregate | 50% Cycling | 411834Aggregate50% Cycling | 9.0154 | 9.0154 | 66.2824
2012-10-01 | 4 | Aggregate | All | 411834AggregateAll | 13.7803 | 13.7803 | 66.0878 | 0 | 0 | 0 | 0 | 0
2012-10-01 | 4 | Average Per Device | 30% Cycling | 411834Average Per Device30% Cycling | 1.3988 | 1.3988 | 65.71
2012-10-01 | 4 | Average Per Device | 50% Cycling | 411834Average Per Device50% Cycling | 1.3953 | 1.3953 | 66.2824
2012-10-01 | 4 | Average Per Device | All | 411834Average Per DeviceAll | 1.3965 | 1.3965 | 66.0878 | 0 | 0 | 0 | 0 | 0
2012-10-01 | 4 | Average Per Premise | 30% Cycling | 411834Average Per Premise30% Cycling | 2.9395 | 2.9395 | 65.71
2012-10-01 | 4 | Average Per Premise | 50% Cycling | 411834Average Per Premise50% Cycling | 2.862 | 2.862 | 66.2824
2012-10-01 | 4 | Average Per Premise | All | 411834Average Per PremiseAll | 2.8884 | 2.8884 | 66.0878 | 0 | 0 | 0 | 0 | 0
2012-10-01 | 4 | Average Per Ton | 30% Cycling | 411834Average Per Ton30% Cycling | 0.38038 | 0.38038 | 65.71
2012-10-01 | 4 | Average Per Ton | 50% Cycling | 411834Average Per Ton50% Cycling | 0.33837 | 0.33837 | 66.2824
2012-10-01 | 4 | Average Per Ton | All | 411834Average Per TonAll | 0.35265 | 0.35265 | 66.0878 | 0 | 0 | 0 | 0 | 0
2012-10-01 | 5 | Aggregate | 30% Cycling | 411835Aggregate30% Cycling | 4.9245 | 4.9245 | 64.4001
2012-10-01 | 5 | Aggregate | 50% Cycling | 411835Aggregate50% Cycling | 8.9225 | 8.9225 | 65.0145
2012-10-01 | 5 | Aggregate | All | 411835AggregateAll | 13.8472 | 13.8472 | 64.8056 | 0 | 0 | 0 | 0 | 0
2012-10-01 | 5 | Average Per Device | 30% Cycling | 411835Average Per Device30% Cycling | 1.4457 | 1.4457 | 64.4001
2012-10-01 | 5 | Average Per Device | 50% Cycling | 411835Average Per Device50% Cycling | 1.3809 | 1.3809 | 65.0145
2012-10-01 | 5 | Average Per Device | All | 411835Average Per DeviceAll | 1.4029 | 1.4029 | 64.8056 | 0 | 0 | 0 | 0 | 0
2012-10-01 | 5 | Average Per Premise | 30% Cycling | 411835Average Per Premise30% Cycling | 3.038 | 3.038 | 64.4001
2012-10-01 | 5 | Average Per Premise | 50% Cycling | 411835Average Per Premise50% Cycling | 2.8325 | 2.8325 | 65.0145
2012-10-01 | 5 | Average Per Premise | All | 411835Average Per PremiseAll | 2.9024 | 2.9024 | 64.8056 | 0 | 0 | 0 | 0 | 0
2012-10-01 | 5 | Average Per Ton | 30% Cycling | 411835Average Per Ton30% Cycling | 0.39313 | 0.39313 | 64.4001
2012-10-01 | 5 | Average Per Ton | 50% Cycling | 411835Average Per Ton50% Cycling | 0.33488 | 0.33488 | 65.0145
2012-10-01 | 5 | Average Per Ton | All | 411835Average Per TonAll | 0.35469 | 0.35469 | 64.8056 | 0 | 0 | 0 | 0 | 0
2012-10-01 | 6 | Aggregate | 30% Cycling | 411836Aggregate30% Cycling | 5.6432 | 5.6432 | 64.2215
2012-10-01 | 6 | Aggregate | 50% Cycling | 411836Aggregate50% Cycling | 9.2438 | 9.2438 | 64.7685
2012-10-01 | 6 | Aggregate | All | 411836AggregateAll | 14.8877 | 14.8877 | 64.5825 | 0 | 0 | 0 | 0 | 0
2012-10-01 | 6 | Average Per Device | 30% Cycling | 411836Average Per Device30% Cycling | 1.6567 | 1.6567 | 64.2215
2012-10-01 | 6 | Average Per Device | 50% Cycling | 411836Average Per Device50% Cycling | 1.4306 | 1.4306 | 64.7685
2012-10-01 | 6 | Average Per Device | All | 411836Average Per DeviceAll | 1.5075 | 1.5075 | 64.5825 | 0 | 0 | 0 | 0 | 0
2012-10-01 | 6 | Average Per Premise | 30% Cycling | 411836Average Per Premise30% Cycling | 3.4813 | 3.4813 | 64.2215
2012-10-01 | 6 | Average Per Premise | 50% Cycling | 411836Average Per Premise50% Cycling | 2.9346 | 2.9346 | 64.7685
2012-10-01 | 6 | Average Per Premise | All | 411836Average Per PremiseAll | 3.1204 | 3.1204 | 64.5825 | 0 | 0 | 0 | 0 | 0
2012-10-01 | 6 | Average Per Ton | 30% Cycling | 411836Average Per Ton30% Cycling | 0.4505 | 0.4505 | 64.2215
2012-10-01 | 6 | Average Per Ton | 50% Cycling | 411836Average Per Ton50% Cycling | 0.34694 | 0.34694 | 64.7685
2012-10-01 | 6 | Average Per Ton | All | 411836Average Per TonAll | 0.38215 | 0.38215 | 64.5825 | 0 | 0 | 0 | 0 | 0
2012-10-01 | 7 | Aggregate | 30% Cycling | 411837Aggregate30% Cycling | 6.3532 | 6.3532 | 63.9836
2012-10-01 | 7 | Aggregate | 50% Cycling | 411837Aggregate50% Cycling | 9.8597 | 9.8597 | 64.7377
2012-10-01 | 7 | Aggregate | All | 411837AggregateAll | 16.2138 | 16.2138 | 64.4813 | 0 | 0 | 0 | 0 | 0
2012-10-01 | 7 | Average Per Device | 30% Cycling | 411837Average Per Device30% Cycling | 1.8651 | 1.8651 | 63.9836
2012-10-01 | 7 | Average Per Device | 50% Cycling | 411837Average Per Device50% Cycling | 1.5259 | 1.5259 | 64.7377
2012-10-01 | 7 | Average Per Device | All | 411837Average Per DeviceAll | 1.6412 | 1.6412 | 64.4813 | 0 | 0 | 0 | 0 | 0
2012-10-01 | 7 | Average Per Premise | 30% Cycling | 411837Average Per Premise30% Cycling | 3.9193 | 3.9193 | 63.9836
2012-10-01 | 7 | Average Per Premise | 50% Cycling | 411837Average Per Premise50% Cycling | 3.1301 | 3.1301 | 64.7377
2012-10-01 | 7 | Average Per Premise | All | 411837Average Per PremiseAll | 3.3984 | 3.3984 | 64.4813 | 0 | 0 | 0 | 0 | 0
2012-10-01 | 7 | Average Per Ton | 30% Cycling | 411837Average Per Ton30% Cycling | 0.50718 | 0.50718 | 63.9836
2012-10-01 | 7 | Average Per Ton | 50% Cycling | 411837Average Per Ton50% Cycling | 0.37006 | 0.37006 | 64.7377
2012-10-01 | 7 | Average Per Ton | All | 411837Average Per TonAll | 0.41668 | 0.41668 | 64.4813 | 0 | 0 | 0 | 0 | 0
2012-10-01 | 8 | Aggregate | 30% Cycling | 411838Aggregate30% Cycling | 7.3171 | 7.3171 | 69.738
2012-10-01 | 8 | Aggregate | 50% Cycling | 411838Aggregate50% Cycling | 11.8458 | 11.8458 | 69.9196
2012-10-01 | 8 | Aggregate | All | 411838AggregateAll | 19.1638 | 19.1638 | 69.8579 | 0 | 0 | 0 | 0 | 0
2012-10-01 | 8 | Average Per Device | 30% Cycling | 411838Average Per Device30% Cycling | 2.1481 | 2.1481 | 69.738
2012-10-01 | 8 | Average Per Device | 50% Cycling | 411838Average Per Device50% Cycling | 1.8333 | 1.8333 | 69.9196
2012-10-01 | 8 | Average Per Device | All | 411838Average Per DeviceAll | 1.9403 | 1.9403 | 69.8579 | 0 | 0 | 0 | 0 | 0
2012-10-01 | 8 | Average Per Premise | 30% Cycling | 411838Average Per Premise30% Cycling | 4.514 | 4.514 | 69.738
2012-10-01 | 8 | Average Per Premise | 50% Cycling | 411838Average Per Premise50% Cycling | 3.7606 | 3.7606 | 69.9196
2012-10-01 | 8 | Average Per Premise | All | 411838Average Per PremiseAll | 4.0167 | 4.0167 | 69.8579 | 0 | 0 | 0 | 0 | 0
2012-10-01 | 8 | Average Per Ton | 30% Cycling | 411838Average Per Ton30% Cycling | 0.58413 | 0.58413 | 69.738
2012-10-01 | 8 | Average Per Ton | 50% Cycling | 411838Average Per Ton50% Cycling | 0.4446 | 0.4446 | 69.9196
2012-10-01 | 8 | Average Per Ton | All | 411838Average Per TonAll | 0.49204 | 0.49204 | 69.8579 | 0 | 0 | 0 | 0 | 0
2012-10-01 | 9 | Aggregate | 30% Cycling | 411839Aggregate30% Cycling | 9.1214 | 9.1214 | 77.0465
2012-10-01 | 9 | Aggregate | 50% Cycling | 411839Aggregate50% Cycling | 14.5457 | 14.5457 | 77.1862
2012-10-01 | 9 | Aggregate | All | 411839AggregateAll | 23.6683 | 23.6683 | 77.1387 | 0 | 0 | 0 | 0 | 0
2012-10-01 | 9 | Average Per Device | 30% Cycling | 411839Average Per Device30% Cycling | 2.6778 | 2.6778 | 77.0465
2012-10-01 | 9 | Average Per Device | 50% Cycling | 411839Average Per Device50% Cycling | 2.2512 | 2.2512 | 77.1862
2012-10-01 | 9 | Average Per Device | All | 411839Average Per DeviceAll | 2.3962 | 2.3962 | 77.1387 | 0 | 0 | 0 | 0 | 0
2012-10-01 | 9 | Average Per Premise | 30% Cycling | 411839Average Per Premise30% Cycling | 5.627 | 5.627 | 77.0465
2012-10-01 | 9 | Average Per Premise | 50% Cycling | 411839Average Per Premise50% Cycling | 4.6177 | 4.6177 | 77.1862
2012-10-01 | 9 | Average Per Premise | All | 411839Average Per PremiseAll | 4.9609 | 4.9609 | 77.1387 | 0 | 0 | 0 | 0 | 0
2012-10-01 | 9 | Average Per Ton | 30% Cycling | 411839Average Per Ton30% Cycling | 0.72817 | 0.72817 | 77.0465
2012-10-01 | 9 | Average Per Ton | 50% Cycling | 411839Average Per Ton50% Cycling | 0.54594 | 0.54594 | 77.1862
2012-10-01 | 9 | Average Per Ton | All | 411839Average Per TonAll | 0.6079 | 0.6079 | 77.1387 | 0 | 0 | 0 | 0 | 0
2012-10-01 | 10 | Aggregate | 30% Cycling | 4118310Aggregate30% Cycling | 11.1993 | 11.1993 | 83.8681
2012-10-01 | 10 | Aggregate | 50% Cycling | 4118310Aggregate50% Cycling | 17.522 | 17.522 | 83.5468
2012-10-01 | 10 | Aggregate | All | 4118310AggregateAll | 28.7229 | 28.7229 | 83.656 | 0 | 0 | 0 | 0 | 0
2012-10-01 | 10 | Average Per Device | 30% Cycling | 4118310Average Per Device30% Cycling | 3.2878 | 3.2878 | 83.8681
2012-10-01 | 10 | Average Per Device | 50% Cycling | 4118310Average Per Device50% Cycling | 2.7118 | 2.7118 | 83.5468
2012-10-01 | 10 | Average Per Device | All | 4118310Average Per DeviceAll | 2.9076 | 2.9076 | 83.656 | 0 | 0 | 0 | 0 | 0
2012-10-01 | 10 | Average Per Premise | 30% Cycling | 4118310Average Per Premise30% Cycling | 6.9089 | 6.9089 | 83.8681
2012-10-01 | 10 | Average Per Premise | 50% Cycling | 4118310Average Per Premise50% Cycling | 5.5625 | 5.5625 | 83.5468
2012-10-01 | 10 | Average Per Premise | All | 4118310Average Per PremiseAll | 6.0203 | 6.0203 | 83.656 | 0 | 0 | 0 | 0 | 0
2012-10-01 | 10 | Average Per Ton | 30% Cycling | 4118310Average Per Ton30% Cycling | 0.89405 | 0.89405 | 83.8681
2012-10-01 | 10 | Average Per Ton | 50% Cycling | 4118310Average Per Ton50% Cycling | 0.65765 | 0.65765 | 83.5468
2012-10-01 | 10 | Average Per Ton | All | 4118310Average Per TonAll | 0.73802 | 0.73802 | 83.656 | 0 | 0 | 0 | 0 | 0
2012-10-01 | 11 | Aggregate | 30% Cycling | 4118311Aggregate30% Cycling | 12.7303 | 12.7303 | 86.4445
2012-10-01 | 11 | Aggregate | 50% Cycling | 4118311Aggregate50% Cycling | 20.6275 | 20.6275 | 85.5949
2012-10-01 | 11 | Aggregate | All | 4118311AggregateAll | 33.3593 | 33.3593 | 85.8838 | 0 | 0 | 0 | 0 | 0
2012-10-01 | 11 | Average Per Device | 30% Cycling | 4118311Average Per Device30% Cycling | 3.7373 | 3.7373 | 86.4445
2012-10-01 | 11 | Average Per Device | 50% Cycling | 4118311Average Per Device50% Cycling | 3.1924 | 3.1924 | 85.5949
2012-10-01 | 11 | Average Per Device | All | 4118311Average Per DeviceAll | 3.3776 | 3.3776 | 85.8838 | 0 | 0 | 0 | 0 | 0
2012-10-01 | 11 | Average Per Premise | 30% Cycling | 4118311Average Per Premise30% Cycling | 7.8534 | 7.8534 | 86.4445
2012-10-01 | 11 | Average Per Premise | 50% Cycling | 4118311Average Per Premise50% Cycling | 6.5484 | 6.5484 | 85.5949
2012-10-01 | 11 | Average Per Premise | All | 4118311Average Per PremiseAll | 6.9921 | 6.9921 | 85.8838 | 0 | 0 | 0 | 0 | 0
2012-10-01 | 11 | Average Per Ton | 30% Cycling | 4118311Average Per Ton30% Cycling | 1.0163 | 1.0163 | 86.4445
2012-10-01 | 11 | Average Per Ton | 50% Cycling | 4118311Average Per Ton50% Cycling | 0.7742 | 0.7742 | 85.5949
2012-10-01 | 11 | Average Per Ton | All | 4118311Average Per TonAll | 0.8565 | 0.8565 | 85.8838 | 0 | 0 | 0 | 0 | 0
2012-10-01 | 12 | Aggregate | 30% Cycling | 4118312Aggregate30% Cycling | 13.7062 | 13.7062 | 88.6774
2012-10-01 | 12 | Aggregate | 50% Cycling | 4118312Aggregate50% Cycling | 22.0383 | 22.0383 | 87.5722
2012-10-01 | 12 | Aggregate | All | 4118312AggregateAll | 35.7461 | 35.7461 | 87.948 | 0 | 0 | 0 | 0 | 0
2012-10-01 | 12 | Average Per Device | 30% Cycling | 4118312Average Per Device30% Cycling | 4.0237 | 4.0237 | 88.6774
2012-10-01 | 12 | Average Per Device | 50% Cycling | 4118312Average Per Device50% Cycling | 3.4107 | 3.4107 | 87.5722
2012-10-01 | 12 | Average Per Device | All | 4118312Average Per DeviceAll | 3.6191 | 3.6191 | 87.948 | 0 | 0 | 0 | 0 | 0
2012-10-01 | 12 | Average Per Premise | 30% Cycling | 4118312Average Per Premise30% Cycling | 8.4554 | 8.4554 | 88.6774
2012-10-01 | 12 | Average Per Premise | 50% Cycling | 4118312Average Per Premise50% Cycling | 6.9963 | 6.9963 | 87.5722
2012-10-01 | 12 | Average Per Premise | All | 4118312Average Per PremiseAll | 7.4924 | 7.4924 | 87.948 | 0 | 0 | 0 | 0 | 0
2012-10-01 | 12 | Average Per Ton | 30% Cycling | 4118312Average Per Ton30% Cycling | 1.0942 | 1.0942 | 88.6774
2012-10-01 | 12 | Average Per Ton | 50% Cycling | 4118312Average Per Ton50% Cycling | 0.82715 | 0.82715 | 87.5722
2012-10-01 | 12 | Average Per Ton | All | 4118312Average Per TonAll | 0.91794 | 0.91794 | 87.948 | 0 | 0 | 0 | 0 | 0
2012-10-01 | 13 | Aggregate | 30% Cycling | 4118313Aggregate30% Cycling | 14.2851 | 14.2851 | 88.8227
2012-10-01 | 13 | Aggregate | 50% Cycling | 4118313Aggregate50% Cycling | 22.6052 | 22.6052 | 87.7955
2012-10-01 | 13 | Aggregate | All | 4118313AggregateAll | 36.8921 | 36.8921 | 88.1448 | 0 | 0 | 0 | 0 | 0
2012-10-01 | 13 | Average Per Device | 30% Cycling | 4118313Average Per Device30% Cycling | 4.1937 | 4.1937 | 88.8227
2012-10-01 | 13 | Average Per Device | 50% Cycling | 4118313Average Per Device50% Cycling | 3.4985 | 3.4985 | 87.7955
2012-10-01 | 13 | Average Per Device | All | 4118313Average Per DeviceAll | 3.7348 | 3.7348 | 88.1448 | 0 | 0 | 0 | 0 | 0
2012-10-01 | 13 | Average Per Premise | 30% Cycling | 4118313Average Per Premise30% Cycling | 8.8125 | 8.8125 | 88.8227
2012-10-01 | 13 | Average Per Premise | 50% Cycling | 4118313Average Per Premise50% Cycling | 7.1763 | 7.1763 | 87.7955
2012-10-01 | 13 | Average Per Premise | All | 4118313Average Per PremiseAll | 7.7326 | 7.7326 | 88.1448 | 0 | 0 | 0 | 0 | 0
2012-10-01 | 13 | Average Per Ton | 30% Cycling | 4118313Average Per Ton30% Cycling | 1.1404 | 1.1404 | 88.8227
2012-10-01 | 13 | Average Per Ton | 50% Cycling | 4118313Average Per Ton50% Cycling | 0.84843 | 0.84843 | 87.7955
2012-10-01 | 13 | Average Per Ton | All | 4118313Average Per TonAll | 0.94769 | 0.94769 | 88.1448 | 0 | 0 | 0 | 0 | 0
2012-10-01 | 14 | Aggregate | 30% Cycling | 4118314Aggregate30% Cycling | 14.5215 | 14.5215 | 87.8312
2012-10-01 | 14 | Aggregate | 50% Cycling | 4118314Aggregate50% Cycling | 22.832 | 22.832 | 86.6498
2012-10-01 | 14 | Aggregate | All | 4118314AggregateAll | 37.3554 | 37.3554 | 87.0515 | 0 | 0 | 0 | 0 | 0
2012-10-01 | 14 | Average Per Device | 30% Cycling | 4118314Average Per Device30% Cycling | 4.2631 | 4.2631 | 87.8312
2012-10-01 | 14 | Average Per Device | 50% Cycling | 4118314Average Per Device50% Cycling | 3.5336 | 3.5336 | 86.6498
2012-10-01 | 14 | Average Per Device | All | 4118314Average Per DeviceAll | 3.7816 | 3.7816 | 87.0515 | 0 | 0 | 0 | 0 | 0
2012-10-01 | 14 | Average Per Premise | 30% Cycling | 4118314Average Per Premise30% Cycling | 8.9584 | 8.9584 | 87.8312
2012-10-01 | 14 | Average Per Premise | 50% Cycling | 4118314Average Per Premise50% Cycling | 7.2482 | 7.2482 | 86.6498
2012-10-01 | 14 | Average Per Premise | All | 4118314Average Per PremiseAll | 7.8297 | 7.8297 | 87.0515 | 0 | 0 | 0 | 0 | 0
2012-10-01 | 14 | Average Per Ton | 30% Cycling | 4118314Average Per Ton30% Cycling | 1.1593 | 1.1593 | 87.8312
2012-10-01 | 14 | Average Per Ton | 50% Cycling | 4118314Average Per Ton50% Cycling | 0.85694 | 0.85694 | 86.6498
2012-10-01 | 14 | Average Per Ton | All | 4118314Average Per TonAll | 0.95973 | 0.95973 | 87.0515 | 0 | 0 | 0 | 0 | 0
2012-10-01 | 15 | Aggregate | 30% Cycling | 4118315Aggregate30% Cycling | 13.3426 | 14.6008 | 86.729 | 0.70407 | 1.0315 | 1.2582 | 1.485 | 1.8124
2012-10-01 | 15 | Aggregate | 50% Cycling | 4118315Aggregate50% Cycling | 21.0905 | 22.822 | 85.8651 | 0.76745 | 1.337 | 1.7315 | 2.126 | 2.6955
2012-10-01 | 15 | Aggregate | All | 4118315AggregateAll | 34.4348 | 37.4248 | 86.1588 | 1.4717 | 2.3687 | 2.99 | 3.6112 | 4.5082
2012-10-01 | 15 | Average Per Device | 30% Cycling | 4118315Average Per Device30% Cycling | 3.917 | 4.2864 | 86.729 | 0.027516 | 0.22949 | 0.36938 | 0.50927 | 0.71124
2012-10-01 | 15 | Average Per Device | 50% Cycling | 4118315Average Per Device50% Cycling | 3.264 | 3.532 | 85.8651 | -0.038072 | 0.14274 | 0.26797 | 0.3932 | 0.57401
2012-10-01 | 15 | Average Per Device | All | 4118315Average Per DeviceAll | 3.486 | 3.7885 | 86.1588 | -0.015772 | 0.17224 | 0.30245 | 0.43266 | 0.62067
2012-10-01 | 15 | Average Per Premise | 30% Cycling | 4118315Average Per Premise30% Cycling | 8.2311 | 9.0073 | 86.729 | 0.43434 | 0.63632 | 0.77621 | 0.91609 | 1.1181
2012-10-01 | 15 | Average Per Premise | 50% Cycling | 4118315Average Per Premise50% Cycling | 6.6954 | 7.2451 | 85.8651 | 0.24363 | 0.42445 | 0.54968 | 0.67491 | 0.85572
2012-10-01 | 15 | Average Per Premise | All | 4118315Average Per PremiseAll | 7.2175 | 7.8442 | 86.1588 | 0.30847 | 0.49648 | 0.6267 | 0.75691 | 0.94492
2012-10-01 | 15 | Average Per Ton | 30% Cycling | 4118315Average Per Ton30% Cycling | 1.0651 | 1.1656 | 86.729 | -0.24142 | -0.039443 | 0.10044 | 0.24033 | 0.44231
2012-10-01 | 15 | Average Per Ton | 50% Cycling | 4118315Average Per Ton50% Cycling | 0.79158 | 0.85657 | 85.8651 | -0.24106 | -0.060243 | 0.064987 | 0.19022 | 0.37103
2012-10-01 | 15 | Average Per Ton | All | 4118315Average Per TonAll | 0.88459 | 0.96163 | 86.1588 | -0.24118 | -0.053171 | 0.077043 | 0.20726 | 0.39526
2012-10-01 | 16 | Aggregate | 30% Cycling | 4118316Aggregate30% Cycling | 13.3039 | 14.3821 | 86.5965 | 0.58638 | 0.87698 | 1.0782 | 1.2795 | 1.5701
2012-10-01 | 16 | Aggregate | 50% Cycling | 4118316Aggregate50% Cycling | 19.7308 | 22.1345 | 85.8056 | 1.4144 | 1.9989 | 2.4037 | 2.8085 | 3.3931
2012-10-01 | 16 | Aggregate | All | 4118316AggregateAll | 33.0369 | 36.5187 | 86.0745 | 2.0007 | 2.8758 | 3.4819 | 4.0879 | 4.963
2012-10-01 | 16 | Average Per Device | 30% Cycling | 4118316Average Per Device30% Cycling | 3.9056 | 4.2222 | 86.5965 | 0.01311 | 0.19238 | 0.31654 | 0.4407 | 0.61997
2012-10-01 | 16 | Average Per Device | 50% Cycling | 4118316Average Per Device50% Cycling | 3.0536 | 3.4256 | 85.8056 | 0.057936 | 0.24349 | 0.37201 | 0.50053 | 0.68608
2012-10-01 | 16 | Average Per Device | All | 4118316Average Per DeviceAll | 3.3433 | 3.6964 | 86.0745 | 0.042695 | 0.22611 | 0.35315 | 0.48019 | 0.66361
2012-10-01 | 16 | Average Per Premise | 30% Cycling | 4118316Average Per Premise30% Cycling | 8.2072 | 8.8724 | 86.5965 | 0.36174 | 0.54101 | 0.66517 | 0.78934 | 0.9686
2012-10-01 | 16 | Average Per Premise | 50% Cycling | 4118316Average Per Premise50% Cycling | 6.2637 | 7.0268 | 85.8056 | 0.44901 | 0.63457 | 0.76309 | 0.8916 | 1.0772
2012-10-01 | 16 | Average Per Premise | All | 4118316Average Per PremiseAll | 6.9245 | 7.6543 | 86.0745 | 0.41934 | 0.60276 | 0.7298 | 0.85683 | 1.0403
2012-10-01 | 16 | Average Per Ton | 30% Cycling | 4118316Average Per Ton30% Cycling | 1.0621 | 1.1481 | 86.5965 | -0.21735 | -0.038085 | 0.086077 | 0.21024 | 0.38951
2012-10-01 | 16 | Average Per Ton | 50% Cycling | 4118316Average Per Ton50% Cycling | 0.74055 | 0.83077 | 85.8056 | -0.22386 | -0.038298 | 0.090218 | 0.21873 | 0.40429
2012-10-01 | 16 | Average Per Ton | All | 4118316Average Per TonAll | 0.84986 | 0.93867 | 86.0745 | -0.22165 | -0.038226 | 0.08881 | 0.21585 | 0.39926
2012-10-01 | 17 | Aggregate | 30% Cycling | 4118317Aggregate30% Cycling | 13.2289 | 13.6967 | 84.1962 | 0.068123 | 0.30425 | 0.46779 | 0.63132 | 0.86745
2012-10-01 | 17 | Aggregate | 50% Cycling | 4118317Aggregate50% Cycling | 18.1375 | 20.8293 | 83.6213 | 1.7044 | 2.2878 | 2.6918 | 3.0959 | 3.6793
2012-10-01 | 17 | Aggregate | All | 4118317AggregateAll | 31.3691 | 34.5281 | 83.8168 | 1.7719 | 2.5914 | 3.159 | 3.7266 | 4.5461
2012-10-01 | 17 | Average Per Device | 30% Cycling | 4118317Average Per Device30% Cycling | 3.8836 | 4.0209 | 84.1962 | -0.10922 | 0.036441 | 0.13733 | 0.23822 | 0.38388
2012-10-01 | 17 | Average Per Device | 50% Cycling | 4118317Average Per Device50% Cycling | 2.807 | 3.2236 | 83.6213 | 0.10311 | 0.28832 | 0.4166 | 0.54488 | 0.73009
2012-10-01 | 17 | Average Per Device | All | 4118317Average Per DeviceAll | 3.1731 | 3.4947 | 83.8168 | 0.030919 | 0.20268 | 0.32165 | 0.44061 | 0.61238
2012-10-01 | 17 | Average Per Premise | 30% Cycling | 4118317Average Per Premise30% Cycling | 8.1609 | 8.4495 | 84.1962 | 0.042025 | 0.18769 | 0.28858 | 0.38947 | 0.53513
2012-10-01 | 17 | Average Per Premise | 50% Cycling | 4118317Average Per Premise50% Cycling | 5.7579 | 6.6125 | 83.6213 | 0.54107 | 0.72628 | 0.85456 | 0.98283 | 1.168
2012-10-01 | 17 | Average Per Premise | All | 4118317Average Per PremiseAll | 6.575 | 7.2371 | 83.8168 | 0.37139 | 0.54316 | 0.66212 | 0.78109 | 0.95285
2012-10-01 | 17 | Average Per Ton | 30% Cycling | 4118317Average Per Ton30% Cycling | 1.0561 | 1.0934 | 84.1962 | -0.20921 | -0.063544 | 0.037344 | 0.13823 | 0.2839
2012-10-01 | 17 | Average Per Ton | 50% Cycling | 4118317Average Per Ton50% Cycling | 0.68075 | 0.78178 | 83.6213 | -0.21245 | -0.027244 | 0.10103 | 0.22931 | 0.41452
2012-10-01 | 17 | Average Per Ton | All | 4118317Average Per TonAll | 0.80836 | 0.88773 | 83.8168 | -0.21135 | -0.039586 | 0.079378 | 0.19834 | 0.37011
2012-10-01 | 18 | Aggregate | 30% Cycling | 4118318Aggregate30% Cycling | 10.9805 | 11.8103 | 80.1372 | 0.35211 | 0.63433 | 0.82979 | 1.0253 | 1.3075
2012-10-01 | 18 | Aggregate | 50% Cycling | 4118318Aggregate50% Cycling | 15.0557 | 18.4249 | 79.7526 | 2.2699 | 2.9194 | 3.3693 | 3.8191 | 4.4686
2012-10-01 | 18 | Aggregate | All | 4118318AggregateAll | 26.0384 | 30.2369 | 79.8833 | 2.6214 | 3.5531 | 4.1984 | 4.8437 | 5.7754
2012-10-01 | 18 | Average Per Device | 30% Cycling | 4118318Average Per Device30% Cycling | 3.2235 | 3.4672 | 80.1372 | -0.051084 | 0.12302 | 0.2436 | 0.36419 | 0.53829
2012-10-01 | 18 | Average Per Device | 50% Cycling | 4118318Average Per Device50% Cycling | 2.3301 | 2.8515 | 79.7526 | 0.17244 | 0.37863 | 0.52144 | 0.66425 | 0.87045
2012-10-01 | 18 | Average Per Device | All | 4118318Average Per DeviceAll | 2.6339 | 3.0608 | 79.8833 | 0.09644 | 0.29172 | 0.42698 | 0.56223 | 0.75751
2012-10-01 | 18 | Average Per Premise | 30% Cycling | 4118318Average Per Premise30% Cycling | 6.7739 | 7.2858 | 80.1372 | 0.21722 | 0.39132 | 0.5119 | 0.63249 | 0.80659
2012-10-01 | 18 | Average Per Premise | 50% Cycling | 4118318Average Per Premise50% Cycling | 4.7796 | 5.8492 | 79.7526 | 0.72061 | 0.9268 | 1.0696 | 1.2124 | 1.4186
2012-10-01 | 18 | Average Per Premise | All | 4118318Average Per PremiseAll | 5.4576 | 6.3376 | 79.8833 | 0.54945 | 0.74474 | 0.87999 | 1.0152 | 1.2105
2012-10-01 | 18 | Average Per Ton | 30% Cycling | 4118318Average Per Ton30% Cycling | 0.87658 | 0.94282 | 80.1372 | -0.22844 | -0.054341 | 0.066243 | 0.18683 | 0.36093
2012-10-01 | 18 | Average Per Ton | 50% Cycling | 4118318Average Per Ton50% Cycling | 0.56508 | 0.69154 | 79.7526 | -0.22255 | -0.016353 | 0.12646 | 0.26927 | 0.47546
2012-10-01 | 18 | Average Per Ton | All | 4118318Average Per TonAll | 0.67099 | 0.77697 | 79.8833 | -0.22455 | -0.029269 | 0.10598 | 0.24124 | 0.43652
2012-10-01 | 19 | Aggregate | 30% Cycling | 4118319Aggregate30% Cycling | 10.2801 | 10.2801 | 77.4055
2012-10-01 | 19 | Aggregate | 50% Cycling | 4118319Aggregate50% Cycling | 15.6921 | 15.6921 | 77.53
2012-10-01 | 19 | Aggregate | All | 4118319AggregateAll | 25.9737 | 25.9737 | 77.4877 | 0 | 0 | 0 | 0 | 0
2012-10-01 | 19 | Average Per Device | 30% Cycling | 4118319Average Per Device30% Cycling | 3.0179 | 3.0179 | 77.4055
2012-10-01 | 19 | Average Per Device | 50% Cycling | 4118319Average Per Device50% Cycling | 2.4286 | 2.4286 | 77.53
2012-10-01 | 19 | Average Per Device | All | 4118319Average Per DeviceAll | 2.6289 | 2.6289 | 77.4877 | 0 | 0 | 0 | 0 | 0
2012-10-01 | 19 | Average Per Premise | 30% Cycling | 4118319Average Per Premise30% Cycling | 6.3418 | 6.3418 | 77.4055
2012-10-01 | 19 | Average Per Premise | 50% Cycling | 4118319Average Per Premise50% Cycling | 4.9816 | 4.9816 | 77.53
2012-10-01 | 19 | Average Per Premise | All | 4118319Average Per PremiseAll | 5.4441 | 5.4441 | 77.4877 | 0 | 0 | 0 | 0 | 0
2012-10-01 | 19 | Average Per Ton | 30% Cycling | 4118319Average Per Ton30% Cycling | 0.82066 | 0.82066 | 77.4055
2012-10-01 | 19 | Average Per Ton | 50% Cycling | 4118319Average Per Ton50% Cycling | 0.58896 | 0.58896 | 77.53
2012-10-01 | 19 | Average Per Ton | All | 4118319Average Per TonAll | 0.66774 | 0.66774 | 77.4877 | 0 | 0 | 0 | 0 | 0
2012-10-01 | 20 | Aggregate | 30% Cycling | 4118320Aggregate30% Cycling | 9.5367 | 9.5367 | 76.0291
2012-10-01 | 20 | Aggregate | 50% Cycling | 4118320Aggregate50% Cycling | 14.3782 | 14.3782 | 76.2645
2012-10-01 | 20 | Aggregate | All | 4118320AggregateAll | 23.9164 | 23.9164 | 76.1845 | 0 | 0 | 0 | 0 | 0
2012-10-01 | 20 | Average Per Device | 30% Cycling | 4118320Average Per Device30% Cycling | 2.7997 | 2.7997 | 76.0291
2012-10-01 | 20 | Average Per Device | 50% Cycling | 4118320Average Per Device50% Cycling | 2.2252 | 2.2252 | 76.2645
2012-10-01 | 20 | Average Per Device | All | 4118320Average Per DeviceAll | 2.4205 | 2.4205 | 76.1845 | 0 | 0 | 0 | 0 | 0
2012-10-01 | 20 | Average Per Premise | 30% Cycling | 4118320Average Per Premise30% Cycling | 5.8832 | 5.8832 | 76.0291
2012-10-01 | 20 | Average Per Premise | 50% Cycling | 4118320Average Per Premise50% Cycling | 4.5645 | 4.5645 | 76.2645
2012-10-01 | 20 | Average Per Premise | All | 4118320Average Per PremiseAll | 5.0129 | 5.0129 | 76.1845 | 0 | 0 | 0 | 0 | 0
2012-10-01 | 20 | Average Per Ton | 30% Cycling | 4118320Average Per Ton30% Cycling | 0.76132 | 0.76132 | 76.0291
2012-10-01 | 20 | Average Per Ton | 50% Cycling | 4118320Average Per Ton50% Cycling | 0.53965 | 0.53965 | 76.2645
2012-10-01 | 20 | Average Per Ton | All | 4118320Average Per TonAll | 0.61502 | 0.61502 | 76.1845 | 0 | 0 | 0 | 0 | 0
2012-10-01 | 21 | Aggregate | 30% Cycling | 4118321Aggregate30% Cycling | 8.7422 | 8.7422 | 73.2111
2012-10-01 | 21 | Aggregate | 50% Cycling | 4118321Aggregate50% Cycling | 13.4228 | 13.4228 | 73.5246
2012-10-01 | 21 | Aggregate | All | 4118321AggregateAll | 22.1663 | 22.1663 | 73.418 | 0 | 0 | 0 | 0 | 0
2012-10-01 | 21 | Average Per Device | 30% Cycling | 4118321Average Per Device30% Cycling | 2.5665 | 2.5665 | 73.2111
2012-10-01 | 21 | Average Per Device | 50% Cycling | 4118321Average Per Device50% Cycling | 2.0774 | 2.0774 | 73.5246
2012-10-01 | 21 | Average Per Device | All | 4118321Average Per DeviceAll | 2.2437 | 2.2437 | 73.418 | 0 | 0 | 0 | 0 | 0
2012-10-01 | 21 | Average Per Premise | 30% Cycling | 4118321Average Per Premise30% Cycling | 5.3931 | 5.3931 | 73.2111
2012-10-01 | 21 | Average Per Premise | 50% Cycling | 4118321Average Per Premise50% Cycling | 4.2612 | 4.2612 | 73.5246
2012-10-01 | 21 | Average Per Premise | All | 4118321Average Per PremiseAll | 4.6461 | 4.6461 | 73.418 | 0 | 0 | 0 | 0 | 0
2012-10-01 | 21 | Average Per Ton | 30% Cycling | 4118321Average Per Ton30% Cycling | 0.6979 | 0.6979 | 73.2111
2012-10-01 | 21 | Average Per Ton | 50% Cycling | 4118321Average Per Ton50% Cycling | 0.50379 | 0.50379 | 73.5246
2012-10-01 | 21 | Average Per Ton | All | 4118321Average Per TonAll | 0.56979 | 0.56979 | 73.418 | 0 | 0 | 0 | 0 | 0
2012-10-01 | 22 | Aggregate | 30% Cycling | 4118322Aggregate30% Cycling | 7.7808 | 7.7808 | 71.8149
2012-10-01 | 22 | Aggregate | 50% Cycling | 4118322Aggregate50% Cycling | 11.9667 | 11.9667 | 71.9704
2012-10-01 | 22 | Aggregate | All | 4118322AggregateAll | 19.7486 | 19.7486 | 71.9175 | 0 | 0 | 0 | 0 | 0
2012-10-01 | 22 | Average Per Device | 30% Cycling | 4118322Average Per Device30% Cycling | 2.2842 | 2.2842 | 71.8149
2012-10-01 | 22 | Average Per Device | 50% Cycling | 4118322Average Per Device50% Cycling | 1.852 | 1.852 | 71.9704
2012-10-01 | 22 | Average Per Device | All | 4118322Average Per DeviceAll | 1.999 | 1.999 | 71.9175 | 0 | 0 | 0 | 0 | 0
2012-10-01 | 22 | Average Per Premise | 30% Cycling | 4118322Average Per Premise30% Cycling | 4.8 | 4.8 | 71.8149
2012-10-01 | 22 | Average Per Premise | 50% Cycling | 4118322Average Per Premise50% Cycling | 3.799 | 3.799 | 71.9704
2012-10-01 | 22 | Average Per Premise | All | 4118322Average Per PremiseAll | 4.1393 | 4.1393 | 71.9175 | 0 | 0 | 0 | 0 | 0
2012-10-01 | 22 | Average Per Ton | 30% Cycling | 4118322Average Per Ton30% Cycling | 0.62114 | 0.62114 | 71.8149
2012-10-01 | 22 | Average Per Ton | 50% Cycling | 4118322Average Per Ton50% Cycling | 0.44914 | 0.44914 | 71.9704
2012-10-01 | 22 | Average Per Ton | All | 4118322Average Per TonAll | 0.50762 | 0.50762 | 71.9175 | 0 | 0 | 0 | 0 | 0
2012-10-01 | 23 | Aggregate | 30% Cycling | 4118323Aggregate30% Cycling | 6.4877 | 6.4877 | 71.198
2012-10-01 | 23 | Aggregate | 50% Cycling | 4118323Aggregate50% Cycling | 10.6834 | 10.6834 | 71.3773
2012-10-01 | 23 | Aggregate | All | 4118323AggregateAll | 17.1718 | 17.1718 | 71.3164 | 0 | 0 | 0 | 0 | 0
2012-10-01 | 23 | Average Per Device | 30% Cycling | 4118323Average Per Device30% Cycling | 1.9046 | 1.9046 | 71.198
2012-10-01 | 23 | Average Per Device | 50% Cycling | 4118323Average Per Device50% Cycling | 1.6534 | 1.6534 | 71.3773
2012-10-01 | 23 | Average Per Device | All | 4118323Average Per DeviceAll | 1.7388 | 1.7388 | 71.3164 | 0 | 0 | 0 | 0 | 0
2012-10-01 | 23 | Average Per Premise | 30% Cycling | 4118323Average Per Premise30% Cycling | 4.0023 | 4.0023 | 71.198
2012-10-01 | 23 | Average Per Premise | 50% Cycling | 4118323Average Per Premise50% Cycling | 3.3916 | 3.3916 | 71.3773
2012-10-01 | 23 | Average Per Premise | All | 4118323Average Per PremiseAll | 3.5992 | 3.5992 | 71.3164 | 0 | 0 | 0 | 0 | 0
2012-10-01 | 23 | Average Per Ton | 30% Cycling | 4118323Average Per Ton30% Cycling | 0.51792 | 0.51792 | 71.198
2012-10-01 | 23 | Average Per Ton | 50% Cycling | 4118323Average Per Ton50% Cycling | 0.40098 | 0.40098 | 71.3773
2012-10-01 | 23 | Average Per Ton | All | 4118323Average Per TonAll | 0.44074 | 0.44074 | 71.3164 | 0 | 0 | 0 | 0 | 0
2012-10-01 | 24 | Aggregate | 30% Cycling | 4118324Aggregate30% Cycling | 5.7226 | 5.7226 | 69.4792
2012-10-01 | 24 | Aggregate | 50% Cycling | 4118324Aggregate50% Cycling | 9.9563 | 9.9563 | 69.8467
2012-10-01 | 24 | Aggregate | All | 4118324AggregateAll | 15.6793 | 15.6793 | 69.7218 | 0 | 0 | 0 | 0 | 0
2012-10-01 | 24 | Average Per Device | 30% Cycling | 4118324Average Per Device30% Cycling | 1.68 | 1.68 | 69.4792
2012-10-01 | 24 | Average Per Device | 50% Cycling | 4118324Average Per Device50% Cycling | 1.5409 | 1.5409 | 69.8467
2012-10-01 | 24 | Average Per Device | All | 4118324Average Per DeviceAll | 1.5882 | 1.5882 | 69.7218 | 0 | 0 | 0 | 0 | 0
2012-10-01 | 24 | Average Per Premise | 30% Cycling | 4118324Average Per Premise30% Cycling | 3.5303 | 3.5303 | 69.4792
2012-10-01 | 24 | Average Per Premise | 50% Cycling | 4118324Average Per Premise50% Cycling | 3.1607 | 3.1607 | 69.8467
2012-10-01 | 24 | Average Per Premise | All | 4118324Average Per PremiseAll | 3.2864 | 3.2864 | 69.7218 | 0 | 0 | 0 | 0 | 0
2012-10-01 | 24 | Average Per Ton | 30% Cycling | 4118324Average Per Ton30% Cycling | 0.45684 | 0.45684 | 69.4792
2012-10-01 | 24 | Average Per Ton | 50% Cycling | 4118324Average Per Ton50% Cycling | 0.37369 | 0.37369 | 69.8467
2012-10-01 | 24 | Average Per Ton | All | 4118324Average Per TonAll | 0.40196 | 0.40196 | 69.7218 | 0 | 0 | 0 | 0 | 0
8/10/2012† | 1 | Aggregate | 30% Cycling | 8/10/2012†1Aggregate30% Cycling | 5.0783 | 5.0783 | 70.7484
8/10/2012† | 1 | Aggregate | 50% Cycling | 8/10/2012†1Aggregate50% Cycling | 9.2186 | 9.2186 | 70.8422
8/10/2012† | 1 | Aggregate | All | 8/10/2012†1AggregateAll | 14.2971 | 14.2971 | 70.8103 | 0 | 0 | 0 | 0 | 0
8/10/2012† | 1 | Average Per Device | 30% Cycling | 8/10/2012†1Average Per Device30% Cycling | 1.5027 | 1.5027 | 70.7484
8/10/2012† | 1 | Average Per Device | 50% Cycling | 8/10/2012†1Average Per Device50% Cycling | 1.4392 | 1.4392 | 70.8422
8/10/2012† | 1 | Average Per Device | All | 8/10/2012†1Average Per DeviceAll | 1.4608 | 1.4608 | 70.8103 | 0 | 0 | 0 | 0 | 0
8/10/2012† | 1 | Average Per Premise | 30% Cycling | 8/10/2012†1Average Per Premise30% Cycling | 3.1328 | 3.1328 | 70.7484
8/10/2012† | 1 | Average Per Premise | 50% Cycling | 8/10/2012†1Average Per Premise50% Cycling | 2.9265 | 2.9265 | 70.8422
8/10/2012† | 1 | Average Per Premise | All | 8/10/2012†1Average Per PremiseAll | 2.9967 | 2.9967 | 70.8103 | 0 | 0 | 0 | 0 | 0
8/10/2012† | 1 | Average Per Ton | 30% Cycling | 8/10/2012†1Average Per Ton30% Cycling | 0.41005 | 0.41005 | 70.7484
8/10/2012† | 1 | Average Per Ton | 50% Cycling | 8/10/2012†1Average Per Ton50% Cycling | 0.34874 | 0.34874 | 70.8422
8/10/2012† | 1 | Average Per Ton | All | 8/10/2012†1Average Per TonAll | 0.36958 | 0.36958 | 70.8103 | 0 | 0 | 0 | 0 | 0
8/10/2012† | 2 | Aggregate | 30% Cycling | 8/10/2012†2Aggregate30% Cycling | 4.9238 | 4.9238 | 70.2614
8/10/2012† | 2 | Aggregate | 50% Cycling | 8/10/2012†2Aggregate50% Cycling | 9.0205 | 9.0205 | 70.2809
8/10/2012† | 2 | Aggregate | All | 8/10/2012†2AggregateAll | 13.9445 | 13.9445 | 70.2742 | 0 | 0 | 0 | 0 | 0
8/10/2012† | 2 | Average Per Device | 30% Cycling | 8/10/2012†2Average Per Device30% Cycling | 1.4569 | 1.4569 | 70.2614
8/10/2012† | 2 | Average Per Device | 50% Cycling | 8/10/2012†2Average Per Device50% Cycling | 1.4083 | 1.4083 | 70.2809
8/10/2012† | 2 | Average Per Device | All | 8/10/2012†2Average Per DeviceAll | 1.4249 | 1.4249 | 70.2742 | 0 | 0 | 0 | 0 | 0
8/10/2012† | 2 | Average Per Premise | 30% Cycling | 8/10/2012†2Average Per Premise30% Cycling | 3.0375 | 3.0375 | 70.2614
8/10/2012† | 2 | Average Per Premise | 50% Cycling | 8/10/2012†2Average Per Premise50% Cycling | 2.8637 | 2.8637 | 70.2809
8/10/2012† | 2 | Average Per Premise | All | 8/10/2012†2Average Per PremiseAll | 2.9228 | 2.9228 | 70.2742 | 0 | 0 | 0 | 0 | 0
8/10/2012† | 2 | Average Per Ton | 30% Cycling | 8/10/2012†2Average Per Ton30% Cycling | 0.39757 | 0.39757 | 70.2614
8/10/2012† | 2 | Average Per Ton | 50% Cycling | 8/10/2012†2Average Per Ton50% Cycling | 0.34125 | 0.34125 | 70.2809
8/10/2012† | 2 | Average Per Ton | All | 8/10/2012†2Average Per TonAll | 0.3604 | 0.3604 | 70.2742 | 0 | 0 | 0 | 0 | 0
8/10/2012† | 3 | Aggregate | 30% Cycling | 8/10/2012†3Aggregate30% Cycling | 4.778 | 4.778 | 70.0799
8/10/2012† | 3 | Aggregate | 50% Cycling | 8/10/2012†3Aggregate50% Cycling | 8.8656 | 8.8656 | 70.2645
8/10/2012† | 3 | Aggregate | All | 8/10/2012†3AggregateAll | 13.6437 | 13.6437 | 70.2017 | 0 | 0 | 0 | 0 | 0
8/10/2012† | 3 | Average Per Device | 30% Cycling | 8/10/2012†3Average Per Device30% Cycling | 1.4138 | 1.4138 | 70.0799
8/10/2012† | 3 | Average Per Device | 50% Cycling | 8/10/2012†3Average Per Device50% Cycling | 1.3841 | 1.3841 | 70.2645
8/10/2012† | 3 | Average Per Device | All | 8/10/2012†3Average Per DeviceAll | 1.3942 | 1.3942 | 70.2017 | 0 | 0 | 0 | 0 | 0
8/10/2012† | 3 | Average Per Premise | 30% Cycling | 8/10/2012†3Average Per Premise30% Cycling | 2.9475 | 2.9475 | 70.0799
8/10/2012† | 3 | Average Per Premise | 50% Cycling | 8/10/2012†3Average Per Premise50% Cycling | 2.8145 | 2.8145 | 70.2645
8/10/2012† | 3 | Average Per Premise | All | 8/10/2012†3Average Per PremiseAll | 2.8597 | 2.8597 | 70.2017 | 0 | 0 | 0 | 0 | 0
8/10/2012† | 3 | Average Per Ton | 30% Cycling | 8/10/2012†3Average Per Ton30% Cycling | 0.3858 | 0.3858 | 70.0799
8/10/2012† | 3 | Average Per Ton | 50% Cycling | 8/10/2012†3Average Per Ton50% Cycling | 0.33538 | 0.33538 | 70.2645
8/10/2012† | 3 | Average Per Ton | All | 8/10/2012†3Average Per TonAll | 0.35253 | 0.35253 | 70.2017 | 0 | 0 | 0 | 0 | 0
8/10/2012† | 4 | Aggregate | 30% Cycling | 8/10/2012†4Aggregate30% Cycling | 4.7215 | 4.7215 | 69.6936
8/10/2012† | 4 | Aggregate | 50% Cycling | 8/10/2012†4Aggregate50% Cycling | 8.9318 | 8.9318 | 69.8826
8/10/2012† | 4 | Aggregate | All | 8/10/2012†4AggregateAll | 13.6534 | 13.6534 | 69.8184 | 0 | 0 | 0 | 0 | 0
8/10/2012† | 4 | Average Per Device | 30% Cycling | 8/10/2012†4Average Per Device30% Cycling | 1.3971 | 1.3971 | 69.6936
8/10/2012† | 4 | Average Per Device | 50% Cycling | 8/10/2012†4Average Per Device50% Cycling | 1.3945 | 1.3945 | 69.8826
8/10/2012† | 4 | Average Per Device | All | 8/10/2012†4Average Per DeviceAll | 1.3954 | 1.3954 | 69.8184 | 0 | 0 | 0 | 0 | 0
8/10/2012† | 4 | Average Per Premise | 30% Cycling | 8/10/2012†4Average Per Premise30% Cycling | 2.9127 | 2.9127 | 69.6936
8/10/2012† | 4 | Average Per Premise | 50% Cycling | 8/10/2012†4Average Per Premise50% Cycling | 2.8355 | 2.8355 | 69.8826
8/10/2012† | 4 | Average Per Premise | All | 8/10/2012†4Average Per PremiseAll | 2.8617 | 2.8617 | 69.8184 | 0 | 0 | 0 | 0 | 0
8/10/2012† | 4 | Average Per Ton | 30% Cycling | 8/10/2012†4Average Per Ton30% Cycling | 0.38124 | 0.38124 | 69.6936
8/10/2012† | 4 | Average Per Ton | 50% Cycling | 8/10/2012†4Average Per Ton50% Cycling | 0.33789 | 0.33789 | 69.8826
8/10/2012† | 4 | Average Per Ton | All | 8/10/2012†4Average Per TonAll | 0.35263 | 0.35263 | 69.8184 | 0 | 0 | 0 | 0 | 0
8/10/2012† | 5 | Aggregate | 30% Cycling | 8/10/2012†5Aggregate30% Cycling | 4.8804 | 4.8804 | 69.3891
8/10/2012† | 5 | Aggregate | 50% Cycling | 8/10/2012†5Aggregate50% Cycling | 8.8394 | 8.8394 | 69.6032
8/10/2012† | 5 | Aggregate | All | 8/10/2012†5AggregateAll | 13.72 | 13.72 | 69.5304 | 0 | 0 | 0 | 0 | 0
8/10/2012† | 5 | Average Per Device | 30% Cycling | 8/10/2012†5Average Per Device30% Cycling | 1.4441 | 1.4441 | 69.3891
8/10/2012† | 5 | Average Per Device | 50% Cycling | 8/10/2012†5Average Per Device50% Cycling | 1.38 | 1.38 | 69.6032
8/10/2012† | 5 | Average Per Device | All | 8/10/2012†5Average Per DeviceAll | 1.4018 | 1.4018 | 69.5304 | 0 | 0 | 0 | 0 | 0
8/10/2012† | 5 | Average Per Premise | 30% Cycling | 8/10/2012†5Average Per Premise30% Cycling | 3.0107 | 3.0107 | 69.3891
8/10/2012† | 5 | Average Per Premise | 50% Cycling | 8/10/2012†5Average Per Premise50% Cycling | 2.8062 | 2.8062 | 69.6032
8/10/2012† | 5 | Average Per Premise | All | 8/10/2012†5Average Per PremiseAll | 2.8757 | 2.8757 | 69.5304 | 0 | 0 | 0 | 0 | 0
8/10/2012† | 5 | Average Per Ton | 30% Cycling | 8/10/2012†5Average Per Ton30% Cycling | 0.39407 | 0.39407 | 69.3891
8/10/2012† | 5 | Average Per Ton | 50% Cycling | 8/10/2012†5Average Per Ton50% Cycling | 0.33439 | 0.33439 | 69.6032
8/10/2012† | 5 | Average Per Ton | All | 8/10/2012†5Average Per TonAll | 0.35468 | 0.35468 | 69.5304 | 0 | 0 | 0 | 0 | 0
8/10/2012† | 6 | Aggregate | 30% Cycling | 8/10/2012†6Aggregate30% Cycling | 5.5957 | 5.5957 | 68.4564
8/10/2012† | 6 | Aggregate | 50% Cycling | 8/10/2012†6Aggregate50% Cycling | 9.159 | 9.159 | 68.6851
8/10/2012† | 6 | Aggregate | All | 8/10/2012†6AggregateAll | 14.7553 | 14.7553 | 68.6073 | 0 | 0 | 0 | 0 | 0
8/10/2012† | 6 | Average Per Device | 30% Cycling | 8/10/2012†6Average Per Device30% Cycling | 1.6558 | 1.6558 | 68.4564
8/10/2012† | 6 | Average Per Device | 50% Cycling | 8/10/2012†6Average Per Device50% Cycling | 1.4299 | 1.4299 | 68.6851
8/10/2012† | 6 | Average Per Device | All | 8/10/2012†6Average Per DeviceAll | 1.5067 | 1.5067 | 68.6073 | 0 | 0 | 0 | 0 | 0
8/10/2012† | 6 | Average Per Premise | 30% Cycling | 8/10/2012†6Average Per Premise30% Cycling | 3.452 | 3.452 | 68.4564
8/10/2012† | 6 | Average Per Premise | 50% Cycling | 8/10/2012†6Average Per Premise50% Cycling | 2.9076 | 2.9076 | 68.6851
8/10/2012† | 6 | Average Per Premise | All | 8/10/2012†6Average Per PremiseAll | 3.0927 | 3.0927 | 68.6073 | 0 | 0 | 0 | 0 | 0
8/10/2012† | 6 | Average Per Ton | 30% Cycling | 8/10/2012†6Average Per Ton30% Cycling | 0.45183 | 0.45183 | 68.4564
8/10/2012† | 6 | Average Per Ton | 50% Cycling | 8/10/2012†6Average Per Ton50% Cycling | 0.34648 | 0.34648 | 68.6851
8/10/2012† | 6 | Average Per Ton | All | 8/10/2012†6Average Per TonAll | 0.3823 | 0.3823 | 68.6073 | 0 | 0 | 0 | 0 | 0
8/10/2012† | 7 | Aggregate | 30% Cycling | 8/10/2012†7Aggregate30% Cycling | 6.3023 | 6.3023 | 69.2358
8/10/2012† | 7 | Aggregate | 50% Cycling | 8/10/2012†7Aggregate50% Cycling | 9.7716 | 9.7716 | 69.4729
8/10/2012† | 7 | Aggregate | All | 8/10/2012†7AggregateAll | 16.0748 | 16.0748 | 69.3923 | 0 | 0 | 0 | 0 | 0
8/10/2012† | 7 | Average Per Device | 30% Cycling | 8/10/2012†7Average Per Device30% Cycling | 1.8648 | 1.8648 | 69.2358
8/10/2012† | 7 | Average Per Device | 50% Cycling | 8/10/2012†7Average Per Device50% Cycling | 1.5256 | 1.5256 | 69.4729
8/10/2012† | 7 | Average Per Device | All | 8/10/2012†7Average Per DeviceAll | 1.6409 | 1.6409 | 69.3923 | 0 | 0 | 0 | 0 | 0
8/10/2012† | 7 | Average Per Premise | 30% Cycling | 8/10/2012†7Average Per Premise30% Cycling | 3.8879 | 3.8879 | 69.2358
8/10/2012† | 7 | Average Per Premise | 50% Cycling | 8/10/2012†7Average Per Premise50% Cycling | 3.1021 | 3.1021 | 69.4729
8/10/2012† | 7 | Average Per Premise | All | 8/10/2012†7Average Per PremiseAll | 3.3693 | 3.3693 | 69.3923 | 0 | 0 | 0 | 0 | 0
8/10/2012† | 7 | Average Per Ton | 30% Cycling | 8/10/2012†7Average Per Ton30% Cycling | 0.50889 | 0.50889 | 69.2358
8/10/2012† | 7 | Average Per Ton | 50% Cycling | 8/10/2012†7Average Per Ton50% Cycling | 0.36966 | 0.36966 | 69.4729
8/10/2012† | 7 | Average Per Ton | All | 8/10/2012†7Average Per TonAll | 0.417 | 0.417 | 69.3923 | 0 | 0 | 0 | 0 | 0
8/10/2012† | 8 | Aggregate | 30% Cycling | 8/10/2012†8Aggregate30% Cycling | 7.2617 | 7.2617 | 71.7812
8/10/2012† | 8 | Aggregate | 50% Cycling | 8/10/2012†8Aggregate50% Cycling | 11.7471 | 11.7471 | 71.7781
8/10/2012† | 8 | Aggregate | All | 8/10/2012†8AggregateAll | 19.0097 | 19.0097 | 71.7792 | 0 | 0 | 0 | 0 | 0
8/10/2012† | 8 | Average Per Device | 30% Cycling | 8/10/2012†8Average Per Device30% Cycling | 2.1487 | 2.1487 | 71.7812
8/10/2012† | 8 | Average Per Device | 50% Cycling | 8/10/2012†8Average Per Device50% Cycling | 1.834 | 1.834 | 71.7781
8/10/2012† | 8 | Average Per Device | All | 8/10/2012†8Average Per DeviceAll | 1.941 | 1.941 | 71.7792 | 0 | 0 | 0 | 0 | 0
8/10/2012† | 8 | Average Per Premise | 30% Cycling | 8/10/2012†8Average Per Premise30% Cycling | 4.4798 | 4.4798 | 71.7812
8/10/2012† | 8 | Average Per Premise | 50% Cycling | 8/10/2012†8Average Per Premise50% Cycling | 3.7292 | 3.7292 | 71.7781
8/10/2012† | 8 | Average Per Premise | All | 8/10/2012†8Average Per PremiseAll | 3.9844 | 3.9844 | 71.7792 | 0 | 0 | 0 | 0 | 0
8/10/2012† | 8 | Average Per Ton | 30% Cycling | 8/10/2012†8Average Per Ton30% Cycling | 0.58635 | 0.58635 | 71.7812
8/10/2012† | 8 | Average Per Ton | 50% Cycling | 8/10/2012†8Average Per Ton50% Cycling | 0.44439 | 0.44439 | 71.7781
8/10/2012† | 8 | Average Per Ton | All | 8/10/2012†8Average Per TonAll | 0.49266 | 0.49266 | 71.7792 | 0 | 0 | 0 | 0 | 0
8/10/2012† | 9 | Aggregate | 30% Cycling | 8/10/2012†9Aggregate30% Cycling | 9.0574 | 9.0574 | 76.184
8/10/2012† | 9 | Aggregate | 50% Cycling | 8/10/2012†9Aggregate50% Cycling | 14.4327 | 14.4327 | 76.0574
8/10/2012† | 9 | Aggregate | All | 8/10/2012†9AggregateAll | 23.4913 | 23.4913 | 76.1004 | 0 | 0 | 0 | 0 | 0
8/10/2012† | 9 | Average Per Device | 30% Cycling | 8/10/2012†9Average Per Device30% Cycling | 2.6801 | 2.6801 | 76.184
8/10/2012† | 9 | Average Per Device | 50% Cycling | 8/10/2012†9Average Per Device50% Cycling | 2.2533 | 2.2533 | 76.0574
8/10/2012† | 9 | Average Per Device | All | 8/10/2012†9Average Per DeviceAll | 2.3984 | 2.3984 | 76.1004 | 0 | 0 | 0 | 0 | 0
8/10/2012† | 9 | Average Per Premise | 30% Cycling | 8/10/2012†9Average Per Premise30% Cycling | 5.5876 | 5.5876 | 76.184
8/10/2012† | 9 | Average Per Premise | 50% Cycling | 8/10/2012†9Average Per Premise50% Cycling | 4.5818 | 4.5818 | 76.0574
8/10/2012† | 9 | Average Per Premise | All | 8/10/2012†9Average Per PremiseAll | 4.9238 | 4.9238 | 76.1004 | 0 | 0 | 0 | 0 | 0
8/10/2012† | 9 | Average Per Ton | 30% Cycling | 8/10/2012†9Average Per Ton30% Cycling | 0.73135 | 0.73135 | 76.184
8/10/2012† | 9 | Average Per Ton | 50% Cycling | 8/10/2012†9Average Per Ton50% Cycling | 0.54598 | 0.54598 | 76.0574
8/10/2012† | 9 | Average Per Ton | All | 8/10/2012†9Average Per TonAll | 0.60901 | 0.60901 | 76.1004 | 0 | 0 | 0 | 0 | 0
8/10/2012† | 10 | Aggregate | 30% Cycling | 8/10/2012†10Aggregate30% Cycling | 11.1255 | 11.1255 | 79.1008
8/10/2012† | 10 | Aggregate | 50% Cycling | 8/10/2012†10Aggregate50% Cycling | 17.393 | 17.393 | 78.3521
8/10/2012† | 10 | Aggregate | All | 8/10/2012†10AggregateAll | 28.5201 | 28.5201 | 78.6066 | 0 | 0 | 0 | 0 | 0
8/10/2012† | 10 | Average Per Device | 30% Cycling | 8/10/2012†10Average Per Device30% Cycling | 3.292 | 3.292 | 79.1008
8/10/2012† | 10 | Average Per Device | 50% Cycling | 8/10/2012†10Average Per Device50% Cycling | 2.7155 | 2.7155 | 78.3521
8/10/2012† | 10 | Average Per Device | All | 8/10/2012†10Average Per DeviceAll | 2.9115 | 2.9115 | 78.6066 | 0 | 0 | 0 | 0 | 0
8/10/2012† | 10 | Average Per Premise | 30% Cycling | 8/10/2012†10Average Per Premise30% Cycling | 6.8634 | 6.8634 | 79.1008
8/10/2012† | 10 | Average Per Premise | 50% Cycling | 8/10/2012†10Average Per Premise50% Cycling | 5.5216 | 5.5216 | 78.3521
8/10/2012† | 10 | Average Per Premise | All | 8/10/2012†10Average Per PremiseAll | 5.9778 | 5.9778 | 78.6066 | 0 | 0 | 0 | 0 | 0
8/10/2012† | 10 | Average Per Ton | 30% Cycling | 8/10/2012†10Average Per Ton30% Cycling | 0.89834 | 0.89834 | 79.1008
8/10/2012† | 10 | Average Per Ton | 50% Cycling | 8/10/2012†10Average Per Ton50% Cycling | 0.65798 | 0.65798 | 78.3521
8/10/2012† | 10 | Average Per Ton | All | 8/10/2012†10Average Per TonAll | 0.7397 | 0.7397 | 78.6066 | 0 | 0 | 0 | 0 | 0
8/10/2012† | 11 | Aggregate | 30% Cycling | 8/10/2012†11Aggregate30% Cycling | 12.6493 | 12.6493 | 77.4845
8/10/2012† | 11 | Aggregate | 50% Cycling | 8/10/2012†11Aggregate50% Cycling | 20.482 | 20.482 | 76.7274
8/10/2012† | 11 | Aggregate | All | 8/10/2012†11AggregateAll | 33.1327 | 33.1327 | 76.9848 | 0 | 0 | 0 | 0 | 0
8/10/2012† | 11 | Average Per Device | 30% Cycling | 8/10/2012†11Average Per Device30% Cycling | 3.7429 | 3.7429 | 77.4845
8/10/2012† | 11 | Average Per Device | 50% Cycling | 8/10/2012†11Average Per Device50% Cycling | 3.1977 | 3.1977 | 76.7274
8/10/2012† | 11 | Average Per Device | All | 8/10/2012†11Average Per DeviceAll | 3.3831 | 3.3831 | 76.9848 | 0 | 0 | 0 | 0 | 0
8/10/2012† | 11 | Average Per Premise | 30% Cycling | 8/10/2012†11Average Per Premise30% Cycling | 7.8034 | 7.8034 | 77.4845
8/10/2012† | 11 | Average Per Premise | 50% Cycling | 8/10/2012†11Average Per Premise50% Cycling | 6.5022 | 6.5022 | 76.7274
8/10/2012† | 11 | Average Per Premise | All | 8/10/2012†11Average Per PremiseAll | 6.9446 | 6.9446 | 76.9848 | 0 | 0 | 0 | 0 | 0
8/10/2012† | 11 | Average Per Ton | 30% Cycling | 8/10/2012†11Average Per Ton30% Cycling | 1.0214 | 1.0214 | 77.4845
8/10/2012† | 11 | Average Per Ton | 50% Cycling | 8/10/2012†11Average Per Ton50% Cycling | 0.77483 | 0.77483 | 76.7274
8/10/2012† | 11 | Average Per Ton | All | 8/10/2012†11Average Per TonAll | 0.85865 | 0.85865 | 76.9848 | 0 | 0 | 0 | 0 | 0
8/10/2012† | 12 | Aggregate | 30% Cycling | 8/10/2012†12Aggregate30% Cycling | 13.6205 | 13.6205 | 82.5647
8/10/2012† | 12 | Aggregate | 50% Cycling | 8/10/2012†12Aggregate50% Cycling | 21.8852 | 21.8852 | 82.0291
8/10/2012† | 12 | Aggregate | All | 8/10/2012†12AggregateAll | 35.5074 | 35.5074 | 82.2112 | 0 | 0 | 0 | 0 | 0
8/10/2012† | 12 | Average Per Device | 30% Cycling | 8/10/2012†12Average Per Device30% Cycling | 4.0303 | 4.0303 | 82.5647
8/10/2012† | 12 | Average Per Device | 50% Cycling | 8/10/2012†12Average Per Device50% Cycling | 3.4168 | 3.4168 | 82.0291
8/10/2012† | 12 | Average Per Device | All | 8/10/2012†12Average Per DeviceAll | 3.6254 | 3.6254 | 82.2112 | 0 | 0 | 0 | 0 | 0
8/10/2012† | 12 | Average Per Premise | 30% Cycling | 8/10/2012†12Average Per Premise30% Cycling | 8.4025 | 8.4025 | 82.5647
8/10/2012† | 12 | Average Per Premise | 50% Cycling | 8/10/2012†12Average Per Premise50% Cycling | 6.9477 | 6.9477 | 82.0291
8/10/2012† | 12 | Average Per Premise | All | 8/10/2012†12Average Per PremiseAll | 7.4423 | 7.4423 | 82.2112 | 0 | 0 | 0 | 0 | 0
8/10/2012† | 12 | Average Per Ton | 30% Cycling | 8/10/2012†12Average Per Ton30% Cycling | 1.0998 | 1.0998 | 82.5647
8/10/2012† | 12 | Average Per Ton | 50% Cycling | 8/10/2012†12Average Per Ton50% Cycling | 0.82791 | 0.82791 | 82.0291
8/10/2012† | 12 | Average Per Ton | All | 8/10/2012†12Average Per TonAll | 0.92035 | 0.92035 | 82.2112 | 0 | 0 | 0 | 0 | 0
8/10/2012† | 13 | Aggregate | 30% Cycling | 8/10/2012†13Aggregate30% Cycling | 14.1966 | 14.1966 | 84.4646
8/10/2012† | 13 | Aggregate | 50% Cycling | 8/10/2012†13Aggregate50% Cycling | 22.4491 | 22.4491 | 84.0898
8/10/2012† | 13 | Aggregate | All | 8/10/2012†13AggregateAll | 36.6476 | 36.6476 | 84.2172 | 0 | 0 | 0 | 0 | 0
8/10/2012† | 13 | Average Per Device | 30% Cycling | 8/10/2012†13Average Per Device30% Cycling | 4.2008 | 4.2008 | 84.4646
8/10/2012† | 13 | Average Per Device | 50% Cycling | 8/10/2012†13Average Per Device50% Cycling | 3.5049 | 3.5049 | 84.0898
8/10/2012† | 13 | Average Per Device | All | 8/10/2012†13Average Per DeviceAll | 3.7415 | 3.7415 | 84.2172 | 0 | 0 | 0 | 0 | 0
8/10/2012† | 13 | Average Per Premise | 30% Cycling | 8/10/2012†13Average Per Premise30% Cycling | 8.7579 | 8.7579 | 84.4646
8/10/2012† | 13 | Average Per Premise | 50% Cycling | 8/10/2012†13Average Per Premise50% Cycling | 7.1267 | 7.1267 | 84.0898
8/10/2012† | 13 | Average Per Premise | All | 8/10/2012†13Average Per PremiseAll | 7.6813 | 7.6813 | 84.2172 | 0 | 0 | 0 | 0 | 0
8/10/2012† | 13 | Average Per Ton | 30% Cycling | 8/10/2012†13Average Per Ton30% Cycling | 1.1463 | 1.1463 | 84.4646
8/10/2012† | 13 | Average Per Ton | 50% Cycling | 8/10/2012†13Average Per Ton50% Cycling | 0.84925 | 0.84925 | 84.0898
8/10/2012† | 13 | Average Per Ton | All | 8/10/2012†13Average Per TonAll | 0.95025 | 0.95025 | 84.2172 | 0 | 0 | 0 | 0 | 0
8/10/2012† | 14 | Aggregate | 30% Cycling | 8/10/2012†14Aggregate30% Cycling | 14.432 | 14.432 | 84.8871
8/10/2012† | 14 | Aggregate | 50% Cycling | 8/10/2012†14Aggregate50% Cycling | 22.6747 | 22.6747 | 84.1201
8/10/2012† | 14 | Aggregate | All | 8/10/2012†14AggregateAll | 37.1086 | 37.1086 | 84.3809 | 0 | 0 | 0 | 0 | 0
8/10/2012† | 14 | Average Per Device | 30% Cycling | 8/10/2012†14Average Per Device30% Cycling | 4.2704 | 4.2704 | 84.8871
8/10/2012† | 14 | Average Per Device | 50% Cycling | 8/10/2012†14Average Per Device50% Cycling | 3.5401 | 3.5401 | 84.1201
8/10/2012† | 14 | Average Per Device | All | 8/10/2012†14Average Per DeviceAll | 3.7884 | 3.7884 | 84.3809 | 0 | 0 | 0 | 0 | 0
8/10/2012† | 14 | Average Per Premise | 30% Cycling | 8/10/2012†14Average Per Premise30% Cycling | 8.9031 | 8.9031 | 84.8871
8/10/2012† | 14 | Average Per Premise | 50% Cycling | 8/10/2012†14Average Per Premise50% Cycling | 7.1983 | 7.1983 | 84.1201
8/10/2012† | 14 | Average Per Premise | All | 8/10/2012†14Average Per PremiseAll | 7.778 | 7.778 | 84.3809 | 0 | 0 | 0 | 0 | 0
8/10/2012† | 14 | Average Per Ton | 30% Cycling | 8/10/2012†14Average Per Ton30% Cycling | 1.1653 | 1.1653 | 84.8871
8/10/2012† | 14 | Average Per Ton | 50% Cycling | 8/10/2012†14Average Per Ton50% Cycling | 0.85778 | 0.85778 | 84.1201
8/10/2012† | 14 | Average Per Ton | All | 8/10/2012†14Average Per TonAll | 0.96234 | 0.96234 | 84.3809 | 0 | 0 | 0 | 0 | 0
8/10/2012† | 15 | Aggregate | 30% Cycling | 8/10/2012†15Aggregate30% Cycling | 14.5109 | 14.5109 | 84.3495
8/10/2012† | 15 | Aggregate | 50% Cycling | 8/10/2012†15Aggregate50% Cycling | 22.6648 | 22.6648 | 84.0725
8/10/2012† | 15 | Aggregate | All | 8/10/2012†15AggregateAll | 37.1777 | 37.1777 | 84.1667 | 0 | 0 | 0 | 0 | 0
8/10/2012† | 15 | Average Per Device | 30% Cycling | 8/10/2012†15Average Per Device30% Cycling | 4.2937 | 4.2937 | 84.3495
8/10/2012† | 15 | Average Per Device | 50% Cycling | 8/10/2012†15Average Per Device50% Cycling | 3.5385 | 3.5385 | 84.0725
8/10/2012† | 15 | Average Per Device | All | 8/10/2012†15Average Per DeviceAll | 3.7953 | 3.7953 | 84.1667 | 0 | 0 | 0 | 0 | 0
8/10/2012† | 15 | Average Per Premise | 30% Cycling | 8/10/2012†15Average Per Premise30% Cycling | 8.9518 | 8.9518 | 84.3495
8/10/2012† | 15 | Average Per Premise | 50% Cycling | 8/10/2012†15Average Per Premise50% Cycling | 7.1952 | 7.1952 | 84.0725
8/10/2012† | 15 | Average Per Premise | All | 8/10/2012†15Average Per PremiseAll | 7.7924 | 7.7924 | 84.1667 | 0 | 0 | 0 | 0 | 0
8/10/2012† | 15 | Average Per Ton | 30% Cycling | 8/10/2012†15Average Per Ton30% Cycling | 1.1717 | 1.1717 | 84.3495
8/10/2012† | 15 | Average Per Ton | 50% Cycling | 8/10/2012†15Average Per Ton50% Cycling | 0.8574 | 0.8574 | 84.0725
8/10/2012† | 15 | Average Per Ton | All | 8/10/2012†15Average Per TonAll | 0.96426 | 0.96426 | 84.1667 | 0 | 0 | 0 | 0 | 0
8/10/2012† | 16 | Aggregate | 30% Cycling | 8/10/2012†16Aggregate30% Cycling | 14.2932 | 14.2932 | 83.1963
8/10/2012† | 16 | Aggregate | 50% Cycling | 8/10/2012†16Aggregate50% Cycling | 21.981 | 21.981 | 83.0251
8/10/2012† | 16 | Aggregate | All | 8/10/2012†16AggregateAll | 36.2763 | 36.2763 | 83.0833 | 0 | 0 | 0 | 0 | 0
8/10/2012† | 16 | Average Per Device | 30% Cycling | 8/10/2012†16Average Per Device30% Cycling | 4.2293 | 4.2293 | 83.1963
8/10/2012† | 16 | Average Per Device | 50% Cycling | 8/10/2012†16Average Per Device50% Cycling | 3.4318 | 3.4318 | 83.0251
8/10/2012† | 16 | Average Per Device | All | 8/10/2012†16Average Per DeviceAll | 3.7029 | 3.7029 | 83.0833 | 0 | 0 | 0 | 0 | 0
8/10/2012† | 16 | Average Per Premise | 30% Cycling | 8/10/2012†16Average Per Premise30% Cycling | 8.8175 | 8.8175 | 83.1963
8/10/2012† | 16 | Average Per Premise | 50% Cycling | 8/10/2012†16Average Per Premise50% Cycling | 6.9781 | 6.9781 | 83.0251
8/10/2012† | 16 | Average Per Premise | All | 8/10/2012†16Average Per PremiseAll | 7.6035 | 7.6035 | 83.0833 | 0 | 0 | 0 | 0 | 0
8/10/2012† | 16 | Average Per Ton | 30% Cycling | 8/10/2012†16Average Per Ton30% Cycling | 1.1541 | 1.1541 | 83.1963
8/10/2012† | 16 | Average Per Ton | 50% Cycling | 8/10/2012†16Average Per Ton50% Cycling | 0.83154 | 0.83154 | 83.0251
8/10/2012† | 16 | Average Per Ton | All | 8/10/2012†16Average Per TonAll | 0.94121 | 0.94121 | 83.0833 | 0 | 0 | 0 | 0 | 0
8/10/2012† | 17 | Aggregate | 30% Cycling | 8/10/2012†17Aggregate30% Cycling | 12.3016 | 13.611 | 81.1776 | 0.77504 | 1.0908 | 1.3094 | 1.5281 | 1.8438
8/10/2012† | 17 | Aggregate | 50% Cycling | 8/10/2012†17Aggregate50% Cycling | 18.4294 | 20.6827 | 80.5526 | 0.72937 | 1.6298 | 2.2534 | 2.877 | 3.7774
8/10/2012† | 17 | Aggregate | All | 8/10/2012†17AggregateAll | 30.733 | 34.2959 | 80.7651 | 1.5047 | 2.7207 | 3.5629 | 4.4051 | 5.6211
8/10/2012† | 17 | Average Per Device | 30% Cycling | 8/10/2012†17Average Per Device30% Cycling | 3.64 | 4.0275 | 81.1776 | 0.05779 | 0.25256 | 0.38746 | 0.52235 | 0.71712
8/10/2012† | 17 | Average Per Device | 50% Cycling | 8/10/2012†17Average Per Device50% Cycling | 2.8773 | 3.2291 | 80.5526 | -0.132 | 0.15384 | 0.35181 | 0.54978 | 0.83561
8/10/2012† | 17 | Average Per Device | All | 8/10/2012†17Average Per DeviceAll | 3.1366 | 3.5005 | 80.7651 | -0.067473 | 0.1874 | 0.36393 | 0.54045 | 0.79533
8/10/2012† | 17 | Average Per Premise | 30% Cycling | 8/10/2012†17Average Per Premise30% Cycling | 7.5889 | 8.3967 | 81.1776 | 0.47812 | 0.67289 | 0.80779 | 0.94269 | 1.1375
8/10/2012† | 17 | Average Per Premise | 50% Cycling | 8/10/2012†17Average Per Premise50% Cycling | 5.8506 | 6.5659 | 80.5526 | 0.23155 | 0.51738 | 0.71535 | 0.91332 | 1.1992
8/10/2012† | 17 | Average Per Premise | All | 8/10/2012†17Average Per PremiseAll | 6.4416 | 7.1884 | 80.7651 | 0.31538 | 0.57026 | 0.74678 | 0.92331 | 1.1782
8/10/2012† | 17 | Average Per Ton | 30% Cycling | 8/10/2012†17Average Per Ton30% Cycling | 0.9933 | 1.099 | 81.1776 | -0.22394 | -0.029166 | 0.10573 | 0.24063 | 0.4354
8/10/2012† | 17 | Average Per Ton | 50% Cycling | 8/10/2012†17Average Per Ton50% Cycling | 0.69718 | 0.78242 | 80.5526 | -0.39856 | -0.11273 | 0.085244 | 0.28321 | 0.56905
8/10/2012† | 17 | Average Per Ton | All | 8/10/2012†17Average Per TonAll | 0.79786 | 0.89007 | 80.7651 | -0.33919 | -0.084316 | 0.09221 | 0.26874 | 0.52361
8/10/2012† | 18 | Aggregate | 30% Cycling | 8/10/2012†18Aggregate30% Cycling | 10.6629 | 11.7336 | 80.9393 | 0.52024 | 0.84545 | 1.0707 | 1.2959 | 1.6211
8/10/2012† | 18 | Aggregate | 50% Cycling | 8/10/2012†18Aggregate50% Cycling | 15.6311 | 18.2912 | 80.6558 | 1.0062 | 1.9833 | 2.66 | 3.3368 | 4.3139
8/10/2012† | 18 | Aggregate | All | 8/10/2012†18AggregateAll | 26.2959 | 30.0264 | 80.7522 | 1.5265 | 2.8286 | 3.7305 | 4.6324 | 5.9346
8/10/2012† | 18 | Average Per Device | 30% Cycling | 8/10/2012†18Average Per Device30% Cycling | 3.1551 | 3.4719 | 80.9393 | -0.022758 | 0.17786 | 0.31681 | 0.45576 | 0.65639
8/10/2012† | 18 | Average Per Device | 50% Cycling | 8/10/2012†18Average Per Device50% Cycling | 2.4404 | 2.8557 | 80.6558 | -0.10972 | 0.20046 | 0.4153 | 0.63013 | 0.94032
8/10/2012† | 18 | Average Per Device | All | 8/10/2012†18Average Per DeviceAll | 2.6834 | 3.0652 | 80.7522 | -0.080156 | 0.19278 | 0.38181 | 0.57085 | 0.84378
8/10/2012† | 18 | Average Per Premise | 30% Cycling | 8/10/2012†18Average Per Premise30% Cycling | 6.578 | 7.2385 | 80.9393 | 0.32094 | 0.52156 | 0.66051 | 0.79946 | 1.0001
8/10/2012† | 18 | Average Per Premise | 50% Cycling | 8/10/2012†18Average Per Premise50% Cycling | 4.9623 | 5.8067 | 80.6558 | 0.31944 | 0.62962 | 0.84446 | 1.0593 | 1.3695
8/10/2012† | 18 | Average Per Premise | All | 8/10/2012†18Average Per PremiseAll | 5.5116 | 6.2935 | 80.7522 | 0.31995 | 0.59288 | 0.78192 | 0.97095 | 1.2439
8/10/2012† | 18 | Average Per Ton | 30% Cycling | 8/10/2012†18Average Per Ton30% Cycling | 0.86098 | 0.94744 | 80.9393 | -0.25312 | -0.052497 | 0.086454 | 0.2254 | 0.42603
8/10/2012† | 18 | Average Per Ton | 50% Cycling | 8/10/2012†18Average Per Ton50% Cycling | 0.59132 | 0.69195 | 80.6558 | -0.42439 | -0.11421 | 0.10063 | 0.31546 | 0.62565
8/10/2012† | 18 | Average Per Ton | All | 8/10/2012†18Average Per TonAll | 0.68301 | 0.77882 | 80.7522 | -0.36616 | -0.093225 | 0.095809 | 0.28484 | 0.55778
8/10/2012† | 19 | Aggregate | 30% Cycling | 8/10/2012†19Aggregate30% Cycling | 10.2106 | 10.2106 | 75.6411
8/10/2012† | 19 | Aggregate | 50% Cycling | 8/10/2012†19Aggregate50% Cycling | 15.5729 | 15.5729 | 75.7863
8/10/2012† | 19 | Aggregate | All | 8/10/2012†19AggregateAll | 25.785 | 25.785 | 75.737 | 0 | 0 | 0 | 0 | 0
8/10/2012† | 19 | Average Per Device | 30% Cycling | 8/10/2012†19Average Per Device30% Cycling | 3.0213 | 3.0213 | 75.6411
8/10/2012† | 19 | Average Per Device | 50% Cycling | 8/10/2012†19Average Per Device50% Cycling | 2.4313 | 2.4313 | 75.7863
8/10/2012† | 19 | Average Per Device | All | 8/10/2012†19Average Per DeviceAll | 2.6319 | 2.6319 | 75.737 | 0 | 0 | 0 | 0 | 0
8/10/2012† | 19 | Average Per Premise | 30% Cycling | 8/10/2012†19Average Per Premise30% Cycling | 6.299 | 6.299 | 75.6411
8/10/2012† | 19 | Average Per Premise | 50% Cycling | 8/10/2012†19Average Per Premise50% Cycling | 4.9438 | 4.9438 | 75.7863
8/10/2012† | 19 | Average Per Premise | All | 8/10/2012†19Average Per PremiseAll | 5.4045 | 5.4045 | 75.737 | 0 | 0 | 0 | 0 | 0
8/10/2012† | 19 | Average Per Ton | 30% Cycling | 8/10/2012†19Average Per Ton30% Cycling | 0.82446 | 0.82446 | 75.6411
8/10/2012† | 19 | Average Per Ton | 50% Cycling | 8/10/2012†19Average Per Ton50% Cycling | 0.58912 | 0.58912 | 75.7863
8/10/2012† | 19 | Average Per Ton | All | 8/10/2012†19Average Per TonAll | 0.66914 | 0.66914 | 75.737 | 0 | 0 | 0 | 0 | 0
8/10/2012† | 20 | Aggregate | 30% Cycling | 8/10/2012†20Aggregate30% Cycling | 9.4707 | 9.4707 | 74.1742
8/10/2012† | 20 | Aggregate | 50% Cycling | 8/10/2012†20Aggregate50% Cycling | 14.266 | 14.266 | 74.0177
8/10/2012† | 20 | Aggregate | All | 8/10/2012†20AggregateAll | 23.7382 | 23.7382 | 74.0709 | 0 | 0 | 0 | 0 | 0
8/10/2012† | 20 | Average Per Device | 30% Cycling | 8/10/2012†20Average Per Device30% Cycling | 2.8024 | 2.8024 | 74.1742
8/10/2012† | 20 | Average Per Device | 50% Cycling | 8/10/2012†20Average Per Device50% Cycling | 2.2273 | 2.2273 | 74.0177
8/10/2012† | 20 | Average Per Device | All | 8/10/2012†20Average Per DeviceAll | 2.4228 | 2.4228 | 74.0709 | 0 | 0 | 0 | 0 | 0
8/10/2012† | 20 | Average Per Premise | 30% Cycling | 8/10/2012†20Average Per Premise30% Cycling | 5.8425 | 5.8425 | 74.1742
8/10/2012† | 20 | Average Per Premise | 50% Cycling | 8/10/2012†20Average Per Premise50% Cycling | 4.5289 | 4.5289 | 74.0177
8/10/2012† | 20 | Average Per Premise | All | 8/10/2012†20Average Per PremiseAll | 4.9755 | 4.9755 | 74.0709 | 0 | 0 | 0 | 0 | 0
8/10/2012† | 20 | Average Per Ton | 30% Cycling | 8/10/2012†20Average Per Ton30% Cycling | 0.76472 | 0.76472 | 74.1742
8/10/2012† | 20 | Average Per Ton | 50% Cycling | 8/10/2012†20Average Per Ton50% Cycling | 0.53968 | 0.53968 | 74.0177
8/10/2012† | 20 | Average Per Ton | All | 8/10/2012†20Average Per TonAll | 0.61619 | 0.61619 | 74.0709 | 0 | 0 | 0 | 0 | 0
8/10/2012† | 21 | Aggregate | 30% Cycling | 8/10/2012†21Aggregate30% Cycling | 8.68 | 8.68 | 73.7811
8/10/2012† | 21 | Aggregate | 50% Cycling | 8/10/2012†21Aggregate50% Cycling | 13.3157 | 13.3157 | 73.6557
8/10/2012† | 21 | Aggregate | All | 8/10/2012†21AggregateAll | 21.9971 | 21.9971 | 73.6983 | 0 | 0 | 0 | 0 | 0
8/10/2012† | 21 | Average Per Device | 30% Cycling | 8/10/2012†21Average Per Device30% Cycling | 2.5684 | 2.5684 | 73.7811
8/10/2012† | 21 | Average Per Device | 50% Cycling | 8/10/2012†21Average Per Device50% Cycling | 2.0789 | 2.0789 | 73.6557
8/10/2012† | 21 | Average Per Device | All | 8/10/2012†21Average Per DeviceAll | 2.2453 | 2.2453 | 73.6983 | 0 | 0 | 0 | 0 | 0
8/10/2012† | 21 | Average Per Premise | 30% Cycling | 8/10/2012†21Average Per Premise30% Cycling | 5.3547 | 5.3547 | 73.7811
8/10/2012† | 21 | Average Per Premise | 50% Cycling | 8/10/2012†21Average Per Premise50% Cycling | 4.2272 | 4.2272 | 73.6557
8/10/2012† | 21 | Average Per Premise | All | 8/10/2012†21Average Per PremiseAll | 4.6106 | 4.6106 | 73.6983 | 0 | 0 | 0 | 0 | 0
8/10/2012† | 21 | Average Per Ton | 30% Cycling | 8/10/2012†21Average Per Ton30% Cycling | 0.70088 | 0.70088 | 73.7811
8/10/2012† | 21 | Average Per Ton | 50% Cycling | 8/10/2012†21Average Per Ton50% Cycling | 0.50373 | 0.50373 | 73.6557
8/10/2012† | 21 | Average Per Ton | All | 8/10/2012†21Average Per TonAll | 0.57076 | 0.57076 | 73.6983 | 0 | 0 | 0 | 0 | 0
8/10/2012† | 22 | Aggregate | 30% Cycling | 8/10/2012†22Aggregate30% Cycling | 7.7232 | 7.7232 | 73.2775
8/10/2012† | 22 | Aggregate | 50% Cycling | 8/10/2012†22Aggregate50% Cycling | 11.8674 | 11.8674 | 73.1089
8/10/2012† | 22 | Aggregate | All | 8/10/2012†22AggregateAll | 19.5917 | 19.5917 | 73.1662 | 0 | 0 | 0 | 0 | 0
8/10/2012† | 22 | Average Per Device | 30% Cycling | 8/10/2012†22Average Per Device30% Cycling | 2.2853 | 2.2853 | 73.2775
8/10/2012† | 22 | Average Per Device | 50% Cycling | 8/10/2012†22Average Per Device50% Cycling | 1.8528 | 1.8528 | 73.1089
8/10/2012† | 22 | Average Per Device | All | 8/10/2012†22Average Per DeviceAll | 1.9998 | 1.9998 | 73.1662 | 0 | 0 | 0 | 0 | 0
8/10/2012† | 22 | Average Per Premise | 30% Cycling | 8/10/2012†22Average Per Premise30% Cycling | 4.7645 | 4.7645 | 73.2775
8/10/2012† | 22 | Average Per Premise | 50% Cycling | 8/10/2012†22Average Per Premise50% Cycling | 3.7674 | 3.7674 | 73.1089
8/10/2012† | 22 | Average Per Premise | All | 8/10/2012†22Average Per PremiseAll | 4.1064 | 4.1064 | 73.1662 | 0 | 0 | 0 | 0 | 0
8/10/2012† | 22 | Average Per Ton | 30% Cycling | 8/10/2012†22Average Per Ton30% Cycling | 0.62361 | 0.62361 | 73.2775
8/10/2012† | 22 | Average Per Ton | 50% Cycling | 8/10/2012†22Average Per Ton50% Cycling | 0.44894 | 0.44894 | 73.1089
8/10/2012† | 22 | Average Per Ton | All | 8/10/2012†22Average Per TonAll | 0.50833 | 0.50833 | 73.1662 | 0 | 0 | 0 | 0 | 0
8/10/2012† | 23 | Aggregate | 30% Cycling | 8/10/2012†23Aggregate30% Cycling | 6.4362 | 6.4362 | 71.4074
8/10/2012† | 23 | Aggregate | 50% Cycling | 8/10/2012†23Aggregate50% Cycling | 10.591 | 10.591 | 71.4401
8/10/2012† | 23 | Aggregate | All | 8/10/2012†23AggregateAll | 17.0279 | 17.0279 | 71.429 | 0 | 0 | 0 | 0 | 0
8/10/2012† | 23 | Average Per Device | 30% Cycling | 8/10/2012†23Average Per Device30% Cycling | 1.9045 | 1.9045 | 71.4074
8/10/2012† | 23 | Average Per Device | 50% Cycling | 8/10/2012†23Average Per Device50% Cycling | 1.6535 | 1.6535 | 71.4401
8/10/2012† | 23 | Average Per Device | All | 8/10/2012†23Average Per DeviceAll | 1.7388 | 1.7388 | 71.429 | 0 | 0 | 0 | 0 | 0
8/10/2012† | 23 | Average Per Premise | 30% Cycling | 8/10/2012†23Average Per Premise30% Cycling | 3.9705 | 3.9705 | 71.4074
8/10/2012† | 23 | Average Per Premise | 50% Cycling | 8/10/2012†23Average Per Premise50% Cycling | 3.3622 | 3.3622 | 71.4401
8/10/2012† | 23 | Average Per Premise | All | 8/10/2012†23Average Per PremiseAll | 3.569 | 3.569 | 71.429 | 0 | 0 | 0 | 0 | 0
8/10/2012† | 23 | Average Per Ton | 30% Cycling | 8/10/2012†23Average Per Ton30% Cycling | 0.5197 | 0.5197 | 71.4074
8/10/2012† | 23 | Average Per Ton | 50% Cycling | 8/10/2012†23Average Per Ton50% Cycling | 0.40065 | 0.40065 | 71.4401
8/10/2012† | 23 | Average Per Ton | All | 8/10/2012†23Average Per TonAll | 0.44113 | 0.44113 | 71.429 | 0 | 0 | 0 | 0 | 0
8/10/2012† | 24 | Aggregate | 30% Cycling | 8/10/2012†24Aggregate30% Cycling | 5.6747 | 5.6747 | 70.2155
8/10/2012† | 24 | Aggregate | 50% Cycling | 8/10/2012†24Aggregate50% Cycling | 9.8677 | 9.8677 | 70.2663
8/10/2012† | 24 | Aggregate | All | 8/10/2012†24AggregateAll | 15.5428 | 15.5428 | 70.249 | 0 | 0 | 0 | 0 | 0
8/10/2012† | 24 | Average Per Device | 30% Cycling | 8/10/2012†24Average Per Device30% Cycling | 1.6791 | 1.6791 | 70.2155
8/10/2012† | 24 | Average Per Device | 50% Cycling | 8/10/2012†24Average Per Device50% Cycling | 1.5406 | 1.5406 | 70.2663
8/10/2012† | 24 | Average Per Device | All | 8/10/2012†24Average Per DeviceAll | 1.5877 | 1.5877 | 70.249 | 0 | 0 | 0 | 0 | 0
8/10/2012† | 24 | Average Per Premise | 30% Cycling | 8/10/2012†24Average Per Premise30% Cycling | 3.5007 | 3.5007 | 70.2155
8/10/2012† | 24 | Average Per Premise | 50% Cycling | 8/10/2012†24Average Per Premise50% Cycling | 3.1326 | 3.1326 | 70.2663
8/10/2012† | 24 | Average Per Premise | All | 8/10/2012†24Average Per PremiseAll | 3.2578 | 3.2578 | 70.249 | 0 | 0 | 0 | 0 | 0
8/10/2012† | 24 | Average Per Ton | 30% Cycling | 8/10/2012†24Average Per Ton30% Cycling | 0.45821 | 0.45821 | 70.2155
8/10/2012† | 24 | Average Per Ton | 50% Cycling | 8/10/2012†24Average Per Ton50% Cycling | 0.37329 | 0.37329 | 70.2663
8/10/2012† | 24 | Average Per Ton | All | 8/10/2012†24Average Per TonAll | 0.40216 | 0.40216 | 70.249 | 0 | 0 | 0 | 0 | 0
2012-08-13 | 1 | Aggregate | 30% Cycling | 411341Aggregate30% Cycling | 5.3997 | 5.3997 | 73.9106
2012-08-13 | 1 | Aggregate | 50% Cycling | 411341Aggregate50% Cycling | 9.751 | 9.751 | 73.8644
2012-08-13 | 1 | Aggregate | All | 411341AggregateAll | 15.1509 | 15.1509 | 73.8801 | 0 | 0 | 0 | 0 | 0
2012-08-13 | 1 | Average Per Device | 30% Cycling | 411341Average Per Device30% Cycling | 1.5975 | 1.5975 | 73.9106
2012-08-13 | 1 | Average Per Device | 50% Cycling | 411341Average Per Device50% Cycling | 1.5224 | 1.5224 | 73.8644
2012-08-13 | 1 | Average Per Device | All | 411341Average Per DeviceAll | 1.5479 | 1.5479 | 73.8801 | 0 | 0 | 0 | 0 | 0
2012-08-13 | 1 | Average Per Premise | 30% Cycling | 411341Average Per Premise30% Cycling | 3.3311 | 3.3311 | 73.9106
2012-08-13 | 1 | Average Per Premise | 50% Cycling | 411341Average Per Premise50% Cycling | 3.0956 | 3.0956 | 73.8644
2012-08-13 | 1 | Average Per Premise | All | 411341Average Per PremiseAll | 3.1756 | 3.1756 | 73.8801 | 0 | 0 | 0 | 0 | 0
2012-08-13 | 1 | Average Per Ton | 30% Cycling | 411341Average Per Ton30% Cycling | 0.43583 | 0.43583 | 73.9106
2012-08-13 | 1 | Average Per Ton | 50% Cycling | 411341Average Per Ton50% Cycling | 0.36888 | 0.36888 | 73.8644
2012-08-13 | 1 | Average Per Ton | All | 411341Average Per TonAll | 0.39164 | 0.39164 | 73.8801 | 0 | 0 | 0 | 0 | 0
2012-08-13 | 2 | Aggregate | 30% Cycling | 411342Aggregate30% Cycling | 5.2399 | 5.2399 | 72.2868
2012-08-13 | 2 | Aggregate | 50% Cycling | 411342Aggregate50% Cycling | 9.5463 | 9.5463 | 72.3192
2012-08-13 | 2 | Aggregate | All | 411342AggregateAll | 14.7864 | 14.7864 | 72.3082 | 0 | 0 | 0 | 0 | 0
2012-08-13 | 2 | Average Per Device | 30% Cycling | 411342Average Per Device30% Cycling | 1.5502 | 1.5502 | 72.2868
2012-08-13 | 2 | Average Per Device | 50% Cycling | 411342Average Per Device50% Cycling | 1.4904 | 1.4904 | 72.3192
2012-08-13 | 2 | Average Per Device | All | 411342Average Per DeviceAll | 1.5107 | 1.5107 | 72.3082 | 0 | 0 | 0 | 0 | 0
2012-08-13 | 2 | Average Per Premise | 30% Cycling | 411342Average Per Premise30% Cycling | 3.2325 | 3.2325 | 72.2868
2012-08-13 | 2 | Average Per Premise | 50% Cycling | 411342Average Per Premise50% Cycling | 3.0306 | 3.0306 | 72.3192
2012-08-13 | 2 | Average Per Premise | All | 411342Average Per PremiseAll | 3.0992 | 3.0992 | 72.3082 | 0 | 0 | 0 | 0 | 0
2012-08-13 | 2 | Average Per Ton | 30% Cycling | 411342Average Per Ton30% Cycling | 0.42294 | 0.42294 | 72.2868
2012-08-13 | 2 | Average Per Ton | 50% Cycling | 411342Average Per Ton50% Cycling | 0.36113 | 0.36113 | 72.3192
2012-08-13 | 2 | Average Per Ton | All | 411342Average Per TonAll | 0.38215 | 0.38215 | 72.3082 | 0 | 0 | 0 | 0 | 0
2012-08-13 | 3 | Aggregate | 30% Cycling | 411343Aggregate30% Cycling | 5.0892 | 5.0892 | 71.7646
2012-08-13 | 3 | Aggregate | 50% Cycling | 411343Aggregate50% Cycling | 9.3862 | 9.3862 | 71.9004
2012-08-13 | 3 | Aggregate | All | 411343AggregateAll | 14.4755 | 14.4755 | 71.8542 | 0 | 0 | 0 | 0 | 0
2012-08-13 | 3 | Average Per Device | 30% Cycling | 411343Average Per Device30% Cycling | 1.5056 | 1.5056 | 71.7646
2012-08-13 | 3 | Average Per Device | 50% Cycling | 411343Average Per Device50% Cycling | 1.4654 | 1.4654 | 71.9004
2012-08-13 | 3 | Average Per Device | All | 411343Average Per DeviceAll | 1.4791 | 1.4791 | 71.8542 | 0 | 0 | 0 | 0 | 0
2012-08-13 | 3 | Average Per Premise | 30% Cycling | 411343Average Per Premise30% Cycling | 3.1395 | 3.1395 | 71.7646
2012-08-13 | 3 | Average Per Premise | 50% Cycling | 411343Average Per Premise50% Cycling | 2.9797 | 2.9797 | 71.9004
2012-08-13 | 3 | Average Per Premise | All | 411343Average Per PremiseAll | 3.0341 | 3.0341 | 71.8542 | 0 | 0 | 0 | 0 | 0
2012-08-13 | 3 | Average Per Ton | 30% Cycling | 411343Average Per Ton30% Cycling | 0.41077 | 0.41077 | 71.7646
2012-08-13 | 3 | Average Per Ton | 50% Cycling | 411343Average Per Ton50% Cycling | 0.35508 | 0.35508 | 71.9004
2012-08-13 | 3 | Average Per Ton | All | 411343Average Per TonAll | 0.37401 | 0.37401 | 71.8542 | 0 | 0 | 0 | 0 | 0
2012-08-13 | 4 | Aggregate | 30% Cycling | 411344Aggregate30% Cycling | 5.0308 | 5.0308 | 71.2506
2012-08-13 | 4 | Aggregate | 50% Cycling | 411344Aggregate50% Cycling | 9.4546 | 9.4546 | 71.3098
2012-08-13 | 4 | Aggregate | All | 411344AggregateAll | 14.4855 | 14.4855 | 71.2897 | 0 | 0 | 0 | 0 | 0
2012-08-13 | 4 | Average Per Device | 30% Cycling | 411344Average Per Device30% Cycling | 1.4883 | 1.4883 | 71.2506
2012-08-13 | 4 | Average Per Device | 50% Cycling | 411344Average Per Device50% Cycling | 1.4761 | 1.4761 | 71.3098
2012-08-13 | 4 | Average Per Device | All | 411344Average Per DeviceAll | 1.4802 | 1.4802 | 71.2897 | 0 | 0 | 0 | 0 | 0
2012-08-13 | 4 | Average Per Premise | 30% Cycling | 411344Average Per Premise30% Cycling | 3.1035 | 3.1035 | 71.2506
2012-08-13 | 4 | Average Per Premise | 50% Cycling | 411344Average Per Premise50% Cycling | 3.0014 | 3.0014 | 71.3098
2012-08-13 | 4 | Average Per Premise | All | 411344Average Per PremiseAll | 3.0361 | 3.0361 | 71.2897 | 0 | 0 | 0 | 0 | 0
2012-08-13 | 4 | Average Per Ton | 30% Cycling | 411344Average Per Ton30% Cycling | 0.40606 | 0.40606 | 71.2506
2012-08-13 | 4 | Average Per Ton | 50% Cycling | 411344Average Per Ton50% Cycling | 0.35766 | 0.35766 | 71.3098
2012-08-13 | 4 | Average Per Ton | All | 411344Average Per TonAll | 0.37412 | 0.37412 | 71.2897 | 0 | 0 | 0 | 0 | 0
2012-08-13 | 5 | Aggregate | 30% Cycling | 411345Aggregate30% Cycling | 5.1951 | 5.1951 | 71.0123
2012-08-13 | 5 | Aggregate | 50% Cycling | 411345Aggregate50% Cycling | 9.3591 | 9.3591 | 71.1123
2012-08-13 | 5 | Aggregate | All | 411345AggregateAll | 14.5544 | 14.5544 | 71.0783 | 0 | 0 | 0 | 0 | 0
2012-08-13 | 5 | Average Per Device | 30% Cycling | 411345Average Per Device30% Cycling | 1.5369 | 1.5369 | 71.0123
2012-08-13 | 5 | Average Per Device | 50% Cycling | 411345Average Per Device50% Cycling | 1.4612 | 1.4612 | 71.1123
2012-08-13 | 5 | Average Per Device | All | 411345Average Per DeviceAll | 1.4869 | 1.4869 | 71.0783 | 0 | 0 | 0 | 0 | 0
2012-08-13 | 5 | Average Per Premise | 30% Cycling | 411345Average Per Premise30% Cycling | 3.2049 | 3.2049 | 71.0123
2012-08-13 | 5 | Average Per Premise | 50% Cycling | 411345Average Per Premise50% Cycling | 2.9711 | 2.9711 | 71.1123
2012-08-13 | 5 | Average Per Premise | All | 411345Average Per PremiseAll | 3.0506 | 3.0506 | 71.0783 | 0 | 0 | 0 | 0 | 0
2012-08-13 | 5 | Average Per Ton | 30% Cycling | 411345Average Per Ton30% Cycling | 0.41932 | 0.41932 | 71.0123
2012-08-13 | 5 | Average Per Ton | 50% Cycling | 411345Average Per Ton50% Cycling | 0.35405 | 0.35405 | 71.1123
2012-08-13 | 5 | Average Per Ton | All | 411345Average Per TonAll | 0.37624 | 0.37624 | 71.0783 | 0 | 0 | 0 | 0 | 0
2012-08-13 | 6 | Aggregate | 30% Cycling | 411346Aggregate30% Cycling | 5.9346 | 5.9346 | 70.6897
2012-08-13 | 6 | Aggregate | 50% Cycling | 411346Aggregate50% Cycling | 9.6894 | 9.6894 | 70.8475
2012-08-13 | 6 | Aggregate | All | 411346AggregateAll | 15.6247 | 15.6247 | 70.7938 | 0 | 0 | 0 | 0 | 0
2012-08-13 | 6 | Average Per Device | 30% Cycling | 411346Average Per Device30% Cycling | 1.7557 | 1.7557 | 70.6897
2012-08-13 | 6 | Average Per Device | 50% Cycling | 411346Average Per Device50% Cycling | 1.5128 | 1.5128 | 70.8475
2012-08-13 | 6 | Average Per Device | All | 411346Average Per DeviceAll | 1.5954 | 1.5954 | 70.7938 | 0 | 0 | 0 | 0 | 0
2012-08-13 | 6 | Average Per Premise | 30% Cycling | 411346Average Per Premise30% Cycling | 3.6611 | 3.6611 | 70.6897
2012-08-13 | 6 | Average Per Premise | 50% Cycling | 411346Average Per Premise50% Cycling | 3.076 | 3.076 | 70.8475
2012-08-13 | 6 | Average Per Premise | All | 411346Average Per PremiseAll | 3.2749 | 3.2749 | 70.7938 | 0 | 0 | 0 | 0 | 0
2012-08-13 | 6 | Average Per Ton | 30% Cycling | 411346Average Per Ton30% Cycling | 0.47901 | 0.47901 | 70.6897
2012-08-13 | 6 | Average Per Ton | 50% Cycling | 411346Average Per Ton50% Cycling | 0.36655 | 0.36655 | 70.8475
2012-08-13 | 6 | Average Per Ton | All | 411346Average Per TonAll | 0.40479 | 0.40479 | 70.7938 | 0 | 0 | 0 | 0 | 0
2012-08-13 | 7 | Aggregate | 30% Cycling | 411347Aggregate30% Cycling | 6.6652 | 6.6652 | 70.8007
2012-08-13 | 7 | Aggregate | 50% Cycling | 411347Aggregate50% Cycling | 10.3225 | 10.3225 | 70.9882
2012-08-13 | 7 | Aggregate | All | 411347AggregateAll | 16.9887 | 16.9887 | 70.9245 | 0 | 0 | 0 | 0 | 0
2012-08-13 | 7 | Average Per Device | 30% Cycling | 411347Average Per Device30% Cycling | 1.9719 | 1.9719 | 70.8007
2012-08-13 | 7 | Average Per Device | 50% Cycling | 411347Average Per Device50% Cycling | 1.6116 | 1.6116 | 70.9882
2012-08-13 | 7 | Average Per Device | All | 411347Average Per DeviceAll | 1.7341 | 1.7341 | 70.9245 | 0 | 0 | 0 | 0 | 0
2012-08-13 | 7 | Average Per Premise | 30% Cycling | 411347Average Per Premise30% Cycling | 4.1118 | 4.1118 | 70.8007
2012-08-13 | 7 | Average Per Premise | 50% Cycling | 411347Average Per Premise50% Cycling | 3.277 | 3.277 | 70.9882
2012-08-13 | 7 | Average Per Premise | All | 411347Average Per PremiseAll | 3.5608 | 3.5608 | 70.9245 | 0 | 0 | 0 | 0 | 0
2012-08-13 | 7 | Average Per Ton | 30% Cycling | 411347Average Per Ton30% Cycling | 0.53798 | 0.53798 | 70.8007
2012-08-13 | 7 | Average Per Ton | 50% Cycling | 411347Average Per Ton50% Cycling | 0.3905 | 0.3905 | 70.9882
2012-08-13 | 7 | Average Per Ton | All | 411347Average Per TonAll | 0.44064 | 0.44064 | 70.9245 | 0 | 0 | 0 | 0 | 0
2012-08-13 | 8 | Aggregate | 30% Cycling | 411348Aggregate30% Cycling | 7.6571 | 7.6571 | 74.0817
2012-08-13 | 8 | Aggregate | 50% Cycling | 411348Aggregate50% Cycling | 12.3643 | 12.3643 | 74.1125
2012-08-13 | 8 | Aggregate | All | 411348AggregateAll | 20.0224 | 20.0224 | 74.102 | 0 | 0 | 0 | 0 | 0
2012-08-13 | 8 | Average Per Device | 30% Cycling | 411348Average Per Device30% Cycling | 2.2653 | 2.2653 | 74.0817
2012-08-13 | 8 | Average Per Device | 50% Cycling | 411348Average Per Device50% Cycling | 1.9304 | 1.9304 | 74.1125
2012-08-13 | 8 | Average Per Device | All | 411348Average Per DeviceAll | 2.0443 | 2.0443 | 74.102 | 0 | 0 | 0 | 0 | 0
2012-08-13 | 8 | Average Per Premise | 30% Cycling | 411348Average Per Premise30% Cycling | 4.7237 | 4.7237 | 74.0817
2012-08-13 | 8 | Average Per Premise | 50% Cycling | 411348Average Per Premise50% Cycling | 3.9252 | 3.9252 | 74.1125
2012-08-13 | 8 | Average Per Premise | All | 411348Average Per PremiseAll | 4.1967 | 4.1967 | 74.102 | 0 | 0 | 0 | 0 | 0
2012-08-13 | 8 | Average Per Ton | 30% Cycling | 411348Average Per Ton30% Cycling | 0.61804 | 0.61804 | 74.0817
2012-08-13 | 8 | Average Per Ton | 50% Cycling | 411348Average Per Ton50% Cycling | 0.46774 | 0.46774 | 74.1125
2012-08-13 | 8 | Average Per Ton | All | 411348Average Per TonAll | 0.51884 | 0.51884 | 74.102 | 0 | 0 | 0 | 0 | 0
2012-08-13 | 9 | Aggregate | 30% Cycling | 411349Aggregate30% Cycling | 9.5138 | 9.5138 | 77.9756
2012-08-13 | 9 | Aggregate | 50% Cycling | 411349Aggregate50% Cycling | 15.14 | 15.14 | 77.9971
2012-08-13 | 9 | Aggregate | All | 411349AggregateAll | 24.655 | 24.655 | 77.9898 | 0 | 0 | 0 | 0 | 0
2012-08-13 | 9 | Average Per Device | 30% Cycling | 411349Average Per Device30% Cycling | 2.8146 | 2.8146 | 77.9756
2012-08-13 | 9 | Average Per Device | 50% Cycling | 411349Average Per Device50% Cycling | 2.3637 | 2.3637 | 77.9971
2012-08-13 | 9 | Average Per Device | All | 411349Average Per DeviceAll | 2.517 | 2.517 | 77.9898 | 0 | 0 | 0 | 0 | 0
2012-08-13 | 9 | Average Per Premise | 30% Cycling | 411349Average Per Premise30% Cycling | 5.8691 | 5.8691 | 77.9756
2012-08-13 | 9 | Average Per Premise | 50% Cycling | 411349Average Per Premise50% Cycling | 4.8063 | 4.8063 | 77.9971
2012-08-13 | 9 | Average Per Premise | All | 411349Average Per PremiseAll | 5.1677 | 5.1677 | 77.9898 | 0 | 0 | 0 | 0 | 0
2012-08-13 | 9 | Average Per Ton | 30% Cycling | 411349Average Per Ton30% Cycling | 0.7679 | 0.7679 | 77.9756
2012-08-13 | 9 | Average Per Ton | 50% Cycling | 411349Average Per Ton50% Cycling | 0.57274 | 0.57274 | 77.9971
2012-08-13 | 9 | Average Per Ton | All | 411349Average Per TonAll | 0.6391 | 0.6391 | 77.9898 | 0 | 0 | 0 | 0 | 0
2012-08-13 | 10 | Aggregate | 30% Cycling | 4113410Aggregate30% Cycling | 11.6521 | 11.6521 | 82.4602
2012-08-13 | 10 | Aggregate | 50% Cycling | 4113410Aggregate50% Cycling | 18.1996 | 18.1996 | 82.0352
2012-08-13 | 10 | Aggregate | All | 4113410AggregateAll | 29.8533 | 29.8533 | 82.1797 | 0 | 0 | 0 | 0 | 0
2012-08-13 | 10 | Average Per Device | 30% Cycling | 4113410Average Per Device30% Cycling | 3.4472 | 3.4472 | 82.4602
2012-08-13 | 10 | Average Per Device | 50% Cycling | 4113410Average Per Device50% Cycling | 2.8414 | 2.8414 | 82.0352
2012-08-13 | 10 | Average Per Device | All | 4113410Average Per DeviceAll | 3.0474 | 3.0474 | 82.1797 | 0 | 0 | 0 | 0 | 0
2012-08-13 | 10 | Average Per Premise | 30% Cycling | 4113410Average Per Premise30% Cycling | 7.1882 | 7.1882 | 82.4602
2012-08-13 | 10 | Average Per Premise | 50% Cycling | 4113410Average Per Premise50% Cycling | 5.7777 | 5.7777 | 82.0352
2012-08-13 | 10 | Average Per Premise | All | 4113410Average Per PremiseAll | 6.2572 | 6.2572 | 82.1797 | 0 | 0 | 0 | 0 | 0
2012-08-13 | 10 | Average Per Ton | 30% Cycling | 4113410Average Per Ton30% Cycling | 0.94049 | 0.94049 | 82.4602
2012-08-13 | 10 | Average Per Ton | 50% Cycling | 4113410Average Per Ton50% Cycling | 0.68849 | 0.68849 | 82.0352
2012-08-13 | 10 | Average Per Ton | All | 4113410Average Per TonAll | 0.77417 | 0.77417 | 82.1797 | 0 | 0 | 0 | 0 | 0
2012-08-13 | 11 | Aggregate | 30% Cycling | 4113411Aggregate30% Cycling | 13.2275 | 13.2275 | 84.0453
2012-08-13 | 11 | Aggregate | 50% Cycling | 4113411Aggregate50% Cycling | 21.3921 | 21.3921 | 83.5369
2012-08-13 | 11 | Aggregate | All | 4113411AggregateAll | 34.6212 | 34.6212 | 83.7098 | 0 | 0 | 0 | 0 | 0
2012-08-13 | 11 | Average Per Device | 30% Cycling | 4113411Average Per Device30% Cycling | 3.9133 | 3.9133 | 84.0453
2012-08-13 | 11 | Average Per Device | 50% Cycling | 4113411Average Per Device50% Cycling | 3.3398 | 3.3398 | 83.5369
2012-08-13 | 11 | Average Per Device | All | 4113411Average Per DeviceAll | 3.5348 | 3.5348 | 83.7098 | 0 | 0 | 0 | 0 | 0
2012-08-13 | 11 | Average Per Premise | 30% Cycling | 4113411Average Per Premise30% Cycling | 8.1601 | 8.1601 | 84.0453
2012-08-13 | 11 | Average Per Premise | 50% Cycling | 4113411Average Per Premise50% Cycling | 6.7912 | 6.7912 | 83.5369
2012-08-13 | 11 | Average Per Premise | All | 4113411Average Per PremiseAll | 7.2566 | 7.2566 | 83.7098 | 0 | 0 | 0 | 0 | 0
2012-08-13 | 11 | Average Per Ton | 30% Cycling | 4113411Average Per Ton30% Cycling | 1.0677 | 1.0677 | 84.0453
2012-08-13 | 11 | Average Per Ton | 50% Cycling | 4113411Average Per Ton50% Cycling | 0.80926 | 0.80926 | 83.5369
2012-08-13 | 11 | Average Per Ton | All | 4113411Average Per TonAll | 0.89711 | 0.89711 | 83.7098 | 0 | 0 | 0 | 0 | 0
2012-08-13 | 12 | Aggregate | 30% Cycling | 4113412Aggregate30% Cycling | 14.2317 | 14.2317 | 85.1508
2012-08-13 | 12 | Aggregate | 50% Cycling | 4113412Aggregate50% Cycling | 22.8425 | 22.8425 | 84.5456
2012-08-13 | 12 | Aggregate | All | 4113412AggregateAll | 37.0759 | 37.0759 | 84.7514 | 0 | 0 | 0 | 0 | 0
2012-08-13 | 12 | Average Per Device | 30% Cycling | 4113412Average Per Device30% Cycling | 4.2103 | 4.2103 | 85.1508
2012-08-13 | 12 | Average Per Device | 50% Cycling | 4113412Average Per Device50% Cycling | 3.5663 | 3.5663 | 84.5456
2012-08-13 | 12 | Average Per Device | All | 4113412Average Per DeviceAll | 3.7853 | 3.7853 | 84.7514 | 0 | 0 | 0 | 0 | 0
2012-08-13 | 12 | Average Per Premise | 30% Cycling | 4113412Average Per Premise30% Cycling | 8.7796 | 8.7796 | 85.1508
2012-08-13 | 12 | Average Per Premise | 50% Cycling | 4113412Average Per Premise50% Cycling | 7.2516 | 7.2516 | 84.5456
2012-08-13 | 12 | Average Per Premise | All | 4113412Average Per PremiseAll | 7.7711 | 7.7711 | 84.7514 | 0 | 0 | 0 | 0 | 0
2012-08-13 | 12 | Average Per Ton | 30% Cycling | 4113412Average Per Ton30% Cycling | 1.1487 | 1.1487 | 85.1508
2012-08-13 | 12 | Average Per Ton | 50% Cycling | 4113412Average Per Ton50% Cycling | 0.86413 | 0.86413 | 84.5456
2012-08-13 | 12 | Average Per Ton | All | 4113412Average Per TonAll | 0.96088 | 0.96088 | 84.7514 | 0 | 0 | 0 | 0 | 0
2012-08-13 | 13 | Aggregate | 30% Cycling | 4113413Aggregate30% Cycling | 14.8274 | 14.8274 | 86.3212
2012-08-13 | 13 | Aggregate | 50% Cycling | 4113413Aggregate50% Cycling | 23.4253 | 23.4253 | 85.4685
2012-08-13 | 13 | Aggregate | All | 4113413AggregateAll | 38.2546 | 38.2546 | 85.7584 | 0 | 0 | 0 | 0 | 0
2012-08-13 | 13 | Average Per Device | 30% Cycling | 4113413Average Per Device30% Cycling | 4.3866 | 4.3866 | 86.3212
2012-08-13 | 13 | Average Per Device | 50% Cycling | 4113413Average Per Device50% Cycling | 3.6573 | 3.6573 | 85.4685
2012-08-13 | 13 | Average Per Device | All | 4113413Average Per DeviceAll | 3.9052 | 3.9052 | 85.7584 | 0 | 0 | 0 | 0 | 0
2012-08-13 | 13 | Average Per Premise | 30% Cycling | 4113413Average Per Premise30% Cycling | 9.147 | 9.147 | 86.3212
2012-08-13 | 13 | Average Per Premise | 50% Cycling | 4113413Average Per Premise50% Cycling | 7.4366 | 7.4366 | 85.4685
2012-08-13 | 13 | Average Per Premise | All | 4113413Average Per PremiseAll | 8.0182 | 8.0182 | 85.7584 | 0 | 0 | 0 | 0 | 0
2012-08-13 | 13 | Average Per Ton | 30% Cycling | 4113413Average Per Ton30% Cycling | 1.1968 | 1.1968 | 86.3212
2012-08-13 | 13 | Average Per Ton | 50% Cycling | 4113413Average Per Ton50% Cycling | 0.88617 | 0.88617 | 85.4685
2012-08-13 | 13 | Average Per Ton | All | 4113413Average Per TonAll | 0.99178 | 0.99178 | 85.7584 | 0 | 0 | 0 | 0 | 0
2012-08-13 | 14 | Aggregate | 30% Cycling | 4113414Aggregate30% Cycling | 14.4268 | 15.0707 | 86.5605 | 0.12779 | 0.43273 | 0.64393 | 0.85513 | 1.1601
2012-08-13 | 14 | Aggregate | 50% Cycling | 4113414Aggregate50% Cycling | 21.6551 | 23.6584 | 85.9316 | 0.51141 | 1.3928 | 2.0033 | 2.6138 | 3.4952
2012-08-13 | 14 | Aggregate | All | 4113414AggregateAll | 36.0842 | 38.7312 | 86.1454 | 0.6391 | 1.8254 | 2.647 | 3.4686 | 4.6548
2012-08-13 | 14 | Average Per Device | 30% Cycling | 4113414Average Per Device30% Cycling | 4.268 | 4.4586 | 86.5605 | -0.12791 | 0.060212 | 0.1905 | 0.32079 | 0.50891
2012-08-13 | 14 | Average Per Device | 50% Cycling | 4113414Average Per Device50% Cycling | 3.3809 | 3.6937 | 85.9316 | -0.16085 | 0.11896 | 0.31276 | 0.50656 | 0.78638
2012-08-13 | 14 | Average Per Device | All | 4113414Average Per DeviceAll | 3.6825 | 3.9537 | 86.1454 | -0.14965 | 0.098988 | 0.2712 | 0.4434 | 0.69204
2012-08-13 | 14 | Average Per Premise | 30% Cycling | 4113414Average Per Premise30% Cycling | 8.8999 | 9.2972 | 86.5605 | 0.078834 | 0.26695 | 0.39724 | 0.52753 | 0.71565
2012-08-13 | 14 | Average Per Premise | 50% Cycling | 4113414Average Per Premise50% Cycling | 6.8746 | 7.5106 | 85.9316 | 0.16235 | 0.44217 | 0.63597 | 0.82977 | 1.1096
2012-08-13 | 14 | Average Per Premise | All | 4113414Average Per PremiseAll | 7.5632 | 8.118 | 86.1454 | 0.13396 | 0.3826 | 0.5548 | 0.72701 | 0.97565
2012-08-13 | 14 | Average Per Ton | 30% Cycling | 4113414Average Per Ton30% Cycling | 1.1645 | 1.2164 | 86.5605 | -0.26643 | -0.078315 | 0.051974 | 0.18226 | 0.37038
2012-08-13 | 14 | Average Per Ton | 50% Cycling | 4113414Average Per Ton50% Cycling | 0.81921 | 0.89499 | 85.9316 | -0.39783 | -0.11802 | 0.075785 | 0.26958 | 0.5494
2012-08-13 | 14 | Average Per Ton | All | 4113414Average Per TonAll | 0.93659 | 1.0043 | 86.1454 | -0.35316 | -0.10452 | 0.067689 | 0.2399 | 0.48854
2012-08-13 | 15 | Aggregate | 30% Cycling | 4113415Aggregate30% Cycling | 14.5656 | 15.1523 | 87.527 | 0.08187 | 0.38008 | 0.58663 | 0.79317 | 1.0914
2012-08-13 | 15 | Aggregate | 50% Cycling | 4113415Aggregate50% Cycling | 21.5543 | 23.6482 | 87.0013 | 0.82044 | 1.5728 | 2.0939 | 2.615 | 3.3673
2012-08-13 | 15 | Aggregate | All | 4113415AggregateAll | 36.1224 | 38.8025 | 87.18 | 0.90207 | 1.9526 | 2.6802 | 3.4078 | 4.4583
2012-08-13 | 15 | Average Per Device | 30% Cycling | 4113415Average Per Device30% Cycling | 4.3091 | 4.4827 | 87.527 | -0.13784 | 0.046133 | 0.17355 | 0.30097 | 0.48493
2012-08-13 | 15 | Average Per Device | 50% Cycling | 4113415Average Per Device50% Cycling | 3.3652 | 3.6921 | 87.0013 | -0.077363 | 0.16148 | 0.32691 | 0.49233 | 0.73118
2012-08-13 | 15 | Average Per Device | All | 4113415Average Per DeviceAll | 3.6861 | 3.9609 | 87.18 | -0.097924 | 0.12226 | 0.27477 | 0.42727 | 0.64746
2012-08-13 | 15 | Average Per Premise | 30% Cycling | 4113415Average Per Premise30% Cycling | 8.9856 | 9.3475 | 87.527 | 0.050506 | 0.23448 | 0.36189 | 0.48931 | 0.67328
2012-08-13 | 15 | Average Per Premise | 50% Cycling | 4113415Average Per Premise50% Cycling | 6.8426 | 7.5074 | 87.0013 | 0.26046 | 0.4993 | 0.66473 | 0.83015 | 1.069
2012-08-13 | 15 | Average Per Premise | All | 4113415Average Per PremiseAll | 7.5712 | 8.133 | 87.18 | 0.18907 | 0.40926 | 0.56176 | 0.71427 | 0.93445
2012-08-13 | 15 | Average Per Ton | 30% Cycling | 4113415Average Per Ton30% Cycling | 1.1757 | 1.223 | 87.527 | -0.26404 | -0.080067 | 0.047349 | 0.17477 | 0.35873
2012-08-13 | 15 | Average Per Ton | 50% Cycling | 4113415Average Per Ton50% Cycling | 0.81539 | 0.89461 | 87.0013 | -0.32506 | -0.086213 | 0.079212 | 0.24464 | 0.48348
2012-08-13 | 15 | Average Per Ton | All | 4113415Average Per TonAll | 0.93788 | 1.0063 | 87.18 | -0.30431 | -0.084123 | 0.068378 | 0.22088 | 0.44107
2012-08-13 | 16 | Aggregate | 30% Cycling | 4113416Aggregate30% Cycling | 14.1485 | 14.9272 | 86.0384 | 0.29707 | 0.58167 | 0.77878 | 0.97589 | 1.2605
2012-08-13 | 16 | Aggregate | 50% Cycling | 4113416Aggregate50% Cycling | 21.2955 | 22.9414 | 85.5567 | 0.33155 | 1.1081 | 1.6459 | 2.1838 | 2.9603
2012-08-13 | 16 | Aggregate | All | 4113416AggregateAll | 35.4462 | 37.8709 | 85.7205 | 0.62871 | 1.6898 | 2.4247 | 3.1595 | 4.2206
2012-08-13 | 16 | Average Per Device | 30% Cycling | 4113416Average Per Device30% Cycling | 4.1857 | 4.4161 | 86.0384 | -0.066769 | 0.1088 | 0.2304 | 0.35199 | 0.52756
2012-08-13 | 16 | Average Per Device | 50% Cycling | 4113416Average Per Device50% Cycling | 3.3247 | 3.5817 | 85.5567 | -0.16029 | 0.086229 | 0.25697 | 0.42771 | 0.67423
2012-08-13 | 16 | Average Per Device | All | 4113416Average Per DeviceAll | 3.6175 | 3.8654 | 85.7205 | -0.1285 | 0.093903 | 0.24793 | 0.40197 | 0.62437
2012-08-13 | 16 | Average Per Premise | 30% Cycling | 4113416Average Per Premise30% Cycling | 8.7282 | 9.2087 | 86.0384 | 0.18327 | 0.35883 | 0.48043 | 0.60203 | 0.7776
2012-08-13 | 16 | Average Per Premise | 50% Cycling | 4113416Average Per Premise50% Cycling | 6.7605 | 7.283 | 85.5567 | 0.10525 | 0.35178 | 0.52252 | 0.69326 | 0.93978
2012-08-13 | 16 | Average Per Premise | All | 4113416Average Per PremiseAll | 7.4295 | 7.9377 | 85.7205 | 0.13178 | 0.35418 | 0.50821 | 0.66224 | 0.88464
2012-08-13 | 16 | Average Per Ton | 30% Cycling | 4113416Average Per Ton30% Cycling | 1.142 | 1.2048 | 86.0384 | -0.23431 | -0.058739 | 0.062859 | 0.18446 | 0.36002
2012-08-13 | 16 | Average Per Ton | 50% Cycling | 4113416Average Per Ton50% Cycling | 0.8056 | 0.86787 | 85.5567 | -0.355 | -0.10848 | 0.062265 | 0.23301 | 0.47953
2012-08-13 | 16 | Average Per Ton | All | 4113416Average Per TonAll | 0.91997 | 0.98244 | 85.7205 | -0.31396 | -0.091565 | 0.062467 | 0.2165 | 0.4389
2012-08-13 | 17 | Aggregate | 30% Cycling | 4113417Aggregate30% Cycling | 13.3522 | 14.2219 | 85.0478 | 0.34489 | 0.65496 | 0.86971 | 1.0845 | 1.3945
2012-08-13 | 17 | Aggregate | 50% Cycling | 4113417Aggregate50% Cycling | 20.1817 | 21.5997 | 84.5721 | 0.13373 | 0.89245 | 1.4179 | 1.9434 | 2.7021
2012-08-13 | 17 | Aggregate | All | 4113417AggregateAll | 33.536 | 35.8237 | 84.7338 | 0.47881 | 1.5475 | 2.2877 | 3.0279 | 4.0967
2012-08-13 | 17 | Average Per Device | 30% Cycling | 4113417Average Per Device30% Cycling | 3.9501 | 4.2074 | 85.0478 | -0.066468 | 0.12482 | 0.2573 | 0.38978 | 0.58106
2012-08-13 | 17 | Average Per Device | 50% Cycling | 4113417Average Per Device50% Cycling | 3.1509 | 3.3722 | 84.5721 | -0.18631 | 0.054553 | 0.22137 | 0.3882 | 0.62906
2012-08-13 | 17 | Average Per Device | All | 4113417Average Per DeviceAll | 3.4226 | 3.6562 | 84.7338 | -0.14556 | 0.078442 | 0.23359 | 0.38873 | 0.61274
2012-08-13 | 17 | Average Per Premise | 30% Cycling | 4113417Average Per Premise30% Cycling | 8.237 | 8.7735 | 85.0478 | 0.21276 | 0.40405 | 0.53653 | 0.66901 | 0.86029
2012-08-13 | 17 | Average Per Premise | 50% Cycling | 4113417Average Per Premise50% Cycling | 6.4069 | 6.857 | 84.5721 | 0.042453 | 0.28332 | 0.45014 | 0.61696 | 0.85782
2012-08-13 | 17 | Average Per Premise | All | 4113417Average Per PremiseAll | 7.0291 | 7.5086 | 84.7338 | 0.10036 | 0.32436 | 0.47951 | 0.63466 | 0.85866
2012-08-13 | 17 | Average Per Ton | 30% Cycling | 4113417Average Per Ton30% Cycling | 1.0777 | 1.1479 | 85.0478 | -0.25357 | -0.062284 | 0.070198 | 0.20268 | 0.39396
2012-08-13 | 17 | Average Per Ton | 50% Cycling | 4113417Average Per Ton50% Cycling | 0.76347 | 0.81711 | 84.5721 | -0.35404 | -0.11318 | 0.05364 | 0.22046 | 0.46132
2012-08-13 | 17 | Average Per Ton | All | 4113417Average Per TonAll | 0.87031 | 0.92958 | 84.7338 | -0.31988 | -0.095876 | 0.05927 | 0.21442 | 0.43842
2012-08-13 | 18 | Aggregate | 30% Cycling | 4113418Aggregate30% Cycling | 12.2807 | 12.2807 | 81.2142
2012-08-13 | 18 | Aggregate | 50% Cycling | 4113418Aggregate50% Cycling | 19.1279 | 19.1279 | 80.7342
2012-08-13 | 18 | Aggregate | All | 4113418AggregateAll | 31.4103 | 31.4103 | 80.8974 | 0 | 0 | 0 | 0 | 0
2012-08-13 | 18 | Average Per Device | 30% Cycling | 4113418Average Per Device30% Cycling | 3.6332 | 3.6332 | 81.2142
2012-08-13 | 18 | Average Per Device | 50% Cycling | 4113418Average Per Device50% Cycling | 2.9863 | 2.9863 | 80.7342
2012-08-13 | 18 | Average Per Device | All | 4113418Average Per DeviceAll | 3.2063 | 3.2063 | 80.8974 | 0 | 0 | 0 | 0 | 0
2012-08-13 | 18 | Average Per Premise | 30% Cycling | 4113418Average Per Premise30% Cycling | 7.576 | 7.576 | 81.2142
2012-08-13 | 18 | Average Per Premise | 50% Cycling | 4113418Average Per Premise50% Cycling | 6.0723 | 6.0723 | 80.7342
2012-08-13 | 18 | Average Per Premise | All | 4113418Average Per PremiseAll | 6.5836 | 6.5836 | 80.8974 | 0 | 0 | 0 | 0 | 0
2012-08-13 | 18 | Average Per Ton | 30% Cycling | 4113418Average Per Ton30% Cycling | 0.99123 | 0.99123 | 81.2142
2012-08-13 | 18 | Average Per Ton | 50% Cycling | 4113418Average Per Ton50% Cycling | 0.7236 | 0.7236 | 80.7342
2012-08-13 | 18 | Average Per Ton | All | 4113418Average Per TonAll | 0.8146 | 0.8146 | 80.8974 | 0 | 0 | 0 | 0 | 0
2012-08-13 | 19 | Aggregate | 30% Cycling | 4113419Aggregate30% Cycling | 10.7061 | 10.7061 | 78.7043
2012-08-13 | 19 | Aggregate | 50% Cycling | 4113419Aggregate50% Cycling | 16.3184 | 16.3184 | 78.4277
2012-08-13 | 19 | Aggregate | All | 4113419AggregateAll | 27.0261 | 27.0261 | 78.5217 | 0 | 0 | 0 | 0 | 0
2012-08-13 | 19 | Average Per Device | 30% Cycling | 4113419Average Per Device30% Cycling | 3.1673 | 3.1673 | 78.7043
2012-08-13 | 19 | Average Per Device | 50% Cycling | 4113419Average Per Device50% Cycling | 2.5477 | 2.5477 | 78.4277
2012-08-13 | 19 | Average Per Device | All | 4113419Average Per DeviceAll | 2.7584 | 2.7584 | 78.5217 | 0 | 0 | 0 | 0 | 0
2012-08-13 | 19 | Average Per Premise | 30% Cycling | 4113419Average Per Premise30% Cycling | 6.6046 | 6.6046 | 78.7043
2012-08-13 | 19 | Average Per Premise | 50% Cycling | 4113419Average Per Premise50% Cycling | 5.1804 | 5.1804 | 78.4277
2012-08-13 | 19 | Average Per Premise | All | 4113419Average Per PremiseAll | 5.6647 | 5.6647 | 78.5217 | 0 | 0 | 0 | 0 | 0
2012-08-13 | 19 | Average Per Ton | 30% Cycling | 4113419Average Per Ton30% Cycling | 0.86414 | 0.86414 | 78.7043
2012-08-13 | 19 | Average Per Ton | 50% Cycling | 4113419Average Per Ton50% Cycling | 0.61732 | 0.61732 | 78.4277
2012-08-13 | 19 | Average Per Ton | All | 4113419Average Per TonAll | 0.70124 | 0.70124 | 78.5217 | 0 | 0 | 0 | 0 | 0
2012-08-13 | 20 | Aggregate | 30% Cycling | 4113420Aggregate30% Cycling | 9.9411 | 9.9411 | 75.418
2012-08-13 | 20 | Aggregate | 50% Cycling | 4113420Aggregate50% Cycling | 14.9677 | 14.9677 | 75.2152
2012-08-13 | 20 | Aggregate | All | 4113420AggregateAll | 24.9104 | 24.9104 | 75.2842 | 0 | 0 | 0 | 0 | 0
2012-08-13 | 20 | Average Per Device | 30% Cycling | 4113420Average Per Device30% Cycling | 2.941 | 2.941 | 75.418
2012-08-13 | 20 | Average Per Device | 50% Cycling | 4113420Average Per Device50% Cycling | 2.3368 | 2.3368 | 75.2152
2012-08-13 | 20 | Average Per Device | All | 4113420Average Per DeviceAll | 2.5422 | 2.5422 | 75.2842 | 0 | 0 | 0 | 0 | 0
2012-08-13 | 20 | Average Per Premise | 30% Cycling | 4113420Average Per Premise30% Cycling | 6.1327 | 6.1327 | 75.418
2012-08-13 | 20 | Average Per Premise | 50% Cycling | 4113420Average Per Premise50% Cycling | 4.7517 | 4.7517 | 75.2152
2012-08-13 | 20 | Average Per Premise | All | 4113420Average Per PremiseAll | 5.2212 | 5.2212 | 75.2842 | 0 | 0 | 0 | 0 | 0
2012-08-13 | 20 | Average Per Ton | 30% Cycling | 4113420Average Per Ton30% Cycling | 0.80239 | 0.80239 | 75.418
2012-08-13 | 20 | Average Per Ton | 50% Cycling | 4113420Average Per Ton50% Cycling | 0.56623 | 0.56623 | 75.2152
2012-08-13 | 20 | Average Per Ton | All | 4113420Average Per TonAll | 0.64652 | 0.64652 | 75.2842 | 0 | 0 | 0 | 0 | 0
2012-08-13 | 21 | Aggregate | 30% Cycling | 4113421Aggregate30% Cycling | 9.1236 | 9.1236 | 73.8932
2012-08-13 | 21 | Aggregate | 50% Cycling | 4113421Aggregate50% Cycling | 13.9855 | 13.9855 | 73.8847
2012-08-13 | 21 | Aggregate | All | 4113421AggregateAll | 23.1105 | 23.1105 | 73.8876 | 0 | 0 | 0 | 0 | 0
2012-08-13 | 21 | Average Per Device | 30% Cycling | 4113421Average Per Device30% Cycling | 2.6992 | 2.6992 | 73.8932
2012-08-13 | 21 | Average Per Device | 50% Cycling | 4113421Average Per Device50% Cycling | 2.1835 | 2.1835 | 73.8847
2012-08-13 | 21 | Average Per Device | All | 4113421Average Per DeviceAll | 2.3588 | 2.3588 | 73.8876 | 0 | 0 | 0 | 0 | 0
2012-08-13 | 21 | Average Per Premise | 30% Cycling | 4113421Average Per Premise30% Cycling | 5.6284 | 5.6284 | 73.8932
2012-08-13 | 21 | Average Per Premise | 50% Cycling | 4113421Average Per Premise50% Cycling | 4.4399 | 4.4399 | 73.8847
2012-08-13 | 21 | Average Per Premise | All | 4113421Average Per PremiseAll | 4.844 | 4.844 | 73.8876 | 0 | 0 | 0 | 0 | 0
2012-08-13 | 21 | Average Per Ton | 30% Cycling | 4113421Average Per Ton30% Cycling | 0.73641 | 0.73641 | 73.8932
2012-08-13 | 21 | Average Per Ton | 50% Cycling | 4113421Average Per Ton50% Cycling | 0.52907 | 0.52907 | 73.8847
2012-08-13 | 21 | Average Per Ton | All | 4113421Average Per TonAll | 0.59957 | 0.59957 | 73.8876 | 0 | 0 | 0 | 0 | 0
2012-08-13 | 22 | Aggregate | 30% Cycling | 4113422Aggregate30% Cycling | 8.1343 | 8.1343 | 73.6455
2012-08-13 | 22 | Aggregate | 50% Cycling | 4113422Aggregate50% Cycling | 12.4886 | 12.4886 | 73.6728
2012-08-13 | 22 | Aggregate | All | 4113422AggregateAll | 20.6241 | 20.6241 | 73.6635 | 0 | 0 | 0 | 0 | 0
2012-08-13 | 22 | Average Per Device | 30% Cycling | 4113422Average Per Device30% Cycling | 2.4065 | 2.4065 | 73.6455
2012-08-13 | 22 | Average Per Device | 50% Cycling | 4113422Average Per Device50% Cycling | 1.9498 | 1.9498 | 73.6728
2012-08-13 | 22 | Average Per Device | All | 4113422Average Per DeviceAll | 2.1051 | 2.1051 | 73.6635 | 0 | 0 | 0 | 0 | 0
2012-08-13 | 22 | Average Per Premise | 30% Cycling | 4113422Average Per Premise30% Cycling | 5.0181 | 5.0181 | 73.6455
2012-08-13 | 22 | Average Per Premise | 50% Cycling | 4113422Average Per Premise50% Cycling | 3.9646 | 3.9646 | 73.6728
2012-08-13 | 22 | Average Per Premise | All | 4113422Average Per PremiseAll | 4.3228 | 4.3228 | 73.6635 | 0 | 0 | 0 | 0 | 0
2012-08-13 | 22 | Average Per Ton | 30% Cycling | 4113422Average Per Ton30% Cycling | 0.65656 | 0.65656 | 73.6455
2012-08-13 | 22 | Average Per Ton | 50% Cycling | 4113422Average Per Ton50% Cycling | 0.47244 | 0.47244 | 73.6728
2012-08-13 | 22 | Average Per Ton | All | 4113422Average Per TonAll | 0.53504 | 0.53504 | 73.6635 | 0 | 0 | 0 | 0 | 0
2012-08-13 | 23 | Aggregate | 30% Cycling | 4113423Aggregate30% Cycling | 6.8036 | 6.8036 | 72.1758
2012-08-13 | 23 | Aggregate | 50% Cycling | 4113423Aggregate50% Cycling | 11.1694 | 11.1694 | 72.1784
2012-08-13 | 23 | Aggregate | All | 4113423AggregateAll | 17.9738 | 17.9738 | 72.1775 | 0 | 0 | 0 | 0 | 0
2012-08-13 | 23 | Average Per Device | 30% Cycling | 4113423Average Per Device30% Cycling | 2.0128 | 2.0128 | 72.1758
2012-08-13 | 23 | Average Per Device | 50% Cycling | 4113423Average Per Device50% Cycling | 1.7438 | 1.7438 | 72.1784
2012-08-13 | 23 | Average Per Device | All | 4113423Average Per DeviceAll | 1.8353 | 1.8353 | 72.1775 | 0 | 0 | 0 | 0 | 0
2012-08-13 | 23 | Average Per Premise | 30% Cycling | 4113423Average Per Premise30% Cycling | 4.1972 | 4.1972 | 72.1758
2012-08-13 | 23 | Average Per Premise | 50% Cycling | 4113423Average Per Premise50% Cycling | 3.5458 | 3.5458 | 72.1784
2012-08-13 | 23 | Average Per Premise | All | 4113423Average Per PremiseAll | 3.7673 | 3.7673 | 72.1775 | 0 | 0 | 0 | 0 | 0
2012-08-13 | 23 | Average Per Ton | 30% Cycling | 4113423Average Per Ton30% Cycling | 0.54915 | 0.54915 | 72.1758
2012-08-13 | 23 | Average Per Ton | 50% Cycling | 4113423Average Per Ton50% Cycling | 0.42254 | 0.42254 | 72.1784
2012-08-13 | 23 | Average Per Ton | All | 4113423Average Per TonAll | 0.46559 | 0.46559 | 72.1775 | 0 | 0 | 0 | 0 | 0
2012-08-13 | 24 | Aggregate | 30% Cycling | 4113424Aggregate30% Cycling | 6.0163 | 6.0163 | 71.5519
2012-08-13 | 24 | Aggregate | 50% Cycling | 4113424Aggregate50% Cycling | 10.4219 | 10.4219 | 71.6342
2012-08-13 | 24 | Aggregate | All | 4113424AggregateAll | 16.4386 | 16.4386 | 71.6062 | 0 | 0 | 0 | 0 | 0
2012-08-13 | 24 | Average Per Device | 30% Cycling | 4113424Average Per Device30% Cycling | 1.7799 | 1.7799 | 71.5519
2012-08-13 | 24 | Average Per Device | 50% Cycling | 4113424Average Per Device50% Cycling | 1.6271 | 1.6271 | 71.6342
2012-08-13 | 24 | Average Per Device | All | 4113424Average Per DeviceAll | 1.679 | 1.679 | 71.6062 | 0 | 0 | 0 | 0 | 0
2012-08-13 | 24 | Average Per Premise | 30% Cycling | 4113424Average Per Premise30% Cycling | 3.7115 | 3.7115 | 71.5519
2012-08-13 | 24 | Average Per Premise | 50% Cycling | 4113424Average Per Premise50% Cycling | 3.3085 | 3.3085 | 71.6342
2012-08-13 | 24 | Average Per Premise | All | 4113424Average Per PremiseAll | 3.4455 | 3.4455 | 71.6062 | 0 | 0 | 0 | 0 | 0
2012-08-13 | 24 | Average Per Ton | 30% Cycling | 4113424Average Per Ton30% Cycling | 0.4856 | 0.4856 | 71.5519
2012-08-13 | 24 | Average Per Ton | 50% Cycling | 4113424Average Per Ton50% Cycling | 0.39426 | 0.39426 | 71.6342
2012-08-13 | 24 | Average Per Ton | All | 4113424Average Per TonAll | 0.42531 | 0.42531 | 71.6062 | 0 | 0 | 0 | 0 | 0
2012-08-17 | 1 | Aggregate | 30% Cycling | 411381Aggregate30% Cycling | 5.5471 | 5.5471 | 73.5545
2012-08-17 | 1 | Aggregate | 50% Cycling | 411381Aggregate50% Cycling | 10.0332 | 10.0332 | 73.6118
2012-08-17 | 1 | Aggregate | All | 411381AggregateAll | 15.5806 | 15.5806 | 73.5923 | 0 | 0 | 0 | 0 | 0
2012-08-17 | 1 | Average Per Device | 30% Cycling | 411381Average Per Device30% Cycling | 1.6492 | 1.6492 | 73.5545
2012-08-17 | 1 | Average Per Device | 50% Cycling | 411381Average Per Device50% Cycling | 1.5618 | 1.5618 | 73.6118
2012-08-17 | 1 | Average Per Device | All | 411381Average Per DeviceAll | 1.5915 | 1.5915 | 73.5923 | 0 | 0 | 0 | 0 | 0
2012-08-17 | 1 | Average Per Premise | 30% Cycling | 411381Average Per Premise30% Cycling | 3.422 | 3.422 | 73.5545
2012-08-17 | 1 | Average Per Premise | 50% Cycling | 411381Average Per Premise50% Cycling | 3.1852 | 3.1852 | 73.6118
2012-08-17 | 1 | Average Per Premise | All | 411381Average Per PremiseAll | 3.2657 | 3.2657 | 73.5923 | 0 | 0 | 0 | 0 | 0
2012-08-17 | 1 | Average Per Ton | 30% Cycling | 411381Average Per Ton30% Cycling | 0.45258 | 0.45258 | 73.5545
2012-08-17 | 1 | Average Per Ton | 50% Cycling | 411381Average Per Ton50% Cycling | 0.37776 | 0.37776 | 73.6118
2012-08-17 | 1 | Average Per Ton | All | 411381Average Per TonAll | 0.4032 | 0.4032 | 73.5923 | 0 | 0 | 0 | 0 | 0
2012-08-17 | 2 | Aggregate | 30% Cycling | 411382Aggregate30% Cycling | 5.3849 | 5.3849 | 73.1083
2012-08-17 | 2 | Aggregate | 50% Cycling | 411382Aggregate50% Cycling | 9.825 | 9.825 | 73.1125
2012-08-17 | 2 | Aggregate | All | 411382AggregateAll | 15.2102 | 15.2102 | 73.1111 | 0 | 0 | 0 | 0 | 0
2012-08-17 | 2 | Average Per Device | 30% Cycling | 411382Average Per Device30% Cycling | 1.601 | 1.601 | 73.1083
2012-08-17 | 2 | Average Per Device | 50% Cycling | 411382Average Per Device50% Cycling | 1.5294 | 1.5294 | 73.1125
2012-08-17 | 2 | Average Per Device | All | 411382Average Per DeviceAll | 1.5537 | 1.5537 | 73.1111 | 0 | 0 | 0 | 0 | 0
2012-08-17 | 2 | Average Per Premise | 30% Cycling | 411382Average Per Premise30% Cycling | 3.322 | 3.322 | 73.1083
2012-08-17 | 2 | Average Per Premise | 50% Cycling | 411382Average Per Premise50% Cycling | 3.1191 | 3.1191 | 73.1125
2012-08-17 | 2 | Average Per Premise | All | 411382Average Per PremiseAll | 3.1881 | 3.1881 | 73.1111 | 0 | 0 | 0 | 0 | 0
2012-08-17 | 2 | Average Per Ton | 30% Cycling | 411382Average Per Ton30% Cycling | 0.43935 | 0.43935 | 73.1083
2012-08-17 | 2 | Average Per Ton | 50% Cycling | 411382Average Per Ton50% Cycling | 0.36992 | 0.36992 | 73.1125
2012-08-17 | 2 | Average Per Ton | All | 411382Average Per TonAll | 0.39352 | 0.39352 | 73.1111 | 0 | 0 | 0 | 0 | 0
2012-08-17 | 3 | Aggregate | 30% Cycling | 411383Aggregate30% Cycling | 5.2319 | 5.2319 | 72.2481
2012-08-17 | 3 | Aggregate | 50% Cycling | 411383Aggregate50% Cycling | 9.6621 | 9.6621 | 72.3323
2012-08-17 | 3 | Aggregate | All | 411383AggregateAll | 14.8942 | 14.8942 | 72.3037 | 0 | 0 | 0 | 0 | 0
2012-08-17 | 3 | Average Per Device | 30% Cycling | 411383Average Per Device30% Cycling | 1.5555 | 1.5555 | 72.2481
2012-08-17 | 3 | Average Per Device | 50% Cycling | 411383Average Per Device50% Cycling | 1.5041 | 1.5041 | 72.3323
2012-08-17 | 3 | Average Per Device | All | 411383Average Per DeviceAll | 1.5215 | 1.5215 | 72.3037 | 0 | 0 | 0 | 0 | 0
2012-08-17 | 3 | Average Per Premise | 30% Cycling | 411383Average Per Premise30% Cycling | 3.2276 | 3.2276 | 72.2481
2012-08-17 | 3 | Average Per Premise | 50% Cycling | 411383Average Per Premise50% Cycling | 3.0673 | 3.0673 | 72.3323
2012-08-17 | 3 | Average Per Premise | All | 411383Average Per PremiseAll | 3.1218 | 3.1218 | 72.3037 | 0 | 0 | 0 | 0 | 0
2012-08-17 | 3 | Average Per Ton | 30% Cycling | 411383Average Per Ton30% Cycling | 0.42686 | 0.42686 | 72.2481
2012-08-17 | 3 | Average Per Ton | 50% Cycling | 411383Average Per Ton50% Cycling | 0.36378 | 0.36378 | 72.3323
2012-08-17 | 3 | Average Per Ton | All | 411383Average Per TonAll | 0.38523 | 0.38523 | 72.3037 | 0 | 0 | 0 | 0 | 0
2012-08-17 | 4 | Aggregate | 30% Cycling | 411384Aggregate30% Cycling | 5.1727 | 5.1727 | 71.8183
2012-08-17 | 4 | Aggregate | 50% Cycling | 411384Aggregate50% Cycling | 9.7317 | 9.7317 | 71.9273
2012-08-17 | 4 | Aggregate | All | 411384AggregateAll | 14.9045 | 14.9045 | 71.8903 | 0 | 0 | 0 | 0 | 0
2012-08-17 | 4 | Average Per Device | 30% Cycling | 411384Average Per Device30% Cycling | 1.5378 | 1.5378 | 71.8183
2012-08-17 | 4 | Average Per Device | 50% Cycling | 411384Average Per Device50% Cycling | 1.5149 | 1.5149 | 71.9273
2012-08-17 | 4 | Average Per Device | All | 411384Average Per DeviceAll | 1.5227 | 1.5227 | 71.8903 | 0 | 0 | 0 | 0 | 0
2012-08-17 | 4 | Average Per Premise | 30% Cycling | 411384Average Per Premise30% Cycling | 3.191 | 3.191 | 71.8183
2012-08-17 | 4 | Average Per Premise | 50% Cycling | 411384Average Per Premise50% Cycling | 3.0894 | 3.0894 | 71.9273
2012-08-17 | 4 | Average Per Premise | All | 411384Average Per PremiseAll | 3.124 | 3.124 | 71.8903 | 0 | 0 | 0 | 0 | 0
2012-08-17 | 4 | Average Per Ton | 30% Cycling | 411384Average Per Ton30% Cycling | 0.42203 | 0.42203 | 71.8183
2012-08-17 | 4 | Average Per Ton | 50% Cycling | 411384Average Per Ton50% Cycling | 0.3664 | 0.3664 | 71.9273
2012-08-17 | 4 | Average Per Ton | All | 411384Average Per TonAll | 0.38532 | 0.38532 | 71.8903 | 0 | 0 | 0 | 0 | 0
2012-08-17 | 5 | Aggregate | 30% Cycling | 411385Aggregate30% Cycling | 5.3394 | 5.3394 | 71.6693
2012-08-17 | 5 | Aggregate | 50% Cycling | 411385Aggregate50% Cycling | 9.6346 | 9.6346 | 71.8112
2012-08-17 | 5 | Aggregate | All | 411385AggregateAll | 14.9743 | 14.9743 | 71.7629 | 0 | 0 | 0 | 0 | 0
2012-08-17 | 5 | Average Per Device | 30% Cycling | 411385Average Per Device30% Cycling | 1.5874 | 1.5874 | 71.6693
2012-08-17 | 5 | Average Per Device | 50% Cycling | 411385Average Per Device50% Cycling | 1.4998 | 1.4998 | 71.8112
2012-08-17 | 5 | Average Per Device | All | 411385Average Per DeviceAll | 1.5296 | 1.5296 | 71.7629 | 0 | 0 | 0 | 0 | 0
2012-08-17 | 5 | Average Per Premise | 30% Cycling | 411385Average Per Premise30% Cycling | 3.2939 | 3.2939 | 71.6693
2012-08-17 | 5 | Average Per Premise | 50% Cycling | 411385Average Per Premise50% Cycling | 3.0586 | 3.0586 | 71.8112
2012-08-17 | 5 | Average Per Premise | All | 411385Average Per PremiseAll | 3.1386 | 3.1386 | 71.7629 | 0 | 0 | 0 | 0 | 0
2012-08-17 | 5 | Average Per Ton | 30% Cycling | 411385Average Per Ton30% Cycling | 0.43564 | 0.43564 | 71.6693
2012-08-17 | 5 | Average Per Ton | 50% Cycling | 411385Average Per Ton50% Cycling | 0.36275 | 0.36275 | 71.8112
2012-08-17 | 5 | Average Per Ton | All | 411385Average Per TonAll | 0.38753 | 0.38753 | 71.7629 | 0 | 0 | 0 | 0 | 0
2012-08-17 | 6 | Aggregate | 30% Cycling | 411386Aggregate30% Cycling | 6.0901 | 6.0901 | 71.5718
2012-08-17 | 6 | Aggregate | 50% Cycling | 411386Aggregate50% Cycling | 9.9706 | 9.9706 | 71.8016
2012-08-17 | 6 | Aggregate | All | 411386AggregateAll | 16.0614 | 16.0614 | 71.7235 | 0 | 0 | 0 | 0 | 0
2012-08-17 | 6 | Average Per Device | 30% Cycling | 411386Average Per Device30% Cycling | 1.8106 | 1.8106 | 71.5718
2012-08-17 | 6 | Average Per Device | 50% Cycling | 411386Average Per Device50% Cycling | 1.5521 | 1.5521 | 71.8016
2012-08-17 | 6 | Average Per Device | All | 411386Average Per DeviceAll | 1.64 | 1.64 | 71.7235 | 0 | 0 | 0 | 0 | 0
2012-08-17 | 6 | Average Per Premise | 30% Cycling | 411386Average Per Premise30% Cycling | 3.757 | 3.757 | 71.5718
2012-08-17 | 6 | Average Per Premise | 50% Cycling | 411386Average Per Premise50% Cycling | 3.1653 | 3.1653 | 71.8016
2012-08-17 | 6 | Average Per Premise | All | 411386Average Per PremiseAll | 3.3665 | 3.3665 | 71.7235 | 0 | 0 | 0 | 0 | 0
2012-08-17 | 6 | Average Per Ton | 30% Cycling | 411386Average Per Ton30% Cycling | 0.49688 | 0.49688 | 71.5718
2012-08-17 | 6 | Average Per Ton | 50% Cycling | 411386Average Per Ton50% Cycling | 0.3754 | 0.3754 | 71.8016
2012-08-17 | 6 | Average Per Ton | All | 411386Average Per TonAll | 0.4167 | 0.4167 | 71.7235 | 0 | 0 | 0 | 0 | 0
2012-08-17 | 7 | Aggregate | 30% Cycling | 411387Aggregate30% Cycling | 6.8317 | 6.8317 | 72.6306
2012-08-17 | 7 | Aggregate | 50% Cycling | 411387Aggregate50% Cycling | 10.6146 | 10.6146 | 72.772
2012-08-17 | 7 | Aggregate | All | 411387AggregateAll | 17.4473 | 17.4473 | 72.7239 | 0 | 0 | 0 | 0 | 0
2012-08-17 | 7 | Average Per Device | 30% Cycling | 411387Average Per Device30% Cycling | 2.0311 | 2.0311 | 72.6306
2012-08-17 | 7 | Average Per Device | 50% Cycling | 411387Average Per Device50% Cycling | 1.6523 | 1.6523 | 72.772
2012-08-17 | 7 | Average Per Device | All | 411387Average Per DeviceAll | 1.7811 | 1.7811 | 72.7239 | 0 | 0 | 0 | 0 | 0
2012-08-17 | 7 | Average Per Premise | 30% Cycling | 411387Average Per Premise30% Cycling | 4.2145 | 4.2145 | 72.6306
2012-08-17 | 7 | Average Per Premise | 50% Cycling | 411387Average Per Premise50% Cycling | 3.3697 | 3.3697 | 72.772
2012-08-17 | 7 | Average Per Premise | All | 411387Average Per PremiseAll | 3.657 | 3.657 | 72.7239 | 0 | 0 | 0 | 0 | 0
2012-08-17 | 7 | Average Per Ton | 30% Cycling | 411387Average Per Ton30% Cycling | 0.55739 | 0.55739 | 72.6306
2012-08-17 | 7 | Average Per Ton | 50% Cycling | 411387Average Per Ton50% Cycling | 0.39964 | 0.39964 | 72.772
2012-08-17 | 7 | Average Per Ton | All | 411387Average Per TonAll | 0.45328 | 0.45328 | 72.7239 | 0 | 0 | 0 | 0 | 0
2012-08-17 | 8 | Aggregate | 30% Cycling | 411388Aggregate30% Cycling | 7.8386 | 7.8386 | 76.5971
2012-08-17 | 8 | Aggregate | 50% Cycling | 411388Aggregate50% Cycling | 12.6916 | 12.6916 | 76.701
2012-08-17 | 8 | Aggregate | All | 411388AggregateAll | 20.5311 | 20.5311 | 76.6656 | 0 | 0 | 0 | 0 | 0
2012-08-17 | 8 | Average Per Device | 30% Cycling | 411388Average Per Device30% Cycling | 2.3304 | 2.3304 | 76.5971
2012-08-17 | 8 | Average Per Device | 50% Cycling | 411388Average Per Device50% Cycling | 1.9756 | 1.9756 | 76.701
2012-08-17 | 8 | Average Per Device | All | 411388Average Per DeviceAll | 2.0963 | 2.0963 | 76.6656 | 0 | 0 | 0 | 0 | 0
2012-08-17 | 8 | Average Per Premise | 30% Cycling | 411388Average Per Premise30% Cycling | 4.8356 | 4.8356 | 76.5971
2012-08-17 | 8 | Average Per Premise | 50% Cycling | 411388Average Per Premise50% Cycling | 4.0291 | 4.0291 | 76.701
2012-08-17 | 8 | Average Per Premise | All | 411388Average Per PremiseAll | 4.3033 | 4.3033 | 76.6656 | 0 | 0 | 0 | 0 | 0
2012-08-17 | 8 | Average Per Ton | 30% Cycling | 411388Average Per Ton30% Cycling | 0.63953 | 0.63953 | 76.5971
2012-08-17 | 8 | Average Per Ton | 50% Cycling | 411388Average Per Ton50% Cycling | 0.47784 | 0.47784 | 76.701
2012-08-17 | 8 | Average Per Ton | All | 411388Average Per TonAll | 0.53282 | 0.53282 | 76.6656 | 0 | 0 | 0 | 0 | 0
2012-08-17 | 9 | Aggregate | 30% Cycling | 411389Aggregate30% Cycling | 9.7232 | 9.7232 | 80.9648
2012-08-17 | 9 | Aggregate | 50% Cycling | 411389Aggregate50% Cycling | 15.5149 | 15.5149 | 80.9385
2012-08-17 | 9 | Aggregate | All | 411389AggregateAll | 25.2394 | 25.2394 | 80.9475 | 0 | 0 | 0 | 0 | 0
2012-08-17 | 9 | Average Per Device | 30% Cycling | 411389Average Per Device30% Cycling | 2.8907 | 2.8907 | 80.9648
2012-08-17 | 9 | Average Per Device | 50% Cycling | 411389Average Per Device50% Cycling | 2.4151 | 2.4151 | 80.9385
2012-08-17 | 9 | Average Per Device | All | 411389Average Per DeviceAll | 2.5768 | 2.5768 | 80.9475 | 0 | 0 | 0 | 0 | 0
2012-08-17 | 9 | Average Per Premise | 30% Cycling | 411389Average Per Premise30% Cycling | 5.9983 | 5.9983 | 80.9648
2012-08-17 | 9 | Average Per Premise | 50% Cycling | 411389Average Per Premise50% Cycling | 4.9254 | 4.9254 | 80.9385
2012-08-17 | 9 | Average Per Premise | All | 411389Average Per PremiseAll | 5.2902 | 5.2902 | 80.9475 | 0 | 0 | 0 | 0 | 0
2012-08-17 | 9 | Average Per Ton | 30% Cycling | 411389Average Per Ton30% Cycling | 0.7933 | 0.7933 | 80.9648
2012-08-17 | 9 | Average Per Ton | 50% Cycling | 411389Average Per Ton50% Cycling | 0.58414 | 0.58414 | 80.9385
2012-08-17 | 9 | Average Per Ton | All | 411389Average Per TonAll | 0.65526 | 0.65526 | 80.9475 | 0 | 0 | 0 | 0 | 0
2012-08-17 | 10 | Aggregate | 30% Cycling | 4113810Aggregate30% Cycling | 11.8936 | 11.8936 | 85.7109
2012-08-17 | 10 | Aggregate | 50% Cycling | 4113810Aggregate50% Cycling | 18.6273 | 18.6273 | 85.3258
2012-08-17 | 10 | Aggregate | All | 4113810AggregateAll | 30.5225 | 30.5225 | 85.4567 | 0 | 0 | 0 | 0 | 0
2012-08-17 | 10 | Average Per Device | 30% Cycling | 4113810Average Per Device30% Cycling | 3.536 | 3.536 | 85.7109
2012-08-17 | 10 | Average Per Device | 50% Cycling | 4113810Average Per Device50% Cycling | 2.8996 | 2.8996 | 85.3258
2012-08-17 | 10 | Average Per Device | All | 4113810Average Per DeviceAll | 3.116 | 3.116 | 85.4567 | 0 | 0 | 0 | 0 | 0
2012-08-17 | 10 | Average Per Premise | 30% Cycling | 4113810Average Per Premise30% Cycling | 7.3372 | 7.3372 | 85.7109
2012-08-17 | 10 | Average Per Premise | 50% Cycling | 4113810Average Per Premise50% Cycling | 5.9134 | 5.9134 | 85.3258
2012-08-17 | 10 | Average Per Premise | All | 4113810Average Per PremiseAll | 6.3975 | 6.3975 | 85.4567 | 0 | 0 | 0 | 0 | 0
2012-08-17 | 10 | Average Per Ton | 30% Cycling | 4113810Average Per Ton30% Cycling | 0.97038 | 0.97038 | 85.7109
2012-08-17 | 10 | Average Per Ton | 50% Cycling | 4113810Average Per Ton50% Cycling | 0.70132 | 0.70132 | 85.3258
2012-08-17 | 10 | Average Per Ton | All | 4113810Average Per TonAll | 0.7928 | 0.7928 | 85.4567 | 0 | 0 | 0 | 0 | 0
2012-08-17 | 11 | Aggregate | 30% Cycling | 4113811Aggregate30% Cycling | 13.4928 | 13.4928 | 86.7999
2012-08-17 | 11 | Aggregate | 50% Cycling | 4113811Aggregate50% Cycling | 21.8747 | 21.8747 | 86.36
2012-08-17 | 11 | Aggregate | All | 4113811AggregateAll | 35.3691 | 35.3691 | 86.5096 | 0 | 0 | 0 | 0 | 0
2012-08-17 | 11 | Average Per Device | 30% Cycling | 4113811Average Per Device30% Cycling | 4.0114 | 4.0114 | 86.7999
2012-08-17 | 11 | Average Per Device | 50% Cycling | 4113811Average Per Device50% Cycling | 3.4051 | 3.4051 | 86.36
2012-08-17 | 11 | Average Per Device | All | 4113811Average Per DeviceAll | 3.6113 | 3.6113 | 86.5096 | 0 | 0 | 0 | 0 | 0
2012-08-17 | 11 | Average Per Premise | 30% Cycling | 4113811Average Per Premise30% Cycling | 8.3238 | 8.3238 | 86.7999
2012-08-17 | 11 | Average Per Premise | 50% Cycling | 4113811Average Per Premise50% Cycling | 6.9443 | 6.9443 | 86.36
2012-08-17 | 11 | Average Per Premise | All | 4113811Average Per PremiseAll | 7.4133 | 7.4133 | 86.5096 | 0 | 0 | 0 | 0 | 0
2012-08-17 | 11 | Average Per Ton | 30% Cycling | 4113811Average Per Ton30% Cycling | 1.1009 | 1.1009 | 86.7999
2012-08-17 | 11 | Average Per Ton | 50% Cycling | 4113811Average Per Ton50% Cycling | 0.82359 | 0.82359 | 86.36
2012-08-17 | 11 | Average Per Ton | All | 4113811Average Per TonAll | 0.91786 | 0.91786 | 86.5096 | 0 | 0 | 0 | 0 | 0
2012-08-17 | 12 | Aggregate | 30% Cycling | 4113812Aggregate30% Cycling | 14.5121 | 14.5121 | 87.9028
2012-08-17 | 12 | Aggregate | 50% Cycling | 4113812Aggregate50% Cycling | 23.35 | 23.35 | 87.6262
2012-08-17 | 12 | Aggregate | All | 4113812AggregateAll | 37.8638 | 37.8638 | 87.7202 | 0 | 0 | 0 | 0 | 0
2012-08-17 | 12 | Average Per Device | 30% Cycling | 4113812Average Per Device30% Cycling | 4.3145 | 4.3145 | 87.9028
2012-08-17 | 12 | Average Per Device | 50% Cycling | 4113812Average Per Device50% Cycling | 3.6348 | 3.6348 | 87.6262
2012-08-17 | 12 | Average Per Device | All | 4113812Average Per DeviceAll | 3.8659 | 3.8659 | 87.7202 | 0 | 0 | 0 | 0 | 0
2012-08-17 | 12 | Average Per Premise | 30% Cycling | 4113812Average Per Premise30% Cycling | 8.9526 | 8.9526 | 87.9028
2012-08-17 | 12 | Average Per Premise | 50% Cycling | 4113812Average Per Premise50% Cycling | 7.4127 | 7.4127 | 87.6262
2012-08-17 | 12 | Average Per Premise | All | 4113812Average Per PremiseAll | 7.9363 | 7.9363 | 87.7202 | 0 | 0 | 0 | 0 | 0
2012-08-17 | 12 | Average Per Ton | 30% Cycling | 4113812Average Per Ton30% Cycling | 1.184 | 1.184 | 87.9028
2012-08-17 | 12 | Average Per Ton | 50% Cycling | 4113812Average Per Ton50% Cycling | 0.87914 | 0.87914 | 87.6262
2012-08-17 | 12 | Average Per Ton | All | 4113812Average Per TonAll | 0.9828 | 0.9828 | 87.7202 | 0 | 0 | 0 | 0 | 0
2012-08-17 | 13 | Aggregate | 30% Cycling | 4113813Aggregate30% Cycling | 15.1168 | 15.1168 | 86.9458
2012-08-17 | 13 | Aggregate | 50% Cycling | 4113813Aggregate50% Cycling | 23.9429 | 23.9429 | 86.7385
2012-08-17 | 13 | Aggregate | All | 4113813AggregateAll | 39.0616 | 39.0616 | 86.809 | 0 | 0 | 0 | 0 | 0
2012-08-17 | 13 | Average Per Device | 30% Cycling | 4113813Average Per Device30% Cycling | 4.4942 | 4.4942 | 86.9458
2012-08-17 | 13 | Average Per Device | 50% Cycling | 4113813Average Per Device50% Cycling | 3.7271 | 3.7271 | 86.7385
2012-08-17 | 13 | Average Per Device | All | 4113813Average Per DeviceAll | 3.9879 | 3.9879 | 86.809 | 0 | 0 | 0 | 0 | 0
2012-08-17 | 13 | Average Per Premise | 30% Cycling | 4113813Average Per Premise30% Cycling | 9.3256 | 9.3256 | 86.9458
2012-08-17 | 13 | Average Per Premise | 50% Cycling | 4113813Average Per Premise50% Cycling | 7.6009 | 7.6009 | 86.7385
2012-08-17 | 13 | Average Per Premise | All | 4113813Average Per PremiseAll | 8.1873 | 8.1873 | 86.809 | 0 | 0 | 0 | 0 | 0
2012-08-17 | 13 | Average Per Ton | 30% Cycling | 4113813Average Per Ton30% Cycling | 1.2333 | 1.2333 | 86.9458
2012-08-17 | 13 | Average Per Ton | 50% Cycling | 4113813Average Per Ton50% Cycling | 0.90146 | 0.90146 | 86.7385
2012-08-17 | 13 | Average Per Ton | All | 4113813Average Per TonAll | 1.0143 | 1.0143 | 86.809 | 0 | 0 | 0 | 0 | 0
2012-08-17 | 14 | Aggregate | 30% Cycling | 4113814Aggregate30% Cycling | 14.6094 | 15.3638 | 86.1752 | 0.18387 | 0.52093 | 0.75439 | 0.98784 | 1.3249
2012-08-17 | 14 | Aggregate | 50% Cycling | 4113814Aggregate50% Cycling | 20.807 | 24.18 | 85.8678 | 2.0339 | 2.825 | 3.373 | 3.921 | 4.7121
2012-08-17 | 14 | Aggregate | All | 4113814AggregateAll | 35.4191 | 39.5458 | 85.9723 | 2.2171 | 3.3453 | 4.1267 | 4.9081 | 6.0363
2012-08-17 | 14 | Average Per Device | 30% Cycling | 4113814Average Per Device30% Cycling | 4.3434 | 4.5677 | 86.1752 | -0.12767 | 0.080263 | 0.22428 | 0.3683 | 0.57623
2012-08-17 | 14 | Average Per Device | 50% Cycling | 4113814Average Per Device50% Cycling | 3.2389 | 3.764 | 85.8678 | 0.099942 | 0.35111 | 0.52506 | 0.69902 | 0.95018
2012-08-17 | 14 | Average Per Device | All | 4113814Average Per DeviceAll | 3.6144 | 4.0372 | 85.9723 | 0.022552 | 0.25902 | 0.4228 | 0.58657 | 0.82304
2012-08-17 | 14 | Average Per Premise | 30% Cycling | 4113814Average Per Premise30% Cycling | 9.0126 | 9.478 | 86.1752 | 0.11343 | 0.32137 | 0.46538 | 0.6094 | 0.81734
2012-08-17 | 14 | Average Per Premise | 50% Cycling | 4113814Average Per Premise50% Cycling | 6.6054 | 7.6762 | 85.8678 | 0.64568 | 0.89684 | 1.0708 | 1.2448 | 1.4959
2012-08-17 | 14 | Average Per Premise | All | 4113814Average Per PremiseAll | 7.4238 | 8.2888 | 85.9723 | 0.46471 | 0.70118 | 0.86496 | 1.0287 | 1.2652
2012-08-17 | 14 | Average Per Ton | 30% Cycling | 4113814Average Per Ton30% Cycling | 1.192 | 1.2535 | 86.1752 | -0.29041 | -0.082468 | 0.061549 | 0.20557 | 0.4135
2012-08-17 | 14 | Average Per Ton | 50% Cycling | 4113814Average Per Ton50% Cycling | 0.78339 | 0.91039 | 85.8678 | -0.29812 | -0.046961 | 0.127 | 0.30095 | 0.55212
2012-08-17 | 14 | Average Per Ton | All | 4113814Average Per TonAll | 0.9223 | 1.027 | 85.9723 | -0.2955 | -0.059033 | 0.10474 | 0.26852 | 0.50499
2012-08-17 | 15 | Aggregate | 30% Cycling | 4113815Aggregate30% Cycling | 13.825 | 15.4466 | 86.8415 | 1.0674 | 1.3948 | 1.6215 | 1.8483 | 2.1757
2012-08-17 | 15 | Aggregate | 50% Cycling | 4113815Aggregate50% Cycling | 19.445 | 24.1696 | 86.7442 | 3.3306 | 4.1542 | 4.7246 | 5.295 | 6.1186
2012-08-17 | 15 | Aggregate | All | 4113815AggregateAll | 33.2727 | 39.6182 | 86.7773 | 4.3975 | 5.5484 | 6.3455 | 7.1426 | 8.2935
2012-08-17 | 15 | Average Per Device | 30% Cycling | 4113815Average Per Device30% Cycling | 4.1102 | 4.5923 | 86.8415 | 0.14023 | 0.3422 | 0.48208 | 0.62197 | 0.82394
2012-08-17 | 15 | Average Per Device | 50% Cycling | 4113815Average Per Device50% Cycling | 3.0269 | 3.7624 | 86.7442 | 0.29292 | 0.55437 | 0.73545 | 0.91653 | 1.178
2012-08-17 | 15 | Average Per Device | All | 4113815Average Per DeviceAll | 3.3952 | 4.0445 | 86.7773 | 0.241 | 0.48223 | 0.64931 | 0.81638 | 1.0576
2012-08-17 | 15 | Average Per Premise | 30% Cycling | 4113815Average Per Premise30% Cycling | 8.5287 | 9.529 | 86.8415 | 0.65848 | 0.86045 | 1.0003 | 1.1402 | 1.3422
2012-08-17 | 15 | Average Per Premise | 50% Cycling | 4113815Average Per Premise50% Cycling | 6.173 | 7.6729 | 86.7442 | 1.0573 | 1.3188 | 1.4999 | 1.6809 | 1.9424
2012-08-17 | 15 | Average Per Premise | All | 4113815Average Per PremiseAll | 6.9739 | 8.304 | 86.7773 | 0.92172 | 1.1629 | 1.33 | 1.4971 | 1.7383
2012-08-17 | 15 | Average Per Ton | 30% Cycling | 4113815Average Per Ton30% Cycling | 1.128 | 1.2603 | 86.8415 | -0.20955 | -0.0075853 | 0.1323 | 0.27218 | 0.47415
2012-08-17 | 15 | Average Per Ton | 50% Cycling | 4113815Average Per Ton50% Cycling | 0.73211 | 0.90999 | 86.7442 | -0.26465 | -0.0031997 | 0.17788 | 0.35896 | 0.62042
2012-08-17 | 15 | Average Per Ton | All | 4113815Average Per TonAll | 0.8667 | 1.0291 | 86.7773 | -0.24592 | -0.0046908 | 0.16238 | 0.32946 | 0.57069
2012-08-17 | 16 | Aggregate | 30% Cycling | 4113816Aggregate30% Cycling | 13.7995 | 15.2181 | 86.4349 | 0.8348 | 1.1797 | 1.4186 | 1.6575 | 2.0025
2012-08-17 | 16 | Aggregate | 50% Cycling | 4113816Aggregate50% Cycling | 18.4588 | 23.4506 | 86.2741 | 3.6458 | 4.4411 | 4.9919 | 5.5427 | 6.338
2012-08-17 | 16 | Aggregate | All | 4113816AggregateAll | 32.2613 | 38.671 | 86.3288 | 4.4799 | 5.62 | 6.4097 | 7.1994 | 8.3396
2012-08-17 | 16 | Average Per Device | 30% Cycling | 4113816Average Per Device30% Cycling | 4.1026 | 4.5244 | 86.4349 | 0.061591 | 0.27438 | 0.42176 | 0.56914 | 0.78194
2012-08-17 | 16 | Average Per Device | 50% Cycling | 4113816Average Per Device50% Cycling | 2.8734 | 3.6505 | 86.2741 | 0.34974 | 0.60221 | 0.77706 | 0.95192 | 1.2044
2012-08-17 | 16 | Average Per Device | All | 4113816Average Per DeviceAll | 3.2913 | 3.9476 | 86.3288 | 0.25177 | 0.49075 | 0.65626 | 0.82178 | 1.0608
2012-08-17 | 16 | Average Per Premise | 30% Cycling | 4113816Average Per Premise30% Cycling | 8.513 | 9.3881 | 86.4349 | 0.51499 | 0.72778 | 0.87516 | 1.0225 | 1.2353
2012-08-17 | 16 | Average Per Premise | 50% Cycling | 4113816Average Per Premise50% Cycling | 5.8599 | 7.4447 | 86.2741 | 1.1574 | 1.4099 | 1.5847 | 1.7596 | 2.0121
2012-08-17 | 16 | Average Per Premise | All | 4113816Average Per PremiseAll | 6.762 | 8.1054 | 86.3288 | 0.93898 | 1.178 | 1.3435 | 1.509 | 1.748
2012-08-17 | 16 | Average Per Ton | 30% Cycling | 4113816Average Per Ton30% Cycling | 1.1259 | 1.2416 | 86.4349 | -0.24443 | -0.031636 | 0.11574 | 0.26312 | 0.47592
2012-08-17 | 16 | Average Per Ton | 50% Cycling | 4113816Average Per Ton50% Cycling | 0.69498 | 0.88293 | 86.2741 | -0.23938 | 0.013088 | 0.18795 | 0.36281 | 0.61527
2012-08-17 | 16 | Average Per Ton | All | 4113816Average Per TonAll | 0.84148 | 1.0049 | 86.3288 | -0.2411 | -0.0021181 | 0.1634 | 0.32891 | 0.56789
2012-08-17 | 17 | Aggregate | 30% Cycling | 4113817Aggregate30% Cycling | 13.071 | 14.5022 | 86.0787 | 0.92192 | 1.2228 | 1.4312 | 1.6395 | 1.9404
2012-08-17 | 17 | Aggregate | 50% Cycling | 4113817Aggregate50% Cycling | 16.6863 | 22.0858 | 86.0915 | 4.0908 | 4.8639 | 5.3994 | 5.9349 | 6.7081
2012-08-17 | 17 | Aggregate | All | 4113817AggregateAll | 29.7605 | 36.5902 | 86.0872 | 5.0119 | 6.0858 | 6.8297 | 7.5735 | 8.6474
2012-08-17 | 17 | Average Per Device | 30% Cycling | 4113817Average Per Device30% Cycling | 3.886 | 4.3115 | 86.0787 | 0.11133 | 0.29694 | 0.42549 | 0.55404 | 0.73964
2012-08-17 | 17 | Average Per Device | 50% Cycling | 4113817Average Per Device50% Cycling | 2.5975 | 3.438 | 86.0915 | 0.42506 | 0.67051 | 0.84051 | 1.0105 | 1.256
2012-08-17 | 17 | Average Per Device | All | 4113817Average Per DeviceAll | 3.0356 | 3.735 | 86.0872 | 0.31839 | 0.54349 | 0.6994 | 0.85531 | 1.0804
2012-08-17 | 17 | Average Per Premise | 30% Cycling | 4113817Average Per Premise30% Cycling | 8.0636 | 8.9464 | 86.0787 | 0.56874 | 0.75434 | 0.88289 | 1.0114 | 1.197
2012-08-17 | 17 | Average Per Premise | 50% Cycling | 4113817Average Per Premise50% Cycling | 5.2973 | 7.0114 | 86.0915 | 1.2987 | 1.5441 | 1.7141 | 1.8841 | 2.1296
2012-08-17 | 17 | Average Per Premise | All | 4113817Average Per PremiseAll | 6.2378 | 7.6693 | 86.0872 | 1.0505 | 1.2756 | 1.4315 | 1.5874 | 1.8125
2012-08-17 | 17 | Average Per Ton | 30% Cycling | 4113817Average Per Ton30% Cycling | 1.0664 | 1.1832 | 86.0787 | -0.19739 | -0.011783 | 0.11677 | 0.24531 | 0.43092
2012-08-17 | 17 | Average Per Ton | 50% Cycling | 4113817Average Per Ton50% Cycling | 0.62825 | 0.83154 | 86.0915 | -0.21216 | 0.033293 | 0.20329 | 0.37329 | 0.61874
2012-08-17 | 17 | Average Per Ton | All | 4113817Average Per TonAll | 0.77723 | 0.95111 | 86.0872 | -0.20714 | 0.017967 | 0.17387 | 0.32978 | 0.55488
2012-08-17 | 18 | Aggregate | 30% Cycling | 4113818Aggregate30% Cycling | 12.5318 | 12.5318 | 84.4806
2012-08-17 | 18 | Aggregate | 50% Cycling | 4113818Aggregate50% Cycling | 19.5715 | 19.5715 | 84.5603
2012-08-17 | 18 | Aggregate | All | 4113818AggregateAll | 32.105 | 32.105 | 84.5332 | 0 | 0 | 0 | 0 | 0
2012-08-17 | 18 | Average Per Device | 30% Cycling | 4113818Average Per Device30% Cycling | 3.7257 | 3.7257 | 84.4806
2012-08-17 | 18 | Average Per Device | 50% Cycling | 4113818Average Per Device50% Cycling | 3.0466 | 3.0466 | 84.5603
2012-08-17 | 18 | Average Per Device | All | 4113818Average Per DeviceAll | 3.2775 | 3.2775 | 84.5332 | 0 | 0 | 0 | 0 | 0
2012-08-17 | 18 | Average Per Premise | 30% Cycling | 4113818Average Per Premise30% Cycling | 7.7309 | 7.7309 | 84.4806
2012-08-17 | 18 | Average Per Premise | 50% Cycling | 4113818Average Per Premise50% Cycling | 6.2132 | 6.2132 | 84.5603
2012-08-17 | 18 | Average Per Premise | All | 4113818Average Per PremiseAll | 6.7292 | 6.7292 | 84.5332 | 0 | 0 | 0 | 0 | 0
2012-08-17 | 18 | Average Per Ton | 30% Cycling | 4113818Average Per Ton30% Cycling | 1.0224 | 1.0224 | 84.4806
2012-08-17 | 18 | Average Per Ton | 50% Cycling | 4113818Average Per Ton50% Cycling | 0.73687 | 0.73687 | 84.5603
2012-08-17 | 18 | Average Per Ton | All | 4113818Average Per TonAll | 0.83397 | 0.83397 | 84.5332 | 0 | 0 | 0 | 0 | 0
2012-08-17 | 19 | Aggregate | 30% Cycling | 4113819Aggregate30% Cycling | 10.9335 | 10.9335 | 80.5648
2012-08-17 | 19 | Aggregate | 50% Cycling | 4113819Aggregate50% Cycling | 16.7136 | 16.7136 | 80.6234
2012-08-17 | 19 | Aggregate | All | 4113819AggregateAll | 27.6487 | 27.6487 | 80.6035 | 0 | 0 | 0 | 0 | 0
2012-08-17 | 19 | Average Per Device | 30% Cycling | 4113819Average Per Device30% Cycling | 3.2505 | 3.2505 | 80.5648
2012-08-17 | 19 | Average Per Device | 50% Cycling | 4113819Average Per Device50% Cycling | 2.6017 | 2.6017 | 80.6234
2012-08-17 | 19 | Average Per Device | All | 4113819Average Per DeviceAll | 2.8223 | 2.8223 | 80.6035 | 0 | 0 | 0 | 0 | 0
2012-08-17 | 19 | Average Per Premise | 30% Cycling | 4113819Average Per Premise30% Cycling | 6.7449 | 6.7449 | 80.5648
2012-08-17 | 19 | Average Per Premise | 50% Cycling | 4113819Average Per Premise50% Cycling | 5.3059 | 5.3059 | 80.6234
2012-08-17 | 19 | Average Per Premise | All | 4113819Average Per PremiseAll | 5.7952 | 5.7952 | 80.6035 | 0 | 0 | 0 | 0 | 0
2012-08-17 | 19 | Average Per Ton | 30% Cycling | 4113819Average Per Ton30% Cycling | 0.89204 | 0.89204 | 80.5648
2012-08-17 | 19 | Average Per Ton | 50% Cycling | 4113819Average Per Ton50% Cycling | 0.62928 | 0.62928 | 80.6234
2012-08-17 | 19 | Average Per Ton | All | 4113819Average Per TonAll | 0.71862 | 0.71862 | 80.6035 | 0 | 0 | 0 | 0 | 0
2012-08-17 | 20 | Aggregate | 30% Cycling | 4113820Aggregate30% Cycling | 10.157 | 10.157 | 78.3443
2012-08-17 | 20 | Aggregate | 50% Cycling | 4113820Aggregate50% Cycling | 15.3397 | 15.3397 | 78.2985
2012-08-17 | 20 | Aggregate | All | 4113820AggregateAll | 25.4983 | 25.4983 | 78.3141 | 0 | 0 | 0 | 0 | 0
2012-08-17 | 20 | Average Per Device | 30% Cycling | 4113820Average Per Device30% Cycling | 3.0197 | 3.0197 | 78.3443
2012-08-17 | 20 | Average Per Device | 50% Cycling | 4113820Average Per Device50% Cycling | 2.3879 | 2.3879 | 78.2985
2012-08-17 | 20 | Average Per Device | All | 4113820Average Per DeviceAll | 2.6027 | 2.6027 | 78.3141 | 0 | 0 | 0 | 0 | 0
2012-08-17 | 20 | Average Per Premise | 30% Cycling | 4113820Average Per Premise30% Cycling | 6.2659 | 6.2659 | 78.3443
2012-08-17 | 20 | Average Per Premise | 50% Cycling | 4113820Average Per Premise50% Cycling | 4.8698 | 4.8698 | 78.2985
2012-08-17 | 20 | Average Per Premise | All | 4113820Average Per PremiseAll | 5.3444 | 5.3444 | 78.3141 | 0 | 0 | 0 | 0 | 0
2012-08-17 | 20 | Average Per Ton | 30% Cycling | 4113820Average Per Ton30% Cycling | 0.82869 | 0.82869 | 78.3443
2012-08-17 | 20 | Average Per Ton | 50% Cycling | 4113820Average Per Ton50% Cycling | 0.57755 | 0.57755 | 78.2985
2012-08-17 | 20 | Average Per Ton | All | 4113820Average Per TonAll | 0.66293 | 0.66293 | 78.3141 | 0 | 0 | 0 | 0 | 0
2012-08-17 | 21 | Aggregate | 30% Cycling | 4113821Aggregate30% Cycling | 9.3271 | 9.3271 | 77.2299
2012-08-17 | 21 | Aggregate | 50% Cycling | 4113821Aggregate50% Cycling | 14.3407 | 14.3407 | 77.1715
2012-08-17 | 21 | Aggregate | All | 4113821AggregateAll | 23.6692 | 23.6692 | 77.1914 | 0 | 0 | 0 | 0 | 0
2012-08-17 | 21 | Average Per Device | 30% Cycling | 4113821Average Per Device30% Cycling | 2.773 | 2.773 | 77.2299
2012-08-17 | 21 | Average Per Device | 50% Cycling | 4113821Average Per Device50% Cycling | 2.2323 | 2.2323 | 77.1715
2012-08-17 | 21 | Average Per Device | All | 4113821Average Per DeviceAll | 2.4162 | 2.4162 | 77.1914 | 0 | 0 | 0 | 0 | 0
2012-08-17 | 21 | Average Per Premise | 30% Cycling | 4113821Average Per Premise30% Cycling | 5.7539 | 5.7539 | 77.2299
2012-08-17 | 21 | Average Per Premise | 50% Cycling | 4113821Average Per Premise50% Cycling | 4.5526 | 4.5526 | 77.1715
2012-08-17 | 21 | Average Per Premise | All | 4113821Average Per PremiseAll | 4.961 | 4.961 | 77.1914 | 0 | 0 | 0 | 0 | 0
2012-08-17 | 21 | Average Per Ton | 30% Cycling | 4113821Average Per Ton30% Cycling | 0.76098 | 0.76098 | 77.2299
2012-08-17 | 21 | Average Per Ton | 50% Cycling | 4113821Average Per Ton50% Cycling | 0.53993 | 0.53993 | 77.1715
2012-08-17 | 21 | Average Per Ton | All | 4113821Average Per TonAll | 0.61509 | 0.61509 | 77.1914 | 0 | 0 | 0 | 0 | 0
2012-08-17 | 22 | Aggregate | 30% Cycling | 4113822Aggregate30% Cycling | 8.3229 | 8.3229 | 76.5476
2012-08-17 | 22 | Aggregate | 50% Cycling | 4113822Aggregate50% Cycling | 12.818 | 12.818 | 76.5581
2012-08-17 | 22 | Aggregate | All | 4113822AggregateAll | 21.1421 | 21.1421 | 76.5545 | 0 | 0 | 0 | 0 | 0
2012-08-17 | 22 | Average Per Device | 30% Cycling | 4113822Average Per Device30% Cycling | 2.4744 | 2.4744 | 76.5476
2012-08-17 | 22 | Average Per Device | 50% Cycling | 4113822Average Per Device50% Cycling | 1.9953 | 1.9953 | 76.5581
2012-08-17 | 22 | Average Per Device | All | 4113822Average Per DeviceAll | 2.1582 | 2.1582 | 76.5545 | 0 | 0 | 0 | 0 | 0
2012-08-17 | 22 | Average Per Premise | 30% Cycling | 4113822Average Per Premise30% Cycling | 5.1344 | 5.1344 | 76.5476
2012-08-17 | 22 | Average Per Premise | 50% Cycling | 4113822Average Per Premise50% Cycling | 4.0692 | 4.0692 | 76.5581
2012-08-17 | 22 | Average Per Premise | All | 4113822Average Per PremiseAll | 4.4314 | 4.4314 | 76.5545 | 0 | 0 | 0 | 0 | 0
2012-08-17 | 22 | Average Per Ton | 30% Cycling | 4113822Average Per Ton30% Cycling | 0.67905 | 0.67905 | 76.5476
2012-08-17 | 22 | Average Per Ton | 50% Cycling | 4113822Average Per Ton50% Cycling | 0.4826 | 0.4826 | 76.5581
2012-08-17 | 22 | Average Per Ton | All | 4113822Average Per TonAll | 0.54939 | 0.54939 | 76.5545 | 0 | 0 | 0 | 0 | 0
2012-08-17 | 23 | Aggregate | 30% Cycling | 4113823Aggregate30% Cycling | 6.9722 | 6.9722 | 75.358
2012-08-17 | 23 | Aggregate | 50% Cycling | 4113823Aggregate50% Cycling | 11.4761 | 11.4761 | 75.3173
2012-08-17 | 23 | Aggregate | All | 4113823AggregateAll | 18.449 | 18.449 | 75.3311 | 0 | 0 | 0 | 0 | 0
2012-08-17 | 23 | Average Per Device | 30% Cycling | 4113823Average Per Device30% Cycling | 2.0729 | 2.0729 | 75.358
2012-08-17 | 23 | Average Per Device | 50% Cycling | 4113823Average Per Device50% Cycling | 1.7864 | 1.7864 | 75.3173
2012-08-17 | 23 | Average Per Device | All | 4113823Average Per DeviceAll | 1.8838 | 1.8838 | 75.3311 | 0 | 0 | 0 | 0 | 0
2012-08-17 | 23 | Average Per Premise | 30% Cycling | 4113823Average Per Premise30% Cycling | 4.3012 | 4.3012 | 75.358
2012-08-17 | 23 | Average Per Premise | 50% Cycling | 4113823Average Per Premise50% Cycling | 3.6432 | 3.6432 | 75.3173
2012-08-17 | 23 | Average Per Premise | All | 4113823Average Per PremiseAll | 3.8669 | 3.8669 | 75.3311 | 0 | 0 | 0 | 0 | 0
2012-08-17 | 23 | Average Per Ton | 30% Cycling | 4113823Average Per Ton30% Cycling | 0.56885 | 0.56885 | 75.358
2012-08-17 | 23 | Average Per Ton | 50% Cycling | 4113823Average Per Ton50% Cycling | 0.43208 | 0.43208 | 75.3173
2012-08-17 | 23 | Average Per Ton | All | 4113823Average Per TonAll | 0.47858 | 0.47858 | 75.3311 | 0 | 0 | 0 | 0 | 0
2012-08-17 | 24 | Aggregate | 30% Cycling | 4113824Aggregate30% Cycling | 6.173 | 6.173 | 74.3765
2012-08-17 | 24 | Aggregate | 50% Cycling | 4113824Aggregate50% Cycling | 10.7157 | 10.7157 | 74.376
2012-08-17 | 24 | Aggregate | All | 4113824AggregateAll | 16.8892 | 16.8892 | 74.3762 | 0 | 0 | 0 | 0 | 0
2012-08-17 | 24 | Average Per Device | 30% Cycling | 4113824Average Per Device30% Cycling | 1.8353 | 1.8353 | 74.3765
2012-08-17 | 24 | Average Per Device | 50% Cycling | 4113824Average Per Device50% Cycling | 1.6681 | 1.6681 | 74.376
2012-08-17 | 24 | Average Per Device | All | 4113824Average Per DeviceAll | 1.7249 | 1.7249 | 74.3762 | 0 | 0 | 0 | 0 | 0
2012-08-17 | 24 | Average Per Premise | 30% Cycling | 4113824Average Per Premise30% Cycling | 3.8082 | 3.8082 | 74.3765
2012-08-17 | 24 | Average Per Premise | 50% Cycling | 4113824Average Per Premise50% Cycling | 3.4018 | 3.4018 | 74.376
2012-08-17 | 24 | Average Per Premise | All | 4113824Average Per PremiseAll | 3.54 | 3.54 | 74.3762 | 0 | 0 | 0 | 0 | 0
2012-08-17 | 24 | Average Per Ton | 30% Cycling | 4113824Average Per Ton30% Cycling | 0.50365 | 0.50365 | 74.3765
2012-08-17 | 24 | Average Per Ton | 50% Cycling | 4113824Average Per Ton50% Cycling | 0.40345 | 0.40345 | 74.376
2012-08-17 | 24 | Average Per Ton | All | 4113824Average Per TonAll | 0.43752 | 0.43752 | 74.3762 | 0 | 0 | 0 | 0 | 0
2012-08-08 | 1 | Aggregate | 30% Cycling | 411291Aggregate30% Cycling | 5.1074 | 5.1074 | 70.0075
2012-08-08 | 1 | Aggregate | 50% Cycling | 411291Aggregate50% Cycling | 9.2784 | 9.2784 | 70.0979
2012-08-08 | 1 | Aggregate | All | 411291AggregateAll | 14.386 | 14.386 | 70.0672 | 0 | 0 | 0 | 0 | 0
2012-08-08 | 1 | Average Per Device | 30% Cycling | 411291Average Per Device30% Cycling | 1.5113 | 1.5113 | 70.0075
2012-08-08 | 1 | Average Per Device | 50% Cycling | 411291Average Per Device50% Cycling | 1.4486 | 1.4486 | 70.0979
2012-08-08 | 1 | Average Per Device | All | 411291Average Per DeviceAll | 1.4699 | 1.4699 | 70.0672 | 0 | 0 | 0 | 0 | 0
2012-08-08 | 1 | Average Per Premise | 30% Cycling | 411291Average Per Premise30% Cycling | 3.1508 | 3.1508 | 70.0075
2012-08-08 | 1 | Average Per Premise | 50% Cycling | 411291Average Per Premise50% Cycling | 2.9455 | 2.9455 | 70.0979
2012-08-08 | 1 | Average Per Premise | All | 411291Average Per PremiseAll | 3.0153 | 3.0153 | 70.0672 | 0 | 0 | 0 | 0 | 0
2012-08-08 | 1 | Average Per Ton | 30% Cycling | 411291Average Per Ton30% Cycling | 0.4124 | 0.4124 | 70.0075
2012-08-08 | 1 | Average Per Ton | 50% Cycling | 411291Average Per Ton50% Cycling | 0.351 | 0.351 | 70.0979
2012-08-08 | 1 | Average Per Ton | All | 411291Average Per TonAll | 0.37188 | 0.37188 | 70.0672 | 0 | 0 | 0 | 0 | 0
2012-08-08 | 2 | Aggregate | 30% Cycling | 411292Aggregate30% Cycling | 4.9524 | 4.9524 | 69.1993
2012-08-08 | 2 | Aggregate | 50% Cycling | 411292Aggregate50% Cycling | 9.0796 | 9.0796 | 69.2718
2012-08-08 | 2 | Aggregate | All | 411292AggregateAll | 14.0322 | 14.0322 | 69.2471 | 0 | 0 | 0 | 0 | 0
2012-08-08 | 2 | Average Per Device | 30% Cycling | 411292Average Per Device30% Cycling | 1.4654 | 1.4654 | 69.1993
2012-08-08 | 2 | Average Per Device | 50% Cycling | 411292Average Per Device50% Cycling | 1.4175 | 1.4175 | 69.2718
2012-08-08 | 2 | Average Per Device | All | 411292Average Per DeviceAll | 1.4338 | 1.4338 | 69.2471 | 0 | 0 | 0 | 0 | 0
2012-08-08 | 2 | Average Per Premise | 30% Cycling | 411292Average Per Premise30% Cycling | 3.0552 | 3.0552 | 69.1993
2012-08-08 | 2 | Average Per Premise | 50% Cycling | 411292Average Per Premise50% Cycling | 2.8824 | 2.8824 | 69.2718
2012-08-08 | 2 | Average Per Premise | All | 411292Average Per PremiseAll | 2.9411 | 2.9411 | 69.2471 | 0 | 0 | 0 | 0 | 0
2012-08-08 | 2 | Average Per Ton | 30% Cycling | 411292Average Per Ton30% Cycling | 0.39989 | 0.39989 | 69.1993
2012-08-08 | 2 | Average Per Ton | 50% Cycling | 411292Average Per Ton50% Cycling | 0.34348 | 0.34348 | 69.2718
2012-08-08 | 2 | Average Per Ton | All | 411292Average Per TonAll | 0.36266 | 0.36266 | 69.2471 | 0 | 0 | 0 | 0 | 0
2012-08-08 | 3 | Aggregate | 30% Cycling | 411293Aggregate30% Cycling | 4.8062 | 4.8062 | 68.6216
2012-08-08 | 3 | Aggregate | 50% Cycling | 411293Aggregate50% Cycling | 8.9241 | 8.9241 | 68.7854
2012-08-08 | 3 | Aggregate | All | 411293AggregateAll | 13.7304 | 13.7304 | 68.7297 | 0 | 0 | 0 | 0 | 0
2012-08-08 | 3 | Average Per Device | 30% Cycling | 411293Average Per Device30% Cycling | 1.4221 | 1.4221 | 68.6216
2012-08-08 | 3 | Average Per Device | 50% Cycling | 411293Average Per Device50% Cycling | 1.3933 | 1.3933 | 68.7854
2012-08-08 | 3 | Average Per Device | All | 411293Average Per DeviceAll | 1.4031 | 1.4031 | 68.7297 | 0 | 0 | 0 | 0 | 0
2012-08-08 | 3 | Average Per Premise | 30% Cycling | 411293Average Per Premise30% Cycling | 2.9649 | 2.9649 | 68.6216
2012-08-08 | 3 | Average Per Premise | 50% Cycling | 411293Average Per Premise50% Cycling | 2.833 | 2.833 | 68.7854
2012-08-08 | 3 | Average Per Premise | All | 411293Average Per PremiseAll | 2.8779 | 2.8779 | 68.7297 | 0 | 0 | 0 | 0 | 0
2012-08-08 | 3 | Average Per Ton | 30% Cycling | 411293Average Per Ton30% Cycling | 0.38808 | 0.38808 | 68.6216
2012-08-08 | 3 | Average Per Ton | 50% Cycling | 411293Average Per Ton50% Cycling | 0.33759 | 0.33759 | 68.7854
2012-08-08 | 3 | Average Per Ton | All | 411293Average Per TonAll | 0.35476 | 0.35476 | 68.7297 | 0 | 0 | 0 | 0 | 0
2012-08-08 | 4 | Aggregate | 30% Cycling | 411294Aggregate30% Cycling | 4.7495 | 4.7495 | 68.2354
2012-08-08 | 4 | Aggregate | 50% Cycling | 411294Aggregate50% Cycling | 8.9905 | 8.9905 | 68.4036
2012-08-08 | 4 | Aggregate | All | 411294AggregateAll | 13.7401 | 13.7401 | 68.3464 | 0 | 0 | 0 | 0 | 0
2012-08-08 | 4 | Average Per Device | 30% Cycling | 411294Average Per Device30% Cycling | 1.4054 | 1.4054 | 68.2354
2012-08-08 | 4 | Average Per Device | 50% Cycling | 411294Average Per Device50% Cycling | 1.4036 | 1.4036 | 68.4036
2012-08-08 | 4 | Average Per Device | All | 411294Average Per DeviceAll | 1.4042 | 1.4042 | 68.3464 | 0 | 0 | 0 | 0 | 0
2012-08-08 | 4 | Average Per Premise | 30% Cycling | 411294Average Per Premise30% Cycling | 2.93 | 2.93 | 68.2354
2012-08-08 | 4 | Average Per Premise | 50% Cycling | 411294Average Per Premise50% Cycling | 2.8541 | 2.8541 | 68.4036
2012-08-08 | 4 | Average Per Premise | All | 411294Average Per PremiseAll | 2.8799 | 2.8799 | 68.3464 | 0 | 0 | 0 | 0 | 0
2012-08-08 | 4 | Average Per Ton | 30% Cycling | 411294Average Per Ton30% Cycling | 0.38351 | 0.38351 | 68.2354
2012-08-08 | 4 | Average Per Ton | 50% Cycling | 411294Average Per Ton50% Cycling | 0.34011 | 0.34011 | 68.4036
2012-08-08 | 4 | Average Per Ton | All | 411294Average Per TonAll | 0.35486 | 0.35486 | 68.3464 | 0 | 0 | 0 | 0 | 0
2012-08-08 | 5 | Aggregate | 30% Cycling | 411295Aggregate30% Cycling | 4.9089 | 4.9089 | 67.6504
2012-08-08 | 5 | Aggregate | 50% Cycling | 411295Aggregate50% Cycling | 8.8977 | 8.8977 | 67.8677
2012-08-08 | 5 | Aggregate | All | 411295AggregateAll | 13.8069 | 13.8069 | 67.7939 | 0 | 0 | 0 | 0 | 0
2012-08-08 | 5 | Average Per Device | 30% Cycling | 411295Average Per Device30% Cycling | 1.4525 | 1.4525 | 67.6504
2012-08-08 | 5 | Average Per Device | 50% Cycling | 411295Average Per Device50% Cycling | 1.3892 | 1.3892 | 67.8677
2012-08-08 | 5 | Average Per Device | All | 411295Average Per DeviceAll | 1.4107 | 1.4107 | 67.7939 | 0 | 0 | 0 | 0 | 0
2012-08-08 | 5 | Average Per Premise | 30% Cycling | 411295Average Per Premise30% Cycling | 3.0283 | 3.0283 | 67.6504
2012-08-08 | 5 | Average Per Premise | 50% Cycling | 411295Average Per Premise50% Cycling | 2.8247 | 2.8247 | 67.8677
2012-08-08 | 5 | Average Per Premise | All | 411295Average Per PremiseAll | 2.8939 | 2.8939 | 67.7939 | 0 | 0 | 0 | 0 | 0
2012-08-08 | 5 | Average Per Ton | 30% Cycling | 411295Average Per Ton30% Cycling | 0.39638 | 0.39638 | 67.6504
2012-08-08 | 5 | Average Per Ton | 50% Cycling | 411295Average Per Ton50% Cycling | 0.3366 | 0.3366 | 67.8677
2012-08-08 | 5 | Average Per Ton | All | 411295Average Per TonAll | 0.35692 | 0.35692 | 67.7939 | 0 | 0 | 0 | 0 | 0
2012-08-08 | 6 | Aggregate | 30% Cycling | 411296Aggregate30% Cycling | 5.6264 | 5.6264 | 67.6577
2012-08-08 | 6 | Aggregate | 50% Cycling | 411296Aggregate50% Cycling | 9.2186 | 9.2186 | 67.9172
2012-08-08 | 6 | Aggregate | All | 411296AggregateAll | 14.8456 | 14.8456 | 67.829 | 0 | 0 | 0 | 0 | 0
2012-08-08 | 6 | Average Per Device | 30% Cycling | 411296Average Per Device30% Cycling | 1.6648 | 1.6648 | 67.6577
2012-08-08 | 6 | Average Per Device | 50% Cycling | 411296Average Per Device50% Cycling | 1.4392 | 1.4392 | 67.9172
2012-08-08 | 6 | Average Per Device | All | 411296Average Per DeviceAll | 1.5159 | 1.5159 | 67.829 | 0 | 0 | 0 | 0 | 0
2012-08-08 | 6 | Average Per Premise | 30% Cycling | 411296Average Per Premise30% Cycling | 3.4709 | 3.4709 | 67.6577
2012-08-08 | 6 | Average Per Premise | 50% Cycling | 411296Average Per Premise50% Cycling | 2.9265 | 2.9265 | 67.9172
2012-08-08 | 6 | Average Per Premise | All | 411296Average Per PremiseAll | 3.1116 | 3.1116 | 67.829 | 0 | 0 | 0 | 0 | 0
2012-08-08 | 6 | Average Per Ton | 30% Cycling | 411296Average Per Ton30% Cycling | 0.45431 | 0.45431 | 67.6577
2012-08-08 | 6 | Average Per Ton | 50% Cycling | 411296Average Per Ton50% Cycling | 0.34874 | 0.34874 | 67.9172
2012-08-08 | 6 | Average Per Ton | All | 411296Average Per TonAll | 0.38463 | 0.38463 | 67.829 | 0 | 0 | 0 | 0 | 0
2012-08-08 | 7 | Aggregate | 30% Cycling | 411297Aggregate30% Cycling | 6.3352 | 6.3352 | 68.4856
2012-08-08 | 7 | Aggregate | 50% Cycling | 411297Aggregate50% Cycling | 9.8334 | 9.8334 | 68.8367
2012-08-08 | 7 | Aggregate | All | 411297AggregateAll | 16.1696 | 16.1696 | 68.7173 | 0 | 0 | 0 | 0 | 0
2012-08-08 | 7 | Average Per Device | 30% Cycling | 411297Average Per Device30% Cycling | 1.8746 | 1.8746 | 68.4856
2012-08-08 | 7 | Average Per Device | 50% Cycling | 411297Average Per Device50% Cycling | 1.5352 | 1.5352 | 68.8367
2012-08-08 | 7 | Average Per Device | All | 411297Average Per DeviceAll | 1.6506 | 1.6506 | 68.7173 | 0 | 0 | 0 | 0 | 0
2012-08-08 | 7 | Average Per Premise | 30% Cycling | 411297Average Per Premise30% Cycling | 3.9082 | 3.9082 | 68.4856
2012-08-08 | 7 | Average Per Premise | 50% Cycling | 411297Average Per Premise50% Cycling | 3.1217 | 3.1217 | 68.8367
2012-08-08 | 7 | Average Per Premise | All | 411297Average Per PremiseAll | 3.3891 | 3.3891 | 68.7173 | 0 | 0 | 0 | 0 | 0
2012-08-08 | 7 | Average Per Ton | 30% Cycling | 411297Average Per Ton30% Cycling | 0.51154 | 0.51154 | 68.4856
2012-08-08 | 7 | Average Per Ton | 50% Cycling | 411297Average Per Ton50% Cycling | 0.372 | 0.372 | 68.8367
2012-08-08 | 7 | Average Per Ton | All | 411297Average Per TonAll | 0.41944 | 0.41944 | 68.7173 | 0 | 0 | 0 | 0 | 0
2012-08-08 | 8 | Aggregate | 30% Cycling | 411298Aggregate30% Cycling | 7.2975 | 7.2975 | 72.4035
2012-08-08 | 8 | Aggregate | 50% Cycling | 411298Aggregate50% Cycling | 11.8164 | 11.8164 | 72.5194
2012-08-08 | 8 | Aggregate | All | 411298AggregateAll | 19.1148 | 19.1148 | 72.48 | 0 | 0 | 0 | 0 | 0
2012-08-08 | 8 | Average Per Device | 30% Cycling | 411298Average Per Device30% Cycling | 2.1593 | 2.1593 | 72.4035
2012-08-08 | 8 | Average Per Device | 50% Cycling | 411298Average Per Device50% Cycling | 1.8448 | 1.8448 | 72.5194
2012-08-08 | 8 | Average Per Device | All | 411298Average Per DeviceAll | 1.9518 | 1.9518 | 72.48 | 0 | 0 | 0 | 0 | 0
2012-08-08 | 8 | Average Per Premise | 30% Cycling | 411298Average Per Premise30% Cycling | 4.5019 | 4.5019 | 72.4035
2012-08-08 | 8 | Average Per Premise | 50% Cycling | 411298Average Per Premise50% Cycling | 3.7512 | 3.7512 | 72.5194
2012-08-08 | 8 | Average Per Premise | All | 411298Average Per PremiseAll | 4.0065 | 4.0065 | 72.48 | 0 | 0 | 0 | 0 | 0
2012-08-08 | 8 | Average Per Ton | 30% Cycling | 411298Average Per Ton30% Cycling | 0.58924 | 0.58924 | 72.4035
2012-08-08 | 8 | Average Per Ton | 50% Cycling | 411298Average Per Ton50% Cycling | 0.44701 | 0.44701 | 72.5194
2012-08-08 | 8 | Average Per Ton | All | 411298Average Per TonAll | 0.49537 | 0.49537 | 72.48 | 0 | 0 | 0 | 0 | 0
2012-08-08 | 9 | Aggregate | 30% Cycling | 411299Aggregate30% Cycling | 9.0988 | 9.0988 | 77.1097
2012-08-08 | 9 | Aggregate | 50% Cycling | 411299Aggregate50% Cycling | 14.5121 | 14.5121 | 76.8566
2012-08-08 | 9 | Aggregate | All | 411299AggregateAll | 23.612 | 23.612 | 76.9426 | 0 | 0 | 0 | 0 | 0
2012-08-08 | 9 | Average Per Device | 30% Cycling | 411299Average Per Device30% Cycling | 2.6923 | 2.6923 | 77.1097
2012-08-08 | 9 | Average Per Device | 50% Cycling | 411299Average Per Device50% Cycling | 2.2657 | 2.2657 | 76.8566
2012-08-08 | 9 | Average Per Device | All | 411299Average Per DeviceAll | 2.4107 | 2.4107 | 76.9426 | 0 | 0 | 0 | 0 | 0
2012-08-08 | 9 | Average Per Premise | 30% Cycling | 411299Average Per Premise30% Cycling | 5.6131 | 5.6131 | 77.1097
2012-08-08 | 9 | Average Per Premise | 50% Cycling | 411299Average Per Premise50% Cycling | 4.607 | 4.607 | 76.8566
2012-08-08 | 9 | Average Per Premise | All | 411299Average Per PremiseAll | 4.9491 | 4.9491 | 76.9426 | 0 | 0 | 0 | 0 | 0
2012-08-08 | 9 | Average Per Ton | 30% Cycling | 411299Average Per Ton30% Cycling | 0.73469 | 0.73469 | 77.1097
2012-08-08 | 9 | Average Per Ton | 50% Cycling | 411299Average Per Ton50% Cycling | 0.54899 | 0.54899 | 76.8566
2012-08-08 | 9 | Average Per Ton | All | 411299Average Per TonAll | 0.61213 | 0.61213 | 76.9426 | 0 | 0 | 0 | 0 | 0
2012-08-08 | 10 | Aggregate | 30% Cycling | 4112910Aggregate30% Cycling | 11.1732 | 11.1732 | 81.359
2012-08-08 | 10 | Aggregate | 50% Cycling | 4112910Aggregate50% Cycling | 17.4836 | 17.4836 | 81.1189
2012-08-08 | 10 | Aggregate | All | 4112910AggregateAll | 28.6584 | 28.6584 | 81.2005 | 0 | 0 | 0 | 0 | 0
2012-08-08 | 10 | Average Per Device | 30% Cycling | 4112910Average Per Device30% Cycling | 3.3061 | 3.3061 | 81.359
2012-08-08 | 10 | Average Per Device | 50% Cycling | 4112910Average Per Device50% Cycling | 2.7296 | 2.7296 | 81.1189
2012-08-08 | 10 | Average Per Device | All | 4112910Average Per DeviceAll | 2.9256 | 2.9256 | 81.2005 | 0 | 0 | 0 | 0 | 0
2012-08-08 | 10 | Average Per Premise | 30% Cycling | 4112910Average Per Premise30% Cycling | 6.8928 | 6.8928 | 81.359
2012-08-08 | 10 | Average Per Premise | 50% Cycling | 4112910Average Per Premise50% Cycling | 5.5504 | 5.5504 | 81.1189
2012-08-08 | 10 | Average Per Premise | All | 4112910Average Per PremiseAll | 6.0068 | 6.0068 | 81.2005 | 0 | 0 | 0 | 0 | 0
2012-08-08 | 10 | Average Per Ton | 30% Cycling | 4112910Average Per Ton30% Cycling | 0.90219 | 0.90219 | 81.359
2012-08-08 | 10 | Average Per Ton | 50% Cycling | 4112910Average Per Ton50% Cycling | 0.6614 | 0.6614 | 81.1189
2012-08-08 | 10 | Average Per Ton | All | 4112910Average Per TonAll | 0.74327 | 0.74327 | 81.2005 | 0 | 0 | 0 | 0 | 0
2012-08-08 | 11 | Aggregate | 30% Cycling | 4112911Aggregate30% Cycling | 12.7017 | 12.7017 | 84.0398
2012-08-08 | 11 | Aggregate | 50% Cycling | 4112911Aggregate50% Cycling | 20.5842 | 20.5842 | 83.6644
2012-08-08 | 11 | Aggregate | All | 4112911AggregateAll | 33.2873 | 33.2873 | 83.792 | 0 | 0 | 0 | 0 | 0
2012-08-08 | 11 | Average Per Device | 30% Cycling | 4112911Average Per Device30% Cycling | 3.7584 | 3.7584 | 84.0398
2012-08-08 | 11 | Average Per Device | 50% Cycling | 4112911Average Per Device50% Cycling | 3.2137 | 3.2137 | 83.6644
2012-08-08 | 11 | Average Per Device | All | 4112911Average Per DeviceAll | 3.3989 | 3.3989 | 83.792 | 0 | 0 | 0 | 0 | 0
2012-08-08 | 11 | Average Per Premise | 30% Cycling | 4112911Average Per Premise30% Cycling | 7.8357 | 7.8357 | 84.0398
2012-08-08 | 11 | Average Per Premise | 50% Cycling | 4112911Average Per Premise50% Cycling | 6.5347 | 6.5347 | 83.6644
2012-08-08 | 11 | Average Per Premise | All | 4112911Average Per PremiseAll | 6.977 | 6.977 | 83.792 | 0 | 0 | 0 | 0 | 0
2012-08-08 | 11 | Average Per Ton | 30% Cycling | 4112911Average Per Ton30% Cycling | 1.0256 | 1.0256 | 84.0398
2012-08-08 | 11 | Average Per Ton | 50% Cycling | 4112911Average Per Ton50% Cycling | 0.77869 | 0.77869 | 83.6644
2012-08-08 | 11 | Average Per Ton | All | 4112911Average Per TonAll | 0.86264 | 0.86264 | 83.792 | 0 | 0 | 0 | 0 | 0
2012-08-08 | 12 | Aggregate | 30% Cycling | 4112912Aggregate30% Cycling | 13.6759 | 13.6759 | 84.9863
2012-08-08 | 12 | Aggregate | 50% Cycling | 4112912Aggregate50% Cycling | 21.9927 | 21.9927 | 84.5429
2012-08-08 | 12 | Aggregate | All | 4112912AggregateAll | 35.6703 | 35.6703 | 84.6936 | 0 | 0 | 0 | 0 | 0
2012-08-08 | 12 | Average Per Device | 30% Cycling | 4112912Average Per Device30% Cycling | 4.0467 | 4.0467 | 84.9863
2012-08-08 | 12 | Average Per Device | 50% Cycling | 4112912Average Per Device50% Cycling | 3.4336 | 3.4336 | 84.5429
2012-08-08 | 12 | Average Per Device | All | 4112912Average Per DeviceAll | 3.642 | 3.642 | 84.6936 | 0 | 0 | 0 | 0 | 0
2012-08-08 | 12 | Average Per Premise | 30% Cycling | 4112912Average Per Premise30% Cycling | 8.4367 | 8.4367 | 84.9863
2012-08-08 | 12 | Average Per Premise | 50% Cycling | 4112912Average Per Premise50% Cycling | 6.9818 | 6.9818 | 84.5429
2012-08-08 | 12 | Average Per Premise | All | 4112912Average Per PremiseAll | 7.4765 | 7.4765 | 84.6936 | 0 | 0 | 0 | 0 | 0
2012-08-08 | 12 | Average Per Ton | 30% Cycling | 4112912Average Per Ton30% Cycling | 1.1043 | 1.1043 | 84.9863
2012-08-08 | 12 | Average Per Ton | 50% Cycling | 4112912Average Per Ton50% Cycling | 0.83198 | 0.83198 | 84.5429
2012-08-08 | 12 | Average Per Ton | All | 4112912Average Per TonAll | 0.92456 | 0.92456 | 84.6936 | 0 | 0 | 0 | 0 | 0
2012-08-08 | 13 | Aggregate | 30% Cycling | 4112913Aggregate30% Cycling | 13.9175 | 14.2538 | 84.8856 | -0.20325 | 0.11551 | 0.33628 | 0.55706 | 0.87582
2012-08-08 | 13 | Aggregate | 50% Cycling | 4112913Aggregate50% Cycling | 20.6143 | 22.5588 | 84.3633 | 0.61152 | 1.3991 | 1.9445 | 2.4899 | 3.2775
2012-08-08 | 13 | Aggregate | All | 4112913AggregateAll | 34.5341 | 36.8144 | 84.5409 | 0.40791 | 1.5141 | 2.2803 | 3.0465 | 4.1527
2012-08-08 | 13 | Average Per Device | 30% Cycling | 4112913Average Per Device30% Cycling | 4.1182 | 4.2177 | 84.8856 | -0.23334 | -0.03669 | 0.099505 | 0.2357 | 0.43235
2012-08-08 | 13 | Average Per Device | 50% Cycling | 4112913Average Per Device50% Cycling | 3.2184 | 3.522 | 84.3633 | -0.11958 | 0.13043 | 0.30358 | 0.47674 | 0.72675
2012-08-08 | 13 | Average Per Device | All | 4112913Average Per DeviceAll | 3.5243 | 3.7585 | 84.5409 | -0.15826 | 0.073607 | 0.2342 | 0.39479 | 0.62665
2012-08-08 | 13 | Average Per Premise | 30% Cycling | 4112913Average Per Premise30% Cycling | 8.5858 | 8.7932 | 84.8856 | -0.12539 | 0.071259 | 0.20745 | 0.34365 | 0.5403
2012-08-08 | 13 | Average Per Premise | 50% Cycling | 4112913Average Per Premise50% Cycling | 6.5442 | 7.1615 | 84.3633 | 0.19413 | 0.44414 | 0.6173 | 0.79046 | 1.0405
2012-08-08 | 13 | Average Per Premise | All | 4112913Average Per PremiseAll | 7.2383 | 7.7163 | 84.5409 | 0.085497 | 0.31736 | 0.47795 | 0.63854 | 0.87041
2012-08-08 | 13 | Average Per Ton | 30% Cycling | 4112913Average Per Ton30% Cycling | 1.1238 | 1.1509 | 84.8856 | -0.30569 | -0.10904 | 0.027154 | 0.16335 | 0.35999
2012-08-08 | 13 | Average Per Ton | 50% Cycling | 4112913Average Per Ton50% Cycling | 0.77983 | 0.85339 | 84.3633 | -0.34961 | -0.099597 | 0.07356 | 0.24672 | 0.49673
2012-08-08 | 13 | Average Per Ton | All | 4112913Average Per TonAll | 0.89678 | 0.95456 | 84.5409 | -0.33468 | -0.10281 | 0.057782 | 0.21837 | 0.45024
2012-08-08 | 14 | Aggregate | 30% Cycling | 4112914Aggregate30% Cycling | 13.9567 | 14.4899 | 84.6957 | 0.035347 | 0.32945 | 0.53314 | 0.73683 | 1.0309
2012-08-08 | 14 | Aggregate | 50% Cycling | 4112914Aggregate50% Cycling | 21.6496 | 22.7852 | 84.0319 | -0.25105 | 0.56819 | 1.1356 | 1.703 | 2.5222
2012-08-08 | 14 | Aggregate | All | 4112914AggregateAll | 35.6083 | 37.277 | 84.2576 | -0.21559 | 0.89766 | 1.6687 | 2.4397 | 3.553
2012-08-08 | 14 | Average Per Device | 30% Cycling | 4112914Average Per Device30% Cycling | 4.1298 | 4.2875 | 84.6957 | -0.14933 | 0.032096 | 0.15775 | 0.28341 | 0.46484
2012-08-08 | 14 | Average Per Device | 50% Cycling | 4112914Average Per Device50% Cycling | 3.38 | 3.5573 | 84.0319 | -0.26291 | -0.002834 | 0.17729 | 0.35742 | 0.6175
2012-08-08 | 14 | Average Per Device | All | 4112914Average Per DeviceAll | 3.6349 | 3.8056 | 84.2576 | -0.22429 | 0.0090422 | 0.17065 | 0.33226 | 0.5656
2012-08-08 | 14 | Average Per Premise | 30% Cycling | 4112914Average Per Premise30% Cycling | 8.61 | 8.9388 | 84.6957 | 0.021806 | 0.20324 | 0.32889 | 0.45455 | 0.63598
2012-08-08 | 14 | Average Per Premise | 50% Cycling | 4112914Average Per Premise50% Cycling | 6.8729 | 7.2334 | 84.0319 | -0.079698 | 0.18038 | 0.36051 | 0.54063 | 0.80071
2012-08-08 | 14 | Average Per Premise | All | 4112914Average Per PremiseAll | 7.4635 | 7.8132 | 84.2576 | -0.045187 | 0.18815 | 0.34976 | 0.51137 | 0.7447
2012-08-08 | 14 | Average Per Ton | 30% Cycling | 4112914Average Per Ton30% Cycling | 1.1269 | 1.17 | 84.6957 | -0.26404 | -0.08261 | 0.043049 | 0.16871 | 0.35014
2012-08-08 | 14 | Average Per Ton | 50% Cycling | 4112914Average Per Ton50% Cycling | 0.819 | 0.86196 | 84.0319 | -0.39725 | -0.13717 | 0.042959 | 0.22309 | 0.48316
2012-08-08 | 14 | Average Per Ton | All | 4112914Average Per TonAll | 0.9237 | 0.96669 | 84.2576 | -0.35196 | -0.11862 | 0.04299 | 0.2046 | 0.43794
2012-08-08 | 15 | Aggregate | 30% Cycling | 4112915Aggregate30% Cycling | 13.7813 | 14.569 | 83.8689 | 0.33528 | 0.60261 | 0.78776 | 0.97291 | 1.2402
2012-08-08 | 15 | Aggregate | 50% Cycling | 4112915Aggregate50% Cycling | 22.3813 | 22.7752 | 83.4219 | -1.1588 | -0.24142 | 0.39393 | 1.0293 | 1.9466
2012-08-08 | 15 | Aggregate | All | 4112915AggregateAll | 36.1641 | 37.3462 | 83.5739 | -0.82282 | 0.3617 | 1.1821 | 2.0025 | 3.187
2012-08-08 | 15 | Average Per Device | 30% Cycling | 4112915Average Per Device30% Cycling | 4.0778 | 4.3109 | 83.8689 | -0.046039 | 0.11888 | 0.2331 | 0.34732 | 0.51223
2012-08-08 | 15 | Average Per Device | 50% Cycling | 4112915Average Per Device50% Cycling | 3.4943 | 3.5558 | 83.4219 | -0.43141 | -0.14019 | 0.061502 | 0.2632 | 0.55441
2012-08-08 | 15 | Average Per Device | All | 4112915Average Per DeviceAll | 3.6927 | 3.8125 | 83.5739 | -0.30039 | -0.052111 | 0.11984 | 0.2918 | 0.54007
2012-08-08 | 15 | Average Per Premise | 30% Cycling | 4112915Average Per Premise30% Cycling | 8.5017 | 8.9877 | 83.8689 | 0.20683 | 0.37175 | 0.48597 | 0.60019 | 0.76511
2012-08-08 | 15 | Average Per Premise | 50% Cycling | 4112915Average Per Premise50% Cycling | 7.1052 | 7.2302 | 83.4219 | -0.36786 | -0.07664 | 0.12506 | 0.32675 | 0.61797
2012-08-08 | 15 | Average Per Premise | All | 4112915Average Per PremiseAll | 7.58 | 7.8278 | 83.5739 | -0.17246 | 0.075813 | 0.24777 | 0.41972 | 0.668
2012-08-08 | 15 | Average Per Ton | 30% Cycling | 4112915Average Per Ton30% Cycling | 1.1128 | 1.1764 | 83.8689 | -0.21553 | -0.050612 | 0.063608 | 0.17783 | 0.34274
2012-08-08 | 15 | Average Per Ton | 50% Cycling | 4112915Average Per Ton50% Cycling | 0.84668 | 0.86158 | 83.4219 | -0.47801 | -0.18679 | 0.014902 | 0.2166 | 0.50782
2012-08-08 | 15 | Average Per Ton | All | 4112915Average Per TonAll | 0.93715 | 0.96861 | 83.5739 | -0.38877 | -0.14049 | 0.031462 | 0.20342 | 0.45169
2012-08-08 | 16 | Aggregate | 30% Cycling | 4112916Aggregate30% Cycling | 13.5737 | 14.3507 | 82.8236 | 0.26213 | 0.56633 | 0.77701 | 0.9877 | 1.2919
2012-08-08 | 16 | Aggregate | 50% Cycling | 4112916Aggregate50% Cycling | 22.4027 | 22.0888 | 82.3982 | -1.9122 | -0.9679 | -0.31391 | 0.34009 | 1.2844
2012-08-08 | 16 | Aggregate | All | 4112916AggregateAll | 35.9778 | 36.4416 | 82.5428 | -1.6492 | -0.40083 | 0.46376 | 1.3284 | 2.5767
2012-08-08 | 16 | Average Per Device | 30% Cycling | 4112916Average Per Device30% Cycling | 4.0164 | 4.2463 | 82.8236 | -0.087717 | 0.099943 | 0.22992 | 0.35989 | 0.54755
2012-08-08 | 16 | Average Per Device | 50% Cycling | 4112916Average Per Device50% Cycling | 3.4976 | 3.4486 | 82.3982 | -0.55639 | -0.25663 | -0.049009 | 0.15861 | 0.45838
2012-08-08 | 16 | Average Per Device | All | 4112916Average Per DeviceAll | 3.674 | 3.7198 | 82.5428 | -0.39704 | -0.13539 | 0.045826 | 0.22704 | 0.48869
2012-08-08 | 16 | Average Per Premise | 30% Cycling | 4112916Average Per Premise30% Cycling | 8.3736 | 8.853 | 82.8236 | 0.16171 | 0.34937 | 0.47934 | 0.60931 | 0.79697
2012-08-08 | 16 | Average Per Premise | 50% Cycling | 4112916Average Per Premise50% Cycling | 7.112 | 7.0123 | 82.3982 | -0.60704 | -0.30727 | -0.099653 | 0.10796 | 0.40773
2012-08-08 | 16 | Average Per Premise | All | 4112916Average Per PremiseAll | 7.5409 | 7.6382 | 82.5428 | -0.34566 | -0.084013 | 0.097205 | 0.27842 | 0.54007
2012-08-08 | 16 | Average Per Ton | 30% Cycling | 4112916Average Per Ton30% Cycling | 1.096 | 1.1588 | 82.8236 | -0.25489 | -0.067232 | 0.06274 | 0.19271 | 0.38037
2012-08-08 | 16 | Average Per Ton | 50% Cycling | 4112916Average Per Ton50% Cycling | 0.84749 | 0.83562 | 82.3982 | -0.51926 | -0.21949 | -0.011875 | 0.19574 | 0.49551
2012-08-08 | 16 | Average Per Ton | All | 4112916Average Per TonAll | 0.93199 | 0.94548 | 82.5428 | -0.42937 | -0.16772 | 0.013494 | 0.19471 | 0.45636
2012-08-08 | 17 | Aggregate | 30% Cycling | 4112917Aggregate30% Cycling | 13.6664 | 13.6664 | 81.0009
2012-08-08 | 17 | Aggregate | 50% Cycling | 4112917Aggregate50% Cycling | 20.7857 | 20.7857 | 80.5955
2012-08-08 | 17 | Aggregate | All | 4112917AggregateAll | 34.4542 | 34.4542 | 80.7334 | 0 | 0 | 0 | 0 | 0
2012-08-08 | 17 | Average Per Device | 30% Cycling | 4112917Average Per Device30% Cycling | 4.0439 | 4.0439 | 81.0009
2012-08-08 | 17 | Average Per Device | 50% Cycling | 4112917Average Per Device50% Cycling | 3.2452 | 3.2452 | 80.5955
2012-08-08 | 17 | Average Per Device | All | 4112917Average Per DeviceAll | 3.5167 | 3.5167 | 80.7334 | 0 | 0 | 0 | 0 | 0
2012-08-08 | 17 | Average Per Premise | 30% Cycling | 4112917Average Per Premise30% Cycling | 8.4308 | 8.4308 | 81.0009
2012-08-08 | 17 | Average Per Premise | 50% Cycling | 4112917Average Per Premise50% Cycling | 6.5986 | 6.5986 | 80.5955
2012-08-08 | 17 | Average Per Premise | All | 4112917Average Per PremiseAll | 7.2216 | 7.2216 | 80.7334 | 0 | 0 | 0 | 0 | 0
2012-08-08 | 17 | Average Per Ton | 30% Cycling | 4112917Average Per Ton30% Cycling | 1.1035 | 1.1035 | 81.0009
2012-08-08 | 17 | Average Per Ton | 50% Cycling | 4112917Average Per Ton50% Cycling | 0.78632 | 0.78632 | 80.5955
2012-08-08 | 17 | Average Per Ton | All | 4112917Average Per TonAll | 0.89416 | 0.89416 | 80.7334 | 0 | 0 | 0 | 0 | 0
2012-08-08 | 18 | Aggregate | 30% Cycling | 4112918Aggregate30% Cycling | 11.7832 | 11.7832 | 77.9926
2012-08-08 | 18 | Aggregate | 50% Cycling | 4112918Aggregate50% Cycling | 18.3851 | 18.3851 | 77.8744
2012-08-08 | 18 | Aggregate | All | 4112918AggregateAll | 30.1699 | 30.1699 | 77.9146 | 0 | 0 | 0 | 0 | 0
2012-08-08 | 18 | Average Per Device | 30% Cycling | 4112918Average Per Device30% Cycling | 3.4866 | 3.4866 | 77.9926
2012-08-08 | 18 | Average Per Device | 50% Cycling | 4112918Average Per Device50% Cycling | 2.8704 | 2.8704 | 77.8744
2012-08-08 | 18 | Average Per Device | All | 4112918Average Per DeviceAll | 3.0799 | 3.0799 | 77.9146 | 0 | 0 | 0 | 0 | 0
2012-08-08 | 18 | Average Per Premise | 30% Cycling | 4112918Average Per Premise30% Cycling | 7.2691 | 7.2691 | 77.9926
2012-08-08 | 18 | Average Per Premise | 50% Cycling | 4112918Average Per Premise50% Cycling | 5.8365 | 5.8365 | 77.8744
2012-08-08 | 18 | Average Per Premise | All | 4112918Average Per PremiseAll | 6.3236 | 6.3236 | 77.9146 | 0 | 0 | 0 | 0 | 0
2012-08-08 | 18 | Average Per Ton | 30% Cycling | 4112918Average Per Ton30% Cycling | 0.95144 | 0.95144 | 77.9926
2012-08-08 | 18 | Average Per Ton | 50% Cycling | 4112918Average Per Ton50% Cycling | 0.69551 | 0.69551 | 77.8744
2012-08-08 | 18 | Average Per Ton | All | 4112918Average Per TonAll | 0.78252 | 0.78252 | 77.9146 | 0 | 0 | 0 | 0 | 0
2012-08-08 | 19 | Aggregate | 30% Cycling | 4112919Aggregate30% Cycling | 10.2555 | 10.2555 | 75.2642
2012-08-08 | 19 | Aggregate | 50% Cycling | 4112919Aggregate50% Cycling | 15.6566 | 15.6566 | 75.2964
2012-08-08 | 19 | Aggregate | All | 4112919AggregateAll | 25.9136 | 25.9136 | 75.2854 | 0 | 0 | 0 | 0 | 0
2012-08-08 | 19 | Average Per Device | 30% Cycling | 4112919Average Per Device30% Cycling | 3.0346 | 3.0346 | 75.2642
2012-08-08 | 19 | Average Per Device | 50% Cycling | 4112919Average Per Device50% Cycling | 2.4444 | 2.4444 | 75.2964
2012-08-08 | 19 | Average Per Device | All | 4112919Average Per DeviceAll | 2.645 | 2.645 | 75.2854 | 0 | 0 | 0 | 0 | 0
2012-08-08 | 19 | Average Per Premise | 30% Cycling | 4112919Average Per Premise30% Cycling | 6.3267 | 6.3267 | 75.2642
2012-08-08 | 19 | Average Per Premise | 50% Cycling | 4112919Average Per Premise50% Cycling | 4.9703 | 4.9703 | 75.2964
2012-08-08 | 19 | Average Per Premise | All | 4112919Average Per PremiseAll | 5.4315 | 5.4315 | 75.2854 | 0 | 0 | 0 | 0 | 0
2012-08-08 | 19 | Average Per Ton | 30% Cycling | 4112919Average Per Ton30% Cycling | 0.82809 | 0.82809 | 75.2642
2012-08-08 | 19 | Average Per Ton | 50% Cycling | 4112919Average Per Ton50% Cycling | 0.59228 | 0.59228 | 75.2964
2012-08-08 | 19 | Average Per Ton | All | 4112919Average Per TonAll | 0.67246 | 0.67246 | 75.2854 | 0 | 0 | 0 | 0 | 0
2012-08-08 | 20 | Aggregate | 30% Cycling | 4112920Aggregate30% Cycling | 9.5134 | 9.5134 | 71.9719
2012-08-08 | 20 | Aggregate | 50% Cycling | 4112920Aggregate50% Cycling | 14.3448 | 14.3448 | 72.1579
2012-08-08 | 20 | Aggregate | All | 4112920AggregateAll | 23.8597 | 23.8597 | 72.0946 | 0 | 0 | 0 | 0 | 0
2012-08-08 | 20 | Average Per Device | 30% Cycling | 4112920Average Per Device30% Cycling | 2.815 | 2.815 | 71.9719
2012-08-08 | 20 | Average Per Device | 50% Cycling | 4112920Average Per Device50% Cycling | 2.2396 | 2.2396 | 72.1579
2012-08-08 | 20 | Average Per Device | All | 4112920Average Per DeviceAll | 2.4352 | 2.4352 | 72.0946 | 0 | 0 | 0 | 0 | 0
2012-08-08 | 20 | Average Per Premise | 30% Cycling | 4112920Average Per Premise30% Cycling | 5.8688 | 5.8688 | 71.9719
2012-08-08 | 20 | Average Per Premise | 50% Cycling | 4112920Average Per Premise50% Cycling | 4.5539 | 4.5539 | 72.1579
2012-08-08 | 20 | Average Per Premise | All | 4112920Average Per PremiseAll | 5.001 | 5.001 | 72.0946 | 0 | 0 | 0 | 0 | 0
2012-08-08 | 20 | Average Per Ton | 30% Cycling | 4112920Average Per Ton30% Cycling | 0.76816 | 0.76816 | 71.9719
2012-08-08 | 20 | Average Per Ton | 50% Cycling | 4112920Average Per Ton50% Cycling | 0.54266 | 0.54266 | 72.1579
2012-08-08 | 20 | Average Per Ton | All | 4112920Average Per TonAll | 0.61933 | 0.61933 | 72.0946 | 0 | 0 | 0 | 0 | 0
2012-08-08 | 21 | Aggregate | 30% Cycling | 4112921Aggregate30% Cycling | 8.7202 | 8.7202 | 71.6451
2012-08-08 | 21 | Aggregate | 50% Cycling | 4112921Aggregate50% Cycling | 13.3909 | 13.3909 | 71.707
2012-08-08 | 21 | Aggregate | All | 4112921AggregateAll | 22.1125 | 22.1125 | 71.6859 | 0 | 0 | 0 | 0 | 0
2012-08-08 | 21 | Average Per Device | 30% Cycling | 4112921Average Per Device30% Cycling | 2.5803 | 2.5803 | 71.6451
2012-08-08 | 21 | Average Per Device | 50% Cycling | 4112921Average Per Device50% Cycling | 2.0907 | 2.0907 | 71.707
2012-08-08 | 21 | Average Per Device | All | 4112921Average Per DeviceAll | 2.2571 | 2.2571 | 71.6859 | 0 | 0 | 0 | 0 | 0
2012-08-08 | 21 | Average Per Premise | 30% Cycling | 4112921Average Per Premise30% Cycling | 5.3795 | 5.3795 | 71.6451
2012-08-08 | 21 | Average Per Premise | 50% Cycling | 4112921Average Per Premise50% Cycling | 4.2511 | 4.2511 | 71.707
2012-08-08 | 21 | Average Per Premise | All | 4112921Average Per PremiseAll | 4.6348 | 4.6348 | 71.6859 | 0 | 0 | 0 | 0 | 0
2012-08-08 | 21 | Average Per Ton | 30% Cycling | 4112921Average Per Ton30% Cycling | 0.70412 | 0.70412 | 71.6451
2012-08-08 | 21 | Average Per Ton | 50% Cycling | 4112921Average Per Ton50% Cycling | 0.50658 | 0.50658 | 71.707
2012-08-08 | 21 | Average Per Ton | All | 4112921Average Per TonAll | 0.57374 | 0.57374 | 71.6859 | 0 | 0 | 0 | 0 | 0
2012-08-08 | 22 | Aggregate | 30% Cycling | 4112922Aggregate30% Cycling | 7.7604 | 7.7604 | 71.1029
2012-08-08 | 22 | Aggregate | 50% Cycling | 4112922Aggregate50% Cycling | 11.9371 | 11.9371 | 71.1607
2012-08-08 | 22 | Aggregate | All | 4112922AggregateAll | 19.6987 | 19.6987 | 71.141 | 0 | 0 | 0 | 0 | 0
2012-08-08 | 22 | Average Per Device | 30% Cycling | 4112922Average Per Device30% Cycling | 2.2963 | 2.2963 | 71.1029
2012-08-08 | 22 | Average Per Device | 50% Cycling | 4112922Average Per Device50% Cycling | 1.8637 | 1.8637 | 71.1607
2012-08-08 | 22 | Average Per Device | All | 4112922Average Per DeviceAll | 2.0108 | 2.0108 | 71.141 | 0 | 0 | 0 | 0 | 0
2012-08-08 | 22 | Average Per Premise | 30% Cycling | 4112922Average Per Premise30% Cycling | 4.7874 | 4.7874 | 71.1029
2012-08-08 | 22 | Average Per Premise | 50% Cycling | 4112922Average Per Premise50% Cycling | 3.7896 | 3.7896 | 71.1607
2012-08-08 | 22 | Average Per Premise | All | 4112922Average Per PremiseAll | 4.1288 | 4.1288 | 71.141 | 0 | 0 | 0 | 0 | 0
2012-08-08 | 22 | Average Per Ton | 30% Cycling | 4112922Average Per Ton30% Cycling | 0.62662 | 0.62662 | 71.1029
2012-08-08 | 22 | Average Per Ton | 50% Cycling | 4112922Average Per Ton50% Cycling | 0.45158 | 0.45158 | 71.1607
2012-08-08 | 22 | Average Per Ton | All | 4112922Average Per TonAll | 0.51109 | 0.51109 | 71.141 | 0 | 0 | 0 | 0 | 0
2012-08-08 | 23 | Aggregate | 30% Cycling | 4112923Aggregate30% Cycling | 6.4695 | 6.4695 | 70.4006
2012-08-08 | 23 | Aggregate | 50% Cycling | 4112923Aggregate50% Cycling | 10.6559 | 10.6559 | 70.4599
2012-08-08 | 23 | Aggregate | All | 4112923AggregateAll | 17.1261 | 17.1261 | 70.4397 | 0 | 0 | 0 | 0 | 0
2012-08-08 | 23 | Average Per Device | 30% Cycling | 4112923Average Per Device30% Cycling | 1.9143 | 1.9143 | 70.4006
2012-08-08 | 23 | Average Per Device | 50% Cycling | 4112923Average Per Device50% Cycling | 1.6636 | 1.6636 | 70.4599
2012-08-08 | 23 | Average Per Device | All | 4112923Average Per DeviceAll | 1.7489 | 1.7489 | 70.4397 | 0 | 0 | 0 | 0 | 0
2012-08-08 | 23 | Average Per Premise | 30% Cycling | 4112923Average Per Premise30% Cycling | 3.9911 | 3.9911 | 70.4006
2012-08-08 | 23 | Average Per Premise | 50% Cycling | 4112923Average Per Premise50% Cycling | 3.3828 | 3.3828 | 70.4599
2012-08-08 | 23 | Average Per Premise | All | 4112923Average Per PremiseAll | 3.5896 | 3.5896 | 70.4397 | 0 | 0 | 0 | 0 | 0
2012-08-08 | 23 | Average Per Ton | 30% Cycling | 4112923Average Per Ton30% Cycling | 0.52238 | 0.52238 | 70.4006
2012-08-08 | 23 | Average Per Ton | 50% Cycling | 4112923Average Per Ton50% Cycling | 0.40311 | 0.40311 | 70.4599
2012-08-08 | 23 | Average Per Ton | All | 4112923Average Per TonAll | 0.44366 | 0.44366 | 70.4397 | 0 | 0 | 0 | 0 | 0
2012-08-08 | 24 | Aggregate | 30% Cycling | 4112924Aggregate30% Cycling | 5.7057 | 5.7057 | 70.3552
2012-08-08 | 24 | Aggregate | 50% Cycling | 4112924Aggregate50% Cycling | 9.9299 | 9.9299 | 70.4362
2012-08-08 | 24 | Aggregate | All | 4112924AggregateAll | 15.636 | 15.636 | 70.4087 | 0 | 0 | 0 | 0 | 0
2012-08-08 | 24 | Average Per Device | 30% Cycling | 4112924Average Per Device30% Cycling | 1.6883 | 1.6883 | 70.3552
2012-08-08 | 24 | Average Per Device | 50% Cycling | 4112924Average Per Device50% Cycling | 1.5503 | 1.5503 | 70.4362
2012-08-08 | 24 | Average Per Device | All | 4112924Average Per DeviceAll | 1.5972 | 1.5972 | 70.4087 | 0 | 0 | 0 | 0 | 0
2012-08-08 | 24 | Average Per Premise | 30% Cycling | 4112924Average Per Premise30% Cycling | 3.5198 | 3.5198 | 70.3552
2012-08-08 | 24 | Average Per Premise | 50% Cycling | 4112924Average Per Premise50% Cycling | 3.1524 | 3.1524 | 70.4362
2012-08-08 | 24 | Average Per Premise | All | 4112924Average Per PremiseAll | 3.2773 | 3.2773 | 70.4087 | 0 | 0 | 0 | 0 | 0
2012-08-08 | 24 | Average Per Ton | 30% Cycling | 4112924Average Per Ton30% Cycling | 0.46071 | 0.46071 | 70.3552
2012-08-08 | 24 | Average Per Ton | 50% Cycling | 4112924Average Per Ton50% Cycling | 0.37565 | 0.37565 | 70.4362
2012-08-08 | 24 | Average Per Ton | All | 4112924Average Per TonAll | 0.40457 | 0.40457 | 70.4087 | 0 | 0 | 0 | 0 | 0
2012-09-13 | 1 | Aggregate | 30% Cycling | 411651Aggregate30% Cycling | 4.7651 | 4.7651 | 69.9364
2012-09-13 | 1 | Aggregate | 50% Cycling | 411651Aggregate50% Cycling | 8.6948 | 8.6948 | 70.0251
2012-09-13 | 1 | Aggregate | All | 411651AggregateAll | 13.4601 | 13.4601 | 69.995 | 0 | 0 | 0 | 0 | 0
2012-09-13 | 1 | Average Per Device | 30% Cycling | 411651Average Per Device30% Cycling | 1.3934 | 1.3934 | 69.9364
2012-09-13 | 1 | Average Per Device | 50% Cycling | 411651Average Per Device50% Cycling | 1.3378 | 1.3378 | 70.0251
2012-09-13 | 1 | Average Per Device | All | 411651Average Per DeviceAll | 1.3567 | 1.3567 | 69.995 | 0 | 0 | 0 | 0 | 0
2012-09-13 | 1 | Average Per Premise | 30% Cycling | 411651Average Per Premise30% Cycling | 2.9396 | 2.9396 | 69.9364
2012-09-13 | 1 | Average Per Premise | 50% Cycling | 411651Average Per Premise50% Cycling | 2.7603 | 2.7603 | 70.0251
2012-09-13 | 1 | Average Per Premise | All | 411651Average Per PremiseAll | 2.8212 | 2.8212 | 69.995 | 0 | 0 | 0 | 0 | 0
2012-09-13 | 1 | Average Per Ton | 30% Cycling | 411651Average Per Ton30% Cycling | 0.37866 | 0.37866 | 69.9364
2012-09-13 | 1 | Average Per Ton | 50% Cycling | 411651Average Per Ton50% Cycling | 0.32372 | 0.32372 | 70.0251
2012-09-13 | 1 | Average Per Ton | All | 411651Average Per TonAll | 0.3424 | 0.3424 | 69.995 | 0 | 0 | 0 | 0 | 0
2012-09-13 | 2 | Aggregate | 30% Cycling | 411652Aggregate30% Cycling | 4.6156 | 4.6156 | 69.7448
2012-09-13 | 2 | Aggregate | 50% Cycling | 411652Aggregate50% Cycling | 8.5033 | 8.5033 | 69.8824
2012-09-13 | 2 | Aggregate | All | 411652AggregateAll | 13.1191 | 13.1191 | 69.8357 | 0 | 0 | 0 | 0 | 0
2012-09-13 | 2 | Average Per Device | 30% Cycling | 411652Average Per Device30% Cycling | 1.3497 | 1.3497 | 69.7448
2012-09-13 | 2 | Average Per Device | 50% Cycling | 411652Average Per Device50% Cycling | 1.3083 | 1.3083 | 69.8824
2012-09-13 | 2 | Average Per Device | All | 411652Average Per DeviceAll | 1.3224 | 1.3224 | 69.8357 | 0 | 0 | 0 | 0 | 0
2012-09-13 | 2 | Average Per Premise | 30% Cycling | 411652Average Per Premise30% Cycling | 2.8474 | 2.8474 | 69.7448
2012-09-13 | 2 | Average Per Premise | 50% Cycling | 411652Average Per Premise50% Cycling | 2.6995 | 2.6995 | 69.8824
2012-09-13 | 2 | Average Per Premise | All | 411652Average Per PremiseAll | 2.7498 | 2.7498 | 69.8357 | 0 | 0 | 0 | 0 | 0
2012-09-13 | 2 | Average Per Ton | 30% Cycling | 411652Average Per Ton30% Cycling | 0.36678 | 0.36678 | 69.7448
2012-09-13 | 2 | Average Per Ton | 50% Cycling | 411652Average Per Ton50% Cycling | 0.31659 | 0.31659 | 69.8824
2012-09-13 | 2 | Average Per Ton | All | 411652Average Per TonAll | 0.33365 | 0.33365 | 69.8357 | 0 | 0 | 0 | 0 | 0
2012-09-13 | 3 | Aggregate | 30% Cycling | 411653Aggregate30% Cycling | 4.4747 | 4.4747 | 69.8899
2012-09-13 | 3 | Aggregate | 50% Cycling | 411653Aggregate50% Cycling | 8.3534 | 8.3534 | 70.0007
2012-09-13 | 3 | Aggregate | All | 411653AggregateAll | 12.8282 | 12.8282 | 69.963 | 0 | 0 | 0 | 0 | 0
2012-09-13 | 3 | Average Per Device | 30% Cycling | 411653Average Per Device30% Cycling | 1.3085 | 1.3085 | 69.8899
2012-09-13 | 3 | Average Per Device | 50% Cycling | 411653Average Per Device50% Cycling | 1.2852 | 1.2852 | 70.0007
2012-09-13 | 3 | Average Per Device | All | 411653Average Per DeviceAll | 1.2931 | 1.2931 | 69.963 | 0 | 0 | 0 | 0 | 0
2012-09-13 | 3 | Average Per Premise | 30% Cycling | 411653Average Per Premise30% Cycling | 2.7604 | 2.7604 | 69.8899
2012-09-13 | 3 | Average Per Premise | 50% Cycling | 411653Average Per Premise50% Cycling | 2.6519 | 2.6519 | 70.0007
2012-09-13 | 3 | Average Per Premise | All | 411653Average Per PremiseAll | 2.6888 | 2.6888 | 69.963 | 0 | 0 | 0 | 0 | 0
2012-09-13 | 3 | Average Per Ton | 30% Cycling | 411653Average Per Ton30% Cycling | 0.35558 | 0.35558 | 69.8899
2012-09-13 | 3 | Average Per Ton | 50% Cycling | 411653Average Per Ton50% Cycling | 0.31101 | 0.31101 | 70.0007
2012-09-13 | 3 | Average Per Ton | All | 411653Average Per TonAll | 0.32616 | 0.32616 | 69.963 | 0 | 0 | 0 | 0 | 0
2012-09-13 | 4 | Aggregate | 30% Cycling | 411654Aggregate30% Cycling | 4.4201 | 4.4201 | 69.4618
2012-09-13 | 4 | Aggregate | 50% Cycling | 411654Aggregate50% Cycling | 8.4174 | 8.4174 | 69.593
2012-09-13 | 4 | Aggregate | All | 411654AggregateAll | 12.8376 | 12.8376 | 69.5484 | 0 | 0 | 0 | 0 | 0
2012-09-13 | 4 | Average Per Device | 30% Cycling | 411654Average Per Device30% Cycling | 1.2925 | 1.2925 | 69.4618
2012-09-13 | 4 | Average Per Device | 50% Cycling | 411654Average Per Device50% Cycling | 1.2951 | 1.2951 | 69.593
2012-09-13 | 4 | Average Per Device | All | 411654Average Per DeviceAll | 1.2942 | 1.2942 | 69.5484 | 0 | 0 | 0 | 0 | 0
2012-09-13 | 4 | Average Per Premise | 30% Cycling | 411654Average Per Premise30% Cycling | 2.7268 | 2.7268 | 69.4618
2012-09-13 | 4 | Average Per Premise | 50% Cycling | 411654Average Per Premise50% Cycling | 2.6722 | 2.6722 | 69.593
2012-09-13 | 4 | Average Per Premise | All | 411654Average Per PremiseAll | 2.6908 | 2.6908 | 69.5484 | 0 | 0 | 0 | 0 | 0
2012-09-13 | 4 | Average Per Ton | 30% Cycling | 411654Average Per Ton30% Cycling | 0.35124 | 0.35124 | 69.4618
2012-09-13 | 4 | Average Per Ton | 50% Cycling | 411654Average Per Ton50% Cycling | 0.31339 | 0.31339 | 69.593
2012-09-13 | 4 | Average Per Ton | All | 411654Average Per TonAll | 0.32626 | 0.32626 | 69.5484 | 0 | 0 | 0 | 0 | 0
2012-09-13 | 5 | Aggregate | 30% Cycling | 411655Aggregate30% Cycling | 4.5737 | 4.5737 | 69.1294
2012-09-13 | 5 | Aggregate | 50% Cycling | 411655Aggregate50% Cycling | 8.3281 | 8.3281 | 69.1961
2012-09-13 | 5 | Aggregate | All | 411655AggregateAll | 12.902 | 12.902 | 69.1734 | 0 | 0 | 0 | 0 | 0
2012-09-13 | 5 | Average Per Device | 30% Cycling | 411655Average Per Device30% Cycling | 1.3374 | 1.3374 | 69.1294
2012-09-13 | 5 | Average Per Device | 50% Cycling | 411655Average Per Device50% Cycling | 1.2813 | 1.2813 | 69.1961
2012-09-13 | 5 | Average Per Device | All | 411655Average Per DeviceAll | 1.3004 | 1.3004 | 69.1734 | 0 | 0 | 0 | 0 | 0
2012-09-13 | 5 | Average Per Premise | 30% Cycling | 411655Average Per Premise30% Cycling | 2.8215 | 2.8215 | 69.1294
2012-09-13 | 5 | Average Per Premise | 50% Cycling | 411655Average Per Premise50% Cycling | 2.6438 | 2.6438 | 69.1961
2012-09-13 | 5 | Average Per Premise | All | 411655Average Per PremiseAll | 2.7043 | 2.7043 | 69.1734 | 0 | 0 | 0 | 0 | 0
2012-09-13 | 5 | Average Per Ton | 30% Cycling | 411655Average Per Ton30% Cycling | 0.36345 | 0.36345 | 69.1294
2012-09-13 | 5 | Average Per Ton | 50% Cycling | 411655Average Per Ton50% Cycling | 0.31006 | 0.31006 | 69.1961
2012-09-13 | 5 | Average Per Ton | All | 411655Average Per TonAll | 0.32822 | 0.32822 | 69.1734 | 0 | 0 | 0 | 0 | 0
2012-09-13 | 6 | Aggregate | 30% Cycling | 411656Aggregate30% Cycling | 5.2653 | 5.2653 | 68.842
2012-09-13 | 6 | Aggregate | 50% Cycling | 411656Aggregate50% Cycling | 8.6372 | 8.6372 | 68.948
2012-09-13 | 6 | Aggregate | All | 411656AggregateAll | 13.9031 | 13.9031 | 68.912 | 0 | 0 | 0 | 0 | 0
2012-09-13 | 6 | Average Per Device | 30% Cycling | 411656Average Per Device30% Cycling | 1.5397 | 1.5397 | 68.842
2012-09-13 | 6 | Average Per Device | 50% Cycling | 411656Average Per Device50% Cycling | 1.3289 | 1.3289 | 68.948
2012-09-13 | 6 | Average Per Device | All | 411656Average Per DeviceAll | 1.4006 | 1.4006 | 68.912 | 0 | 0 | 0 | 0 | 0
2012-09-13 | 6 | Average Per Premise | 30% Cycling | 411656Average Per Premise30% Cycling | 3.2482 | 3.2482 | 68.842
2012-09-13 | 6 | Average Per Premise | 50% Cycling | 411656Average Per Premise50% Cycling | 2.742 | 2.742 | 68.948
2012-09-13 | 6 | Average Per Premise | All | 411656Average Per PremiseAll | 2.9141 | 2.9141 | 68.912 | 0 | 0 | 0 | 0 | 0
2012-09-13 | 6 | Average Per Ton | 30% Cycling | 411656Average Per Ton30% Cycling | 0.41841 | 0.41841 | 68.842
2012-09-13 | 6 | Average Per Ton | 50% Cycling | 411656Average Per Ton50% Cycling | 0.32157 | 0.32157 | 68.948
2012-09-13 | 6 | Average Per Ton | All | 411656Average Per TonAll | 0.3545 | 0.3545 | 68.912 | 0 | 0 | 0 | 0 | 0
2012-09-13 | 7 | Aggregate | 30% Cycling | 411657Aggregate30% Cycling | 5.9486 | 5.9486 | 67.6966
2012-09-13 | 7 | Aggregate | 50% Cycling | 411657Aggregate50% Cycling | 9.2295 | 9.2295 | 67.8878
2012-09-13 | 7 | Aggregate | All | 411657AggregateAll | 15.179 | 15.179 | 67.8228 | 0 | 0 | 0 | 0 | 0
2012-09-13 | 7 | Average Per Device | 30% Cycling | 411657Average Per Device30% Cycling | 1.7395 | 1.7395 | 67.6966
2012-09-13 | 7 | Average Per Device | 50% Cycling | 411657Average Per Device50% Cycling | 1.42 | 1.42 | 67.8878
2012-09-13 | 7 | Average Per Device | All | 411657Average Per DeviceAll | 1.5286 | 1.5286 | 67.8228 | 0 | 0 | 0 | 0 | 0
2012-09-13 | 7 | Average Per Premise | 30% Cycling | 411657Average Per Premise30% Cycling | 3.6697 | 3.6697 | 67.6966
2012-09-13 | 7 | Average Per Premise | 50% Cycling | 411657Average Per Premise50% Cycling | 2.93 | 2.93 | 67.8878
2012-09-13 | 7 | Average Per Premise | All | 411657Average Per PremiseAll | 3.1815 | 3.1815 | 67.8228 | 0 | 0 | 0 | 0 | 0
2012-09-13 | 7 | Average Per Ton | 30% Cycling | 411657Average Per Ton30% Cycling | 0.47271 | 0.47271 | 67.6966
2012-09-13 | 7 | Average Per Ton | 50% Cycling | 411657Average Per Ton50% Cycling | 0.34363 | 0.34363 | 67.8878
2012-09-13 | 7 | Average Per Ton | All | 411657Average Per TonAll | 0.38751 | 0.38751 | 67.8228 | 0 | 0 | 0 | 0 | 0
2012-09-13 | 8 | Aggregate | 30% Cycling | 411658Aggregate30% Cycling | 6.8763 | 6.8763 | 69.321
2012-09-13 | 8 | Aggregate | 50% Cycling | 411658Aggregate50% Cycling | 11.1399 | 11.1399 | 69.3388
2012-09-13 | 8 | Aggregate | All | 411658AggregateAll | 18.0169 | 18.0169 | 69.3328 | 0 | 0 | 0 | 0 | 0
2012-09-13 | 8 | Average Per Device | 30% Cycling | 411658Average Per Device30% Cycling | 2.0107 | 2.0107 | 69.321
2012-09-13 | 8 | Average Per Device | 50% Cycling | 411658Average Per Device50% Cycling | 1.714 | 1.714 | 69.3388
2012-09-13 | 8 | Average Per Device | All | 411658Average Per DeviceAll | 1.8149 | 1.8149 | 69.3328 | 0 | 0 | 0 | 0 | 0
2012-09-13 | 8 | Average Per Premise | 30% Cycling | 411658Average Per Premise30% Cycling | 4.242 | 4.242 | 69.321
2012-09-13 | 8 | Average Per Premise | 50% Cycling | 411658Average Per Premise50% Cycling | 3.5365 | 3.5365 | 69.3388
2012-09-13 | 8 | Average Per Premise | All | 411658Average Per PremiseAll | 3.7763 | 3.7763 | 69.3328 | 0 | 0 | 0 | 0 | 0
2012-09-13 | 8 | Average Per Ton | 30% Cycling | 411658Average Per Ton30% Cycling | 0.54642 | 0.54642 | 69.321
2012-09-13 | 8 | Average Per Ton | 50% Cycling | 411658Average Per Ton50% Cycling | 0.41475 | 0.41475 | 69.3388
2012-09-13 | 8 | Average Per Ton | All | 411658Average Per TonAll | 0.45952 | 0.45952 | 69.3328 | 0 | 0 | 0 | 0 | 0
2012-09-13 | 9 | Aggregate | 30% Cycling | 411659Aggregate30% Cycling | 8.6126 | 8.6126 | 70.8881
2012-09-13 | 9 | Aggregate | 50% Cycling | 411659Aggregate50% Cycling | 13.7368 | 13.7368 | 70.6991
2012-09-13 | 9 | Aggregate | All | 411659AggregateAll | 22.3505 | 22.3505 | 70.7634 | 0 | 0 | 0 | 0 | 0
2012-09-13 | 9 | Average Per Device | 30% Cycling | 411659Average Per Device30% Cycling | 2.5185 | 2.5185 | 70.8881
2012-09-13 | 9 | Average Per Device | 50% Cycling | 411659Average Per Device50% Cycling | 2.1135 | 2.1135 | 70.6991
2012-09-13 | 9 | Average Per Device | All | 411659Average Per DeviceAll | 2.2512 | 2.2512 | 70.7634 | 0 | 0 | 0 | 0 | 0
2012-09-13 | 9 | Average Per Premise | 30% Cycling | 411659Average Per Premise30% Cycling | 5.3132 | 5.3132 | 70.8881
2012-09-13 | 9 | Average Per Premise | 50% Cycling | 411659Average Per Premise50% Cycling | 4.3609 | 4.3609 | 70.6991
2012-09-13 | 9 | Average Per Premise | All | 411659Average Per PremiseAll | 4.6847 | 4.6847 | 70.7634 | 0 | 0 | 0 | 0 | 0
2012-09-13 | 9 | Average Per Ton | 30% Cycling | 411659Average Per Ton30% Cycling | 0.6844 | 0.6844 | 70.8881
2012-09-13 | 9 | Average Per Ton | 50% Cycling | 411659Average Per Ton50% Cycling | 0.51144 | 0.51144 | 70.6991
2012-09-13 | 9 | Average Per Ton | All | 411659Average Per TonAll | 0.57025 | 0.57025 | 70.7634 | 0 | 0 | 0 | 0 | 0
2012-09-13 | 10 | Aggregate | 30% Cycling | 4116510Aggregate30% Cycling | 10.6123 | 10.6123 | 72.6151
2012-09-13 | 10 | Aggregate | 50% Cycling | 4116510Aggregate50% Cycling | 16.5995 | 16.5995 | 72.413
2012-09-13 | 10 | Aggregate | All | 4116510AggregateAll | 27.2133 | 27.2133 | 72.4817 | 0 | 0 | 0 | 0 | 0
2012-09-13 | 10 | Average Per Device | 30% Cycling | 4116510Average Per Device30% Cycling | 3.1032 | 3.1032 | 72.6151
2012-09-13 | 10 | Average Per Device | 50% Cycling | 4116510Average Per Device50% Cycling | 2.554 | 2.554 | 72.413
2012-09-13 | 10 | Average Per Device | All | 4116510Average Per DeviceAll | 2.7407 | 2.7407 | 72.4817 | 0 | 0 | 0 | 0 | 0
2012-09-13 | 10 | Average Per Premise | 30% Cycling | 4116510Average Per Premise30% Cycling | 6.5468 | 6.5468 | 72.6151
2012-09-13 | 10 | Average Per Premise | 50% Cycling | 4116510Average Per Premise50% Cycling | 5.2697 | 5.2697 | 72.413
2012-09-13 | 10 | Average Per Premise | All | 4116510Average Per PremiseAll | 5.7039 | 5.7039 | 72.4817 | 0 | 0 | 0 | 0 | 0
2012-09-13 | 10 | Average Per Ton | 30% Cycling | 4116510Average Per Ton30% Cycling | 0.84331 | 0.84331 | 72.6151
2012-09-13 | 10 | Average Per Ton | 50% Cycling | 4116510Average Per Ton50% Cycling | 0.61802 | 0.61802 | 72.413
2012-09-13 | 10 | Average Per Ton | All | 4116510Average Per TonAll | 0.69462 | 0.69462 | 72.4817 | 0 | 0 | 0 | 0 | 0
2012-09-13 | 11 | Aggregate | 30% Cycling | 4116511Aggregate30% Cycling | 12.0857 | 12.0857 | 77.5715
2012-09-13 | 11 | Aggregate | 50% Cycling | 4116511Aggregate50% Cycling | 19.5864 | 19.5864 | 77.1398
2012-09-13 | 11 | Aggregate | All | 4116511AggregateAll | 31.6735 | 31.6735 | 77.2866 | 0 | 0 | 0 | 0 | 0
2012-09-13 | 11 | Average Per Device | 30% Cycling | 4116511Average Per Device30% Cycling | 3.5341 | 3.5341 | 77.5715
2012-09-13 | 11 | Average Per Device | 50% Cycling | 4116511Average Per Device50% Cycling | 3.0135 | 3.0135 | 77.1398
2012-09-13 | 11 | Average Per Device | All | 4116511Average Per DeviceAll | 3.1905 | 3.1905 | 77.2866 | 0 | 0 | 0 | 0 | 0
2012-09-13 | 11 | Average Per Premise | 30% Cycling | 4116511Average Per Premise30% Cycling | 7.4557 | 7.4557 | 77.5715
2012-09-13 | 11 | Average Per Premise | 50% Cycling | 4116511Average Per Premise50% Cycling | 6.2179 | 6.2179 | 77.1398
2012-09-13 | 11 | Average Per Premise | All | 4116511Average Per PremiseAll | 6.6388 | 6.6388 | 77.2866 | 0 | 0 | 0 | 0 | 0
2012-09-13 | 11 | Average Per Ton | 30% Cycling | 4116511Average Per Ton30% Cycling | 0.96039 | 0.96039 | 77.5715
2012-09-13 | 11 | Average Per Ton | 50% Cycling | 4116511Average Per Ton50% Cycling | 0.72923 | 0.72923 | 77.1398
2012-09-13 | 11 | Average Per Ton | All | 4116511Average Per TonAll | 0.80782 | 0.80782 | 77.2866 | 0 | 0 | 0 | 0 | 0
2012-09-13 | 12 | Aggregate | 30% Cycling | 4116512Aggregate30% Cycling | 13.0248 | 13.0248 | 79.878
2012-09-13 | 12 | Aggregate | 50% Cycling | 4116512Aggregate50% Cycling | 20.9434 | 20.9434 | 79.4264
2012-09-13 | 12 | Aggregate | All | 4116512AggregateAll | 33.9698 | 33.9698 | 79.5799 | 0 | 0 | 0 | 0 | 0
2012-09-13 | 12 | Average Per Device | 30% Cycling | 4116512Average Per Device30% Cycling | 3.8087 | 3.8087 | 79.878
2012-09-13 | 12 | Average Per Device | 50% Cycling | 4116512Average Per Device50% Cycling | 3.2223 | 3.2223 | 79.4264
2012-09-13 | 12 | Average Per Device | All | 4116512Average Per DeviceAll | 3.4217 | 3.4217 | 79.5799 | 0 | 0 | 0 | 0 | 0
2012-09-13 | 12 | Average Per Premise | 30% Cycling | 4116512Average Per Premise30% Cycling | 8.035 | 8.035 | 79.878
2012-09-13 | 12 | Average Per Premise | 50% Cycling | 4116512Average Per Premise50% Cycling | 6.6487 | 6.6487 | 79.4264
2012-09-13 | 12 | Average Per Premise | All | 4116512Average Per PremiseAll | 7.1201 | 7.1201 | 79.5799 | 0 | 0 | 0 | 0 | 0
2012-09-13 | 12 | Average Per Ton | 30% Cycling | 4116512Average Per Ton30% Cycling | 1.035 | 1.035 | 79.878
2012-09-13 | 12 | Average Per Ton | 50% Cycling | 4116512Average Per Ton50% Cycling | 0.77975 | 0.77975 | 79.4264
2012-09-13 | 12 | Average Per Ton | All | 4116512Average Per TonAll | 0.86654 | 0.86654 | 79.5799 | 0 | 0 | 0 | 0 | 0
2012-09-13 | 13 | Aggregate | 30% Cycling | 4116513Aggregate30% Cycling | 13.5819 | 13.5819 | 78.8749
2012-09-13 | 13 | Aggregate | 50% Cycling | 4116513Aggregate50% Cycling | 21.4887 | 21.4887 | 78.252
2012-09-13 | 13 | Aggregate | All | 4116513AggregateAll | 35.0724 | 35.0724 | 78.4638 | 0 | 0 | 0 | 0 | 0
2012-09-13 | 13 | Average Per Device | 30% Cycling | 4116513Average Per Device30% Cycling | 3.9716 | 3.9716 | 78.8749
2012-09-13 | 13 | Average Per Device | 50% Cycling | 4116513Average Per Device50% Cycling | 3.3062 | 3.3062 | 78.252
2012-09-13 | 13 | Average Per Device | All | 4116513Average Per DeviceAll | 3.5324 | 3.5324 | 78.4638 | 0 | 0 | 0 | 0 | 0
2012-09-13 | 13 | Average Per Premise | 30% Cycling | 4116513Average Per Premise30% Cycling | 8.3787 | 8.3787 | 78.8749
2012-09-13 | 13 | Average Per Premise | 50% Cycling | 4116513Average Per Premise50% Cycling | 6.8218 | 6.8218 | 78.252
2012-09-13 | 13 | Average Per Premise | All | 4116513Average Per PremiseAll | 7.3512 | 7.3512 | 78.4638 | 0 | 0 | 0 | 0 | 0
2012-09-13 | 13 | Average Per Ton | 30% Cycling | 4116513Average Per Ton30% Cycling | 1.0793 | 1.0793 | 78.8749
2012-09-13 | 13 | Average Per Ton | 50% Cycling | 4116513Average Per Ton50% Cycling | 0.80005 | 0.80005 | 78.252
2012-09-13 | 13 | Average Per Ton | All | 4116513Average Per TonAll | 0.89499 | 0.89499 | 78.4638 | 0 | 0 | 0 | 0 | 0
2012-09-13 | 14 | Aggregate | 30% Cycling | 4116514Aggregate30% Cycling | 13.8095 | 13.8095 | 79.8762
2012-09-13 | 14 | Aggregate | 50% Cycling | 4116514Aggregate50% Cycling | 21.7068 | 21.7068 | 79.2803
2012-09-13 | 14 | Aggregate | All | 4116514AggregateAll | 35.5181 | 35.5181 | 79.4829 | 0 | 0 | 0 | 0 | 0
2012-09-13 | 14 | Average Per Device | 30% Cycling | 4116514Average Per Device30% Cycling | 4.0381 | 4.0381 | 79.8762
2012-09-13 | 14 | Average Per Device | 50% Cycling | 4116514Average Per Device50% Cycling | 3.3398 | 3.3398 | 79.2803
2012-09-13 | 14 | Average Per Device | All | 4116514Average Per DeviceAll | 3.5772 | 3.5772 | 79.4829 | 0 | 0 | 0 | 0 | 0
2012-09-13 | 14 | Average Per Premise | 30% Cycling | 4116514Average Per Premise30% Cycling | 8.5191 | 8.5191 | 79.8762
2012-09-13 | 14 | Average Per Premise | 50% Cycling | 4116514Average Per Premise50% Cycling | 6.8911 | 6.8911 | 79.2803
2012-09-13 | 14 | Average Per Premise | All | 4116514Average Per PremiseAll | 7.4446 | 7.4446 | 79.4829 | 0 | 0 | 0 | 0 | 0
2012-09-13 | 14 | Average Per Ton | 30% Cycling | 4116514Average Per Ton30% Cycling | 1.0974 | 1.0974 | 79.8762
2012-09-13 | 14 | Average Per Ton | 50% Cycling | 4116514Average Per Ton50% Cycling | 0.80817 | 0.80817 | 79.2803
2012-09-13 | 14 | Average Per Ton | All | 4116514Average Per TonAll | 0.9065 | 0.9065 | 79.4829 | 0 | 0 | 0 | 0 | 0
2012-09-13 | 15 | Aggregate | 30% Cycling | 4116515Aggregate30% Cycling | 13.6566 | 13.8857 | 80.2926 | -0.23438 | 0.03946 | 0.22912 | 0.41878 | 0.69263
2012-09-13 | 15 | Aggregate | 50% Cycling | 4116515Aggregate50% Cycling | 20.3372 | 21.6972 | 79.7826 | 0.29602 | 0.92463 | 1.36 | 1.7954 | 2.424
2012-09-13 | 15 | Aggregate | All | 4116515AggregateAll | 33.9961 | 35.5849 | 79.956 | 0.061367 | 0.96378 | 1.5888 | 2.2138 | 3.1162
2012-09-13 | 15 | Average Per Device | 30% Cycling | 4116515Average Per Device30% Cycling | 3.9935 | 4.0605 | 80.2926 | -0.21894 | -0.050003 | 0.067 | 0.184 | 0.35294
2012-09-13 | 15 | Average Per Device | 50% Cycling | 4116515Average Per Device50% Cycling | 3.129 | 3.3383 | 79.7826 | -0.12853 | 0.071033 | 0.20925 | 0.34746 | 0.54702
2012-09-13 | 15 | Average Per Device | All | 4116515Average Per DeviceAll | 3.4229 | 3.5838 | 79.956 | -0.15927 | 0.029881 | 0.16088 | 0.29188 | 0.48103
2012-09-13 | 15 | Average Per Premise | 30% Cycling | 4116515Average Per Premise30% Cycling | 8.4248 | 8.5662 | 80.2926 | -0.14459 | 0.024343 | 0.14135 | 0.25835 | 0.42728
2012-09-13 | 15 | Average Per Premise | 50% Cycling | 4116515Average Per Premise50% Cycling | 6.4563 | 6.888 | 79.7826 | 0.093975 | 0.29353 | 0.43175 | 0.56996 | 0.76952
2012-09-13 | 15 | Average Per Premise | All | 4116515Average Per PremiseAll | 7.1256 | 7.4586 | 79.956 | 0.012863 | 0.20201 | 0.33301 | 0.46401 | 0.65316
2012-09-13 | 15 | Average Per Ton | 30% Cycling | 4116515Average Per Ton30% Cycling | 1.0852 | 1.1034 | 80.2926 | -0.26773 | -0.098796 | 0.018207 | 0.13521 | 0.30414
2012-09-13 | 15 | Average Per Ton | 50% Cycling | 4116515Average Per Ton50% Cycling | 0.75718 | 0.80781 | 79.7826 | -0.28714 | -0.087579 | 0.050634 | 0.18885 | 0.38841
2012-09-13 | 15 | Average Per Ton | All | 4116515Average Per TonAll | 0.86871 | 0.90832 | 79.956 | -0.28054 | -0.091393 | 0.039609 | 0.17061 | 0.35976
2012-09-13 | 16 | Aggregate | 30% Cycling | 4116516Aggregate30% Cycling | 13.4922 | 13.6753 | 78.9358 | -0.16865 | 0.03915 | 0.18307 | 0.327 | 0.5348
2012-09-13 | 16 | Aggregate | 50% Cycling | 4116516Aggregate50% Cycling | 20.2331 | 21.036 | 78.3939 | -0.57736 | 0.23811 | 0.80291 | 1.3677 | 2.1832
2012-09-13 | 16 | Aggregate | All | 4116516AggregateAll | 33.7275 | 34.7133 | 78.5781 | -0.74593 | 0.2772 | 0.98582 | 1.6944 | 2.7176
2012-09-13 | 16 | Average Per Device | 30% Cycling | 4116516Average Per Device30% Cycling | 3.9454 | 3.9989 | 78.9358 | -0.16345 | -0.035253 | 0.053534 | 0.14232 | 0.27052
2012-09-13 | 16 | Average Per Device | 50% Cycling | 4116516Average Per Device50% Cycling | 3.113 | 3.2365 | 78.3939 | -0.31465 | -0.055767 | 0.12353 | 0.30283 | 0.56172
2012-09-13 | 16 | Average Per Device | All | 4116516Average Per DeviceAll | 3.396 | 3.4958 | 78.5781 | -0.26324 | -0.048792 | 0.099734 | 0.24826 | 0.46271
2012-09-13 | 16 | Average Per Premise | 30% Cycling | 4116516Average Per Premise30% Cycling | 8.3234 | 8.4363 | 78.9358 | -0.10404 | 0.024152 | 0.11294 | 0.20173 | 0.32992
2012-09-13 | 16 | Average Per Premise | 50% Cycling | 4116516Average Per Premise50% Cycling | 6.4232 | 6.6781 | 78.3939 | -0.18329 | 0.075592 | 0.25489 | 0.43419 | 0.69307
2012-09-13 | 16 | Average Per Premise | All | 4116516Average Per PremiseAll | 7.0693 | 7.2759 | 78.5781 | -0.15635 | 0.058102 | 0.20663 | 0.35515 | 0.5696
2012-09-13 | 16 | Average Per Ton | 30% Cycling | 4116516Average Per Ton30% Cycling | 1.0722 | 1.0867 | 78.9358 | -0.20243 | -0.074239 | 0.014548 | 0.10334 | 0.23153
2012-09-13 | 16 | Average Per Ton | 50% Cycling | 4116516Average Per Ton50% Cycling | 0.7533 | 0.78319 | 78.3939 | -0.40829 | -0.14941 | 0.029893 | 0.20919 | 0.46808
2012-09-13 | 16 | Average Per Ton | All | 4116516Average Per TonAll | 0.86171 | 0.88639 | 78.5781 | -0.3383 | -0.12385 | 0.024676 | 0.1732 | 0.38765
2012-09-13 | 17 | Aggregate | 30% Cycling | 4116517Aggregate30% Cycling | 12.8469 | 13.0157 | 77.3427 | -0.21393 | 0.012146 | 0.16873 | 0.32531 | 0.55138
2012-09-13 | 17 | Aggregate | 50% Cycling | 4116517Aggregate50% Cycling | 19.9473 | 19.7806 | 77.0107 | -1.5245 | -0.7223 | -0.16668 | 0.38893 | 1.1911
2012-09-13 | 17 | Aggregate | All | 4116517AggregateAll | 32.796 | 32.7983 | 77.1236 | -1.738 | -0.70988 | 0.0022205 | 0.71432 | 1.7425
2012-09-13 | 17 | Average Per Device | 30% Cycling | 4116517Average Per Device30% Cycling | 3.7567 | 3.806 | 77.3427 | -0.18672 | -0.047256 | 0.049339 | 0.14593 | 0.2854
2012-09-13 | 17 | Average Per Device | 50% Cycling | 4116517Average Per Device50% Cycling | 3.069 | 3.0434 | 77.0107 | -0.4567 | -0.20203 | -0.025646 | 0.15074 | 0.40541
2012-09-13 | 17 | Average Per Device | All | 4116517Average Per DeviceAll | 3.3028 | 3.3027 | 77.1236 | -0.36491 | -0.14941 | -0.0001511 | 0.1491 | 0.36461
2012-09-13 | 17 | Average Per Premise | 30% Cycling | 4116517Average Per Premise30% Cycling | 7.9253 | 8.0294 | 77.3427 | -0.13197 | 0.0074928 | 0.10409 | 0.20068 | 0.34015
2012-09-13 | 17 | Average Per Premise | 50% Cycling | 4116517Average Per Premise50% Cycling | 6.3325 | 6.2796 | 77.0107 | -0.48397 | -0.2293 | -0.052916 | 0.12347 | 0.37814
2012-09-13 | 17 | Average Per Premise | All | 4116517Average Per PremiseAll | 6.874 | 6.8745 | 77.1236 | -0.36429 | -0.14879 | 0.0004654 | 0.14972 | 0.36522
2012-09-13 | 17 | Average Per Ton | 30% Cycling | 4116517Average Per Ton30% Cycling | 1.0209 | 1.0343 | 77.3427 | -0.22265 | -0.083187 | 0.013408 | 0.11 | 0.24947
2012-09-13 | 17 | Average Per Ton | 50% Cycling | 4116517Average Per Ton50% Cycling | 0.74266 | 0.73645 | 77.0107 | -0.43726 | -0.18259 | -0.0062058 | 0.17018 | 0.42485
2012-09-13 | 17 | Average Per Ton | All | 4116517Average Per TonAll | 0.83726 | 0.83772 | 77.1236 | -0.36429 | -0.14879 | 0.0004628 | 0.14972 | 0.36522
2012-09-13 | 18 | Aggregate | 30% Cycling | 4116518Aggregate30% Cycling | 11.0627 | 11.2003 | 75.6222 | -0.3439 | -0.059442 | 0.13757 | 0.33458 | 0.61903
2012-09-13 | 18 | Aggregate | 50% Cycling | 4116518Aggregate50% Cycling | 17.7773 | 17.468 | 75.2756 | -2.0364 | -1.0161 | -0.30937 | 0.39732 | 1.4177
2012-09-13 | 18 | Aggregate | All | 4116518AggregateAll | 28.8414 | 28.6698 | 75.3935 | -2.3798 | -1.0752 | -0.17159 | 0.73199 | 2.0366
2012-09-13 | 18 | Average Per Device | 30% Cycling | 4116518Average Per Device30% Cycling | 3.2349 | 3.2752 | 75.6222 | -0.25679 | -0.081309 | 0.040228 | 0.16176 | 0.33725
2012-09-13 | 18 | Average Per Device | 50% Cycling | 4116518Average Per Device50% Cycling | 2.7352 | 2.6876 | 75.2756 | -0.59586 | -0.27194 | -0.047599 | 0.17675 | 0.50066
2012-09-13 | 18 | Average Per Device | All | 4116518Average Per DeviceAll | 2.9051 | 2.8874 | 75.3935 | -0.48058 | -0.20713 | -0.017738 | 0.17165 | 0.4451
2012-09-13 | 18 | Average Per Premise | 30% Cycling | 4116518Average Per Premise30% Cycling | 6.8246 | 6.9095 | 75.6222 | -0.21215 | -0.03667 | 0.084867 | 0.2064 | 0.38188
2012-09-13 | 18 | Average Per Premise | 50% Cycling | 4116518Average Per Premise50% Cycling | 5.6436 | 5.5454 | 75.2756 | -0.64647 | -0.32256 | -0.098212 | 0.12613 | 0.45005
2012-09-13 | 18 | Average Per Premise | All | 4116518Average Per PremiseAll | 6.0451 | 6.0092 | 75.3935 | -0.4988 | -0.22535 | -0.035965 | 0.15342 | 0.42687
2012-09-13 | 18 | Average Per Ton | 30% Cycling | 4116518Average Per Ton30% Cycling | 0.8791 | 0.89003 | 75.6222 | -0.28609 | -0.11061 | 0.010932 | 0.13247 | 0.30795
2012-09-13 | 18 | Average Per Ton | 50% Cycling | 4116518Average Per Ton50% Cycling | 0.66187 | 0.65035 | 75.2756 | -0.55978 | -0.23586 | -0.011518 | 0.21283 | 0.53674
2012-09-13 | 18 | Average Per Ton | All | 4116518Average Per TonAll | 0.73573 | 0.73184 | 75.3935 | -0.46672 | -0.19327 | -0.0038851 | 0.1855 | 0.45895
2012-09-13 | 19 | Aggregate | 30% Cycling | 4116519Aggregate30% Cycling | 9.7277 | 9.7277 | 72.1319
2012-09-13 | 19 | Aggregate | 50% Cycling | 4116519Aggregate50% Cycling | 14.8394 | 14.8394 | 72.1581
2012-09-13 | 19 | Aggregate | All | 4116519AggregateAll | 24.5685 | 24.5685 | 72.1492 | 0 | 0 | 0 | 0 | 0
2012-09-13 | 19 | Average Per Device | 30% Cycling | 4116519Average Per Device30% Cycling | 2.8446 | 2.8446 | 72.1319
2012-09-13 | 19 | Average Per Device | 50% Cycling | 4116519Average Per Device50% Cycling | 2.2831 | 2.2831 | 72.1581
2012-09-13 | 19 | Average Per Device | All | 4116519Average Per DeviceAll | 2.474 | 2.474 | 72.1492 | 0 | 0 | 0 | 0 | 0
2012-09-13 | 19 | Average Per Premise | 30% Cycling | 4116519Average Per Premise30% Cycling | 6.001 | 6.001 | 72.1319
2012-09-13 | 19 | Average Per Premise | 50% Cycling | 4116519Average Per Premise50% Cycling | 4.7109 | 4.7109 | 72.1581
2012-09-13 | 19 | Average Per Premise | All | 4116519Average Per PremiseAll | 5.1495 | 5.1495 | 72.1492 | 0 | 0 | 0 | 0 | 0
2012-09-13 | 19 | Average Per Ton | 30% Cycling | 4116519Average Per Ton30% Cycling | 0.77301 | 0.77301 | 72.1319
2012-09-13 | 19 | Average Per Ton | 50% Cycling | 4116519Average Per Ton50% Cycling | 0.55249 | 0.55249 | 72.1581
2012-09-13 | 19 | Average Per Ton | All | 4116519Average Per TonAll | 0.62746 | 0.62746 | 72.1492 | 0 | 0 | 0 | 0 | 0
2012-09-13 | 20 | Aggregate | 30% Cycling | 4116520Aggregate30% Cycling | 9.0122 | 9.0122 | 71.5257
2012-09-13 | 20 | Aggregate | 50% Cycling | 4116520Aggregate50% Cycling | 13.5756 | 13.5756 | 71.5099
2012-09-13 | 20 | Aggregate | All | 4116520AggregateAll | 22.5893 | 22.5893 | 71.5152 | 0 | 0 | 0 | 0 | 0
2012-09-13 | 20 | Average Per Device | 30% Cycling | 4116520Average Per Device30% Cycling | 2.6353 | 2.6353 | 71.5257
2012-09-13 | 20 | Average Per Device | 50% Cycling | 4116520Average Per Device50% Cycling | 2.0887 | 2.0887 | 71.5099
2012-09-13 | 20 | Average Per Device | All | 4116520Average Per DeviceAll | 2.2746 | 2.2746 | 71.5152 | 0 | 0 | 0 | 0 | 0
2012-09-13 | 20 | Average Per Premise | 30% Cycling | 4116520Average Per Premise30% Cycling | 5.5597 | 5.5597 | 71.5257
2012-09-13 | 20 | Average Per Premise | 50% Cycling | 4116520Average Per Premise50% Cycling | 4.3097 | 4.3097 | 71.5099
2012-09-13 | 20 | Average Per Premise | All | 4116520Average Per PremiseAll | 4.7347 | 4.7347 | 71.5152 | 0 | 0 | 0 | 0 | 0
2012-09-13 | 20 | Average Per Ton | 30% Cycling | 4116520Average Per Ton30% Cycling | 0.71616 | 0.71616 | 71.5257
2012-09-13 | 20 | Average Per Ton | 50% Cycling | 4116520Average Per Ton50% Cycling | 0.50544 | 0.50544 | 71.5099
2012-09-13 | 20 | Average Per Ton | All | 4116520Average Per TonAll | 0.57708 | 0.57708 | 71.5152 | 0 | 0 | 0 | 0 | 0
2012-09-13 | 21 | Aggregate | 30% Cycling | 4116521Aggregate30% Cycling | 8.2477 | 8.2477 | 70.1733
2012-09-13 | 21 | Aggregate | 50% Cycling | 4116521Aggregate50% Cycling | 12.6567 | 12.6567 | 70.3504
2012-09-13 | 21 | Aggregate | All | 4116521AggregateAll | 20.9056 | 20.9056 | 70.2902 | 0 | 0 | 0 | 0 | 0
2012-09-13 | 21 | Average Per Device | 30% Cycling | 4116521Average Per Device30% Cycling | 2.4118 | 2.4118 | 70.1733
2012-09-13 | 21 | Average Per Device | 50% Cycling | 4116521Average Per Device50% Cycling | 1.9473 | 1.9473 | 70.3504
2012-09-13 | 21 | Average Per Device | All | 4116521Average Per DeviceAll | 2.1052 | 2.1052 | 70.2902 | 0 | 0 | 0 | 0 | 0
2012-09-13 | 21 | Average Per Premise | 30% Cycling | 4116521Average Per Premise30% Cycling | 5.088 | 5.088 | 70.1733
2012-09-13 | 21 | Average Per Premise | 50% Cycling | 4116521Average Per Premise50% Cycling | 4.018 | 4.018 | 70.3504
2012-09-13 | 21 | Average Per Premise | All | 4116521Average Per PremiseAll | 4.3818 | 4.3818 | 70.2902 | 0 | 0 | 0 | 0 | 0
2012-09-13 | 21 | Average Per Ton | 30% Cycling | 4116521Average Per Ton30% Cycling | 0.6554 | 0.6554 | 70.1733
2012-09-13 | 21 | Average Per Ton | 50% Cycling | 4116521Average Per Ton50% Cycling | 0.47122 | 0.47122 | 70.3504
2012-09-13 | 21 | Average Per Ton | All | 4116521Average Per TonAll | 0.53385 | 0.53385 | 70.2902 | 0 | 0 | 0 | 0 | 0
2012-09-13 | 22 | Aggregate | 30% Cycling | 4116522Aggregate30% Cycling | 7.3225 | 7.3225 | 69.9693
2012-09-13 | 22 | Aggregate | 50% Cycling | 4116522Aggregate50% Cycling | 11.2562 | 11.2562 | 70.0871
2012-09-13 | 22 | Aggregate | All | 4116522AggregateAll | 18.5797 | 18.5797 | 70.047 | 0 | 0 | 0 | 0 | 0
2012-09-13 | 22 | Average Per Device | 30% Cycling | 4116522Average Per Device30% Cycling | 2.1412 | 2.1412 | 69.9693
2012-09-13 | 22 | Average Per Device | 50% Cycling | 4116522Average Per Device50% Cycling | 1.7318 | 1.7318 | 70.0871
2012-09-13 | 22 | Average Per Device | All | 4116522Average Per DeviceAll | 1.871 | 1.871 | 70.047 | 0 | 0 | 0 | 0 | 0
2012-09-13 | 22 | Average Per Premise | 30% Cycling | 4116522Average Per Premise30% Cycling | 4.5173 | 4.5173 | 69.9693
2012-09-13 | 22 | Average Per Premise | 50% Cycling | 4116522Average Per Premise50% Cycling | 3.5734 | 3.5734 | 70.0871
2012-09-13 | 22 | Average Per Premise | All | 4116522Average Per PremiseAll | 3.8943 | 3.8943 | 70.047 | 0 | 0 | 0 | 0 | 0
2012-09-13 | 22 | Average Per Ton | 30% Cycling | 4116522Average Per Ton30% Cycling | 0.58188 | 0.58188 | 69.9693
2012-09-13 | 22 | Average Per Ton | 50% Cycling | 4116522Average Per Ton50% Cycling | 0.41908 | 0.41908 | 70.0871
2012-09-13 | 22 | Average Per Ton | All | 4116522Average Per TonAll | 0.47443 | 0.47443 | 70.047 | 0 | 0 | 0 | 0 | 0
2012-09-13 | 23 | Aggregate | 30% Cycling | 4116523Aggregate30% Cycling | 6.0781 | 6.0781 | 68.7649
2012-09-13 | 23 | Aggregate | 50% Cycling | 4116523Aggregate50% Cycling | 10.0219 | 10.0219 | 68.858
2012-09-13 | 23 | Aggregate | All | 4116523AggregateAll | 16.1006 | 16.1006 | 68.8264 | 0 | 0 | 0 | 0 | 0
2012-09-13 | 23 | Average Per Device | 30% Cycling | 4116523Average Per Device30% Cycling | 1.7773 | 1.7773 | 68.7649
2012-09-13 | 23 | Average Per Device | 50% Cycling | 4116523Average Per Device50% Cycling | 1.5419 | 1.5419 | 68.858
2012-09-13 | 23 | Average Per Device | All | 4116523Average Per DeviceAll | 1.622 | 1.622 | 68.8264 | 0 | 0 | 0 | 0 | 0
2012-09-13 | 23 | Average Per Premise | 30% Cycling | 4116523Average Per Premise30% Cycling | 3.7496 | 3.7496 | 68.7649
2012-09-13 | 23 | Average Per Premise | 50% Cycling | 4116523Average Per Premise50% Cycling | 3.1815 | 3.1815 | 68.858
2012-09-13 | 23 | Average Per Premise | All | 4116523Average Per PremiseAll | 3.3747 | 3.3747 | 68.8264 | 0 | 0 | 0 | 0 | 0
2012-09-13 | 23 | Average Per Ton | 30% Cycling | 4116523Average Per Ton30% Cycling | 0.48299 | 0.48299 | 68.7649
2012-09-13 | 23 | Average Per Ton | 50% Cycling | 4116523Average Per Ton50% Cycling | 0.37313 | 0.37313 | 68.858
2012-09-13 | 23 | Average Per Ton | All | 4116523Average Per TonAll | 0.41048 | 0.41048 | 68.8264 | 0 | 0 | 0 | 0 | 0
2012-09-13 | 24 | Aggregate | 30% Cycling | 4116524Aggregate30% Cycling | 5.3417 | 5.3417 | 67.646
2012-09-13 | 24 | Aggregate | 50% Cycling | 4116524Aggregate50% Cycling | 9.3225 | 9.3225 | 67.7891
2012-09-13 | 24 | Aggregate | All | 4116524AggregateAll | 14.6646 | 14.6646 | 67.7405 | 0 | 0 | 0 | 0 | 0
2012-09-13 | 24 | Average Per Device | 30% Cycling | 4116524Average Per Device30% Cycling | 1.562 | 1.562 | 67.646
2012-09-13 | 24 | Average Per Device | 50% Cycling | 4116524Average Per Device50% Cycling | 1.4343 | 1.4343 | 67.7891
2012-09-13 | 24 | Average Per Device | All | 4116524Average Per DeviceAll | 1.4777 | 1.4777 | 67.7405 | 0 | 0 | 0 | 0 | 0
2012-09-13 | 24 | Average Per Premise | 30% Cycling | 4116524Average Per Premise30% Cycling | 3.2953 | 3.2953 | 67.646
2012-09-13 | 24 | Average Per Premise | 50% Cycling | 4116524Average Per Premise50% Cycling | 2.9595 | 2.9595 | 67.7891
2012-09-13 | 24 | Average Per Premise | All | 4116524Average Per PremiseAll | 3.0737 | 3.0737 | 67.7405 | 0 | 0 | 0 | 0 | 0
2012-09-13 | 24 | Average Per Ton | 30% Cycling | 4116524Average Per Ton30% Cycling | 0.42448 | 0.42448 | 67.646
2012-09-13 | 24 | Average Per Ton | 50% Cycling | 4116524Average Per Ton50% Cycling | 0.34709 | 0.34709 | 67.7891
2012-09-13 | 24 | Average Per Ton | All | 4116524Average Per TonAll | 0.3734 | 0.3734 | 67.7405 | 0 | 0 | 0 | 0 | 0
2012-09-14 | 1 | Aggregate | 30% Cycling | 411661Aggregate30% Cycling | 5.6202 | 5.6202 | 67.2748
2012-09-14 | 1 | Aggregate | 50% Cycling | 411661Aggregate50% Cycling | 10.1059 | 10.1059 | 67.5303
2012-09-14 | 1 | Aggregate | All | 411661AggregateAll | 15.7264 | 15.7264 | 67.4434 | 0 | 0 | 0 | 0 | 0
2012-09-14 | 1 | Average Per Device | 30% Cycling | 411661Average Per Device30% Cycling | 1.6434 | 1.6434 | 67.2748
2012-09-14 | 1 | Average Per Device | 50% Cycling | 411661Average Per Device50% Cycling | 1.5549 | 1.5549 | 67.5303
2012-09-14 | 1 | Average Per Device | All | 411661Average Per DeviceAll | 1.585 | 1.585 | 67.4434 | 0 | 0 | 0 | 0 | 0
2012-09-14 | 1 | Average Per Premise | 30% Cycling | 411661Average Per Premise30% Cycling | 3.4671 | 3.4671 | 67.2748
2012-09-14 | 1 | Average Per Premise | 50% Cycling | 411661Average Per Premise50% Cycling | 3.2082 | 3.2082 | 67.5303
2012-09-14 | 1 | Average Per Premise | All | 411661Average Per PremiseAll | 3.2962 | 3.2962 | 67.4434 | 0 | 0 | 0 | 0 | 0
2012-09-14 | 1 | Average Per Ton | 30% Cycling | 411661Average Per Ton30% Cycling | 0.44661 | 0.44661 | 67.2748
2012-09-14 | 1 | Average Per Ton | 50% Cycling | 411661Average Per Ton50% Cycling | 0.37625 | 0.37625 | 67.5303
2012-09-14 | 1 | Average Per Ton | All | 411661Average Per TonAll | 0.40017 | 0.40017 | 67.4434 | 0 | 0 | 0 | 0 | 0
2012-09-14 | 2 | Aggregate | 30% Cycling | 411662Aggregate30% Cycling | 5.4568 | 5.4568 | 66.9042
2012-09-14 | 2 | Aggregate | 50% Cycling | 411662Aggregate50% Cycling | 9.8968 | 9.8968 | 67.2366
2012-09-14 | 2 | Aggregate | All | 411662AggregateAll | 15.3538 | 15.3538 | 67.1236 | 0 | 0 | 0 | 0 | 0
2012-09-14 | 2 | Average Per Device | 30% Cycling | 411662Average Per Device30% Cycling | 1.5957 | 1.5957 | 66.9042
2012-09-14 | 2 | Average Per Device | 50% Cycling | 411662Average Per Device50% Cycling | 1.5227 | 1.5227 | 67.2366
2012-09-14 | 2 | Average Per Device | All | 411662Average Per DeviceAll | 1.5475 | 1.5475 | 67.1236 | 0 | 0 | 0 | 0 | 0
2012-09-14 | 2 | Average Per Premise | 30% Cycling | 411662Average Per Premise30% Cycling | 3.3663 | 3.3663 | 66.9042
2012-09-14 | 2 | Average Per Premise | 50% Cycling | 411662Average Per Premise50% Cycling | 3.1418 | 3.1418 | 67.2366
2012-09-14 | 2 | Average Per Premise | All | 411662Average Per PremiseAll | 3.2182 | 3.2182 | 67.1236 | 0 | 0 | 0 | 0 | 0
2012-09-14 | 2 | Average Per Ton | 30% Cycling | 411662Average Per Ton30% Cycling | 0.43362 | 0.43362 | 66.9042
2012-09-14 | 2 | Average Per Ton | 50% Cycling | 411662Average Per Ton50% Cycling | 0.36847 | 0.36847 | 67.2366
2012-09-14 | 2 | Average Per Ton | All | 411662Average Per TonAll | 0.39062 | 0.39062 | 67.1236 | 0 | 0 | 0 | 0 | 0
2012-09-14 | 3 | Aggregate | 30% Cycling | 411663Aggregate30% Cycling | 5.3027 | 5.3027 | 65.7334
2012-09-14 | 3 | Aggregate | 50% Cycling | 411663Aggregate50% Cycling | 9.7332 | 9.7332 | 66.0982
2012-09-14 | 3 | Aggregate | All | 411663AggregateAll | 15.036 | 15.036 | 65.9742 | 0 | 0 | 0 | 0 | 0
2012-09-14 | 3 | Average Per Device | 30% Cycling | 411663Average Per Device30% Cycling | 1.5506 | 1.5506 | 65.7334
2012-09-14 | 3 | Average Per Device | 50% Cycling | 411663Average Per Device50% Cycling | 1.4975 | 1.4975 | 66.0982
2012-09-14 | 3 | Average Per Device | All | 411663Average Per DeviceAll | 1.5156 | 1.5156 | 65.9742 | 0 | 0 | 0 | 0 | 0
2012-09-14 | 3 | Average Per Premise | 30% Cycling | 411663Average Per Premise30% Cycling | 3.2712 | 3.2712 | 65.7334
2012-09-14 | 3 | Average Per Premise | 50% Cycling | 411663Average Per Premise50% Cycling | 3.0899 | 3.0899 | 66.0982
2012-09-14 | 3 | Average Per Premise | All | 411663Average Per PremiseAll | 3.1515 | 3.1515 | 65.9742 | 0 | 0 | 0 | 0 | 0
2012-09-14 | 3 | Average Per Ton | 30% Cycling | 411663Average Per Ton30% Cycling | 0.42138 | 0.42138 | 65.7334
2012-09-14 | 3 | Average Per Ton | 50% Cycling | 411663Average Per Ton50% Cycling | 0.36238 | 0.36238 | 66.0982
2012-09-14 | 3 | Average Per Ton | All | 411663Average Per TonAll | 0.38244 | 0.38244 | 65.9742 | 0 | 0 | 0 | 0 | 0
2012-09-14 | 4 | Aggregate | 30% Cycling | 411664Aggregate30% Cycling | 5.243 | 5.243 | 64.4227
2012-09-14 | 4 | Aggregate | 50% Cycling | 411664Aggregate50% Cycling | 9.8031 | 9.8031 | 64.8839
2012-09-14 | 4 | Aggregate | All | 411664AggregateAll | 15.0462 | 15.0462 | 64.7271 | 0 | 0 | 0 | 0 | 0
2012-09-14 | 4 | Average Per Device | 30% Cycling | 411664Average Per Device30% Cycling | 1.5331 | 1.5331 | 64.4227
2012-09-14 | 4 | Average Per Device | 50% Cycling | 411664Average Per Device50% Cycling | 1.5083 | 1.5083 | 64.8839
2012-09-14 | 4 | Average Per Device | All | 411664Average Per DeviceAll | 1.5167 | 1.5167 | 64.7271 | 0 | 0 | 0 | 0 | 0
2012-09-14 | 4 | Average Per Premise | 30% Cycling | 411664Average Per Premise30% Cycling | 3.2344 | 3.2344 | 64.4227
2012-09-14 | 4 | Average Per Premise | 50% Cycling | 411664Average Per Premise50% Cycling | 3.1121 | 3.1121 | 64.8839
2012-09-14 | 4 | Average Per Premise | All | 411664Average Per PremiseAll | 3.1537 | 3.1537 | 64.7271 | 0 | 0 | 0 | 0 | 0
2012-09-14 | 4 | Average Per Ton | 30% Cycling | 411664Average Per Ton30% Cycling | 0.41663 | 0.41663 | 64.4227
2012-09-14 | 4 | Average Per Ton | 50% Cycling | 411664Average Per Ton50% Cycling | 0.36498 | 0.36498 | 64.8839
2012-09-14 | 4 | Average Per Ton | All | 411664Average Per TonAll | 0.38254 | 0.38254 | 64.7271 | 0 | 0 | 0 | 0 | 0
2012-09-14 | 5 | Aggregate | 30% Cycling | 411665Aggregate30% Cycling | 5.4109 | 5.4109 | 64.4369
2012-09-14 | 5 | Aggregate | 50% Cycling | 411665Aggregate50% Cycling | 9.7055 | 9.7055 | 64.9067
2012-09-14 | 5 | Aggregate | All | 411665AggregateAll | 15.1167 | 15.1167 | 64.747 | 0 | 0 | 0 | 0 | 0
2012-09-14 | 5 | Average Per Device | 30% Cycling | 411665Average Per Device30% Cycling | 1.5823 | 1.5823 | 64.4369
2012-09-14 | 5 | Average Per Device | 50% Cycling | 411665Average Per Device50% Cycling | 1.4933 | 1.4933 | 64.9067
2012-09-14 | 5 | Average Per Device | All | 411665Average Per DeviceAll | 1.5235 | 1.5235 | 64.747 | 0 | 0 | 0 | 0 | 0
2012-09-14 | 5 | Average Per Premise | 30% Cycling | 411665Average Per Premise30% Cycling | 3.338 | 3.338 | 64.4369
2012-09-14 | 5 | Average Per Premise | 50% Cycling | 411665Average Per Premise50% Cycling | 3.0811 | 3.0811 | 64.9067
2012-09-14 | 5 | Average Per Premise | All | 411665Average Per PremiseAll | 3.1685 | 3.1685 | 64.747 | 0 | 0 | 0 | 0 | 0
2012-09-14 | 5 | Average Per Ton | 30% Cycling | 411665Average Per Ton30% Cycling | 0.42998 | 0.42998 | 64.4369
2012-09-14 | 5 | Average Per Ton | 50% Cycling | 411665Average Per Ton50% Cycling | 0.36135 | 0.36135 | 64.9067
2012-09-14 | 5 | Average Per Ton | All | 411665Average Per TonAll | 0.38468 | 0.38468 | 64.747 | 0 | 0 | 0 | 0 | 0
2012-09-14 | 6 | Aggregate | 30% Cycling | 411666Aggregate30% Cycling | 6.1671 | 6.1671 | 63.9989
2012-09-14 | 6 | Aggregate | 50% Cycling | 411666Aggregate50% Cycling | 10.043 | 10.043 | 64.5842
2012-09-14 | 6 | Aggregate | All | 411666AggregateAll | 16.2109 | 16.2109 | 64.3852 | 0 | 0 | 0 | 0 | 0
2012-09-14 | 6 | Average Per Device | 30% Cycling | 411666Average Per Device30% Cycling | 1.8034 | 1.8034 | 63.9989
2012-09-14 | 6 | Average Per Device | 50% Cycling | 411666Average Per Device50% Cycling | 1.5452 | 1.5452 | 64.5842
2012-09-14 | 6 | Average Per Device | All | 411666Average Per DeviceAll | 1.633 | 1.633 | 64.3852 | 0 | 0 | 0 | 0 | 0
2012-09-14 | 6 | Average Per Premise | 30% Cycling | 411666Average Per Premise30% Cycling | 3.8045 | 3.8045 | 63.9989
2012-09-14 | 6 | Average Per Premise | 50% Cycling | 411666Average Per Premise50% Cycling | 3.1883 | 3.1883 | 64.5842
2012-09-14 | 6 | Average Per Premise | All | 411666Average Per PremiseAll | 3.3978 | 3.3978 | 64.3852 | 0 | 0 | 0 | 0 | 0
2012-09-14 | 6 | Average Per Ton | 30% Cycling | 411666Average Per Ton30% Cycling | 0.49007 | 0.49007 | 63.9989
2012-09-14 | 6 | Average Per Ton | 50% Cycling | 411666Average Per Ton50% Cycling | 0.37391 | 0.37391 | 64.5842
2012-09-14 | 6 | Average Per Ton | All | 411666Average Per TonAll | 0.41341 | 0.41341 | 64.3852 | 0 | 0 | 0 | 0 | 0
2012-09-14 | 7 | Aggregate | 30% Cycling | 411667Aggregate30% Cycling | 6.9142 | 6.9142 | 65.367
2012-09-14 | 7 | Aggregate | 50% Cycling | 411667Aggregate50% Cycling | 10.6898 | 10.6898 | 65.7605
2012-09-14 | 7 | Aggregate | All | 411667AggregateAll | 17.605 | 17.605 | 65.6267 | 0 | 0 | 0 | 0 | 0
2012-09-14 | 7 | Average Per Device | 30% Cycling | 411667Average Per Device30% Cycling | 2.0218 | 2.0218 | 65.367
2012-09-14 | 7 | Average Per Device | 50% Cycling | 411667Average Per Device50% Cycling | 1.6447 | 1.6447 | 65.7605
2012-09-14 | 7 | Average Per Device | All | 411667Average Per DeviceAll | 1.7729 | 1.7729 | 65.6267 | 0 | 0 | 0 | 0 | 0
2012-09-14 | 7 | Average Per Premise | 30% Cycling | 411667Average Per Premise30% Cycling | 4.2654 | 4.2654 | 65.367
2012-09-14 | 7 | Average Per Premise | 50% Cycling | 411667Average Per Premise50% Cycling | 3.3936 | 3.3936 | 65.7605
2012-09-14 | 7 | Average Per Premise | All | 411667Average Per PremiseAll | 3.69 | 3.69 | 65.6267 | 0 | 0 | 0 | 0 | 0
2012-09-14 | 7 | Average Per Ton | 30% Cycling | 411667Average Per Ton30% Cycling | 0.54944 | 0.54944 | 65.367
2012-09-14 | 7 | Average Per Ton | 50% Cycling | 411667Average Per Ton50% Cycling | 0.39799 | 0.39799 | 65.7605
2012-09-14 | 7 | Average Per Ton | All | 411667Average Per TonAll | 0.44948 | 0.44948 | 65.6267 | 0 | 0 | 0 | 0 | 0
2012-09-14 | 8 | Aggregate | 30% Cycling | 411668Aggregate30% Cycling | 7.9284 | 7.9284 | 70.6856
2012-09-14 | 8 | Aggregate | 50% Cycling | 411668Aggregate50% Cycling | 12.7758 | 12.7758 | 70.7346
2012-09-14 | 8 | Aggregate | All | 411668AggregateAll | 20.7052 | 20.7052 | 70.7179 | 0 | 0 | 0 | 0 | 0
2012-09-14 | 8 | Average Per Device | 30% Cycling | 411668Average Per Device30% Cycling | 2.3184 | 2.3184 | 70.6856
2012-09-14 | 8 | Average Per Device | 50% Cycling | 411668Average Per Device50% Cycling | 1.9657 | 1.9657 | 70.7346
2012-09-14 | 8 | Average Per Device | All | 411668Average Per DeviceAll | 2.0856 | 2.0856 | 70.7179 | 0 | 0 | 0 | 0 | 0
2012-09-14 | 8 | Average Per Premise | 30% Cycling | 411668Average Per Premise30% Cycling | 4.8911 | 4.8911 | 70.6856
2012-09-14 | 8 | Average Per Premise | 50% Cycling | 411668Average Per Premise50% Cycling | 4.0558 | 4.0558 | 70.7346
2012-09-14 | 8 | Average Per Premise | All | 411668Average Per PremiseAll | 4.3398 | 4.3398 | 70.7179 | 0 | 0 | 0 | 0 | 0
2012-09-14 | 8 | Average Per Ton | 30% Cycling | 411668Average Per Ton30% Cycling | 0.63003 | 0.63003 | 70.6856
2012-09-14 | 8 | Average Per Ton | 50% Cycling | 411668Average Per Ton50% Cycling | 0.47566 | 0.47566 | 70.7346
2012-09-14 | 8 | Average Per Ton | All | 411668Average Per TonAll | 0.52815 | 0.52815 | 70.7179 | 0 | 0 | 0 | 0 | 0
2012-09-14 | 9 | Aggregate | 30% Cycling | 411669Aggregate30% Cycling | 9.8269 | 9.8269 | 79.4772
2012-09-14 | 9 | Aggregate | 50% Cycling | 411669Aggregate50% Cycling | 15.6115 | 15.6115 | 79.2386
2012-09-14 | 9 | Aggregate | All | 411669AggregateAll | 25.4396 | 25.4396 | 79.3197 | 0 | 0 | 0 | 0 | 0
2012-09-14 | 9 | Average Per Device | 30% Cycling | 411669Average Per Device30% Cycling | 2.8736 | 2.8736 | 79.4772
2012-09-14 | 9 | Average Per Device | 50% Cycling | 411669Average Per Device50% Cycling | 2.4019 | 2.4019 | 79.2386
2012-09-14 | 9 | Average Per Device | All | 411669Average Per DeviceAll | 2.5623 | 2.5623 | 79.3197 | 0 | 0 | 0 | 0 | 0
2012-09-14 | 9 | Average Per Premise | 30% Cycling | 411669Average Per Premise30% Cycling | 6.0623 | 6.0623 | 79.4772
2012-09-14 | 9 | Average Per Premise | 50% Cycling | 411669Average Per Premise50% Cycling | 4.956 | 4.956 | 79.2386
2012-09-14 | 9 | Average Per Premise | All | 411669Average Per PremiseAll | 5.3321 | 5.3321 | 79.3197 | 0 | 0 | 0 | 0 | 0
2012-09-14 | 9 | Average Per Ton | 30% Cycling | 411669Average Per Ton30% Cycling | 0.7809 | 0.7809 | 79.4772
2012-09-14 | 9 | Average Per Ton | 50% Cycling | 411669Average Per Ton50% Cycling | 0.58123 | 0.58123 | 79.2386
2012-09-14 | 9 | Average Per Ton | All | 411669Average Per TonAll | 0.64912 | 0.64912 | 79.3197 | 0 | 0 | 0 | 0 | 0
2012-09-14 | 10 | Aggregate | 30% Cycling | 4116610Aggregate30% Cycling | 12.0133 | 12.0133 | 89.7863
2012-09-14 | 10 | Aggregate | 50% Cycling | 4116610Aggregate50% Cycling | 18.7373 | 18.7373 | 88.8713
2012-09-14 | 10 | Aggregate | All | 4116610AggregateAll | 30.7523 | 30.7523 | 89.1824 | 0 | 0 | 0 | 0 | 0
2012-09-14 | 10 | Average Per Device | 30% Cycling | 4116610Average Per Device30% Cycling | 3.5129 | 3.5129 | 89.7863
2012-09-14 | 10 | Average Per Device | 50% Cycling | 4116610Average Per Device50% Cycling | 2.8829 | 2.8829 | 88.8713
2012-09-14 | 10 | Average Per Device | All | 4116610Average Per DeviceAll | 3.0971 | 3.0971 | 89.1824 | 0 | 0 | 0 | 0 | 0
2012-09-14 | 10 | Average Per Premise | 30% Cycling | 4116610Average Per Premise30% Cycling | 7.411 | 7.411 | 89.7863
2012-09-14 | 10 | Average Per Premise | 50% Cycling | 4116610Average Per Premise50% Cycling | 5.9484 | 5.9484 | 88.8713
2012-09-14 | 10 | Average Per Premise | All | 4116610Average Per PremiseAll | 6.4457 | 6.4457 | 89.1824 | 0 | 0 | 0 | 0 | 0
2012-09-14 | 10 | Average Per Ton | 30% Cycling | 4116610Average Per Ton30% Cycling | 0.95464 | 0.95464 | 89.7863
2012-09-14 | 10 | Average Per Ton | 50% Cycling | 4116610Average Per Ton50% Cycling | 0.69761 | 0.69761 | 88.8713
2012-09-14 | 10 | Average Per Ton | All | 4116610Average Per TonAll | 0.785 | 0.785 | 89.1824 | 0 | 0 | 0 | 0 | 0
2012-09-14 | 11 | Aggregate | 30% Cycling | 4116611Aggregate30% Cycling | 13.6242 | 13.6242 | 89.6083
2012-09-14 | 11 | Aggregate | 50% Cycling | 4116611Aggregate50% Cycling | 21.9989 | 21.9989 | 88.8067
2012-09-14 | 11 | Aggregate | All | 4116611AggregateAll | 35.6247 | 35.6247 | 89.0793 | 0 | 0 | 0 | 0 | 0
2012-09-14 | 11 | Average Per Device | 30% Cycling | 4116611Average Per Device30% Cycling | 3.984 | 3.984 | 89.6083
2012-09-14 | 11 | Average Per Device | 50% Cycling | 4116611Average Per Device50% Cycling | 3.3847 | 3.3847 | 88.8067
2012-09-14 | 11 | Average Per Device | All | 4116611Average Per DeviceAll | 3.5885 | 3.5885 | 89.0793 | 0 | 0 | 0 | 0 | 0
2012-09-14 | 11 | Average Per Premise | 30% Cycling | 4116611Average Per Premise30% Cycling | 8.4048 | 8.4048 | 89.6083
2012-09-14 | 11 | Average Per Premise | 50% Cycling | 4116611Average Per Premise50% Cycling | 6.9838 | 6.9838 | 88.8067
2012-09-14 | 11 | Average Per Premise | All | 4116611Average Per PremiseAll | 7.4669 | 7.4669 | 89.0793 | 0 | 0 | 0 | 0 | 0
2012-09-14 | 11 | Average Per Ton | 30% Cycling | 4116611Average Per Ton30% Cycling | 1.0826 | 1.0826 | 89.6083
2012-09-14 | 11 | Average Per Ton | 50% Cycling | 4116611Average Per Ton50% Cycling | 0.81904 | 0.81904 | 88.8067
2012-09-14 | 11 | Average Per Ton | All | 4116611Average Per TonAll | 0.90867 | 0.90867 | 89.0793 | 0 | 0 | 0 | 0 | 0
2012-09-14 | 12 | Aggregate | 30% Cycling | 4116612Aggregate30% Cycling | 14.651 | 14.651 | 95.2936
2012-09-14 | 12 | Aggregate | 50% Cycling | 4116612Aggregate50% Cycling | 23.4806 | 23.4806 | 94.1524
2012-09-14 | 12 | Aggregate | All | 4116612AggregateAll | 38.1334 | 38.1334 | 94.5404 | 0 | 0 | 0 | 0 | 0
2012-09-14 | 12 | Average Per Device | 30% Cycling | 4116612Average Per Device30% Cycling | 4.2842 | 4.2842 | 95.2936
2012-09-14 | 12 | Average Per Device | 50% Cycling | 4116612Average Per Device50% Cycling | 3.6127 | 3.6127 | 94.1524
2012-09-14 | 12 | Average Per Device | All | 4116612Average Per DeviceAll | 3.841 | 3.841 | 94.5404 | 0 | 0 | 0 | 0 | 0
2012-09-14 | 12 | Average Per Premise | 30% Cycling | 4116612Average Per Premise30% Cycling | 9.0382 | 9.0382 | 95.2936
2012-09-14 | 12 | Average Per Premise | 50% Cycling | 4116612Average Per Premise50% Cycling | 7.4542 | 7.4542 | 94.1524
2012-09-14 | 12 | Average Per Premise | All | 4116612Average Per PremiseAll | 7.9928 | 7.9928 | 94.5404 | 0 | 0 | 0 | 0 | 0
2012-09-14 | 12 | Average Per Ton | 30% Cycling | 4116612Average Per Ton30% Cycling | 1.1642 | 1.1642 | 95.2936
2012-09-14 | 12 | Average Per Ton | 50% Cycling | 4116612Average Per Ton50% Cycling | 0.87421 | 0.87421 | 94.1524
2012-09-14 | 12 | Average Per Ton | All | 4116612Average Per TonAll | 0.97282 | 0.97282 | 94.5404 | 0 | 0 | 0 | 0 | 0
2012-09-14 | 13 | Aggregate | 30% Cycling | 4116613Aggregate30% Cycling | 15.2601 | 15.2601 | 96.6897
2012-09-14 | 13 | Aggregate | 50% Cycling | 4116613Aggregate50% Cycling | 24.0761 | 24.0761 | 95.8319
2012-09-14 | 13 | Aggregate | All | 4116613AggregateAll | 39.3382 | 39.3382 | 96.1236 | 0 | 0 | 0 | 0 | 0
2012-09-14 | 13 | Average Per Device | 30% Cycling | 4116613Average Per Device30% Cycling | 4.4623 | 4.4623 | 96.6897
2012-09-14 | 13 | Average Per Device | 50% Cycling | 4116613Average Per Device50% Cycling | 3.7043 | 3.7043 | 95.8319
2012-09-14 | 13 | Average Per Device | All | 4116613Average Per DeviceAll | 3.962 | 3.962 | 96.1236 | 0 | 0 | 0 | 0 | 0
2012-09-14 | 13 | Average Per Premise | 30% Cycling | 4116613Average Per Premise30% Cycling | 9.414 | 9.414 | 96.6897
2012-09-14 | 13 | Average Per Premise | 50% Cycling | 4116613Average Per Premise50% Cycling | 7.6432 | 7.6432 | 95.8319
2012-09-14 | 13 | Average Per Premise | All | 4116613Average Per PremiseAll | 8.2453 | 8.2453 | 96.1236 | 0 | 0 | 0 | 0 | 0
2012-09-14 | 13 | Average Per Ton | 30% Cycling | 4116613Average Per Ton30% Cycling | 1.2126 | 1.2126 | 96.6897
2012-09-14 | 13 | Average Per Ton | 50% Cycling | 4116613Average Per Ton50% Cycling | 0.89638 | 0.89638 | 95.8319
2012-09-14 | 13 | Average Per Ton | All | 4116613Average Per TonAll | 1.0039 | 1.0039 | 96.1236 | 0 | 0 | 0 | 0 | 0
2012-09-14 | 14 | Aggregate | 30% Cycling | 4116614Aggregate30% Cycling | 14.7419 | 15.5089 | 98.1229 | 0.20092 | 0.53539 | 0.76704 | 0.99869 | 1.3332
2012-09-14 | 14 | Aggregate | 50% Cycling | 4116614Aggregate50% Cycling | 22.4759 | 24.3142 | 97.3454 | 0.1137 | 1.1326 | 1.8383 | 2.544 | 3.5629
2012-09-14 | 14 | Aggregate | All | 4116614AggregateAll | 37.22 | 39.8252 | 97.6098 | 0.31473 | 1.668 | 2.6052 | 3.5425 | 4.8957
2012-09-14 | 14 | Average Per Device | 30% Cycling | 4116614Average Per Device30% Cycling | 4.3108 | 4.5351 | 98.1229 | -0.12494 | 0.081391 | 0.2243 | 0.3672 | 0.57354
2012-09-14 | 14 | Average Per Device | 50% Cycling | 4116614Average Per Device50% Cycling | 3.4581 | 3.7409 | 97.3454 | -0.26466 | 0.058808 | 0.28284 | 0.50687 | 0.83034
2012-09-14 | 14 | Average Per Device | All | 4116614Average Per DeviceAll | 3.748 | 4.0109 | 97.6098 | -0.21715 | 0.066486 | 0.26294 | 0.45938 | 0.74303
2012-09-14 | 14 | Average Per Premise | 30% Cycling | 4116614Average Per Premise30% Cycling | 9.0943 | 9.5675 | 98.1229 | 0.12395 | 0.33028 | 0.47319 | 0.61609 | 0.82243
2012-09-14 | 14 | Average Per Premise | 50% Cycling | 4116614Average Per Premise50% Cycling | 7.1352 | 7.7188 | 97.3454 | 0.036096 | 0.35956 | 0.5836 | 0.80763 | 1.1311
2012-09-14 | 14 | Average Per Premise | All | 4116614Average Per PremiseAll | 7.8013 | 8.3474 | 97.6098 | 0.065966 | 0.34961 | 0.54606 | 0.74251 | 1.0261
2012-09-14 | 14 | Average Per Ton | 30% Cycling | 4116614Average Per Ton30% Cycling | 1.1715 | 1.2324 | 98.1229 | -0.28829 | -0.081953 | 0.060953 | 0.20386 | 0.41019
2012-09-14 | 14 | Average Per Ton | 50% Cycling | 4116614Average Per Ton50% Cycling | 0.8368 | 0.90525 | 97.3454 | -0.47906 | -0.15559 | 0.068443 | 0.29248 | 0.61594
2012-09-14 | 14 | Average Per Ton | All | 4116614Average Per TonAll | 0.95059 | 1.0165 | 97.6098 | -0.41419 | -0.13055 | 0.065896 | 0.26235 | 0.54599
2012-09-14 | 15 | Aggregate | 30% Cycling | 4116615Aggregate30% Cycling | 14.8914 | 15.5923 | 97.7728 | 0.069613 | 0.44261 | 0.70094 | 0.95927 | 1.3323
2012-09-14 | 15 | Aggregate | 50% Cycling | 4116615Aggregate50% Cycling | 21.4756 | 24.3038 | 96.7828 | 1.136 | 2.1357 | 2.8282 | 3.5206 | 4.5204
2012-09-14 | 15 | Aggregate | All | 4116615AggregateAll | 36.3696 | 39.8982 | 97.1194 | 1.2052 | 2.5779 | 3.5286 | 4.4793 | 5.852
2012-09-14 | 15 | Average Per Device | 30% Cycling | 4116615Average Per Device30% Cycling | 4.3545 | 4.5595 | 97.7728 | -0.1845 | 0.045601 | 0.20497 | 0.36433 | 0.59443
2012-09-14 | 15 | Average Per Device | 50% Cycling | 4116615Average Per Device50% Cycling | 3.3042 | 3.7393 | 96.7828 | -0.10208 | 0.21532 | 0.43514 | 0.65496 | 0.97235
2012-09-14 | 15 | Average Per Device | All | 4116615Average Per DeviceAll | 3.6613 | 4.0182 | 97.1194 | -0.1301 | 0.15761 | 0.35688 | 0.55615 | 0.84386
2012-09-14 | 15 | Average Per Premise | 30% Cycling | 4116615Average Per Premise30% Cycling | 9.1865 | 9.619 | 97.7728 | 0.042945 | 0.27304 | 0.43241 | 0.59178 | 0.82188
2012-09-14 | 15 | Average Per Premise | 50% Cycling | 4116615Average Per Premise50% Cycling | 6.8176 | 7.7155 | 96.7828 | 0.36062 | 0.67802 | 0.89784 | 1.1177 | 1.4351
2012-09-14 | 15 | Average Per Premise | All | 4116615Average Per PremiseAll | 7.6231 | 8.3627 | 97.1194 | 0.25261 | 0.54033 | 0.73959 | 0.93886 | 1.2266
2012-09-14 | 15 | Average Per Ton | 30% Cycling | 4116615Average Per Ton30% Cycling | 1.1833 | 1.239 | 97.7728 | -0.33377 | -0.10367 | 0.0557 | 0.21507 | 0.44517
2012-09-14 | 15 | Average Per Ton | 50% Cycling | 4116615Average Per Ton50% Cycling | 0.79956 | 0.90486 | 96.7828 | -0.43192 | -0.11453 | 0.1053 | 0.32512 | 0.64251
2012-09-14 | 15 | Average Per Ton | All | 4116615Average Per TonAll | 0.93005 | 1.0185 | 97.1194 | -0.39855 | -0.11083 | 0.088434 | 0.2877 | 0.57541
2012-09-14 | 16 | Aggregate | 30% Cycling | 4116616Aggregate30% Cycling | 14.5361 | 15.3622 | 96.2709 | 0.19773 | 0.56897 | 0.82609 | 1.0832 | 1.4544
2012-09-14 | 16 | Aggregate | 50% Cycling | 4116616Aggregate50% Cycling | 20.3015 | 23.5817 | 95.0318 | 1.8012 | 2.675 | 3.2802 | 3.8854 | 4.7592
2012-09-14 | 16 | Aggregate | All | 4116616AggregateAll | 34.8405 | 38.9462 | 95.4531 | 1.9985 | 3.2434 | 4.1057 | 4.968 | 6.213
2012-09-14 | 16 | Average Per Device | 30% Cycling | 4116616Average Per Device30% Cycling | 4.2506 | 4.4922 | 96.2709 | -0.14607 | 0.082945 | 0.24156 | 0.40018 | 0.6292
2012-09-14 | 16 | Average Per Device | 50% Cycling | 4116616Average Per Device50% Cycling | 3.1235 | 3.6282 | 95.0318 | 0.035167 | 0.31256 | 0.50469 | 0.69681 | 0.97421
2012-09-14 | 16 | Average Per Device | All | 4116616Average Per DeviceAll | 3.5068 | 3.922 | 95.4531 | -0.026455 | 0.23449 | 0.41523 | 0.59596 | 0.85691
2012-09-14 | 16 | Average Per Premise | 30% Cycling | 4116616Average Per Premise30% Cycling | 8.9674 | 9.477 | 96.2709 | 0.12198 | 0.351 | 0.50961 | 0.66823 | 0.89725
2012-09-14 | 16 | Average Per Premise | 50% Cycling | 4116616Average Per Premise50% Cycling | 6.4449 | 7.4863 | 95.0318 | 0.57182 | 0.84922 | 1.0413 | 1.2335 | 1.5109
2012-09-14 | 16 | Average Per Premise | All | 4116616Average Per PremiseAll | 7.3026 | 8.1631 | 95.4531 | 0.41887 | 0.67982 | 0.86056 | 1.0413 | 1.3022
2012-09-14 | 16 | Average Per Ton | 30% Cycling | 4116616Average Per Ton30% Cycling | 1.1551 | 1.2208 | 96.2709 | -0.32199 | -0.092973 | 0.065645 | 0.22426 | 0.45328
2012-09-14 | 16 | Average Per Ton | 50% Cycling | 4116616Average Per Ton50% Cycling | 0.75585 | 0.87797 | 95.0318 | -0.3474 | -0.069998 | 0.12213 | 0.31425 | 0.59165
2012-09-14 | 16 | Average Per Ton | All | 4116616Average Per TonAll | 0.8916 | 0.99452 | 95.4531 | -0.33876 | -0.077809 | 0.10292 | 0.28366 | 0.5446
2012-09-14 | 17 | Aggregate | 30% Cycling | 4116617Aggregate30% Cycling | 13.3075 | 14.641 | 95.176 | 0.69154 | 1.0708 | 1.3335 | 1.5962 | 1.9755
2012-09-14 | 17 | Aggregate | 50% Cycling | 4116617Aggregate50% Cycling | 18.1678 | 22.2109 | 94.1444 | 2.7927 | 3.5314 | 4.0431 | 4.5547 | 5.2935
2012-09-14 | 17 | Aggregate | All | 4116617AggregateAll | 31.4781 | 36.8542 | 94.4952 | 3.4837 | 4.6017 | 5.3761 | 6.1504 | 7.2684
2012-09-14 | 17 | Average Per Device | 30% Cycling | 4116617Average Per Device30% Cycling | 3.8914 | 4.2813 | 95.176 | -0.0060891 | 0.22789 | 0.38994 | 0.55199 | 0.78597
2012-09-14 | 17 | Average Per Device | 50% Cycling | 4116617Average Per Device50% Cycling | 2.7953 | 3.4173 | 94.1444 | 0.22511 | 0.45963 | 0.62206 | 0.78449 | 1.019
2012-09-14 | 17 | Average Per Device | All | 4116617Average Per DeviceAll | 3.1679 | 3.7111 | 94.4952 | 0.1465 | 0.38084 | 0.54314 | 0.70544 | 0.93978
2012-09-14 | 17 | Average Per Premise | 30% Cycling | 4116617Average Per Premise30% Cycling | 8.2094 | 9.0321 | 95.176 | 0.42661 | 0.66059 | 0.82264 | 0.98469 | 1.2187
2012-09-14 | 17 | Average Per Premise | 50% Cycling | 4116617Average Per Premise50% Cycling | 5.7676 | 7.0511 | 94.1444 | 0.88657 | 1.1211 | 1.2835 | 1.4459 | 1.6805
2012-09-14 | 17 | Average Per Premise | All | 4116617Average Per PremiseAll | 6.5978 | 7.7246 | 94.4952 | 0.73018 | 0.96452 | 1.1268 | 1.2891 | 1.5235
2012-09-14 | 17 | Average Per Ton | 30% Cycling | 4116617Average Per Ton30% Cycling | 1.0575 | 1.1634 | 95.176 | -0.29006 | -0.056085 | 0.10597 | 0.26802 | 0.502
2012-09-14 | 17 | Average Per Ton | 50% Cycling | 4116617Average Per Ton50% Cycling | 0.67641 | 0.82694 | 94.1444 | -0.24642 | -0.011901 | 0.15053 | 0.31296 | 0.54748
2012-09-14 | 17 | Average Per Ton | All | 4116617Average Per TonAll | 0.80597 | 0.94135 | 94.4952 | -0.26126 | -0.026923 | 0.13538 | 0.29768 | 0.53202
2012-09-14 | 18 | Aggregate | 30% Cycling | 4116618Aggregate30% Cycling | 12.6561 | 12.6561 | 93.3125
2012-09-14 | 18 | Aggregate | 50% Cycling | 4116618Aggregate50% Cycling | 19.6857 | 19.6857 | 93.3545
2012-09-14 | 18 | Aggregate | All | 4116618AggregateAll | 32.3436 | 32.3436 | 93.3402 | 0 | 0 | 0 | 0 | 0
2012-09-14 | 18 | Average Per Device | 30% Cycling | 4116618Average Per Device30% Cycling | 3.7009 | 3.7009 | 93.3125
2012-09-14 | 18 | Average Per Device | 50% Cycling | 4116618Average Per Device50% Cycling | 3.0288 | 3.0288 | 93.3545
2012-09-14 | 18 | Average Per Device | All | 4116618Average Per DeviceAll | 3.2573 | 3.2573 | 93.3402 | 0 | 0 | 0 | 0 | 0
2012-09-14 | 18 | Average Per Premise | 30% Cycling | 4116618Average Per Premise30% Cycling | 7.8076 | 7.8076 | 93.3125
2012-09-14 | 18 | Average Per Premise | 50% Cycling | 4116618Average Per Premise50% Cycling | 6.2494 | 6.2494 | 93.3545
2012-09-14 | 18 | Average Per Premise | All | 4116618Average Per PremiseAll | 6.7792 | 6.7792 | 93.3402 | 0 | 0 | 0 | 0 | 0
2012-09-14 | 18 | Average Per Ton | 30% Cycling | 4116618Average Per Ton30% Cycling | 1.0057 | 1.0057 | 93.3125
2012-09-14 | 18 | Average Per Ton | 50% Cycling | 4116618Average Per Ton50% Cycling | 0.73292 | 0.73292 | 93.3545
2012-09-14 | 18 | Average Per Ton | All | 4116618Average Per TonAll | 0.82567 | 0.82567 | 93.3402 | 0 | 0 | 0 | 0 | 0
2012-09-14 | 19 | Aggregate | 30% Cycling | 4116619Aggregate30% Cycling | 11.046 | 11.046 | 87.5219
2012-09-14 | 19 | Aggregate | 50% Cycling | 4116619Aggregate50% Cycling | 16.8154 | 16.8154 | 87.3333
2012-09-14 | 19 | Aggregate | All | 4116619AggregateAll | 27.8631 | 27.8631 | 87.3974 | 0 | 0 | 0 | 0 | 0
2012-09-14 | 19 | Average Per Device | 30% Cycling | 4116619Average Per Device30% Cycling | 3.2301 | 3.2301 | 87.5219
2012-09-14 | 19 | Average Per Device | 50% Cycling | 4116619Average Per Device50% Cycling | 2.5872 | 2.5872 | 87.3333
2012-09-14 | 19 | Average Per Device | All | 4116619Average Per DeviceAll | 2.8058 | 2.8058 | 87.3974 | 0 | 0 | 0 | 0 | 0
2012-09-14 | 19 | Average Per Premise | 30% Cycling | 4116619Average Per Premise30% Cycling | 6.8143 | 6.8143 | 87.5219
2012-09-14 | 19 | Average Per Premise | 50% Cycling | 4116619Average Per Premise50% Cycling | 5.3382 | 5.3382 | 87.3333
2012-09-14 | 19 | Average Per Premise | All | 4116619Average Per PremiseAll | 5.8401 | 5.8401 | 87.3974 | 0 | 0 | 0 | 0 | 0
2012-09-14 | 19 | Average Per Ton | 30% Cycling | 4116619Average Per Ton30% Cycling | 0.87777 | 0.87777 | 87.5219
2012-09-14 | 19 | Average Per Ton | 50% Cycling | 4116619Average Per Ton50% Cycling | 0.62606 | 0.62606 | 87.3333
2012-09-14 | 19 | Average Per Ton | All | 4116619Average Per TonAll | 0.71164 | 0.71164 | 87.3974 | 0 | 0 | 0 | 0 | 0
2012-09-14 | 20 | Aggregate | 30% Cycling | 4116620Aggregate30% Cycling | 10.2638 | 10.2638 | 84.2733
2012-09-14 | 20 | Aggregate | 50% Cycling | 4116620Aggregate50% Cycling | 15.4355 | 15.4355 | 84.289
2012-09-14 | 20 | Aggregate | All | 4116620AggregateAll | 25.701 | 25.701 | 84.2837 | 0 | 0 | 0 | 0 | 0
2012-09-14 | 20 | Average Per Device | 30% Cycling | 4116620Average Per Device30% Cycling | 3.0013 | 3.0013 | 84.2733
2012-09-14 | 20 | Average Per Device | 50% Cycling | 4116620Average Per Device50% Cycling | 2.3749 | 2.3749 | 84.289
2012-09-14 | 20 | Average Per Device | All | 4116620Average Per DeviceAll | 2.5879 | 2.5879 | 84.2837 | 0 | 0 | 0 | 0 | 0
2012-09-14 | 20 | Average Per Premise | 30% Cycling | 4116620Average Per Premise30% Cycling | 6.3318 | 6.3318 | 84.2733
2012-09-14 | 20 | Average Per Premise | 50% Cycling | 4116620Average Per Premise50% Cycling | 4.9002 | 4.9002 | 84.289
2012-09-14 | 20 | Average Per Premise | All | 4116620Average Per PremiseAll | 5.3869 | 5.3869 | 84.2837 | 0 | 0 | 0 | 0 | 0
2012-09-14 | 20 | Average Per Ton | 30% Cycling | 4116620Average Per Ton30% Cycling | 0.81562 | 0.81562 | 84.2733
2012-09-14 | 20 | Average Per Ton | 50% Cycling | 4116620Average Per Ton50% Cycling | 0.57468 | 0.57468 | 84.289
2012-09-14 | 20 | Average Per Ton | All | 4116620Average Per TonAll | 0.6566 | 0.6566 | 84.2837 | 0 | 0 | 0 | 0 | 0
2012-09-14 | 21 | Aggregate | 30% Cycling | 4116621Aggregate30% Cycling | 9.4279 | 9.4279 | 80.8376
2012-09-14 | 21 | Aggregate | 50% Cycling | 4116621Aggregate50% Cycling | 14.4321 | 14.4321 | 80.5324
2012-09-14 | 21 | Aggregate | All | 4116621AggregateAll | 23.8614 | 23.8614 | 80.6362 | 0 | 0 | 0 | 0 | 0
2012-09-14 | 21 | Average Per Device | 30% Cycling | 4116621Average Per Device30% Cycling | 2.7569 | 2.7569 | 80.8376
2012-09-14 | 21 | Average Per Device | 50% Cycling | 4116621Average Per Device50% Cycling | 2.2205 | 2.2205 | 80.5324
2012-09-14 | 21 | Average Per Device | All | 4116621Average Per DeviceAll | 2.4029 | 2.4029 | 80.6362 | 0 | 0 | 0 | 0 | 0
2012-09-14 | 21 | Average Per Premise | 30% Cycling | 4116621Average Per Premise30% Cycling | 5.8161 | 5.8161 | 80.8376
2012-09-14 | 21 | Average Per Premise | 50% Cycling | 4116621Average Per Premise50% Cycling | 4.5816 | 4.5816 | 80.5324
2012-09-14 | 21 | Average Per Premise | All | 4116621Average Per PremiseAll | 5.0013 | 5.0013 | 80.6362 | 0 | 0 | 0 | 0 | 0
2012-09-14 | 21 | Average Per Ton | 30% Cycling | 4116621Average Per Ton30% Cycling | 0.74919 | 0.74919 | 80.8376
2012-09-14 | 21 | Average Per Ton | 50% Cycling | 4116621Average Per Ton50% Cycling | 0.53732 | 0.53732 | 80.5324
2012-09-14 | 21 | Average Per Ton | All | 4116621Average Per TonAll | 0.60936 | 0.60936 | 80.6362 | 0 | 0 | 0 | 0 | 0
2012-09-14 | 22 | Aggregate | 30% Cycling | 4116622Aggregate30% Cycling | 8.4163 | 8.4163 | 79.5742
2012-09-14 | 22 | Aggregate | 50% Cycling | 4116622Aggregate50% Cycling | 12.9027 | 12.9027 | 79.182
2012-09-14 | 22 | Aggregate | All | 4116622AggregateAll | 21.3203 | 21.3203 | 79.3154 | 0 | 0 | 0 | 0 | 0
2012-09-14 | 22 | Average Per Device | 30% Cycling | 4116622Average Per Device30% Cycling | 2.4611 | 2.4611 | 79.5742
2012-09-14 | 22 | Average Per Device | 50% Cycling | 4116622Average Per Device50% Cycling | 1.9852 | 1.9852 | 79.182
2012-09-14 | 22 | Average Per Device | All | 4116622Average Per DeviceAll | 2.147 | 2.147 | 79.3154 | 0 | 0 | 0 | 0 | 0
2012-09-14 | 22 | Average Per Premise | 30% Cycling | 4116622Average Per Premise30% Cycling | 5.1921 | 5.1921 | 79.5742
2012-09-14 | 22 | Average Per Premise | 50% Cycling | 4116622Average Per Premise50% Cycling | 4.0961 | 4.0961 | 79.182
2012-09-14 | 22 | Average Per Premise | All | 4116622Average Per PremiseAll | 4.4687 | 4.4687 | 79.3154 | 0 | 0 | 0 | 0 | 0
2012-09-14 | 22 | Average Per Ton | 30% Cycling | 4116622Average Per Ton30% Cycling | 0.6688 | 0.6688 | 79.5742
2012-09-14 | 22 | Average Per Ton | 50% Cycling | 4116622Average Per Ton50% Cycling | 0.48038 | 0.48038 | 79.182
2012-09-14 | 22 | Average Per Ton | All | 4116622Average Per TonAll | 0.54445 | 0.54445 | 79.3154 | 0 | 0 | 0 | 0 | 0
2012-09-14 | 23 | Aggregate | 30% Cycling | 4116623Aggregate30% Cycling | 7.0557 | 7.0557 | 78.1777
2012-09-14 | 23 | Aggregate | 50% Cycling | 4116623Aggregate50% Cycling | 11.555 | 11.555 | 77.8417
2012-09-14 | 23 | Aggregate | All | 4116623AggregateAll | 18.6115 | 18.6115 | 77.956 | 0 | 0 | 0 | 0 | 0
2012-09-14 | 23 | Average Per Device | 30% Cycling | 4116623Average Per Device30% Cycling | 2.0632 | 2.0632 | 78.1777
2012-09-14 | 23 | Average Per Device | 50% Cycling | 4116623Average Per Device50% Cycling | 1.7778 | 1.7778 | 77.8417
2012-09-14 | 23 | Average Per Device | All | 4116623Average Per DeviceAll | 1.8749 | 1.8749 | 77.956 | 0 | 0 | 0 | 0 | 0
2012-09-14 | 23 | Average Per Premise | 30% Cycling | 4116623Average Per Premise30% Cycling | 4.3527 | 4.3527 | 78.1777
2012-09-14 | 23 | Average Per Premise | 50% Cycling | 4116623Average Per Premise50% Cycling | 3.6683 | 3.6683 | 77.8417
2012-09-14 | 23 | Average Per Premise | All | 4116623Average Per PremiseAll | 3.901 | 3.901 | 77.956 | 0 | 0 | 0 | 0 | 0
2012-09-14 | 23 | Average Per Ton | 30% Cycling | 4116623Average Per Ton30% Cycling | 0.56068 | 0.56068 | 78.1777
2012-09-14 | 23 | Average Per Ton | 50% Cycling | 4116623Average Per Ton50% Cycling | 0.43021 | 0.43021 | 77.8417
2012-09-14 | 23 | Average Per Ton | All | 4116623Average Per TonAll | 0.47457 | 0.47457 | 77.956 | 0 | 0 | 0 | 0 | 0
2012-09-14 | 24 | Aggregate | 30% Cycling | 4116624Aggregate30% Cycling | 6.2507 | 6.2507 | 77.057
2012-09-14 | 24 | Aggregate | 50% Cycling | 4116624Aggregate50% Cycling | 10.7913 | 10.7913 | 76.7761
2012-09-14 | 24 | Aggregate | All | 4116624AggregateAll | 17.0424 | 17.0424 | 76.8716 | 0 | 0 | 0 | 0 | 0
2012-09-14 | 24 | Average Per Device | 30% Cycling | 4116624Average Per Device30% Cycling | 1.8278 | 1.8278 | 77.057
2012-09-14 | 24 | Average Per Device | 50% Cycling | 4116624Average Per Device50% Cycling | 1.6603 | 1.6603 | 76.7761
2012-09-14 | 24 | Average Per Device | All | 4116624Average Per DeviceAll | 1.7173 | 1.7173 | 76.8716 | 0 | 0 | 0 | 0 | 0
2012-09-14 | 24 | Average Per Premise | 30% Cycling | 4116624Average Per Premise30% Cycling | 3.8561 | 3.8561 | 77.057
2012-09-14 | 24 | Average Per Premise | 50% Cycling | 4116624Average Per Premise50% Cycling | 3.4258 | 3.4258 | 76.7761
2012-09-14 | 24 | Average Per Premise | All | 4116624Average Per PremiseAll | 3.5721 | 3.5721 | 76.8716 | 0 | 0 | 0 | 0 | 0
2012-09-14 | 24 | Average Per Ton | 30% Cycling | 4116624Average Per Ton30% Cycling | 0.49671 | 0.49671 | 77.057
2012-09-14 | 24 | Average Per Ton | 50% Cycling | 4116624Average Per Ton50% Cycling | 0.40177 | 0.40177 | 76.7761
2012-09-14 | 24 | Average Per Ton | All | 4116624Average Per TonAll | 0.43405 | 0.43405 | 76.8716 | 0 | 0 | 0 | 0 | 0
9/15/2012†* | 1 | Aggregate | 30% Cycling | 9/15/2012†*1Aggregate30% Cycling | 0.75146 | 0.75146 | 76.0835
9/15/2012†* | 1 | Aggregate | 50% Cycling | 9/15/2012†*1Aggregate50% Cycling | 0.96199 | 0.96199 | 74.9684
9/15/2012†* | 1 | Aggregate | All | 9/15/2012†*1AggregateAll | 1.7137 | 1.7137 | 75.3699 | 0 | 0 | 0 | 0 | 0
9/15/2012†* | 1 | Average Per Device | 30% Cycling | 9/15/2012†*1Average Per Device30% Cycling | 1.6936 | 1.6936 | 76.0835
9/15/2012†* | 1 | Average Per Device | 50% Cycling | 9/15/2012†*1Average Per Device50% Cycling | 1.8939 | 1.8939 | 74.9684
9/15/2012†* | 1 | Average Per Device | All | 9/15/2012†*1Average Per DeviceAll | 1.8218 | 1.8218 | 75.3699 | 0 | 0 | 0 | 0 | 0
9/15/2012†* | 1 | Average Per Premise | 30% Cycling | 9/15/2012†*1Average Per Premise30% Cycling | 4.4465 | 4.4465 | 76.0835
9/15/2012†* | 1 | Average Per Premise | 50% Cycling | 9/15/2012†*1Average Per Premise50% Cycling | 3.196 | 3.196 | 74.9684
9/15/2012†* | 1 | Average Per Premise | All | 9/15/2012†*1Average Per PremiseAll | 3.6462 | 3.6462 | 75.3699 | 0 | 0 | 0 | 0 | 0
9/15/2012†* | 1 | Average Per Ton | 30% Cycling | 9/15/2012†*1Average Per Ton30% Cycling | 0.43828 | 0.43828 | 76.0835
9/15/2012†* | 1 | Average Per Ton | 50% Cycling | 9/15/2012†*1Average Per Ton50% Cycling | 0.46157 | 0.46157 | 74.9684
9/15/2012†* | 1 | Average Per Ton | All | 9/15/2012†*1Average Per TonAll | 0.45319 | 0.45319 | 75.3699 | 0 | 0 | 0 | 0 | 0
9/15/2012†* | 2 | Aggregate | 30% Cycling | 9/15/2012†*2Aggregate30% Cycling | 0.70242 | 0.70242 | 74.1445
9/15/2012†* | 2 | Aggregate | 50% Cycling | 9/15/2012†*2Aggregate50% Cycling | 0.94446 | 0.94446 | 73.3919
9/15/2012†* | 2 | Aggregate | All | 9/15/2012†*2AggregateAll | 1.6471 | 1.6471 | 73.6628 | 0 | 0 | 0 | 0 | 0
9/15/2012†* | 2 | Average Per Device | 30% Cycling | 9/15/2012†*2Average Per Device30% Cycling | 1.583 | 1.583 | 74.1445
9/15/2012†* | 2 | Average Per Device | 50% Cycling | 9/15/2012†*2Average Per Device50% Cycling | 1.8594 | 1.8594 | 73.3919
9/15/2012†* | 2 | Average Per Device | All | 9/15/2012†*2Average Per DeviceAll | 1.7599 | 1.7599 | 73.6628 | 0 | 0 | 0 | 0 | 0
9/15/2012†* | 2 | Average Per Premise | 30% Cycling | 9/15/2012†*2Average Per Premise30% Cycling | 4.1564 | 4.1564 | 74.1445
9/15/2012†* | 2 | Average Per Premise | 50% Cycling | 9/15/2012†*2Average Per Premise50% Cycling | 3.1377 | 3.1377 | 73.3919
9/15/2012†* | 2 | Average Per Premise | All | 9/15/2012†*2Average Per PremiseAll | 3.5044 | 3.5044 | 73.6628 | 0 | 0 | 0 | 0 | 0
9/15/2012†* | 2 | Average Per Ton | 30% Cycling | 9/15/2012†*2Average Per Ton30% Cycling | 0.40968 | 0.40968 | 74.1445
9/15/2012†* | 2 | Average Per Ton | 50% Cycling | 9/15/2012†*2Average Per Ton50% Cycling | 0.45316 | 0.45316 | 73.3919
9/15/2012†* | 2 | Average Per Ton | All | 9/15/2012†*2Average Per TonAll | 0.43751 | 0.43751 | 73.6628 | 0 | 0 | 0 | 0 | 0
9/15/2012†* | 3 | Aggregate | 30% Cycling | 9/15/2012†*3Aggregate30% Cycling | 0.68695 | 0.68695 | 73.0477
9/15/2012†* | 3 | Aggregate | 50% Cycling | 9/15/2012†*3Aggregate50% Cycling | 0.91689 | 0.91689 | 73.8387
9/15/2012†* | 3 | Aggregate | All | 9/15/2012†*3AggregateAll | 1.604 | 1.604 | 73.5539 | 0 | 0 | 0 | 0 | 0
9/15/2012†* | 3 | Average Per Device | 30% Cycling | 9/15/2012†*3Average Per Device30% Cycling | 1.5482 | 1.5482 | 73.0477
9/15/2012†* | 3 | Average Per Device | 50% Cycling | 9/15/2012†*3Average Per Device50% Cycling | 1.8051 | 1.8051 | 73.8387
9/15/2012†* | 3 | Average Per Device | All | 9/15/2012†*3Average Per DeviceAll | 1.7126 | 1.7126 | 73.5539 | 0 | 0 | 0 | 0 | 0
9/15/2012†* | 3 | Average Per Premise | 30% Cycling | 9/15/2012†*3Average Per Premise30% Cycling | 4.0648 | 4.0648 | 73.0477
9/15/2012†* | 3 | Average Per Premise | 50% Cycling | 9/15/2012†*3Average Per Premise50% Cycling | 3.0461 | 3.0461 | 73.8387
9/15/2012†* | 3 | Average Per Premise | All | 9/15/2012†*3Average Per PremiseAll | 3.4129 | 3.4129 | 73.5539 | 0 | 0 | 0 | 0 | 0
9/15/2012†* | 3 | Average Per Ton | 30% Cycling | 9/15/2012†*3Average Per Ton30% Cycling | 0.40066 | 0.40066 | 73.0477
9/15/2012†* | 3 | Average Per Ton | 50% Cycling | 9/15/2012†*3Average Per Ton50% Cycling | 0.43993 | 0.43993 | 73.8387
9/15/2012†* | 3 | Average Per Ton | All | 9/15/2012†*3Average Per TonAll | 0.42579 | 0.42579 | 73.5539 | 0 | 0 | 0 | 0 | 0
9/15/2012†* | 4 | Aggregate | 30% Cycling | 9/15/2012†*4Aggregate30% Cycling | 0.67963 | 0.67963 | 72.7939
9/15/2012†* | 4 | Aggregate | 50% Cycling | 9/15/2012†*4Aggregate50% Cycling | 0.92068 | 0.92068 | 73.4513
9/15/2012†* | 4 | Aggregate | All | 9/15/2012†*4AggregateAll | 1.6005 | 1.6005 | 73.2147 | 0 | 0 | 0 | 0 | 0
9/15/2012†* | 4 | Average Per Device | 30% Cycling | 9/15/2012†*4Average Per Device30% Cycling | 1.5317 | 1.5317 | 72.7939
9/15/2012†* | 4 | Average Per Device | 50% Cycling | 9/15/2012†*4Average Per Device50% Cycling | 1.8126 | 1.8126 | 73.4513
9/15/2012†* | 4 | Average Per Device | All | 9/15/2012†*4Average Per DeviceAll | 1.7115 | 1.7115 | 73.2147 | 0 | 0 | 0 | 0 | 0
9/15/2012†* | 4 | Average Per Premise | 30% Cycling | 9/15/2012†*4Average Per Premise30% Cycling | 4.0215 | 4.0215 | 72.7939
9/15/2012†* | 4 | Average Per Premise | 50% Cycling | 9/15/2012†*4Average Per Premise50% Cycling | 3.0587 | 3.0587 | 73.4513
9/15/2012†* | 4 | Average Per Premise | All | 9/15/2012†*4Average Per PremiseAll | 3.4053 | 3.4053 | 73.2147 | 0 | 0 | 0 | 0 | 0
9/15/2012†* | 4 | Average Per Ton | 30% Cycling | 9/15/2012†*4Average Per Ton30% Cycling | 0.39639 | 0.39639 | 72.7939
9/15/2012†* | 4 | Average Per Ton | 50% Cycling | 9/15/2012†*4Average Per Ton50% Cycling | 0.44175 | 0.44175 | 73.4513
9/15/2012†* | 4 | Average Per Ton | All | 9/15/2012†*4Average Per TonAll | 0.42542 | 0.42542 | 73.2147 | 0 | 0 | 0 | 0 | 0
9/15/2012†* | 5 | Aggregate | 30% Cycling | 9/15/2012†*5Aggregate30% Cycling | 0.72753 | 0.72753 | 71.204
9/15/2012†* | 5 | Aggregate | 50% Cycling | 9/15/2012†*5Aggregate50% Cycling | 0.95177 | 0.95177 | 72.1143
9/15/2012†* | 5 | Aggregate | All | 9/15/2012†*5AggregateAll | 1.6795 | 1.6795 | 71.7866 | 0 | 0 | 0 | 0 | 0
9/15/2012†* | 5 | Average Per Device | 30% Cycling | 9/15/2012†*5Average Per Device30% Cycling | 1.6396 | 1.6396 | 71.204
9/15/2012†* | 5 | Average Per Device | 50% Cycling | 9/15/2012†*5Average Per Device50% Cycling | 1.8738 | 1.8738 | 72.1143
9/15/2012†* | 5 | Average Per Device | All | 9/15/2012†*5Average Per DeviceAll | 1.7895 | 1.7895 | 71.7866 | 0 | 0 | 0 | 0 | 0
9/15/2012†* | 5 | Average Per Premise | 30% Cycling | 9/15/2012†*5Average Per Premise30% Cycling | 4.3049 | 4.3049 | 71.204
9/15/2012†* | 5 | Average Per Premise | 50% Cycling | 9/15/2012†*5Average Per Premise50% Cycling | 3.162 | 3.162 | 72.1143
9/15/2012†* | 5 | Average Per Premise | All | 9/15/2012†*5Average Per PremiseAll | 3.5735 | 3.5735 | 71.7866 | 0 | 0 | 0 | 0 | 0
9/15/2012†* | 5 | Average Per Ton | 30% Cycling | 9/15/2012†*5Average Per Ton30% Cycling | 0.42432 | 0.42432 | 71.204
9/15/2012†* | 5 | Average Per Ton | 50% Cycling | 9/15/2012†*5Average Per Ton50% Cycling | 0.45667 | 0.45667 | 72.1143
9/15/2012†* | 5 | Average Per Ton | All | 9/15/2012†*5Average Per TonAll | 0.44503 | 0.44503 | 71.7866 | 0 | 0 | 0 | 0 | 0
9/15/2012†* | 6 | Aggregate | 30% Cycling | 9/15/2012†*6Aggregate30% Cycling | 1.3023 | 1.3023 | 70.1194
9/15/2012†* | 6 | Aggregate | 50% Cycling | 9/15/2012†*6Aggregate50% Cycling | 0.95681 | 0.95681 | 72.3376
9/15/2012†* | 6 | Aggregate | All | 9/15/2012†*6AggregateAll | 2.26 | 2.26 | 71.5391 | 0 | 0 | 0 | 0 | 0
9/15/2012†* | 6 | Average Per Device | 30% Cycling | 9/15/2012†*6Average Per Device30% Cycling | 2.935 | 2.935 | 70.1194
9/15/2012†* | 6 | Average Per Device | 50% Cycling | 9/15/2012†*6Average Per Device50% Cycling | 1.8837 | 1.8837 | 72.3376
9/15/2012†* | 6 | Average Per Device | All | 9/15/2012†*6Average Per DeviceAll | 2.2622 | 2.2622 | 71.5391 | 0 | 0 | 0 | 0 | 0
9/15/2012†* | 6 | Average Per Premise | 30% Cycling | 9/15/2012†*6Average Per Premise30% Cycling | 7.7061 | 7.7061 | 70.1194
9/15/2012†* | 6 | Average Per Premise | 50% Cycling | 9/15/2012†*6Average Per Premise50% Cycling | 3.1788 | 3.1788 | 72.3376
9/15/2012†* | 6 | Average Per Premise | All | 9/15/2012†*6Average Per PremiseAll | 4.8086 | 4.8086 | 71.5391 | 0 | 0 | 0 | 0 | 0
9/15/2012†* | 6 | Average Per Ton | 30% Cycling | 9/15/2012†*6Average Per Ton30% Cycling | 0.75957 | 0.75957 | 70.1194
9/15/2012†* | 6 | Average Per Ton | 50% Cycling | 9/15/2012†*6Average Per Ton50% Cycling | 0.45909 | 0.45909 | 72.3376
9/15/2012†* | 6 | Average Per Ton | All | 9/15/2012†*6Average Per TonAll | 0.56726 | 0.56726 | 71.5391 | 0 | 0 | 0 | 0 | 0
9/15/2012†* | 7 | Aggregate | 30% Cycling | 9/15/2012†*7Aggregate30% Cycling | 1.4784 | 1.4784 | 71.0584
9/15/2012†* | 7 | Aggregate | 50% Cycling | 9/15/2012†*7Aggregate50% Cycling | 0.95868 | 0.95868 | 72.2439
9/15/2012†* | 7 | Aggregate | All | 9/15/2012†*7AggregateAll | 2.4382 | 2.4382 | 71.8172 | 0 | 0 | 0 | 0 | 0
9/15/2012†* | 7 | Average Per Device | 30% Cycling | 9/15/2012†*7Average Per Device30% Cycling | 3.3318 | 3.3318 | 71.0584
9/15/2012†* | 7 | Average Per Device | 50% Cycling | 9/15/2012†*7Average Per Device50% Cycling | 1.8874 | 1.8874 | 72.2439
9/15/2012†* | 7 | Average Per Device | All | 9/15/2012†*7Average Per DeviceAll | 2.4074 | 2.4074 | 71.8172 | 0 | 0 | 0 | 0 | 0
9/15/2012†* | 7 | Average Per Premise | 30% Cycling | 9/15/2012†*7Average Per Premise30% Cycling | 8.748 | 8.748 | 71.0584
9/15/2012†* | 7 | Average Per Premise | 50% Cycling | 9/15/2012†*7Average Per Premise50% Cycling | 3.185 | 3.185 | 72.2439
9/15/2012†* | 7 | Average Per Premise | All | 9/15/2012†*7Average Per PremiseAll | 5.1877 | 5.1877 | 71.8172 | 0 | 0 | 0 | 0 | 0
9/15/2012†* | 7 | Average Per Ton | 30% Cycling | 9/15/2012†*7Average Per Ton30% Cycling | 0.86226 | 0.86226 | 71.0584
9/15/2012†* | 7 | Average Per Ton | 50% Cycling | 9/15/2012†*7Average Per Ton50% Cycling | 0.45998 | 0.45998 | 72.2439
9/15/2012†* | 7 | Average Per Ton | All | 9/15/2012†*7Average Per TonAll | 0.60481 | 0.60481 | 71.8172 | 0 | 0 | 0 | 0 | 0
9/15/2012†* | 8 | Aggregate | 30% Cycling | 9/15/2012†*8Aggregate30% Cycling | 1.4352 | 1.4352 | 79.2506
9/15/2012†* | 8 | Aggregate | 50% Cycling | 9/15/2012†*8Aggregate50% Cycling | 0.99597 | 0.99597 | 80.3065
9/15/2012†* | 8 | Aggregate | All | 9/15/2012†*8AggregateAll | 2.4322 | 2.4322 | 79.9264 | 0 | 0 | 0 | 0 | 0
9/15/2012†* | 8 | Average Per Device | 30% Cycling | 9/15/2012†*8Average Per Device30% Cycling | 3.2345 | 3.2345 | 79.2506
9/15/2012†* | 8 | Average Per Device | 50% Cycling | 9/15/2012†*8Average Per Device50% Cycling | 1.9608 | 1.9608 | 80.3065
9/15/2012†* | 8 | Average Per Device | All | 9/15/2012†*8Average Per DeviceAll | 2.4193 | 2.4193 | 79.9264 | 0 | 0 | 0 | 0 | 0
9/15/2012†* | 8 | Average Per Premise | 30% Cycling | 9/15/2012†*8Average Per Premise30% Cycling | 8.4923 | 8.4923 | 79.2506
9/15/2012†* | 8 | Average Per Premise | 50% Cycling | 9/15/2012†*8Average Per Premise50% Cycling | 3.3089 | 3.3089 | 80.3065
9/15/2012†* | 8 | Average Per Premise | All | 9/15/2012†*8Average Per PremiseAll | 5.1749 | 5.1749 | 79.9264 | 0 | 0 | 0 | 0 | 0
9/15/2012†* | 8 | Average Per Ton | 30% Cycling | 9/15/2012†*8Average Per Ton30% Cycling | 0.83706 | 0.83706 | 79.2506
9/15/2012†* | 8 | Average Per Ton | 50% Cycling | 9/15/2012†*8Average Per Ton50% Cycling | 0.47788 | 0.47788 | 80.3065
9/15/2012†* | 8 | Average Per Ton | All | 9/15/2012†*8Average Per TonAll | 0.60718 | 0.60718 | 79.9264 | 0 | 0 | 0 | 0 | 0
9/15/2012†* | 9 | Aggregate | 30% Cycling | 9/15/2012†*9Aggregate30% Cycling | 1.6107 | 1.6107 | 90.9251
9/15/2012†* | 9 | Aggregate | 50% Cycling | 9/15/2012†*9Aggregate50% Cycling | 1.0776 | 1.0776 | 89.2811
9/15/2012†* | 9 | Aggregate | All | 9/15/2012†*9AggregateAll | 2.6895 | 2.6895 | 89.873 | 0 | 0 | 0 | 0 | 0
9/15/2012†* | 9 | Average Per Device | 30% Cycling | 9/15/2012†*9Average Per Device30% Cycling | 3.6299 | 3.6299 | 90.9251
9/15/2012†* | 9 | Average Per Device | 50% Cycling | 9/15/2012†*9Average Per Device50% Cycling | 2.1216 | 2.1216 | 89.2811
9/15/2012†* | 9 | Average Per Device | All | 9/15/2012†*9Average Per DeviceAll | 2.6646 | 2.6646 | 89.873 | 0 | 0 | 0 | 0 | 0
9/15/2012†* | 9 | Average Per Premise | 30% Cycling | 9/15/2012†*9Average Per Premise30% Cycling | 9.5306 | 9.5306 | 90.9251
9/15/2012†* | 9 | Average Per Premise | 50% Cycling | 9/15/2012†*9Average Per Premise50% Cycling | 3.5802 | 3.5802 | 89.2811
9/15/2012†* | 9 | Average Per Premise | All | 9/15/2012†*9Average Per PremiseAll | 5.7223 | 5.7223 | 89.873 | 0 | 0 | 0 | 0 | 0
9/15/2012†* | 9 | Average Per Ton | 30% Cycling | 9/15/2012†*9Average Per Ton30% Cycling | 0.93941 | 0.93941 | 90.9251
9/15/2012†* | 9 | Average Per Ton | 50% Cycling | 9/15/2012†*9Average Per Ton50% Cycling | 0.51706 | 0.51706 | 89.2811
9/15/2012†* | 9 | Average Per Ton | All | 9/15/2012†*9Average Per TonAll | 0.66911 | 0.66911 | 89.873 | 0 | 0 | 0 | 0 | 0
9/15/2012†* | 10 | Aggregate | 30% Cycling | 9/15/2012†*10Aggregate30% Cycling | 1.7819 | 1.7819 | 95.7088
9/15/2012†* | 10 | Aggregate | 50% Cycling | 9/15/2012†*10Aggregate50% Cycling | 1.3883 | 1.3883 | 94.3856
9/15/2012†* | 10 | Aggregate | All | 9/15/2012†*10AggregateAll | 3.1713 | 3.1713 | 94.8619 | 0 | 0 | 0 | 0 | 0
9/15/2012†* | 10 | Average Per Device | 30% Cycling | 9/15/2012†*10Average Per Device30% Cycling | 4.0157 | 4.0157 | 95.7088
9/15/2012†* | 10 | Average Per Device | 50% Cycling | 9/15/2012†*10Average Per Device50% Cycling | 2.7332 | 2.7332 | 94.3856
9/15/2012†* | 10 | Average Per Device | All | 9/15/2012†*10Average Per DeviceAll | 3.1949 | 3.1949 | 94.8619 | 0 | 0 | 0 | 0 | 0
9/15/2012†* | 10 | Average Per Premise | 30% Cycling | 9/15/2012†*10Average Per Premise30% Cycling | 10.5435 | 10.5435 | 95.7088
9/15/2012†* | 10 | Average Per Premise | 50% Cycling | 9/15/2012†*10Average Per Premise50% Cycling | 4.6123 | 4.6123 | 94.3856
9/15/2012†* | 10 | Average Per Premise | All | 9/15/2012†*10Average Per PremiseAll | 6.7475 | 6.7475 | 94.8619 | 0 | 0 | 0 | 0 | 0
9/15/2012†* | 10 | Average Per Ton | 30% Cycling | 9/15/2012†*10Average Per Ton30% Cycling | 1.0393 | 1.0393 | 95.7088
9/15/2012†* | 10 | Average Per Ton | 50% Cycling | 9/15/2012†*10Average Per Ton50% Cycling | 0.66612 | 0.66612 | 94.3856
9/15/2012†* | 10 | Average Per Ton | All | 9/15/2012†*10Average Per TonAll | 0.80045 | 0.80045 | 94.8619 | 0 | 0 | 0 | 0 | 0
9/15/2012†* | 11 | Aggregate | 30% Cycling | 9/15/2012†*11Aggregate30% Cycling | 1.9421 | 1.9421 | 100.085
9/15/2012†* | 11 | Aggregate | 50% Cycling | 9/15/2012†*11Aggregate50% Cycling | 2.2015 | 2.2015 | 99.9082
9/15/2012†* | 11 | Aggregate | All | 9/15/2012†*11AggregateAll | 4.1444 | 4.1444 | 99.9717 | 0 | 0 | 0 | 0 | 0
9/15/2012†* | 11 | Average Per Device | 30% Cycling | 9/15/2012†*11Average Per Device30% Cycling | 4.3768 | 4.3768 | 100.085
9/15/2012†* | 11 | Average Per Device | 50% Cycling | 9/15/2012†*11Average Per Device50% Cycling | 4.3342 | 4.3342 | 99.9082
9/15/2012†* | 11 | Average Per Device | All | 9/15/2012†*11Average Per DeviceAll | 4.3495 | 4.3495 | 99.9717 | 0 | 0 | 0 | 0 | 0
9/15/2012†* | 11 | Average Per Premise | 30% Cycling | 9/15/2012†*11Average Per Premise30% Cycling | 11.4915 | 11.4915 | 100.085
9/15/2012†* | 11 | Average Per Premise | 50% Cycling | 9/15/2012†*11Average Per Premise50% Cycling | 7.314 | 7.314 | 99.9082
9/15/2012†* | 11 | Average Per Premise | All | 9/15/2012†*11Average Per PremiseAll | 8.8179 | 8.8179 | 99.9717 | 0 | 0 | 0 | 0 | 0
9/15/2012†* | 11 | Average Per Ton | 30% Cycling | 9/15/2012†*11Average Per Ton30% Cycling | 1.1327 | 1.1327 | 100.085
9/15/2012†* | 11 | Average Per Ton | 50% Cycling | 9/15/2012†*11Average Per Ton50% Cycling | 1.0563 | 1.0563 | 99.9082
9/15/2012†* | 11 | Average Per Ton | All | 9/15/2012†*11Average Per TonAll | 1.0838 | 1.0838 | 99.9717 | 0 | 0 | 0 | 0 | 0
9/15/2012†* | 12 | Aggregate | 30% Cycling | 9/15/2012†*12Aggregate30% Cycling | 2.1309 | 2.1309 | 94.9939
9/15/2012†* | 12 | Aggregate | 50% Cycling | 9/15/2012†*12Aggregate50% Cycling | 2.407 | 2.407 | 101.926
9/15/2012†* | 12 | Aggregate | All | 9/15/2012†*12AggregateAll | 4.5388 | 4.5388 | 99.4307 | 0 | 0 | 0 | 0 | 0
9/15/2012†* | 12 | Average Per Device | 30% Cycling | 9/15/2012†*12Average Per Device30% Cycling | 4.8024 | 4.8024 | 94.9939
9/15/2012†* | 12 | Average Per Device | 50% Cycling | 9/15/2012†*12Average Per Device50% Cycling | 4.7387 | 4.7387 | 101.926
9/15/2012†* | 12 | Average Per Device | All | 9/15/2012†*12Average Per DeviceAll | 4.7616 | 4.7616 | 99.4307 | 0 | 0 | 0 | 0 | 0
9/15/2012†* | 12 | Average Per Premise | 30% Cycling | 9/15/2012†*12Average Per Premise30% Cycling | 12.609 | 12.609 | 94.9939
9/15/2012†* | 12 | Average Per Premise | 50% Cycling | 9/15/2012†*12Average Per Premise50% Cycling | 7.9966 | 7.9966 | 101.926
9/15/2012†* | 12 | Average Per Premise | All | 9/15/2012†*12Average Per PremiseAll | 9.6571 | 9.6571 | 99.4307 | 0 | 0 | 0 | 0 | 0
9/15/2012†* | 12 | Average Per Ton | 30% Cycling | 9/15/2012†*12Average Per Ton30% Cycling | 1.2428 | 1.2428 | 94.9939
9/15/2012†* | 12 | Average Per Ton | 50% Cycling | 9/15/2012†*12Average Per Ton50% Cycling | 1.1549 | 1.1549 | 101.926
9/15/2012†* | 12 | Average Per Ton | All | 9/15/2012†*12Average Per TonAll | 1.1866 | 1.1866 | 99.4307 | 0 | 0 | 0 | 0 | 0
9/15/2012†* | 13 | Aggregate | 30% Cycling | 9/15/2012†*13Aggregate30% Cycling | 2.2723 | 2.2723 | 96.9565
9/15/2012†* | 13 | Aggregate | 50% Cycling | 9/15/2012†*13Aggregate50% Cycling | 2.474 | 2.474 | 101.863
9/15/2012†* | 13 | Aggregate | All | 9/15/2012†*13AggregateAll | 4.7473 | 4.7473 | 100.097 | 0 | 0 | 0 | 0 | 0
9/15/2012†* | 13 | Average Per Device | 30% Cycling | 9/15/2012†*13Average Per Device30% Cycling | 5.1209 | 5.1209 | 96.9565
9/15/2012†* | 13 | Average Per Device | 50% Cycling | 9/15/2012†*13Average Per Device50% Cycling | 4.8707 | 4.8707 | 101.863
9/15/2012†* | 13 | Average Per Device | All | 9/15/2012†*13Average Per DeviceAll | 4.9608 | 4.9608 | 100.097 | 0 | 0 | 0 | 0 | 0
9/15/2012†* | 13 | Average Per Premise | 30% Cycling | 9/15/2012†*13Average Per Premise30% Cycling | 13.4453 | 13.4453 | 96.9565
9/15/2012†* | 13 | Average Per Premise | 50% Cycling | 9/15/2012†*13Average Per Premise50% Cycling | 8.2193 | 8.2193 | 101.863
9/15/2012†* | 13 | Average Per Premise | All | 9/15/2012†*13Average Per PremiseAll | 10.1007 | 10.1007 | 100.097 | 0 | 0 | 0 | 0 | 0
9/15/2012†* | 13 | Average Per Ton | 30% Cycling | 9/15/2012†*13Average Per Ton30% Cycling | 1.3253 | 1.3253 | 96.9565
9/15/2012†* | 13 | Average Per Ton | 50% Cycling | 9/15/2012†*13Average Per Ton50% Cycling | 1.1871 | 1.1871 | 101.863
9/15/2012†* | 13 | Average Per Ton | All | 9/15/2012†*13Average Per TonAll | 1.2368 | 1.2368 | 100.097 | 0 | 0 | 0 | 0 | 0
9/15/2012†* | 14 | Aggregate | 30% Cycling | 9/15/2012†*14Aggregate30% Cycling | 2.2479 | 2.2479 | 96.4511
9/15/2012†* | 14 | Aggregate | 50% Cycling | 9/15/2012†*14Aggregate50% Cycling | 2.5467 | 2.5467 | 101.11
9/15/2012†* | 14 | Aggregate | All | 9/15/2012†*14AggregateAll | 4.7955 | 4.7955 | 99.4331 | 0 | 0 | 0 | 0 | 0
9/15/2012†* | 14 | Average Per Device | 30% Cycling | 9/15/2012†*14Average Per Device30% Cycling | 5.0659 | 5.0659 | 96.4511
9/15/2012†* | 14 | Average Per Device | 50% Cycling | 9/15/2012†*14Average Per Device50% Cycling | 5.0138 | 5.0138 | 101.11
9/15/2012†* | 14 | Average Per Device | All | 9/15/2012†*14Average Per DeviceAll | 5.0326 | 5.0326 | 99.4331 | 0 | 0 | 0 | 0 | 0
9/15/2012†* | 14 | Average Per Premise | 30% Cycling | 9/15/2012†*14Average Per Premise30% Cycling | 13.3009 | 13.3009 | 96.4511
9/15/2012†* | 14 | Average Per Premise | 50% Cycling | 9/15/2012†*14Average Per Premise50% Cycling | 8.4608 | 8.4608 | 101.11
9/15/2012†* | 14 | Average Per Premise | All | 9/15/2012†*14Average Per PremiseAll | 10.2032 | 10.2032 | 99.4331 | 0 | 0 | 0 | 0 | 0
9/15/2012†* | 14 | Average Per Ton | 30% Cycling | 9/15/2012†*14Average Per Ton30% Cycling | 1.311 | 1.311 | 96.4511
9/15/2012†* | 14 | Average Per Ton | 50% Cycling | 9/15/2012†*14Average Per Ton50% Cycling | 1.2219 | 1.2219 | 101.11
9/15/2012†* | 14 | Average Per Ton | All | 9/15/2012†*14Average Per TonAll | 1.254 | 1.254 | 99.4331 | 0 | 0 | 0 | 0 | 0
9/15/2012†* | 15 | Aggregate | 30% Cycling | 9/15/2012†*15Aggregate30% Cycling | 1.7821 | 2.1593 | 95.7371 | -0.09338 | 0.18466 | 0.37724 | 0.56981 | 0.84785
9/15/2012†* | 15 | Aggregate | 50% Cycling | 9/15/2012†*15Aggregate50% Cycling | 2.0675 | 2.4676 | 98.5856 | 0.01752 | 0.24358 | 0.40014 | 0.55671 | 0.78276
9/15/2012†* | 15 | Aggregate | All | 9/15/2012†*15AggregateAll | 3.8502 | 4.6278 | 97.5602 | -0.075982 | 0.4283 | 0.77756 | 1.1268 | 1.6311
9/15/2012†* | 15 | Average Per Device | 30% Cycling | 9/15/2012†*15Average Per Device30% Cycling | 4.0162 | 4.8663 | 95.7371 | -1.9345 | -0.28931 | 0.85017 | 1.9896 | 3.6349
9/15/2012†* | 15 | Average Per Device | 50% Cycling | 9/15/2012†*15Average Per Device50% Cycling | 4.0703 | 4.858 | 98.5856 | -0.48339 | 0.26762 | 0.78777 | 1.3079 | 2.0589
9/15/2012†* | 15 | Average Per Device | All | 9/15/2012†*15Average Per DeviceAll | 4.0508 | 4.861 | 97.5602 | -1.0058 | 0.067124 | 0.81023 | 1.5533 | 2.6263
9/15/2012†* | 15 | Average Per Premise | 30% Cycling | 9/15/2012†*15Average Per Premise30% Cycling | 10.5447 | 12.7769 | 95.7371 | -0.55254 | 1.0927 | 2.2322 | 3.3716 | 5.0169
9/15/2012†* | 15 | Average Per Premise | 50% Cycling | 9/15/2012†*15Average Per Premise50% Cycling | 6.8686 | 8.198 | 98.5856 | 0.058206 | 0.80922 | 1.3294 | 1.8495 | 2.6005
9/15/2012†* | 15 | Average Per Premise | All | 9/15/2012†*15Average Per PremiseAll | 8.192 | 9.8464 | 97.5602 | -0.16166 | 0.91127 | 1.6544 | 2.3975 | 3.4704
9/15/2012†* | 15 | Average Per Ton | 30% Cycling | 9/15/2012†*15Average Per Ton30% Cycling | 1.0394 | 1.2594 | 95.7371 | -2.5647 | -0.91946 | 0.22002 | 1.3595 | 3.0047
9/15/2012†* | 15 | Average Per Ton | 50% Cycling | 9/15/2012†*15Average Per Ton50% Cycling | 0.99199 | 1.184 | 98.5856 | -1.0792 | -0.32816 | 0.19199 | 0.71214 | 1.4632
9/15/2012†* | 15 | Average Per Ton | All | 9/15/2012†*15Average Per TonAll | 1.009 | 1.2111 | 97.5602 | -1.614 | -0.54103 | 0.20208 | 0.94519 | 2.0181
9/15/2012†* | 16 | Aggregate | 30% Cycling | 9/15/2012†*16Aggregate30% Cycling | 1.8462 | 2.0294 | 95.9406 | -0.16711 | 0.039869 | 0.18322 | 0.32658 | 0.53356
9/15/2012†* | 16 | Aggregate | 50% Cycling | 9/15/2012†*16Aggregate50% Cycling | 1.8958 | 2.4145 | 96.7783 | 0.067908 | 0.33423 | 0.51869 | 0.70314 | 0.96947
9/15/2012†* | 16 | Aggregate | All | 9/15/2012†*16AggregateAll | 3.7429 | 4.4447 | 96.4767 | -0.099445 | 0.37393 | 0.70178 | 1.0296 | 1.503
9/15/2012†* | 16 | Average Per Device | 30% Cycling | 9/15/2012†*16Average Per Device30% Cycling | 4.1607 | 4.5736 | 95.9406 | -1.6601 | -0.43532 | 0.41292 | 1.2612 | 2.4859
9/15/2012†* | 16 | Average Per Device | 50% Cycling | 9/15/2012†*16Average Per Device50% Cycling | 3.7324 | 4.7536 | 96.7783 | -0.47645 | 0.40835 | 1.0212 | 1.634 | 2.5188
9/15/2012†* | 16 | Average Per Device | All | 9/15/2012†*16Average Per DeviceAll | 3.8866 | 4.6888 | 96.4767 | -0.90255 | 0.10463 | 0.80219 | 1.4998 | 2.5069
9/15/2012†* | 16 | Average Per Premise | 30% Cycling | 9/15/2012†*16Average Per Premise30% Cycling | 10.9241 | 12.0083 | 95.9406 | -0.98882 | 0.23591 | 1.0842 | 1.9324 | 3.1571
9/15/2012†* | 16 | Average Per Premise | 50% Cycling | 9/15/2012†*16Average Per Premise50% Cycling | 6.2985 | 8.0217 | 96.7783 | 0.22561 | 1.1104 | 1.7232 | 2.336 | 3.2208
9/15/2012†* | 16 | Average Per Premise | All | 9/15/2012†*16Average Per PremiseAll | 7.9637 | 9.4569 | 96.4767 | -0.21159 | 0.79559 | 1.4932 | 2.1907 | 3.1979
9/15/2012†* | 16 | Average Per Ton | 30% Cycling | 9/15/2012†*16Average Per Ton30% Cycling | 1.0768 | 1.1836 | 95.9406 | -1.9661 | -0.74138 | 0.10686 | 0.95511 | 2.1798
9/15/2012†* | 16 | Average Per Ton | 50% Cycling | 9/15/2012†*16Average Per Ton50% Cycling | 0.90965 | 1.1585 | 96.7783 | -1.2487 | -0.36394 | 0.24887 | 0.86168 | 1.7465
9/15/2012†* | 16 | Average Per Ton | All | 9/15/2012†*16Average Per TonAll | 0.96981 | 1.1676 | 96.4767 | -1.507 | -0.49982 | 0.19775 | 0.89531 | 1.9025
9/15/2012†* | 17 | Aggregate | 30% Cycling | 9/15/2012†*17Aggregate30% Cycling | 1.8977 | 1.9784 | 93.8811 | -0.24178 | -0.05124 | 0.08073 | 0.2127 | 0.40325
9/15/2012†* | 17 | Aggregate | 50% Cycling | 9/15/2012†*17Aggregate50% Cycling | 1.9196 | 2.3869 | 96.234 | 0.077381 | 0.30775 | 0.4673 | 0.62685 | 0.85722
9/15/2012†* | 17 | Aggregate | All | 9/15/2012†*17AggregateAll | 3.8183 | 4.3661 | 95.3869 | -0.16474 | 0.25624 | 0.54782 | 0.83939 | 1.2604
9/15/2012†* | 17 | Average Per Device | 30% Cycling | 9/15/2012†*17Average Per Device30% Cycling | 4.2768 | 4.4588 | 93.8811 | -1.7264 | -0.59895 | 0.18194 | 0.96283 | 2.0903
9/15/2012†* | 17 | Average Per Device | 50% Cycling | 9/15/2012†*17Average Per Device50% Cycling | 3.7792 | 4.6992 | 96.234 | -0.37542 | 0.38992 | 0.91999 | 1.4501 | 2.2154
9/15/2012†* | 17 | Average Per Device | All | 9/15/2012†*17Average Per DeviceAll | 3.9583 | 4.6126 | 95.3869 | -0.86179 | 0.033925 | 0.65429 | 1.2747 | 2.1704
9/15/2012†* | 17 | Average Per Premise | 30% Cycling | 9/15/2012†*17Average Per Premise30% Cycling | 11.2291 | 11.7068 | 93.8811 | -1.4307 | -0.3032 | 0.47769 | 1.2586 | 2.3861
9/15/2012†* | 17 | Average Per Premise | 50% Cycling | 9/15/2012†*17Average Per Premise50% Cycling | 6.3775 | 7.9299 | 96.234 | 0.25708 | 1.0224 | 1.5525 | 2.0826 | 2.8479
9/15/2012†* | 17 | Average Per Premise | All | 9/15/2012†*17Average Per PremiseAll | 8.124 | 9.2896 | 95.3869 | -0.35051 | 0.5452 | 1.1656 | 1.7859 | 2.6816
9/15/2012†* | 17 | Average Per Ton | 30% Cycling | 9/15/2012†*17Average Per Ton30% Cycling | 1.1068 | 1.1539 | 93.8811 | -1.8613 | -0.73381 | 0.047085 | 0.82798 | 1.9555
9/15/2012†* | 17 | Average Per Ton | 50% Cycling | 9/15/2012†*17Average Per Ton50% Cycling | 0.92105 | 1.1453 | 96.234 | -1.0712 | -0.30586 | 0.22422 | 0.75429 | 1.5196
9/15/2012†* | 17 | Average Per Ton | All | 9/15/2012†*17Average Per TonAll | 0.98793 | 1.1484 | 95.3869 | -1.3556 | -0.45992 | 0.16045 | 0.78082 | 1.6765
9/15/2012†* | 18 | Aggregate | 30% Cycling | 9/15/2012†*18Aggregate30% Cycling | 1.7595 | 1.9636 | 90.9749 | -0.12064 | 0.071222 | 0.2041 | 0.33698 | 0.52884
9/15/2012†* | 18 | Aggregate | 50% Cycling | 9/15/2012†*18Aggregate50% Cycling | 1.8985 | 2.1799 | 90.9403 | -0.11254 | 0.12018 | 0.28136 | 0.44255 | 0.67527
9/15/2012†* | 18 | Aggregate | All | 9/15/2012†*18AggregateAll | 3.6588 | 4.1443 | 90.9527 | -0.23325 | 0.19141 | 0.48552 | 0.77964 | 1.2043
9/15/2012†* | 18 | Average Per Device | 30% Cycling | 9/15/2012†*18Average Per Device30% Cycling | 3.9652 | 4.4252 | 90.9749 | -1.4616 | -0.3263 | 0.45998 | 1.2463 | 2.3815
9/15/2012†* | 18 | Average Per Device | 50% Cycling | 9/15/2012†*18Average Per Device50% Cycling | 3.7376 | 4.2916 | 90.9403 | -0.75473 | 0.018437 | 0.55393 | 1.0894 | 1.8626
9/15/2012†* | 18 | Average Per Device | All | 9/15/2012†*18Average Per DeviceAll | 3.8196 | 4.3397 | 90.9527 | -1.0092 | -0.10567 | 0.52011 | 1.1459 | 2.0494
9/15/2012†* | 18 | Average Per Premise | 30% Cycling | 9/15/2012†*18Average Per Premise30% Cycling | 10.411 | 11.6187 | 90.9749 | -0.71383 | 0.42143 | 1.2077 | 1.994 | 3.1292
9/15/2012†* | 18 | Average Per Premise | 50% Cycling | 9/15/2012†*18Average Per Premise50% Cycling | 6.3073 | 7.2421 | 90.9403 | -0.3739 | 0.39927 | 0.93476 | 1.4703 | 2.2434
9/15/2012†* | 18 | Average Per Premise | All | 9/15/2012†*18Average Per PremiseAll | 7.7846 | 8.8176 | 90.9527 | -0.49627 | 0.40725 | 1.033 | 1.6588 | 2.5623
9/15/2012†* | 18 | Average Per Ton | 30% Cycling | 9/15/2012†*18Average Per Ton30% Cycling | 1.0262 | 1.1452 | 90.9749 | -1.8025 | -0.66724 | 0.11904 | 0.90532 | 2.0406
9/15/2012†* | 18 | Average Per Ton | 50% Cycling | 9/15/2012†*18Average Per Ton50% Cycling | 0.91092 | 1.0459 | 90.9403 | -1.1737 | -0.40049 | 0.135 | 0.6705 | 1.4437
9/15/2012†* | 18 | Average Per Ton | All | 9/15/2012†*18Average Per TonAll | 0.95241 | 1.0817 | 90.9527 | -1.4 | -0.49652 | 0.12926 | 0.75503 | 1.6586
9/15/2012†* | 19 | Aggregate | 30% Cycling | 9/15/2012†*19Aggregate30% Cycling | 1.9523 | 1.9523 | 88.2522
9/15/2012†* | 19 | Aggregate | 50% Cycling | 9/15/2012†*19Aggregate50% Cycling | 1.9672 | 1.9672 | 86.371
9/15/2012†* | 19 | Aggregate | All | 9/15/2012†*19AggregateAll | 3.9205 | 3.9205 | 87.0482 | 0 | 0 | 0 | 0 | 0
9/15/2012†* | 19 | Average Per Device | 30% Cycling | 9/15/2012†*19Average Per Device30% Cycling | 4.3998 | 4.3998 | 88.2522
9/15/2012†* | 19 | Average Per Device | 50% Cycling | 9/15/2012†*19Average Per Device50% Cycling | 3.8729 | 3.8729 | 86.371
9/15/2012†* | 19 | Average Per Device | All | 9/15/2012†*19Average Per DeviceAll | 4.0625 | 4.0625 | 87.0482 | 0 | 0 | 0 | 0 | 0
9/15/2012†* | 19 | Average Per Premise | 30% Cycling | 9/15/2012†*19Average Per Premise30% Cycling | 11.5519 | 11.5519 | 88.2522
9/15/2012†* | 19 | Average Per Premise | 50% Cycling | 9/15/2012†*19Average Per Premise50% Cycling | 6.5355 | 6.5355 | 86.371
9/15/2012†* | 19 | Average Per Premise | All | 9/15/2012†*19Average Per PremiseAll | 8.3414 | 8.3414 | 87.0482 | 0 | 0 | 0 | 0 | 0
9/15/2012†* | 19 | Average Per Ton | 30% Cycling | 9/15/2012†*19Average Per Ton30% Cycling | 1.1386 | 1.1386 | 88.2522
9/15/2012†* | 19 | Average Per Ton | 50% Cycling | 9/15/2012†*19Average Per Ton50% Cycling | 0.94387 | 0.94387 | 86.371
9/15/2012†* | 19 | Average Per Ton | All | 9/15/2012†*19Average Per TonAll | 1.014 | 1.014 | 87.0482 | 0 | 0 | 0 | 0 | 0
9/15/2012†* | 20 | Aggregate | 30% Cycling | 9/15/2012†*20Aggregate30% Cycling | 1.9253 | 1.9253 | 82.3132
9/15/2012†* | 20 | Aggregate | 50% Cycling | 9/15/2012†*20Aggregate50% Cycling | 1.842 | 1.842 | 80.0234
9/15/2012†* | 20 | Aggregate | All | 9/15/2012†*20AggregateAll | 3.7684 | 3.7684 | 80.8477 | 0 | 0 | 0 | 0 | 0
9/15/2012†* | 20 | Average Per Device | 30% Cycling | 9/15/2012†*20Average Per Device30% Cycling | 4.3391 | 4.3391 | 82.3132
9/15/2012†* | 20 | Average Per Device | 50% Cycling | 9/15/2012†*20Average Per Device50% Cycling | 3.6264 | 3.6264 | 80.0234
9/15/2012†* | 20 | Average Per Device | All | 9/15/2012†*20Average Per DeviceAll | 3.883 | 3.883 | 80.8477 | 0 | 0 | 0 | 0 | 0
9/15/2012†* | 20 | Average Per Premise | 30% Cycling | 9/15/2012†*20Average Per Premise30% Cycling | 11.3925 | 11.3925 | 82.3132
9/15/2012†* | 20 | Average Per Premise | 50% Cycling | 9/15/2012†*20Average Per Premise50% Cycling | 6.1196 | 6.1196 | 80.0234
9/15/2012†* | 20 | Average Per Premise | All | 9/15/2012†*20Average Per PremiseAll | 8.0178 | 8.0178 | 80.8477 | 0 | 0 | 0 | 0 | 0
9/15/2012†* | 20 | Average Per Ton | 30% Cycling | 9/15/2012†*20Average Per Ton30% Cycling | 1.1229 | 1.1229 | 82.3132
9/15/2012†* | 20 | Average Per Ton | 50% Cycling | 9/15/2012†*20Average Per Ton50% Cycling | 0.88381 | 0.88381 | 80.0234
9/15/2012†* | 20 | Average Per Ton | All | 9/15/2012†*20Average Per TonAll | 0.96989 | 0.96989 | 80.8477 | 0 | 0 | 0 | 0 | 0
9/15/2012†* | 21 | Aggregate | 30% Cycling | 9/15/2012†*21Aggregate30% Cycling | 1.765 | 1.765 | 79.0723
9/15/2012†* | 21 | Aggregate | 50% Cycling | 9/15/2012†*21Aggregate50% Cycling | 1.7857 | 1.7857 | 77.8272
9/15/2012†* | 21 | Aggregate | All | 9/15/2012†*21AggregateAll | 3.5516 | 3.5516 | 78.2754 | 0 | 0 | 0 | 0 | 0
9/15/2012†* | 21 | Average Per Device | 30% Cycling | 9/15/2012†*21Average Per Device30% Cycling | 3.9778 | 3.9778 | 79.0723
9/15/2012†* | 21 | Average Per Device | 50% Cycling | 9/15/2012†*21Average Per Device50% Cycling | 3.5155 | 3.5155 | 77.8272
9/15/2012†* | 21 | Average Per Device | All | 9/15/2012†*21Average Per DeviceAll | 3.6819 | 3.6819 | 78.2754 | 0 | 0 | 0 | 0 | 0
9/15/2012†* | 21 | Average Per Premise | 30% Cycling | 9/15/2012†*21Average Per Premise30% Cycling | 10.4439 | 10.4439 | 79.0723
9/15/2012†* | 21 | Average Per Premise | 50% Cycling | 9/15/2012†*21Average Per Premise50% Cycling | 5.9325 | 5.9325 | 77.8272
9/15/2012†* | 21 | Average Per Premise | All | 9/15/2012†*21Average Per PremiseAll | 7.5566 | 7.5566 | 78.2754 | 0 | 0 | 0 | 0 | 0
9/15/2012†* | 21 | Average Per Ton | 30% Cycling | 9/15/2012†*21Average Per Ton30% Cycling | 1.0294 | 1.0294 | 79.0723
9/15/2012†* | 21 | Average Per Ton | 50% Cycling | 9/15/2012†*21Average Per Ton50% Cycling | 0.85679 | 0.85679 | 77.8272
9/15/2012†* | 21 | Average Per Ton | All | 9/15/2012†*21Average Per TonAll | 0.91894 | 0.91894 | 78.2754 | 0 | 0 | 0 | 0 | 0
9/15/2012†* | 22 | Aggregate | 30% Cycling | 9/15/2012†*22Aggregate30% Cycling | 1.6034 | 1.6034 | 76.4572
9/15/2012†* | 22 | Aggregate | 50% Cycling | 9/15/2012†*22Aggregate50% Cycling | 1.3868 | 1.3868 | 75.0562
9/15/2012†* | 22 | Aggregate | All | 9/15/2012†*22AggregateAll | 2.9912 | 2.9912 | 75.5605 | 0 | 0 | 0 | 0 | 0
9/15/2012†* | 22 | Average Per Device | 30% Cycling | 9/15/2012†*22Average Per Device30% Cycling | 3.6134 | 3.6134 | 76.4572
9/15/2012†* | 22 | Average Per Device | 50% Cycling | 9/15/2012†*22Average Per Device50% Cycling | 2.7303 | 2.7303 | 75.0562
9/15/2012†* | 22 | Average Per Device | All | 9/15/2012†*22Average Per DeviceAll | 3.0483 | 3.0483 | 75.5605 | 0 | 0 | 0 | 0 | 0
9/15/2012†* | 22 | Average Per Premise | 30% Cycling | 9/15/2012†*22Average Per Premise30% Cycling | 9.4873 | 9.4873 | 76.4572
9/15/2012†* | 22 | Average Per Premise | 50% Cycling | 9/15/2012†*22Average Per Premise50% Cycling | 4.6075 | 4.6075 | 75.0562
9/15/2012†* | 22 | Average Per Premise | All | 9/15/2012†*22Average Per PremiseAll | 6.3642 | 6.3642 | 75.5605 | 0 | 0 | 0 | 0 | 0
9/15/2012†* | 22 | Average Per Ton | 30% Cycling | 9/15/2012†*22Average Per Ton30% Cycling | 0.93514 | 0.93514 | 76.4572
9/15/2012†* | 22 | Average Per Ton | 50% Cycling | 9/15/2012†*22Average Per Ton50% Cycling | 0.66543 | 0.66543 | 75.0562
9/15/2012†* | 22 | Average Per Ton | All | 9/15/2012†*22Average Per TonAll | 0.76252 | 0.76252 | 75.5605 | 0 | 0 | 0 | 0 | 0
9/15/2012†* | 23 | Aggregate | 30% Cycling | 9/15/2012†*23Aggregate30% Cycling | 1.2708 | 1.2708 | 74.1676
9/15/2012†* | 23 | Aggregate | 50% Cycling | 9/15/2012†*23Aggregate50% Cycling | 1.0425 | 1.0425 | 72.3911
9/15/2012†* | 23 | Aggregate | All | 9/15/2012†*23AggregateAll | 2.3142 | 2.3142 | 73.0306 | 0 | 0 | 0 | 0 | 0
9/15/2012†* | 23 | Average Per Device | 30% Cycling | 9/15/2012†*23Average Per Device30% Cycling | 2.864 | 2.864 | 74.1676
9/15/2012†* | 23 | Average Per Device | 50% Cycling | 9/15/2012†*23Average Per Device50% Cycling | 2.0525 | 2.0525 | 72.3911
9/15/2012†* | 23 | Average Per Device | All | 9/15/2012†*23Average Per DeviceAll | 2.3446 | 2.3446 | 73.0306 | 0 | 0 | 0 | 0 | 0
9/15/2012†* | 23 | Average Per Premise | 30% Cycling | 9/15/2012†*23Average Per Premise30% Cycling | 7.5195 | 7.5195 | 74.1676
9/15/2012†* | 23 | Average Per Premise | 50% Cycling | 9/15/2012†*23Average Per Premise50% Cycling | 3.4636 | 3.4636 | 72.3911
9/15/2012†* | 23 | Average Per Premise | All | 9/15/2012†*23Average Per PremiseAll | 4.9237 | 4.9237 | 73.0306 | 0 | 0 | 0 | 0 | 0
9/15/2012†* | 23 | Average Per Ton | 30% Cycling | 9/15/2012†*23Average Per Ton30% Cycling | 0.74118 | 0.74118 | 74.1676
9/15/2012†* | 23 | Average Per Ton | 50% Cycling | 9/15/2012†*23Average Per Ton50% Cycling | 0.50023 | 0.50023 | 72.3911
9/15/2012†* | 23 | Average Per Ton | All | 9/15/2012†*23Average Per TonAll | 0.58697 | 0.58697 | 73.0306 | 0 | 0 | 0 | 0 | 0
9/15/2012†* | 24 | Aggregate | 30% Cycling | 9/15/2012†*24Aggregate30% Cycling | 0.93058 | 0.93058 | 72.6858
9/15/2012†* | 24 | Aggregate | 50% Cycling | 9/15/2012†*24Aggregate50% Cycling | 1.0144 | 1.0144 | 70.5625
9/15/2012†* | 24 | Aggregate | All | 9/15/2012†*24AggregateAll | 1.9454 | 1.9454 | 71.3269 | 0 | 0 | 0 | 0 | 0
9/15/2012†* | 24 | Average Per Device | 30% Cycling | 9/15/2012†*24Average Per Device30% Cycling | 2.0972 | 2.0972 | 72.6858
9/15/2012†* | 24 | Average Per Device | 50% Cycling | 9/15/2012†*24Average Per Device50% Cycling | 1.9972 | 1.9972 | 70.5625
9/15/2012†* | 24 | Average Per Device | All | 9/15/2012†*24Average Per DeviceAll | 2.0332 | 2.0332 | 71.3269 | 0 | 0 | 0 | 0 | 0
9/15/2012†* | 24 | Average Per Premise | 30% Cycling | 9/15/2012†*24Average Per Premise30% Cycling | 5.5064 | 5.5064 | 72.6858
9/15/2012†* | 24 | Average Per Premise | 50% Cycling | 9/15/2012†*24Average Per Premise50% Cycling | 3.3702 | 3.3702 | 70.5625
9/15/2012†* | 24 | Average Per Premise | All | 9/15/2012†*24Average Per PremiseAll | 4.1392 | 4.1392 | 71.3269 | 0 | 0 | 0 | 0 | 0
9/15/2012†* | 24 | Average Per Ton | 30% Cycling | 9/15/2012†*24Average Per Ton30% Cycling | 0.54275 | 0.54275 | 72.6858
9/15/2012†* | 24 | Average Per Ton | 50% Cycling | 9/15/2012†*24Average Per Ton50% Cycling | 0.48674 | 0.48674 | 70.5625
9/15/2012†* | 24 | Average Per Ton | All | 9/15/2012†*24Average Per TonAll | 0.5069 | 0.5069 | 71.3269 | 0 | 0 | 0 | 0 | 0
Average Two Hour Event Day‡ | 1 | Aggregate | 30% Cycling | Average Two Hour Event Day‡1Aggregate30% Cycling | 5.287 | 5.287 | 70.2693
Average Two Hour Event Day‡ | 1 | Aggregate | 50% Cycling | Average Two Hour Event Day‡1Aggregate50% Cycling | 9.4915 | 9.4915 | 70.4185
Average Two Hour Event Day‡ | 1 | Aggregate | All | Average Two Hour Event Day‡1AggregateAll | 14.7788 | 14.7788 | 70.3678 | 0 | 0 | 0 | 0 | 0
Average Two Hour Event Day‡ | 1 | Average Per Device | 30% Cycling | Average Two Hour Event Day‡1Average Per Device30% Cycling | 1.4704 | 1.4704 | 70.2693
Average Two Hour Event Day‡ | 1 | Average Per Device | 50% Cycling | Average Two Hour Event Day‡1Average Per Device50% Cycling | 1.5408 | 1.5408 | 70.4185
Average Two Hour Event Day‡ | 1 | Average Per Device | All | Average Two Hour Event Day‡1Average Per DeviceAll | 1.5169 | 1.5169 | 70.3678 | 0 | 0 | 0 | 0 | 0
Average Two Hour Event Day‡ | 1 | Average Per Premise | 30% Cycling | Average Two Hour Event Day‡1Average Per Premise30% Cycling | 3.2615 | 3.2615 | 70.2693
Average Two Hour Event Day‡ | 1 | Average Per Premise | 50% Cycling | Average Two Hour Event Day‡1Average Per Premise50% Cycling | 3.0132 | 3.0132 | 70.4185
Average Two Hour Event Day‡ | 1 | Average Per Premise | All | Average Two Hour Event Day‡1Average Per PremiseAll | 3.0976 | 3.0976 | 70.3678 | 0 | 0 | 0 | 0 | 0
Average Two Hour Event Day‡ | 1 | Average Per Ton | 30% Cycling | Average Two Hour Event Day‡1Average Per Ton30% Cycling | 0.39353 | 0.39353 | 70.2693
Average Two Hour Event Day‡ | 1 | Average Per Ton | 50% Cycling | Average Two Hour Event Day‡1Average Per Ton50% Cycling | 0.38043 | 0.38043 | 70.4185
Average Two Hour Event Day‡ | 1 | Average Per Ton | All | Average Two Hour Event Day‡1Average Per TonAll | 0.38489 | 0.38489 | 70.3678 | 0 | 0 | 0 | 0 | 0
Average Two Hour Event Day‡ | 2 | Aggregate | 30% Cycling | Average Two Hour Event Day‡2Aggregate30% Cycling | 5.1292 | 5.1292 | 69.795
Average Two Hour Event Day‡ | 2 | Aggregate | 50% Cycling | Average Two Hour Event Day‡2Aggregate50% Cycling | 9.2904 | 9.2904 | 69.9447
Average Two Hour Event Day‡ | 2 | Aggregate | All | Average Two Hour Event Day‡2AggregateAll | 14.4198 | 14.4198 | 69.8938 | 0 | 0 | 0 | 0 | 0
Average Two Hour Event Day‡ | 2 | Average Per Device | 30% Cycling | Average Two Hour Event Day‡2Average Per Device30% Cycling | 1.4266 | 1.4266 | 69.795
Average Two Hour Event Day‡ | 2 | Average Per Device | 50% Cycling | Average Two Hour Event Day‡2Average Per Device50% Cycling | 1.5081 | 1.5081 | 69.9447
Average Two Hour Event Day‡ | 2 | Average Per Device | All | Average Two Hour Event Day‡2Average Per DeviceAll | 1.4804 | 1.4804 | 69.8938 | 0 | 0 | 0 | 0 | 0
Average Two Hour Event Day‡ | 2 | Average Per Premise | 30% Cycling | Average Two Hour Event Day‡2Average Per Premise30% Cycling | 3.1642 | 3.1642 | 69.795
Average Two Hour Event Day‡ | 2 | Average Per Premise | 50% Cycling | Average Two Hour Event Day‡2Average Per Premise50% Cycling | 2.9493 | 2.9493 | 69.9447
Average Two Hour Event Day‡ | 2 | Average Per Premise | All | Average Two Hour Event Day‡2Average Per PremiseAll | 3.0224 | 3.0224 | 69.8938 | 0 | 0 | 0 | 0 | 0
Average Two Hour Event Day‡ | 2 | Average Per Ton | 30% Cycling | Average Two Hour Event Day‡2Average Per Ton30% Cycling | 0.38178 | 0.38178 | 69.795
Average Two Hour Event Day‡ | 2 | Average Per Ton | 50% Cycling | Average Two Hour Event Day‡2Average Per Ton50% Cycling | 0.37237 | 0.37237 | 69.9447
Average Two Hour Event Day‡ | 2 | Average Per Ton | All | Average Two Hour Event Day‡2Average Per TonAll | 0.37557 | 0.37557 | 69.8938 | 0 | 0 | 0 | 0 | 0
Average Two Hour Event Day‡ | 3 | Aggregate | 30% Cycling | Average Two Hour Event Day‡3Aggregate30% Cycling | 4.9804 | 4.9804 | 69.1017
Average Two Hour Event Day‡ | 3 | Aggregate | 50% Cycling | Average Two Hour Event Day‡3Aggregate50% Cycling | 9.1301 | 9.1301 | 69.3931
Average Two Hour Event Day‡ | 3 | Aggregate | All | Average Two Hour Event Day‡3AggregateAll | 14.1107 | 14.1107 | 69.294 | 0 | 0 | 0 | 0 | 0
Average Two Hour Event Day‡ | 3 | Average Per Device | 30% Cycling | Average Two Hour Event Day‡3Average Per Device30% Cycling | 1.3852 | 1.3852 | 69.1017
Average Two Hour Event Day‡ | 3 | Average Per Device | 50% Cycling | Average Two Hour Event Day‡3Average Per Device50% Cycling | 1.4821 | 1.4821 | 69.3931
Average Two Hour Event Day‡ | 3 | Average Per Device | All | Average Two Hour Event Day‡3Average Per DeviceAll | 1.4492 | 1.4492 | 69.294 | 0 | 0 | 0 | 0 | 0
Average Two Hour Event Day‡ | 3 | Average Per Premise | 30% Cycling | Average Two Hour Event Day‡3Average Per Premise30% Cycling | 3.0724 | 3.0724 | 69.1017
Average Two Hour Event Day‡ | 3 | Average Per Premise | 50% Cycling | Average Two Hour Event Day‡3Average Per Premise50% Cycling | 2.8984 | 2.8984 | 69.3931
Average Two Hour Event Day‡ | 3 | Average Per Premise | All | Average Two Hour Event Day‡3Average Per PremiseAll | 2.9576 | 2.9576 | 69.294 | 0 | 0 | 0 | 0 | 0
Average Two Hour Event Day‡ | 3 | Average Per Ton | 30% Cycling | Average Two Hour Event Day‡3Average Per Ton30% Cycling | 0.37071 | 0.37071 | 69.1017
Average Two Hour Event Day‡ | 3 | Average Per Ton | 50% Cycling | Average Two Hour Event Day‡3Average Per Ton50% Cycling | 0.36595 | 0.36595 | 69.3931
Average Two Hour Event Day‡ | 3 | Average Per Ton | All | Average Two Hour Event Day‡3Average Per TonAll | 0.36757 | 0.36757 | 69.294 | 0 | 0 | 0 | 0 | 0
Average Two Hour Event Day‡ | 4 | Aggregate | 30% Cycling | Average Two Hour Event Day‡4Aggregate30% Cycling | 4.9232 | 4.9232 | 68.4231
Average Two Hour Event Day‡ | 4 | Aggregate | 50% Cycling | Average Two Hour Event Day‡4Aggregate50% Cycling | 9.1968 | 9.1968 | 68.7464
Average Two Hour Event Day‡ | 4 | Aggregate | All | Average Two Hour Event Day‡4AggregateAll | 14.1202 | 14.1202 | 68.6365 | 0 | 0 | 0 | 0 | 0
Average Two Hour Event Day‡ | 4 | Average Per Device | 30% Cycling | Average Two Hour Event Day‡4Average Per Device30% Cycling | 1.3693 | 1.3693 | 68.4231
Average Two Hour Event Day‡ | 4 | Average Per Device | 50% Cycling | Average Two Hour Event Day‡4Average Per Device50% Cycling | 1.4929 | 1.4929 | 68.7464
Average Two Hour Event Day‡ | 4 | Average Per Device | All | Average Two Hour Event Day‡4Average Per DeviceAll | 1.4509 | 1.4509 | 68.6365 | 0 | 0 | 0 | 0 | 0
Average Two Hour Event Day‡ | 4 | Average Per Premise | 30% Cycling | Average Two Hour Event Day‡4Average Per Premise30% Cycling | 3.0371 | 3.0371 | 68.4231
Average Two Hour Event Day‡ | 4 | Average Per Premise | 50% Cycling | Average Two Hour Event Day‡4Average Per Premise50% Cycling | 2.9196 | 2.9196 | 68.7464
Average Two Hour Event Day‡ | 4 | Average Per Premise | All | Average Two Hour Event Day‡4Average Per PremiseAll | 2.9596 | 2.9596 | 68.6365 | 0 | 0 | 0 | 0 | 0
Average Two Hour Event Day‡ | 4 | Average Per Ton | 30% Cycling | Average Two Hour Event Day‡4Average Per Ton30% Cycling | 0.36645 | 0.36645 | 68.4231
Average Two Hour Event Day‡ | 4 | Average Per Ton | 50% Cycling | Average Two Hour Event Day‡4Average Per Ton50% Cycling | 0.36862 | 0.36862 | 68.7464
Average Two Hour Event Day‡ | 4 | Average Per Ton | All | Average Two Hour Event Day‡4Average Per TonAll | 0.36788 | 0.36788 | 68.6365 | 0 | 0 | 0 | 0 | 0
Average Two Hour Event Day‡ | 5 | Aggregate | 30% Cycling | Average Two Hour Event Day‡5Aggregate30% Cycling | 5.0843 | 5.0843 | 67.9809
Average Two Hour Event Day‡ | 5 | Aggregate | 50% Cycling | Average Two Hour Event Day‡5Aggregate50% Cycling | 9.102 | 9.102 | 68.3342
Average Two Hour Event Day‡ | 5 | Aggregate | All | Average Two Hour Event Day‡5AggregateAll | 14.1866 | 14.1866 | 68.2141 | 0 | 0 | 0 | 0 | 0
Average Two Hour Event Day‡ | 5 | Average Per Device | 30% Cycling | Average Two Hour Event Day‡5Average Per Device30% Cycling | 1.4141 | 1.4141 | 67.9809
Average Two Hour Event Day‡ | 5 | Average Per Device | 50% Cycling | Average Two Hour Event Day‡5Average Per Device50% Cycling | 1.4776 | 1.4776 | 68.3342
Average Two Hour Event Day‡ | 5 | Average Per Device | All | Average Two Hour Event Day‡5Average Per DeviceAll | 1.456 | 1.456 | 68.2141 | 0 | 0 | 0 | 0 | 0
Average Two Hour Event Day‡ | 5 | Average Per Premise | 30% Cycling | Average Two Hour Event Day‡5Average Per Premise30% Cycling | 3.1365 | 3.1365 | 67.9809
Average Two Hour Event Day‡ | 5 | Average Per Premise | 50% Cycling | Average Two Hour Event Day‡5Average Per Premise50% Cycling | 2.8895 | 2.8895 | 68.3342
Average Two Hour Event Day‡ | 5 | Average Per Premise | All | Average Two Hour Event Day‡5Average Per PremiseAll | 2.9735 | 2.9735 | 68.2141 | 0 | 0 | 0 | 0 | 0
Average Two Hour Event Day‡ | 5 | Average Per Ton | 30% Cycling | Average Two Hour Event Day‡5Average Per Ton30% Cycling | 0.37844 | 0.37844 | 67.9809
Average Two Hour Event Day‡ | 5 | Average Per Ton | 50% Cycling | Average Two Hour Event Day‡5Average Per Ton50% Cycling | 0.36482 | 0.36482 | 68.3342
Average Two Hour Event Day‡ | 5 | Average Per Ton | All | Average Two Hour Event Day‡5Average Per TonAll | 0.36945 | 0.36945 | 68.2141 | 0 | 0 | 0 | 0 | 0
Average Two Hour Event Day‡ | 6 | Aggregate | 30% Cycling | Average Two Hour Event Day‡6Aggregate30% Cycling | 5.8173 | 5.8173 | 67.7185
Average Two Hour Event Day‡ | 6 | Aggregate | 50% Cycling | Average Two Hour Event Day‡6Aggregate50% Cycling | 9.4268 | 9.4268 | 68.1911
Average Two Hour Event Day‡ | 6 | Aggregate | All | Average Two Hour Event Day‡6AggregateAll | 15.2448 | 15.2448 | 68.0304 | 0 | 0 | 0 | 0 | 0
Average Two Hour Event Day‡ | 6 | Average Per Device | 30% Cycling | Average Two Hour Event Day‡6Average Per Device30% Cycling | 1.6179 | 1.6179 | 67.7185
Average Two Hour Event Day‡ | 6 | Average Per Device | 50% Cycling | Average Two Hour Event Day‡6Average Per Device50% Cycling | 1.5303 | 1.5303 | 68.1911
Average Two Hour Event Day‡ | 6 | Average Per Device | All | Average Two Hour Event Day‡6Average Per DeviceAll | 1.5601 | 1.5601 | 68.0304 | 0 | 0 | 0 | 0 | 0
Average Two Hour Event Day‡ | 6 | Average Per Premise | 30% Cycling | Average Two Hour Event Day‡6Average Per Premise30% Cycling | 3.5887 | 3.5887 | 67.7185
Average Two Hour Event Day‡ | 6 | Average Per Premise | 50% Cycling | Average Two Hour Event Day‡6Average Per Premise50% Cycling | 2.9926 | 2.9926 | 68.1911
Average Two Hour Event Day‡ | 6 | Average Per Premise | All | Average Two Hour Event Day‡6Average Per PremiseAll | 3.1953 | 3.1953 | 68.0304 | 0 | 0 | 0 | 0 | 0
Average Two Hour Event Day‡ | 6 | Average Per Ton | 30% Cycling | Average Two Hour Event Day‡6Average Per Ton30% Cycling | 0.433 | 0.433 | 67.7185
Average Two Hour Event Day‡ | 6 | Average Per Ton | 50% Cycling | Average Two Hour Event Day‡6Average Per Ton50% Cycling | 0.37784 | 0.37784 | 68.1911
Average Two Hour Event Day‡ | 6 | Average Per Ton | All | Average Two Hour Event Day‡6Average Per TonAll | 0.3966 | 0.3966 | 68.0304 | 0 | 0 | 0 | 0 | 0
Average Two Hour Event Day‡ | 7 | Aggregate | 30% Cycling | Average Two Hour Event Day‡7Aggregate30% Cycling | 6.5383 | 6.5383 | 68.0478
Average Two Hour Event Day‡ | 7 | Aggregate | 50% Cycling | Average Two Hour Event Day‡7Aggregate50% Cycling | 10.0493 | 10.0493 | 68.5462
Average Two Hour Event Day‡ | 7 | Aggregate | All | Average Two Hour Event Day‡7AggregateAll | 16.5886 | 16.5886 | 68.3767 | 0 | 0 | 0 | 0 | 0
Average Two Hour Event Day‡ | 7 | Average Per Device | 30% Cycling | Average Two Hour Event Day‡7Average Per Device30% Cycling | 1.8185 | 1.8185 | 68.0478
Average Two Hour Event Day‡ | 7 | Average Per Device | 50% Cycling | Average Two Hour Event Day‡7Average Per Device50% Cycling | 1.6313 | 1.6313 | 68.5462
Average Two Hour Event Day‡ | 7 | Average Per Device | All | Average Two Hour Event Day‡7Average Per DeviceAll | 1.695 | 1.695 | 68.3767 | 0 | 0 | 0 | 0 | 0
Average Two Hour Event Day‡ | 7 | Average Per Premise | 30% Cycling | Average Two Hour Event Day‡7Average Per Premise30% Cycling | 4.0335 | 4.0335 | 68.0478
Average Two Hour Event Day‡ | 7 | Average Per Premise | 50% Cycling | Average Two Hour Event Day‡7Average Per Premise50% Cycling | 3.1903 | 3.1903 | 68.5462
Average Two Hour Event Day‡ | 7 | Average Per Premise | All | Average Two Hour Event Day‡7Average Per PremiseAll | 3.477 | 3.477 | 68.3767 | 0 | 0 | 0 | 0 | 0
Average Two Hour Event Day‡ | 7 | Average Per Ton | 30% Cycling | Average Two Hour Event Day‡7Average Per Ton30% Cycling | 0.48667 | 0.48667 | 68.0478
Average Two Hour Event Day‡ | 7 | Average Per Ton | 50% Cycling | Average Two Hour Event Day‡7Average Per Ton50% Cycling | 0.40279 | 0.40279 | 68.5462
Average Two Hour Event Day‡ | 7 | Average Per Ton | All | Average Two Hour Event Day‡7Average Per TonAll | 0.43131 | 0.43131 | 68.3767 | 0 | 0 | 0 | 0 | 0
Average Two Hour Event Day‡ | 8 | Aggregate | 30% Cycling | Average Two Hour Event Day‡8Aggregate30% Cycling | 7.5208 | 7.5208 | 72.205
Average Two Hour Event Day‡ | 8 | Aggregate | 50% Cycling | Average Two Hour Event Day‡8Aggregate50% Cycling | 12.0568 | 12.0568 | 72.231
Average Two Hour Event Day‡ | 8 | Aggregate | All | Average Two Hour Event Day‡8AggregateAll | 19.5785 | 19.5785 | 72.2222 | 0 | 0 | 0 | 0 | 0
Average Two Hour Event Day‡ | 8 | Average Per Device | 30% Cycling | Average Two Hour Event Day‡8Average Per Device30% Cycling | 2.0917 | 2.0917 | 72.205
Average Two Hour Event Day‡ | 8 | Average Per Device | 50% Cycling | Average Two Hour Event Day‡8Average Per Device50% Cycling | 1.9572 | 1.9572 | 72.231
Average Two Hour Event Day‡ | 8 | Average Per Device | All | Average Two Hour Event Day‡8Average Per DeviceAll | 2.0029 | 2.0029 | 72.2222 | 0 | 0 | 0 | 0 | 0
Average Two Hour Event Day‡ | 8 | Average Per Premise | 30% Cycling | Average Two Hour Event Day‡8Average Per Premise30% Cycling | 4.6396 | 4.6396 | 72.205
Average Two Hour Event Day‡ | 8 | Average Per Premise | 50% Cycling | Average Two Hour Event Day‡8Average Per Premise50% Cycling | 3.8276 | 3.8276 | 72.231
Average Two Hour Event Day‡ | 8 | Average Per Premise | All | Average Two Hour Event Day‡8Average Per PremiseAll | 4.1036 | 4.1036 | 72.2222 | 0 | 0 | 0 | 0 | 0
Average Two Hour Event Day‡ | 8 | Average Per Ton | 30% Cycling | Average Two Hour Event Day‡8Average Per Ton30% Cycling | 0.55979 | 0.55979 | 72.205
Average Two Hour Event Day‡ | 8 | Average Per Ton | 50% Cycling | Average Two Hour Event Day‡8Average Per Ton50% Cycling | 0.48325 | 0.48325 | 72.231
Average Two Hour Event Day‡ | 8 | Average Per Ton | All | Average Two Hour Event Day‡8Average Per TonAll | 0.50928 | 0.50928 | 72.2222 | 0 | 0 | 0 | 0 | 0
Average Two Hour Event Day‡ | 9 | Aggregate | 30% Cycling | Average Two Hour Event Day‡9Aggregate30% Cycling | 9.3555 | 9.3555 | 77.417
Average Two Hour Event Day‡ | 9 | Aggregate | 50% Cycling | Average Two Hour Event Day‡9Aggregate50% Cycling | 14.7763 | 14.7763 | 77.1386
Average Two Hour Event Day‡ | 9 | Aggregate | All | Average Two Hour Event Day‡9AggregateAll | 24.133 | 24.133 | 77.2333 | 0 | 0 | 0 | 0 | 0
Average Two Hour Event Day‡ | 9 | Average Per Device | 30% Cycling | Average Two Hour Event Day‡9Average Per Device30% Cycling | 2.602 | 2.602 | 77.417
Average Two Hour Event Day‡ | 9 | Average Per Device | 50% Cycling | Average Two Hour Event Day‡9Average Per Device50% Cycling | 2.3987 | 2.3987 | 77.1386
Average Two Hour Event Day‡ | 9 | Average Per Device | All | Average Two Hour Event Day‡9Average Per DeviceAll | 2.4678 | 2.4678 | 77.2333 | 0 | 0 | 0 | 0 | 0
Average Two Hour Event Day‡ | 9 | Average Per Premise | 30% Cycling | Average Two Hour Event Day‡9Average Per Premise30% Cycling | 5.7714 | 5.7714 | 77.417
Average Two Hour Event Day‡ | 9 | Average Per Premise | 50% Cycling | Average Two Hour Event Day‡9Average Per Premise50% Cycling | 4.6909 | 4.6909 | 77.1386
Average Two Hour Event Day‡ | 9 | Average Per Premise | All | Average Two Hour Event Day‡9Average Per PremiseAll | 5.0583 | 5.0583 | 77.2333 | 0 | 0 | 0 | 0 | 0
Average Two Hour Event Day‡ | 9 | Average Per Ton | 30% Cycling | Average Two Hour Event Day‡9Average Per Ton30% Cycling | 0.69636 | 0.69636 | 77.417
Average Two Hour Event Day‡ | 9 | Average Per Ton | 50% Cycling | Average Two Hour Event Day‡9Average Per Ton50% Cycling | 0.59226 | 0.59226 | 77.1386
Average Two Hour Event Day‡ | 9 | Average Per Ton | All | Average Two Hour Event Day‡9Average Per TonAll | 0.62765 | 0.62765 | 77.2333 | 0 | 0 | 0 | 0 | 0
Average Two Hour Event Day‡ | 10 | Aggregate | 30% Cycling | Average Two Hour Event Day‡10Aggregate30% Cycling | 11.4638 | 11.4638 | 83.0452
Average Two Hour Event Day‡ | 10 | Aggregate | 50% Cycling | Average Two Hour Event Day‡10Aggregate50% Cycling | 17.7906 | 17.7906 | 82.1676
Average Two Hour Event Day‡ | 10 | Aggregate | All | Average Two Hour Event Day‡10AggregateAll | 29.256 | 29.256 | 82.466 | 0 | 0 | 0 | 0 | 0
Average Two Hour Event Day‡ | 10 | Average Per Device | 30% Cycling | Average Two Hour Event Day‡10Average Per Device30% Cycling | 3.1884 | 3.1884 | 83.0452
Average Two Hour Event Day‡ | 10 | Average Per Device | 50% Cycling | Average Two Hour Event Day‡10Average Per Device50% Cycling | 2.888 | 2.888 | 82.1676
Average Two Hour Event Day‡ | 10 | Average Per Device | All | Average Two Hour Event Day‡10Average Per DeviceAll | 2.9901 | 2.9901 | 82.466 | 0 | 0 | 0 | 0 | 0
Average Two Hour Event Day‡ | 10 | Average Per Premise | 30% Cycling | Average Two Hour Event Day‡10Average Per Premise30% Cycling | 7.0721 | 7.0721 | 83.0452
Average Two Hour Event Day‡ | 10 | Average Per Premise | 50% Cycling | Average Two Hour Event Day‡10Average Per Premise50% Cycling | 5.6478 | 5.6478 | 82.1676
Average Two Hour Event Day‡ | 10 | Average Per Premise | All | Average Two Hour Event Day‡10Average Per PremiseAll | 6.132 | 6.132 | 82.466 | 0 | 0 | 0 | 0 | 0
Average Two Hour Event Day‡ | 10 | Average Per Ton | 30% Cycling | Average Two Hour Event Day‡10Average Per Ton30% Cycling | 0.85329 | 0.85329 | 83.0452
Average Two Hour Event Day‡ | 10 | Average Per Ton | 50% Cycling | Average Two Hour Event Day‡10Average Per Ton50% Cycling | 0.71307 | 0.71307 | 82.1676
Average Two Hour Event Day‡ | 10 | Average Per Ton | All | Average Two Hour Event Day‡10Average Per TonAll | 0.76075 | 0.76075 | 82.466 | 0 | 0 | 0 | 0 | 0
Average Two Hour Event Day‡ | 11 | Aggregate | 30% Cycling | Average Two Hour Event Day‡11Aggregate30% Cycling | 13.0226 | 13.0226 | 85.3484
Average Two Hour Event Day‡ | 11 | Aggregate | 50% Cycling | Average Two Hour Event Day‡11Aggregate50% Cycling | 20.9469 | 20.9469 | 84.0996
Average Two Hour Event Day‡ | 11 | Aggregate | All | Average Two Hour Event Day‡11AggregateAll | 33.9711 | 33.9711 | 84.5242 | 0 | 0 | 0 | 0 | 0
Average Two Hour Event Day‡ | 11 | Average Per Device | 30% Cycling | Average Two Hour Event Day‡11Average Per Device30% Cycling | 3.6219 | 3.6219 | 85.3484
Average Two Hour Event Day‡ | 11 | Average Per Device | 50% Cycling | Average Two Hour Event Day‡11Average Per Device50% Cycling | 3.4004 | 3.4004 | 84.0996
Average Two Hour Event Day‡ | 11 | Average Per Device | All | Average Two Hour Event Day‡11Average Per DeviceAll | 3.4757 | 3.4757 | 84.5242 | 0 | 0 | 0 | 0 | 0
Average Two Hour Event Day‡ | 11 | Average Per Premise | 30% Cycling | Average Two Hour Event Day‡11Average Per Premise30% Cycling | 8.0337 | 8.0337 | 85.3484
Average Two Hour Event Day‡ | 11 | Average Per Premise | 50% Cycling | Average Two Hour Event Day‡11Average Per Premise50% Cycling | 6.6498 | 6.6498 | 84.0996
Average Two Hour Event Day‡ | 11 | Average Per Premise | All | Average Two Hour Event Day‡11Average Per PremiseAll | 7.1203 | 7.1203 | 84.5242 | 0 | 0 | 0 | 0 | 0
Average Two Hour Event Day‡ | 11 | Average Per Ton | 30% Cycling | Average Two Hour Event Day‡11Average Per Ton30% Cycling | 0.96931 | 0.96931 | 85.3484
Average Two Hour Event Day‡ | 11 | Average Per Ton | 50% Cycling | Average Two Hour Event Day‡11Average Per Ton50% Cycling | 0.83958 | 0.83958 | 84.0996
Average Two Hour Event Day‡ | 11 | Average Per Ton | All | Average Two Hour Event Day‡11Average Per TonAll | 0.88369 | 0.88369 | 84.5242 | 0 | 0 | 0 | 0 | 0
Average Two Hour Event Day‡ | 12 | Aggregate | 30% Cycling | Average Two Hour Event Day‡12Aggregate30% Cycling | 14.0137 | 14.0137 | 87.7524
Average Two Hour Event Day‡ | 12 | Aggregate | 50% Cycling | Average Two Hour Event Day‡12Aggregate50% Cycling | 22.3759 | 22.3759 | 86.1766
Average Two Hour Event Day‡ | 12 | Aggregate | All | Average Two Hour Event Day‡12AggregateAll | 36.3914 | 36.3914 | 86.7124 | 0 | 0 | 0 | 0 | 0
Average Two Hour Event Day‡ | 12 | Average Per Device | 30% Cycling | Average Two Hour Event Day‡12Average Per Device30% Cycling | 3.8976 | 3.8976 | 87.7524
Average Two Hour Event Day‡ | 12 | Average Per Device | 50% Cycling | Average Two Hour Event Day‡12Average Per Device50% Cycling | 3.6323 | 3.6323 | 86.1766
Average Two Hour Event Day‡ | 12 | Average Per Device | All | Average Two Hour Event Day‡12Average Per DeviceAll | 3.7225 | 3.7225 | 86.7124 | 0 | 0 | 0 | 0 | 0
Average Two Hour Event Day‡ | 12 | Average Per Premise | 30% Cycling | Average Two Hour Event Day‡12Average Per Premise30% Cycling | 8.6451 | 8.6451 | 87.7524
Average Two Hour Event Day‡ | 12 | Average Per Premise | 50% Cycling | Average Two Hour Event Day‡12Average Per Premise50% Cycling | 7.1035 | 7.1035 | 86.1766
Average Two Hour Event Day‡ | 12 | Average Per Premise | All | Average Two Hour Event Day‡12Average Per PremiseAll | 7.6276 | 7.6276 | 86.7124 | 0 | 0 | 0 | 0 | 0
Average Two Hour Event Day‡ | 12 | Average Per Ton | 30% Cycling | Average Two Hour Event Day‡12Average Per Ton30% Cycling | 1.0431 | 1.0431 | 87.7524
Average Two Hour Event Day‡ | 12 | Average Per Ton | 50% Cycling | Average Two Hour Event Day‡12Average Per Ton50% Cycling | 0.89686 | 0.89686 | 86.1766
Average Two Hour Event Day‡ | 12 | Average Per Ton | All | Average Two Hour Event Day‡12Average Per TonAll | 0.94658 | 0.94658 | 86.7124 | 0 | 0 | 0 | 0 | 0
Average Two Hour Event Day‡ | 13 | Aggregate | 30% Cycling | Average Two Hour Event Day‡13Aggregate30% Cycling | 14.5947 | 14.5947 | 87.8367
Average Two Hour Event Day‡ | 13 | Aggregate | 50% Cycling | Average Two Hour Event Day‡13Aggregate50% Cycling | 22.9341 | 22.9341 | 86.2654
Average Two Hour Event Day‡ | 13 | Aggregate | All | Average Two Hour Event Day‡13AggregateAll | 37.5308 | 37.5308 | 86.7996 | 0 | 0 | 0 | 0 | 0
Average Two Hour Event Day‡ | 13 | Average Per Device | 30% Cycling | Average Two Hour Event Day‡13Average Per Device30% Cycling | 4.0592 | 4.0592 | 87.8367
Average Two Hour Event Day‡ | 13 | Average Per Device | 50% Cycling | Average Two Hour Event Day‡13Average Per Device50% Cycling | 3.723 | 3.723 | 86.2654
Average Two Hour Event Day‡ | 13 | Average Per Device | All | Average Two Hour Event Day‡13Average Per DeviceAll | 3.8373 | 3.8373 | 86.7996 | 0 | 0 | 0 | 0 | 0
Average Two Hour Event Day‡ | 13 | Average Per Premise | 30% Cycling | Average Two Hour Event Day‡13Average Per Premise30% Cycling | 9.0035 | 9.0035 | 87.8367
Average Two Hour Event Day‡ | 13 | Average Per Premise | 50% Cycling | Average Two Hour Event Day‡13Average Per Premise50% Cycling | 7.2807 | 7.2807 | 86.2654
Average Two Hour Event Day‡ | 13 | Average Per Premise | All | Average Two Hour Event Day‡13Average Per PremiseAll | 7.8664 | 7.8664 | 86.7996 | 0 | 0 | 0 | 0 | 0
Average Two Hour Event Day‡ | 13 | Average Per Ton | 30% Cycling | Average Two Hour Event Day‡13Average Per Ton30% Cycling | 1.0863 | 1.0863 | 87.8367
Average Two Hour Event Day‡ | 13 | Average Per Ton | 50% Cycling | Average Two Hour Event Day‡13Average Per Ton50% Cycling | 0.91923 | 0.91923 | 86.2654
Average Two Hour Event Day‡ | 13 | Average Per Ton | All | Average Two Hour Event Day‡13Average Per TonAll | 0.97605 | 0.97605 | 86.7996 | 0 | 0 | 0 | 0 | 0
Average Two Hour Event Day‡ | 14 | Aggregate | 30% Cycling | Average Two Hour Event Day‡14Aggregate30% Cycling | 14.8358 | 14.8358 | 87.9079
Average Two Hour Event Day‡ | 14 | Aggregate | 50% Cycling | Average Two Hour Event Day‡14Aggregate50% Cycling | 23.1404 | 23.1404 | 86.3832
Average Two Hour Event Day‡ | 14 | Aggregate | All | Average Two Hour Event Day‡14AggregateAll | 37.9783 | 37.9783 | 86.9016 | 0 | 0 | 0 | 0 | 0
Average Two Hour Event Day‡ | 14 | Average Per Device | 30% Cycling | Average Two Hour Event Day‡14Average Per Device30% Cycling | 4.1262 | 4.1262 | 87.9079
Average Two Hour Event Day‡ | 14 | Average Per Device | 50% Cycling | Average Two Hour Event Day‡14Average Per Device50% Cycling | 3.7564 | 3.7564 | 86.3832
Average Two Hour Event Day‡ | 14 | Average Per Device | All | Average Two Hour Event Day‡14Average Per DeviceAll | 3.8822 | 3.8822 | 86.9016 | 0 | 0 | 0 | 0 | 0
Average Two Hour Event Day‡ | 14 | Average Per Premise | 30% Cycling | Average Two Hour Event Day‡14Average Per Premise30% Cycling | 9.1522 | 9.1522 | 87.9079
Average Two Hour Event Day‡ | 14 | Average Per Premise | 50% Cycling | Average Two Hour Event Day‡14Average Per Premise50% Cycling | 7.3462 | 7.3462 | 86.3832
Average Two Hour Event Day‡ | 14 | Average Per Premise | All | Average Two Hour Event Day‡14Average Per PremiseAll | 7.9602 | 7.9602 | 86.9016 | 0 | 0 | 0 | 0 | 0
Average Two Hour Event Day‡ | 14 | Average Per Ton | 30% Cycling | Average Two Hour Event Day‡14Average Per Ton30% Cycling | 1.1043 | 1.1043 | 87.9079
Average Two Hour Event Day‡ | 14 | Average Per Ton | 50% Cycling | Average Two Hour Event Day‡14Average Per Ton50% Cycling | 0.9275 | 0.9275 | 86.3832
Average Two Hour Event Day‡ | 14 | Average Per Ton | All | Average Two Hour Event Day‡14Average Per TonAll | 0.9876 | 0.9876 | 86.9016 | 0 | 0 | 0 | 0 | 0
Average Two Hour Event Day‡ | 15 | Aggregate | 30% Cycling | Average Two Hour Event Day‡15Aggregate30% Cycling | 14.0649 | 14.9185 | 87.8653 | 0.61749 | 0.75697 | 0.85358 | 0.95019 | 1.0897
Average Two Hour Event Day‡ | 15 | Aggregate | 50% Cycling | Average Two Hour Event Day‡15Aggregate50% Cycling | 21.0301 | 23.1502 | 86.4638 | 1.4571 | 1.8488 | 2.12 | 2.3913 | 2.783
Average Two Hour Event Day‡ | 15 | Aggregate | All | Average Two Hour Event Day‡15AggregateAll | 35.0973 | 38.0708 | 86.9403 | 2.0745 | 2.6056 | 2.9735 | 3.3413 | 3.8724
Average Two Hour Event Day‡ | 15 | Average Per Device | 30% Cycling | Average Two Hour Event Day‡15Average Per Device30% Cycling | 3.9118 | 4.1492 | 87.8653 | 0.091756 | 0.17781 | 0.2374 | 0.297 | 0.38305
Average Two Hour Event Day‡ | 15 | Average Per Device | 50% Cycling | Average Two Hour Event Day‡15Average Per Device50% Cycling | 3.4139 | 3.758 | 86.4638 | 0.13369 | 0.25803 | 0.34415 | 0.43027 | 0.55462
Average Two Hour Event Day‡ | 15 | Average Per Device | All | Average Two Hour Event Day‡15Average Per DeviceAll | 3.5832 | 3.891 | 86.9403 | 0.11943 | 0.23075 | 0.30786 | 0.38496 | 0.49628
Average Two Hour Event Day‡ | 15 | Average Per Premise | 30% Cycling | Average Two Hour Event Day‡15Average Per Premise30% Cycling | 8.6767 | 9.2033 | 87.8653 | 0.38093 | 0.46698 | 0.52658 | 0.58618 | 0.67223
Average Two Hour Event Day‡ | 15 | Average Per Premise | 50% Cycling | Average Two Hour Event Day‡15Average Per Premise50% Cycling | 6.6762 | 7.3493 | 86.4638 | 0.46256 | 0.58691 | 0.67303 | 0.75915 | 0.88349
Average Two Hour Event Day‡ | 15 | Average Per Premise | All | Average Two Hour Event Day‡15Average Per PremiseAll | 7.3564 | 7.9796 | 86.9403 | 0.43481 | 0.54613 | 0.62324 | 0.70034 | 0.81166
Average Two Hour Event Day‡ | 15 | Average Per Ton | 30% Cycling | Average Two Hour Event Day‡15Average Per Ton30% Cycling | 1.0469 | 1.1104 | 87.8653 | -0.082113 | 0.0039369 | 0.063535 | 0.12313 | 0.20918
Average Two Hour Event Day‡ | 15 | Average Per Ton | 50% Cycling | Average Two Hour Event Day‡15Average Per Ton50% Cycling | 0.84292 | 0.92789 | 86.4638 | -0.12549 | -0.0011461 | 0.084974 | 0.17109 | 0.29544
Average Two Hour Event Day‡ | 15 | Average Per Ton | All | Average Two Hour Event Day‡15Average Per TonAll | 0.91227 | 0.98996 | 86.9403 | -0.11074 | 0.0005822 | 0.077685 | 0.15479 | 0.26611
Average Two Hour Event Day‡ | 16 | Aggregate | 30% Cycling | Average Two Hour Event Day‡16Aggregate30% Cycling | 13.8631 | 14.703 | 86.8627 | 0.6084 | 0.74517 | 0.8399 | 0.93463 | 1.0714
Average Two Hour Event Day‡ | 16 | Aggregate | 50% Cycling | Average Two Hour Event Day‡16Aggregate50% Cycling | 20.3867 | 22.4494 | 85.4275 | 1.4737 | 1.8217 | 2.0627 | 2.3037 | 2.6517
Average Two Hour Event Day‡ | 16 | Aggregate | All | Average Two Hour Event Day‡16AggregateAll | 34.2522 | 37.1547 | 85.9155 | 2.082 | 2.5667 | 2.9025 | 3.2382 | 3.7229
Average Two Hour Event Day‡ | 16 | Average Per Device | 30% Cycling | Average Two Hour Event Day‡16Average Per Device30% Cycling | 3.8557 | 4.0893 | 86.8627 | 0.090782 | 0.17516 | 0.2336 | 0.29204 | 0.37642
Average Two Hour Event Day‡ | 16 | Average Per Device | 50% Cycling | Average Two Hour Event Day‡16Average Per Device50% Cycling | 3.3094 | 3.6443 | 85.4275 | 0.14787 | 0.25834 | 0.33485 | 0.41135 | 0.52182
Average Two Hour Event Day‡ | 16 | Average Per Device | All | Average Two Hour Event Day‡16Average Per DeviceAll | 3.4952 | 3.7956 | 85.9155 | 0.12846 | 0.23006 | 0.30042 | 0.37079 | 0.47238
Average Two Hour Event Day‡ | 16 | Average Per Premise | 30% Cycling | Average Two Hour Event Day‡16Average Per Premise30% Cycling | 8.5522 | 9.0703 | 86.8627 | 0.37532 | 0.4597 | 0.51814 | 0.57658 | 0.66095
Average Two Hour Event Day‡ | 16 | Average Per Premise | 50% Cycling | Average Two Hour Event Day‡16Average Per Premise50% Cycling | 6.472 | 7.1268 | 85.4275 | 0.46786 | 0.57832 | 0.65483 | 0.73134 | 0.8418
Average Two Hour Event Day‡ | 16 | Average Per Premise | All | Average Two Hour Event Day‡16Average Per PremiseAll | 7.1793 | 7.7876 | 85.9155 | 0.43639 | 0.53799 | 0.60835 | 0.67872 | 0.78031
Average Two Hour Event Day‡ | 16 | Average Per Ton | 30% Cycling | Average Two Hour Event Day‡16Average Per Ton30% Cycling | 1.0319 | 1.0944 | 86.8627 | -0.0803 | 0.0040772 | 0.062517 | 0.12096 | 0.20533
Average Two Hour Event Day‡ | 16 | Average Per Ton | 50% Cycling | Average Two Hour Event Day‡16Average Per Ton50% Cycling | 0.81713 | 0.89981 | 85.4275 | -0.1043 | 0.0061687 | 0.082676 | 0.15918 | 0.26965
Average Two Hour Event Day‡ | 16 | Average Per Ton | All | Average Two Hour Event Day‡16Average Per TonAll | 0.89014 | 0.96597 | 85.9155 | -0.096138 | 0.0054576 | 0.075822 | 0.14619 | 0.24778
Average Two Hour Event Day‡ | 17 | Aggregate | 30% Cycling | Average Two Hour Event Day‡17Aggregate30% Cycling | 14.007 | 14.007 | 85.3753
Average Two Hour Event Day‡ | 17 | Aggregate | 50% Cycling | Average Two Hour Event Day‡17Aggregate50% Cycling | 21.0865 | 21.0865 | 84.2074
Average Two Hour Event Day‡ | 17 | Aggregate | All | Average Two Hour Event Day‡17AggregateAll | 35.0958 | 35.0958 | 84.6045 | 0 | 0 | 0 | 0 | 0
Average Two Hour Event Day‡ | 17 | Average Per Device | 30% Cycling | Average Two Hour Event Day‡17Average Per Device30% Cycling | 3.8957 | 3.8957 | 85.3753
Average Two Hour Event Day‡ | 17 | Average Per Device | 50% Cycling | Average Two Hour Event Day‡17Average Per Device50% Cycling | 3.423 | 3.423 | 84.2074
Average Two Hour Event Day‡ | 17 | Average Per Device | All | Average Two Hour Event Day‡17Average Per DeviceAll | 3.5837 | 3.5837 | 84.6045 | 0 | 0 | 0 | 0 | 0
Average Two Hour Event Day‡ | 17 | Average Per Premise | 30% Cycling | Average Two Hour Event Day‡17Average Per Premise30% Cycling | 8.641 | 8.641 | 85.3753
Average Two Hour Event Day‡ | 17 | Average Per Premise | 50% Cycling | Average Two Hour Event Day‡17Average Per Premise50% Cycling | 6.6941 | 6.6941 | 84.2074
Average Two Hour Event Day‡ | 17 | Average Per Premise | All | Average Two Hour Event Day‡17Average Per PremiseAll | 7.3561 | 7.3561 | 84.6045 | 0 | 0 | 0 | 0 | 0
Average Two Hour Event Day‡ | 17 | Average Per Ton | 30% Cycling | Average Two Hour Event Day‡17Average Per Ton30% Cycling | 1.0426 | 1.0426 | 85.3753
Average Two Hour Event Day‡ | 17 | Average Per Ton | 50% Cycling | Average Two Hour Event Day‡17Average Per Ton50% Cycling | 0.84518 | 0.84518 | 84.2074
Average Two Hour Event Day‡ | 17 | Average Per Ton | All | Average Two Hour Event Day‡17Average Per TonAll | 0.9123 | 0.9123 | 84.6045 | 0 | 0 | 0 | 0 | 0
Average Two Hour Event Day‡ | 18 | Aggregate | 30% Cycling | Average Two Hour Event Day‡18Aggregate30% Cycling | 12.0845 | 12.0845 | 82.4865
Average Two Hour Event Day‡ | 18 | Aggregate | 50% Cycling | Average Two Hour Event Day‡18Aggregate50% Cycling | 18.6874 | 18.6874 | 81.8487
Average Two Hour Event Day‡ | 18 | Aggregate | All | Average Two Hour Event Day‡18AggregateAll | 30.7736 | 30.7736 | 82.0656 | 0 | 0 | 0 | 0 | 0
Average Two Hour Event Day‡ | 18 | Average Per Device | 30% Cycling | Average Two Hour Event Day‡18Average Per Device30% Cycling | 3.361 | 3.361 | 82.4865
Average Two Hour Event Day‡ | 18 | Average Per Device | 50% Cycling | Average Two Hour Event Day‡18Average Per Device50% Cycling | 3.0336 | 3.0336 | 81.8487
Average Two Hour Event Day‡ | 18 | Average Per Device | All | Average Two Hour Event Day‡18Average Per DeviceAll | 3.1449 | 3.1449 | 82.0656 | 0 | 0 | 0 | 0 | 0
Average Two Hour Event Day‡ | 18 | Average Per Premise | 30% Cycling | Average Two Hour Event Day‡18Average Per Premise30% Cycling | 7.455 | 7.455 | 82.4865
Average Two Hour Event Day‡ | 18 | Average Per Premise | 50% Cycling | Average Two Hour Event Day‡18Average Per Premise50% Cycling | 5.9325 | 5.9325 | 81.8487
Average Two Hour Event Day‡ | 18 | Average Per Premise | All | Average Two Hour Event Day‡18Average Per PremiseAll | 6.4501 | 6.4501 | 82.0656 | 0 | 0 | 0 | 0 | 0
Average Two Hour Event Day‡ | 18 | Average Per Ton | 30% Cycling | Average Two Hour Event Day‡18Average Per Ton30% Cycling | 0.89949 | 0.89949 | 82.4865
Average Two Hour Event Day‡ | 18 | Average Per Ton | 50% Cycling | Average Two Hour Event Day‡18Average Per Ton50% Cycling | 0.74902 | 0.74902 | 81.8487
Average Two Hour Event Day‡ | 18 | Average Per Ton | All | Average Two Hour Event Day‡18Average Per TonAll | 0.80018 | 0.80018 | 82.0656 | 0 | 0 | 0 | 0 | 0
Average Two Hour Event Day‡ | 19 | Aggregate | 30% Cycling | Average Two Hour Event Day‡19Aggregate30% Cycling | 10.5229 | 10.5229 | 78.7889
Average Two Hour Event Day‡ | 19 | Aggregate | 50% Cycling | Average Two Hour Event Day‡19Aggregate50% Cycling | 15.9398 | 15.9398 | 78.5027
Average Two Hour Event Day‡ | 19 | Aggregate | All | Average Two Hour Event Day‡19AggregateAll | 26.4643 | 26.4643 | 78.6 | 0 | 0 | 0 | 0 | 0
Average Two Hour Event Day‡ | 19 | Average Per Device | 30% Cycling | Average Two Hour Event Day‡19Average Per Device30% Cycling | 2.9267 | 2.9267 | 78.7889
Average Two Hour Event Day‡ | 19 | Average Per Device | 50% Cycling | Average Two Hour Event Day‡19Average Per Device50% Cycling | 2.5875 | 2.5875 | 78.5027
Average Two Hour Event Day‡ | 19 | Average Per Device | All | Average Two Hour Event Day‡19Average Per DeviceAll | 2.7029 | 2.7029 | 78.6 | 0 | 0 | 0 | 0 | 0
Average Two Hour Event Day‡ | 19 | Average Per Premise | 30% Cycling | Average Two Hour Event Day‡19Average Per Premise30% Cycling | 6.4916 | 6.4916 | 78.7889
Average Two Hour Event Day‡ | 19 | Average Per Premise | 50% Cycling | Average Two Hour Event Day‡19Average Per Premise50% Cycling | 5.0602 | 5.0602 | 78.5027
Average Two Hour Event Day‡ | 19 | Average Per Premise | All | Average Two Hour Event Day‡19Average Per PremiseAll | 5.5469 | 5.5469 | 78.6 | 0 | 0 | 0 | 0 | 0
Average Two Hour Event Day‡ | 19 | Average Per Ton | 30% Cycling | Average Two Hour Event Day‡19Average Per Ton30% Cycling | 0.78325 | 0.78325 | 78.7889
Average Two Hour Event Day‡ | 19 | Average Per Ton | 50% Cycling | Average Two Hour Event Day‡19Average Per Ton50% Cycling | 0.63889 | 0.63889 | 78.5027
Average Two Hour Event Day‡ | 19 | Average Per Ton | All | Average Two Hour Event Day‡19Average Per TonAll | 0.68797 | 0.68797 | 78.6 | 0 | 0 | 0 | 0 | 0
Average Two Hour Event Day‡ | 20 | Aggregate | 30% Cycling | Average Two Hour Event Day‡20Aggregate30% Cycling | 9.7699 | 9.7699 | 76.3788
Average Two Hour Event Day‡ | 20 | Aggregate | 50% Cycling | Average Two Hour Event Day‡20Aggregate50% Cycling | 14.6242 | 14.6242 | 76.2418
Average Two Hour Event Day‡ | 20 | Aggregate | All | Average Two Hour Event Day‡20AggregateAll | 24.3956 | 24.3956 | 76.2884 | 0 | 0 | 0 | 0 | 0
Average Two Hour Event Day‡ | 20 | Average Per Device | 30% Cycling | Average Two Hour Event Day‡20Average Per Device30% Cycling | 2.7173 | 2.7173 | 76.3788
Average Two Hour Event Day‡ | 20 | Average Per Device | 50% Cycling | Average Two Hour Event Day‡20Average Per Device50% Cycling | 2.374 | 2.374 | 76.2418
Average Two Hour Event Day‡ | 20 | Average Per Device | All | Average Two Hour Event Day‡20Average Per DeviceAll | 2.4907 | 2.4907 | 76.2884 | 0 | 0 | 0 | 0 | 0
Average Two Hour Event Day‡ | 20 | Average Per Premise | 30% Cycling | Average Two Hour Event Day‡20Average Per Premise30% Cycling | 6.0271 | 6.0271 | 76.3788
Average Two Hour Event Day‡ | 20 | Average Per Premise | 50% Cycling | Average Two Hour Event Day‡20Average Per Premise50% Cycling | 4.6426 | 4.6426 | 76.2418
Average Two Hour Event Day‡ | 20 | Average Per Premise | All | Average Two Hour Event Day‡20Average Per PremiseAll | 5.1133 | 5.1133 | 76.2884 | 0 | 0 | 0 | 0 | 0
Average Two Hour Event Day‡ | 20 | Average Per Ton | 30% Cycling | Average Two Hour Event Day‡20Average Per Ton30% Cycling | 0.7272 | 0.7272 | 76.3788
Average Two Hour Event Day‡ | 20 | Average Per Ton | 50% Cycling | Average Two Hour Event Day‡20Average Per Ton50% Cycling | 0.58616 | 0.58616 | 76.2418
Average Two Hour Event Day‡ | 20 | Average Per Ton | All | Average Two Hour Event Day‡20Average Per TonAll | 0.63411 | 0.63411 | 76.2884 | 0 | 0 | 0 | 0 | 0
Average Two Hour Event Day‡ | 21 | Aggregate | 30% Cycling | Average Two Hour Event Day‡21Aggregate30% Cycling | 8.964 | 8.964 | 74.5873
Average Two Hour Event Day‡ | 21 | Aggregate | 50% Cycling | Average Two Hour Event Day‡21Aggregate50% Cycling | 13.6585 | 13.6585 | 74.4882
Average Two Hour Event Day‡ | 21 | Aggregate | All | Average Two Hour Event Day‡21AggregateAll | 22.6238 | 22.6238 | 74.5219 | 0 | 0 | 0 | 0 | 0
Average Two Hour Event Day‡ | 21 | Average Per Device | 30% Cycling | Average Two Hour Event Day‡21Average Per Device30% Cycling | 2.4931 | 2.4931 | 74.5873
Average Two Hour Event Day‡ | 21 | Average Per Device | 50% Cycling | Average Two Hour Event Day‡21Average Per Device50% Cycling | 2.2172 | 2.2172 | 74.4882
Average Two Hour Event Day‡ | 21 | Average Per Device | All | Average Two Hour Event Day‡21Average Per DeviceAll | 2.311 | 2.311 | 74.5219 | 0 | 0 | 0 | 0 | 0
Average Two Hour Event Day‡ | 21 | Average Per Premise | 30% Cycling | Average Two Hour Event Day‡21Average Per Premise30% Cycling | 5.5299 | 5.5299 | 74.5873
Average Two Hour Event Day‡ | 21 | Average Per Premise | 50% Cycling | Average Two Hour Event Day‡21Average Per Premise50% Cycling | 4.336 | 4.336 | 74.4882
Average Two Hour Event Day‡ | 21 | Average Per Premise | All | Average Two Hour Event Day‡21Average Per PremiseAll | 4.7419 | 4.7419 | 74.5219 | 0 | 0 | 0 | 0 | 0
Average Two Hour Event Day‡ | 21 | Average Per Ton | 30% Cycling | Average Two Hour Event Day‡21Average Per Ton30% Cycling | 0.66722 | 0.66722 | 74.5873
Average Two Hour Event Day‡ | 21 | Average Per Ton | 50% Cycling | Average Two Hour Event Day‡21Average Per Ton50% Cycling | 0.54745 | 0.54745 | 74.4882
Average Two Hour Event Day‡ | 21 | Average Per Ton | All | Average Two Hour Event Day‡21Average Per TonAll | 0.58817 | 0.58817 | 74.5219 | 0 | 0 | 0 | 0 | 0
Average Two Hour Event Day‡ | 22 | Aggregate | 30% Cycling | Average Two Hour Event Day‡22Aggregate30% Cycling | 7.9846 | 7.9846 | 73.8688
Average Two Hour Event Day‡ | 22 | Aggregate | 50% Cycling | Average Two Hour Event Day‡22Aggregate50% Cycling | 12.178 | 12.178 | 73.721
Average Two Hour Event Day‡ | 22 | Aggregate | All | Average Two Hour Event Day‡22AggregateAll | 20.1638 | 20.1638 | 73.7713 | 0 | 0 | 0 | 0 | 0
Average Two Hour Event Day‡ | 22 | Average Per Device | 30% Cycling | Average Two Hour Event Day‡22Average Per Device30% Cycling | 2.2207 | 2.2207 | 73.8688
Average Two Hour Event Day‡ | 22 | Average Per Device | 50% Cycling | Average Two Hour Event Day‡22Average Per Device50% Cycling | 1.9769 | 1.9769 | 73.721
Average Two Hour Event Day‡ | 22 | Average Per Device | All | Average Two Hour Event Day‡22Average Per DeviceAll | 2.0598 | 2.0598 | 73.7713 | 0 | 0 | 0 | 0 | 0
Average Two Hour Event Day‡ | 22 | Average Per Premise | 30% Cycling | Average Two Hour Event Day‡22Average Per Premise30% Cycling | 4.9257 | 4.9257 | 73.8688
Average Two Hour Event Day‡ | 22 | Average Per Premise | 50% Cycling | Average Two Hour Event Day‡22Average Per Premise50% Cycling | 3.866 | 3.866 | 73.721
Average Two Hour Event Day‡ | 22 | Average Per Premise | All | Average Two Hour Event Day‡22Average Per PremiseAll | 4.2263 | 4.2263 | 73.7713 | 0 | 0 | 0 | 0 | 0
Average Two Hour Event Day‡ | 22 | Average Per Ton | 30% Cycling | Average Two Hour Event Day‡22Average Per Ton30% Cycling | 0.59432 | 0.59432 | 73.8688
Average Two Hour Event Day‡ | 22 | Average Per Ton | 50% Cycling | Average Two Hour Event Day‡22Average Per Ton50% Cycling | 0.48811 | 0.48811 | 73.721
Average Two Hour Event Day‡ | 22 | Average Per Ton | All | Average Two Hour Event Day‡22Average Per TonAll | 0.52422 | 0.52422 | 73.7713 | 0 | 0 | 0 | 0 | 0
Average Two Hour Event Day‡ | 23 | Aggregate | 30% Cycling | Average Two Hour Event Day‡23Aggregate30% Cycling | 6.6694 | 6.6694 | 72.7776
Average Two Hour Event Day‡ | 23 | Aggregate | 50% Cycling | Average Two Hour Event Day‡23Aggregate50% Cycling | 10.8789 | 10.8789 | 72.615
Average Two Hour Event Day‡ | 23 | Aggregate | All | Average Two Hour Event Day‡23AggregateAll | 17.5491 | 17.5491 | 72.6703 | 0 | 0 | 0 | 0 | 0
Average Two Hour Event Day‡ | 23 | Average Per Device | 30% Cycling | Average Two Hour Event Day‡23Average Per Device30% Cycling | 1.8549 | 1.8549 | 72.7776
Average Two Hour Event Day‡ | 23 | Average Per Device | 50% Cycling | Average Two Hour Event Day‡23Average Per Device50% Cycling | 1.766 | 1.766 | 72.615
Average Two Hour Event Day‡ | 23 | Average Per Device | All | Average Two Hour Event Day‡23Average Per DeviceAll | 1.7962 | 1.7962 | 72.6703 | 0 | 0 | 0 | 0 | 0
Average Two Hour Event Day‡ | 23 | Average Per Premise | 30% Cycling | Average Two Hour Event Day‡23Average Per Premise30% Cycling | 4.1144 | 4.1144 | 72.7776
Average Two Hour Event Day‡ | 23 | Average Per Premise | 50% Cycling | Average Two Hour Event Day‡23Average Per Premise50% Cycling | 3.4536 | 3.4536 | 72.615
Average Two Hour Event Day‡ | 23 | Average Per Premise | All | Average Two Hour Event Day‡23Average Per PremiseAll | 3.6783 | 3.6783 | 72.6703 | 0 | 0 | 0 | 0 | 0
Average Two Hour Event Day‡ | 23 | Average Per Ton | 30% Cycling | Average Two Hour Event Day‡23Average Per Ton30% Cycling | 0.49642 | 0.49642 | 72.7776
Average Two Hour Event Day‡ | 23 | Average Per Ton | 50% Cycling | Average Two Hour Event Day‡23Average Per Ton50% Cycling | 0.43604 | 0.43604 | 72.615
Average Two Hour Event Day‡ | 23 | Average Per Ton | All | Average Two Hour Event Day‡23Average Per TonAll | 0.45657 | 0.45657 | 72.6703 | 0 | 0 | 0 | 0 | 0
Average Two Hour Event Day‡ | 24 | Aggregate | 30% Cycling | Average Two Hour Event Day‡24Aggregate30% Cycling | 5.8942 | 5.8942 | 71.7984
Average Two Hour Event Day‡ | 24 | Aggregate | 50% Cycling | Average Two Hour Event Day‡24Aggregate50% Cycling | 10.1457 | 10.1457 | 71.7618
Average Two Hour Event Day‡ | 24 | Aggregate | All | Average Two Hour Event Day‡24AggregateAll | 16.0404 | 16.0404 | 71.7742 | 0 | 0 | 0 | 0 | 0
Average Two Hour Event Day‡ | 24 | Average Per Device | 30% Cycling | Average Two Hour Event Day‡24Average Per Device30% Cycling | 1.6393 | 1.6393 | 71.7984
Average Two Hour Event Day‡ | 24 | Average Per Device | 50% Cycling | Average Two Hour Event Day‡24Average Per Device50% Cycling | 1.647 | 1.647 | 71.7618
Average Two Hour Event Day‡ | 24 | Average Per Device | All | Average Two Hour Event Day‡24Average Per DeviceAll | 1.6444 | 1.6444 | 71.7742 | 0 | 0 | 0 | 0 | 0
Average Two Hour Event Day‡ | 24 | Average Per Premise | 30% Cycling | Average Two Hour Event Day‡24Average Per Premise30% Cycling | 3.6362 | 3.6362 | 71.7984
Average Two Hour Event Day‡ | 24 | Average Per Premise | 50% Cycling | Average Two Hour Event Day‡24Average Per Premise50% Cycling | 3.2209 | 3.2209 | 71.7618
Average Two Hour Event Day‡ | 24 | Average Per Premise | All | Average Two Hour Event Day‡24Average Per PremiseAll | 3.3621 | 3.3621 | 71.7742 | 0 | 0 | 0 | 0 | 0
Average Two Hour Event Day‡ | 24 | Average Per Ton | 30% Cycling | Average Two Hour Event Day‡24Average Per Ton30% Cycling | 0.43872 | 0.43872 | 71.7984
Average Two Hour Event Day‡ | 24 | Average Per Ton | 50% Cycling | Average Two Hour Event Day‡24Average Per Ton50% Cycling | 0.40666 | 0.40666 | 71.7618
Average Two Hour Event Day‡ | 24 | Average Per Ton | All | Average Two Hour Event Day‡24Average Per TonAll | 0.41756 | 0.41756 | 71.7742 | 0 | 0 | 0 | 0 | 0

## Criteria (hidden)
|  | Event Start | Event End | Hour Ending Event Start | Hour Ending Event End | lookuphour | temp | impact | ref
Average Two Hour Event Day‡ |  | 14:00 | 16:00 | 15 | 16 | 13
2012-08-08 |  | 12:00 | 16:00 | 13 | 16 | 14
8/10/2012† |  | 16:00 | 18:00 | 17 | 18 | 15 | 86.9403 | 2.9735 | 38.0708
2012-08-13 |  | 13:00 | 17:00 | 14 | 17 | 16 | 85.9155 | 2.9025 | 37.1547
2012-08-17 |  | 13:00 | 17:00 | 14 | 17 | 17
2012-09-13 |  | 14:00 | 18:00 | 15 | 18 | 18
2012-09-14 |  | 13:00 | 17:00 | 14 | 17 | Avg. | 86.4279 | 2.938 | 37.6127
9/15/2012†* |  | 14:00 | 18:00 | 15 | 18 |  |  | Pct. | 7.811%
2012-10-01 |  | 14:00 | 18:00 | 15 | 18
Average Per Premise
Average Per Device
Average Per Ton
Aggregate
All
30% Cycling
50% Cycling
Date
Average Two Hour Event Day‡ | All | Average Two Hour Event Day‡All | 4771
2012-08-08 | All | 41129All | 4771
8/10/2012† | All | 8/10/2012†All | 4771
2012-08-13 | All | 41134All | 4771
2012-08-17 | All | 41138All | 4771
2012-09-13 | All | 41165All | 4771
2012-09-14 | All | 41166All | 4771
9/15/2012†* | All | 9/15/2012†*All | 470
2012-10-01 | All | 41183All | 4771
Average Two Hour Event Day‡ | 30% Cycling | Average Two Hour Event Day‡30% Cycling | 1621
2012-08-08 | 30% Cycling | 4112930% Cycling | 1621
8/10/2012† | 30% Cycling | 8/10/2012†30% Cycling | 1621
2012-08-13 | 30% Cycling | 4113430% Cycling | 1621
2012-08-17 | 30% Cycling | 4113830% Cycling | 1621
2012-09-13 | 30% Cycling | 4116530% Cycling | 1621
2012-09-14 | 30% Cycling | 4116630% Cycling | 1621
9/15/2012†* | 30% Cycling | 9/15/2012†*30% Cycling | 169
2012-10-01 | 30% Cycling | 4118330% Cycling | 1621
Average Two Hour Event Day‡ | 50% Cycling | Average Two Hour Event Day‡50% Cycling | 3150
2012-08-08 | 50% Cycling | 4112950% Cycling | 3150
8/10/2012† | 50% Cycling | 8/10/2012†50% Cycling | 3150
2012-08-13 | 50% Cycling | 4113450% Cycling | 3150
2012-08-17 | 50% Cycling | 4113850% Cycling | 3150
2012-09-13 | 50% Cycling | 4116550% Cycling | 3150
2012-09-14 | 50% Cycling | 4116650% Cycling | 3150
9/15/2012†* | 50% Cycling | 9/15/2012†*50% Cycling | 301
2012-10-01 | 50% Cycling | 4118350% Cycling | 3150