## Export
PROGRAM NAME | SDG&E Core
BUDGET |  |  | SDG&E 2013 v1c4-Draft.xls
Administrative Costs
Overhead and G&A | 12061661.1584
Other Administrative Costs | 0
Marketing/Outreach | 12770546.0453
Direct Implementation
d.i. User Input Incentive (No rebates) | 0
d.ii. - d.v. Rebates etc | 60524918.7988
Activity | 58733873.1008
Installation | 0
Hardware & Materials | 0
Rebate Processing & Inspection | 0
EM&V Costs | 0
Budget | 144090999.1034
Costs recovered from other sources | 0
Budget (plus other costs) | 144090999.1034
PROGRAM IMPACTS
Program Reductions | 2013-2014 | 2013 | 2014
User Entered kW (kW) | 45502.0802 | 21671.5957 | 23830.4845
Net Jul-Sept Peak (kW) | 49976.0502 | 24942.5182 | 25033.5319
Net Dec-Feb Peak (kW) | 39205.8522 | 20347.9754 | 18857.8768
Net NCP (kW) | 39205.8522 | 20347.9754 | 18857.8768
Net CEC (kW) | 0 | 0 | 0
Annual Net kWh | 304024498.4234 | 147849638.4549 | 156174859.9685
Lifecycle Net kWh | 3607235478.243 | 1703115720.7953 | 1904119757.4477
Annual Net Therms | 3035322.9913 | 1499810.0904 | 1535512.9009
Lifecycle Net Therms | 54243604.7618 | 26971117.217 | 27272487.5448
Program Reductions for Measures installed through 2024
TRC
Costs | 215665194.1164
Electric Benefits | 298341535.6718
Gas Benefits | 34907430.2599
Net Benefits (NPV) | 117583771.8153
BC Ratio | 1.5452
PAC
Costs | 144090999.1034
Electric Benefits | 298341535.6718
Gas Benefits | 34907430.2599
Net Benefits (NPV) | 189157966.8283
BC Ratio | 2.3128
Levelized Cost
Levelized Cost TRC ($/kWh )
Discounted kWh | 2130472749.7983
Cost | 0.086247
Benefits | 0.14004
Benefit-Cost | 0.053788
Levelized Cost PAC ($/kWh)
Discounted kWh | 2130472749.7983
Cost | 0.057927
Benefits | 0.14004
Benefit-Cost | 0.082109
Levelized Cost TRC ($/therm)
Discounted Therms | 31600934.6829
Cost | 0.91254
Benefits | 1.1046
Benefit-Cost | 0.19209
Levelized Cost PAC ($/therm)
Discounted Therms | 31600934.6829
Cost | 0.59117
Benefits | 1.1046
Benefit-Cost | 0.51346
Emission Annual Reductions (2014-2016) |  |  |  | Energy Division File sheet "Attachment II" Total Electricity and Gas Emission Reductions
Electric Annual CO2 (tons) - 2014 | 75363.6185 |  |  |  | 2013 | 2014 | 2015 | 2016 | 2017 | 2018 | 2019
2015 | 78995.2088 |  |  |  | Total | Total | Total | Total | Total | Total | Total
2016 | 0 |  |  | Annual CO2 Emission Reductions (tons) | 84137.5075 | 87977.9593 | 0 | 0 | 0 | 0 | 0
Electric Lifecycle CO2 (tons) - 2014 | 867169.2562 |  |  | Lifecycle CO2 Emission Reductions (tons) | 1024950.2919 | 1120486.4012 | 0 | 0 | 0 | 0 | 0
2015 | 960942.349 |  |  | Annual NOx Emission Reductions (tons) | 18.9057 | 19.348 | 0 | 0 | 0 | 0 | 0
2016 | 0 |  |  | Lifecycle NOx Emission Reductions (tons) | 277.9219 | 287.9398 | 0 | 0 | 0 | 0 | 0
Electric Annual NOX (tons) - 2014 | 9.1978 |  |  | Annual SO2 Emission Reductions (tons)
2015 | 9.567 |  |  | Lifecycle SO2 Emission Reductions (tons)
2016 | 0
Electric Lifecycle NOX (tons) - 2014 | 105.7177
2015 | 116.1117
2016 | 0
Electric Annual SO2 (lbs) - 2014
2015
2016
Electric Lifecycle SO2 (lbs) - 2014
2015
2016
Gas Annual CO2 (tons) - 2014 | 8773.889
2015 | 8982.7505
2016 | 0
Gas Lifecycle CO2 (tons) - 2014 | 157781.0357
2015 | 159544.0521
2016 | 0
Gas Annual NOX (tons) - 2014 | 9.7079
2015 | 9.781
2016 | 0
Gas Lifecycle NOX (tons) - 2014 | 172.2042
2015 | 171.8282
2016 | 0
Gas Annual SO2 (lbs) - 2014
2015
2016
Gas Lifecycle SO2 (lbs) - 2014
2015
2016
Data below not currently used in Energy Division workbook
Levelized Cost RIM ($/therm)
Discounted Therms | 31600934.6829
Cost | 1.7328
Benefits | 1.1046
Benefit-Cost | -0.6282
Levelized Cost RIM ($/kWh)
Discounted kWh | 2130472749.7983
Cost | 0.21967
Benefits | 0.14004
Benefit-Cost | -0.6282
RIM
Costs | 522765517.379
Electric Benefits | 298341535.6718
Gas Benefits | 34907430.2599
Net Benefits (NPV) | -189516551.4473
BC Ratio | 0.63747
Impacts for all programs
Net July-Sept Wtd Avg Peak** (kW)
Clothes Dryer | 0
Clothes Washer | 0
Consumer Electronics | 0
Cooking | 0
Dishwasher | 0
Net Wtd Avg Dec-Feb** (kW)
Clothes Dryer | 0
Clothes Washer | 0
Consumer Electronics | 0
Cooking | 0
Dishwasher | 0
0
Clothes Dryer | 0
Clothes Washer | 0
Consumer Electronics | 0
Cooking | 0
Dishwasher | 0
Annual Wtd Avg Net kWh
Clothes Dryer | 0
Clothes Washer | 0
Consumer Electronics | 0
Cooking | 0
Dishwasher | 0
Lifecycle Net kWh
Clothes Dryer | 0
Clothes Washer | 0
Consumer Electronics | 0
Cooking | 0
Dishwasher | 0
Annual Wtd Avg Net Therms
Clothes Dryer | 0
Clothes Washer | 0
Consumer Electronics | 0
Cooking | 0
Dishwasher | 0
Lifecycle Net Therms
Clothes Dryer | 0
Clothes Washer | 0
Consumer Electronics | 0
Cooking | 0
Dishwasher | 0
Goal Attainment | Net Annual Savings
kWh
2013 | 297703924.5978
2014 | 340593998.4189
2015 | -9109516.225
2016 | -31740481.0562
2017 | -17254080.9685
2018 | -15518666.929
2019 | -35412142.6132
2020 | -28803381.6775
2021 | -15159192.6173
2022 | -8597446.6564
kW
2013 | 42106.8427
2014 | 52203.6324
2015 | -1624.9153
2016 | -5596.6607
2017 | -3071.4066
2018 | -1607.6645
2019 | -3765.5667
2020 | -3814.2113
2021 | -2800.232
2022 | -1590.5857
Therms
2013 | 2685181.5899
2014 | 2749378.8966
2015 | 6450.1481
2016 | 19871.7434
2017 | 14227.357
2018 | -116534.9395
2019 | -5900.1306
2020 | 108400.0427
2021 | 6836.4119
2022 | 2705.4852

## Output by Measure
SDG&E
SDG&E Core
SDG&E | [7 empty] | Levelized Benefits less Costs (TRC) |  |  |  | Levelized Benefits less Costs (PAC) |  |  |  | Benefit Cost Ratios
Net Impacts by Measure | [7 empty] | No Allocated Admin |  | w/ Allocated Admin |  | No Allocated Admin |  | w/ Allocated Admin |  | No Allocated Admin |  | w/ Allocated Admin
| Wtd Avg Net Avg Jul-Sep (kW) | Wtd Avg Net Dec-Feb Pk (kW) | Wtd Avg Net User Entered kW | Wtd Avg Annual kWh adj for Net to gross | Wtd Avg Lifecycle kWh (Annual * Measure Life) | Wtd Avg Annual Therms | Wtd Avg Lifecycle Therms | Electric ($/kWh) | Gas ($/Th) | Electric ($/kWh) | Gas ($/Th) | Electric ($/kWh) | Gas ($/Th) | Electric ($/kWh) | Gas ($/Th) | TRC | PAC | TRC | PAC
Total or Average | 49976.0502 | 39205.8522 | 45502.0802 | 304024498.4234 | 3607235478.243 | 3035322.9913 | 54243604.7618 | 0.088373 | 0.50376 | 0.053788 | 0.19209 | 0.11669 | 0.82513 | 0.082109 | 0.51346
2005 T-24 | 750.5063 | 624.1503 | 1598.4553 | 3076121.0849 | 36511054.7559 | 99364.9022 | 1179380.5525 | 0.11646 | 0.87333 | 0.078405 | 0.58797 | 0.15401 | 1.1549 | 0.11596 | 0.86958 | 4.1012 | 0 | 2.037 | 4.0473
2005 T-20 | 3304.1028 | 2578.9002 | 3319.6535 | 20982613.2474 | 211859347.1202 | 26816.7556 | 270766.099 | 0.10532 | 0.98448 | 0.073809 | 0.68993 | 0.12753 | 1.1921 | 0.096022 | 0.89757 | 5.7413 | 0 | 2.3739 | 4.0473
2006 T-20 | 1234.1301 | 1720.841 | 1821.2347 | 9199525.9386 | 65069374.9827 | -1646.9115 | -11648.8069 | -0.013947 | 1.1344 | -0.043535 | 1.1344 | 0.11975 | 1.1344 | 0.090161 | 1.1344 | 0.89416 | 0 | 0.73214 | 4.0404
2008 T-24 | 2049.3561 | 511.2557 | 1063.1835 | 7522105.3515 | 158624204.5174 | 133271.7489 | 2810400.0373 | 0.18415 | 1.2453 | 0.13543 | 0.91584 | 0.19716 | 1.3333 | 0.14845 | 1.0039 | 15.1475 | 0 | 3.1939 | 4.0473
2008 T-20 | 3130.1291 | 4364.5759 | 1819.6938 | 23360190.0398 | 299376104.6311 | -96700.269 | -1239277.1545 | 0.11409 | 1.2334 | 0.082245 | 1.2334 | 0.12888 | 1.2334 | 0.097039 | 1.2334 | 8.3668 | 0 | 2.654 | 3.8869
2009 T-20 | 3646.3618 | 5084.3981 | 2206.1266 | 27549172.6864 | 275491726.8638 | -81848.6679 | -818486.6787 | 0.12534 | 1.1908 | 0.094368 | 1.1908 | 0.12534 | 1.1908 | 0.094368 | 1.1908 | 0 | 0 | 3.933 | 3.933
2011 T-20 | 0 | 0 | 0 | 0 | 0 | 0 | 0 | 0 | 0 | 0 | 0 | 0 | 0 | 0 | 0 | 0 | 0 | 0 | 0
Reach Code | 0 | 0 | 0 | 579250.8308 | 9545163.6191 | 12118.5248 | 199694.6679 | -0.41741 | -3.2021 | -0.4577 | -3.5112 | 0.16309 | 1.2511 | 0.12279 | 0.94197 | 0.28094 | 0 | 0.26271 | 4.0473
Fed Appliance | 0 | 0 | 0 | 0 | 0 | 0 | 0 | 0 | 0 | 0 | 0 | 0 | 0 | 0 | 0 | 0 | 0 | 0 | 0
Track 1 Future Title 20 | 0 | 0 | 0 | 0 | 0 | 0 | 0 | 0 | 0 | 0 | 0 | 0 | 0 | 0 | 0 | 0 | 0 | 0 | 0
Track 1 Future Fed Appliance | 91.741 | 127.9215 | 192.2093 | 620482.9383 | 10224605.3938 | 869.9958 | 14336.1944 | 0.13939 | 1.3414 | 0.10461 | 1.0067 | 0.14076 | 1.3546 | 0.10598 | 1.0199 | 102.9775 | 0 | 3.8942 | 4.0473
Track 1 Future (2013) T-24 | 226.6052 | 188.4537 | 387.0835 | 1434504.6612 | 23638432.5677 | 16042.9684 | 264363.4672 | 0.13617 | 1.1119 | 0.097428 | 0.7956 | 0.15678 | 1.2803 | 0.11805 | 0.96397 | 7.6041 | 0 | 2.6414 | 4.0473
404002-Wall R-0 to R-13 Insulation | 95.8313 | 0.89738 | 31.7345 | 69600.384 | 1392007.68 | 36374.4864 | 727489.728 | 0.059672 | 0.25165 | -0.021994 | -0.092751 | 0.22107 | 0.93232 | 0.13941 | 0.58791 | 1.2203 | 3.0199 | 0.93761 | 1.7294
404003-Water Heating -High Energy Factor Unit - Gas Storage EF>=.62 | 0 | 0 | 0 | 0 | 0 | 7367.9488 | 81047.4368 | 0 | -2.2815 | 0 | -2.5435 | 0 | -0.71698 | 0 | -0.97897 | 0.31729 | 0.5966 | 0.29423 | 0.51995
404005-A/C - Whole-House Fan | 4.7648 | 0.044618 | 19.4766 | 3460.6 | 69212 | -16.1876 | -323.752 | -4.4639 | 1.0659 | -4.5455 | 1.0659 | -0.34864 | 1.0659 | -0.43031 | 1.0659 | 0.0679 | 0.47932 | 0.066762 | 0.42787
404007-Heating - Gas 92% AFUE | 0 | 0 | 0 | 0 | 0 | 32084.8 | 641696 | 0 | -1.1019 | 0 | -1.4463 | 0 | -0.66059 | 0 | -1.005 | 0.5585 | 0.67846 | 0.49077 | 0.58106
404011-Motor - Pool Pump variable speed - pool owner | 245.6965 | 245.707 | 639.1 | 4500650 | 45006500 | 0 | 0 | 0.036982 | 0 | 0.006082 | 0 | 0.083118 | 0 | 0.052218 | 0 | 1.4199 | 2.9817 | 1.0511 | 1.7169
404013-Refrigerator - Energy Star(Retail) | 59.5563 | 59.5566 | 80.03 | 437250 | 6121500 | -10070 | -140980 | -0.12184 | 1.2771 | -0.15231 | 1.2771 | -0.0011241 | 1.2771 | -0.031591 | 1.2771 | 0.38302 | 0.7546 | 0.34068 | 0.60618
404026-Water Saving Kit | 0 | 0 | 0 | 0 | 0 | 134240.7 | 1342407 | 0 | 0.94025 | 0 | 0.68336 | 0 | 1.0397 | 0 | 0.7828 | 10.4558 | 0 | 2.9178 | 4.0473
404029-Water Heating -High Energy Factor Unit - Gas Storage EF>=.67 | 0 | 0 | 0 | 0 | 0 | 267.95 | 2947.45 | 0 | -1.0883 | 0 | -1.3503 | 0 | -0.70935 | 0 | -0.97134 | 0.4935 | 0.59917 | 0.43987 | 0.52191
444009-Attic Insulation | 42.8834 | 0.40157 | 31.8453 | 31145.4015 | 622908.0297 | 12773.1141 | 255462.2819 | -1.5335 | -6.4673 | -1.6152 | -6.8117 | -0.089343 | -0.37678 | -0.17101 | -0.72118 | 0.17731 | 0.78721 | 0.16987 | 0.65903
432001-HE Electric Water Heater (EF=0.93) | 0.17635 | 0.17636 | 0.1364 | 1368.4 | 17789.2 | 0 | 0 | 0.095552 | 0 | 0.066563 | 0 | 0.097381 | 0 | 0.068391 | 0 | 5.388 | 5.8819 | 2.3112 | 2.3975
432002-A/C - Room unit - Energy Star | 3.3904 | 0.031748 | 2.5855 | 2462.4 | 22161.6 | 0 | 0 | -0.034504 | 0 | -0.109 | 0 | -0.034504 | 0 | -0.109 | 0 | 0.89732 | 0.89732 | 0.73448 | 0.73448
432003-Refrigerator - Energy Star (Retail) | 21.7023 | 21.7024 | 29.1629 | 159333.9 | 2230674.6 | -3669.508 | -51373.112 | -0.092596 | 1.2771 | -0.12306 | 1.2771 | 0.061093 | 1.2771 | 0.030625 | 1.2771 | 0.4349 | 1.5092 | 0.38112 | 1.0131
432006-Water Heating -High Energy Factor Unit - Gas Storage EF>=.67 | 0 | 0 | 0 | 0 | 0 | 439.438 | 4833.818 | 0 | -1.0883 | 0 | -1.3503 | 0 | -0.70935 | 0 | -0.97134 | 0.4935 | 0.59917 | 0.43987 | 0.52191
432007-Water Heating - Clothes Washer MEF= 2.0/ WF=6.0 | -1.7588 | -1.7589 | 0.065625 | -13647.998 | -150127.978 | 4755.4 | 52309.4 | 0.11419 | -1.7923 | 0.11419 | -2.0543 | 0.11419 | -0.36732 | 0.11419 | -0.62931 | 0.25683 | 0.51317 | 0.23522 | 0.4336
432008-Water Heating -High Energy Factor Unit - Gas Storage EF>=.62 | 0 | 0 | 0 | 0 | 0 | 114.5104 | 1259.6146 | 0 | -2.1788 | 0 | -2.4408 | 0 | -0.66232 | 0 | -0.92431 | 0.32736 | 0.61553 | 0.30286 | 0.53427
423030-ENERGY STAR Qualified v. 5.1+20% Televisions >50" | 0 | 0 | 0 | 0 | 0 | 0 | 0 | 0 | 0 | 0 | 0 | 0 | 0 | 0 | 0 | 0 | 0 | 0 | 0
405007-Lighting-Screw-in Compact Fluorescent (CF) Reflector Bulbs R30 (13-23Watt) | 10.0818 | 10.0816 | 7.407 | 74069.8128 | 155546.6069 | -1295.027 | -2719.5568 | -0.33049 | 1.0332 | -0.35345 | 1.0332 | -0.24011 | 1.0332 | -0.26308 | 1.0332 | 0.17682 | 0.22481 | 0.16773 | 0.21031
405008-Lighting-Screw-in Compact Fluorescent (CF) Reflector Bulbs R40 (13-23 Watt) | 3.1465 | 3.1465 | 2.3117 | 23117.103 | 48545.9163 | -404.1764 | -848.7705 | -0.36879 | 1.0332 | -0.39175 | 1.0332 | -0.32338 | 1.0332 | -0.34634 | 1.0332 | 0.16216 | 0.17984 | 0.15447 | 0.17044
405010-Lighting-Energy Star Interior Hardwired Fluorescent Fixtures >=30 Watt | 125.432 | 125.4293 | 92.1531 | 921530.555 | 14744488.88 | -16101.2434 | -257619.8944 | -0.082749 | 1.3186 | -0.11186 | 1.3186 | -0.045001 | 1.3186 | -0.07411 | 1.3186 | 0.47254 | 0.5821 | 0.41265 | 0.49382
405011-Lighting-Interior CFL Fixtures (ENERGY STAR Qualified) 22-29 Watt | 100.1582 | 100.156 | 155.5978 | 735847.74 | 11773563.84 | -1834.7569 | -29356.1107 | 0.080001 | 1.3186 | 0.050891 | 1.3186 | 0.084867 | 1.3186 | 0.055758 | 1.3186 | 3.0287 | 3.4761 | 1.7113 | 1.8455
405012-Lighting-T-8 or T-5 Lamp and Electronic, 2-foot lamp installed 1 lamp | 1.2088 | 1.2088 | 2.1102 | 8881.0918 | 133216.3768 | -23.3922 | -350.8824 | 0.031983 | 1.298 | 0.0032203 | 1.298 | 0.031983 | 1.298 | 0.0032203 | 1.298 | 1.3383 | 1.3383 | 0.99825 | 0.99825
405013-Lighting-T-8 or T-5 Lamp and Electronic, 3-foot lamp installed 1 lamp | 0.070646 | 0.070644 | 0.12332 | 519.0248 | 7785.3727 | -1.3671 | -20.5061 | 0.013221 | 1.298 | -0.015541 | 1.298 | 0.013221 | 1.298 | -0.015541 | 1.298 | 1.095 | 1.095 | 0.85631 | 0.85631
405014-Lighting-T-8 or T-5 Premium Lamp and Electronic, 4-foot lamp installed 1 lamp | 4.737 | 4.7369 | 8.202 | 34802.2752 | 522034.128 | -90.2317 | -1353.4761 | -0.077126 | 1.4422 | -0.10908 | 1.4422 | -0.077126 | 1.4422 | -0.10908 | 1.4422 | 0.60835 | 0.60835 | 0.5268 | 0.5268
405016-Lighting-T-8 or T-5 Lamp and Electronic, 2-foot lamp installed 2 lamp | 2.1586 | 2.1586 | 3.7681 | 15859.0925 | 237886.3872 | -41.7717 | -626.5758 | 0.065754 | 1.298 | 0.036991 | 1.298 | 0.071559 | 1.298 | 0.042796 | 1.298 | 2.2305 | 2.5192 | 1.4227 | 1.5349
405017-Lighting-T-8 or T-5 Lamp and Electronic, 3-foot lamp installed 2 lamp | 6.8482 | 6.8481 | 11.9544 | 50312.9709 | 754694.5634 | -132.5208 | -1987.8116 | 0.05445 | 1.2974 | 0.025698 | 1.2974 | 0.061544 | 1.2974 | 0.032793 | 1.2974 | 1.8242 | 2.0603 | 1.2458 | 1.3515
405018-Lighting-T-8 or T-5 Premium Lamp and Electronic, 4-foot lamp installed 2 lamp | 36.1644 | 36.1636 | 63.1293 | 265694.3233 | 3985414.8498 | -699.8199 | -10497.298 | 0.049923 | 1.2612 | 0.021967 | 1.2612 | 0.013192 | 1.2612 | -0.014764 | 1.2612 | 1.7371 | 1.0987 | 1.2045 | 0.85861
405026-Lighting-T-8 or T-5 Premium Lamp and Electronic, 4-foot lamp installed 4 lamp | 6.7482 | 6.7481 | 11.7798 | 49578.1877 | 743672.8156 | -130.5854 | -1958.7811 | 0.071168 | 1.2606 | 0.043224 | 1.2606 | 0.04695 | 1.2606 | 0.019006 | 1.2606 | 2.6182 | 1.6596 | 1.5711 | 1.1667
405028-Lighting-T12 Delamping | 1.825 | 1.825 | 3.1858 | 13408.1418 | 201122.1274 | -35.3161 | -529.7413 | 0.08363 | 1.2975 | 0.054876 | 1.2975 | 0.10476 | 1.2975 | 0.07601 | 1.2975 | 3.4498 | 9.7301 | 1.8368 | 2.7985
405031-Shell-Attic Insulation | 0.22854 | 0.0021401 | 0.16971 | 165.9823 | 3319.6464 | 68.0714 | 1361.428 | -2.3886 | -10.0719 | -2.4702 | -10.4162 | -0.94427 | -3.9817 | -1.0259 | -4.3259 | 0.12153 | 0.25922 | 0.11798 | 0.24362
405032-Shell-Wall Insulation | 0.69211 | 0.0064811 | 0.22919 | 502.6694 | 10053.3888 | 262.7046 | 5254.0925 | 0.09706 | 0.40932 | 0.015394 | 0.064922 | 0.22107 | 0.93232 | 0.13941 | 0.58791 | 1.4157 | 3.0199 | 1.0489 | 1.7294
405033-Water Heating-Low-Flow Showerhead | 0 | 0 | 0 | 0 | 0 | 87163.44 | 871634.4 | 0 | 0.41714 | 0 | 0.15999 | 0 | 0.94818 | 0 | 0.69102 | 1.6689 | 11.239 | 1.1816 | 2.9757
405034-Water Heating-Faucet Aerators | 0 | 0 | 0 | 0 | 0 | 52741.5636 | 527415.6362 | 0 | 0.85772 | 0 | 0.60056 | 0 | 0.99197 | 0 | 0.73482 | 5.6854 | 21.3247 | 2.3642 | 3.4017
405036-Lighting-Energy Star Exterior Hardwired Fluorescent Fixtures 15 Watt | 75.4042 | 75.4026 | 0 | 553983.8535 | 8863741.656 | 0 | 0 | -0.039817 | 0 | -0.068915 | 0 | -0.0021054 | 0 | -0.031203 | 0 | 0.74733 | 0.98244 | 0.63084 | 0.79054
405038-Lighting-Occupancy Sensors | 0.041885 | 0.041884 | 0.073115 | 307.7222 | 4615.8336 | -0.1621 | -2.4316 | 0.047924 | 1.298 | 0.019161 | 1.298 | 0.10281 | 1.298 | 0.074051 | 1.298 | 1.6898 | 8.511 | 1.19 | 2.732
405040-Appliance-High Efficiency Clothes Washer Level 2- dwelling unit | -0.0045863 | -0.0045865 | 0.00017112 | -35.588 | -391.468 | 12.4 | 136.4 | 0.11419 | -2.9181 | 0.11419 | -3.1801 | 0.11419 | -1.999 | 0.11419 | -2.2609 | 0.18415 | 0.23948 | 0.17277 | 0.22059
405045-HVAC-Energy Star Room Air Conditioners | 0.41637 | 0.0038989 | 0.31752 | 302.4 | 4536 | 0 | 0 | 0.076632 | 0 | -0.0021304 | 0 | 0.076632 | 0 | -0.0021304 | 0 | 1.3165 | 1.3165 | 0.99336 | 0.99336
405046-Water Heating-Central System Natural Gas Water Heaters | 0 | 0 | 0 | 0 | 0 | 282.7 | 4240.5 | 0 | 0.28075 | 0 | -0.00082245 | 0 | 0.76959 | 0 | 0.48801 | 1.3269 | 3.0798 | 0.99928 | 1.7489
405047-Water Heating-Central system Natural Gas Boilers-Hot Water /Space Heating | 0 | 0 | 0 | 0 | 0 | 6292 | 125840 | 0 | 0.97246 | 0 | 0.66858 | 0 | 1.0575 | 0 | 0.7536 | 4.7776 | 7.1337 | 2.1911 | 2.5823
405053-Lighting -Ext. Hardwired Fluorescent Porch Light (19-27 Watts) | 6.2128 | 6.2127 | 0 | 45644.7926 | 730316.6816 | 0 | 0 | 0.015437 | 0 | -0.013661 | 0 | 0.042846 | 0 | 0.013748 | 0 | 1.1509 | 1.5719 | 0.89606 | 1.1322
405056-W/H-Boiler Controllers = < 34 Units | 0 | 0 | 0 | 0 | 0 | 11070.4 | 110704 | 0 | 0.78301 | 0 | 0.52574 | 0 | 0.8199 | 0 | 0.56262 | 4.0322 | 4.704 | 2.0199 | 2.1755
405057-W/H-Boiler Controllers = > 35 Units | 0 | 0 | 0 | 0 | 0 | 2468.4 | 24684 | 0 | 0.81338 | 0 | 0.55611 | 0 | 0.88738 | 0 | 0.63011 | 4.5696 | 6.7672 | 2.1463 | 2.5326
461790-EUC - Typical Home | 2935.4495 | 27.4879 | 1705.5675 | 2131959.375 | 42639187.5 | 487792.305 | 9755846.1 | -0.014918 | -0.062918 | -0.096596 | -0.40739 | 0.20826 | 0.87833 | 0.12658 | 0.53386 | 0.95682 | 2.7027 | 0.77387 | 1.6205
406023-Thermostatic Valve and 1.6 GPM SH SF | 0 | 0 | 0 | 0 | 0 | 1470 | 14700 | 0 | 0.89083 | 0 | 0.63355 | 0 | 0.90367 | 0 | 0.64639 | 6.9221 | 7.5681 | 2.554 | 2.637
406024-Thermostatic Valve and 1.6 GPM SH MF | 0 | 0 | 0 | 0 | 0 | 812 | 8120 | 0 | 0.93232 | 0 | 0.67505 | 0 | 0.94162 | 0 | 0.68435 | 9.559 | 10.4512 | 2.8434 | 2.9175
406028-Space Heating Therms | 0 | 0 | 0 | 0 | 0 | 11016 | 198288 | 0 | -0.24024 | 0 | -0.57576 | 0 | -0.14945 | 0 | -0.48496 | 0.84968 | 0.90085 | 0.70225 | 0.73685
406029-Space Cooling kWh | 276.5874 | 2.59 | 0 | 200880 | 3615840 | 0 | 0 | -0.12716 | 0 | -0.20774 | 0 | -0.052203 | 0 | -0.13278 | 0 | 0.71946 | 0.86201 | 0.61087 | 0.71065
406030-Space Cooling KW | 0 | 0 | 421.2 | 0 | 0 | 0 | 0 | 0 | 0 | 0 | 0 | 0 | 0 | 0 | 0 | 0 | 0 | 0 | 0
406032-Indoor Fans kWh | 17.8443 | 0.1671 | 0 | 12960 | 233280 | 0 | 0 | -0.12716 | 0 | -0.20774 | 0 | -0.052203 | 0 | -0.13278 | 0 | 0.71946 | 0.86201 | 0.61087 | 0.71065
406037-Domestic Hot Water Therms | 0 | 0 | 0 | 0 | 0 | 20736 | 228096 | 0 | -1.0665 | 0 | -1.3285 | 0 | -0.94569 | 0 | -1.2077 | 0.49855 | 0.52858 | 0.44387 | 0.46752
406041- Energy Star Bonus | 0 | 0 | 0 | 0 | 0 | 0 | 0 | 0 | 0 | 0 | 0 | 0 | 0 | 0 | 0 | 0 | 0 | 0 | 0
425001-Climate Zone 10 Electric Heat | 0 | 4.4231 | 9.075 | 48361.5 | 628699.5 | 0 | 0 | 0.0084164 | 0 | -0.012368 | 0 | 0.048845 | 0 | 0.02806 | 0 | 1.1112 | 2.3846 | 0.87182 | 1.5005
425002-Climate Zone 14 Electric Heat | 0 | 1.5398 | 1.815 | 16835.313 | 218859.069 | 0 | 0 | 0.040627 | 0 | 0.019842 | 0 | 0.063854 | 0 | 0.043069 | 0 | 1.9341 | 4.1506 | 1.3087 | 2.0492
425003-Climate Zone 15 Electric Heat | 0 | 0.56043 | 1.21 | 6127.594 | 79658.722 | 0 | 0 | 0.0044554 | 0 | -0.016329 | 0 | 0.046999 | 0 | 0.026214 | 0 | 1.0559 | 2.2661 | 0.83744 | 1.4527
425004-Climate Zone 10 Gas Heat | 0 | 1.0917 | 9.075 | 11936.1 | 131297.1 | 772.695 | 8499.645 | -0.049387 | -0.64294 | -0.069512 | -0.90494 | -0.0047847 | -0.06229 | -0.024909 | -0.32428 | 0.62253 | 0.94452 | 0.53954 | 0.7658
425005-Climate Zone 14 Gas Heat | 0 | 0.19121 | 1.815 | 2090.616 | 22996.776 | 183.876 | 2022.636 | -0.046898 | -0.61054 | -0.067023 | -0.87253 | -0.003144 | -0.040931 | -0.023269 | -0.30292 | 0.6346 | 0.96283 | 0.54859 | 0.7778
425006-Climate Zone 15 Gas Heat | 0 | 0.28192 | 1.21 | 3082.442 | 33906.862 | 69.41 | 763.51 | -0.014813 | -0.19284 | -0.034937 | -0.45483 | 0.018003 | 0.23437 | -0.0021214 | -0.027618 | 0.84612 | 1.2838 | 0.69982 | 0.97462
425007-Climate Zone 7 Electric Heat | 0 | 0.79049 | 3.025 | 8643.03 | 112359.39 | 0 | 0 | -0.050378 | 0 | -0.071162 | 0 | 0.018326 | 0 | -0.0024587 | 0 | 0.62544 | 1.2785 | 0.54173 | 0.9716
425008-Climate Zone 7 Gas Heat | 0 | 0.21784 | 3.025 | 2381.83 | 26200.13 | 174.02 | 1914.22 | -0.10629 | -1.3837 | -0.12641 | -1.6457 | -0.054598 | -0.71078 | -0.074723 | -0.97277 | 0.43385 | 0.59869 | 0.39185 | 0.52154
409024-Lighting - Exterior Linear Fl. Lighting | 2.2677 | 3.991 | 9.1619 | 109481.598 | 1642223.97 | 0 | 0 | 0.048757 | 0 | 0.026008 | 0 | 0.079964 | 0 | 0.057215 | 0 | 2.1257 | 7.6047 | 1.3937 | 2.6415
409025-Lighting - Exterior Pulse Start MH | 1.0238 | 1.8018 | 0 | 49427.874 | 741418.11 | 0 | 0 | 0.048873 | 0 | 0.026124 | 0 | 0.079964 | 0 | 0.057215 | 0 | 2.1314 | 7.6047 | 1.3961 | 2.6415
409027-Lighting - Exterior Induction | 2.0135 | 3.5437 | 0 | 97209.774 | 1458146.61 | 0 | 0 | -0.01389 | 0 | -0.036639 | 0 | 0.079964 | 0 | 0.057215 | 0 | 0.86891 | 7.6047 | 0.71534 | 2.6415
409028-Lighting - Exterior LED | 0.85065 | 1.4971 | 0.74645 | 41067.9448 | 616019.1723 | 0 | 0 | 0.032579 | 0 | 0.010592 | 0 | 0.073829 | 0 | 0.051842 | 0 | 1.5776 | 5.8707 | 1.1351 | 2.3957
409029-Lighting - Interior Pulse Start MH | 123.4605 | 79.6106 | 119.776 | 623450.52 | 9351757.8 | 0 | 0 | 0.10327 | 0 | 0.068464 | 0 | 0.12877 | 0 | 0.093965 | 0 | 3.7461 | 11.6362 | 1.9454 | 3.0028
409031-Lighting - Interior LED - Dual Baseline | 15.2376 | 9.8256 | 9.4492 | 76946.5341 | 1231144.545 | 0 | 0 | 0.096741 | 0 | 0.062482 | 0 | 0.12284 | 0 | 0.088583 | 0 | 3.3082 | 8.7691 | 1.8203 | 2.7692
411001-HVAC - Split & Packaged A/C units | 24.1516 | 9.6349 | 41.3642 | 74216.628 | 1113249.42 | 0 | 0 | 0.11161 | 0 | 0.071208 | 0 | 0.15869 | 0 | 0.11828 | 0 | 3.1499 | 33.767 | 1.7713 | 3.6141
411002-HVAC - Chiller | 1022.441 | 407.8855 | 355.2864 | 3141903.4812 | 62838069.624 | 1102.1675 | 22043.3495 | 0.081131 | 0.60791 | 0.041203 | 0.30873 | 0.10309 | 0.77249 | 0.063167 | 0.47331 | 2.0082 | 2.7622 | 1.3422 | 1.6417
411003-HVAC - VFD | 938.6245 | 374.4483 | 161.8637 | 2884339.935 | 28843399.35 | 4216.1853 | 42161.8529 | 0.09457 | 0.68502 | 0.05643 | 0.40875 | 0.12348 | 0.89441 | 0.085338 | 0.61815 | 2.5816 | 4.9981 | 1.5762 | 2.2363
411004-HVAC - Non Conditioned Space Ventilation | 321.6406 | 293.2659 | 239.4157 | 2458084.077 | 24580840.77 | 0 | 0 | 0.085108 | 0 | 0.056183 | 0 | 0.085857 | 0 | 0.056932 | 0 | 3.6629 | 3.7508 | 1.9228 | 1.9467
411005-HVAC - Controls/Controlling Equipment | 1836.4135 | 732.606 | 480.7737 | 5643194.778 | 62075142.558 | 52970.8379 | 582679.2172 | 0.08069 | 0.58752 | 0.042069 | 0.30631 | 0.11521 | 0.83888 | 0.076591 | 0.55767 | 2.067 | 3.8034 | 1.3682 | 1.9608
411006-HVAC - Energy Mgmt. System | 125.6808 | 50.1382 | 2.7644 | 386209.944 | 5793149.16 | 4347.8951 | 65218.4267 | 0.12993 | 0.97012 | 0.089529 | 0.66845 | 0.14119 | 1.0542 | 0.10079 | 0.7525 | 4.8677 | 7.321 | 2.2099 | 2.6064
411007-HVAC - Other HVAC | 620.8137 | 247.6631 | 155.8877 | 1907725.2862 | 28615879.2924 | 11788.3806 | 176825.7091 | 0.095674 | 0.70394 | 0.057216 | 0.42098 | 0.12208 | 0.89825 | 0.083624 | 0.61528 | 2.5952 | 4.6368 | 1.5812 | 2.161
411008-Refrigeration - Compressor and Condenser Upgrades | 3.4668 | 2.6829 | 3.1778 | 30069.09 | 451036.35 | 0 | 0 | 0.025819 | 0 | -0.0036687 | 0 | 0.070915 | 0 | 0.041428 | 0 | 1.2761 | 2.4643 | 0.97018 | 1.5317
411009-Refrigeration - Insulation | 1.1225 | 0.86866 | 1.1093 | 9735.849 | 107094.339 | 0 | 0 | 0.011885 | 0 | -0.016093 | 0 | 0.083963 | 0 | 0.055985 | 0 | 1.1173 | 3.8684 | 0.87557 | 1.9779
411010-Refrigeration - Other Refrigeration | 571.7677 | 442.4795 | 548.3212 | 4959248.976 | 24796244.88 | 5.086 | 25.4298 | 0.049022 | 0.48971 | 0.023791 | 0.23767 | 0.096806 | 0.96705 | 0.071575 | 0.71501 | 1.9233 | 19.2332 | 1.3038 | 3.3437
411011-Motors - Non HVAC Motors (ROB) | 237.84 | 262.5854 | 172.2685 | 1747300.086 | 26209501.29 | 653.301 | 9799.5143 | 0.09997 | 0.8694 | 0.06859 | 0.59651 | 0.10287 | 0.89459 | 0.071487 | 0.62169 | 4.6982 | 5.262 | 2.1743 | 2.2877
411012-Lighting - Interior Linear Fixtures - Dual Baseline | 1310.6609 | 845.1487 | 1116.5213 | 6618570.6496 | 99278559.7442 | 71.1926 | 1067.889 | 0.1039 | 0.89776 | 0.070374 | 0.60805 | 0.094597 | 0.81734 | 0.061067 | 0.52763 | 4.2671 | 3.3011 | 2.0771 | 1.8181
411013-Lighting - Interior CF Fixtures | 4.6032 | 2.9683 | 5.0261 | 23245.137 | 348677.055 | 0 | 0 | 0.09843 | 0 | 0.063622 | 0 | 0.11667 | 0 | 0.081858 | 0 | 3.3187 | 5.8181 | 1.8235 | 2.3869
411015-Lighting - Interior CFLs | 26.5363 | 17.1113 | 19.4079 | 134002.755 | 402008.265 | 0 | 0 | 0.0043392 | 0 | -0.024382 | 0 | 0.11624 | 0 | 0.087521 | 0 | 1.0388 | 0 | 0.82662 | 4.0473
411016-Lighting - Interior Lighting Controls | 124.3829 | 80.2054 | 7.5931 | 628108.452 | 5024867.616 | 0 | 0 | 0.072901 | 0 | 0.041153 | 0 | 0.091882 | 0 | 0.060133 | 0 | 2.3113 | 3.5095 | 1.4712 | 1.8796
411017-Lighting - Other Interior lighting - Dual Baseline | 233.3567 | 150.4745 | 145.4173 | 1178403.6469 | 17676054.7038 | 0 | 0 | 0.088513 | 0 | 0.056475 | 0 | 0.088573 | 0 | 0.056535 | 0 | 3.1507 | 3.1553 | 1.7716 | 1.773
411018-Lighting - Exterior Lighting Fixtures | 27.665 | 48.6885 | 189.8021 | 1335615.183 | 20034227.745 | 0 | 0 | 0.052747 | 0 | 0.029998 | 0 | 0.075121 | 0 | 0.052372 | 0 | 2.3414 | 5.4319 | 1.4833 | 2.3192
411019-Lighting - Exterior Lighting Controls | 1.9294 | 3.3956 | 0.71802 | 93147.165 | 745177.32 | 0 | 0 | 0.03179 | 0 | 0.011415 | 0 | 0.056833 | 0 | 0.036458 | 0 | 1.6274 | 3.2175 | 1.1607 | 1.7925
411020-Gas - W/H Lg Storage | 0 | 0 | 0 | 0 | 0 | 54846.675 | 822700.125 | 0 | 0.72663 | 0 | 0.45376 | 0 | 0.81381 | 0 | 0.54094 | 2.9236 | 3.8007 | 1.6974 | 1.9601
411021-Gas - Boiler Upgrades | 0 | 0 | 0 | 0 | 0 | 141257.964 | 2118869.46 | 0 | 0.70136 | 0 | 0.4528 | 0 | 0.63058 | 0 | 0.38203 | 3.3025 | 2.6798 | 1.8186 | 1.6123
411022-Gas - Process Other | 0 | 0 | 0 | 0 | 0 | 1140516.0281 | 22810320.5625 | 0 | 0.96335 | 0 | 0.66825 | 0 | 0.99348 | 0 | 0.69838 | 5.1701 | 5.9456 | 2.2701 | 2.4081
411023-Misc. Custom Electric | 927.848 | 845.9945 | 743.476 | 7090921.629 | 70909216.29 | 11409.2993 | 114092.9927 | 0.036901 | 0.35245 | 0.0079762 | 0.076181 | 0.086329 | 0.82453 | 0.057404 | 0.54827 | 1.4603 | 3.8085 | 1.0731 | 1.9621
447260-Lighting - Interior LED | 21.6836 | 13.9822 | 13.4467 | 109497.96 | 1751967.36 | 0 | 0 | 0.1131 | 0 | 0.0779 | 0 | 0.13077 | 0 | 0.095569 | 0 | 4.8528 | 12.1902 | 2.2068 | 3.0385
447261-Lighting - Other Interior lighting | 156.6572 | 101.0167 | 97.6217 | 791087.04 | 11866305.6 | 0 | 0 | 0.098416 | 0 | 0.063607 | 0 | 0.11666 | 0 | 0.081855 | 0 | 3.3177 | 5.818 | 1.8232 | 2.3869
447262-Lighting - Interior Linear Fixtures | 791.7482 | 510.5401 | 674.4717 | 3998167.02 | 59972505.3 | 43.0063 | 645.0938 | 0.10679 | 0.92547 | 0.071979 | 0.6238 | 0.11667 | 1.0111 | 0.081858 | 0.70941 | 4.1325 | 5.8185 | 2.0447 | 2.3869
447263-Motors - Non HVAC Motors (ER) | 45.0311 | 49.7162 | 11.4846 | 330822.5688 | 4962338.532 | 43.5535 | 653.3018 | 0.059023 | 0.42689 | 0.027814 | 0.20117 | 0.10103 | 0.7307 | 0.069819 | 0.50497 | 1.8772 | 4.9958 | 1.2824 | 2.2359
408004-Whole Bldg-Peak Demand KW | 0 | 0 | 5882.31 | 0 | 0 | 0 | 0 | 0 | 0 | 0 | 0 | 0 | 0 | 0 | 0 | 0 | 0 | 0 | 0
408005-Whole Bldg-Space Heating Therms | 0 | 0 | 0 | 0 | 0 | 106677.27 | 1600159.05 | 0 | 0.63423 | 0 | 0.36126 | 0 | 0.93874 | 0 | 0.66577 | 2.3478 | 6.6537 | 1.4859 | 2.5165
408006-Whole Bldg-Space Cooling kWh | 501.984 | 388.4753 | 0 | 4353977.25 | 65309658.75 | 0 | 0 | 0.06957 | 0 | 0.040073 | 0 | 0.06957 | 0 | 0.040073 | 0 | 2.3967 | 2.3967 | 1.5053 | 1.5053
408007-Whole Bldg-Lighting kWh | 585.9739 | 233.7644 | 0 | 1800664.74 | 27009971.1 | 0 | 0 | 0.11376 | 0 | 0.073348 | 0 | 0.11376 | 0 | 0.073348 | 0 | 3.2839 | 3.2839 | 1.8129 | 1.8129
408008-Whole Bldg-Space Cooling Therms | 0 | 0 | 0 | 0 | 0 | 88.83 | 1332.45 | 0 | 0.63424 | 0 | 0.36127 | 0 | 0.93876 | 0 | 0.66579 | 2.3479 | 6.6538 | 1.4859 | 2.5165
408009-Whole Bldg-Indoor Fans kWh | 387.6943 | 154.6641 | 0 | 1191362.76 | 17870441.4 | 0 | 0 | 0.11376 | 0 | 0.073348 | 0 | 0.11376 | 0 | 0.073348 | 0 | 3.2839 | 3.2839 | 1.8129 | 1.8129
408012-Whole Bldg-Heating Rejection kWh | 97.7782 | 89.1523 | 0 | 747253.08 | 14945061.6 | 0 | 0 | 0.088804 | 0 | 0.056226 | 0 | 0.088804 | 0 | 0.056226 | 0 | 3.063 | 3.063 | 1.7435 | 1.7435
408018-Daylighting Systems kWh | 0.83016 | 0.53531 | 0 | 4192.128 | 83842.56 | 0 | 0 | 0.12729 | 0 | 0.090675 | 0 | 0.14035 | 0 | 0.10373 | 0 | 7.0892 | 18.8857 | 2.5764 | 3.333
408021-Interior Lighting Systems kWh | 543.4031 | 350.4007 | 26.9668 | 2744075.25 | 41161128.75 | 0 | 0 | 0.11519 | 0 | 0.080368 | 0 | 0.13262 | 0 | 0.097803 | 0 | 5.4757 | 16.9747 | 2.3272 | 3.2681
408024-HVAC Systems kWh | 28.2025 | 11.2509 | 0 | 86664.69 | 1299970.35 | 0 | 0 | 0.12588 | 0 | 0.085469 | 0 | 0.13867 | 0 | 0.098254 | 0 | 4.3399 | 6.5677 | 2.0942 | 2.5041
408026-HVAC Systems Therms | 0 | 0 | 0 | 0 | 0 | 164.43 | 2466.45 | 0 | 0.7508 | 0 | 0.44903 | 0 | 1.0553 | 0 | 0.75354 | 2.5956 | 7.3558 | 1.5814 | 2.6108
408028-Low SHGC Glass kWh | 21.971 | 8.765 | 0 | 67515.741 | 1350314.82 | 0 | 0 | 0.14196 | 0 | 0.099628 | 0 | 0.15401 | 0 | 0.11168 | 0 | 5.8335 | 9.8936 | 2.3895 | 2.8723
408031-Refrigeration Systems kWh Supermarket | 469.5995 | 392.7222 | 0 | 3544191 | 42530292 | 0 | 0 | 0.074211 | 0 | 0.044905 | 0 | 0.090149 | 0 | 0.060843 | 0 | 2.6715 | 4.1676 | 1.6093 | 2.0533
408033-Refrigeration Systems Therm Supermarket | 0 | 0 | 0 | 0 | 0 | 9010.89 | 108130.68 | 0 | 0.83651 | 0 | 0.55013 | 0 | 0.96933 | 0 | 0.68295 | 3.5935 | 6.1089 | 1.9035 | 2.4344
408034-Service Hot Water | 0 | 0 | 0 | 0 | 0 | 12809.79 | 192146.85 | 0 | 0.561 | 0 | 0.28803 | 0 | 0.93874 | 0 | 0.66577 | 2.0317 | 6.6537 | 1.3527 | 2.5165
408035-Other Systems kWh | 3.3255 | 2.775 | 0 | 25001.55 | 250015.5 | 0 | 0 | -0.038005 | 0 | -0.067058 | 0 | 0.098326 | 0 | 0.069272 | 0 | 0.75574 | 6.1047 | 0.63683 | 2.4338
408037-Other Systems Therms | 0 | 0 | 0 | 0 | 0 | 397179.09 | 3971790.9 | 0 | 0.40027 | 0 | 0.15151 | 0 | 0.79278 | 0 | 0.54402 | 1.6599 | 4.7042 | 1.1771 | 2.1755
408044-Whole Bldg-Domestic Hot Water kWh | 5.9416 | 6.5598 | 0 | 43650.18 | 654752.7 | 0 | 0 | -0.41674 | 0 | -0.44813 | 0 | -0.038997 | 0 | -0.070387 | 0 | 0.23363 | 0.76513 | 0.22088 | 0.64348
408045-Whole Bldg-Domestic Hot Water Therms | 0 | 0 | 0 | 0 | 0 | 117.18 | 1757.7 | 0 | 0.56092 | 0 | 0.28797 | 0 | 0.93866 | 0 | 0.66571 | 2.0315 | 6.6532 | 1.3526 | 2.5165
402001-Food Service - Hot Food Holding Cabinet-Full-Size | 1.0732 | 1.1848 | 1.44 | 7884 | 94608 | 0 | 0 | -0.060691 | 0 | -0.090913 | 0 | 0.095027 | 0 | 0.064805 | 0 | 0.66837 | 4.4821 | 0.57364 | 2.1268
402002-Food Service - Hot Food Holding Cabinet-Three-Quarter-Size | 1.6102 | 1.7778 | 2.16 | 11829.6 | 141955.2 | 0 | 0 | -0.11919 | 0 | -0.14942 | 0 | 0.092004 | 0 | 0.061782 | 0 | 0.50646 | 4.0351 | 0.45014 | 2.0206
402003-Food Service - Hot Food Holding Cabinet-Half-Size | 0.53658 | 0.59241 | 0.72 | 3942 | 47304 | 0 | 0 | -0.23642 | 0 | -0.26664 | 0 | 0.08593 | 0 | 0.055708 | 0 | 0.34096 | 3.3616 | 0.31447 | 1.8363
402004-Food Service - Commercial Electric Fryer | 0.57137 | 0.63082 | 0.72 | 4197.6 | 50371.2 | 0 | 0 | -0.37399 | 0 | -0.40421 | 0 | 0.088146 | 0 | 0.057923 | 0 | 0.24646 | 3.5795 | 0.23231 | 1.8995
402005-Food Service - Commercial Gas Fryer | 0 | 0 | 0 | 0 | 0 | 31512 | 378144 | 0 | 0.067796 | 0 | -0.19045 | 0 | 0.84794 | 0 | 0.5897 | 1.0694 | 5.2989 | 0.84587 | 2.2946
402007-Food Service-Commercial Gas Large Vat Fryer, Cooking Efficiency >= 50% | 0 | 0 | 0 | 0 | 0 | 3814.8 | 45777.6 | 0 | 0.32884 | 0 | 0.071034 | 0 | 0.87107 | 0 | 0.61327 | 1.4602 | 6.0545 | 1.0731 | 2.4257
402008-Ice Machines 301-400 - Energy Star | 1.1373 | 0.8801 | 1.008 | 9864 | 98640 | 0 | 0 | 0.046522 | 0 | 0.018929 | 0 | 0.08707 | 0 | 0.059477 | 0 | 1.714 | 4.5388 | 1.2041 | 2.1395
402009-Ice Machines 401-500 - Energy Star | 0.16498 | 0.12768 | 0.1476 | 1431 | 14310 | 0 | 0 | 0.089654 | 0 | 0.062264 | 0 | 0.089654 | 0 | 0.062264 | 0 | 5.2289 | 5.2289 | 2.2814 | 2.2814
402010-Ice Machines 501-1000 - Energy Star | 0.26211 | 0.20284 | 0.234 | 2273.4 | 22734 | 0 | 0 | 0.077084 | 0 | 0.049694 | 0 | 0.088613 | 0 | 0.061223 | 0 | 3.2826 | 4.9843 | 1.8125 | 2.2336
402011-Ice Machines 1001-1500 -Energy Star | 1.1977 | 0.92689 | 1.0692 | 10388.4 | 103884 | 0 | 0 | 0.052913 | 0 | 0.025376 | 0 | 0.082895 | 0 | 0.055358 | 0 | 1.9039 | 3.9031 | 1.2948 | 1.9869
402012-Ice Machines >1500 -Energy Star | 0.15246 | 0.11799 | 0.1356 | 1322.4 | 13224 | 0 | 0 | 0.046096 | 0 | 0.019098 | 0 | 0.083781 | 0 | 0.056782 | 0 | 1.7297 | 4.2868 | 1.2118 | 2.0818
402013-Ice Machines 101-200 - CEE Tier III | 0.046901 | 0.036296 | 0.0642 | 406.8 | 4068 | 0 | 0 | 0.07016 | 0 | 0.043161 | 0 | 0.076126 | 0 | 0.049128 | 0 | 2.7939 | 3.2968 | 1.6529 | 1.8168
402014-Ice Machines 201-300 - CEE Tier III | 1.554 | 1.2026 | 1.377 | 13478.4 | 161740.8 | 0 | 0 | 0.0070557 | 0 | -0.021299 | 0 | 0.090814 | 0 | 0.062459 | 0 | 1.0655 | 4.7927 | 0.84346 | 2.1943
402017-Ice Machines 501-1000 - CEE Tier III | 0.5 | 0.38694 | 0.4464 | 4336.8 | 43368 | 0 | 0 | 0.055513 | 0 | 0.02792 | 0 | 0.080584 | 0 | 0.052992 | 0 | 1.9885 | 3.5919 | 1.3334 | 1.903
402018-Ice Machines 1001-1500 - CEE Tier III | 4.1383 | 3.2026 | 3.6846 | 35893.8 | 358938 | 0 | 0 | 0.05425 | 0 | 0.026684 | 0 | 0.077007 | 0 | 0.049441 | 0 | 1.9465 | 3.2283 | 1.3144 | 1.7958
402019-Ice Machines >1500 - CEE Tier III | 0.25187 | 0.19492 | 0.2244 | 2184.6 | 21846 | 0 | 0 | 0.047564 | 0 | 0.020565 | 0 | 0.078411 | 0 | 0.051412 | 0 | 1.7708 | 3.5409 | 1.2318 | 1.8886
402020-Ice Machines 101-200 - Energy Star | 0.022897 | 0.01772 | 0.0204 | 198.6 | 1986 | 0 | 0 | 0.018704 | 0 | -0.008295 | 0 | 0.075325 | 0 | 0.048326 | 0 | 1.2065 | 3.219 | 0.92944 | 1.793
402021-Ice Machines 201-300 - Energy Star | 0.15246 | 0.11799 | 0.1368 | 1322.4 | 13224 | 0 | 0 | -0.096651 | 0 | -0.12424 | 0 | 0.091282 | 0 | 0.06369 | 0 | 0.53606 | 5.4764 | 0.47336 | 2.3273
402024-Food Service - Combination Oven-Electric | 4.5161 | 4.986 | 7.56 | 33177.6 | 398131.2 | 0 | 0 | 0.0076402 | 0 | -0.022369 | 0 | 0.11065 | 0 | 0.080638 | 0 | 1.0671 | 11.2373 | 0.84447 | 2.9756
402025-Food Service - Combination Oven-Gas | 0 | 0 | 0 | 0 | 0 | 3143.4 | 37720.8 | 0 | -5.5696 | 0 | -5.8275 | 0 | 0.673 | 0 | 0.41511 | 0.15782 | 2.8152 | 0.1519 | 1.6603
402026-Food Service - Convection Oven-Electric | 3.8795 | 4.2832 | 6.3 | 28501.2 | 342014.4 | 0 | 0 | -0.033501 | 0 | -0.063692 | 0 | 0.091367 | 0 | 0.061176 | 0 | 0.78483 | 3.9641 | 0.65736 | 2.0026
402027-Food Service - Convection Oven-Gas | 0 | 0 | 0 | 0 | 0 | 5426.4 | 65116.8 | 0 | -0.24117 | 0 | -0.49953 | 0 | 0.73728 | 0 | 0.47892 | 0.81259 | 3.3908 | 0.67672 | 1.845
402028-Food Service-Commericial Gas Rack Oven- Single, Cooking Efficiency >= 50% | 0 | 0 | 0 | 0 | 0 | 3102 | 37224 | 0 | 0.013289 | 0 | -0.24385 | 0 | 0.84804 | 0 | 0.5909 | 1.0129 | 5.4016 | 0.81017 | 2.3137
402029-Food Service-Commercial Gas Rack Oven- Double, Cooking Efficiency >= 50% | 0 | 0 | 0 | 0 | 0 | 7574.4 | 90892.8 | 0 | 0.47873 | 0 | 0.22037 | 0 | 0.8563 | 0 | 0.59793 | 1.8444 | 5.5218 | 1.267 | 2.3355
402031-Conveyor Oven lg >25" total conveyor width | 0 | 0 | 0 | 0 | 0 | 19773 | 237276 | 0 | 0.30507 | 0 | 0.046863 | 0 | 0.86821 | 0 | 0.61 | 1.4123 | 5.9101 | 1.0469 | 2.4022
402032-Ventilation Control - Retrofit | 1.4088 | 1.2845 | 2.304 | 10766.4 | 118430.4 | 0 | 0 | 0.056153 | 0 | 0.026808 | 0 | 0.10232 | 0 | 0.07298 | 0 | 1.8968 | 7.223 | 1.2915 | 2.5939
402033-Ventilation Control- New | 2.1459 | 0.65622 | 2.304 | 10766.4 | 161496 | 0 | 0 | 0.10931 | 0 | 0.075419 | 0 | 0.12549 | 0 | 0.091602 | 0 | 4.9259 | 11.7631 | 2.2218 | 3.0112
402034-Water Heating - Storage Water Heater minimum .62 EF (Tier I) | 0.00052708 | 0.00048058 | 0.0031391 | 4.0281 | 60.4215 | 121.6764 | 1825.146 | -0.093378 | -0.82522 | -0.12426 | -1.0981 | 0.035232 | 0.31136 | 0.004353 | 0.03847 | 0.57236 | 1.3926 | 0.50144 | 1.0361
402037-Heating - Space Heating Boilers - Large | 0 | 0 | 0 | 0 | 0 | 183.918 | 3678.36 | 0 | 0.029685 | 0 | -0.26544 | 0 | 1.0646 | 0 | 0.76945 | 1.0255 | 9.1966 | 0.81818 | 2.8104
402038-Water Heating -Commercial Boiler | 0 | 0 | 0 | 0 | 0 | 1.38 | 27.6 | 0 | 0.4226 | 0 | 0.12866 | 0 | 1.0259 | 0 | 0.73196 | 1.5509 | 7.2646 | 1.1213 | 2.5992
402039-Water Heating -Instantaneous - Gas <=200MBtuh | 0.0010543 | 0.00096132 | 0.0026266 | 8.0575 | 161.1504 | 281.808 | 5636.16 | 0.11572 | 1.0487 | 0.083155 | 0.75356 | 0.11572 | 1.0487 | 0.083155 | 0.75356 | 8.1921 | 8.1921 | 2.7089 | 2.7089
402040-Water Heating -Instantaneous -Gas >200MBtuh | 9.4212e-06 | 8.5901e-06 | 3.6e-05 | 0.072 | 1.44 | 4.02 | 80.4 | 0.10658 | 0.96524 | 0.074122 | 0.6713 | 0.10658 | 0.96524 | 0.074122 | 0.6713 | 5.301 | 5.301 | 2.295 | 2.295
402044-Water Heating -Direct Contact Water Heater >300 Mbtuh | 0.00062745 | 0.0005721 | 0.0023976 | 4.7952 | 95.904 | 277.722 | 5554.44 | 0.10671 | 0.96702 | 0.074145 | 0.6719 | 0.10793 | 0.97806 | 0.075363 | 0.68294 | 5.2525 | 5.5204 | 2.2859 | 2.3352
402045-Tank Insulation - High Temperature Applic. (LF) 1 in | 0 | 0 | 0 | 0 | 0 | 221.16 | 4423.2 | 0 | 1.1484 | 0 | 0.85313 | 0 | 1.1484 | 0 | 0.85313 | 25.6455 | 25.6455 | 3.4956 | 3.4956
402046-Tank Insulation - High Temperature Applic. (LF) 2 in | 0 | 0 | 0 | 0 | 0 | 3768.96 | 75379.2 | 0 | 1.1365 | 0 | 0.84138 | 0 | 1.1365 | 0 | 0.84138 | 20.613 | 20.613 | 3.383 | 3.383
402052-Steam Trap Replacement - Industrial <= 15 psig, Commercial 12-24 hrs/day | 0 | 0 | 0 | 0 | 0 | 6507.6 | 39045.6 | 0 | 0.86076 | 0 | 0.63071 | 0 | 0.88554 | 0 | 0.65548 | 13.2405 | 20.4433 | 3.0998 | 3.3784
402054-Lighting - Remove 2 Ft T-8 (De-Lamp) | 10.6748 | 6.6748 | 13.1168 | 55205.1562 | 828077.3424 | -145.4064 | -2181.0966 | 0.1114 | 1.2209 | 0.077183 | 1.2209 | 0.13084 | 1.2209 | 0.096626 | 1.2209 | 4.996 | 17.7294 | 2.207 | 3.2325
402057-A/C - Reflective Window Film Coastal | 20.4418 | 9.3933 | 31.5591 | 52741.14 | 527411.4 | -2663.802 | -26638.02 | -0.010842 | 1.1181 | -0.052357 | 1.1181 | 0.10649 | 1.1181 | 0.064971 | 1.1181 | 0.62366 | 1.8128 | 0.50618 | 1.0825
402058-A/C - Reflective Window Film Inland | 23.0318 | 10.5834 | 35.5575 | 59423.262 | 594232.62 | -3001.2966 | -30012.966 | -0.010842 | 1.1181 | -0.052357 | 1.1181 | 0.10649 | 1.1181 | 0.064971 | 1.1181 | 0.62366 | 1.8128 | 0.50618 | 1.0825
402060-Motors - VFD - HVAC Fans (per Hp) | 89.416 | 52.1719 | 0 | 431469 | 6472035 | 0 | 0 | 0.10301 | 0 | 0.068792 | 0 | 0.11995 | 0 | 0.08574 | 0 | 3.904 | 7.4762 | 1.9872 | 2.6258
402064-Low Flow Showerhead | 0 | 0 | 0 | 0 | 0 | 98290.5 | 982905 | 0 | 0.58837 | 0 | 0.33968 | 0 | 0.74969 | 0 | 0.501 | 2.4071 | 3.9191 | 1.5094 | 1.9911
402065-Software Plug Load Sensors | 51.5841 | 42.1273 | 0 | 404276.4 | 2021382 | 0 | 0 | 0.077627 | 0 | 0.051536 | 0 | 0.082289 | 0 | 0.056198 | 0 | 3.7752 | 4.5303 | 1.9533 | 2.1376
402066-High Efficiency Copier | 1.4378 | 1.1742 | 1.417 | 11268.24 | 67609.44 | 0 | 0 | -0.028709 | 0 | -0.055302 | 0 | 0.005928 | 0 | -0.020666 | 0 | 0.78943 | 1.0583 | 0.66058 | 0.83892
402067-Refrigerator - Early Replacement | 6.4712 | 5.0214 | 7.8411 | 59937.234 | 299686.17 | 0 | 0 | -0.0011098 | 0 | -0.025797 | 0 | -0.0011098 | 0 | -0.025797 | 0 | 0.98901 | 0.98901 | 0.79479 | 0.79479
402135-Food Service - Steamer-Electric | 16.4149 | 18.1228 | 27 | 120592.8 | 1447113.6 | 0 | 0 | 0.068971 | 0 | 0.038749 | 0 | 0.10001 | 0 | 0.069793 | 0 | 2.2929 | 5.4846 | 1.4637 | 2.3288
402136-Food Service - Steamer-Gas | 0 | 0 | 0 | 0 | 0 | 3751.2 | 45014.4 | 0 | 0.60415 | 0 | 0.34782 | 0 | 0.84625 | 0 | 0.58992 | 2.3943 | 5.4263 | 1.5044 | 2.3182
402139-Lighting - 4 Ft T12 to 28W T-8 with RLO | 303.9984 | 252.8169 | 457.2479 | 1924435.328 | 28866529.9206 | -5068.8252 | -76032.3779 | 0.12443 | 1.0787 | 0.087916 | 1.0787 | 0.12485 | 1.0787 | 0.08833 | 1.0787 | 6.2044 | 6.3163 | 2.4207 | 2.4376
402140-Lighting - 8 Ft T-8 with Elec. Ballast | 40.0915 | 25.0686 | 49.2628 | 207333.9175 | 3110008.7622 | -546.1027 | -8191.5409 | 0.10699 | 1.2209 | 0.072782 | 1.2209 | 0.12734 | 1.2209 | 0.093124 | 1.2209 | 4.2976 | 12.1525 | 2.0591 | 2.9829
402141-Lighting - Cold Cathode Fluorescent Lamp | 7.4885 | 4.915 | 7.0548 | 47032.2 | 94064.4 | 0 | 0 | 0.037997 | 0 | 0.012518 | 0 | 0.037997 | 0 | 0.012518 | 0 | 1.5834 | 1.5834 | 1.1382 | 1.1382
402142-Lighting - Remove 3 Ft T-8 (De-Lamp) | 1.47 | 0.91916 | 1.8062 | 7602.0215 | 114030.3226 | -20.0232 | -300.3477 | 0.1191 | 1.2206 | 0.084895 | 1.2206 | 0.13299 | 1.2206 | 0.098783 | 1.2206 | 6.9929 | 24.8158 | 2.5255 | 3.41
402145-Lighting - Screw in 14-26 Watt Reflector Lamp | 61.9245 | 38.7205 | 67.6605 | 320243.8239 | 576438.883 | -799.4056 | -1438.9301 | 0.03882 | 0.9561 | 0.011588 | 0.9561 | 0.05291 | 0.9561 | 0.025678 | 0.9561 | 1.5103 | 1.8816 | 1.0933 | 1.2755
402147-Lighting- Ceramic Metal Halide Fixture | 180.7398 | 112.0971 | 231.9609 | 976261.9131 | 14643928.6963 | -2571.4041 | -38571.0622 | 0.086544 | 1.2209 | 0.053045 | 1.2209 | 0.090408 | 1.2209 | 0.05691 | 1.2209 | 2.6994 | 2.9303 | 1.6038 | 1.6825
402148-Lighting-Wall or Ceiling-mounted Lighting Sensor >= 500 watts | 16.5534 | 10.6741 | 19.8613 | 83591.532 | 1253872.98 | -44.0346 | -660.5185 | 0.10819 | 1.2209 | 0.073386 | 1.2209 | 0.11458 | 1.2209 | 0.079776 | 1.2209 | 4.2908 | 5.3337 | 2.0778 | 2.2952
402149-Refrigeration - Efficient Evap Fan Motor Permanent-Split Capacitor (PSC) Motor | 59.4905 | 49.7515 | 62.655 | 448990.7958 | 6734861.937 | -6.4944 | -97.4161 | 0.094412 | 1.2209 | 0.063976 | 1.2209 | 0.10382 | 1.2209 | 0.073385 | 1.2209 | 4.281 | 6.3616 | 2.0803 | 2.4734
402152-Refrigeration - New Refrigeration Case w/Doors-Low Temperature Case | 210.7964 | 176.2873 | 155.406 | 1590936 | 19091232 | 0 | 0 | 0.089707 | 0 | 0.060411 | 0 | 0.089707 | 0 | 0.060411 | 0 | 4.1083 | 4.1083 | 2.0388 | 2.0388
402153-Refrigeration - New Refrigeration Case w/Doors-Medium Temperature Case | 0.40824 | 0.3414 | 1.3895 | 3081.0647 | 36972.7768 | 578.3712 | 6940.4545 | -0.28176 | -2.4838 | -0.31106 | -2.742 | 0.06267 | 0.55244 | 0.033375 | 0.2942 | 0.29617 | 2.1212 | 0.27598 | 1.3918
402155-Refrigeration - Night Covers for Display Cases Low Temp | 12.9503 | 10.8302 | 0 | 97739.4 | 488697 | 0 | 0 | 0.060582 | 0 | 0.034487 | 0 | 0.082935 | 0 | 0.05684 | 0 | 2.3453 | 4.6572 | 1.4849 | 2.1654
402157-Refrigeration - Special Doors with Low/No ASH on Low Temp Display Case | 6.2522 | 5.2287 | 0.945 | 47187 | 754992 | 0 | 0 | 0.10216 | 0 | 0.071369 | 0 | 0.10216 | 0 | 0.071369 | 0 | 5.5473 | 5.5473 | 2.34 | 2.34
402160-Food Service - Glass-Door Reach In Freezer 15-29' | 0.097794 | 0.076967 | 0.08225 | 720.51 | 8646.12 | 0 | 0 | 0.026028 | 0 | -0.002874 | 0 | 0.075498 | 0 | 0.046597 | 0 | 1.2862 | 2.8204 | 0.97602 | 1.6621
402165-Food Service - Glass-Door Reach In Refrigerator 30-49' | 0.33155 | 0.26094 | 0.27885 | 2442.726 | 29312.712 | 0 | 0 | -0.050727 | 0 | -0.080029 | 0 | 0.10024 | 0 | 0.07094 | 0 | 0.7004 | 6.4628 | 0.59708 | 2.4887
402166-Food Service - Solid-Door Reach In Freezer <15' | 0.047856 | 0.037665 | 0.04025 | 352.59 | 4231.08 | 0 | 0 | -0.047311 | 0 | -0.076212 | 0 | 0.083072 | 0 | 0.05417 | 0 | 0.71202 | 3.4504 | 0.6055 | 1.8626
402167-Food Service - Solid-Door Reach In Freezer >50' | 0.26901 | 0.21172 | 0.22625 | 1981.95 | 23783.4 | 0 | 0 | 0.018403 | 0 | -0.010499 | 0 | 0.080787 | 0 | 0.051885 | 0 | 1.1867 | 3.2326 | 0.91764 | 1.7972
402168-Food Service - Solid-Door Reach In Freezer 15-29' | 0.88014 | 0.6927 | 0.74025 | 6484.59 | 77815.08 | 0 | 0 | 0.03484 | 0 | 0.0054006 | 0 | 0.094265 | 0 | 0.064825 | 0 | 1.4132 | 4.7881 | 1.0475 | 2.1933
402169-Food Service - Solid-Door Reach In Freezer 30-49' | 1.8605 | 1.4642 | 1.5647 | 13707.21 | 164486.52 | 0 | 0 | 0.046279 | 0 | 0.016827 | 0 | 0.090423 | 0 | 0.060971 | 0 | 1.6347 | 4.1422 | 1.1644 | 2.0471
402170-Food Service - Solid-Door Reach In Refrigerator <15' | 0.21758 | 0.17125 | 0.183 | 1603.08 | 19236.96 | 0 | 0 | 0.052235 | 0 | 0.022726 | 0 | 0.097062 | 0 | 0.067553 | 0 | 1.7773 | 5.3391 | 1.235 | 2.3022
402172-Food Service - Solid-Door Reach In Refrigerator 15-29' | 0.84655 | 0.66627 | 0.712 | 6237.12 | 74845.44 | 0 | 0 | -0.22553 | 0 | -0.25504 | 0 | 0.096434 | 0 | 0.066925 | 0 | 0.34622 | 5.1933 | 0.31893 | 2.2746
402173-Food Service - Solid-Door Reach In Refrigerator 30-49' | 0.46014 | 0.36214 | 0.387 | 3390.12 | 40681.44 | 0 | 0 | -0.18296 | 0 | -0.21247 | 0 | 0.092987 | 0 | 0.063478 | 0 | 0.39495 | 4.5164 | 0.35984 | 2.1345
402175-Lighting - Exterior Compact Fluorescent Fixture <=70 watts | 3.663 | 3.3208 | 0 | 326535.132 | 4898026.98 | 0 | 0 | 0.081398 | 0 | 0.056643 | 0 | 0.097406 | 0 | 0.072651 | 0 | 5.3318 | 36.002 | 2.3008 | 3.6383
402176-Lighting - Exterior Induction Fixture <=100 watts | 5.2828 | 4.7892 | 0 | 470923.53 | 7063852.95 | 0 | 0 | 0.031399 | 0 | 0.0066437 | 0 | 0.086007 | 0 | 0.061252 | 0 | 1.4564 | 7.0637 | 1.071 | 2.573
402177-Lighting - Exterior Induction Fixture <=120 watts | 0.10164 | 0.092144 | 0 | 9060.59 | 135908.85 | 0 | 0 | -0.040118 | 0 | -0.064871 | 0 | 0.076515 | 0 | 0.051762 | 0 | 0.71406 | 4.2329 | 0.60697 | 2.069
402178-Lighting - Exterior Induction Fixture <=180 watts | 5.855 | 5.308 | 0 | 521938.34 | 7829075.1 | 0 | 0 | -0.10942 | 0 | -0.13418 | 0 | 0.072125 | 0 | 0.047369 | 0 | 0.47799 | 3.5696 | 0.4275 | 1.8967
402179-Lighting - Exterior Induction Fixture <=250 watts | 8.5829 | 7.781 | 0 | 765110.5 | 11476657.5 | 0 | 0 | 0.025043 | 0 | 0.0002873 | 0 | 0.083922 | 0 | 0.059167 | 0 | 1.3332 | 6.1582 | 1.0029 | 2.4422
402180-Lighting - Exterior Induction Fixture <=70 watts | 8.4945 | 7.7008 | 0 | 757226.47 | 11358397.05 | 0 | 0 | 0.0031207 | 0 | -0.021635 | 0 | 0.088834 | 0 | 0.064078 | 0 | 1.0321 | 8.8207 | 0.82241 | 2.7743
402181-Lighting - Exterior Pulse Start/Ceramic Metal Halide Fixtures <=100 watts | 5.9681 | 3.7317 | 0 | 30863.91 | 462958.65 | 0 | 0 | 0.071452 | 0 | 0.037248 | 0 | 0.13213 | 0 | 0.097924 | 0 | 2.0668 | 21.9594 | 1.3681 | 3.4174
402182-Lighting - Exterior Pulse Start/Ceramic Metal Halide Fixtures <=125 watts | 2.8203 | 1.7635 | 0 | 14585.34 | 218780.1 | 0 | 0 | 0.037306 | 0 | 0.0031012 | 0 | 0.1266 | 0 | 0.092398 | 0 | 1.3689 | 11.6985 | 1.0229 | 3.007
402183-Lighting - Exterior Pulse Start/Ceramic Metal Halide Fixtures <=175 watts | 6.5075 | 4.069 | 0 | 33653.62 | 504804.3 | 0 | 0 | 0.044747 | 0 | 0.010538 | 0 | 0.13208 | 0 | 0.097872 | 0 | 1.4775 | 21.7284 | 1.0824 | 3.4118
402184-Lighting - Exterior Pulse Start/Ceramic Metal Halide Fixtures <=250 watts | 76.3637 | 47.3617 | 0 | 412476.68 | 6187150.2 | 0 | 0 | 0.064032 | 0 | 0.030532 | 0 | 0.12841 | 0 | 0.094914 | 0 | 1.8949 | 18.9178 | 1.2907 | 3.334
402185-Lighting - Exterior Pulse Start/Ceramic Metal Halide Fixtures <=70 watts | 4.8591 | 3.0137 | 0 | 26246.22 | 393693.3 | 0 | 0 | 0.039558 | 0 | 0.0060573 | 0 | 0.12877 | 0 | 0.095269 | 0 | 1.4119 | 19.8943 | 1.0468 | 3.3631
402186-Lighting - Exterior Pulse Start/Ceramic Metal Halide Fixtures <=750 watts | 10.8222 | 6.7121 | 0 | 58456.09 | 876841.35 | 0 | 0 | 0.062893 | 0 | 0.029404 | 0 | 0.1236 | 0 | 0.090107 | 0 | 1.8657 | 11.3474 | 1.277 | 2.9832
402187-Lighting - Interior Compact Fluorescent Fixture <=128 watts | 6.9746 | 4.4974 | 6.2005 | 35220.3 | 422643.6 | 0 | 0 | 0.0892 | 0 | 0.055606 | 0 | 0.12717 | 0 | 0.093579 | 0 | 2.9075 | 15.4679 | 1.692 | 3.2079
402188-Lighting - Interior Compact Fluorescent Fixture <=192 watts | 0.96566 | 0.62268 | 0.85848 | 4876.4 | 73146 | 0 | 0 | 0.11671 | 0 | 0.081889 | 0 | 0.13579 | 0 | 0.10096 | 0 | 5.8182 | 27.3747 | 2.3869 | 3.526
402191-Lighting - Interior Compact Fluorescent Fixture <=70 watts | 10.5162 | 6.7811 | 11.2421 | 53104.8 | 637257.6 | -132.762 | -1593.144 | 0.073471 | 1.1586 | 0.039895 | 1.1586 | 0.12675 | 1.1586 | 0.093178 | 1.1586 | 2.1306 | 14.5535 | 1.3854 | 3.1136
402192-Lighting - Interior Induction Fixture <=120 watts | 0.050781 | 0.032745 | 0.060929 | 256.4352 | 3846.528 | -0.67543 | -10.1315 | -0.26046 | 1.2215 | -0.29528 | 1.2215 | 0.043033 | 1.2215 | 0.0082106 | 1.2215 | 0.34309 | 1.4067 | 0.31571 | 1.0376
402193-Lighting - Interior Induction Fixture <=180 watts | 0.43799 | 0.28243 | 0.52552 | 2211.7536 | 33176.304 | -5.8256 | -87.384 | 0.0078183 | 1.2184 | -0.026927 | 1.2184 | 0.1087 | 1.2184 | 0.073954 | 1.2184 | 1.0347 | 4.3044 | 0.82014 | 2.0611
402194-Lighting - Interior Induction Fixture <=250watts | 3.8729 | 2.4974 | 4.6469 | 19557.4579 | 293361.8688 | -51.5129 | -772.6942 | 0.048553 | 1.2202 | 0.013763 | 1.2202 | 0.11139 | 1.2202 | 0.076598 | 1.2202 | 1.4915 | 4.6772 | 1.083 | 2.1429
402197-Lighting - Interior Linear Fluorescent Fixture <=128 watts replacing 101-175 Watts | 56.9444 | 36.7193 | 59.3087 | 287557.8451 | 4313367.6768 | 0 | 0 | 0.040467 | 0 | 0.0056595 | 0 | 0.12193 | 0 | 0.087124 | 0 | 1.403 | 7.436 | 1.0419 | 2.6208
402198-Lighting - Interior Linear Fluorescent Fixture <=192 watts replacing 176-399 Watts | 20.9989 | 13.5406 | 25.1952 | 106040.0198 | 1590600.2972 | -279.3018 | -4189.5276 | 0.040361 | 1.1689 | 0.006926 | 1.1689 | 0.099824 | 1.1689 | 0.066389 | 1.1689 | 1.3926 | 3.7254 | 1.03 | 1.9184
402199-Lighting - Interior Linear Fluorescent Fixture <=244 watts replacing 400 Watts (Tier 1) | 410.1479 | 264.4742 | 486.8682 | 2071163.64 | 31067454.6 | -5368.7088 | -80530.632 | 0.24634 | 3.0008 | 0.16073 | 3.0008 | 0.30157 | 3.0008 | 0.21596 | 3.0008 | 3.3824 | 7.5427 | 1.8235 | 2.5951
402200-Lighting - Interior Linear Fluorescent Fixture <=600 watts replacing >=400 Watts (Tier 1) | 187.4856 | 120.8956 | 222.768 | 946764 | 14201460 | -2450.448 | -36756.72 | 0.12252 | 1.6172 | 0.076428 | 1.6172 | 0.16167 | 1.6172 | 0.11558 | 1.6172 | 2.8485 | 7.335 | 1.6562 | 2.5701
402201-Lighting - Interior Linear Fluorescent Fixture <=64 watts replacing <=100 Watts | 18.452 | 11.8984 | 22.1394 | 93179.0636 | 1397685.9537 | -245.427 | -3681.405 | 0.052034 | 1.2209 | 0.017227 | 1.2209 | 0.1205 | 1.2209 | 0.08569 | 1.2209 | 1.5495 | 6.7559 | 1.1133 | 2.4946
402202-Lighting - Interior Linear Fluorescent Fixture 245-360 watts replacing 400 Watts (Tier 2) | 21.3577 | 13.772 | 25.6258 | 107852.2743 | 1617784.1147 | -284.0752 | -4261.1278 | 0.037814 | 1.1622 | 0.0045569 | 1.1622 | 0.10276 | 1.1622 | 0.069503 | 1.1622 | 1.3591 | 4.1312 | 1.0115 | 2.0207
402205-Lighting - Interior Pulse Start/Ceramic Metal Halide Fixtures <=250 watts | 0.75684 | 0.48803 | 0.68522 | 3821.8886 | 57328.3286 | 0 | 0 | 0.068774 | 0 | 0.034005 | 0 | 0.11403 | 0 | 0.079264 | 0 | 1.9559 | 5.2732 | 1.3187 | 2.2898
402206-Lighting - Interior Pulse Start/Ceramic Metal Halide Fixtures <=600 watts Tier I | 7.8013 | 5.0305 | 7.063 | 39394.8514 | 630317.6229 | 0 | 0 | 0.06268 | 0 | 0.02749 | 0 | 0.09091 | 0 | 0.05572 | 0 | 1.786 | 2.7648 | 1.2392 | 1.6426
402207-Lighting - Interior Pulse Start/Ceramic Metal Halide Fixtures <=70 watts | 0.17466 | 0.11262 | 0.15813 | 881.9743 | 13229.6143 | 0 | 0 | 0.075893 | 0 | 0.041299 | 0 | 0.13289 | 0 | 0.0983 | 0 | 2.1837 | 19.6748 | 1.4184 | 3.3568
402216-Lighting - LED Channel Signage Outdoor >2 feet Retrofit | 0.29664 | 0.26893 | 4.5454 | 26443.8 | 423100.8 | 0 | 0 | 0.058966 | 0 | 0.033877 | 0 | 0.095459 | 0 | 0.07037 | 0 | 2.385 | 16.6947 | 1.5007 | 3.2575
402217-Lighting - Occupancy Sensor - High-Bay Sensor <12' | 13.0027 | 8.0645 | 16.6876 | 70234.0092 | 1053510.138 | -36.9981 | -554.9721 | -0.024331 | 1.2209 | -0.05783 | 1.2209 | 0.096102 | 1.2209 | 0.062604 | 1.2209 | 0.84382 | 3.4182 | 0.69767 | 1.8491
402218-Lighting - Occupancy Sensor - High-Bay Sensor >=12' | 325.1105 | 209.6398 | 436.272 | 1641741.6 | 13133932.8 | 0 | 0 | 0.084852 | 0 | 0.053104 | 0 | 0.10552 | 0 | 0.073776 | 0 | 2.9444 | 5.5943 | 1.7044 | 2.3483
402220-Lighting - Occupancy Sensor - Wallbox Lighting Sensor | 589.7364 | 368.7534 | 724.6441 | 3049835.1206 | 24398680.9651 | -1606.6096 | -12852.8766 | 0.014488 | 1.0791 | -0.016711 | 1.0791 | 0.085149 | 1.0791 | 0.05395 | 1.0791 | 1.1245 | 3.0569 | 0.87915 | 1.7381
402221-Lighting - T8 to 4ft 25 Watt Lamp | 250.0318 | 156.3412 | 307.2289 | 1293045.2196 | 19395678.2947 | -3405.7887 | -51086.8312 | 0.12425 | 1.2209 | 0.090037 | 1.2209 | 0.12694 | 1.2209 | 0.092727 | 1.2209 | 9.5136 | 11.7335 | 2.7928 | 2.957
402222-Lighting - T8 to 4ft 28 Watt Lamp | 60.0531 | 37.5503 | 73.7908 | 310565.7645 | 4658486.4668 | -818.008 | -12270.1206 | 0.1156 | 1.2209 | 0.081392 | 1.2209 | 0.12502 | 1.2209 | 0.090806 | 1.2209 | 5.916 | 10.0573 | 2.3697 | 2.8378
402223-Motors - Premium Efficiency Motors 1 HP | 0.011645 | 0.010617 | 0.042295 | 88.9913 | 1334.8697 | 0 | 0 | 0.077356 | 0 | 0.047075 | 0 | 0.081416 | 0 | 0.051134 | 0 | 2.7114 | 2.9789 | 1.6237 | 1.7159
402226-Motors - Premium Efficiency Motors 100 HP | 0.17938 | 0.16356 | 0.47965 | 1370.9001 | 20563.5013 | 0 | 0 | 0.067618 | 0 | 0.037336 | 0 | 0.067618 | 0 | 0.037336 | 0 | 2.2308 | 2.2308 | 1.4381 | 1.4381
402228-Motors - Premium Efficiency Motors 15 HP | 0.096978 | 0.088422 | 0.35224 | 741.1342 | 11117.0131 | 0 | 0 | 0.090309 | 0 | 0.059626 | 0 | 0.090309 | 0 | 0.059626 | 0 | 3.666 | 3.666 | 1.9236 | 1.9236
402231-Motors - Premium Efficiency Motors 20 HP | 0.23419 | 0.21353 | 0.62621 | 1789.7653 | 26846.48 | 0 | 0 | 0.085008 | 0 | 0.054116 | 0 | 0.10399 | 0 | 0.073094 | 0 | 3.1242 | 5.9421 | 1.7632 | 2.4075
402234-Motors - Premium Efficiency Motors 3 HP | 0.011645 | 0.010617 | 0.042295 | 88.9913 | 1334.8697 | 0 | 0 | 0.075005 | 0 | 0.044724 | 0 | 0.075538 | 0 | 0.045257 | 0 | 2.5773 | 2.6066 | 1.5746 | 1.5855
402240-Motors - Premium Efficiency Motors 7.5 HP | 0.23905 | 0.21796 | 0.86827 | 1826.8793 | 27403.1901 | 0 | 0 | 0.085187 | 0 | 0.054353 | 0 | 0.087004 | 0 | 0.056169 | 0 | 3.1508 | 3.3022 | 1.7716 | 1.8185
402241-Motors - Premium Efficiency Motors 75 HP | 0.28782 | 0.26243 | 0.7696 | 2199.5998 | 32993.9973 | 0 | 0 | 0.042196 | 0 | 0.011513 | 0 | 0.047142 | 0 | 0.016459 | 0 | 1.5147 | 1.6119 | 1.1022 | 1.1528
402242-Pipe Insulation - High Pressure (>=15 psi) Steam Applic. >=1 in. Dry Cleaner Only | 0 | 0 | 0 | 0 | 0 | 4616.04 | 92320.8 | 0 | 1.1236 | 0 | 0.82843 | 0 | 1.1629 | 0 | 0.86775 | 16.8412 | 37.7915 | 3.2631 | 3.6558
402243-Pipe Insulation - Hot Water Applic. <1 in. | 0 | 0 | 0 | 0 | 0 | 157.56 | 1733.16 | 0 | 0.68467 | 0 | 0.43135 | 0 | 0.86317 | 0 | 0.60984 | 3.0102 | 6.3243 | 1.7263 | 2.4679
402244-Pipe Insulation - Hot Water Applic. >=1 in. | 0 | 0 | 0 | 0 | 0 | 391.5 | 4306.5 | 0 | 0.5653 | 0 | 0.31193 | 0 | 0.88012 | 0 | 0.62675 | 2.2285 | 7.0553 | 1.4372 | 2.5719
402247-Refrigeration - Efficient Evap Fan Motor Electronically Commutated Motor (ECM) Display Case | 74.2411 | 62.0872 | 76.2936 | 560316.735 | 8404751.025 | -555.087 | -8326.3053 | 0.091696 | 1.1045 | 0.06126 | 1.1045 | 0.1057 | 1.1045 | 0.075268 | 1.1045 | 3.8775 | 6.985 | 1.9716 | 2.548
402248-Refrigeration - Efficient Evap Fan Motor Electronically Commutated Motor (ECM) Walk In | 154.0051 | 128.7932 | 158.2628 | 1162316.8458 | 17434752.687 | -1151.4684 | -17272.0254 | 0.082931 | 1.1045 | 0.052495 | 1.1045 | 0.098213 | 1.1045 | 0.067777 | 1.1045 | 3.0332 | 4.8895 | 1.7272 | 2.2035
402249-Refrigeration - Insulate Bare Suction Pipes | 0.061437 | 0.051379 | 0 | 463.68 | 5100.48 | 0 | 0 | 0.09399 | 0 | 0.065107 | 0 | 0.09399 | 0 | 0.065107 | 0 | 5.103 | 5.103 | 2.2571 | 2.2571
402256-Refrigeration - Food Service -Evaporator Fan Controller for Walk-In Coolers | 7.0624 | 5.9062 | 7.105 | 53301.7649 | 852828.2381 | -0.78287 | -12.5259 | 0.091946 | 1.2411 | 0.061147 | 1.2411 | 0.10377 | 1.2411 | 0.072967 | 1.2411 | 3.8109 | 5.9679 | 1.9626 | 2.4115
402258-Lighting - Exterior LED Fixtures <=110 watts | 0.2707 | 0.24541 | 1.0308 | 24131.5 | 361972.5 | 0 | 0 | -0.4392 | 0 | -0.46396 | 0 | 0.041231 | 0 | 0.016478 | 0 | 0.18574 | 1.6994 | 0.17759 | 1.1968
402259-Lighting - Exterior LED Fixtures <=192watts | 1.9367 | 1.7558 | 9.7741 | 172645.2 | 2762323.2 | 0 | 0 | -0.48704 | 0 | -0.51213 | 0 | 0.042624 | 0 | 0.017534 | 0 | 0.17252 | 1.7234 | 0.16547 | 1.2087
402260-Lighting - Exterior LED Fixtures <=350 watts | 1.3725 | 1.2442 | 8.3917 | 122345.6 | 1957529.6 | 0 | 0 | -0.763 | 0 | -0.78809 | 0 | 0.030159 | 0 | 0.0050696 | 0 | 0.11745 | 1.4225 | 0.11414 | 1.0525
402261-Lighting - Exterior LED Fixtures <=80 watts | 3.006 | 2.7251 | 15.2917 | 267962.5 | 4287400 | 0 | 0 | -0.41283 | 0 | -0.43792 | 0 | 0.054031 | 0 | 0.028941 | 0 | 0.19741 | 2.1372 | 0.18823 | 1.3986
402263-Lighting - Interior LED Fixtures <=130 watts | 0.071317 | 0.064654 | 1.5105 | 6357.456 | 101719.296 | -16.7451 | -267.9214 | -0.27882 | 1.2409 | -0.3039 | 1.2409 | 0.054277 | 1.2409 | 0.029192 | 1.2409 | 0.25834 | 2.0796 | 0.24235 | 1.3584
402266-Lighting - LED System <=15 watts Surface/Pendant/Recessed Down Lighting | 39.9564 | 24.9842 | 49.0968 | 206635.4842 | 3099532.2624 | -544.2631 | -8163.9466 | 0.093747 | 1.2209 | 0.059534 | 1.2209 | 0.11927 | 1.2209 | 0.085059 | 1.2209 | 3.0243 | 7.0458 | 1.7135 | 2.5324
402268-Lighting - Linear LED Systems (T12 Basecase) | 0.1134 | 0.070907 | 0.18028 | 586.4439 | 6450.8829 | 0 | 0 | 0.015411 | 0 | -0.01715 | 0 | 0.023109 | 0 | -0.0094519 | 0 | 1.1324 | 1.2126 | 0.88485 | 0.93308
402269-Lighting - Linear LED Systems (T8 Basecase) | 0.0011708 | 0.00073207 | 0.0014386 | 6.0547 | 90.8208 | -0.015948 | -0.23922 | -2.218 | 1.2215 | -2.2522 | 1.2215 | -0.69076 | 1.2215 | -0.72498 | 1.2215 | 0.057416 | 0.16316 | 0.056594 | 0.15669
402270-Lighting - Premium Tier 5' Case Door | 480.4413 | 300.4128 | 380.5263 | 2484612.9 | 27330741.9 | 0 | 0 | 0.016476 | 0 | -0.016104 | 0 | 0.096599 | 0 | 0.064019 | 0 | 1.1428 | 3.7396 | 0.89116 | 1.9437
402271-Lighting - Premium Tier 6' Case Door | 628.6332 | 393.0751 | 495.8184 | 3250991.1 | 35760902.1 | 0 | 0 | 0.05212 | 0 | 0.01954 | 0 | 0.10055 | 0 | 0.067973 | 0 | 1.6536 | 4.2118 | 1.174 | 2.0639
402284-Lighting - Integrated Ballast Ceramic Metal Halide PAR Lamps <=25 watts | 6.963 | 4.4899 | 8.3544 | 35161.5398 | 527423.0976 | -92.613 | -1389.1948 | 0.1124 | 1.2209 | 0.077597 | 1.2209 | 0.11833 | 1.2209 | 0.083525 | 1.2209 | 4.8351 | 6.1065 | 2.1755 | 2.4003
402402-Heating - Greenhouse Heat Curtain | 7.6101 | 0.77012 | 0 | 15633.0846 | 78165.423 | 47321.7696 | 236608.848 | 0.067693 | 0.42888 | 0.027912 | 0.17684 | 0.11224 | 0.71111 | 0.072458 | 0.45907 | 1.7255 | 3.3017 | 1.2097 | 1.8183
402403-Heating - Infrared Film for Greenhouse | 29.8906 | 3.0248 | 0 | 61403.0995 | 307015.4977 | 144260.2941 | 721301.4705 | 0.14209 | 0.90026 | 0.10231 | 0.64823 | 0.14209 | 0.90026 | 0.10231 | 0.64823 | 8.5146 | 8.5146 | 2.7433 | 2.7433
402407-Pipe Insulation - Medium pressure steam <=15 psi < 1" pipe | 0 | 0 | 0 | 0 | 0 | 564.48 | 11289.6 | 0 | 1.1265 | 0 | 0.83133 | 0 | 1.1474 | 0 | 0.85224 | 17.5689 | 25.3695 | 3.2895 | 3.4904
402408-Pipe Insulation - Medium pressure steam >15 psi >= 1" pipe | 0 | 0 | 0 | 0 | 0 | 982.8 | 19656 | 0 | 1.1683 | 0 | 0.87308 | 0 | 1.1878 | 0 | 0.89256 | 44.8475 | 166.5636 | 3.7123 | 3.9513
402409-Lighting - T8 to 4ft 25 Watt Lamp & Ballast | 54.7285 | 34.2209 | 67.2482 | 283029.7527 | 4245446.2902 | -745.4802 | -11182.2023 | 0.081408 | 1.2209 | 0.047196 | 1.2209 | 0.1231 | 1.2209 | 0.088884 | 1.2209 | 2.3704 | 8.8001 | 1.4819 | 2.7278
402410-Lighting - T8 to 4ft 28 Watt Lamp & Ballast | 205.4463 | 128.4625 | 252.444 | 1062470.0137 | 15937050.2054 | -2798.4701 | -41977.0519 | 0.090591 | 1.2209 | 0.056379 | 1.2209 | 0.1295 | 1.2209 | 0.095288 | 1.2209 | 2.8251 | 15.0859 | 1.6476 | 3.1324
402411-Lighting - Remove 4 Ft T-8 (De-Lamp 32W) | 223.1235 | 143.8759 | 267.7118 | 1126728.1872 | 16900922.808 | -2967.7216 | -44515.8235 | 0.11337 | 1.2209 | 0.078559 | 1.2209 | 0.13134 | 1.2209 | 0.096534 | 1.2209 | 5.004 | 14.4363 | 2.209 | 3.1044
402412-Finned-Bottom Stock Pot (Downstream) | 0 | 0 | 0 | 0 | 0 | 52.44 | 157.32 | 0 | -0.78417 | 0 | -1.0008 | 0 | -0.14534 | 0 | -0.36193 | 0.52783 | 0.85778 | 0.46693 | 0.70777
402423-A-lamps: 41-100 watts existing, up to 30 watts LED A-lamp | 124.6451 | 80.3745 | 140.0414 | 629432.4868 | 3965424.6671 | -1943.6225 | -12244.8219 | 0.071819 | 1.0457 | 0.040985 | 1.0457 | 0.11325 | 1.0457 | 0.082412 | 1.0457 | 2.2948 | 10.526 | 1.4505 | 2.8682
402425-MR 16: 36-50 watts existing, 5 watts to 10 watts LED MR 16 | 505.4831 | 325.9488 | 567.9207 | 2552586.6988 | 16081296.2026 | -7882.1242 | -49657.3823 | 0.086126 | 1.0457 | 0.055291 | 1.0457 | 0.11135 | 1.0457 | 0.080513 | 1.0457 | 3.1437 | 9.0396 | 1.7491 | 2.7452
402427-PAR 30: 51-75 watts existing, 10 watts to 21 watts LED PAR 30 | 215.7064 | 139.0932 | 244.9588 | 1089273.4728 | 6862422.8784 | -3363.564 | -21190.4533 | 0.087162 | 1.0457 | 0.056328 | 1.0457 | 0.11182 | 1.0457 | 0.080984 | 1.0457 | 3.2303 | 9.3682 | 1.7755 | 2.7748
402429-PAR 38: 51-90 watts existing, 11 watts to 25 watts LED PAR 38 | 310.8163 | 200.4226 | 349.2086 | 1569559.284 | 9888223.4893 | -4846.637 | -30533.8132 | 0.087342 | 1.0457 | 0.056508 | 1.0457 | 0.11039 | 1.0457 | 0.079552 | 1.0457 | 3.2458 | 8.4368 | 1.7802 | 2.6869
440005-Lighting - Exterior Linear Fl. Lighting | 0.26679 | 0.46953 | 1.0779 | 12880.188 | 193202.82 | 0 | 0 | 0.048757 | 0 | 0.026008 | 0 | 0.079964 | 0 | 0.057215 | 0 | 2.1257 | 7.6047 | 1.3937 | 2.6415
440006-Lighting - Exterior Pulse Start MH | 0.12045 | 0.21198 | 0 | 5815.044 | 87225.66 | 0 | 0 | 0.048873 | 0 | 0.026124 | 0 | 0.079964 | 0 | 0.057215 | 0 | 2.1314 | 7.6047 | 1.3961 | 2.6415
440008-Lighting - Exterior Induction | 0.23689 | 0.4169 | 0 | 11436.444 | 171546.66 | 0 | 0 | -0.01389 | 0 | -0.036639 | 0 | 0.079964 | 0 | 0.057215 | 0 | 0.86891 | 7.6047 | 0.71534 | 2.6415
440009-Lighting - Exterior LED | 0.10008 | 0.17613 | 0.087818 | 4831.5229 | 72472.8438 | 0 | 0 | 0.032579 | 0 | 0.010592 | 0 | 0.073829 | 0 | 0.051842 | 0 | 1.5776 | 5.8707 | 1.1351 | 2.3957
440010-Lighting - Interior Pulse Start MH | 14.5248 | 9.366 | 14.0913 | 73347.12 | 1100206.8 | 0 | 0 | 0.10327 | 0 | 0.068464 | 0 | 0.12877 | 0 | 0.093965 | 0 | 3.7461 | 11.6362 | 1.9454 | 3.0028
440012-Lighting - Interior LED - Dual Baseline | 1.7927 | 1.156 | 1.1117 | 9052.5334 | 144840.5347 | 0 | 0 | 0.096741 | 0 | 0.062482 | 0 | 0.12284 | 0 | 0.088583 | 0 | 3.3082 | 8.7691 | 1.8203 | 2.7692
441982-HVAC - Split & Packaged A/C units | 2.8414 | 1.1335 | 4.8664 | 8731.368 | 130970.52 | 0 | 0 | 0.11161 | 0 | 0.071208 | 0 | 0.15869 | 0 | 0.11828 | 0 | 3.1499 | 33.767 | 1.7713 | 3.6141
441983-HVAC - Chiller | 120.2872 | 47.9865 | 41.7984 | 369635.7056 | 7392714.1128 | 129.6668 | 2593.3353 | 0.081131 | 0.60791 | 0.041203 | 0.30873 | 0.10309 | 0.77249 | 0.063167 | 0.47331 | 2.0082 | 2.7622 | 1.3422 | 1.6417
441984-HVAC - VFD | 110.4264 | 44.0527 | 19.0428 | 339334.11 | 3393341.1 | 496.0218 | 4960.218 | 0.09457 | 0.68502 | 0.05643 | 0.40875 | 0.12348 | 0.89441 | 0.085338 | 0.61815 | 2.5816 | 4.9981 | 1.5762 | 2.2363
441985-HVAC - Non Conditioned Space Ventilation | 37.8401 | 34.5019 | 28.1666 | 289186.362 | 2891863.62 | 0 | 0 | 0.085108 | 0 | 0.056183 | 0 | 0.085857 | 0 | 0.056932 | 0 | 3.6629 | 3.7508 | 1.9228 | 1.9467
441986-HVAC - Controls/Controlling Equipment | 216.0486 | 86.1889 | 56.5616 | 663905.268 | 7302957.948 | 6231.8633 | 68550.4961 | 0.08069 | 0.58752 | 0.042069 | 0.30631 | 0.11521 | 0.83888 | 0.076591 | 0.55767 | 2.067 | 3.8034 | 1.3682 | 1.9608
441987-HVAC - Energy Mgmt. System | 14.786 | 5.8986 | 0.32522 | 45436.464 | 681546.96 | 511.5171 | 7672.7561 | 0.12993 | 0.97012 | 0.089529 | 0.66845 | 0.14119 | 1.0542 | 0.10079 | 0.7525 | 4.8677 | 7.321 | 2.2099 | 2.6064
441988-HVAC - Other HVAC | 73.0369 | 29.1368 | 18.3397 | 224438.269 | 3366574.0344 | 1386.8683 | 20803.0246 | 0.095674 | 0.70394 | 0.057216 | 0.42098 | 0.12208 | 0.89825 | 0.083624 | 0.61528 | 2.5952 | 4.6368 | 1.5812 | 2.161
441989-Refrigeration - Compressor and Condenser Upgrades | 0.40785 | 0.31563 | 0.37386 | 3537.54 | 53063.1 | 0 | 0 | 0.025819 | 0 | -0.0036687 | 0 | 0.070915 | 0 | 0.041428 | 0 | 1.2761 | 2.4643 | 0.97018 | 1.5317
441990-Refrigeration - Insulation | 0.13206 | 0.1022 | 0.13051 | 1145.394 | 12599.334 | 0 | 0 | 0.011885 | 0 | -0.016093 | 0 | 0.083963 | 0 | 0.055985 | 0 | 1.1173 | 3.8684 | 0.87557 | 1.9779
441991-Refrigeration - Other Refrigeration | 67.2668 | 52.0564 | 64.5084 | 583441.056 | 2917205.28 | 0.59835 | 2.9917 | 0.049022 | 0.48971 | 0.023791 | 0.23767 | 0.096806 | 0.96705 | 0.071575 | 0.71501 | 1.9233 | 19.2332 | 1.3038 | 3.3437
441992-Motors - Non HVAC Motors (ROB) | 27.9812 | 30.8924 | 20.2669 | 205564.716 | 3083470.74 | 76.8589 | 1152.884 | 0.09997 | 0.8694 | 0.06859 | 0.59651 | 0.10287 | 0.89459 | 0.071487 | 0.62169 | 4.6982 | 5.262 | 2.1743 | 2.2877
441993-Lighting - Interior Linear Fixtures - Dual Baseline | 154.1954 | 99.4293 | 131.3554 | 778655.3705 | 11679830.5581 | 8.3756 | 125.634 | 0.1039 | 0.89776 | 0.070374 | 0.60805 | 0.094597 | 0.81734 | 0.061067 | 0.52763 | 4.2671 | 3.3011 | 2.0771 | 1.8181
441994-Lighting - Interior CF Fixtures | 0.54155 | 0.34921 | 0.59131 | 2734.722 | 41020.83 | 0 | 0 | 0.09843 | 0 | 0.063622 | 0 | 0.11667 | 0 | 0.081858 | 0 | 3.3187 | 5.8181 | 1.8235 | 2.3869
441996-Lighting - Interior CFLs | 3.1219 | 2.0131 | 2.2833 | 15765.03 | 47295.09 | 0 | 0 | 0.0043392 | 0 | -0.024382 | 0 | 0.11624 | 0 | 0.087521 | 0 | 1.0388 | 0 | 0.82662 | 4.0473
441997-Lighting - Interior Lighting Controls | 14.6333 | 9.4359 | 0.8933 | 73895.112 | 591160.896 | 0 | 0 | 0.072901 | 0 | 0.041153 | 0 | 0.091882 | 0 | 0.060133 | 0 | 2.3113 | 3.5095 | 1.4712 | 1.8796
441998-Lighting - Other Interior lighting - Dual Baseline | 27.4537 | 17.7029 | 17.1079 | 138635.7232 | 2079535.8475 | 0 | 0 | 0.088513 | 0 | 0.056475 | 0 | 0.088573 | 0 | 0.056535 | 0 | 3.1507 | 3.1553 | 1.7716 | 1.773
441999-Lighting - Exterior Lighting Fixtures | 3.2547 | 5.7281 | 22.3297 | 157131.198 | 2356967.97 | 0 | 0 | 0.052747 | 0 | 0.029998 | 0 | 0.075121 | 0 | 0.052372 | 0 | 2.3414 | 5.4319 | 1.4833 | 2.3192
442000-Lighting - Exterior Lighting Controls | 0.22699 | 0.39948 | 0.084472 | 10958.49 | 87667.92 | 0 | 0 | 0.03179 | 0 | 0.011415 | 0 | 0.056833 | 0 | 0.036458 | 0 | 1.6274 | 3.2175 | 1.1607 | 1.7925
442001-Gas - W/H Lg Storage | 0 | 0 | 0 | 0 | 0 | 6452.55 | 96788.25 | 0 | 0.72663 | 0 | 0.45376 | 0 | 0.81381 | 0 | 0.54094 | 2.9236 | 3.8007 | 1.6974 | 1.9601
442002-Gas - Boiler Upgrades | 0 | 0 | 0 | 0 | 0 | 16618.584 | 249278.76 | 0 | 0.70136 | 0 | 0.4528 | 0 | 0.63058 | 0 | 0.38203 | 3.3025 | 2.6798 | 1.8186 | 1.6123
442003-Gas - Process Other | 0 | 0 | 0 | 0 | 0 | 107342.685 | 2146853.7 | 0 | 0.96335 | 0 | 0.66825 | 0 | 0.99348 | 0 | 0.69838 | 5.1701 | 5.9456 | 2.2701 | 2.4081
442004-Misc. Custom Electric | 109.1586 | 99.5288 | 87.4678 | 834226.074 | 8342260.74 | 1342.2705 | 13422.705 | 0.036901 | 0.35245 | 0.0079762 | 0.076181 | 0.086329 | 0.82453 | 0.057404 | 0.54827 | 1.4603 | 3.8085 | 1.0731 | 1.9621
454523-Lighting - Interior LED | 2.5509 | 1.6449 | 1.5819 | 12881.7 | 206107.2 | 0 | 0 | 0.1131 | 0 | 0.0779 | 0 | 0.13077 | 0 | 0.095569 | 0 | 4.8528 | 12.1902 | 2.2068 | 3.0385
454524-Lighting - Other Interior lighting | 18.4304 | 11.8844 | 11.485 | 93069.54 | 1396043.1 | 0 | 0 | 0.098416 | 0 | 0.063607 | 0 | 0.11666 | 0 | 0.081855 | 0 | 3.3177 | 5.818 | 1.8232 | 2.3869
454525-Lighting - Interior Linear Fixtures | 93.1469 | 60.0636 | 79.3497 | 470372.94 | 7055594.1 | 5.0596 | 75.8934 | 0.10679 | 0.92547 | 0.071979 | 0.6238 | 0.11667 | 1.0111 | 0.081858 | 0.70941 | 4.1325 | 5.8185 | 2.0447 | 2.3869
454526-Motors - Non HVAC Motors (ER) | 5.2978 | 5.849 | 1.3511 | 38920.212 | 583803.18 | 5.1239 | 76.8589 | 0.059023 | 0.42689 | 0.027814 | 0.20117 | 0.10103 | 0.7307 | 0.069819 | 0.50497 | 1.8772 | 4.9958 | 1.2824 | 2.2359
444951-Food Service - Hot Food Holding Cabinet-Three-Quarter-Size | 0.26837 | 0.29629 | 0.36 | 1971.6 | 23659.2 | 0 | 0 | -0.11919 | 0 | -0.14942 | 0 | 0.092004 | 0 | 0.061782 | 0 | 0.50646 | 4.0351 | 0.45014 | 2.0206
444954-Food Service - Commercial Gas Fryer | 0 | 0 | 0 | 0 | 0 | 3636 | 43632 | 0 | 0.068276 | 0 | -0.19009 | 0 | 0.84842 | 0 | 0.59006 | 1.0699 | 5.3013 | 0.84618 | 2.2951
444956-Food Service-Commercial Gas Large Vat Fryer, Cooking Efficiency >= 50% | 0 | 0 | 0 | 0 | 0 | 693.6 | 8323.2 | 0 | 0.3311 | 0 | 0.072738 | 0 | 0.87333 | 0 | 0.61497 | 1.4634 | 6.0677 | 1.0748 | 2.4278
444957-Ice Machines 301-400 - Energy Star | 0.094771 | 0.073341 | 0.084 | 822 | 8220 | 0 | 0 | 0.046522 | 0 | 0.018929 | 0 | 0.08707 | 0 | 0.059477 | 0 | 1.714 | 4.5388 | 1.2041 | 2.1395
444960-Ice Machines 1001-1500 -Energy Star | 0.21777 | 0.16852 | 0.1944 | 1888.8 | 18888 | 0 | 0 | 0.053139 | 0 | 0.025546 | 0 | 0.08312 | 0 | 0.055528 | 0 | 1.9078 | 3.911 | 1.2966 | 1.989
444963-Ice Machines 201-300 - CEE Tier III | 0.23022 | 0.17816 | 0.204 | 1996.8 | 23961.6 | 0 | 0 | 0.0071473 | 0 | -0.02123 | 0 | 0.090905 | 0 | 0.062528 | 0 | 1.0664 | 4.7965 | 0.84399 | 2.1951
444967-Ice Machines 1001-1500 - CEE Tier III | 0.35985 | 0.27848 | 0.3204 | 3121.2 | 31212 | 0 | 0 | 0.054358 | 0 | 0.026766 | 0 | 0.077115 | 0 | 0.049523 | 0 | 1.9484 | 3.2314 | 1.3152 | 1.7968
444974-Food Service - Combination Oven-Gas | 0 | 0 | 0 | 0 | 0 | 483.6 | 5803.2 | 0 | -5.5677 | 0 | -5.826 | 0 | 0.67491 | 0 | 0.41655 | 0.15811 | 2.8204 | 0.15217 | 1.6621
444975-Food Service - Convection Oven-Electric | 0.36948 | 0.40792 | 0.6 | 2714.4 | 32572.8 | 0 | 0 | -0.033376 | 0 | -0.063598 | 0 | 0.091492 | 0 | 0.06127 | 0 | 0.78563 | 3.9681 | 0.65792 | 2.0036
444976-Food Service - Convection Oven-Gas | 0 | 0 | 0 | 0 | 0 | 775.2 | 9302.4 | 0 | -0.24117 | 0 | -0.49953 | 0 | 0.73728 | 0 | 0.47892 | 0.81259 | 3.3908 | 0.67672 | 1.845
444980-Conveyor Oven lg >25" total conveyor width | 0 | 0 | 0 | 0 | 0 | 2028 | 24336 | 0 | 0.30571 | 0 | 0.047344 | 0 | 0.86885 | 0 | 0.61048 | 1.4131 | 5.9137 | 1.0474 | 2.4028
444983-Water Heating - Storage Water Heater minimum .62 EF (Tier I) | 6.2612e-05 | 5.7088e-05 | 0.0003729 | 0.4785 | 7.1775 | 14.454 | 216.81 | -0.093374 | -0.82519 | -0.12425 | -1.0981 | 0.035236 | 0.3114 | 0.0043558 | 0.038495 | 0.57237 | 1.3926 | 0.50146 | 1.0361
444986-Heating - Space Heating Boilers - Large | 0 | 0 | 0 | 0 | 0 | 21.576 | 431.52 | 0 | 0.029785 | 0 | -0.26537 | 0 | 1.0647 | 0 | 0.76952 | 1.0256 | 9.1973 | 0.81823 | 2.8105
444988-Water Heating -Instantaneous - Gas <=200MBtuh | 0.00012485 | 0.00011384 | 0.00031104 | 0.95418 | 19.0836 | 33.372 | 667.44 | 0.11567 | 1.0482 | 0.083117 | 0.75317 | 0.11567 | 1.0482 | 0.083117 | 0.75317 | 8.1885 | 8.1885 | 2.7085 | 2.7085
444993-Water Heating -Direct Contact Water Heater >300 Mbtuh | 7.3485e-05 | 6.7003e-05 | 0.0002808 | 0.5616 | 11.232 | 32.526 | 650.52 | 0.1067 | 0.9669 | 0.074136 | 0.67181 | 0.10792 | 0.97793 | 0.075353 | 0.68285 | 5.2519 | 5.5198 | 2.2858 | 2.3351
444994-Tank Insulation - High Temperature Applic. (LF) 1 in | 0 | 0 | 0 | 0 | 0 | 23.28 | 465.6 | 0 | 1.1484 | 0 | 0.85313 | 0 | 1.1484 | 0 | 0.85313 | 25.6455 | 25.6455 | 3.4956 | 3.4956
444995-Tank Insulation - High Temperature Applic. (LF) 2 in | 0 | 0 | 0 | 0 | 0 | 443.04 | 8860.8 | 0 | 1.1367 | 0 | 0.8415 | 0 | 1.1367 | 0 | 0.8415 | 20.6156 | 20.6156 | 3.3831 | 3.3831
445001-Steam Trap Replacement - Industrial <= 15 psig, Commercial 12-24 hrs/day | 0 | 0 | 0 | 0 | 0 | 867.68 | 5206.08 | 0 | 0.86221 | 0 | 0.6318 | 0 | 0.88699 | 0 | 0.65658 | 13.2611 | 20.4752 | 3.1009 | 3.3793
445003-Lighting - Remove 2 Ft T-8 (De-Lamp) | 1.5056 | 0.94143 | 1.5767 | 7786.24 | 116793.6 | 0 | 0 | 0.12149 | 0 | 0.087277 | 0 | 0.13212 | 0 | 0.097901 | 0 | 8.1501 | 21.7471 | 2.7043 | 3.4122
445006-A/C - Reflective Window Film Coastal | 6.0694 | 2.789 | 2.8952 | 15659.472 | 156594.72 | 0 | 0 | 0.097138 | 0 | 0.055623 | 0 | 0.14364 | 0 | 0.10212 | 0 | 2.3704 | 6.8899 | 1.4949 | 2.5496
445007-A/C - Reflective Window Film Inland | 8.3912 | 3.8559 | 3.2609 | 21649.806 | 216498.06 | 0 | 0 | 0.11028 | 0 | 0.06876 | 0 | 0.14816 | 0 | 0.10664 | 0 | 2.9096 | 8.4573 | 1.6927 | 2.7373
445009-Motors - VFD - HVAC Fans (per Hp) | 10.4865 | 6.1186 | 0 | 50601.6 | 759024 | 0 | 0 | 0.10301 | 0 | 0.068796 | 0 | 0.11996 | 0 | 0.085744 | 0 | 3.9042 | 7.4765 | 1.9872 | 2.6258
445013-Low Flow Showerhead | 5.8419 | 5.3265 | 9.8221 | 44645.713 | 446457.1301 | 5140.6096 | 51406.096 | 0.062607 | 0.53828 | 0.033682 | 0.2896 | 0.083617 | 0.71892 | 0.054692 | 0.47024 | 2.1496 | 3.4999 | 1.4039 | 1.8769
445014-Software Plug Load Sensors | 5.5959 | 4.57 | 0 | 43856.5932 | 219282.966 | 0 | 0 | 0.080342 | 0 | 0.05425 | 0 | 0.080342 | 0 | 0.05425 | 0 | 4.1806 | 4.1806 | 2.0564 | 2.0564
445015-High Efficiency Copier | 0.17353 | 0.14171 | 0.17102 | 1359.96 | 8159.76 | 0 | 0 | -0.029004 | 0 | -0.055525 | 0 | 0.005633 | 0 | -0.020888 | 0 | 0.78727 | 1.0554 | 0.65907 | 0.8371
445016-Refrigerator - Early Replacement | 0.8089 | 0.62767 | 0.98014 | 7492.1542 | 37460.7712 | 0 | 0 | -0.0010565 | 0 | -0.025757 | 0 | -0.0010565 | 0 | -0.025757 | 0 | 0.98954 | 0.98954 | 0.79514 | 0.79514
445084-Food Service - Steamer-Electric | 1.8239 | 2.0136 | 3 | 13399.2 | 160790.4 | 0 | 0 | 0.068971 | 0 | 0.038749 | 0 | 0.10001 | 0 | 0.069793 | 0 | 2.2929 | 5.4846 | 1.4637 | 2.3288
445088-Lighting - 4 Ft 2nd Gen. T-8 with Elec. Ballast | 37.3397 | 31.0532 | 49.4124 | 236375.8349 | 3545637.5235 | -3404.2595 | -51063.8919 | 0.083341 | 1.1045 | 0.046032 | 1.1045 | 0.12821 | 1.1045 | 0.090902 | 1.1045 | 1.9967 | 5.928 | 1.287 | 2.2479
445089-Lighting - 8 Ft T-8 with Elec. Ballast | 2.1096 | 1.3191 | 1.9187 | 10910.0986 | 163651.4789 | 0 | 0 | 0.068188 | 0 | 0.033976 | 0 | 0.11361 | 0 | 0.0794 | 0 | 1.9703 | 5.5715 | 1.3252 | 2.3443
445090-Lighting - Cold Cathode Fluorescent Lamp | 0.881 | 0.57824 | 0.82998 | 5533.2 | 11066.4 | 0 | 0 | 0.037986 | 0 | 0.012509 | 0 | 0.037986 | 0 | 0.012509 | 0 | 1.5833 | 1.5833 | 1.1381 | 1.1381
445091-Lighting - Remove 3 Ft T-8 (De-Lamp) | 0.2175 | 0.136 | 0.19334 | 1124.816 | 16872.24 | 0 | 0 | 0.12661 | 0 | 0.092384 | 0 | 0.13406 | 0 | 0.099831 | 0 | 11.6295 | 31.0314 | 3.0024 | 3.5803
445094-Lighting - Screw in 14-26 Watt Reflector Lamp | 6.1092 | 3.82 | 6.675 | 31593.618 | 56868.5124 | -78.8653 | -141.9575 | 0.025062 | 0.95613 | -0.0021711 | 0.95613 | 0.041868 | 0.95613 | 0.014634 | 0.95613 | 1.2663 | 1.5776 | 0.95945 | 1.1281
445096-Lighting- Ceramic Metal Halide Fixture | 76.1667 | 47.2396 | 88.8591 | 411412.9219 | 6171193.8288 | 0 | 0 | 0.086431 | 0 | 0.052933 | 0 | 0.12297 | 0 | 0.089471 | 0 | 2.7586 | 10.7528 | 1.6405 | 2.9405
445097-Lighting-Wall or Ceiling-mounted Lighting Sensor >= 500 watts | 4.2186 | 2.7203 | 10.287 | 21303 | 170424 | 0 | 0 | 0.092869 | 0 | 0.061123 | 0 | 0.11011 | 0 | 0.078363 | 0 | 3.6074 | 6.9919 | 1.9074 | 2.5634
445098-Refrigeration - Efficient Evap Fan Motor Permanent-Split Capacitor (PSC) Motor | 7.0157 | 5.8672 | 7.3889 | 52949.5764 | 794243.646 | -0.76589 | -11.4883 | 0.094412 | 1.2209 | 0.063976 | 1.2209 | 0.10382 | 1.2209 | 0.073385 | 1.2209 | 4.281 | 6.3616 | 2.0803 | 2.4734
445101-Refrigeration - New Refrigeration Case w/Doors-Low Temperature Case | 24.873 | 20.8011 | 18.3372 | 187723.2 | 2252678.4 | 0 | 0 | 0.089708 | 0 | 0.060412 | 0 | 0.089708 | 0 | 0.060412 | 0 | 4.1083 | 4.1083 | 2.0388 | 2.0388
445102-Refrigeration - New Refrigeration Case w/Doors-Medium Temperature Case | 0.048028 | 0.040165 | 0.16347 | 362.4782 | 4349.7384 | 68.0437 | 816.5241 | -0.2817 | -2.4833 | -0.31101 | -2.7417 | 0.062722 | 0.55292 | 0.033414 | 0.29456 | 0.29631 | 2.1221 | 0.27609 | 1.3922
445104-Refrigeration - Night Covers for Display Cases Low Temp | 1.5244 | 1.2748 | 0 | 11505 | 57525 | 0 | 0 | 0.060577 | 0 | 0.034484 | 0 | 0.082931 | 0 | 0.056837 | 0 | 2.3452 | 4.657 | 1.4848 | 2.1654
445106-Refrigeration - Special Doors with Low/No ASH on Low Temp Display Case | 0.71454 | 0.59756 | 0.108 | 5392.8 | 86284.8 | 0 | 0 | 0.10223 | 0 | 0.071424 | 0 | 0.10223 | 0 | 0.071424 | 0 | 5.5505 | 5.5505 | 2.3406 | 2.3406
445117-Food Service - Solid-Door Reach In Freezer 15-29' | 0.097794 | 0.076967 | 0.08225 | 720.51 | 8646.12 | 0 | 0 | 0.032664 | 0 | 0.0037619 | 0 | 0.092088 | 0 | 0.063186 | 0 | 1.3874 | 4.7006 | 1.0332 | 2.1748
445118-Food Service - Solid-Door Reach In Freezer 30-49' | 0.33827 | 0.26623 | 0.2845 | 2492.22 | 29906.64 | 0 | 0 | 0.04651 | 0 | 0.017001 | 0 | 0.090654 | 0 | 0.061145 | 0 | 1.6378 | 4.1502 | 1.166 | 2.0491
445121-Food Service - Solid-Door Reach In Refrigerator 15-29' | 0.10582 | 0.083284 | 0.089 | 779.64 | 9355.68 | 0 | 0 | -0.22553 | 0 | -0.25504 | 0 | 0.096434 | 0 | 0.066925 | 0 | 0.34622 | 5.1933 | 0.31893 | 2.2746
445124-Lighting - Exterior Compact Fluorescent Fixture <=70 watts | 0.4301 | 0.38992 | 0 | 38340.72 | 575110.8 | 0 | 0 | 0.081372 | 0 | 0.056624 | 0 | 0.09738 | 0 | 0.072632 | 0 | 5.3304 | 35.9925 | 2.3005 | 3.6382
445125-Lighting - Exterior Induction Fixture <=100 watts | 0.56035 | 0.508 | 0 | 49951.704 | 749275.56 | 0 | 0 | 0.0578 | 0 | 0.033044 | 0 | 0.084459 | 0 | 0.059703 | 0 | 2.3633 | 6.3668 | 1.4921 | 2.4744
445126-Lighting - Exterior Induction Fixture <=120 watts | 0.01649 | 0.014949 | 0 | 1469.93 | 22048.95 | 0 | 0 | 0.065401 | 0 | 0.040634 | 0 | 0.086004 | 0 | 0.061238 | 0 | 2.8774 | 7.0427 | 1.6818 | 2.5702
445127-Lighting - Exterior Induction Fixture <=180 watts | 1.3604 | 1.2333 | 0 | 121269.225 | 1819038.375 | 0 | 0 | 0.06536 | 0 | 0.040604 | 0 | 0.085964 | 0 | 0.061207 | 0 | 2.8762 | 7.0399 | 1.6814 | 2.5698
445128-Lighting - Exterior Induction Fixture <=250 watts | 0.78833 | 0.71468 | 0 | 70274.82 | 1054122.3 | 0 | 0 | 0.060123 | 0 | 0.035365 | 0 | 0.079366 | 0 | 0.054607 | 0 | 2.5 | 4.8085 | 1.5454 | 2.1976
445129-Lighting - Exterior Induction Fixture <=70 watts | 1.2985 | 1.1772 | 0 | 115756.344 | 1736345.16 | 0 | 0 | 0.059409 | 0 | 0.034652 | 0 | 0.091454 | 0 | 0.066697 | 0 | 2.4565 | 11.4602 | 1.5287 | 2.991
445130-Lighting - Exterior Pulse Start/Ceramic Metal Halide Fixtures <=100 watts | 0.53808 | 0.33645 | 0.85759 | 2782.6999 | 41740.4988 | 0 | 0 | 0.068118 | 0 | 0.033954 | 0 | 0.13 | 0 | 0.095837 | 0 | 1.971 | 16.7194 | 1.3255 | 3.2585
445131-Lighting - Exterior Pulse Start/Ceramic Metal Halide Fixtures <=125 watts | 0.2935 | 0.18352 | 0.46778 | 1517.8363 | 22767.5448 | 0 | 0 | 0.03891 | 0 | 0.0046844 | 0 | 0.12474 | 0 | 0.090511 | 0 | 1.3906 | 10.0498 | 1.035 | 2.8853
445132-Lighting - Exterior Pulse Start/Ceramic Metal Halide Fixtures <=175 watts | 0.36687 | 0.2294 | 0.58472 | 1897.2954 | 28459.431 | 0 | 0 | 0.03891 | 0 | 0.0046844 | 0 | 0.12474 | 0 | 0.090511 | 0 | 1.3906 | 10.0498 | 1.035 | 2.8853
445133-Lighting - Exterior Pulse Start/Ceramic Metal Halide Fixtures <=250 watts | 5.1146 | 3.1722 | 5.9669 | 27626.639 | 414399.5856 | 0 | 0 | 0.086412 | 0 | 0.052918 | 0 | 0.12295 | 0 | 0.089456 | 0 | 2.7582 | 10.7512 | 1.6403 | 2.9404
445134-Lighting - Exterior Pulse Start/Ceramic Metal Halide Fixtures <=70 watts | 0.96764 | 0.60014 | 1.1289 | 5226.6614 | 78399.9216 | 0 | 0 | 0.088419 | 0 | 0.054907 | 0 | 0.13143 | 0 | 0.097917 | 0 | 2.8727 | 32.2712 | 1.6802 | 3.5962
445135-Lighting - Exterior Pulse Start/Ceramic Metal Halide Fixtures <=750 watts | 0.69117 | 0.42867 | 0.80634 | 3733.3296 | 55999.944 | 0 | 0 | 0.084552 | 0 | 0.05104 | 0 | 0.11462 | 0 | 0.081106 | 0 | 2.6553 | 6.4542 | 1.6034 | 2.4875
445136-Lighting - Interior Compact Fluorescent Fixture <=128 watts | 0.75401 | 0.48621 | 0.67032 | 3807.6 | 45691.2 | 0 | 0 | 0.0892 | 0 | 0.055606 | 0 | 0.12717 | 0 | 0.093579 | 0 | 2.9075 | 15.4679 | 1.692 | 3.2079
445140-Lighting - Interior Compact Fluorescent Fixture <=70 watts | 1.2433 | 0.80171 | 1.3291 | 6278.4 | 75340.8 | -15.696 | -188.352 | 0.07354 | 1.1593 | 0.039947 | 1.1593 | 0.12682 | 1.1593 | 0.09323 | 1.1593 | 2.1317 | 14.5609 | 1.3859 | 3.1139
445142-Lighting - Interior Induction Fixture <=180 watts | 0.10509 | 0.067763 | 0.079002 | 530.67 | 7960.05 | 0 | 0 | 0.098016 | 0 | 0.063862 | 0 | 0.12344 | 0 | 0.089291 | 0 | 3.4375 | 9.3499 | 1.8588 | 2.8246
445143-Lighting - Interior Induction Fixture <=250watts | 0.52544 | 0.33882 | 0.39501 | 2653.35 | 39800.25 | 0 | 0 | 0.096222 | 0 | 0.061538 | 0 | 0.11574 | 0 | 0.081053 | 0 | 3.1792 | 5.6971 | 1.7805 | 2.3663
445146-Lighting - Interior Linear Fluorescent Fixture <=128 watts replacing 101-175 Watts | 8.586 | 5.5365 | 8.9425 | 43357.65 | 650364.75 | 0 | 0 | 0.062566 | 0 | 0.027756 | 0 | 0.12611 | 0 | 0.091298 | 0 | 1.7989 | 9.5339 | 1.2453 | 2.8412
445147-Lighting - Interior Linear Fluorescent Fixture <=192 watts replacing 176-399 Watts | 6.1698 | 3.9785 | 6.426 | 31156.38 | 342720.18 | 0 | 0 | 0.069876 | 0 | 0.036726 | 0 | 0.1159 | 0 | 0.082751 | 0 | 2.0869 | 7.3459 | 1.3769 | 2.6095
445148-Lighting - Interior Linear Fluorescent Fixture <=244 watts replacing 400 Watts (Tier 1) | 46.3647 | 29.8972 | 55.0375 | 234132.5 | 3511987.5 | -606.9 | -9103.5 | 0.24233 | 3.0007 | 0.15672 | 3.0007 | 0.29976 | 3.0007 | 0.21416 | 3.0007 | 3.2523 | 7.2524 | 1.785 | 2.5599
445149-Lighting - Interior Linear Fluorescent Fixture <=600 watts replacing >=400 Watts (Tier 1) | 21.2088 | 13.676 | 25.2 | 107100 | 1606500 | -277.2 | -4158 | 0.11996 | 1.6172 | 0.073868 | 1.6172 | 0.16068 | 1.6172 | 0.11459 | 1.6172 | 2.739 | 7.0529 | 1.6185 | 2.5346
445150-Lighting - Interior Linear Fluorescent Fixture <=64 watts replacing <=100 Watts | 4.2194 | 2.7208 | 4.3946 | 21307.188 | 319607.82 | 0 | 0 | 0.063816 | 0 | 0.02901 | 0 | 0.13031 | 0 | 0.095507 | 0 | 1.8282 | 13.3459 | 1.2593 | 3.1055
445151-Lighting - Interior Linear Fluorescent Fixture 245-360 watts replacing 400 Watts (Tier 2) | 9.9585 | 6.4215 | 5.5991 | 50288.2249 | 754323.3734 | 0 | 0 | 0.094214 | 0 | 0.059409 | 0 | 0.13213 | 0 | 0.097325 | 0 | 3.0195 | 16.124 | 1.7293 | 3.2352
445154-Lighting - Interior Pulse Start/Ceramic Metal Halide Fixtures <=250 watts | 0.11644 | 0.075082 | 0.10542 | 587.9829 | 8819.7429 | 0 | 0 | 0.068989 | 0 | 0.034167 | 0 | 0.11425 | 0 | 0.079426 | 0 | 1.9589 | 5.2812 | 1.32 | 2.2913
445155-Lighting - Interior Pulse Start/Ceramic Metal Halide Fixtures <=600 watts Tier I | 0.9315 | 0.60065 | 0.84335 | 4703.8629 | 75261.8057 | 0 | 0 | 0.062764 | 0 | 0.027553 | 0 | 0.090994 | 0 | 0.055783 | 0 | 1.7871 | 2.7664 | 1.2397 | 1.6432
445165-Lighting - LED Channel Signage Outdoor >2 feet Retrofit | 0.035195 | 0.031907 | 0.53928 | 3137.4 | 50198.4 | 0 | 0 | 0.058977 | 0 | 0.033885 | 0 | 0.09547 | 0 | 0.070379 | 0 | 2.3852 | 16.6965 | 1.5008 | 3.2576
445166-Lighting - Occupancy Sensor - High-Bay Sensor <12' | 0.50368 | 0.31239 | 0.52291 | 2720.64 | 21765.12 | 0 | 0 | -0.67454 | 0 | -0.70507 | 0 | -0.057817 | 0 | -0.088349 | 0 | 0.15483 | 0.68125 | 0.14913 | 0.5831
445167-Lighting - Occupancy Sensor - High-Bay Sensor >=12' | 38.2932 | 24.6925 | 51.3864 | 193372.92 | 1546983.36 | 0 | 0 | 0.084853 | 0 | 0.053105 | 0 | 0.10552 | 0 | 0.073776 | 0 | 2.9444 | 5.5944 | 1.7044 | 2.3483
445169-Lighting - Occupancy Sensor - Wallbox Lighting Sensor | 115.6687 | 72.3259 | 0 | 598183.1856 | 4785465.4848 | 0 | 0 | 0.085115 | 0 | 0.053917 | 0 | 0.1016 | 0 | 0.070405 | 0 | 3.0683 | 5.1194 | 1.7452 | 2.2603
445170-Lighting - T8 to 4ft 25 Watt Lamp | 81.8588 | 51.1851 | 74.448 | 423334.5549 | 6350018.3235 | 0 | 0 | 0.074403 | 0 | 0.040191 | 0 | 0.13432 | 0 | 0.10011 | 0 | 2.1614 | 33.4298 | 1.409 | 3.6102
445171-Lighting - T8 to 4ft 28 Watt Lamp | 34.4137 | 21.5183 | 31.2982 | 177970.9833 | 2669564.7502 | 0 | 0 | 0.074817 | 0 | 0.040605 | 0 | 0.1357 | 0 | 0.10149 | 0 | 2.1755 | 50.1446 | 1.4149 | 3.745
445189-Motors - Premium Efficiency Motors 7.5 HP | 0.043463 | 0.039629 | 0.15787 | 332.1599 | 4982.3982 | 0 | 0 | 0.085419 | 0 | 0.054528 | 0 | 0.087236 | 0 | 0.056344 | 0 | 3.1566 | 3.3084 | 1.7735 | 1.8204
445191-Pipe Insulation - High Pressure (>=15 psi) Steam Applic. >=1 in. Dry Cleaner Only | 0 | 0 | 0 | 0 | 0 | 540.54 | 10810.8 | 0 | 1.1236 | 0 | 0.82848 | 0 | 1.163 | 0 | 0.8678 | 16.8422 | 37.7938 | 3.2631 | 3.6558
445192-Pipe Insulation - Hot Water Applic. <1 in. | 0 | 0 | 0 | 0 | 0 | 18.72 | 205.92 | 0 | 0.6854 | 0 | 0.43189 | 0 | 0.86389 | 0 | 0.61038 | 3.0123 | 6.3288 | 1.7269 | 2.4686
445193-Pipe Insulation - Hot Water Applic. >=1 in. | 0 | 0 | 0 | 0 | 0 | 46.98 | 516.78 | 0 | 0.56494 | 0 | 0.31165 | 0 | 0.87976 | 0 | 0.62648 | 2.2277 | 7.0528 | 1.4368 | 2.5716
445196-Refrigeration - Efficient Evap Fan Motor Electronically Commutated Motor (ECM) Display Case | 8.7147 | 7.288 | 8.9556 | 65771.7588 | 986576.382 | -65.1579 | -977.3682 | 0.091698 | 1.1045 | 0.061261 | 1.1045 | 0.10571 | 1.1045 | 0.075269 | 1.1045 | 3.8775 | 6.9851 | 1.9716 | 2.548
445197-Refrigeration - Efficient Evap Fan Motor Electronically Commutated Motor (ECM) Walk In | 18.1231 | 15.1562 | 18.6242 | 136780.1226 | 2051701.839 | -135.5035 | -2032.5523 | 0.082931 | 1.1045 | 0.052495 | 1.1045 | 0.098213 | 1.1045 | 0.067777 | 1.1045 | 3.0332 | 4.8895 | 1.7272 | 2.2035
445198-Refrigeration - Insulate Bare Suction Pipes | 0.0073139 | 0.0061166 | 0 | 55.2 | 607.2 | 0 | 0 | 0.093607 | 0 | 0.064819 | 0 | 0.093607 | 0 | 0.064819 | 0 | 5.0862 | 5.0862 | 2.2538 | 2.2538
445205-Refrigeration - Food Service -Evaporator Fan Controller for Walk-In Coolers | 0.81674 | 0.68303 | 0.82167 | 6164.1497 | 98626.3949 | -0.090536 | -1.4486 | 0.091848 | 1.2401 | 0.061074 | 1.2401 | 0.10367 | 1.2401 | 0.072894 | 1.2401 | 3.8079 | 5.9632 | 1.9618 | 2.4107
445207-Lighting - Exterior LED Fixtures <=110 watts | 0.0079142 | 0.0071748 | 0.12127 | 705.5 | 10582.5 | 0 | 0 | -0.18741 | 0 | -0.21218 | 0 | -0.137 | 0 | -0.16176 | 0 | 0.34847 | 0.42252 | 0.32085 | 0.38258
445208-Lighting - Exterior LED Fixtures <=192watts | 0.074394 | 0.067443 | 1.1399 | 6631.7 | 106107.2 | 0 | 0 | -0.077349 | 0 | -0.10244 | 0 | -0.077349 | 0 | -0.10244 | 0 | 0.56761 | 0.56761 | 0.4978 | 0.4978
445209-Lighting - Exterior LED Fixtures <=350 watts | 0.064501 | 0.058474 | 0.98832 | 5749.825 | 91997.2 | 0 | 0 | -0.077343 | 0 | -0.10243 | 0 | -0.077343 | 0 | -0.10243 | 0 | 0.56765 | 0.56765 | 0.49783 | 0.49783
445210-Lighting - Exterior LED Fixtures <=80 watts | 0.11753 | 0.10655 | 1.8008 | 10476.675 | 167626.8 | 0 | 0 | -0.053734 | 0 | -0.078823 | 0 | -0.041569 | 0 | -0.066658 | 0 | 0.65395 | 0.70953 | 0.56298 | 0.6037
445212-Lighting - Interior LED Fixtures <=130 watts | 0.0016973 | 0.0015387 | 0.02992 | 151.3 | 1815.6 | 0 | 0 | -0.17259 | 0 | -0.19632 | 0 | -0.17259 | 0 | -0.19632 | 0 | 0.35746 | 0.35746 | 0.32845 | 0.32845
445215-Lighting - LED System <=15 watts Surface/Pendant/Recessed Down Lighting | 3.0521 | 1.9084 | 2.4418 | 15783.8485 | 28410.9273 | 0 | 0 | -0.051577 | 0 | -0.078809 | 0 | -0.051577 | 0 | -0.078809 | 0 | 0.68121 | 0.68121 | 0.58307 | 0.58307
445217-Lighting - Linear LED Systems (T12 Basecase) | 0.0135 | 0.0084413 | 0.021462 | 69.8147 | 767.9622 | 0 | 0 | 0.014991 | 0 | -0.017466 | 0 | 0.022689 | 0 | -0.0097685 | 0 | 1.1288 | 1.2088 | 0.88264 | 0.93078
445219-Lighting - Premium Tier 5' Case Door | 2.7883 | 1.7435 | 4.4329 | 14419.6206 | 158615.8266 | 0 | 0 | -0.58294 | 0 | -0.61551 | 0 | -0.58294 | 0 | -0.61551 | 0 | 0.18447 | 0.18447 | 0.17643 | 0.17643
445220-Lighting - Premium Tier 6' Case Door | 2.1057 | 1.3166 | 3.3476 | 10889.4583 | 119784.0413 | 0 | 0 | -0.96782 | 0 | -1.0004 | 0 | -0.96782 | 0 | -1.0004 | 0 | 0.11991 | 0.11991 | 0.11646 | 0.11646
445233-Lighting - Integrated Ballast Ceramic Metal Halide PAR Lamps <=25 watts | 0.6908 | 0.44545 | 0.81396 | 3488.4 | 52326 | -50.2391 | -753.5862 | 0.10708 | 1.2209 | 0.072269 | 1.2209 | 0.11412 | 1.2209 | 0.079307 | 1.2209 | 3.6477 | 4.6069 | 1.7971 | 2.0025
445351-Heating - Greenhouse Heat Curtain | 0 | 0 | 0 | 0 | 0 | 7953.3216 | 39766.608 | 0 | 0.58466 | 0 | 0.33262 | 0 | 0.79252 | 0 | 0.54048 | 2.3428 | 4.4829 | 1.4839 | 2.127
445352-Heating - Infrared Film for Greenhouse | 0 | 0 | 0 | 0 | 0 | 4264.7032 | 21323.5162 | 0 | 0.51127 | 0 | 0.25923 | 0 | 0.51127 | 0 | 0.25923 | 2.0049 | 2.0049 | 1.3407 | 1.3407
445356-Pipe Insulation - Medium pressure steam <=15 psi < 1" pipe | 0 | 0 | 0 | 0 | 0 | 69.12 | 1382.4 | 0 | 1.127 | 0 | 0.83174 | 0 | 1.1479 | 0 | 0.85265 | 17.577 | 25.3811 | 3.2898 | 3.4907
445357-Pipe Insulation - Medium pressure steam >15 psi >= 1" pipe | 0 | 0 | 0 | 0 | 0 | 151.2 | 3024 | 0 | 1.1683 | 0 | 0.87308 | 0 | 1.1878 | 0 | 0.89256 | 44.8475 | 166.5636 | 3.7123 | 3.9513
445358-Lighting - T8 to 4ft 25 Watt Lamp & Ballast | 4.9636 | 3.1037 | 5.733 | 25669.5592 | 385043.3884 | -0.14285 | -2.1428 | -0.058277 | 1.2209 | -0.092488 | 1.2209 | 0.11853 | 1.2209 | 0.084317 | 1.2209 | 0.70376 | 6.9454 | 0.59951 | 2.5571
445359-Lighting - T8 to 4ft 28 Watt Lamp & Ballast | 10.8719 | 6.798 | 12.5571 | 56224.348 | 843365.2206 | -0.30002 | -4.5003 | -0.17273 | 1.2209 | -0.20694 | 1.2209 | 0.11853 | 1.2209 | 0.084318 | 1.2209 | 0.44492 | 6.9454 | 0.40085 | 2.5571
445360-Lighting - Remove 4 Ft T-8 (De-Lamp 32W) | 29.4805 | 19.0098 | 33.2487 | 148870.6898 | 2233060.3464 | -0.83163 | -12.4745 | 0.11637 | 1.2209 | 0.081562 | 1.2209 | 0.13238 | 1.2209 | 0.097575 | 1.2209 | 5.7479 | 16.5825 | 2.3749 | 3.2531
445372-A-lamps: 41-100 watts existing, up to 30 watts LED A-lamp | 14.6641 | 9.4558 | 16.4755 | 74050.8808 | 466520.5491 | -228.6615 | -1440.5673 | 0.071819 | 1.0457 | 0.040985 | 1.0457 | 0.11325 | 1.0457 | 0.082412 | 1.0457 | 2.2948 | 10.526 | 1.4505 | 2.8682
445374-MR 16: 36-50 watts existing, 5 watts to 10 watts LED MR 16 | 59.4686 | 38.3469 | 66.8142 | 300304.3175 | 1891917.2003 | -927.3087 | -5842.045 | 0.086126 | 1.0457 | 0.055291 | 1.0457 | 0.11135 | 1.0457 | 0.080513 | 1.0457 | 3.1437 | 9.0396 | 1.7491 | 2.7452
445376-PAR 30: 51-75 watts existing, 10 watts to 21 watts LED PAR 30 | 25.3772 | 16.3639 | 28.8187 | 128149.8203 | 807343.868 | -395.7134 | -2492.9945 | 0.087162 | 1.0457 | 0.056328 | 1.0457 | 0.11182 | 1.0457 | 0.080984 | 1.0457 | 3.2303 | 9.3682 | 1.7755 | 2.7748
445378-PAR 38: 51-90 watts existing, 11 watts to 25 watts LED PAR 38 | 36.5666 | 23.5791 | 41.0834 | 184654.0334 | 1163320.4105 | -570.1926 | -3592.2133 | 0.087342 | 1.0457 | 0.056508 | 1.0457 | 0.11039 | 1.0457 | 0.079552 | 1.0457 | 3.2458 | 8.4368 | 1.7802 | 2.6869
442007-Lighting - Exterior Linear Fl. Lighting | 0.15563 | 0.2739 | 0.62876 | 7513.443 | 112701.645 | 0 | 0 | 0.050486 | 0 | 0.027737 | 0 | 0.081694 | 0 | 0.058945 | 0 | 2.2141 | 8.8722 | 1.4311 | 2.7794
442008-Lighting - Exterior Pulse Start MH | 0.070262 | 0.12366 | 0 | 3392.109 | 50881.635 | 0 | 0 | 0.050603 | 0 | 0.027854 | 0 | 0.081694 | 0 | 0.058945 | 0 | 2.2203 | 8.8722 | 1.4337 | 2.7794
442010-Lighting - Exterior Induction | 0.13818 | 0.24319 | 0 | 6671.259 | 100068.885 | 0 | 0 | -0.012161 | 0 | -0.03491 | 0 | 0.081694 | 0 | 0.058945 | 0 | 0.88333 | 8.8722 | 0.72508 | 2.7794
442011-Lighting - Exterior LED | 0.058378 | 0.10274 | 0.051227 | 2818.3884 | 42275.8256 | 0 | 0 | 0.034744 | 0 | 0.012758 | 0 | 0.075994 | 0 | 0.054007 | 0 | 1.6405 | 6.8491 | 1.1674 | 2.544
442012-Lighting - Interior Pulse Start MH | 8.4728 | 5.4635 | 8.2199 | 42785.82 | 641787.3 | 0 | 0 | 0.105 | 0 | 0.070194 | 0 | 0.1305 | 0 | 0.095694 | 0 | 3.9267 | 13.5756 | 1.993 | 3.1178
442014-Lighting - Interior LED - Dual Baseline | 1.0457 | 0.6743 | 0.64848 | 5280.6445 | 84490.3119 | 0 | 0 | 0.099 | 0 | 0.064741 | 0 | 0.1251 | 0 | 0.090842 | 0 | 3.4966 | 10.2306 | 1.8759 | 2.9
443984-HVAC - Split & Packaged A/C units | 1.6575 | 0.66122 | 2.8387 | 5093.298 | 76399.47 | 0 | 0 | 0.1123 | 0 | 0.0719 | 0 | 0.15938 | 0 | 0.11897 | 0 | 3.1924 | 39.3948 | 1.7847 | 3.6702
443985-HVAC - Chiller | 70.1675 | 27.9921 | 24.3824 | 215620.8283 | 4312416.5658 | 64.8334 | 1296.6676 | 0.089461 | 0.67033 | 0.049533 | 0.37115 | 0.11143 | 0.83497 | 0.071506 | 0.53579 | 2.2402 | 3.2213 | 1.442 | 1.7937
443986-HVAC - VFD | 64.4154 | 25.6974 | 11.1083 | 197944.8975 | 1979448.975 | 248.0109 | 2480.109 | 0.098899 | 0.71638 | 0.060759 | 0.44011 | 0.12785 | 0.92608 | 0.08971 | 0.64982 | 2.7832 | 5.8224 | 1.6491 | 2.3876
443987-HVAC - Non Conditioned Space Ventilation | 22.0734 | 20.1261 | 16.4305 | 168692.0445 | 1686920.445 | 0 | 0 | 0.089567 | 0 | 0.060641 | 0 | 0.090316 | 0 | 0.061391 | 0 | 4.2568 | 4.376 | 2.0747 | 2.1026
443988-HVAC - Controls/Controlling Equipment | 126.0284 | 50.2769 | 32.9943 | 387278.073 | 4260058.803 | 3115.9316 | 34275.2481 | 0.085918 | 0.62558 | 0.047297 | 0.34438 | 0.12076 | 0.87926 | 0.082138 | 0.59806 | 2.2206 | 4.3967 | 1.4339 | 2.1074
443989-HVAC - Energy Mgmt. System | 8.6252 | 3.4409 | 0.18971 | 26504.604 | 397569.06 | 255.7585 | 3836.378 | 0.13278 | 0.9914 | 0.09238 | 0.68973 | 0.14417 | 1.0764 | 0.10376 | 0.77472 | 5.319 | 8.4466 | 2.2984 | 2.7362
443990-HVAC - Other HVAC | 42.6049 | 16.9965 | 10.6982 | 130922.3236 | 1963834.8534 | 693.4342 | 10401.5123 | 0.10012 | 0.73669 | 0.061666 | 0.45372 | 0.1267 | 0.93221 | 0.08824 | 0.64924 | 2.8032 | 5.3759 | 1.6561 | 2.309
443991-Refrigeration - Compressor and Condenser Upgrades | 0.23792 | 0.18412 | 0.21808 | 2063.565 | 30953.475 | 0 | 0 | 0.032737 | 0 | 0.0032496 | 0 | 0.077834 | 0 | 0.048346 | 0 | 1.378 | 2.8751 | 1.028 | 1.681
443992-Refrigeration - Insulation | 0.077033 | 0.059614 | 0.07613 | 668.1465 | 7349.6115 | 0 | 0 | 0.016067 | 0 | -0.011911 | 0 | 0.088144 | 0 | 0.060166 | 0 | 1.1654 | 4.5132 | 0.90482 | 2.1338
443993-Refrigeration - Other Refrigeration | 39.239 | 30.3662 | 37.6299 | 340340.616 | 1701703.08 | 0.29917 | 1.4959 | 0.04978 | 0.49729 | 0.02455 | 0.24524 | 0.097564 | 0.97463 | 0.072334 | 0.72259 | 1.9512 | 22.4387 | 1.3165 | 3.4288
443994-Motors - Non HVAC Motors (ROB) | 16.3224 | 18.0206 | 11.8223 | 119912.751 | 1798691.265 | 38.4295 | 576.442 | 0.10341 | 0.99418 | 0.072034 | 0.69251 | 0.10631 | 1.022 | 0.074931 | 0.72035 | 5.3842 | 6.138 | 2.3105 | 2.439
443995-Lighting - Interior Linear Fixtures - Dual Baseline | 89.9473 | 58.0004 | 76.624 | 454215.6328 | 6813234.4922 | 4.1878 | 62.817 | 0.10978 | 0.9485 | 0.076246 | 0.65879 | 0.10047 | 0.86808 | 0.066939 | 0.57837 | 5.2335 | 3.8512 | 2.2823 | 1.9734
443996-Lighting - Interior CF Fixtures | 0.3159 | 0.2037 | 0.34493 | 1595.2545 | 23928.8175 | 0 | 0 | 0.10189 | 0 | 0.067081 | 0 | 0.12013 | 0 | 0.085317 | 0 | 3.6131 | 6.7878 | 1.909 | 2.5355
443998-Lighting - Interior CFLs | 1.8211 | 1.1743 | 1.3319 | 9196.2675 | 27588.8025 | 0 | 0 | 0.0043392 | 0 | -0.024382 | 0 | 0.11624 | 0 | 0.087521 | 0 | 1.0388 | 0 | 0.82662 | 4.0473
443999-Lighting - Interior Lighting Controls | 8.5361 | 5.5043 | 0.52109 | 43105.482 | 344843.856 | 0 | 0 | 0.078132 | 0 | 0.046383 | 0 | 0.097112 | 0 | 0.065364 | 0 | 2.5514 | 4.0944 | 1.5649 | 2.0354
444000-Lighting - Other Interior lighting - Dual Baseline | 16.0147 | 10.3267 | 9.9796 | 80870.8385 | 1213062.5777 | 0 | 0 | 0.094384 | 0 | 0.062345 | 0 | 0.094444 | 0 | 0.062406 | 0 | 3.6749 | 3.6812 | 1.9261 | 1.9278
444001-Lighting - Exterior Lighting Fixtures | 1.8986 | 3.3414 | 13.0256 | 91659.8655 | 1374897.9825 | 0 | 0 | 0.055169 | 0 | 0.03242 | 0 | 0.077543 | 0 | 0.054794 | 0 | 2.495 | 6.3373 | 1.5435 | 2.4699
444002-Lighting - Exterior Lighting Controls | 0.13241 | 0.23303 | 0.049276 | 6392.4525 | 51139.62 | 0 | 0 | 0.035451 | 0 | 0.015076 | 0 | 0.060495 | 0 | 0.04012 | 0 | 1.7541 | 3.7538 | 1.2237 | 1.9475
444003-Gas - W/H Lg Storage | 0 | 0 | 0 | 0 | 0 | 4516.785 | 67751.775 | 0 | 0.80965 | 0 | 0.53678 | 0 | 0.89683 | 0 | 0.62396 | 3.7472 | 5.321 | 1.9457 | 2.2988
444004-Gas - Boiler Upgrades | 0 | 0 | 0 | 0 | 0 | 11633.0088 | 174495.132 | 0 | 0.80861 | 0 | 0.56005 | 0 | 0.73783 | 0 | 0.48928 | 5.0972 | 3.7517 | 2.256 | 1.947
444005-Gas - Process Other | 0 | 0 | 0 | 0 | 0 | 75139.8795 | 1502797.59 | 0 | 1.01 | 0 | 0.71488 | 0 | 1.015 | 0 | 0.7199 | 6.4777 | 6.6591 | 2.4909 | 2.5173
444006-Misc. Custom Electric | 63.6758 | 58.0584 | 51.0229 | 486631.8765 | 4866318.765 | 671.1353 | 6711.3525 | 0.041128 | 0.39282 | 0.012203 | 0.11655 | 0.090664 | 0.86593 | 0.061738 | 0.58966 | 1.5416 | 4.4336 | 1.1164 | 2.1158
461786-Lighting - Interior LED | 1.2755 | 0.82249 | 0.79099 | 6441.12 | 103057.92 | 0 | 0 | 0.1131 | 0 | 0.077901 | 0 | 0.13077 | 0 | 0.095569 | 0 | 4.8528 | 12.1902 | 2.2068 | 3.0385
461787-Lighting - Other Interior lighting | 9.2151 | 5.9422 | 5.7424 | 46534.5 | 698017.5 | 0 | 0 | 0.098416 | 0 | 0.063607 | 0 | 0.11666 | 0 | 0.081855 | 0 | 3.3177 | 5.818 | 1.8232 | 2.3869
461788-Lighting - Interior Linear Fixtures | 46.5734 | 30.0318 | 39.6748 | 235186.2 | 3527793 | 2.5298 | 37.9467 | 0.10679 | 0.92547 | 0.071979 | 0.6238 | 0.11667 | 1.0111 | 0.081858 | 0.70941 | 4.1325 | 5.8185 | 2.0447 | 2.3869
461789-Motors - Non HVAC Motors (ER) | 2.6488 | 2.9244 | 0.67555 | 19459.8504 | 291897.756 | 2.5619 | 38.4289 | 0.059023 | 0.42689 | 0.027814 | 0.20117 | 0.10103 | 0.7307 | 0.069819 | 0.50497 | 1.8772 | 4.9958 | 1.2824 | 2.2359
446321-Food Service - Commercial Gas Fryer | 0 | 0 | 0 | 0 | 0 | 1818 | 21816 | 0 | 0.068276 | 0 | -0.19009 | 0 | 0.84842 | 0 | 0.59006 | 1.0699 | 5.3013 | 0.84618 | 2.2951
446324-Ice Machines 301-400 - Energy Star | 0.094771 | 0.073341 | 0.084 | 822 | 8220 | 0 | 0 | 0.046522 | 0 | 0.018929 | 0 | 0.08707 | 0 | 0.059477 | 0 | 1.714 | 4.5388 | 1.2041 | 2.1395
446330-Ice Machines 201-300 - CEE Tier III | 0.11511 | 0.08908 | 0.102 | 998.4 | 11980.8 | 0 | 0 | 0.0071473 | 0 | -0.02123 | 0 | 0.090905 | 0 | 0.062528 | 0 | 1.0664 | 4.7965 | 0.84399 | 2.1951
446334-Ice Machines 1001-1500 - CEE Tier III | 0.35985 | 0.27848 | 0.3204 | 3121.2 | 31212 | 0 | 0 | 0.054358 | 0 | 0.026766 | 0 | 0.077115 | 0 | 0.049523 | 0 | 1.9484 | 3.2314 | 1.3152 | 1.7968
446342-Food Service - Convection Oven-Electric | 0.36948 | 0.40792 | 0.6 | 2714.4 | 32572.8 | 0 | 0 | -0.033376 | 0 | -0.063598 | 0 | 0.091492 | 0 | 0.06127 | 0 | 0.78563 | 3.9681 | 0.65792 | 2.0036
446343-Food Service - Convection Oven-Gas | 0 | 0 | 0 | 0 | 0 | 387.6 | 4651.2 | 0 | -0.24117 | 0 | -0.49953 | 0 | 0.73728 | 0 | 0.47892 | 0.81259 | 3.3908 | 0.67672 | 1.845
446347-Conveyor Oven lg >25" total conveyor width | 0 | 0 | 0 | 0 | 0 | 1014 | 12168 | 0 | 0.30571 | 0 | 0.047344 | 0 | 0.86885 | 0 | 0.61048 | 1.4131 | 5.9137 | 1.0474 | 2.4028
446350-Water Heating - Storage Water Heater minimum .62 EF (Tier I) | 3.0737e-05 | 2.8025e-05 | 0.00018306 | 0.2349 | 3.5235 | 7.0956 | 106.434 | -0.093436 | -0.82568 | -0.1243 | -1.0985 | 0.035182 | 0.3109 | 0.0043139 | 0.038122 | 0.57212 | 1.392 | 0.50126 | 1.0358
446353-Heating - Space Heating Boilers - Large | 0 | 0 | 0 | 0 | 0 | 10.788 | 215.76 | 0 | 0.029354 | 0 | -0.26569 | 0 | 1.0642 | 0 | 0.7692 | 1.0252 | 9.194 | 0.818 | 2.8102
446355-Water Heating -Instantaneous - Gas <=200MBtuh | 6.4739e-05 | 5.9028e-05 | 0.00016128 | 0.49476 | 9.8952 | 17.304 | 346.08 | 0.11577 | 1.0492 | 0.083189 | 0.75392 | 0.11577 | 1.0492 | 0.083189 | 0.75392 | 8.1953 | 8.1953 | 2.7093 | 2.7093
446360-Water Heating -Direct Contact Water Heater >300 Mbtuh | 3.7685e-05 | 3.436e-05 | 0.000144 | 0.288 | 5.76 | 16.68 | 333.6 | 0.10677 | 0.96759 | 0.074186 | 0.67233 | 0.10798 | 0.97862 | 0.075404 | 0.68336 | 5.255 | 5.523 | 2.2864 | 2.3357
446361-Tank Insulation - High Temperature Applic. (LF) 1 in | 0 | 0 | 0 | 0 | 0 | 11.64 | 232.8 | 0 | 1.1484 | 0 | 0.85313 | 0 | 1.1484 | 0 | 0.85313 | 25.6455 | 25.6455 | 3.4956 | 3.4956
446362-Tank Insulation - High Temperature Applic. (LF) 2 in | 0 | 0 | 0 | 0 | 0 | 218.4 | 4368 | 0 | 1.1363 | 0 | 0.84121 | 0 | 1.1363 | 0 | 0.84121 | 20.609 | 20.609 | 3.3829 | 3.3829
446370-Lighting - Remove 2 Ft T-8 (De-Lamp) | 0.74327 | 0.46476 | 0.77838 | 3843.84 | 57657.6 | 0 | 0 | 0.12146 | 0 | 0.08725 | 0 | 0.13208 | 0 | 0.097874 | 0 | 8.148 | 21.7415 | 2.7041 | 3.4121
446373-A/C - Reflective Window Film Coastal | 3.0347 | 1.3945 | 1.4476 | 7829.736 | 78297.36 | 0 | 0 | 0.097138 | 0 | 0.055623 | 0 | 0.14364 | 0 | 0.10212 | 0 | 2.3704 | 6.8899 | 1.4949 | 2.5496
446374-A/C - Reflective Window Film Inland | 4.1974 | 1.9288 | 1.6312 | 10829.484 | 108294.84 | 0 | 0 | 0.11027 | 0 | 0.068759 | 0 | 0.14815 | 0 | 0.10664 | 0 | 2.9096 | 8.4572 | 1.6927 | 2.7373
446376-Motors - VFD - HVAC Fans (per Hp) | 5.3369 | 3.1139 | 0 | 25752.6 | 386289 | 0 | 0 | 0.10301 | 0 | 0.068797 | 0 | 0.11996 | 0 | 0.085745 | 0 | 3.9042 | 7.4766 | 1.9872 | 2.6258
446380-Low Flow Showerhead | 2.9209 | 2.6633 | 4.911 | 22322.8565 | 223228.5651 | 2570.3048 | 25703.048 | 0.062607 | 0.53828 | 0.033682 | 0.2896 | 0.083617 | 0.71892 | 0.054692 | 0.47024 | 2.1496 | 3.4999 | 1.4039 | 1.8769
446381-Software Plug Load Sensors | 2.798 | 2.285 | 0 | 21928.2966 | 109641.483 | 0 | 0 | 0.080342 | 0 | 0.05425 | 0 | 0.080342 | 0 | 0.05425 | 0 | 4.1806 | 4.1806 | 2.0564 | 2.0564
446382-High Efficiency Copier | 0.099157 | 0.080979 | 0.097725 | 777.12 | 4662.72 | 0 | 0 | -0.028614 | 0 | -0.055231 | 0 | 0.0060223 | 0 | -0.020595 | 0 | 0.79013 | 1.0592 | 0.66107 | 0.83951
446383-Refrigerator - Early Replacement | 0.40445 | 0.31384 | 0.49007 | 3746.0771 | 18730.3856 | 0 | 0 | -0.0010565 | 0 | -0.025757 | 0 | -0.0010565 | 0 | -0.025757 | 0 | 0.98954 | 0.98954 | 0.79514 | 0.79514
446451-Food Service - Steamer-Electric | 1.8239 | 2.0136 | 3 | 13399.2 | 160790.4 | 0 | 0 | 0.068971 | 0 | 0.038749 | 0 | 0.10001 | 0 | 0.069793 | 0 | 2.2929 | 5.4846 | 1.4637 | 2.3288
446455-Lighting - 4 Ft 2nd Gen. T-8 with Elec. Ballast | 18.6719 | 15.5282 | 24.7088 | 118200.5403 | 1773008.1048 | -1702.3115 | -25534.6729 | 0.083341 | 1.1045 | 0.046032 | 1.1045 | 0.12821 | 1.1045 | 0.090902 | 1.1045 | 1.9967 | 5.928 | 1.287 | 2.2479
446456-Lighting - 8 Ft T-8 with Elec. Ballast | 1.0621 | 0.66415 | 0.96599 | 5492.9316 | 82393.9738 | 0 | 0 | 0.068188 | 0 | 0.033976 | 0 | 0.11361 | 0 | 0.0794 | 0 | 1.9703 | 5.5715 | 1.3252 | 2.3443
446457-Lighting - Cold Cathode Fluorescent Lamp | 0.4405 | 0.28912 | 0.41499 | 2766.6 | 5533.2 | 0 | 0 | 0.038024 | 0 | 0.012538 | 0 | 0.038024 | 0 | 0.012538 | 0 | 1.5839 | 1.5839 | 1.1384 | 1.1384
446458-Lighting - Remove 3 Ft T-8 (De-Lamp) | 0.10875 | 0.068 | 0.096671 | 562.408 | 8436.12 | 0 | 0 | 0.12661 | 0 | 0.092384 | 0 | 0.13406 | 0 | 0.099831 | 0 | 11.6295 | 31.0314 | 3.0024 | 3.5803
446461-Lighting - Screw in 14-26 Watt Reflector Lamp | 3.0546 | 1.91 | 3.3375 | 15796.809 | 28434.2562 | -39.4326 | -70.9787 | 0.025049 | 0.95604 | -0.0021808 | 0.95604 | 0.041855 | 0.95604 | 0.014625 | 0.95604 | 1.2661 | 1.5774 | 0.95936 | 1.128
446463-Lighting- Ceramic Metal Halide Fixture | 38.0834 | 23.6198 | 44.4296 | 205706.461 | 3085596.9144 | 0 | 0 | 0.086431 | 0 | 0.052933 | 0 | 0.12297 | 0 | 0.089471 | 0 | 2.7586 | 10.7528 | 1.6405 | 2.9405
446464-Lighting-Wall or Ceiling-mounted Lighting Sensor >= 500 watts | 2.0624 | 1.3299 | 5.0292 | 10414.8 | 83318.4 | 0 | 0 | 0.092935 | 0 | 0.061172 | 0 | 0.11018 | 0 | 0.078413 | 0 | 3.6093 | 6.9955 | 1.9079 | 2.5639
446465-Refrigeration - Efficient Evap Fan Motor Permanent-Split Capacitor (PSC) Motor | 3.5079 | 2.9336 | 3.6945 | 26474.7882 | 397121.823 | -0.38294 | -5.7442 | 0.094412 | 1.2209 | 0.063976 | 1.2209 | 0.10382 | 1.2209 | 0.073385 | 1.2209 | 4.281 | 6.3616 | 2.0803 | 2.4734
446468-Refrigeration - New Refrigeration Case w/Doors-Low Temperature Case | 12.3885 | 10.3604 | 9.1332 | 93499.2 | 1121990.4 | 0 | 0 | 0.089698 | 0 | 0.060404 | 0 | 0.089698 | 0 | 0.060404 | 0 | 4.108 | 4.108 | 2.0387 | 2.0387
446469-Refrigeration - New Refrigeration Case w/Doors-Medium Temperature Case | 0.024014 | 0.020083 | 0.081735 | 181.2391 | 2174.8692 | 34.0218 | 408.262 | -0.28274 | -2.4904 | -0.31184 | -2.7468 | 0.061857 | 0.54485 | 0.032756 | 0.28852 | 0.29407 | 2.1061 | 0.27415 | 1.3852
446471-Refrigeration - Night Covers for Display Cases Low Temp | 0.76454 | 0.63938 | 0 | 5770.2 | 28851 | 0 | 0 | 0.060586 | 0 | 0.03449 | 0 | 0.082939 | 0 | 0.056843 | 0 | 2.3454 | 4.6574 | 1.4849 | 2.1655
446473-Refrigeration - Special Doors with Low/No ASH on Low Temp Display Case | 0.35727 | 0.29878 | 0.054 | 2696.4 | 43142.4 | 0 | 0 | 0.10223 | 0 | 0.071424 | 0 | 0.10223 | 0 | 0.071424 | 0 | 5.5505 | 5.5505 | 2.3406 | 2.3406
446491-Lighting - Exterior Compact Fluorescent Fixture <=70 watts | 0.21505 | 0.19496 | 0 | 19170.36 | 287555.4 | 0 | 0 | 0.081446 | 0 | 0.056679 | 0 | 0.097454 | 0 | 0.072687 | 0 | 5.3343 | 36.0192 | 2.3013 | 3.6384
446492-Lighting - Exterior Induction Fixture <=100 watts | 0.28185 | 0.25552 | 0 | 25125.408 | 376881.12 | 0 | 0 | 0.057787 | 0 | 0.033034 | 0 | 0.084446 | 0 | 0.059693 | 0 | 2.363 | 6.366 | 1.4919 | 2.4742
446493-Lighting - Exterior Induction Fixture <=120 watts | 0.0082448 | 0.0074744 | 0 | 734.965 | 11024.475 | 0 | 0 | 0.065401 | 0 | 0.040634 | 0 | 0.086004 | 0 | 0.061238 | 0 | 2.8774 | 7.0427 | 1.6818 | 2.5702
446494-Lighting - Exterior Induction Fixture <=180 watts | 0.68019 | 0.61664 | 0 | 60634.6125 | 909519.1875 | 0 | 0 | 0.06536 | 0 | 0.040604 | 0 | 0.085964 | 0 | 0.061207 | 0 | 2.8762 | 7.0399 | 1.6814 | 2.5698
446495-Lighting - Exterior Induction Fixture <=250 watts | 0.39417 | 0.35734 | 0 | 35137.41 | 527061.15 | 0 | 0 | 0.060092 | 0 | 0.035341 | 0 | 0.079334 | 0 | 0.054583 | 0 | 2.4992 | 4.807 | 1.5451 | 2.1973
446496-Lighting - Exterior Induction Fixture <=70 watts | 0.65095 | 0.59013 | 0 | 58027.728 | 870415.92 | 0 | 0 | 0.059403 | 0 | 0.034648 | 0 | 0.091448 | 0 | 0.066693 | 0 | 2.4564 | 11.4596 | 1.5286 | 2.9909
446497-Lighting - Exterior Pulse Start/Ceramic Metal Halide Fixtures <=100 watts | 0.2935 | 0.18352 | 0.46778 | 1517.8363 | 22767.5448 | 0 | 0 | 0.068368 | 0 | 0.034142 | 0 | 0.13025 | 0 | 0.096025 | 0 | 1.9746 | 16.7496 | 1.3271 | 3.2596
446498-Lighting - Exterior Pulse Start/Ceramic Metal Halide Fixtures <=125 watts | 0.14675 | 0.09176 | 0.23389 | 758.9182 | 11383.7724 | 0 | 0 | 0.03891 | 0 | 0.0046844 | 0 | 0.12474 | 0 | 0.090511 | 0 | 1.3906 | 10.0498 | 1.035 | 2.8853
446499-Lighting - Exterior Pulse Start/Ceramic Metal Halide Fixtures <=175 watts | 0.14675 | 0.09176 | 0.23389 | 758.9182 | 11383.7724 | 0 | 0 | 0.03891 | 0 | 0.0046844 | 0 | 0.12474 | 0 | 0.090511 | 0 | 1.3906 | 10.0498 | 1.035 | 2.8853
446500-Lighting - Exterior Pulse Start/Ceramic Metal Halide Fixtures <=250 watts | 2.5573 | 1.5861 | 2.9835 | 13813.3195 | 207199.7928 | 0 | 0 | 0.086412 | 0 | 0.052918 | 0 | 0.12295 | 0 | 0.089456 | 0 | 2.7582 | 10.7512 | 1.6403 | 2.9404
446501-Lighting - Exterior Pulse Start/Ceramic Metal Halide Fixtures <=70 watts | 0.4147 | 0.2572 | 0.48381 | 2239.9978 | 33599.9664 | 0 | 0 | 0.088419 | 0 | 0.054907 | 0 | 0.13143 | 0 | 0.097917 | 0 | 2.8727 | 32.2712 | 1.6802 | 3.5962
446502-Lighting - Exterior Pulse Start/Ceramic Metal Halide Fixtures <=750 watts | 0.4147 | 0.2572 | 0.48381 | 2239.9978 | 33599.9664 | 0 | 0 | 0.084552 | 0 | 0.05104 | 0 | 0.11462 | 0 | 0.081106 | 0 | 2.6553 | 6.4542 | 1.6034 | 2.4875
446503-Lighting - Interior Compact Fluorescent Fixture <=128 watts | 0.37701 | 0.2431 | 0.33516 | 1903.8 | 22845.6 | 0 | 0 | 0.0892 | 0 | 0.055606 | 0 | 0.12717 | 0 | 0.093579 | 0 | 2.9075 | 15.4679 | 1.692 | 3.2079
446507-Lighting - Interior Compact Fluorescent Fixture <=70 watts | 0.62165 | 0.40086 | 0.66456 | 3139.2 | 37670.4 | -7.848 | -94.176 | 0.07354 | 1.1593 | 0.039947 | 1.1593 | 0.12682 | 1.1593 | 0.09323 | 1.1593 | 2.1317 | 14.5609 | 1.3859 | 3.1139
446510-Lighting - Interior Induction Fixture <=250watts | 0.21017 | 0.13553 | 0.158 | 1061.34 | 15920.1 | 0 | 0 | 0.096779 | 0 | 0.061957 | 0 | 0.11629 | 0 | 0.081472 | 0 | 3.1918 | 5.7197 | 1.7845 | 2.3702
446513-Lighting - Interior Linear Fluorescent Fixture <=128 watts replacing 101-175 Watts | 4.3175 | 2.7841 | 4.4968 | 21802.704 | 327040.56 | 0 | 0 | 0.06255 | 0 | 0.027744 | 0 | 0.12609 | 0 | 0.091286 | 0 | 1.7987 | 9.5329 | 1.2453 | 2.8411
446514-Lighting - Interior Linear Fluorescent Fixture <=192 watts replacing 176-399 Watts | 3.0849 | 1.9892 | 3.213 | 15578.19 | 171360.09 | 0 | 0 | 0.069876 | 0 | 0.036726 | 0 | 0.1159 | 0 | 0.082751 | 0 | 2.0869 | 7.3459 | 1.3769 | 2.6095
446515-Lighting - Interior Linear Fluorescent Fixture <=244 watts replacing 400 Watts (Tier 1) | 23.1278 | 14.9134 | 27.454 | 116790.8 | 1751862 | -302.736 | -4541.04 | 0.24234 | 3.0009 | 0.15673 | 3.0009 | 0.29978 | 3.0009 | 0.21417 | 3.0009 | 3.2524 | 7.2528 | 1.785 | 2.5599
446516-Lighting - Interior Linear Fluorescent Fixture <=600 watts replacing >=400 Watts (Tier 1) | 10.6044 | 6.838 | 12.6 | 53550 | 803250 | -138.6 | -2079 | 0.11996 | 1.6172 | 0.073868 | 1.6172 | 0.16068 | 1.6172 | 0.11459 | 1.6172 | 2.739 | 7.0529 | 1.6185 | 2.5346
446517-Lighting - Interior Linear Fluorescent Fixture <=64 watts replacing <=100 Watts | 2.1097 | 1.3604 | 2.1973 | 10653.594 | 159803.91 | 0 | 0 | 0.063816 | 0 | 0.02901 | 0 | 0.13031 | 0 | 0.095507 | 0 | 1.8282 | 13.3459 | 1.2593 | 3.1055
446518-Lighting - Interior Linear Fluorescent Fixture 245-360 watts replacing 400 Watts (Tier 2) | 4.8607 | 3.1343 | 2.7329 | 24545.4431 | 368181.6466 | 0 | 0 | 0.094212 | 0 | 0.059407 | 0 | 0.13213 | 0 | 0.097324 | 0 | 3.0194 | 16.1238 | 1.7293 | 3.2352
446522-Lighting - Interior Pulse Start/Ceramic Metal Halide Fixtures <=600 watts Tier I | 0.46575 | 0.30033 | 0.42167 | 2351.9314 | 37630.9029 | 0 | 0 | 0.062764 | 0 | 0.027553 | 0 | 0.090994 | 0 | 0.055783 | 0 | 1.7871 | 2.7664 | 1.2397 | 1.6432
446532-Lighting - LED Channel Signage Outdoor >2 feet Retrofit | 0.017318 | 0.0157 | 0.26536 | 1543.8 | 24700.8 | 0 | 0 | 0.05894 | 0 | 0.033858 | 0 | 0.095434 | 0 | 0.070351 | 0 | 2.3844 | 16.6905 | 1.5004 | 3.2574
446533-Lighting - Occupancy Sensor - High-Bay Sensor <12' | 0.25184 | 0.1562 | 0.26146 | 1360.32 | 10882.56 | 0 | 0 | -0.67454 | 0 | -0.70507 | 0 | -0.057817 | 0 | -0.088349 | 0 | 0.15483 | 0.68125 | 0.14913 | 0.5831
446534-Lighting - Occupancy Sensor - High-Bay Sensor >=12' | 19.1466 | 12.3462 | 25.6932 | 96686.46 | 773491.68 | 0 | 0 | 0.084853 | 0 | 0.053105 | 0 | 0.10552 | 0 | 0.073776 | 0 | 2.9444 | 5.5944 | 1.7044 | 2.3483
446536-Lighting - Occupancy Sensor - Wallbox Lighting Sensor | 57.8343 | 36.163 | 0 | 299091.5928 | 2392732.7424 | 0 | 0 | 0.085117 | 0 | 0.053918 | 0 | 0.10161 | 0 | 0.070406 | 0 | 3.0683 | 5.1194 | 1.7452 | 2.2603
446537-Lighting - T8 to 4ft 25 Watt Lamp | 40.9331 | 25.5948 | 37.2273 | 211686.2186 | 3175293.2789 | 0 | 0 | 0.074403 | 0 | 0.040191 | 0 | 0.13432 | 0 | 0.10011 | 0 | 2.1614 | 33.4297 | 1.409 | 3.6102
446538-Lighting - T8 to 4ft 28 Watt Lamp | 17.2068 | 10.7592 | 15.6491 | 88985.4917 | 1334782.3751 | 0 | 0 | 0.074817 | 0 | 0.040605 | 0 | 0.1357 | 0 | 0.10149 | 0 | 2.1755 | 50.1446 | 1.4149 | 3.745
446558-Pipe Insulation - High Pressure (>=15 psi) Steam Applic. >=1 in. Dry Cleaner Only | 0 | 0 | 0 | 0 | 0 | 274.56 | 5491.2 | 0 | 1.1241 | 0 | 0.8288 | 0 | 1.1634 | 0 | 0.86812 | 16.8482 | 37.8073 | 3.2633 | 3.6559
446559-Pipe Insulation - Hot Water Applic. <1 in. | 0 | 0 | 0 | 0 | 0 | 9.36 | 102.96 | 0 | 0.6854 | 0 | 0.43189 | 0 | 0.86389 | 0 | 0.61038 | 3.0123 | 6.3288 | 1.7269 | 2.4686
446560-Pipe Insulation - Hot Water Applic. >=1 in. | 0 | 0 | 0 | 0 | 0 | 22.62 | 248.82 | 0 | 0.56397 | 0 | 0.31093 | 0 | 0.87879 | 0 | 0.62575 | 2.2256 | 7.0462 | 1.436 | 2.5707
446563-Refrigeration - Efficient Evap Fan Motor Electronically Commutated Motor (ECM) Display Case | 4.3573 | 3.644 | 4.4778 | 32885.8794 | 493288.191 | -32.5789 | -488.6841 | 0.091698 | 1.1045 | 0.061261 | 1.1045 | 0.10571 | 1.1045 | 0.075269 | 1.1045 | 3.8775 | 6.9851 | 1.9716 | 2.548
446564-Refrigeration - Efficient Evap Fan Motor Electronically Commutated Motor (ECM) Walk In | 9.0477 | 7.5665 | 9.2978 | 68285.3292 | 1024279.938 | -67.648 | -1014.7198 | 0.082935 | 1.1045 | 0.052498 | 1.1045 | 0.098217 | 1.1045 | 0.06778 | 1.1045 | 3.0333 | 4.8896 | 1.7272 | 2.2036
446565-Refrigeration - Insulate Bare Suction Pipes | 0.0029256 | 0.0024466 | 0 | 22.08 | 242.88 | 0 | 0 | 0.09411 | 0 | 0.065198 | 0 | 0.09411 | 0 | 0.065198 | 0 | 5.1082 | 5.1082 | 2.2581 | 2.2581
446572-Refrigeration - Food Service -Evaporator Fan Controller for Walk-In Coolers | 0.38435 | 0.32143 | 0.38667 | 2900.7763 | 46412.4211 | -0.042605 | -0.68168 | 0.091997 | 1.2417 | 0.061186 | 1.2417 | 0.10382 | 1.2417 | 0.073006 | 1.2417 | 3.8125 | 5.9703 | 1.963 | 2.4119
446574-Lighting - Exterior LED Fixtures <=110 watts | 0.0027933 | 0.0025323 | 0.0428 | 249 | 3735 | 0 | 0 | -0.28626 | 0 | -0.31102 | 0 | -0.23584 | 0 | -0.26061 | 0 | 0.25935 | 0.29825 | 0.24373 | 0.27778
446575-Lighting - Exterior LED Fixtures <=192watts | 0.033696 | 0.030548 | 0.51631 | 3003.77 | 48060.32 | 0 | 0 | -0.095935 | 0 | -0.12102 | 0 | -0.095935 | 0 | -0.12102 | 0 | 0.51419 | 0.51419 | 0.45623 | 0.45623
446576-Lighting - Exterior LED Fixtures <=350 watts | 0.029394 | 0.026648 | 0.4504 | 2620.31 | 41924.96 | 0 | 0 | -0.095942 | 0 | -0.12103 | 0 | -0.095942 | 0 | -0.12103 | 0 | 0.51416 | 0.51416 | 0.4562 | 0.4562
446577-Lighting - Exterior LED Fixtures <=80 watts | 0.053053 | 0.048096 | 0.81291 | 4729.34 | 75669.44 | 0 | 0 | -0.068602 | 0 | -0.093692 | 0 | -0.056438 | 0 | -0.081527 | 0 | 0.5968 | 0.64275 | 0.52011 | 0.55467
446579-Lighting - Interior LED Fixtures <=130 watts | 0.00084863 | 0.00076934 | 0.01496 | 75.65 | 907.8 | 0 | 0 | -0.17259 | 0 | -0.19632 | 0 | -0.17259 | 0 | -0.19632 | 0 | 0.35746 | 0.35746 | 0.32845 | 0.32845
446582-Lighting - LED System <=15 watts Surface/Pendant/Recessed Down Lighting | 1.6733 | 1.0463 | 1.3387 | 8653.3955 | 15576.112 | 0 | 0 | -0.036374 | 0 | -0.063599 | 0 | -0.036374 | 0 | -0.063599 | 0 | 0.75182 | 0.75182 | 0.63404 | 0.63404
446584-Lighting - Linear LED Systems (T12 Basecase) | 0.0053999 | 0.0033765 | 0.008585 | 27.9259 | 307.1849 | 0 | 0 | 0.015544 | 0 | -0.01705 | 0 | 0.023242 | 0 | -0.0093523 | 0 | 1.1336 | 1.2139 | 0.88554 | 0.9338
446586-Lighting - Premium Tier 5' Case Door | 1.3941 | 0.87173 | 2.2164 | 7209.8103 | 79307.9133 | 0 | 0 | -0.58294 | 0 | -0.61551 | 0 | -0.58294 | 0 | -0.61551 | 0 | 0.18447 | 0.18447 | 0.17643 | 0.17643
446587-Lighting - Premium Tier 6' Case Door | 1.0517 | 0.65762 | 1.6721 | 5438.9797 | 59828.7767 | 0 | 0 | -0.96782 | 0 | -1.0004 | 0 | -0.96782 | 0 | -1.0004 | 0 | 0.11991 | 0.11991 | 0.11646 | 0.11646
446600-Lighting - Integrated Ballast Ceramic Metal Halide PAR Lamps <=25 watts | 0.33863 | 0.21836 | 0.399 | 1710 | 25650 | -24.627 | -369.405 | 0.10702 | 1.2204 | 0.072226 | 1.2204 | 0.11406 | 1.2204 | 0.079264 | 1.2204 | 3.6462 | 4.6051 | 1.7967 | 2.0021
446718-Heating - Greenhouse Heat Curtain | 0 | 0 | 0 | 0 | 0 | 3976.56 | 19882.8 | 0 | 0.58466 | 0 | 0.33262 | 0 | 0.79252 | 0 | 0.54048 | 2.3428 | 4.4829 | 1.4839 | 2.127
446719-Heating - Infrared Film for Greenhouse | 0 | 0 | 0 | 0 | 0 | 2132.3742 | 10661.8708 | 0 | 0.51127 | 0 | 0.25923 | 0 | 0.51127 | 0 | 0.25923 | 2.0049 | 2.0049 | 1.3407 | 1.3407
446723-Pipe Insulation - Medium pressure steam <=15 psi < 1" pipe | 0 | 0 | 0 | 0 | 0 | 40.896 | 817.92 | 0 | 1.1343 | 0 | 0.83904 | 0 | 1.1552 | 0 | 0.85994 | 19.6895 | 30.0343 | 3.3572 | 3.5666
446724-Pipe Insulation - Medium pressure steam >15 psi >= 1" pipe | 0 | 0 | 0 | 0 | 0 | 89.46 | 1789.2 | 0 | 1.1695 | 0 | 0.8742 | 0 | 1.1889 | 0 | 0.89367 | 46.7998 | 197.1003 | 3.7251 | 3.9658
446725-Lighting - T8 to 4ft 25 Watt Lamp & Ballast | 2.4838 | 1.5531 | 2.8689 | 12845.2741 | 192679.1118 | -0.071485 | -1.0723 | -0.058274 | 1.2209 | -0.092487 | 1.2209 | 0.11853 | 1.2209 | 0.084319 | 1.2209 | 0.70377 | 6.9455 | 0.59951 | 2.5571
446726-Lighting - T8 to 4ft 28 Watt Lamp & Ballast | 5.436 | 3.399 | 6.2785 | 28112.174 | 421682.6103 | -0.15001 | -2.2502 | -0.17273 | 1.2209 | -0.20694 | 1.2209 | 0.11853 | 1.2209 | 0.084318 | 1.2209 | 0.44492 | 6.9454 | 0.40085 | 2.5571
446727-Lighting - Remove 4 Ft T-8 (De-Lamp 32W) | 14.7403 | 9.5049 | 16.6243 | 74435.3449 | 1116530.1732 | -0.41582 | -6.2372 | 0.11637 | 1.2209 | 0.081562 | 1.2209 | 0.13238 | 1.2209 | 0.097575 | 1.2209 | 5.7479 | 16.5825 | 2.3749 | 3.2531
446739-A-lamps: 41-100 watts existing, up to 30 watts LED A-lamp | 7.3321 | 4.7279 | 8.2377 | 37025.4404 | 233260.2745 | -114.3307 | -720.2836 | 0.071819 | 1.0457 | 0.040985 | 1.0457 | 0.11325 | 1.0457 | 0.082412 | 1.0457 | 2.2948 | 10.526 | 1.4505 | 2.8682
446741-MR 16: 36-50 watts existing, 5 watts to 10 watts LED MR 16 | 29.7343 | 19.1735 | 33.4071 | 150152.1588 | 945958.6002 | -463.6544 | -2921.0225 | 0.086126 | 1.0457 | 0.055291 | 1.0457 | 0.11135 | 1.0457 | 0.080513 | 1.0457 | 3.1437 | 9.0396 | 1.7491 | 2.7452
446743-PAR 30: 51-75 watts existing, 10 watts to 21 watts LED PAR 30 | 12.6886 | 8.182 | 14.4093 | 64074.9102 | 403671.934 | -197.8567 | -1246.4973 | 0.087162 | 1.0457 | 0.056328 | 1.0457 | 0.11182 | 1.0457 | 0.080984 | 1.0457 | 3.2303 | 9.3682 | 1.7755 | 2.7748
446745-PAR 38: 51-90 watts existing, 11 watts to 25 watts LED PAR 38 | 18.2833 | 11.7896 | 20.5417 | 92327.0167 | 581660.2053 | -285.0963 | -1796.1067 | 0.087342 | 1.0457 | 0.056508 | 1.0457 | 0.11039 | 1.0457 | 0.079552 | 1.0457 | 3.2458 | 8.4368 | 1.7802 | 2.6869
413001-Screw-in CFL (14 watt) <800 Lumens | 25.6609 | 25.6603 | 18.8527 | 188526.7054 | 1772151.0312 | -3291.8912 | -30943.7771 | -3.5996e+14 | -8547321091973250 | -1.8741e+14 | -8547321091973250 | -5.9399e+14 | -8547321091973250 | -4.2144e+14 | -8547321091973250 | 1.6691 | 5.4122 | 1.1054 | 2.0397
413005-Screw-in CFL (30 watt) >=2,001 Lumens | 32.0841 | 44.7372 | 23.938 | 239380.3649 | 1268715.9342 | -4184.8093 | -22179.4892 | -3.8811e+14 | -3.2061e+15 | -2.3905e+14 | -3.2061e+15 | -4.7707e+14 | -3.2061e+15 | -3.2801e+14 | -3.2061e+15 | 2.338 | 3.986 | 1.3812 | 1.8276
413007-Screw-in CFL (<= 12 watt) <800 Lumens | 0.20485 | 0.28564 | 0.15284 | 1528.3858 | 8100.4445 | -26.8227 | -142.1601 | -3.2492e+14 | 0 | -2.031e+14 | 0 | -3.594e+14 | 0 | -2.3758e+14 | 0 | 2.4438 | 3.0743 | 1.417 | 1.6082
413008-Screw-in CFL (>39 watt) >=1,600 Lumens | 20.016 | 27.9099 | 14.934 | 149340.3663 | 791503.9416 | -2609.5808 | -13830.7782 | -4.2146e+14 | -3.9985e+15 | -2.3547e+14 | -3.9985e+15 | -6.4021e+14 | -3.9985e+15 | -4.5422e+14 | -3.9985e+15 | 1.895 | 5.5789 | 1.2137 | 2.103
413009-Screw-in CFL (13 watt) 800-1,099 Lumens | 95.5351 | 133.2118 | 71.2791 | 712790.7906 | 3777791.1903 | -12463.8837 | -66058.5834 | -5.9109e+14 | -4774459973251879 | -3.6916e+14 | -4774459973251879 | -6.2436e+14 | -4774459973251879 | -4.0243e+14 | -4774459973251879 | 2.4389 | 2.7352 | 1.4158 | 1.5108
413010-Screw-in CFL (18 watt) >= 1,100-1,599 Lumens | 77.4705 | 108.0229 | 57.801 | 578009.8621 | 3063452.2694 | -10091.8657 | -53486.8884 | -2.4317e+14 | 0 | -1.5319e+14 | 0 | -2.5399e+14 | 0 | -1.6401e+14 | 0 | 2.5104 | 2.7569 | 1.4398 | 1.5176
413011-Screw-in CFL (19 watt) >= 1,100-1,599 Lumens | 42.3947 | 59.1141 | 31.6308 | 316308.3074 | 1676434.0292 | -5517.2861 | -29241.6165 | -5.3971e+14 | -4226943148710405 | -3.4275e+14 | -4226943148710405 | -568854952816318 | -4226943148710405 | -3.7189e+14 | -4226943148710405 | 2.5833 | 2.9131 | 1.4636 | 1.5639
413012-Screw-in CFL (23 watt) <1,600 Lumens | 2.0364 | 2.8395 | 1.5193 | 15193.389 | 80524.9618 | -265.0456 | -1404.7414 | 0 | -3248919684111747 | 0 | -3248919684111747 | 0 | -3248919684111747 | 0 | -3248919684111747 | 3.0897 | 3.5245 | 1.6134 | 1.7245
413014-Screw-in CFL (26 watt) >=1,600 Lumens | 0.0041042 | 0.0057229 | 0.0030622 | 30.6219 | 162.296 | -0.5346 | -2.8334 | -4.2952e+14 | -6742088991766221 | -272800041295032 | -6742088991766221 | -4.7996e+14 | -6742088991766221 | -3.2324e+14 | -6742088991766221 | 2.5831 | 3.4274 | 1.4632 | 1.7005
413017-Screw-in CFL (23 watt) >=1,600 Lumens | 275.5125 | 384.168 | 205.5609 | 2055608.5936 | 10894725.5462 | -35859.6704 | -190056.2532 | -4.6103e+14 | -6868267324703129 | -3.0102e+14 | -6868267324703129 | -4.7106e+14 | -6868267324703129 | -3.1106e+14 | -6868267324703129 | 2.8961 | 3.0608 | 1.559 | 1.6055
413018-Screw-in CFL (<=12 watt) >=800 Lumens | 1.1229 | 1.5658 | 0.83781 | 8378.1372 | 44404.1269 | -147.0335 | -779.2777 | -384229635693133 | -7209317493225980 | -2.1729e+14 | -7209317493225980 | -4.3148e+14 | -7209317493225980 | -264536243987231 | -7209317493225980 | 1.9319 | 2.3057 | 1.2283 | 1.3694
413020-Screw-in CFL (13 watt) <800 Lumens | 5.7186 | 7.9738 | 4.2666 | 42666.4973 | 226132.4356 | -746.0678 | -3954.1593 | -6.1278e+14 | -9145338484392442 | -4.0024e+14 | -9145338484392442 | -6.6353e+14 | -9145338484392442 | -4.5099e+14 | -9145338484392442 | 2.899 | 3.6469 | 1.5595 | 1.7528
413021-Screw-in CFL (14 watt) 800-1,099 Lumens | 6.6681 | 9.2978 | 4.9751 | 49750.9595 | 263680.0851 | -868.7085 | -4604.1549 | -325897226707986 | -5324331014962139 | -2.0198e+14 | -5324331014962139 | -3.5972e+14 | -5324331014962139 | -2.358e+14 | -5324331014962139 | 2.3819 | 2.95 | 1.3965 | 1.5743
413022-Screw-in CFL (15 watt) 800-1,099 Lumens | 0.21176 | 0.29528 | 0.158 | 1579.964 | 8373.809 | -27.6877 | -146.7449 | -7.4931e+14 | -5430236786256210 | -4.9745e+14 | -5430236786256210 | -7.4931e+14 | -5430236786256210 | -4.9745e+14 | -5430236786256210 | 3.1465 | 3.1465 | 1.628 | 1.628
413023-Screw-in CFL (20 watt) >=1,100 Lumens | 48.5957 | 67.7607 | 36.2574 | 362574.2736 | 1921643.6501 | -6341.7537 | -33611.2944 | -3.1467e+14 | -4858588606734542 | -2.0179e+14 | -4858588606734542 | -3.3222e+14 | -4858588606734542 | -219329925790113 | -4858588606734542 | 2.6789 | 3.0559 | 1.4934 | 1.6037
413025-Screw-in CFL (<=12 watt) <800 Lumens | 0.19389 | 0.27035 | 0.14466 | 1446.5848 | 7666.8996 | -25.3871 | -134.5515 | -2.8476e+14 | -4978971729570150 | -1.6947e+14 | -4978971729570150 | -3.4016e+14 | -4978971729570150 | -2.2486e+14 | -4978971729570150 | 2.138 | 3.0744 | 1.3085 | 1.6083
413036-Commercial-Screw-in CFL (30 watt) >=2,001 Lumens | 11.4438 | 15.957 | 18.0716 | 85382.6224 | 220287.1658 | -213.1356 | -549.8898 | -3.6566e+14 | -5034471242460679 | -2.6467e+14 | -5034471242460679 | -3.8346e+14 | -5034471242460679 | -2.8247e+14 | -5034471242460679 | 9.2604 | 15.7876 | 2.7689 | 3.1594
413038-Commercial-Screw-in CFL (<= 12 watt) <800 Lumens | 0.54425 | 0.75889 | 0.85882 | 4060.6516 | 10476.4812 | -10.1308 | -26.1374 | -5.5946e+14 | -3.8288e+15 | -4.0576e+14 | -3.8288e+15 | -5.7229e+14 | -3.8288e+15 | -4.186e+14 | -3.8288e+15 | 9.701 | 12.2038 | 2.807 | 2.9841
413039-Commercial-Screw-in CFL (>39 watt) >=1,600 Lumens | 0.086776 | 0.055955 | 0.092679 | 438.1998 | 1130.5555 | -1.0933 | -2.8206 | -3.0282e+14 | -3307631459094597 | -1.6194e+14 | -3307631459094597 | -4.7935e+14 | -3307631459094597 | -3.3848e+14 | -3307631459094597 | 2.0843 | 6.1363 | 1.365 | 2.4052
413040-Commercial-Screw-in CFL (13 watt) 800-1,099 Lumens | 53.2156 | 34.3148 | 57.0171 | 268728.0624 | 693318.401 | -672.9885 | -1736.3104 | -617639103737446 | -7948243326665537 | -4.4894e+14 | -7948243326665537 | -6.247e+14 | -7948243326665537 | -4.5599e+14 | -7948243326665537 | 10.2432 | 11.4877 | 2.8534 | 2.9422
413041-Commercial-Screw-in CFL (18 watt) >= 1,100-1,599 Lumens | 61.6772 | 39.7711 | 66.2092 | 311457.4934 | 803560.3331 | -779.6232 | -2011.4278 | -7.1782e+14 | -4603829700589292 | -5.223e+14 | -4603829700589292 | -7.244e+14 | -4603829700589292 | -528871309453587 | -4603829700589292 | 10.5186 | 11.5513 | 2.8744 | 2.9464
413043-Commercial-Screw-in CFL (23 watt) >=1,600 Lumens | 145.0349 | 93.5223 | 154.7367 | 732396.5568 | 1889583.1165 | -1827.4012 | -4714.6951 | -4.2758e+14 | -5395583040208722 | -3.1264e+14 | -5395583040208722 | -4.2989e+14 | -5395583040208722 | -3.1495e+14 | -5395583040208722 | 12.0817 | 12.8715 | 2.9799 | 3.0257
413044-Commercial-Screw-in CFL (14 watt) 800-1,099 Lumens | 3.5057 | 2.2606 | 3.7548 | 17703.1526 | 45674.1338 | -44.2579 | -114.1853 | -3.2468e+14 | -8363365893627863 | -2.3577e+14 | -8363365893627863 | -3.3145e+14 | -8363365893627863 | -2.4254e+14 | -8363365893627863 | 10.0015 | 12.3868 | 2.8344 | 2.9981
413045-Commercial-Screw-in CFL (15 watt) 800-1,099 Lumens | 0.11059 | 0.071313 | 0.11799 | 558.4723 | 1440.8586 | -1.3941 | -3.5967 | -662708351698055 | -4.2137e+15 | -4.8322e+14 | -4.2137e+15 | -6.7304e+14 | -4.2137e+15 | -4.9355e+14 | -4.2137e+15 | 11.1398 | 13.2953 | 2.9191 | 3.0486
413046-Commercial-Screw-in CFL (20 watt) >=1,100 Lumens | 25.5883 | 16.5 | 27.3762 | 129215.8582 | 333376.9141 | -323.4047 | -834.384 | 0 | -3.8195e+15 | 0 | -3.8195e+15 | 0 | -3.8195e+15 | 0 | -3.8195e+15 | 11.2728 | 12.8592 | 2.928 | 3.0249
413048-Turn-in - Screw-in CFL (23 watt) >=1,600 Lumens | 3.3326 | 4.6468 | 2.4864 | 24864.3743 | 131781.1838 | -433.7539 | -2298.8957 | -1.0026e+15 | -5316970090616621 | -7.5489e+14 | -5316970090616621 | -1.0026e+15 | -5316970090616621 | -7.5489e+14 | -5316970090616621 | 0 | 0 | 3.3765 | 3.3765
413049-Turn-in - Screw-in CFL (15 watt) 800-1,099 Lumens | 0.51327 | 0.71569 | 0.38295 | 3829.5037 | 20296.3698 | -67.1093 | -355.6791 | -6.1768e+14 | -6581167717146727 | -4.6506e+14 | -6581167717146727 | -6.1768e+14 | -6581167717146727 | -4.6506e+14 | -6581167717146727 | 0 | 0 | 3.3735 | 3.3735
414002-Exterior Hardwired Fixtures (27 watt) | 4.7615 | 6.6394 | 3.5526 | 35525.9051 | 568414.4822 | -619.7933 | -9916.6935 | 3.1626e+14 | 7462146790000322 | 1.4569e+14 | 7462146790000322 | 4.4012e+14 | 7462146790000322 | 2.6955e+14 | 7462146790000322 | 1.5338 | 2.293 | 1.0534 | 1.3635
414005-Interior Hardwired Fixtures (30 watt) >=1,100 Lumens | 56.4211 | 78.6722 | 42.096 | 420959.7417 | 6735355.8668 | -7353.474 | -117655.5835 | 3.6112e+14 | 11066824961225804 | 1.0847e+14 | 11066824961225804 | 6.7348e+14 | 11066824961225804 | 4.2083e+14 | 11066824961225804 | 1.2845 | 2.4341 | 0.92949 | 1.412
414008-Exterior Hardwired Fixtures (18 watt) >= 1,100 Lumens | 1.8683 | 1.8683 | 0 | 13726.2494 | 219619.9896 | 0 | 0 | 0.076009 | 0 | 0.046913 | 0 | 0.091155 | 0 | 0.062059 | 0 | 2.8205 | 4.4263 | 1.6622 | 2.1141
414009-Exterior Hardwired Fixtures (20 watt) | 2.0768 | 2.0768 | 0 | 15258.0192 | 244128.3073 | 0 | 0 | 0.078902 | 0 | 0.049806 | 0 | 0.093826 | 0 | 0.06473 | 0 | 3.0305 | 4.9202 | 1.7329 | 2.2206
414010-Exterior Hardwired Fixtures (65 watt) | 503.9449 | 503.9339 | 0 | 3702409.337 | 59238549.392 | 0 | 0 | 0.095062 | 0 | 0.065965 | 0 | 0.10978 | 0 | 0.080687 | 0 | 5.187 | 14.755 | 2.2734 | 3.1761
414013-Interior Hardwired Fixtures (26 watt) < 1,600 Lumens | 1.9875 | 1.9874 | 1.4602 | 14601.5464 | 233624.7426 | -255.0297 | -4080.4757 | 3.3068e+14 | 6140968298138091 | 8.8114e+13 | 6140968298138091 | 7.7324e+14 | 6140968298138091 | 5.3068e+14 | 6140968298138091 | 1.2132 | 3.7884 | 0.88385 | 1.7511
414014-Interior Hardwired Fixtures (26 watt) >=1,600 Lumens | 21.2293 | 21.2289 | 15.5969 | 155968.9298 | 2495502.8771 | -2724.144 | -43586.3037 | 1.5813e+14 | 8199545389620736 | -3.8143e+12 | 8199545389620736 | 3.7703e+14 | 8199545389620736 | 2.1509e+14 | 8199545389620736 | 1.0603 | 1.8942 | 0.79987 | 1.1975
414018-Reflectors (15 watt) <800 Lumens | 270.7237 | 377.4906 | 201.9879 | 2019879.1648 | 10705359.5735 | -35308.7404 | -187136.3243 | -2.8281e+14 | -6762746585360226 | -1.2559e+14 | -6762746585360226 | -5.3537e+14 | -6762746585360226 | -3.7815e+14 | -6762746585360226 | 1.5011 | 5.2568 | 1.039 | 2.0555
414020-Globes (15 watt) 800-1099 Lumens | 10.3061 | 14.3705 | 7.6894 | 76894.0014 | 407538.2072 | -1347.5114 | -7141.8103 | -2.279e+14 | -8258930910753915 | -3.6376e+13 | -8258930910753915 | -5.6981e+14 | -8258930910753915 | -3.7828e+14 | -8258930910753915 | 1.1806 | 3.1464 | 0.87456 | 1.628
414021-Reflectors (18 watt) 800-1,099 Lumens | 304.5913 | 424.7146 | 227.2566 | 2272565.9773 | 12044599.6798 | -39733.2503 | -210586.2267 | -1.6053e+14 | -7610180183271017 | -7.209e+13 | -7610180183271017 | -2.9494e+14 | -7610180183271017 | -2.065e+14 | -7610180183271017 | 1.512 | 4.7371 | 1.0442 | 1.9709
414022-A-Lamp (13 watt) < 800 Lumens | 74.9886 | 104.5622 | 55.9492 | 559492.3417 | 2965309.4108 | -9783.3018 | -51851.4998 | -2.5919e+14 | -5771346310748388 | -1.2506e+14 | -5771346310748388 | -4.4728e+14 | -5771346310748388 | -3.1315e+14 | -5771346310748388 | 1.5958 | 4.7363 | 1.0835 | 1.9707
414026-A-Lamp (15 watt) <1,100 Lumens | 353.6617 | 493.1373 | 263.8683 | 2638682.5568 | 13985017.5512 | -46240.9904 | -245077.2493 | -568432232015399 | -4.4283e+15 | -3.6305e+14 | -4.4283e+15 | -6.1104e+14 | -4.4283e+15 | -4.0566e+14 | -4.4283e+15 | 2.6363 | 3.1464 | 1.4798 | 1.628
414027-A-Lamp (18 watt) <1,100 Lumens | 18.3723 | 25.6179 | 13.7076 | 137076.2172 | 726503.9511 | -2393.3065 | -12684.5246 | -3.35e+14 | -3.6672e+15 | -1.6429e+14 | -3.6672e+15 | -5.3888e+14 | -3.6672e+15 | -3.6817e+14 | -3.6672e+15 | 1.6193 | 3.7907 | 1.0944 | 1.7857
414030-Reflectors (20 watt) 800-1,099 Lumens | 117.4098 | 163.7134 | 87.5999 | 875998.7714 | 4642793.4884 | -15329.9785 | -81248.886 | -2.7761e+14 | -5872358050559310 | -1.4124e+14 | -5872358050559310 | -4.6437e+14 | -5872358050559310 | -3.28e+14 | -5872358050559310 | 1.6775 | 5.2556 | 1.1205 | 2.055
414031-Reflectors (23 watt) 1,100-1,599 Lumens | 59.5403 | 83.0215 | 44.4232 | 444232.0923 | 2354430.0893 | -7762.8436 | -41143.0713 | -2.1696e+14 | -5947325765738312 | -7.8649e+13 | -5947325765738312 | -4.5371e+14 | -5947325765738312 | -3.154e+14 | -5947325765738312 | 1.3618 | 4.4013 | 0.97032 | 1.9103
414033-Reflectors Dimmable (23 watt) =1,100 - 1,599 Lumens | 295.7841 | 412.4342 | 220.6856 | 2206855.721 | 11696335.3211 | -38564.2464 | -204390.5061 | -4.1733e+14 | -7386279614211123 | -2.4556e+14 | -7386279614211123 | -5.6348e+14 | -7386279614211123 | -3.9171e+14 | -7386279614211123 | 2.0865 | 4.4013 | 1.2894 | 1.9103
414038-Exterior Hardwired Fixtures (15 watt) <1,100 Lumens | 26.9084 | 26.9078 | 0 | 197691.8281 | 3163069.25 | 0 | 0 | 0.077448 | 0 | 0.04835 | 0 | 0.1018 | 0 | 0.072706 | 0 | 2.9209 | 7.3775 | 1.6965 | 2.6135
414042-Globes (<= 12 watt) <800 Lumens | 130.9057 | 182.5317 | 97.6692 | 976692.0811 | 5176468.0301 | -17140.6226 | -90845.2999 | -2.4129e+13 | -6565948451705511 | 5.1894e+13 | -6565948451705511 | -2.2428e+14 | -6565948451705511 | -148262128536534 | -6565948451705511 | 0.90419 | 3.0742 | 0.71302 | 1.6082
414045-A-Lamp (14 watt) >=800 Lumens | 805.6018 | 1123.3116 | 601.0623 | 6010623.3558 | 31856303.7856 | -104952.3353 | -556247.377 | -2.6107e+14 | 0 | -1.4411e+14 | 0 | -3.3395e+14 | 0 | -2.1699e+14 | 0 | 1.8598 | 2.832 | 1.1992 | 1.5401
414051-Reflectors (15 watt) 800-1,099 Lumens | 130.949 | 182.592 | 97.7015 | 977014.771 | 5178178.2863 | -17078.8241 | -90517.7677 | -2.6857e+14 | -6542275540867221 | -1.1648e+14 | -6542275540867221 | -4.8536e+14 | -6542275540867221 | -3.3327e+14 | -6542275540867221 | 1.4794 | 3.9426 | 1.0286 | 1.8184
414052-Reflectors Dimmable (15 watt) 800-1,099 Lumens | 27.7215 | 38.6542 | 20.6831 | 206831.1949 | 1096205.333 | -3615.5376 | -19162.349 | 0 | -5539925498352241 | 0 | -5539925498352241 | 0 | -5539925498352241 | 0 | -5539925498352241 | 1.2508 | 3.7849 | 0.91258 | 1.7842
414054-A-Lamp (<=12 watt) <800 Lumens | 32.5539 | 45.3924 | 24.2886 | 242886.0448 | 1287296.0375 | -4262.5697 | -22591.6192 | -3.5661e+14 | -6531340298605868 | -2.0537e+14 | -6531340298605868 | -4.462e+14 | -6531340298605868 | -2.9496e+14 | -6531340298605868 | 1.9963 | 3.0742 | 1.254 | 1.6082
414064-Commercial Exterior Hardwired Fixtures (65 watt) | 4.9712 | 8.7489 | 57.0241 | 239999.4487 | 3599991.7308 | -632.1414 | -9482.1211 | 0.031388 | 1.2209 | 0.0086401 | 1.2209 | 0.071924 | 1.2209 | 0.049176 | 1.2209 | 1.4643 | 4.4108 | 1.065 | 2.0715
414065-Commercial-Reflectors (15 watt) <800 Lumens | 17.6824 | 11.4021 | 8.9293 | 89292.7666 | 230375.3378 | -1564.7907 | -4037.16 | 1.966e+14 | -4620200742874186 | 3.0871e+14 | -4620200742874186 | -2.9213e+14 | -4620200742874186 | -1.8002e+14 | -4620200742874186 | 0.5867 | 2.3609 | 0.50043 | 1.3939
414067-Commercial-Globes (15 watt) 800-1099 Lumens | 5.4395 | 3.5076 | 5.8035 | 27468.5774 | 70868.9297 | -68.5682 | -176.9059 | -4.4888e+14 | -3.2393e+15 | -3.1093e+14 | -3.2393e+15 | -5.1726e+14 | -3.2393e+15 | -3.7931e+14 | -3.2393e+15 | 4.9857 | 13.2869 | 2.2056 | 3.0481
414068-Commercial-Reflectors (18 watt) 800-1,099 Lumens | 19.9336 | 12.8537 | 10.066 | 100660.3971 | 259703.8245 | -1757.4981 | -4534.345 | 1.2067e+14 | -5189177833804345 | 2.4705e+14 | -5189177833804345 | -3.0973e+14 | -5189177833804345 | -183346762187894 | -5189177833804345 | 0.68087 | 2.1332 | 0.56743 | 1.3116
414069-Commercial-A-Lamp (15 watt) <1,100 Lumens | 186.7799 | 120.4406 | 199.2777 | 943200.5853 | 2433457.5101 | -2354.4556 | -6074.4954 | -5.4652e+14 | -6951759552171029 | -3.9849e+14 | -6951759552171029 | -5.5505e+14 | -6951759552171029 | -4.0702e+14 | -6951759552171029 | 11.1326 | 13.2867 | 2.9185 | 3.0481
414070-Commercial-A-Lamp (18 watt) <1,100 Lumens | 9.6422 | 6.2176 | 10.3507 | 48691.3829 | 125623.7678 | -121.8816 | -314.4545 | -9.1704e+14 | -5757868977688888 | -6.725e+14 | -5757868977688888 | -9.2882e+14 | -5757868977688888 | -6.8428e+14 | -5757868977688888 | 13.3081 | 15.8832 | 3.0491 | 3.1667
414072-Commercial-Reflectors (20 watt) 800-1,099 Lumens | 7.6791 | 4.9517 | 3.8778 | 38777.9113 | 100047.0112 | -678.2609 | -1749.9132 | 9.0307e+13 | -2.6702e+15 | 2.8506e+14 | -2.6702e+15 | -5.078e+14 | -2.6702e+15 | -3.1305e+14 | -2.6702e+15 | 0.75473 | 2.3646 | 0.61778 | 1.3954
414073-Commercial-Reflectors (23 watt) 1,100-1,599 Lumens | 3.8991 | 2.5142 | 1.9689 | 19689.4425 | 50798.7617 | -343.4783 | -886.174 | 297367648354069 | -4056639594164118 | 4.9514e+14 | -4056639594164118 | -4.6076e+14 | -4056639594164118 | -2.6299e+14 | -4056639594164118 | 0.61365 | 1.9833 | 0.51997 | 1.2535
414076-Commercial-A-Lamp (14 watt) >=800 Lumens | 423.4038 | 273.022 | 453.4848 | 2138103.033 | 5516305.8252 | -5345.2576 | -13790.7646 | -5.8946e+14 | -7891195704566231 | -4.2168e+14 | -7891195704566231 | -6.2325e+14 | -7891195704566231 | -4.5547e+14 | -7891195704566231 | 7.4069 | 11.8917 | 2.5785 | 2.9681
414077-Com-Reflectors (15 watt) 800-1,099 Lumens | 8.5538 | 5.5157 | 4.3195 | 43195.0222 | 111443.1572 | -756.9613 | -1952.9602 | 1.1661e+14 | -8939992599541408 | 2.2508e+14 | -8939992599541408 | -2.3051e+14 | -8939992599541408 | -1.2205e+14 | -8939992599541408 | 0.66441 | 1.7707 | 0.55589 | 1.1647
414079-Commercial-A-Lamp (<=12 watt) <800 Lumens | 17.1803 | 11.0783 | 18.349 | 86756.8143 | 223832.5809 | -216.4467 | -558.4324 | -7.7943e+14 | -5112637309671241 | -5.6158e+14 | -5112637309671241 | -8.153e+14 | -5112637309671241 | -5.9744e+14 | -5112637309671241 | 8.4246 | 12.9739 | 2.6917 | 3.0314
414080-Globes (14 watt) 800-1099 Lumens | 7.0813 | 9.8741 | 5.2834 | 52834.1426 | 280020.9555 | -922.5444 | -4889.4851 | -1.3126e+14 | -2.8271e+15 | 332756074358.8594 | -2.8271e+15 | -3.8201e+14 | -2.8271e+15 | -2.5041e+14 | -2.8271e+15 | 1.1069 | 2.95 | 0.8336 | 1.5743
414081-Reflectors (16 watt) 800-1,099 Lumens | 0.22101 | 0.30818 | 0.1655 | 1648.9921 | 8739.6582 | -28.8424 | -152.8646 | -2.0125e+14 | -5656482967984739 | -6.9819e+13 | -5656482967984739 | -4.2637e+14 | -5656482967984739 | -2.9495e+14 | -5656482967984739 | 1.3413 | 4.2023 | 0.95983 | 1.8717
414082-23 Watt Fixture CFL - Outdoor | 2.6089 | 2.6089 | 0 | 19167.3169 | 287509.7541 | 0 | 0 | 0.070585 | 0 | 0.041835 | 0 | 0.089512 | 0 | 0.060762 | 0 | 2.542 | 4.334 | 1.5614 | 2.0929
414085-38-42W Bare Spiral CFL >1600 lumens | 253.8836 | 354.0091 | 189.4234 | 1894234.4767 | 10039442.7263 | -33149.1033 | -175690.2477 | -2.5174e+14 | -6349106824139523 | -1.043e+14 | -6349106824139523 | -4.7955e+14 | -6349106824139523 | -3.3211e+14 | -6349106824139523 | 1.4422 | 4.2457 | 1.0104 | 1.8801
414087-23 Watt Fixture CFL - Interior | 0.4998 | 0.69691 | 0.3729 | 3729.0469 | 55935.7038 | -65.2032 | -978.0474 | -5.2805e+13 | -7749166970018512 | 1.2455e+14 | -7749166970018512 | -3.2781e+14 | -7749166970018512 | -1.5045e+14 | -7749166970018512 | 0.89733 | 1.53 | 0.7084 | 1.0518
414096-Reflectors Dimmable (23 watt) =800 -1,099 Lumens | 57.4844 | 80.1549 | 42.8893 | 428893.2741 | 2273134.3525 | -7494.8017 | -39722.4488 | -3.5235e+14 | -5741967734969341 | -2.1882e+14 | -5741967734969341 | -4.6597e+14 | -5741967734969341 | -3.3244e+14 | -5741967734969341 | 2.3963 | 6.0519 | 1.4014 | 2.1668
447144-Lighting - Exterior Linear Fl. Lighting | 111.8518 | 196.8516 | 451.8966 | 5400000 | 81000000 | 0 | 0 | 0.048912 | 0 | 0.026153 | 0 | 0.080003 | 0 | 0.057244 | 0 | 2.1323 | 7.6079 | 1.3965 | 2.6419
461791-Lighting - Interior Linear Fixtures - Dual Baseline | 649.0746 | 418.5404 | 552.9314 | 3277694.4697 | 49165417.0459 | 35.2565 | 528.8474 | 0.10646 | 0.92059 | 0.0723 | 0.62518 | 0.097155 | 0.84011 | 0.062992 | 0.5447 | 4.3476 | 3.3633 | 2.096 | 1.8369
447257-Lighting - Exterior Linear Fl. Lighting | 447.4071 | 787.4064 | 1807.5865 | 21600000 | 324000000 | 0 | 0 | 0.050493 | 0 | 0.027343 | 0 | 0.081584 | 0 | 0.058435 | 0 | 2.1689 | 7.7385 | 1.4121 | 2.6574
461792-Lighting - Interior Linear Fixtures - Dual Baseline | 3540.4068 | 2282.9477 | 3015.9895 | 17878333.4712 | 268175002.0683 | 192.3082 | 2884.6223 | 0.10599 | 0.91635 | 0.071943 | 0.622 | 0.096681 | 0.83589 | 0.062635 | 0.54154 | 4.3327 | 3.3518 | 2.0926 | 1.8334
0 | 0 | 0 | 0 | 0 | 0 | 0 | 0 | 0 | 0 | 0 | 0 | 0 | 0 | 0 | 0 | 0 | 0 | 0 | 0
0 | 0 | 0 | 0 | 0 | 0 | 0 | 0 | 0 | 0 | 0 | 0 | 0 | 0 | 0 | 0 | 0 | 0 | 0 | 0
0 | 0 | 0 | 0 | 0 | 0 | 0 | 0 | 0 | 0 | 0 | 0 | 0 | 0 | 0 | 0 | 0 | 0 | 0 | 0
0 | 0 | 0 | 0 | 0 | 0 | 0 | 0 | 0 | 0 | 0 | 0 | 0 | 0 | 0 | 0 | 0 | 0 | 0 | 0
0 | 0 | 0 | 0 | 0 | 0 | 0 | 0 | 0 | 0 | 0 | 0 | 0 | 0 | 0 | 0 | 0 | 0 | 0 | 0
0 | 0 | 0 | 0 | 0 | 0 | 0 | 0 | 0 | 0 | 0 | 0 | 0 | 0 | 0 | 0 | 0 | 0 | 0 | 0
0 | 0 | 0 | 0 | 0 | 0 | 0 | 0 | 0 | 0 | 0 | 0 | 0 | 0 | 0 | 0 | 0 | 0 | 0 | 0
0 | 0 | 0 | 0 | 0 | 0 | 0 | 0 | 0 | 0 | 0 | 0 | 0 | 0 | 0 | 0 | 0 | 0 | 0 | 0
0 | 0 | 0 | 0 | 0 | 0 | 0 | 0 | 0 | 0 | 0 | 0 | 0 | 0 | 0 | 0 | 0 | 0 | 0 | 0
0 | 0 | 0 | 0 | 0 | 0 | 0 | 0 | 0 | 0 | 0 | 0 | 0 | 0 | 0 | 0 | 0 | 0 | 0 | 0
0 | 0 | 0 | 0 | 0 | 0 | 0 | 0 | 0 | 0 | 0 | 0 | 0 | 0 | 0 | 0 | 0 | 0 | 0 | 0
0 | 0 | 0 | 0 | 0 | 0 | 0 | 0 | 0 | 0 | 0 | 0 | 0 | 0 | 0 | 0 | 0 | 0 | 0 | 0
0 | 0 | 0 | 0 | 0 | 0 | 0 | 0 | 0 | 0 | 0 | 0 | 0 | 0 | 0 | 0 | 0 | 0 | 0 | 0
0 | 0 | 0 | 0 | 0 | 0 | 0 | 0 | 0 | 0 | 0 | 0 | 0 | 0 | 0 | 0 | 0 | 0 | 0 | 0
0 | 0 | 0 | 0 | 0 | 0 | 0 | 0 | 0 | 0 | 0 | 0 | 0 | 0 | 0 | 0 | 0 | 0 | 0 | 0
0 | 0 | 0 | 0 | 0 | 0 | 0 | 0 | 0 | 0 | 0 | 0 | 0 | 0 | 0 | 0 | 0 | 0 | 0 | 0
0 | 0 | 0 | 0 | 0 | 0 | 0 | 0 | 0 | 0 | 0 | 0 | 0 | 0 | 0 | 0 | 0 | 0 | 0 | 0
0 | 0 | 0 | 0 | 0 | 0 | 0 | 0 | 0 | 0 | 0 | 0 | 0 | 0 | 0 | 0 | 0 | 0 | 0 | 0
0 | 0 | 0 | 0 | 0 | 0 | 0 | 0 | 0 | 0 | 0 | 0 | 0 | 0 | 0 | 0 | 0 | 0 | 0 | 0
0 | 0 | 0 | 0 | 0 | 0 | 0 | 0 | 0 | 0 | 0 | 0 | 0 | 0 | 0 | 0 | 0 | 0 | 0 | 0
0 | 0 | 0 | 0 | 0 | 0 | 0 | 0 | 0 | 0 | 0 | 0 | 0 | 0 | 0 | 0 | 0 | 0 | 0 | 0
0 | 0 | 0 | 0 | 0 | 0 | 0 | 0 | 0 | 0 | 0 | 0 | 0 | 0 | 0 | 0 | 0 | 0 | 0 | 0
0 | 0 | 0 | 0 | 0 | 0 | 0 | 0 | 0 | 0 | 0 | 0 | 0 | 0 | 0 | 0 | 0 | 0 | 0 | 0
0 | 0 | 0 | 0 | 0 | 0 | 0 | 0 | 0 | 0 | 0 | 0 | 0 | 0 | 0 | 0 | 0 | 0 | 0 | 0
0 | 0 | 0 | 0 | 0 | 0 | 0 | 0 | 0 | 0 | 0 | 0 | 0 | 0 | 0 | 0 | 0 | 0 | 0 | 0
0 | 0 | 0 | 0 | 0 | 0 | 0 | 0 | 0 | 0 | 0 | 0 | 0 | 0 | 0 | 0 | 0 | 0 | 0 | 0
0 | 0 | 0 | 0 | 0 | 0 | 0 | 0 | 0 | 0 | 0 | 0 | 0 | 0 | 0 | 0 | 0 | 0 | 0 | 0
0 | 0 | 0 | 0 | 0 | 0 | 0 | 0 | 0 | 0 | 0 | 0 | 0 | 0 | 0 | 0 | 0 | 0 | 0 | 0
0 | 0 | 0 | 0 | 0 | 0 | 0 | 0 | 0 | 0 | 0 | 0 | 0 | 0 | 0 | 0 | 0 | 0 | 0 | 0
0 | 0 | 0 | 0 | 0 | 0 | 0 | 0 | 0 | 0 | 0 | 0 | 0 | 0 | 0 | 0 | 0 | 0 | 0 | 0
0 | 0 | 0 | 0 | 0 | 0 | 0 | 0 | 0 | 0 | 0 | 0 | 0 | 0 | 0 | 0 | 0 | 0 | 0 | 0
0 | 0 | 0 | 0 | 0 | 0 | 0 | 0 | 0 | 0 | 0 | 0 | 0 | 0 | 0 | 0 | 0 | 0 | 0 | 0
0 | 0 | 0 | 0 | 0 | 0 | 0 | 0 | 0 | 0 | 0 | 0 | 0 | 0 | 0 | 0 | 0 | 0 | 0 | 0
0 | 0 | 0 | 0 | 0 | 0 | 0 | 0 | 0 | 0 | 0 | 0 | 0 | 0 | 0 | 0 | 0 | 0 | 0 | 0
0 | 0 | 0 | 0 | 0 | 0 | 0 | 0 | 0 | 0 | 0 | 0 | 0 | 0 | 0 | 0 | 0 | 0 | 0 | 0
0 | 0 | 0 | 0 | 0 | 0 | 0 | 0 | 0 | 0 | 0 | 0 | 0 | 0 | 0 | 0 | 0 | 0 | 0 | 0
0 | 0 | 0 | 0 | 0 | 0 | 0 | 0 | 0 | 0 | 0 | 0 | 0 | 0 | 0 | 0 | 0 | 0 | 0 | 0
0 | 0 | 0 | 0 | 0 | 0 | 0 | 0 | 0 | 0 | 0 | 0 | 0 | 0 | 0 | 0 | 0 | 0 | 0 | 0
0 | 0 | 0 | 0 | 0 | 0 | 0 | 0 | 0 | 0 | 0 | 0 | 0 | 0 | 0 | 0 | 0 | 0 | 0 | 0
0 | 0 | 0 | 0 | 0 | 0 | 0 | 0 | 0 | 0 | 0 | 0 | 0 | 0 | 0 | 0 | 0 | 0 | 0 | 0
0 | 0 | 0 | 0 | 0 | 0 | 0 | 0 | 0 | 0 | 0 | 0 | 0 | 0 | 0 | 0 | 0 | 0 | 0 | 0
0 | 0 | 0 | 0 | 0 | 0 | 0 | 0 | 0 | 0 | 0 | 0 | 0 | 0 | 0 | 0 | 0 | 0 | 0 | 0
0 | 0 | 0 | 0 | 0 | 0 | 0 | 0 | 0 | 0 | 0 | 0 | 0 | 0 | 0 | 0 | 0 | 0 | 0 | 0
0 | 0 | 0 | 0 | 0 | 0 | 0 | 0 | 0 | 0 | 0 | 0 | 0 | 0 | 0 | 0 | 0 | 0 | 0 | 0
0 | 0 | 0 | 0 | 0 | 0 | 0 | 0 | 0 | 0 | 0 | 0 | 0 | 0 | 0 | 0 | 0 | 0 | 0 | 0
0 | 0 | 0 | 0 | 0 | 0 | 0 | 0 | 0 | 0 | 0 | 0 | 0 | 0 | 0 | 0 | 0 | 0 | 0 | 0
0 | 0 | 0 | 0 | 0 | 0 | 0 | 0 | 0 | 0 | 0 | 0 | 0 | 0 | 0 | 0 | 0 | 0 | 0 | 0
0 | 0 | 0 | 0 | 0 | 0 | 0 | 0 | 0 | 0 | 0 | 0 | 0 | 0 | 0 | 0 | 0 | 0 | 0 | 0
0 | 0 | 0 | 0 | 0 | 0 | 0 | 0 | 0 | 0 | 0 | 0 | 0 | 0 | 0 | 0 | 0 | 0 | 0 | 0
0 | 0 | 0 | 0 | 0 | 0 | 0 | 0 | 0 | 0 | 0 | 0 | 0 | 0 | 0 | 0 | 0 | 0 | 0 | 0
0 | 0 | 0 | 0 | 0 | 0 | 0 | 0 | 0 | 0 | 0 | 0 | 0 | 0 | 0 | 0 | 0 | 0 | 0 | 0
0 | 0 | 0 | 0 | 0 | 0 | 0 | 0 | 0 | 0 | 0 | 0 | 0 | 0 | 0 | 0 | 0 | 0 | 0 | 0
0 | 0 | 0 | 0 | 0 | 0 | 0 | 0 | 0 | 0 | 0 | 0 | 0 | 0 | 0 | 0 | 0 | 0 | 0 | 0
0 | 0 | 0 | 0 | 0 | 0 | 0 | 0 | 0 | 0 | 0 | 0 | 0 | 0 | 0 | 0 | 0 | 0 | 0 | 0
0 | 0 | 0 | 0 | 0 | 0 | 0 | 0 | 0 | 0 | 0 | 0 | 0 | 0 | 0 | 0 | 0 | 0 | 0 | 0
0 | 0 | 0 | 0 | 0 | 0 | 0 | 0 | 0 | 0 | 0 | 0 | 0 | 0 | 0 | 0 | 0 | 0 | 0 | 0
0 | 0 | 0 | 0 | 0 | 0 | 0 | 0 | 0 | 0 | 0 | 0 | 0 | 0 | 0 | 0 | 0 | 0 | 0 | 0
0 | 0 | 0 | 0 | 0 | 0 | 0 | 0 | 0 | 0 | 0 | 0 | 0 | 0 | 0 | 0 | 0 | 0 | 0 | 0
0 | 0 | 0 | 0 | 0 | 0 | 0 | 0 | 0 | 0 | 0 | 0 | 0 | 0 | 0 | 0 | 0 | 0 | 0 | 0
0 | 0 | 0 | 0 | 0 | 0 | 0 | 0 | 0 | 0 | 0 | 0 | 0 | 0 | 0 | 0 | 0 | 0 | 0 | 0
0 | 0 | 0 | 0 | 0 | 0 | 0 | 0 | 0 | 0 | 0 | 0 | 0 | 0 | 0 | 0 | 0 | 0 | 0 | 0
0 | 0 | 0 | 0 | 0 | 0 | 0 | 0 | 0 | 0 | 0 | 0 | 0 | 0 | 0 | 0 | 0 | 0 | 0 | 0
0 | 0 | 0 | 0 | 0 | 0 | 0 | 0 | 0 | 0 | 0 | 0 | 0 | 0 | 0 | 0 | 0 | 0 | 0 | 0
0 | 0 | 0 | 0 | 0 | 0 | 0 | 0 | 0 | 0 | 0 | 0 | 0 | 0 | 0 | 0 | 0 | 0 | 0 | 0
0 | 0 | 0 | 0 | 0 | 0 | 0 | 0 | 0 | 0 | 0 | 0 | 0 | 0 | 0 | 0 | 0 | 0 | 0 | 0
0 | 0 | 0 | 0 | 0 | 0 | 0 | 0 | 0 | 0 | 0 | 0 | 0 | 0 | 0 | 0 | 0 | 0 | 0 | 0
0 | 0 | 0 | 0 | 0 | 0 | 0 | 0 | 0 | 0 | 0 | 0 | 0 | 0 | 0 | 0 | 0 | 0 | 0 | 0
0 | 0 | 0 | 0 | 0 | 0 | 0 | 0 | 0 | 0 | 0 | 0 | 0 | 0 | 0 | 0 | 0 | 0 | 0 | 0
0 | 0 | 0 | 0 | 0 | 0 | 0 | 0 | 0 | 0 | 0 | 0 | 0 | 0 | 0 | 0 | 0 | 0 | 0 | 0
0 | 0 | 0 | 0 | 0 | 0 | 0 | 0 | 0 | 0 | 0 | 0 | 0 | 0 | 0 | 0 | 0 | 0 | 0 | 0
0 | 0 | 0 | 0 | 0 | 0 | 0 | 0 | 0 | 0 | 0 | 0 | 0 | 0 | 0 | 0 | 0 | 0 | 0 | 0
0 | 0 | 0 | 0 | 0 | 0 | 0 | 0 | 0 | 0 | 0 | 0 | 0 | 0 | 0 | 0 | 0 | 0 | 0 | 0
0 | 0 | 0 | 0 | 0 | 0 | 0 | 0 | 0 | 0 | 0 | 0 | 0 | 0 | 0 | 0 | 0 | 0 | 0 | 0
0 | 0 | 0 | 0 | 0 | 0 | 0 | 0 | 0 | 0 | 0 | 0 | 0 | 0 | 0 | 0 | 0 | 0 | 0 | 0
0 | 0 | 0 | 0 | 0 | 0 | 0 | 0 | 0 | 0 | 0 | 0 | 0 | 0 | 0 | 0 | 0 | 0 | 0 | 0
0 | 0 | 0 | 0 | 0 | 0 | 0 | 0 | 0 | 0 | 0 | 0 | 0 | 0 | 0 | 0 | 0 | 0 | 0 | 0
0 | 0 | 0 | 0 | 0 | 0 | 0 | 0 | 0 | 0 | 0 | 0 | 0 | 0 | 0 | 0 | 0 | 0 | 0 | 0
0 | 0 | 0 | 0 | 0 | 0 | 0 | 0 | 0 | 0 | 0 | 0 | 0 | 0 | 0 | 0 | 0 | 0 | 0 | 0
0 | 0 | 0 | 0 | 0 | 0 | 0 | 0 | 0 | 0 | 0 | 0 | 0 | 0 | 0 | 0 | 0 | 0 | 0 | 0
0 | 0 | 0 | 0 | 0 | 0 | 0 | 0 | 0 | 0 | 0 | 0 | 0 | 0 | 0 | 0 | 0 | 0 | 0 | 0
0 | 0 | 0 | 0 | 0 | 0 | 0 | 0 | 0 | 0 | 0 | 0 | 0 | 0 | 0 | 0 | 0 | 0 | 0 | 0
0 | 0 | 0 | 0 | 0 | 0 | 0 | 0 | 0 | 0 | 0 | 0 | 0 | 0 | 0 | 0 | 0 | 0 | 0 | 0
0 | 0 | 0 | 0 | 0 | 0 | 0 | 0 | 0 | 0 | 0 | 0 | 0 | 0 | 0 | 0 | 0 | 0 | 0 | 0
0 | 0 | 0 | 0 | 0 | 0 | 0 | 0 | 0 | 0 | 0 | 0 | 0 | 0 | 0 | 0 | 0 | 0 | 0 | 0
0 | 0 | 0 | 0 | 0 | 0 | 0 | 0 | 0 | 0 | 0 | 0 | 0 | 0 | 0 | 0 | 0 | 0 | 0 | 0
0 | 0 | 0 | 0 | 0 | 0 | 0 | 0 | 0 | 0 | 0 | 0 | 0 | 0 | 0 | 0 | 0 | 0 | 0 | 0
0 | 0 | 0 | 0 | 0 | 0 | 0 | 0 | 0 | 0 | 0 | 0 | 0 | 0 | 0 | 0 | 0 | 0 | 0 | 0
0 | 0 | 0 | 0 | 0 | 0 | 0 | 0 | 0 | 0 | 0 | 0 | 0 | 0 | 0 | 0 | 0 | 0 | 0 | 0
0 | 0 | 0 | 0 | 0 | 0 | 0 | 0 | 0 | 0 | 0 | 0 | 0 | 0 | 0 | 0 | 0 | 0 | 0 | 0
0 | 0 | 0 | 0 | 0 | 0 | 0 | 0 | 0 | 0 | 0 | 0 | 0 | 0 | 0 | 0 | 0 | 0 | 0 | 0
0 | 0 | 0 | 0 | 0 | 0 | 0 | 0 | 0 | 0 | 0 | 0 | 0 | 0 | 0 | 0 | 0 | 0 | 0 | 0
0 | 0 | 0 | 0 | 0 | 0 | 0 | 0 | 0 | 0 | 0 | 0 | 0 | 0 | 0 | 0 | 0 | 0 | 0 | 0
0 | 0 | 0 | 0 | 0 | 0 | 0 | 0 | 0 | 0 | 0 | 0 | 0 | 0 | 0 | 0 | 0 | 0 | 0 | 0
0 | 0 | 0 | 0 | 0 | 0 | 0 | 0 | 0 | 0 | 0 | 0 | 0 | 0 | 0 | 0 | 0 | 0 | 0 | 0
0 | 0 | 0 | 0 | 0 | 0 | 0 | 0 | 0 | 0 | 0 | 0 | 0 | 0 | 0 | 0 | 0 | 0 | 0 | 0
0 | 0 | 0 | 0 | 0 | 0 | 0 | 0 | 0 | 0 | 0 | 0 | 0 | 0 | 0 | 0 | 0 | 0 | 0 | 0
0 | 0 | 0 | 0 | 0 | 0 | 0 | 0 | 0 | 0 | 0 | 0 | 0 | 0 | 0 | 0 | 0 | 0 | 0 | 0
0 | 0 | 0 | 0 | 0 | 0 | 0 | 0 | 0 | 0 | 0 | 0 | 0 | 0 | 0 | 0 | 0 | 0 | 0 | 0
0 | 0 | 0 | 0 | 0 | 0 | 0 | 0 | 0 | 0 | 0 | 0 | 0 | 0 | 0 | 0 | 0 | 0 | 0 | 0
0 | 0 | 0 | 0 | 0 | 0 | 0 | 0 | 0 | 0 | 0 | 0 | 0 | 0 | 0 | 0 | 0 | 0 | 0 | 0
0 | 0 | 0 | 0 | 0 | 0 | 0 | 0 | 0 | 0 | 0 | 0 | 0 | 0 | 0 | 0 | 0 | 0 | 0 | 0
0 | 0 | 0 | 0 | 0 | 0 | 0 | 0 | 0 | 0 | 0 | 0 | 0 | 0 | 0 | 0 | 0 | 0 | 0 | 0
0 | 0 | 0 | 0 | 0 | 0 | 0 | 0 | 0 | 0 | 0 | 0 | 0 | 0 | 0 | 0 | 0 | 0 | 0 | 0
0 | 0 | 0 | 0 | 0 | 0 | 0 | 0 | 0 | 0 | 0 | 0 | 0 | 0 | 0 | 0 | 0 | 0 | 0 | 0
0 | 0 | 0 | 0 | 0 | 0 | 0 | 0 | 0 | 0 | 0 | 0 | 0 | 0 | 0 | 0 | 0 | 0 | 0 | 0
0 | 0 | 0 | 0 | 0 | 0 | 0 | 0 | 0 | 0 | 0 | 0 | 0 | 0 | 0 | 0 | 0 | 0 | 0 | 0
0 | 0 | 0 | 0 | 0 | 0 | 0 | 0 | 0 | 0 | 0 | 0 | 0 | 0 | 0 | 0 | 0 | 0 | 0 | 0
0 | 0 | 0 | 0 | 0 | 0 | 0 | 0 | 0 | 0 | 0 | 0 | 0 | 0 | 0 | 0 | 0 | 0 | 0 | 0
0 | 0 | 0 | 0 | 0 | 0 | 0 | 0 | 0 | 0 | 0 | 0 | 0 | 0 | 0 | 0 | 0 | 0 | 0 | 0
0 | 0 | 0 | 0 | 0 | 0 | 0 | 0 | 0 | 0 | 0 | 0 | 0 | 0 | 0 | 0 | 0 | 0 | 0 | 0
0 | 0 | 0 | 0 | 0 | 0 | 0 | 0 | 0 | 0 | 0 | 0 | 0 | 0 | 0 | 0 | 0 | 0 | 0 | 0
0 | 0 | 0 | 0 | 0 | 0 | 0 | 0 | 0 | 0 | 0 | 0 | 0 | 0 | 0 | 0 | 0 | 0 | 0 | 0
0 | 0 | 0 | 0 | 0 | 0 | 0 | 0 | 0 | 0 | 0 | 0 | 0 | 0 | 0 | 0 | 0 | 0 | 0 | 0
0 | 0 | 0 | 0 | 0 | 0 | 0 | 0 | 0 | 0 | 0 | 0 | 0 | 0 | 0 | 0 | 0 | 0 | 0 | 0
0 | 0 | 0 | 0 | 0 | 0 | 0 | 0 | 0 | 0 | 0 | 0 | 0 | 0 | 0 | 0 | 0 | 0 | 0 | 0
0 | 0 | 0 | 0 | 0 | 0 | 0 | 0 | 0 | 0 | 0 | 0 | 0 | 0 | 0 | 0 | 0 | 0 | 0 | 0
0 | 0 | 0 | 0 | 0 | 0 | 0 | 0 | 0 | 0 | 0 | 0 | 0 | 0 | 0 | 0 | 0 | 0 | 0 | 0
0 | 0 | 0 | 0 | 0 | 0 | 0 | 0 | 0 | 0 | 0 | 0 | 0 | 0 | 0 | 0 | 0 | 0 | 0 | 0
0 | 0 | 0 | 0 | 0 | 0 | 0 | 0 | 0 | 0 | 0 | 0 | 0 | 0 | 0 | 0 | 0 | 0 | 0 | 0
0 | 0 | 0 | 0 | 0 | 0 | 0 | 0 | 0 | 0 | 0 | 0 | 0 | 0 | 0 | 0 | 0 | 0 | 0 | 0
0 | 0 | 0 | 0 | 0 | 0 | 0 | 0 | 0 | 0 | 0 | 0 | 0 | 0 | 0 | 0 | 0 | 0 | 0 | 0
0 | 0 | 0 | 0 | 0 | 0 | 0 | 0 | 0 | 0 | 0 | 0 | 0 | 0 | 0 | 0 | 0 | 0 | 0 | 0
0 | 0 | 0 | 0 | 0 | 0 | 0 | 0 | 0 | 0 | 0 | 0 | 0 | 0 | 0 | 0 | 0 | 0 | 0 | 0
0 | 0 | 0 | 0 | 0 | 0 | 0 | 0 | 0 | 0 | 0 | 0 | 0 | 0 | 0 | 0 | 0 | 0 | 0 | 0
0 | 0 | 0 | 0 | 0 | 0 | 0 | 0 | 0 | 0 | 0 | 0 | 0 | 0 | 0 | 0 | 0 | 0 | 0 | 0
0 | 0 | 0 | 0 | 0 | 0 | 0 | 0 | 0 | 0 | 0 | 0 | 0 | 0 | 0 | 0 | 0 | 0 | 0 | 0
0 | 0 | 0 | 0 | 0 | 0 | 0 | 0 | 0 | 0 | 0 | 0 | 0 | 0 | 0 | 0 | 0 | 0 | 0 | 0
0 | 0 | 0 | 0 | 0 | 0 | 0 | 0 | 0 | 0 | 0 | 0 | 0 | 0 | 0 | 0 | 0 | 0 | 0 | 0
0 | 0 | 0 | 0 | 0 | 0 | 0 | 0 | 0 | 0 | 0 | 0 | 0 | 0 | 0 | 0 | 0 | 0 | 0 | 0
0 | 0 | 0 | 0 | 0 | 0 | 0 | 0 | 0 | 0 | 0 | 0 | 0 | 0 | 0 | 0 | 0 | 0 | 0 | 0
0 | 0 | 0 | 0 | 0 | 0 | 0 | 0 | 0 | 0 | 0 | 0 | 0 | 0 | 0 | 0 | 0 | 0 | 0 | 0
0 | 0 | 0 | 0 | 0 | 0 | 0 | 0 | 0 | 0 | 0 | 0 | 0 | 0 | 0 | 0 | 0 | 0 | 0 | 0
0 | 0 | 0 | 0 | 0 | 0 | 0 | 0 | 0 | 0 | 0 | 0 | 0 | 0 | 0 | 0 | 0 | 0 | 0 | 0
0 | 0 | 0 | 0 | 0 | 0 | 0 | 0 | 0 | 0 | 0 | 0 | 0 | 0 | 0 | 0 | 0 | 0 | 0 | 0
0 | 0 | 0 | 0 | 0 | 0 | 0 | 0 | 0 | 0 | 0 | 0 | 0 | 0 | 0 | 0 | 0 | 0 | 0 | 0
0 | 0 | 0 | 0 | 0 | 0 | 0 | 0 | 0 | 0 | 0 | 0 | 0 | 0 | 0 | 0 | 0 | 0 | 0 | 0
0 | 0 | 0 | 0 | 0 | 0 | 0 | 0 | 0 | 0 | 0 | 0 | 0 | 0 | 0 | 0 | 0 | 0 | 0 | 0
0 | 0 | 0 | 0 | 0 | 0 | 0 | 0 | 0 | 0 | 0 | 0 | 0 | 0 | 0 | 0 | 0 | 0 | 0 | 0
0 | 0 | 0 | 0 | 0 | 0 | 0 | 0 | 0 | 0 | 0 | 0 | 0 | 0 | 0 | 0 | 0 | 0 | 0 | 0
0 | 0 | 0 | 0 | 0 | 0 | 0 | 0 | 0 | 0 | 0 | 0 | 0 | 0 | 0 | 0 | 0 | 0 | 0 | 0
0 | 0 | 0 | 0 | 0 | 0 | 0 | 0 | 0 | 0 | 0 | 0 | 0 | 0 | 0 | 0 | 0 | 0 | 0 | 0
0 | 0 | 0 | 0 | 0 | 0 | 0 | 0 | 0 | 0 | 0 | 0 | 0 | 0 | 0 | 0 | 0 | 0 | 0 | 0
0 | 0 | 0 | 0 | 0 | 0 | 0 | 0 | 0 | 0 | 0 | 0 | 0 | 0 | 0 | 0 | 0 | 0 | 0 | 0
0 | 0 | 0 | 0 | 0 | 0 | 0 | 0 | 0 | 0 | 0 | 0 | 0 | 0 | 0 | 0 | 0 | 0 | 0 | 0
0 | 0 | 0 | 0 | 0 | 0 | 0 | 0 | 0 | 0 | 0 | 0 | 0 | 0 | 0 | 0 | 0 | 0 | 0 | 0
0 | 0 | 0 | 0 | 0 | 0 | 0 | 0 | 0 | 0 | 0 | 0 | 0 | 0 | 0 | 0 | 0 | 0 | 0 | 0
0 | 0 | 0 | 0 | 0 | 0 | 0 | 0 | 0 | 0 | 0 | 0 | 0 | 0 | 0 | 0 | 0 | 0 | 0 | 0
0 | 0 | 0 | 0 | 0 | 0 | 0 | 0 | 0 | 0 | 0 | 0 | 0 | 0 | 0 | 0 | 0 | 0 | 0 | 0
0 | 0 | 0 | 0 | 0 | 0 | 0 | 0 | 0 | 0 | 0 | 0 | 0 | 0 | 0 | 0 | 0 | 0 | 0 | 0
0 | 0 | 0 | 0 | 0 | 0 | 0 | 0 | 0 | 0 | 0 | 0 | 0 | 0 | 0 | 0 | 0 | 0 | 0 | 0
0 | 0 | 0 | 0 | 0 | 0 | 0 | 0 | 0 | 0 | 0 | 0 | 0 | 0 | 0 | 0 | 0 | 0 | 0 | 0
0 | 0 | 0 | 0 | 0 | 0 | 0 | 0 | 0 | 0 | 0 | 0 | 0 | 0 | 0 | 0 | 0 | 0 | 0 | 0
0 | 0 | 0 | 0 | 0 | 0 | 0 | 0 | 0 | 0 | 0 | 0 | 0 | 0 | 0 | 0 | 0 | 0 | 0 | 0
0 | 0 | 0 | 0 | 0 | 0 | 0 | 0 | 0 | 0 | 0 | 0 | 0 | 0 | 0 | 0 | 0 | 0 | 0 | 0
0 | 0 | 0 | 0 | 0 | 0 | 0 | 0 | 0 | 0 | 0 | 0 | 0 | 0 | 0 | 0 | 0 | 0 | 0 | 0
0 | 0 | 0 | 0 | 0 | 0 | 0 | 0 | 0 | 0 | 0 | 0 | 0 | 0 | 0 | 0 | 0 | 0 | 0 | 0
0 | 0 | 0 | 0 | 0 | 0 | 0 | 0 | 0 | 0 | 0 | 0 | 0 | 0 | 0 | 0 | 0 | 0 | 0 | 0
0 | 0 | 0 | 0 | 0 | 0 | 0 | 0 | 0 | 0 | 0 | 0 | 0 | 0 | 0 | 0 | 0 | 0 | 0 | 0
0 | 0 | 0 | 0 | 0 | 0 | 0 | 0 | 0 | 0 | 0 | 0 | 0 | 0 | 0 | 0 | 0 | 0 | 0 | 0
0 | 0 | 0 | 0 | 0 | 0 | 0 | 0 | 0 | 0 | 0 | 0 | 0 | 0 | 0 | 0 | 0 | 0 | 0 | 0
0 | 0 | 0 | 0 | 0 | 0 | 0 | 0 | 0 | 0 | 0 | 0 | 0 | 0 | 0 | 0 | 0 | 0 | 0 | 0
0 | 0 | 0 | 0 | 0 | 0 | 0 | 0 | 0 | 0 | 0 | 0 | 0 | 0 | 0 | 0 | 0 | 0 | 0 | 0
0 | 0 | 0 | 0 | 0 | 0 | 0 | 0 | 0 | 0 | 0 | 0 | 0 | 0 | 0 | 0 | 0 | 0 | 0 | 0
0 | 0 | 0 | 0 | 0 | 0 | 0 | 0 | 0 | 0 | 0 | 0 | 0 | 0 | 0 | 0 | 0 | 0 | 0 | 0
0 | 0 | 0 | 0 | 0 | 0 | 0 | 0 | 0 | 0 | 0 | 0 | 0 | 0 | 0 | 0 | 0 | 0 | 0 | 0
0 | 0 | 0 | 0 | 0 | 0 | 0 | 0 | 0 | 0 | 0 | 0 | 0 | 0 | 0 | 0 | 0 | 0 | 0 | 0
0 | 0 | 0 | 0 | 0 | 0 | 0 | 0 | 0 | 0 | 0 | 0 | 0 | 0 | 0 | 0 | 0 | 0 | 0 | 0
0 | 0 | 0 | 0 | 0 | 0 | 0 | 0 | 0 | 0 | 0 | 0 | 0 | 0 | 0 | 0 | 0 | 0 | 0 | 0
0 | 0 | 0 | 0 | 0 | 0 | 0 | 0 | 0 | 0 | 0 | 0 | 0 | 0 | 0 | 0 | 0 | 0 | 0 | 0
0 | 0 | 0 | 0 | 0 | 0 | 0 | 0 | 0 | 0 | 0 | 0 | 0 | 0 | 0 | 0 | 0 | 0 | 0 | 0
0 | 0 | 0 | 0 | 0 | 0 | 0 | 0 | 0 | 0 | 0 | 0 | 0 | 0 | 0 | 0 | 0 | 0 | 0 | 0
0 | 0 | 0 | 0 | 0 | 0 | 0 | 0 | 0 | 0 | 0 | 0 | 0 | 0 | 0 | 0 | 0 | 0 | 0 | 0
0 | 0 | 0 | 0 | 0 | 0 | 0 | 0 | 0 | 0 | 0 | 0 | 0 | 0 | 0 | 0 | 0 | 0 | 0 | 0
0 | 0 | 0 | 0 | 0 | 0 | 0 | 0 | 0 | 0 | 0 | 0 | 0 | 0 | 0 | 0 | 0 | 0 | 0 | 0
0 | 0 | 0 | 0 | 0 | 0 | 0 | 0 | 0 | 0 | 0 | 0 | 0 | 0 | 0 | 0 | 0 | 0 | 0 | 0
0 | 0 | 0 | 0 | 0 | 0 | 0 | 0 | 0 | 0 | 0 | 0 | 0 | 0 | 0 | 0 | 0 | 0 | 0 | 0
0 | 0 | 0 | 0 | 0 | 0 | 0 | 0 | 0 | 0 | 0 | 0 | 0 | 0 | 0 | 0 | 0 | 0 | 0 | 0
0 | 0 | 0 | 0 | 0 | 0 | 0 | 0 | 0 | 0 | 0 | 0 | 0 | 0 | 0 | 0 | 0 | 0 | 0 | 0
0 | 0 | 0 | 0 | 0 | 0 | 0 | 0 | 0 | 0 | 0 | 0 | 0 | 0 | 0 | 0 | 0 | 0 | 0 | 0
0 | 0 | 0 | 0 | 0 | 0 | 0 | 0 | 0 | 0 | 0 | 0 | 0 | 0 | 0 | 0 | 0 | 0 | 0 | 0
0 | 0 | 0 | 0 | 0 | 0 | 0 | 0 | 0 | 0 | 0 | 0 | 0 | 0 | 0 | 0 | 0 | 0 | 0 | 0
0 | 0 | 0 | 0 | 0 | 0 | 0 | 0 | 0 | 0 | 0 | 0 | 0 | 0 | 0 | 0 | 0 | 0 | 0 | 0
0 | 0 | 0 | 0 | 0 | 0 | 0 | 0 | 0 | 0 | 0 | 0 | 0 | 0 | 0 | 0 | 0 | 0 | 0 | 0
0 | 0 | 0 | 0 | 0 | 0 | 0 | 0 | 0 | 0 | 0 | 0 | 0 | 0 | 0 | 0 | 0 | 0 | 0 | 0
0 | 0 | 0 | 0 | 0 | 0 | 0 | 0 | 0 | 0 | 0 | 0 | 0 | 0 | 0 | 0 | 0 | 0 | 0 | 0
0 | 0 | 0 | 0 | 0 | 0 | 0 | 0 | 0 | 0 | 0 | 0 | 0 | 0 | 0 | 0 | 0 | 0 | 0 | 0
0 | 0 | 0 | 0 | 0 | 0 | 0 | 0 | 0 | 0 | 0 | 0 | 0 | 0 | 0 | 0 | 0 | 0 | 0 | 0
0 | 0 | 0 | 0 | 0 | 0 | 0 | 0 | 0 | 0 | 0 | 0 | 0 | 0 | 0 | 0 | 0 | 0 | 0 | 0
0 | 0 | 0 | 0 | 0 | 0 | 0 | 0 | 0 | 0 | 0 | 0 | 0 | 0 | 0 | 0 | 0 | 0 | 0 | 0
0 | 0 | 0 | 0 | 0 | 0 | 0 | 0 | 0 | 0 | 0 | 0 | 0 | 0 | 0 | 0 | 0 | 0 | 0 | 0
0 | 0 | 0 | 0 | 0 | 0 | 0 | 0 | 0 | 0 | 0 | 0 | 0 | 0 | 0 | 0 | 0 | 0 | 0 | 0
0 | 0 | 0 | 0 | 0 | 0 | 0 | 0 | 0 | 0 | 0 | 0 | 0 | 0 | 0 | 0 | 0 | 0 | 0 | 0
0 | 0 | 0 | 0 | 0 | 0 | 0 | 0 | 0 | 0 | 0 | 0 | 0 | 0 | 0 | 0 | 0 | 0 | 0 | 0
0 | 0 | 0 | 0 | 0 | 0 | 0 | 0 | 0 | 0 | 0 | 0 | 0 | 0 | 0 | 0 | 0 | 0 | 0 | 0
0 | 0 | 0 | 0 | 0 | 0 | 0 | 0 | 0 | 0 | 0 | 0 | 0 | 0 | 0 | 0 | 0 | 0 | 0 | 0
0 | 0 | 0 | 0 | 0 | 0 | 0 | 0 | 0 | 0 | 0 | 0 | 0 | 0 | 0 | 0 | 0 | 0 | 0 | 0
0 | 0 | 0 | 0 | 0 | 0 | 0 | 0 | 0 | 0 | 0 | 0 | 0 | 0 | 0 | 0 | 0 | 0 | 0 | 0
0 | 0 | 0 | 0 | 0 | 0 | 0 | 0 | 0 | 0 | 0 | 0 | 0 | 0 | 0 | 0 | 0 | 0 | 0 | 0
0 | 0 | 0 | 0 | 0 | 0 | 0 | 0 | 0 | 0 | 0 | 0 | 0 | 0 | 0 | 0 | 0 | 0 | 0 | 0
0 | 0 | 0 | 0 | 0 | 0 | 0 | 0 | 0 | 0 | 0 | 0 | 0 | 0 | 0 | 0 | 0 | 0 | 0 | 0
0 | 0 | 0 | 0 | 0 | 0 | 0 | 0 | 0 | 0 | 0 | 0 | 0 | 0 | 0 | 0 | 0 | 0 | 0 | 0
0 | 0 | 0 | 0 | 0 | 0 | 0 | 0 | 0 | 0 | 0 | 0 | 0 | 0 | 0 | 0 | 0 | 0 | 0 | 0
0 | 0 | 0 | 0 | 0 | 0 | 0 | 0 | 0 | 0 | 0 | 0 | 0 | 0 | 0 | 0 | 0 | 0 | 0 | 0
0 | 0 | 0 | 0 | 0 | 0 | 0 | 0 | 0 | 0 | 0 | 0 | 0 | 0 | 0 | 0 | 0 | 0 | 0 | 0
0 | 0 | 0 | 0 | 0 | 0 | 0 | 0 | 0 | 0 | 0 | 0 | 0 | 0 | 0 | 0 | 0 | 0 | 0 | 0
0 | 0 | 0 | 0 | 0 | 0 | 0 | 0 | 0 | 0 | 0 | 0 | 0 | 0 | 0 | 0 | 0 | 0 | 0 | 0
0 | 0 | 0 | 0 | 0 | 0 | 0 | 0 | 0 | 0 | 0 | 0 | 0 | 0 | 0 | 0 | 0 | 0 | 0 | 0
0 | 0 | 0 | 0 | 0 | 0 | 0 | 0 | 0 | 0 | 0 | 0 | 0 | 0 | 0 | 0 | 0 | 0 | 0 | 0
0 | 0 | 0 | 0 | 0 | 0 | 0 | 0 | 0 | 0 | 0 | 0 | 0 | 0 | 0 | 0 | 0 | 0 | 0 | 0
0 | 0 | 0 | 0 | 0 | 0 | 0 | 0 | 0 | 0 | 0 | 0 | 0 | 0 | 0 | 0 | 0 | 0 | 0 | 0
0 | 0 | 0 | 0 | 0 | 0 | 0 | 0 | 0 | 0 | 0 | 0 | 0 | 0 | 0 | 0 | 0 | 0 | 0 | 0
0 | 0 | 0 | 0 | 0 | 0 | 0 | 0 | 0 | 0 | 0 | 0 | 0 | 0 | 0 | 0 | 0 | 0 | 0 | 0
0 | 0 | 0 | 0 | 0 | 0 | 0 | 0 | 0 | 0 | 0 | 0 | 0 | 0 | 0 | 0 | 0 | 0 | 0 | 0
0 | 0 | 0 | 0 | 0 | 0 | 0 | 0 | 0 | 0 | 0 | 0 | 0 | 0 | 0 | 0 | 0 | 0 | 0 | 0
0 | 0 | 0 | 0 | 0 | 0 | 0 | 0 | 0 | 0 | 0 | 0 | 0 | 0 | 0 | 0 | 0 | 0 | 0 | 0
0 | 0 | 0 | 0 | 0 | 0 | 0 | 0 | 0 | 0 | 0 | 0 | 0 | 0 | 0 | 0 | 0 | 0 | 0 | 0
0 | 0 | 0 | 0 | 0 | 0 | 0 | 0 | 0 | 0 | 0 | 0 | 0 | 0 | 0 | 0 | 0 | 0 | 0 | 0

## Output
Program Summary |  | Nominal |  |  | Present Value |  |  |  | Avoided Cost Version
Proposer Name |  | SDG&E | [6 empty] | 2011-08-04
Program Name |  | SDG&E Core | [6 empty] | 2012-02-17
Total Program Budget ($) |  | 152469450.5262 |  |  | 144090999.1034 |  |  |  | Base Year
2013
Net Participant Cost ($) |  |  |  |  | 71574195.013 |  |  |  | SDG&E 2013 v1c4-Draft.xls
Program Impacts | [9 empty] | Program Impacts (Gross)
| Wtd Annual Net kWh | Lifecycle Net kWh | Wtd Annual Net Therms | Lifecycle Net Therms | Wtd Net Jul-Sept Pk** (kW) | Wtd Net Dec-Feb Pk** (kW) |  | Wtd User Entered kW |  |  | Wtd Annual Gross kWh | Lifecycle Gross kWh | Wtd Annual Gross Therms | Lifecycle Gross Therms | Wtd User Entered kW
2013 | 147849638.4549 | 1703115720.7953 | 1499810.0904 | 26971117.217 | 24942.5182 | 20347.9754 |  | 21671.5957 |  | 2013 | 282585969.1648 | 3202230585.04 | 2529178.7078 | 45089573.4297 | 39737.6384
2014 | 156174859.9685 | 1904119757.4477 | 1535512.9009 | 27272487.5448 | 25033.5319 | 18857.8768 |  | 23830.4845 |  | 2014 | 306147044.1409 | 3732978584.3395 | 2600123.4635 | 45700285.3129 | 46567.1753
2013-2014 | 304024498.4234 | 3607235478.243 | 3035322.9913 | 54243604.7618 | 49976.0502 | 39205.8522 |  | 45502.0802 |  | 2013-2014 | 588733013.3057 | 6935209169.3795 | 5129302.1713 | 90789858.7425 | 86304.8137
Cost Effectiveness (Lifecycle Present Value Dollars)
|  | Benefits |  |  | Benefit - Cost
| Cost | Electric | Gas | Incentives | NPV | B/C Ratio | Notes
Program TRC ($) | 215665194.1164 | 298341535.6718 | 34907430.2599 | NA | 117583771.8153 | 1.5452 | *1
Program PAC ($) | 144090999.1034 | 298341535.6718 | 34907430.2599 | NA | 189157966.8283 | 2.3128 | *1,2
Program RIM ($) | 522765517.379 | 298341535.6718 | 34907430.2599 | NA | -189516551.4473 | 0.63747 | *1
*1 B/C Ratio is an approximation because any supply cost increases are treated as negative benefits rather than as a cost as in the Standard Practice Manual
*2 PAC benefits include environmental costs. This is to be consistent with the TRC benefits, but is not strictly consistent with the Standard Practice Manual.
Levelized Cost and Benefit (All Measures Installed through 2023)
| Discounted Savings |  |  |  | Benefit - Cost
| kWh | Therms | Cost | Benefits | NPV
TRC ($/kWh ) | 2130472749.7983 |  | 0.086247 | 0.14004 | 0.053788
PAC ($/kWh) | 2130472749.7983 |  | 0.057927 | 0.14004 | 0.082109
RIM ($/kWh) | 2130472749.7983 |  | 0.21967 | 0.14004 | -0.079637
TRC ($/therm) |  | 31600934.6829 | 0.91254 | 1.1046 | 0.19209
PAC ($/therm) |  | 31600934.6829 | 0.59117 | 1.1046 | 0.51346
RIM ($/therm) |  | 31600934.6829 | 1.7328 | 1.1046 | -0.6282
Wtd Avg Emissions Reductions | [9 empty] | Wtd Avg Emissions Reductions (Gross)
| Electric Reductions |  |  | Gas Reductions | [6 empty] | Electric Reductions |  |  | Gas Reductions
Annual Reductions | CO2 (tons) | NOX (lbs) | PM-10 (lbs) | CO2 (tons) | NOX (lbs) |  |  |  |  | Annual Reductions | CO2 (tons) | NOX (lbs) | PM-10 (lbs) | CO2 (tons) | NOX (lbs)
2013 | 75363.6185 | 18395.6257 | 9930.1742 | 8773.889 | 19415.7645 | * annual reductions are the units |  |  |  | 2013 | 144357.7849 | 35312.8119 | 19011.4752 | 14795.6954 | 33578.2808 | * annual reductions are the units
2014 | 78995.2088 | 19133.982 | 10427.3425 | 8982.7505 | 19562.0183 | implemented in the year, times |  |  |  | 2014 | 155496.3066 | 37820.8091 | 20505.6875 | 15210.7223 | 33884.9172 | implemented in the year, times
2015 | 0 | 0 | 0 | 0 | 0 | the annual emission reduction |  |  |  | 2015 | 0 | 0 | 0 | 0 | 0 | the annual emission reduction
2016 | 0 | 0 | 0 | 0 | 0 | for the measure, weighted |  |  |  | 2016 | 0 | 0 | 0 | 0 | 0 | for the measure, weighted for
2017 | 0 | 0 | 0 | 0 | 0 | for dual baseline. |  |  |  | 2017 | 0 | 0 | 0 | 0 | 0 | split baseline performance
2018 | 0 | 0 | 0 | 0 | 0 |  |  |  |  | 2018 | 0 | 0 | 0 | 0 | 0
2019 | 0 | 0 | 0 | 0 | 0 |  |  |  |  | 2019 | 0 | 0 | 0 | 0 | 0
2020 | 0 | 0 | 0 | 0 | 0 |  |  |  |  | 2020 | 0 | 0 | 0 | 0 | 0
2021 | 0 | 0 | 0 | 0 | 0 |  |  |  |  | 2021 | 0 | 0 | 0 | 0 | 0
2022 | 0 | 0 | 0 | 0 | 0 |  |  |  |  | 2022 | 0 | 0 | 0 | 0 | 0
2023 | 0 | 0 | 0 | 0 | 0 |  |  |  |  | 2023 | 0 | 0 | 0 | 0 | 0
Total Annual | 154358.8273 | 37529.6077 | 20357.5167 | 17756.6395 | 38977.7828 |  |  |  |  | Total Annual | 299854.0916 | 73133.6211 | 39517.1627 | 30006.4177 | 67463.1981
Lifecycle Reductions | [9 empty] | Lifecycle Reductions
2013 | 867169.2562 | 211435.3359 | 114290.6616 | 157781.0357 | 344408.3944 |  |  |  |  | 2013 | 1634480.3599 | 399495.9697 | 215297.6939 | 274297.9878 | 611554.0385
2014 | 960942.349 | 232223.348 | 126911.2654 | 159544.0521 | 343656.3454 |  |  |  |  | 2014 | 1893107.0649 | 459742.6378 | 249738.3507 | 277417.9889 | 609713.4022
2015 | 0 | 0 | 0 | 0 | 0 |  |  |  |  | 2015 | 0 | 0 | 0 | 0 | 0
2016 | 0 | 0 | 0 | 0 | 0 |  |  |  |  | 2016 | 0 | 0 | 0 | 0 | 0
2017 | 0 | 0 | 0 | 0 | 0 |  |  |  |  | 2017 | 0 | 0 | 0 | 0 | 0
2018 | 0 | 0 | 0 | 0 | 0 |  |  |  |  | 2018 | 0 | 0 | 0 | 0 | 0
2019 | 0 | 0 | 0 | 0 | 0 |  |  |  |  | 2019 | 0 | 0 | 0 | 0 | 0
2020 | 0 | 0 | 0 | 0 | 0 |  |  |  |  | 2020 | 0 | 0 | 0 | 0 | 0
2021 | 0 | 0 | 0 | 0 | 0 |  |  |  |  | 2021 | 0 | 0 | 0 | 0 | 0
2022 | 0 | 0 | 0 | 0 | 0 |  |  |  |  | 2022 | 0 | 0 | 0 | 0 | 0
2023 | 0 | 0 | 0 | 0 | 0 |  |  |  |  | 2023 | 0 | 0 | 0 | 0 | 0
Total Lifecycle | 1828111.6052 | 443658.6839 | 241201.927 | 317325.0879 | 688064.7398 |  |  |  |  | Total Lifecycle | 3527587.4248 | 859238.6075 | 465036.0446 | 551715.9767 | 1221267.4407
Reductions based on total annual installations | [9 empty] | Wtd Avg Reductions based on total annual installations (Gross)
| Annual Wtd Avg Net kWh | Lifecycle Net kWh | Annual Wtd Avg Net Therms | Lifecycle Net Therms | Net July-Sept Wtd Avg Peak** (kW) | Net Wtd Avg Dec-Feb** (kW) |  | Wtd Avg User Entered kW | Net Annual NCP (kW) |  | Wtd Avg Annual Gross kWh | Wtd Avg Lifecycle Gross kWh | Wtd Avg Annual Gross Therms | Wtd Avg Lifecycle Gross Therms | Wtd Avg User Entered kW
2013 | 147849638.4549 | 1703115720.7953 | 1499810.0904 | 26971117.217 | 24942.5182 | 20347.9754 |  | 21671.5957 | 26357.814 | 2013 | 282585969.1648 | 3202230585.04 | 2529178.7078 | 45089573.4297 | 39737.6384
2014 | 156174859.9685 | 1904119757.4477 | 1535512.9009 | 27272487.5448 | 25033.5319 | 18857.8768 |  | 23830.4845 | 36920.4419 | 2014 | 306147044.1409 | 3732978584.3395 | 2600123.4635 | 45700285.3129 | 46567.1753
2015 | 0 | 0 | 0 | 0 | 0 | 0 |  | 0 | 17683.4692 | 2015 | 0 | 0 | 0 | 0 | 0
2016 | 0 | 0 | 0 | 0 | 0 | 0 |  | 0 | -3234.5799 | 2016 | 0 | 0 | 0 | 0 | 0
2017 | 0 | 0 | 0 | 0 | 0 | 0 |  | 0 | -3850.2529 | 2017 | 0 | 0 | 0 | 0 | 0
2018 | 0 | 0 | 0 | 0 | 0 | 0 |  | 0 | -892.9133 | 2018 | 0 | 0 | 0 | 0 | 0
2019 | 0 | 0 | 0 | 0 | 0 | 0 |  | 0 | -8180.1698 | 2019 | 0 | 0 | 0 | 0 | 0
2020 | 0 | 0 | 0 | 0 | 0 | 0 |  | 0 | -8250.4368 | 2020 | 0 | 0 | 0 | 0 | 0
2021 | 0 | 0 | 0 | 0 | 0 | 0 |  | 0 | -2603.6308 | 2021 | 0 | 0 | 0 | 0 | 0
2022 | 0 | 0 | 0 | 0 | 0 | 0 |  | 0 | -1388.3933 | 2022 | 0 | 0 | 0 | 0 | 0
2023 | 0 | 0 | 0 | 0 | 0 | 0 |  | 0 | -3111.2703 | 2023 | 0 | 0 | 0 | 0 | 0
Total | 304024498.4234 | 3607235478.243 | 3035322.9913 | 54243604.7618 | 49976.0502 | 39205.8522 |  | 45502.0802 | 49450.078 | Total | 588733013.3057 | 6935209169.3795 | 5129302.1713 | 90789858.7425 | 86304.8137
Wtd Average Net Impacts by Sector (All Measures Installed through 2023) | [9 empty] | Gross Savings for Goal Attainment - kWh
| Annual Wtd Avg Net kWh | Lifecycle Net kWh | Annual Wtd Avg Net Therms | Lifecycle Net Therms | Net July-Sept Wtd Avg Peak** (kW) | Net Wtd Avg Dec-Feb** (kW) |  | Wtd Avg User Entered kW | TRC Lifecycle Net Benefits* ($) |  | 1st Year Annual Savings | Decay of single or first baseline | 2nd Baseline Savings | 2nd Baseline Decay | Total Cumulative | Net Annual Savings
Total | 304024498.4234 | 3607235478.243 | 3035322.9913 | 54243604.7618 | 49976.0502 | 39205.8522 |  | 45502.0802 | 117583771.8153 |  | kWh | kWh | kWh | kWh | kWh | kWh
RES | 81711984.8505 | 862021158.9916 | -152509.0969 | -1784310.3468 | 11406.4648 | 13876.6367 |  | 9358.918 | 40638142.0055 | 2013 | 297703924.5978 |  | 0 | 0 | 297703924.5978 | 297703924.5978
NON_RES | 0 | 0 | 0 | 0 | 0 | 0 |  | 0 | 0 | 2014 | 638321009.4098 | -23086.3931 | 0 | 0 | 638297923.0167 | 340593998.4189
Residential | 47616439.8657 | 381004177.8244 | 381083.3529 | 11783827.0045 | 9428.014 | 7121.1953 |  | 7147.9297 | -4245920.2398 | 2015 | 638321009.4098 | -16752055.8642 | 7619453.2461 | 0 | 629188406.7917 | -9109516.225
Commercial | 174619037.5231 | 2363824960.5064 | 2587566.4766 | 43112332.1906 | 25511.0285 | 16044.7792 |  | 28995.2325 | 80693650.129 | 2016 | 638321009.4098 | -73734066.8427 | 32860983.1684 | 0 | 597447925.7355 | -31740481.0562
Industrial | 0 | 0 | 7375.28 | 44251.68 | 0 | 0 |  | 0 | 21757.3692 | 2017 | 638321009.4098 | -103442510.5779 | 45315345.9351 | 0 | 580193844.767 | -17254080.9685
Agricultural | 77036.1841 | 385180.9207 | 209909.0227 | 1049545.1135 | 37.5006 | 3.795 |  | 0 | 459519.848 | 2018 | 638321009.4098 | -120415052.941 | 46769221.3692 | 0 | 564675177.838 | -15518666.929
Not Used | 0 | 0 | 0 | 0 | 0 | 0 |  | 0 | 0 | 2019 | 638321009.4098 | -158167918.8076 | 49109944.6226 | 0 | 529263035.2249 | -35412142.6132
0 | 0 | 0 | 0 | 0 | 0 | 0 |  | 0 | 0 | 2020 | 638321009.4098 | -189550684.4667 | 51689328.6043 | 0 | 500459653.5474 | -28803381.6775
0 | 0 | 0 | 0 | 0 | 0 | 0 |  | 0 | 0 | 2021 | 638321009.4098 | -206688657.6055 | 53668109.1258 | 0 | 485300460.9301 | -15159192.6173
0 | 0 | 0 | 0 | 0 | 0 | 0 |  | 0 | 0 | 2022 | 638321009.4098 | -215678655.8458 | 54060660.7097 | 0 | 476703014.2737 | -8597446.6564
0 | 0 | 0 | 0 | 0 | 0 | 0 |  | 0 | 0
0 | 0 | 0 | 0 | 0 | 0 | 0 |  | 0 | 0 | Gross Savings for Goal Attainment - kW
0 | 0 | 0 | 0 | 0 | 0 | 0 |  | 0 | 0 |  | 1st Year Annual | Decay or single or | 2nd Baseline | 2nd Baseline | Total | Net Annual
0 | 0 | 0 | 0 | 0 | 0 | 0 |  | 0 | 0 |  | Savings | first baseline | Savings | Decay | Cummulative | Savings
0 | 0 | 0 | 0 | 0 | 0 | 0 |  | 0 | 0 |  | kW | kW | kW | kW | kW | kW
0 | 0 | 0 | 0 | 0 | 0 | 0 |  | 0 | 0 | 2013 | 42106.8427 |  | 0 | 0 | 42106.8427 | 42106.8427
0 | 0 | 0 | 0 | 0 | 0 | 0 | 0 | 0 | 0 | 2014 | 94315.2973 | -4.8222 | 0 | 0 | 94310.4751 | 52203.6324
0 | 0 | 0 | 0 | 0 | 0 | 0 | 0 | 0 | 0 | 2015 | 94315.2973 | -2988.4903 | 1358.7528 | 0 | 92685.5598 | -1624.9153
0 | 0 | 0 | 0 | 0 | 0 | 0 | 0 | 0 | 0 | 2016 | 94315.2973 | -12956.9885 | 5730.5902 | 0 | 87088.899 | -5596.6607
0 | 0 | 0 | 0 | 0 | 0 | 0 | 0 | 0 | 0 | 2017 | 94315.2973 | -18168.7873 | 7870.9825 | 0 | 84017.4924 | -3071.4066
0 | 0 | 0 | 0 | 0 | 0 | 0 | 0 | 0 | 0 | 2018 | 94315.2973 | -19894.3096 | 7988.8403 | 0 | 82409.8279 | -1607.6645
0 | 0 | 0 | 0 | 0 | 0 | 0 | 0 | 0 | 0 | 2019 | 94315.2973 | -23851.2878 | 8180.2517 | 0 | 78644.2612 | -3765.5667
0 | 0 | 0 | 0 | 0 | 0 | 0 | 0 | 0 | 0 | 2020 | 94315.2973 | -27930.1109 | 8444.8636 | 0 | 74830.05 | -3814.2113
Other and upspecified | 0 | 0 | 1897.956 | 37959.12 | 3593.0422 | 2159.4461 | 0 | 0 | 16622.7033 | 2021 | 94315.2973 | -30954.1035 | 8668.6241 | 0 | 72029.8179 | -2800.232
* Include program-level and admin costs allocated based to total gas and electric programs at the measure level. | [9 empty] | 2022 | 94315.2973 | -32589.0788 | 8713.0139 | 0 | 70439.2323 | -1590.5857
**These values are only approximations if there are dual baseline measures in the program
Net Impacts by CPUC End Use Categories (All Measures Installed through 2023) | [9 empty] | Gross Savings for Goal Attainment - Therms
| Annual Wtd Avg Net kWh | Lifecycle Net kWh | Annual Wtd Avg Net Therms | Lifecycle Net Therms | Net July-Sept Wtd Avg Peak** (kW) | Net Wtd Avg Dec-Feb** (kW) |  | Wtd Avg User Entered kW | TRC Lifecycle Net Benefits* ($) |  | 1st Year Annual Savings | Decay of single or first baseline | 2nd Baseline Savings | 2nd Baseline Decay | Total Cumulative | Net Annual Savings
Total | 304024498.4234 | 3607235478.243 | 3035322.9913 | 54243604.7618 | 49976.0502 | 39205.8522 |  | 45502.0802 | 117583771.8153 |  | Therms | Therms | Therms | Therms | Therms | Therms
Clothes Dryer | 0 | 0 | 0 | 0 | 0 | 0 |  | 0 | 0 | 2013 | 2685181.5899 |  | 0 | 0 | 2685181.5899 | 2685181.5899
Clothes Washer | 0 | 0 | 0 | 0 | 0 | 0 |  | 0 | 0 | 2014 | 5434505.3041 | 55.1823 | 0 | 0 | 5434560.4865 | 2749378.8966
Consumer Electronics | 0 | 0 | 0 | 0 | 0 | 0 |  | 0 | 0 | 2015 | 5434505.3041 | 9225.9624 | -2720.632 | 0 | 5441010.6345 | 6450.1481
Cooking | 0 | 0 | 0 | 0 | 0 | 0 |  | 0 | 0 | 2016 | 5434505.3041 | 33185.7692 | -6808.6954 | 0 | 5460882.3779 | 19871.7434
Dishwasher | 0 | 0 | 0 | 0 | 0 | 0 |  | 0 | 0 | 2017 | 5434505.3041 | 48886.5367 | -8282.1059 | 0 | 5475109.7349 | 14227.357
Other Appliance | 0 | 0 | 0 | 0 | 0 | 0 |  | 0 | 0 | 2018 | 5434505.3041 | -133563.6612 | 57633.1524 | 0 | 5358574.7954 | -116534.9395
Office Equipment | 14707207.6943 | 164581010.4245 | -11548.536 | -149868.0855 | 2842.3744 | 1777.9903 |  | 2702.7532 | 2169448.2139 | 2019 | 5434505.3041 | -242027.6911 | 160197.0518 | 0 | 5352674.6648 | -5900.1306
Building shell | 0 | 0 | 0 | 0 | 0 | 0 |  | 0 | 0 | 2020 | 5434505.3041 | -172145.1449 | 198714.5483 | 0 | 5461074.7075 | 108400.0427
Space Cooling | 30598607.671 | 490915803.3789 | 956121.105 | 15702242.2167 | 11232.2501 | 2851.3999 |  | 10656.0567 | 11298141.7201 | 2021 | 5434505.3041 | -166141.7112 | 199547.5265 | 0 | 5467911.1194 | 6836.4119
Space Heating | 99458.425 | 1253977.549 | 33284.801 | 654896.011 | 0 | 9.0964 |  | 30.25 | -499891.4239 | 2022 | 5434505.3041 | -163601.4727 | 199712.7731 | 0 | 5470616.6045 | 2705.4852
Ventilation | 12679778.0986 | 136916394.2322 | 130995.1374 | 1419124.7643 | 1698.6783 | 1512.9719 |  | 1188.6685 | 2706151.3517
Interior Lighting | 164545265.8148 | 1801730014.3988 | -627874.1105 | -4153562.3625 | 23597.0728 | 24575.2059 |  | 22758.6857 | 70238568.8245
Exterior Lighting | 33876564.1161 | 503186680.7375 | -648.8865 | -9750.0424 | 714.1357 | 1159.3394 |  | 2603.2227 | 3582006.4717
Daylighting | 0 | 0 | 0 | 0 | 0 | 0 |  | 0 | 0
Motors | 2461980.1842 | 36929702.763 | 819.8287 | 12297.4299 | 332.2958 | 366.8686 |  | 217.8689 | 1358349.301
Process | 287973.78 | 3586635.9 | 78742.98 | 1181144.7 | 39.1986 | 43.2769 |  | 53.46 | 106101.8191
Compressed Air | 0 | 0 | 0 | 0 | 0 | 0 |  | 0 | 0
Food Processor | 0 | 0 | 0 | 0 | 0 | 0 |  | 0 | 0
Refrigeration | 40279327.8254 | 423261489.1051 | 11747.6649 | 56367.1853 | 5682.8929 | 4506.1371 |  | 4651.8122 | 15472097.3278
Freezers | 0 | 0 | 0 | 0 | 0 | 0 |  | 0 | 0
Pumps | 0 | 0 | 0 | 0 | 0 | 0 |  | 0 | 0
Pool Pump | 4500650 | 45006500 | 0 | 0 | 245.6965 | 245.707 |  | 639.1 | 187185.7197
Domestic Hot Water | 0 | 0 | 0 | 0 | 0 | 0 |  | 0 | 0
Water Heating | -12315.186 | -132730.246 | 159169.4008 | 1668717.2056 | -1.5871 | -1.5872 |  | 0.2022 | 129908.8633
Other or unspecified | 0 | 0 | 2304513.6064 | 37861995.7395 | 3593.0422 | 2159.4461 | 0 | 0 | 10835703.6263
* Include program-level and admin costs allocated based to total gas and electric programs at the measure level.
**These values are only approximations if there are dual baseline measures in the program
Net Impacts by Climate Zone (All Measures Installed through 2023)
| Annual Wtd Avg Net kWh | Lifecycle Net kWh | Annual Wtd Avg Net Therms | Lifecycle Net Therms | Net July-Sept Wtd Avg Peak** (kW) | Net Wtd Avg Dec-Feb** (kW) |  | Wtd Avg User Entered kW | TRC Lifecycle Net Benefits* ($)
Total | 304024498.4234 | 3607235478.243 | 3035322.9913 | 54243604.7618 | 46383.008 | 37046.4061 |  | 45502.0802 | 117583771.8153
7 | 0 | 0 | 0 | 0 | 0 | 0 |  | 0 | 0
10 | 0 | 0 | 0 | 0 | 0 | 0 |  | 0 | 0
15 | 0 | 0 | 0 | 0 | 0 | 0 |  | 0 | 0
15 | 0 | 0 | 0 | 0 | 0 | 0 |  | 0 | 0
System | 304024498.4234 | 3607235478.243 | 3035322.9913 | 54243604.7618 | 46383.008 | 37046.4061 |  | 45502.0802 | 117583771.8153
0 | 0 | 0 | 0 | 0 | 0 | 0 |  | 0 | 0
0 | 0 | 0 | 0 | 0 | 0 | 0 |  | 0 | 0
0 | 0 | 0 | 0 | 0 | 0 | 0 |  | 0 | 0
0 | 0 | 0 | 0 | 0 | 0 | 0 |  | 0 | 0
0 | 0 | 0 | 0 | 0 | 0 | 0 |  | 0 | 0
0 | 0 | 0 | 0 | 0 | 0 | 0 |  | 0 | 0
* Include program-level and admin costs allocated based to total gas and electric programs at the measure level.
Persistent reductions in the summer (3rd Qtr) or winter (4th Qtr) of each year
| Net July-Sept Peak (kW) | Net Annual Dec-Feb (kW)
2013 | 13528.3213 | 21584.0052
2014 | 41692.4948 | 43095.945
2015 | 55595.267 | 41753.9901
2016 | 51687.826 | 38347.0309
2017 | 48582.9378 | 38013.2322
2018 | 47178.3066 | 33628.3889
2019 | 42457.8631 | 27762.0998
2020 | 37955.7361 | 25018.5922
2021 | 35943.8725 | 23464.693
2022 | 34847.1741 | 23033.4293
2023 | 31806.3648 | 17713.7657
2024 | 26024.1281 | 12369.5269
These values are only approximations if there are dual baseline measures in the program
Monthly Impacts
First Year for Impact Table: | 2013 | These values are only approximations if there are dual baseline measures in the program
| Quarter | Monthly Five Hour Avg or TOU Peak | Net Monthly NCP (kW) |  | Monthly Net kWh | Monthly Net Therms
2013-01-01 | 1 | 0 | 0 |  | 0 | 0
2013-02-01 | 1 | 0 | 0 |  | 0 | 0
2013-03-01 | 1 | 0 | 0 |  | 0 | 0
2013-04-01 | 2 | 4429.6488 | 8507.2401 |  | 3153428.9301 | 29371.0884
2013-05-01 | 2 | 6497.6771 | 9780.219 |  | 3412189.3795 | 29371.0884
2013-06-01 | 2 | 6073.7218 | 9650.2442 |  | 3321595.8239 | 29371.0884
2013-07-01 | 3 | 13583.8423 | 19609.5909 |  | 6953152.0716 | 58742.1768
2013-08-01 | 3 | 13588.2908 | 19557.424 |  | 6980779.552 | 58742.1768
2013-09-01 | 3 | 13412.831 | 19576.5868 |  | 6794393.0713 | 58742.1768
2013-10-01 | 4 | 19377.1407 | 26357.814 |  | 10030909.8922 | 109112.1102
2013-11-01 | 4 | 15560.5885 | 25272.8455 |  | 9369886.8866 | 109112.1102
2013-12-01 | 4 | 15530.3306 | 25022.6145 |  | 9582263.4355 | 109112.1102
2014-01-01 | 5 | 21618.4472 | 33896.2228 |  | 12833182.482 | 145527.9865
2014-02-01 | 5 | 22444.01 | 33802.5739 |  | 12291036.9768 | 145527.9865
2014-03-01 | 5 | 23985.1428 | 33630.3755 |  | 12886409.9183 | 145527.9865
2014-04-01 | 6 | 22361.2222 | 42906.3071 |  | 16108480.1827 | 145573.7276
2014-05-01 | 6 | 33016.1025 | 49449.119 |  | 17355124.7285 | 145573.7276
2014-06-01 | 6 | 30981.8008 | 48899.4958 |  | 16946818.3344 | 145573.7276
2014-07-01 | 7 | 41825.2417 | 60447.2916 |  | 21588223.477 | 173663.1016
2014-08-01 | 7 | 41864.5641 | 60354.6943 |  | 21670865.4302 | 173663.1016
2014-09-01 | 7 | 41387.6786 | 60401.5824 |  | 21166836.7119 | 173663.1016
2014-10-01 | 8 | 43900.3586 | 63278.2559 |  | 24539398.7857 | 262651.9344
2014-11-01 | 8 | 36463.4955 | 61033.6804 |  | 23163967.8225 | 262651.9344
2014-12-01 | 8 | 36401.3199 | 60402.7195 |  | 23556791.244 | 262651.9344
2015-01-01 | 9 | 43165.4114 | 70425.3938 |  | 27270694.0938 | 301712.7482
2015-02-01 | 9 | 44489.8939 | 70232.3947 |  | 26356531.417 | 301712.7482
2015-03-01 | 9 | 46915.7333 | 69960.8914 |  | 27380222.9829 | 301712.7482
2015-04-01 | 10 | 36340.4704 | 69861.7332 |  | 26651936.7545 | 229869.6136
2015-05-01 | 10 | 54041.1926 | 80763.4974 |  | 28536816.7779 | 229869.6136
2015-06-01 | 10 | 50948.6566 | 80068.0572 |  | 27968185.1521 | 229869.6136
2015-07-01 | 11 | 55753.7427 | 80961.7251 |  | 28960696.6877 | 229897.3777
2015-08-01 | 11 | 55817.6297 | 80869.7173 |  | 29069551.1947 | 229897.3777
2015-09-01 | 11 | 55214.4287 | 80925.0016 |  | 28432829.4349 | 229897.3777
2015-10-01 | 12 | 49018.5506 | 71076.6721 |  | 27658511.602 | 302752.6983
2015-11-01 | 12 | 40779.2155 | 68567.7432 |  | 26122359.5697 | 302752.6983
2015-12-01 | 12 | 40709.1031 | 67842.9555 |  | 26553649.2849 | 302752.6983
2016-01-01 | 13 | 41820.7898 | 68137.7417 |  | 26403434.66 | 303582.5641
2016-02-01 | 13 | 43150.6994 | 67945.8141 |  | 25491800.9847 | 303582.5641
2016-03-01 | 13 | 45585.8071 | 67673.5877 |  | 26510563.5507 | 303582.5641
2016-04-01 | 14 | 34409.5112 | 66543.7738 |  | 25392493.1428 | 229979.0356
2016-05-01 | 14 | 51047.1999 | 77727.1452 |  | 27258755.1176 | 229979.0356
2016-06-01 | 14 | 48008.6632 | 77035.0976 |  | 26694019.3588 | 229979.0356
2016-07-01 | 15 | 51852.0486 | 77009.057 |  | 27288070.8883 | 230005.1652
2016-08-01 | 15 | 51905.9041 | 76897.6608 |  | 27394579.9656 | 230005.1652
2016-09-01 | 15 | 51305.5254 | 76951.4078 |  | 26758196.5178 | 230005.1652
2016-10-01 | 16 | 46054.0895 | 65994.1548 |  | 25723018.4562 | 306018.5776
2016-11-01 | 16 | 37799.3188 | 63489.0729 |  | 24193035.3777 | 306018.5776
2016-12-01 | 16 | 37728.3352 | 62770.6243 |  | 24626056.9232 | 306018.5776
2017-01-01 | 17 | 38411.2425 | 62337.3452 |  | 24198277.7546 | 306792.8412
2017-02-01 | 17 | 39745.6576 | 62146.4323 |  | 23289447.6349 | 306792.8412
2017-03-01 | 17 | 42188.0843 | 61873.6485 |  | 24303095.1917 | 306792.8412
2017-04-01 | 18 | 31708.5005 | 61920.7372 |  | 23635257.4696 | 230056.8782
2017-05-01 | 18 | 46861.1685 | 73504.8805 |  | 25475679.1631 | 230056.8782
2017-06-01 | 18 | 43862.7083 | 72816.096 |  | 24914103.6412 | 230056.8782
2017-07-01 | 19 | 48749.8447 | 73876.8923 |  | 25962335.0229 | 230056.3319
2017-08-01 | 19 | 48798.8745 | 73756.1473 |  | 26067692.2105 | 230056.3319
2017-09-01 | 19 | 48200.0941 | 73809.0666 |  | 25431668.59 | 230056.3319
2017-10-01 | 20 | 44879.9905 | 63994.5376 |  | 24962090.464 | 308186.1199
2017-11-01 | 20 | 36625.5726 | 61491.1226 |  | 23434059.6738 | 308186.1199
2017-12-01 | 20 | 36554.3661 | 60774.0396 |  | 23867202.6758 | 308186.1199
2018-01-01 | 21 | 38077.4189 | 61770.6361 |  | 23983193.4346 | 308185.5737
2018-02-01 | 21 | 39411.1529 | 61579.709 |  | 23074722.3342 | 308185.5737
2018-03-01 | 21 | 41852.056 | 61307.0572 |  | 24088005.5591 | 308185.5737
2018-04-01 | 22 | 31393.543 | 61418.7286 |  | 23416760.082 | 227682.198
2018-05-01 | 22 | 46357.4197 | 72983.9789 |  | 25238721.6086 | 227682.198
2018-06-01 | 22 | 43359.4006 | 72295.644 |  | 24677330.072 | 227682.198
2018-07-01 | 23 | 47324.396 | 71635.0543 |  | 25148121.8204 | 225309.1565
2018-08-01 | 23 | 47387.6152 | 71538.295 |  | 25253064.9108 | 225309.1565
2018-09-01 | 23 | 46822.9084 | 71579.4452 |  | 24647733.5947 | 225309.1565
2018-10-01 | 24 | 40827.6283 | 59454.7617 |  | 23405426.6775 | 326378.3445
2018-11-01 | 24 | 33878.8514 | 57175.042 |  | 22010572.6118 | 326378.3445
2018-12-01 | 24 | 33805.3753 | 56394.3811 |  | 22347614.6889 | 326378.3445
2019-01-01 | 25 | 33680.9596 | 55206.2851 |  | 21749224.224 | 339027.0688
2019-02-01 | 25 | 34698.4519 | 55008.7887 |  | 21007472.0366 | 339027.0688
2019-03-01 | 25 | 36431.8268 | 54797.3757 |  | 21851569.2946 | 339027.0688
2019-04-01 | 26 | 27824.8336 | 53118.2865 |  | 20775078.3322 | 218216.5407
2019-05-01 | 26 | 42022.4544 | 64803.8092 |  | 22472682.5015 | 218216.5407
2019-06-01 | 26 | 39570.6754 | 64672.1226 |  | 22139125.1248 | 218216.5407
2019-07-01 | 27 | 42521.499 | 63654.9292 |  | 22370725.0597 | 215870.0077
2019-08-01 | 27 | 42640.9194 | 63653.1724 |  | 22474027.9995 | 215870.0077
2019-09-01 | 27 | 42211.1708 | 63647.7075 |  | 21990262.3352 | 215870.0077
2019-10-01 | 28 | 32960.7953 | 50615.4806 |  | 20432127.4174 | 376944.3279
2019-11-01 | 28 | 28572.1014 | 48774.3795 |  | 19298404.4191 | 376944.3279
2019-12-01 | 28 | 28494.1747 | 47869.0561 |  | 19447013.1404 | 376944.3279
2020-01-01 | 29 | 27799.6381 | 46376.4628 |  | 18762600.5799 | 389447.2319
2020-02-01 | 29 | 28407.8758 | 46170.4649 |  | 18236602.5743 | 389447.2319
2020-03-01 | 29 | 29225.6248 | 46038.3025 |  | 18861752.9882 | 389447.2319
2020-04-01 | 30 | 23850.4062 | 44159.985 |  | 17905193.1059 | 211104.6351
2020-05-01 | 30 | 36971.9222 | 55883.5313 |  | 19443990.3951 | 211104.6351
2020-06-01 | 30 | 35068.1931 | 56310.3376 |  | 19339013.3055 | 211104.6351
2020-07-01 | 31 | 37952.286 | 56477.8332 |  | 19888418.9465 | 211032.3285
2020-08-01 | 31 | 38117.433 | 56553.3724 |  | 19990387.5536 | 211032.3285
2020-09-01 | 31 | 37797.4893 | 56509.9804 |  | 19605520.7366 | 211032.3285
2020-10-01 | 32 | 27763.4065 | 44698.0603 |  | 18443659.7376 | 409562.4185
2020-11-01 | 32 | 24962.3077 | 43128.9615 |  | 17471842.1894 | 409562.4185
2020-12-01 | 32 | 24881.621 | 42146.3306 |  | 17503619.2079 | 409562.4185
2021-01-01 | 33 | 25049.7757 | 42277.1667 |  | 17389070.3405 | 409942.2095
2021-02-01 | 33 | 25485.0055 | 42067.5749 |  | 16954245.7245 | 409942.2095
2021-03-01 | 33 | 25915.6837 | 41968.9147 |  | 17486873.5939 | 409942.2095
2021-04-01 | 34 | 22574.9443 | 41731.1052 |  | 17069807.0885 | 210887.7151
2021-05-01 | 34 | 34993.8406 | 53205.2757 |  | 18499169.7737 | 210887.7151
2021-06-01 | 34 | 33182.9401 | 53726.6794 |  | 18432875.8966 | 210887.7151
2021-07-01 | 35 | 35926.2855 | 53857.914 |  | 18951663.5234 | 210887.7151
2021-08-01 | 35 | 36101.0684 | 53949.7416 |  | 19053351.1768 | 210887.7151
2021-09-01 | 35 | 35804.2637 | 53898.3573 |  | 18689308.261 | 210887.7151
2021-10-01 | 36 | 25784.4713 | 42211.9119 |  | 17568945.7262 | 410516.3977
2021-11-01 | 36 | 23426.2559 | 40718.6923 |  | 16642261.7199 | 410516.3977
2021-12-01 | 36 | 23344.7993 | 39714.4954 |  | 16641470.171 | 410516.3977
2022-01-01 | 37 | 23493.2523 | 39872.4656 |  | 16549606.4025 | 410584.78
2022-02-01 | 37 | 23857.0388 | 39661.3897 |  | 16152411.6596 | 410584.78
2022-03-01 | 37 | 24127.8767 | 39576.5642 |  | 16646852.8209 | 410584.78
2022-04-01 | 38 | 21667.9442 | 39918.1641 |  | 16454947.0855 | 210887.7151
2022-05-01 | 38 | 33633.5913 | 51325.1199 |  | 17827100.1759 | 210887.7151
2022-06-01 | 38 | 31892.105 | 51917.2605 |  | 17789732.3566 | 210887.7151
2022-07-01 | 39 | 34822.5327 | 52461.3926 |  | 18429795.3683 | 210887.7151
2022-08-01 | 39 | 35002.1239 | 52561.3482 |  | 18531342.8238 | 210887.7151
2022-09-01 | 39 | 34716.8657 | 52505.9758 |  | 18177691.1782 | 210887.7151
2022-10-01 | 40 | 25056.0087 | 41127.8544 |  | 17178764.9831 | 410957.5113
2022-11-01 | 40 | 22808.4041 | 39653.5857 |  | 16263353.1455 | 410957.5113
2022-12-01 | 40 | 22726.7552 | 38644.0026 |  | 16254427.5488 | 410957.5113
2023-01-01 | 41 | 23061.9886 | 39113.1448 |  | 16257858.275 | 411264.6379
2023-02-01 | 41 | 23425.7751 | 38902.069 |  | 15860663.5321 | 411264.6379
2023-03-01 | 41 | 23696.613 | 38817.2435 |  | 16355104.6934 | 411264.6379
2023-04-01 | 42 | 20274.1546 | 37466.9583 |  | 15492988.3174 | 202449.5052
2023-05-01 | 42 | 31949.055 | 48872.2076 |  | 16826798.1065 | 202449.5052
2023-06-01 | 42 | 30246.1836 | 49450.078 |  | 16806146.1697 | 202449.5052
2023-07-01 | 43 | 31777.9262 | 48086.3558 |  | 16624061.2483 | 194011.2952
2023-08-01 | 43 | 31942.0337 | 48244.2669 |  | 16714467.797 | 194011.2952
2023-09-01 | 43 | 31699.1344 | 48200.0708 |  | 16437337.7643 | 194011.2952
2023-10-01 | 44 | 19883.9506 | 34898.682 |  | 14635044.0065 | 389431.9722
2023-11-01 | 44 | 18857.8495 | 33830.264 |  | 13978232.7923 | 389431.9722
2023-12-01 | 44 | 18819.553 | 32888.693 |  | 13908398.6565 | 389431.9722

## Input
| SDG&E 2013 v1c4-Draft.xls |  |  |  | Program Budget ($) | [10 empty] | Import file format 5
[5 empty] | a. Administrative Costs | 2013 | 2014 | 2015 | NPV |  |  |  | Nominal | Nominal | Nominal
| Proposer General Information |  |  |  | a.i. Overhead and G&A | 5694712.8627 | 6835555.6903 |  | 12061661.1584 | d. Incentives and Rebates ($) |  |  | 2013 | 2014 | 2015 | NPV |  | Market Effects Adjustments
| Proposer Name |  | SDG&E |  | a.ii. Other Admin costs |  |  |  | 0 | d.i. User Input Incentive (treated like admin) | [5 empty] | 0 |  | Adjustment type
| Program Name |  | SDG&E Core |  | b. Marketing/Outreach | 6598431.3149 | 6626382.3746 |  | 12770546.0453 | d.ii. Rebate |  |  | 29262437.0746 | 36620727.4081 | 0 |  |  | Enter Custom values in columns AO through AT
| Service Territory |  | SDG&E |  | c. Direct Implementation (non incentive) |  |  |  |  | d.iii. Direct Install Labor |  |  | 0 | 0 | 0 |  |  | Uniform Factors to apply to all measures
| First Year of Program Implementation |  |  | 2013 | c.i. Activity | 30617499.0196 | 30185739.2136 |  | 58733873.1008 | d.iv. Direct Install Materials |  |  | 0 | 0 | 0 |  |  |  | Benefit Adj | Cost Adj
| Contact Information |  |  |  | c.ii. Installation |  |  |  | 0 | d.v. Upstream payments |  |  | 14263.2366 | 13702.3311 | 0 |  |  | Participant Inside
| Name |  |  |  | c.iii. Hardware & Materials |  |  |  | 0 | Subtotal Incentives and Rebates |  |  | 29276700.3112 | 36634429.7392 | 0 | 60524918.7988 |  | Participant Outside
| Address |  |  |  | c.iv. Rebate Processing and Inspection |  |  |  | 0 | [8 empty] | Non-participant | [41 empty] | Formulas for spreading annual installations to quarters
| ZIP code |  |  |  | d. Total Incentives and Rebates | 29276700.3112 | 36634429.7392 | 0 | 60524918.7988 | [8 empty] | Total Factor | 0% | 0% | [39 empty] | 0 | 0 | 0 | 0 | 0 | 0 | 0 | 0 | 0 | 0 | 0 | 0 | 0 | 0 | 0 | 0 | 0 | 0 | 0 | 0 | 0 | 0 | 0 | 0 | 0 | 0 | 0 | 0 | 0 | 0 | 0 | 0 | 0 | 0 | 0 | 0 | 0 | 0 | 0 | 0 | 0 | 0 | 0 | 0
| Telephone |  |  |  | e. EM&V |  |  |  | 0 | f. Costs recovered from other sources | [5 empty] | 0
| Email |  |  |  | Total | 72187343.5084 | 80282107.0177 | 0 | 144090999.1034 | Program Budget w/ Other Costs (a to f) |  |  | 72187343.5084 | 80282107.0177 | 0 | 144090999.1034
[15 empty] | Number of measures that have negative participant cost: | 0 |  |  | Total Excess incentive: | 0 | [39 empty] | Quarterly Installation Schedule
| Program Inputs | [10 empty] | Transfer | Admin | Admin | Admin | Participant | [8 empty] | Second Baseline (For savings after the RUL) | [7 empty] | Table Lookup Values |  |  |  |  | Benefits Adj Factors |  | Market Effects Adjustments | [8 empty] | Annual Installation Schedule (enter quarterly values to the right) | [10 empty] | 2013 |  |  |  | 2014 |  |  |  | 2015 |  |  |  | 2016 |  |  |  | 2017 |  |  |  | 2018 |  |  |  | 2019 |  |  |  | 2020 |  |  |  | 2021 |  |  |  | 2022 |  |  |  | 2023
| Measure Name | DEER RunID | Climate Zone | Target sector | Measure Electric End Use Shape | CZ, Sector, Measure combination found? | Expected Useful Life for New/ROB, RUL for retrofit. (yrs) | Program Type (To look up Net-to-gross Ratio) | Unit Definition (e.g. homes) | Program Type (NEW/ROB or Early Repl(RET)) | Gross Measure Cost (Total Cost for Retrofit, Incr Cost for New/ROB) ($/unit) | Rebate to end use customer or its assignee ($/unit) | Incentives to entities other than the end use customer or its assignee($/unit) | Direct Install Labor ($/unit) | Direct Install Material ($/unit) | Gross Participant Cost ($/unit) | Gross Unit Annual Electricity Savings (kwh/unit) | Electric Rate Schedule | Demand Scaler | User Entered kW Savings per unit (kW/unit) | Gross Unit Annual Gas Savings (therm/unit) | Gas Sector | Gas Rate Schedule | Gas Savings Profile | Total Life. Can be left blank for single baseline measures (Yrs) | Incremental Cost (relative to standard efficiency default device) ($/unit) | Measure Cost Inflation (%/year escalation) | Early retrofit incremental kWh savings (kWh/unit) | Early retrofit incremental kW savings (kW/unit) | Early retrofit incremental Th savings (Th/unit) | Combustion Type | Expected Useful Life for New/ROB, RUL for retrofit. (yrs) | Net-to-Gross Ratio - kWh | Net-to-Gross Ratio -Therms | Net-to-Gross Ratio - kW | Net-to-Gross Ratio - Therms (overides lookup value) | Net-to-Gross Ratio - Costs | Installation Rate (Blank gets 100%) (IR) | Gross Realization Rate (Blank gets 100%) (GRR) | Benefits - Participants Inside | Benefits - Participants Outside | Benefits- Non-participants | Costs - Participants Inside | Costs - Participants Outside | Costs- Non-participants | Total Benefits Factor | Total Cost Factor | % Eligible for TOU AC adjustment | 2013 | 2014 | 2015 | 2016 | 2017 | 2018 | 2019 | 2020 | 2021 | 2022 | 2023 | Qtr 1 | Qtr 2 | Qtr 3 | Qtr 4 | Qtr 1 | Qtr 2 | Qtr 3 | Qtr 4 | Qtr 1 | Qtr 2 | Qtr 3 | Qtr 4 | Qtr 1 | Qtr 2 | Qtr 3 | Qtr 4 | Qtr 1 | Qtr 2 | Qtr 3 | Qtr 4 | Qtr 1 | Qtr 2 | Qtr 3 | Qtr 4 | Qtr 1 | Qtr 2 | Qtr 3 | Qtr 4 | Qtr 1 | Qtr 2 | Qtr 3 | Qtr 4 | Qtr 1 | Qtr 2 | Qtr 3 | Qtr 4 | Qtr 1 | Qtr 2 | Qtr 3 | Qtr 4 | Qtr 1 | Qtr 2 | Qtr 3 | Qtr 4 | Total Number of Units | Comments
3249 | 2005 T-24 |  | System | COMMERCIAL | NON_res:DEER:Indoor_Non-CFL_Ltg | TRUE | 13.1521 | 0.23907 |  |  | 387.5604 |  |  |  |  | 387.5604 | 1000 | Small Commercial | kWh | 0.33644 | 14.7222 | Commercial | Small Commercial | Winter Only | [6 empty] | Small Boilers (<100 MMBtu/hr Heat Input):Uncontrolled | 11.8692 | 23.91% | 23.91% | 36.92% | 52.45% | [9 empty] | 0% | 0% | 0% | 6819.2863 | 6047.6225 | 0 | 0 | 0 | 0 | 0 | 0 | 0 | 0 | 0 | 2013 Qtr 1: 1704.8216; 2013 Qtr 2: 1704.8216; 2013 Qtr 3: 1704.8216; 2013 Qtr 4: 1704.8216; 2014 Qtr 1: 1511.9056; 2014 Qtr 2: 1511.9056; 2014 Qtr 3: 1511.9056; 2014 Qtr 4: 1511.9056 | 12866.9088
3249 | 2005 T-20 |  | System | RES | res:DEER:RefgFrzr_HighEff | TRUE | 10.7267 | 0.36917 |  |  | 167.8191 |  |  |  |  | 167.8191 | 1000 | Residential | kWh | 0.15632 | -1.091 | Residential | Residential | Winter Only | [6 empty] | Residential Furnaces (<0.3):Uncontrolled | 10.0969 | 36.92% | 36.92% | 37.36% | -43.25% | [9 empty] | 0% | 0% | 0% | 31757.0689 | 25079.4726 | 0 | 0 | 0 | 0 | 0 | 0 | 0 | 0 | 0 | 2013 Qtr 1: 7939.2672; 2013 Qtr 2: 7939.2672; 2013 Qtr 3: 7939.2672; 2013 Qtr 4: 7939.2672; 2014 Qtr 1: 6269.8682; 2014 Qtr 2: 6269.8682; 2014 Qtr 3: 6269.8682; 2014 Qtr 4: 6269.8682 | 56836.5416
3249 | 2006 T-20 |  | System | RES | res:DEER:Indoor_CFL_Ltg | TRUE | 9.6308 | 0.71686 |  |  | 770.0875 |  |  |  |  | 770.0875 | 1000 | Residential | kWh | 0.19779 | -0.18712 | Residential | Residential | Winter Only | [6 empty] | Residential Furnaces (<0.3):Uncontrolled | 7.0731 | 71.69% | 71.69% | 71.75% | 68.58% | [9 empty] | 0% | 0% | 0% | 6429.2968 | 6403.8075 | 0 | 0 | 0 | 0 | 0 | 0 | 0 | 0 | 0 | 2013 Qtr 1: 1607.3242; 2013 Qtr 2: 1607.3242; 2013 Qtr 3: 1607.3242; 2013 Qtr 4: 1607.3242; 2014 Qtr 1: 1600.9519; 2014 Qtr 2: 1600.9519; 2014 Qtr 3: 1600.9519; 2014 Qtr 4: 1600.9519 | 12833.1043
3249 | 2008 T-24 |  | System | COMMERCIAL | NON_res:DEER:HVAC_Split-Package_AC | TRUE | 20.1707 | 0.42139 |  |  | 165.0606 |  |  |  |  | 165.0606 | 1000 | Small Commercial | kWh | 0.15229 | 13.9346 | Commercial | Small Commercial | Winter Only | [6 empty] | Small Boilers (<100 MMBtu/hr Heat Input):Uncontrolled | 21.0877 | 42.14% | 42.14% | 39.11% | 53.58% | [9 empty] | 0% | 0% | 0% | 9039.0204 | 8811.516 | 0 | 0 | 0 | 0 | 0 | 0 | 0 | 0 | 0 | 2013 Qtr 1: 2259.7551; 2013 Qtr 2: 2259.7551; 2013 Qtr 3: 2259.7551; 2013 Qtr 4: 2259.7551; 2014 Qtr 1: 2202.879; 2014 Qtr 2: 2202.879; 2014 Qtr 3: 2202.879; 2014 Qtr 4: 2202.879 | 17850.5363
3249 | 2008 T-20 |  | System | RES | res:DEER:Indoor_CFL_Ltg | TRUE | 5.307 | 0.68803 |  |  | 128.9462 |  |  |  |  | 128.9462 | 1000 | Residential | kWh | 0.077918 | -4.1393 | Residential | Residential | Winter Only | [6 empty] | Residential Furnaces (<0.3):Uncontrolled | 12.8157 | 68.8% | 68.8% | 68.78% | 68.81% | [9 empty] | 0% | 0% | 0% | 28763.3745 | 5189.061 | 0 | 0 | 0 | 0 | 0 | 0 | 0 | 0 | 0 | 2013 Qtr 1: 7190.8436; 2013 Qtr 2: 7190.8436; 2013 Qtr 3: 7190.8436; 2013 Qtr 4: 7190.8436; 2014 Qtr 1: 1297.2653; 2014 Qtr 2: 1297.2653; 2014 Qtr 3: 1297.2653; 2014 Qtr 4: 1297.2653 | 33952.4355
3249 | 2009 T-20 |  | System | RES | res:DEER:Indoor_CFL_Ltg | TRUE | 10 | 0.29838 |  |  | 0 |  |  |  |  | 0 | 1000 | Residential | kWh | 0.081091 | -2.971 | Residential | Residential | Winter Only | [6 empty] | Residential Furnaces (<0.3):Uncontrolled | 10 | 29.84% | 29.84% | 29.47% | 29.84% | [9 empty] | 0% | 0% | 0% | 50678.7658 | 41650.5855 | 0 | 0 | 0 | 0 | 0 | 0 | 0 | 0 | 0 | 2013 Qtr 1: 12669.6914; 2013 Qtr 2: 12669.6914; 2013 Qtr 3: 12669.6914; 2013 Qtr 4: 12669.6914; 2014 Qtr 1: 10412.6464; 2014 Qtr 2: 10412.6464; 2014 Qtr 3: 10412.6464; 2014 Qtr 4: 10412.6464 | 92329.3513
3249 | 2011 T-20 |  | System | RES | res:DEER:Indoor_CFL_Ltg | TRUE | 3.4532 | 0.4567 |  |  | 27.9636 |  |  |  |  | 27.9636 | 1000 | Residential | kWh | 0.086527 | -3.8134 | Residential | Residential | Winter Only | [6 empty] | Residential Furnaces (<0.3):Uncontrolled | 0 | 45.67% | 45.67% | 45.67% | 45.67% | [9 empty] | 0% | 0% | 0% | 0 | 35264.6828 | 0 | 0 | 0 | 0 | 0 | 0 | 0 | 0 | 0 | 2013 Qtr 1: 0; 2013 Qtr 2: 0; 2013 Qtr 3: 0; 2013 Qtr 4: 0; 2014 Qtr 1: 8816.1707; 2014 Qtr 2: 8816.1707; 2014 Qtr 3: 8816.1707; 2014 Qtr 4: 8816.1707 | 35264.6828
3249 | Reach Code |  | System | COMMERCIAL | NON_res:DEER:HVAC_Split-Package_AC | TRUE | 20.1707 | 0.714 |  |  | 6777.5805 |  |  |  |  | 6777.5805 | 1000 | Small Commercial | kWh | 0 | 20.921 | Commercial | Small Commercial | Winter Only | [6 empty] | Small Boilers (<100 MMBtu/hr Heat Input):Uncontrolled | 16.4785 | 71.4% | 71.4% | 0% | 71.4% | [9 empty] | 0% | 0% | 0% | 405.6378 | 405.6378 | 0 | 0 | 0 | 0 | 0 | 0 | 0 | 0 | 0 | 2013 Qtr 1: 101.4095; 2013 Qtr 2: 101.4095; 2013 Qtr 3: 101.4095; 2013 Qtr 4: 101.4095; 2014 Qtr 1: 101.4095; 2014 Qtr 2: 101.4095; 2014 Qtr 3: 101.4095; 2014 Qtr 4: 101.4095 | 811.2757
3249 | Fed Appliance |  | System | RES | res:DEER:Indoor_CFL_Ltg | TRUE | 3.7306 | 0.05786 |  |  | 137.8027 |  |  |  |  | 137.8027 | 1000 | Residential | kWh | 0.14844 | -2.5007 | Residential | Residential | Winter Only | [6 empty] | Residential Furnaces (<0.3):Uncontrolled | 0 | 5.786% | 5.786% | 5.792% | 6.088% | [9 empty] | 0% | 0% | 0% | 21364.1453 | 15189.2335 | 0 | 0 | 0 | 0 | 0 | 0 | 0 | 0 | 0 | 2013 Qtr 1: 5341.0363; 2013 Qtr 2: 5341.0363; 2013 Qtr 3: 5341.0363; 2013 Qtr 4: 5341.0363; 2014 Qtr 1: 3797.3084; 2014 Qtr 2: 3797.3084; 2014 Qtr 3: 3797.3084; 2014 Qtr 4: 3797.3084 | 36553.3788
3249 | Track 1 Future Title 20 |  | System | RES | res:DEER:Indoor_CFL_Ltg | TRUE | 0 | 0 |  |  | 0 |  |  |  |  | 0 | 0 | Residential | kWh | 0 | 0 | Residential | Residential | Winter Only | [6 empty] | Residential Furnaces (<0.3):Uncontrolled | 0 | 0% | 0% | 0% | 0% | [9 empty] | 0% | 0% | 0% | 0 | 0 | 0 | 0 | 0 | 0 | 0 | 0 | 0 | 0 | 0 | 2013 Qtr 1: 0; 2013 Qtr 2: 0; 2013 Qtr 3: 0; 2013 Qtr 4: 0; 2014 Qtr 1: 0; 2014 Qtr 2: 0; 2014 Qtr 3: 0; 2014 Qtr 4: 0 | 0
3249 | Track 1 Future Fed Appliance |  | System | RES | res:DEER:Indoor_CFL_Ltg | TRUE | 12.4538 | 0.038825 |  |  | 13.9375 |  |  |  |  | 13.9375 | 1000 | Residential | kWh | 0.28081 | 0.59569 | Residential | Residential | Winter Only | [6 empty] | Residential Furnaces (<0.3):Uncontrolled | 16.4785 | 3.883% | 3.883% | 4.283% | 9.139% | [9 empty] | 0% | 0% | 0% | 885.9284 | 15095.5359 | 0 | 0 | 0 | 0 | 0 | 0 | 0 | 0 | 0 | 2013 Qtr 1: 221.4821; 2013 Qtr 2: 221.4821; 2013 Qtr 3: 221.4821; 2013 Qtr 4: 221.4821; 2014 Qtr 1: 3773.884; 2014 Qtr 2: 3773.884; 2014 Qtr 3: 3773.884; 2014 Qtr 4: 3773.884 | 15981.4643
3249 | Track 1 Future (2013) T-24 |  | System | COMMERCIAL | NON_res:DEER:Indoor_Non-CFL_Ltg | TRUE | 15.4041 | 0.4807 |  |  | 226.381 |  |  |  |  | 226.381 | 1000 | Small Commercial | kWh | 0.26984 | 11.1836 | Commercial | Small Commercial | Winter Only | [6 empty] | Small Boilers (<100 MMBtu/hr Heat Input):Uncontrolled | 16.4785 | 48.07% | 48.07% | 48.07% | 48.07% | [9 empty] | 0% | 0% | 0% | 0 | 2984.1885 | 0 | 0 | 0 | 0 | 0 | 0 | 0 | 0 | 0 | 2013 Qtr 1: 0; 2013 Qtr 2: 0; 2013 Qtr 3: 0; 2013 Qtr 4: 0; 2014 Qtr 1: 746.0471; 2014 Qtr 2: 746.0471; 2014 Qtr 3: 746.0471; 2014 Qtr 4: 746.0471 | 2984.1885
3203 | 404002-Wall R-0 to R-13 Insulation |  | SYSTEM | Residential | 26-SFM-ResidentialSingleFamily-SP_COOL | TRUE |  |  |  |  | 0.94 | 0.15 | 0 | 0 | 0 | 0.79 | 0.168 |  | kWh | 7.66e-05 | 0.0878 | Residential |  | Winter Only | [6 empty] | Residential Furnaces (<0.3):Uncontrolled | 20 | 28% |  |  |  |  | 82.2% | [7 empty] | 0% | 0% | 0% | 900000 | 900000 | 0 | 0 | 0 | 0 | 0 | 0 | 0 | 0 | 0 | 2013 Qtr 1: 225000; 2013 Qtr 2: 225000; 2013 Qtr 3: 225000; 2013 Qtr 4: 225000; 2014 Qtr 1: 225000; 2014 Qtr 2: 225000; 2014 Qtr 3: 225000; 2014 Qtr 4: 225000 | 1800000
3203 | 404003-Water Heating -High Energy Factor Unit - Gas Storage EF>=.62 |  | SYSTEM | Residential | 26-SFM-ResidentialSingleFamily-WAT_HEAT | TRUE |  |  |  |  | 144.82 | 30 | 0 | 0 | 0 | 114.82 | 0 |  | kWh | 0 | 9.28 | Residential |  | Annual | [6 empty] | Small Boilers (<100 MMBtu/hr Heat Input):Uncontrolled | 11 | 23% | [12 empty] | 0% | 0% | 0% | 1726 | 1726 | 0 | 0 | 0 | 0 | 0 | 0 | 0 | 0 | 0 | 2013 Qtr 1: 431.5; 2013 Qtr 2: 431.5; 2013 Qtr 3: 431.5; 2013 Qtr 4: 431.5; 2014 Qtr 1: 431.5; 2014 Qtr 2: 431.5; 2014 Qtr 3: 431.5; 2014 Qtr 4: 431.5 | 3452
3203 | 404005-A/C - Whole-House Fan |  | SYSTEM | Residential | 26-SFM-ResidentialSingleFamily-SP_COOL | TRUE |  |  |  |  | 600.84 | 50 | 0 | 0 | 0 | 550.84 | 12.1 |  | kWh | 0.0681 | -0.0566 | Residential |  | Summer Only | [6 empty] | Residential Furnaces (<0.3):Uncontrolled | 20 | 55% | [12 empty] | 0% | 0% | 0% | 260 | 260 | 0 | 0 | 0 | 0 | 0 | 0 | 0 | 0 | 0 | 2013 Qtr 1: 65; 2013 Qtr 2: 65; 2013 Qtr 3: 65; 2013 Qtr 4: 65; 2014 Qtr 1: 65; 2014 Qtr 2: 65; 2014 Qtr 3: 65; 2014 Qtr 4: 65 | 520
3203 | 404007-Heating - Gas 92% AFUE |  | SYSTEM | Residential | 26-SFM-ResidentialSingleFamily-SP_HEAT | TRUE |  |  |  |  | 278.11 | 200 | 0 | 0 | 0 | 78.11 | 0 |  | kWh | 0 | 16 | Residential |  | Winter Only | [6 empty] | Residential Furnaces (<0.3):Uncontrolled | 20 | 55% | [12 empty] | 0% | 0% | 0% | 1823 | 1823 | 0 | 0 | 0 | 0 | 0 | 0 | 0 | 0 | 0 | 2013 Qtr 1: 455.75; 2013 Qtr 2: 455.75; 2013 Qtr 3: 455.75; 2013 Qtr 4: 455.75; 2014 Qtr 1: 455.75; 2014 Qtr 2: 455.75; 2014 Qtr 3: 455.75; 2014 Qtr 4: 455.75 | 3646
3203 | 404011-Motor - Pool Pump variable speed - pool owner |  | SYSTEM | Residential | 26-SFM-ResidentialSingleFamily-POOL_PMP | TRUE |  |  |  |  | 600 | 200 | 0 | 0 | 0 | 400 | 1169 |  | kWh | 0.166 | 0 | Residential |  | Winter Only | [6 empty] | Residential Furnaces (<0.3):Uncontrolled | 10 | 55% | [12 empty] | 0% | 0% | 0% | 3500 | 3500 | 0 | 0 | 0 | 0 | 0 | 0 | 0 | 0 | 0 | 2013 Qtr 1: 875; 2013 Qtr 2: 875; 2013 Qtr 3: 875; 2013 Qtr 4: 875; 2014 Qtr 1: 875; 2014 Qtr 2: 875; 2014 Qtr 3: 875; 2014 Qtr 4: 875 | 7000
3203 | 404013-Refrigerator - Energy Star(Retail) |  | SYSTEM | Residential | 26-SFM-ResidentialSingleFamily-REFG | TRUE |  |  |  |  | 141.5197 | 50 | 0 | 0 | 0 | 91.5197 | 82.5 |  | kWh | 0.0151 | -1.9 | Residential |  | Winter Only | [7 empty] | 14 | 53% | [12 empty] | 0% | 0% | 0% | 5000 | 5000 | 0 | 0 | 0 | 0 | 0 | 0 | 0 | 0 | 0 | 2013 Qtr 1: 1250; 2013 Qtr 2: 1250; 2013 Qtr 3: 1250; 2013 Qtr 4: 1250; 2014 Qtr 1: 1250; 2014 Qtr 2: 1250; 2014 Qtr 3: 1250; 2014 Qtr 4: 1250 | 10000
3203 | 404026-Water Saving Kit |  | SYSTEM | Residential | [6 empty] | 12 | 0 | 0 | 0 | 0 | 12 | 0 |  | #N/A | 0 | 21.41 | Residential |  | Annual | [6 empty] | Small Boilers (<100 MMBtu/hr Heat Input):Controlled Low NOx Burner | 10 | 55% |  |  |  |  | 76% | [7 empty] | 0% | 0% | 0% | 8000 | 7000 | 0 | 0 | 0 | 0 | 0 | 0 | 0 | 0 | 0 | 2013 Qtr 1: 2000; 2013 Qtr 2: 2000; 2013 Qtr 3: 2000; 2013 Qtr 4: 2000; 2014 Qtr 1: 1750; 2014 Qtr 2: 1750; 2014 Qtr 3: 1750; 2014 Qtr 4: 1750 | 15000
3203 | 404029-Water Heating -High Energy Factor Unit - Gas Storage EF>=.67 |  | SYSTEM | Residential | [6 empty] | 144.82 | 75 | 0 | 0 | 0 | 69.82 | 0 |  | #N/A | 0 | 23.3 | Residential |  | Annual | [6 empty] | Small Boilers (<100 MMBtu/hr Heat Input):Uncontrolled | 11 | 23% | [12 empty] | 0% | 0% | 0% | 25 | 25 | 0 | 0 | 0 | 0 | 0 | 0 | 0 | 0 | 0 | 2013 Qtr 1: 6.25; 2013 Qtr 2: 6.25; 2013 Qtr 3: 6.25; 2013 Qtr 4: 6.25; 2014 Qtr 1: 6.25; 2014 Qtr 2: 6.25; 2014 Qtr 3: 6.25; 2014 Qtr 4: 6.25 | 50
3203 | 444009-Attic Insulation |  | SYSTEM | Residential | 26-SFM-ResidentialSingleFamily-SP_COOL | TRUE |  |  |  |  | 0.757 | 0.15 | 0 | 0 | 0 | 0.607 | 0.0178 |  | kWh | 1.82e-05 | 0.0073 | Residential |  | Winter Only | [6 empty] | Residential Furnaces (<0.3):Uncontrolled | 20 | 85% |  |  |  |  | 78.2% | [7 empty] | 0% | 0% | 0% | 1316189 | 1316189 | 0 | 0 | 0 | 0 | 0 | 0 | 0 | 0 | 0 | 2013 Qtr 1: 329047.25; 2013 Qtr 2: 329047.25; 2013 Qtr 3: 329047.25; 2013 Qtr 4: 329047.25; 2014 Qtr 1: 329047.25; 2014 Qtr 2: 329047.25; 2014 Qtr 3: 329047.25; 2014 Qtr 4: 329047.25 | 2632378
3204 | 432001-HE Electric Water Heater (EF=0.93) |  | SYSTEM | Residential | 26-SFM-ResidentialSingleFamily-WAT_HEAT | TRUE |  |  |  |  | 35 | 30 | 0 | 0 | 0 | 5 | 311 |  | kWh | 0.031 | 0 | Residential |  | Winter Only | [6 empty] | Residential Furnaces (<0.3):Uncontrolled | 13 | 55% | [12 empty] | 0% | 0% | 0% | 4 | 4 | 0 | 0 | 0 | 0 | 0 | 0 | 0 | 0 | 0 | [44 empty] | 8 | bar: 2013 Qtr 1 to 2014 Qtr 4
3204 | 432002-A/C - Room unit - Energy Star |  | SYSTEM | Residential | 26-SFM-ResidentialSingleFamily-SP_COOL | TRUE |  |  |  |  | 50 | 50 | 0 | 0 | 0 | 0 | 60 |  | kWh | 0.063 | 0 | Residential |  | Winter Only | [6 empty] | Residential Furnaces (<0.3):Uncontrolled | 9 | 36% | [12 empty] | 0% | 0% | 100% | 57 | 57 | 0 | 0 | 0 | 0 | 0 | 0 | 0 | 0 | 0 | 2013 Qtr 1: 14.25; 2013 Qtr 2: 14.25; 2013 Qtr 3: 14.25; 2013 Qtr 4: 14.25; 2014 Qtr 1: 14.25; 2014 Qtr 2: 14.25; 2014 Qtr 3: 14.25; 2014 Qtr 4: 14.25 | 114
3204 | 432003-Refrigerator - Energy Star (Retail) |  | SYSTEM | Residential | 19-RES-AllResidential-REFG | TRUE |  |  |  |  | 141.5197 | 25 | 0 | 0 | 0 | 116.5197 | 82.5 |  | kWh | 0.0151 | -1.9 | Residential |  | Winter Only | [6 empty] | Residential Furnaces (<0.3):Uncontrolled | 14 | 53% | [12 empty] | 0% | 0% | 0% | 1822 | 1822 | 0 | 0 | 0 | 0 | 0 | 0 | 0 | 0 | 0 | 2013 Qtr 1: 455.5; 2013 Qtr 2: 455.5; 2013 Qtr 3: 455.5; 2013 Qtr 4: 455.5; 2014 Qtr 1: 455.5; 2014 Qtr 2: 455.5; 2014 Qtr 3: 455.5; 2014 Qtr 4: 455.5 | 3644
3204 | 432006-Water Heating -High Energy Factor Unit - Gas Storage EF>=.67 |  | SYSTEM | Residential | 26-SFM-ResidentialSingleFamily-WAT_HEAT | TRUE |  |  |  |  | 144.82 | 75 | 0 | 0 | 0 | 69.82 | 0 |  | kWh | 0 | 23.3 | Residential |  | Annual | [6 empty] | Residential Furnaces (<0.3):Uncontrolled | 11 | 23% | [12 empty] | 0% | 0% | 0% | 41 | 41 | 0 | 0 | 0 | 0 | 0 | 0 | 0 | 0 | 0 | 2013 Qtr 1: 10.25; 2013 Qtr 2: 10.25; 2013 Qtr 3: 10.25; 2013 Qtr 4: 10.25; 2014 Qtr 1: 10.25; 2014 Qtr 2: 10.25; 2014 Qtr 3: 10.25; 2014 Qtr 4: 10.25 | 82
3204 | 432007-Water Heating - Clothes Washer MEF= 2.0/ WF=6.0 |  | SYSTEM | Residential | 26-SFM-ResidentialSingleFamily-WAT_HEAT | TRUE |  |  |  |  | 147.69 | 35 | 0 | 0 | 0 | 112.69 | -28.7 |  | kWh | 0.000138 | 10 | Residential |  | Annual | [6 empty] | Residential Furnaces (<0.3):Uncontrolled | 11 | 31% | [12 empty] | 0% | 0% | 0% | 767 | 767 | 0 | 0 | 0 | 0 | 0 | 0 | 0 | 0 | 0 | 2013 Qtr 1: 191.75; 2013 Qtr 2: 191.75; 2013 Qtr 3: 191.75; 2013 Qtr 4: 191.75; 2014 Qtr 1: 191.75; 2014 Qtr 2: 191.75; 2014 Qtr 3: 191.75; 2014 Qtr 4: 191.75 | 1534
3204 | 432008-Water Heating -High Energy Factor Unit - Gas Storage EF>=.62 |  | SYSTEM | Residential | 26-SFM-ResidentialSingleFamily-WAT_HEAT | TRUE |  |  |  |  | 144.82 | 30 | 0 | 0 | 0 | 114.82 | 0 |  | kWh | 0 | 9.5745 | Residential |  | Annual | [6 empty] | Small Boilers (<100 MMBtu/hr Heat Input):Uncontrolled | 11 | 23% | [12 empty] | 0% | 0% | 0% | 26 | 26 | 0 | 0 | 0 | 0 | 0 | 0 | 0 | 0 | 0 | 2013 Qtr 1: 6.5; 2013 Qtr 2: 6.5; 2013 Qtr 3: 6.5; 2013 Qtr 4: 6.5; 2014 Qtr 1: 6.5; 2014 Qtr 2: 6.5; 2014 Qtr 3: 6.5; 2014 Qtr 4: 6.5 | 52
3205 | 423030-ENERGY STAR Qualified v. 5.1+20% Televisions >50" |  | SYSTEM | Residential | 19-RES-AllResidential-LIGHT | TRUE |  |  |  |  | 80 | 30 | 0 | 0 | 0 | 50 | 0 |  | kWh | 0 | 0 | Residential |  | Winter Only | [6 empty] | Residential Furnaces (<0.3):Uncontrolled | 10 | 55% | [5 empty] | 90% | [6 empty] | 0% | 0% | 0% | 6000 | 6000 | 0 | 0 | 0 | 0 | 0 | 0 | 0 | 0 | 0 | 2013 Qtr 1: 1500; 2013 Qtr 2: 1500; 2013 Qtr 3: 1500; 2013 Qtr 4: 1500; 2014 Qtr 1: 1500; 2014 Qtr 2: 1500; 2014 Qtr 3: 1500; 2014 Qtr 4: 1500 | 12000
3207 | 405007-Lighting-Screw-in Compact Fluorescent (CF) Reflector Bulbs R30 (13-23Watt) |  | SYSTEM | Residential | 13-MFM-ResidentialMulti-family-LIGHT | TRUE |  |  |  |  | 12.02 | 8 | 0 | 0 | 0 | 4.02 | 31 |  | kWh | 0.0031 | -0.542 | Residential |  | Winter Only | [6 empty] | Residential Furnaces (<0.3):Uncontrolled | 2.1 | 54% |  |  |  |  | 71% | [7 empty] | 0% | 0% | 0% | 3116 | 3116 | 0 | 0 | 0 | 0 | 0 | 0 | 0 | 0 | 0 | 2013 Qtr 1: 779; 2013 Qtr 2: 779; 2013 Qtr 3: 779; 2013 Qtr 4: 779; 2014 Qtr 1: 779; 2014 Qtr 2: 779; 2014 Qtr 3: 779; 2014 Qtr 4: 779 | 6232
3207 | 405008-Lighting-Screw-in Compact Fluorescent (CF) Reflector Bulbs R40 (13-23 Watt) |  | SYSTEM | Residential | 13-MFM-ResidentialMulti-family-LIGHT | TRUE |  |  |  |  | 12.02 | 10 | 0 | 0 | 0 | 2.02 | 31 |  | kWh | 0.0031 | -0.542 | Residential |  | Winter Only | [6 empty] | Residential Furnaces (<0.3):Uncontrolled | 2.1 | 54% |  |  |  |  | 71% | [7 empty] | 0% | 0% | 0% | 972.5 | 972.5 | 0 | 0 | 0 | 0 | 0 | 0 | 0 | 0 | 0 | 2013 Qtr 1: 243.125; 2013 Qtr 2: 243.125; 2013 Qtr 3: 243.125; 2013 Qtr 4: 243.125; 2014 Qtr 1: 243.125; 2014 Qtr 2: 243.125; 2014 Qtr 3: 243.125; 2014 Qtr 4: 243.125 | 1945
3207 | 405010-Lighting-Energy Star Interior Hardwired Fluorescent Fixtures >=30 Watt |  | SYSTEM | Residential | 13-MFM-ResidentialMulti-family-LIGHT | TRUE |  |  |  |  | 56.8619 | 40 | 0 | 0 | 0 | 16.8619 | 45.1 |  | kWh | 0.00451 | -0.788 | Residential |  | Winter Only | [6 empty] | Residential Furnaces (<0.3):Uncontrolled | 16 | 55% | [12 empty] | 0% | 0% | 0% | 18575.5 | 18575.5 | 0 | 0 | 0 | 0 | 0 | 0 | 0 | 0 | 0 | 2013 Qtr 1: 4643.875; 2013 Qtr 2: 4643.875; 2013 Qtr 3: 4643.875; 2013 Qtr 4: 4643.875; 2014 Qtr 1: 4643.875; 2014 Qtr 2: 4643.875; 2014 Qtr 3: 4643.875; 2014 Qtr 4: 4643.875 | 37151
3207 | 405011-Lighting-Interior CFL Fixtures (ENERGY STAR Qualified) 22-29 Watt |  | SYSTEM | Residential | 13-MFM-ResidentialMulti-family-LIGHT | TRUE |  |  |  |  | 50.9417 | 40 | 0 | 0 | 0 | 10.9417 | 227 |  | kWh | 0.048 | -0.566 | Residential |  | Winter Only | [6 empty] | Residential Furnaces (<0.3):Uncontrolled | 16 | 54% | [12 empty] | 0% | 0% | 0% | 3001.5 | 3001.5 | 0 | 0 | 0 | 0 | 0 | 0 | 0 | 0 | 0 | 2013 Qtr 1: 750.375; 2013 Qtr 2: 750.375; 2013 Qtr 3: 750.375; 2013 Qtr 4: 750.375; 2014 Qtr 1: 750.375; 2014 Qtr 2: 750.375; 2014 Qtr 3: 750.375; 2014 Qtr 4: 750.375 | 6003
3207 | 405012-Lighting-T-8 or T-5 Lamp and Electronic, 2-foot lamp installed 1 lamp |  | SYSTEM | Residential | 13-MFM-ResidentialMulti-family-LIGHT | TRUE |  |  |  |  | 32 | 32 | 0 | 0 | 0 | 0 | 78.3552 |  | kWh | 0.018617 | -0.20638 | Residential |  | Winter Only | [6 empty] | Residential Furnaces (<0.3):Uncontrolled | 15 | 55% |  |  |  |  | 92% | [7 empty] | 0% | 0% | 0% | 112 | 112 | 0 | 0 | 0 | 0 | 0 | 0 | 0 | 0 | 0 | 2013 Qtr 1: 28; 2013 Qtr 2: 28; 2013 Qtr 3: 28; 2013 Qtr 4: 28; 2014 Qtr 1: 28; 2014 Qtr 2: 28; 2014 Qtr 3: 28; 2014 Qtr 4: 28 | 224
3207 | 405013-Lighting-T-8 or T-5 Lamp and Electronic, 3-foot lamp installed 1 lamp |  | SYSTEM | Residential | 13-MFM-ResidentialMulti-family-LIGHT | TRUE |  |  |  |  | 32 | 32 | 0 | 0 | 0 | 0 | 64.1088 |  | kWh | 0.015232 | -0.16886 | Residential |  | Winter Only | [6 empty] | Residential Furnaces (<0.3):Uncontrolled | 15 | 55% |  |  |  |  | 92% | [7 empty] | 0% | 0% | 0% | 8 | 8 | 0 | 0 | 0 | 0 | 0 | 0 | 0 | 0 | 0 | 2013 Qtr 1: 2; 2013 Qtr 2: 2; 2013 Qtr 3: 2; 2013 Qtr 4: 2; 2014 Qtr 1: 2; 2014 Qtr 2: 2; 2014 Qtr 3: 2; 2014 Qtr 4: 2 | 16
3207 | 405014-Lighting-T-8 or T-5 Premium Lamp and Electronic, 4-foot lamp installed 1 lamp |  | SYSTEM | Residential | 13-MFM-ResidentialMulti-family-LIGHT | TRUE |  |  |  |  | 32 | 32 | 0 | 0 | 0 | 0 | 35.6 |  | kWh | 0.00839 | -0.0923 | Residential |  | Winter Only |  |  |  | 3.56 | 0.000839 | -0.00923 | Residential Furnaces (<0.3):Uncontrolled | 15 | 55% |  |  |  |  | 92% | [7 empty] | 0% | 0% | 0% | 966 | 966 | 0 | 0 | 0 | 0 | 0 | 0 | 0 | 0 | 0 | 2013 Qtr 1: 241.5; 2013 Qtr 2: 241.5; 2013 Qtr 3: 241.5; 2013 Qtr 4: 241.5; 2014 Qtr 1: 241.5; 2014 Qtr 2: 241.5; 2014 Qtr 3: 241.5; 2014 Qtr 4: 241.5 | 1932
3207 | 405016-Lighting-T-8 or T-5 Lamp and Electronic, 2-foot lamp installed 2 lamp |  | SYSTEM | Residential | 13-MFM-ResidentialMulti-family-LIGHT | TRUE |  |  |  |  | 42 | 34 | 0 | 0 | 0 | 8 | 156.7104 |  | kWh | 0.037235 | -0.41276 | Residential |  | Winter Only | [6 empty] | Residential Furnaces (<0.3):Uncontrolled | 15 | 55% |  |  |  |  | 92% | [7 empty] | 0% | 0% | 0% | 100 | 100 | 0 | 0 | 0 | 0 | 0 | 0 | 0 | 0 | 0 | 2013 Qtr 1: 25; 2013 Qtr 2: 25; 2013 Qtr 3: 25; 2013 Qtr 4: 25; 2014 Qtr 1: 25; 2014 Qtr 2: 25; 2014 Qtr 3: 25; 2014 Qtr 4: 25 | 200
3207 | 405017-Lighting-T-8 or T-5 Lamp and Electronic, 3-foot lamp installed 2 lamp |  | SYSTEM | Residential | 13-MFM-ResidentialMulti-family-LIGHT | TRUE |  |  |  |  | 42 | 34 | 0 | 0 | 0 | 8 | 128.2176 |  | kWh | 0.030465 | -0.33772 | Residential |  | Winter Only | [6 empty] | Residential Furnaces (<0.3):Uncontrolled | 15 | 55% |  |  |  |  | 92% | [7 empty] | 0% | 0% | 0% | 395.5 | 380 | 0 | 0 | 0 | 0 | 0 | 0 | 0 | 0 | 0 | 2013 Qtr 1: 98.875; 2013 Qtr 2: 98.875; 2013 Qtr 3: 98.875; 2013 Qtr 4: 98.875; 2014 Qtr 1: 95; 2014 Qtr 2: 95; 2014 Qtr 3: 95; 2014 Qtr 4: 95 | 775.5
3207 | 405018-Lighting-T-8 or T-5 Premium Lamp and Electronic, 4-foot lamp installed 2 lamp |  | SYSTEM | Residential | 13-MFM-ResidentialMulti-family-LIGHT | TRUE |  |  |  |  | 36 | 34 | 0 | 0 | 0 | 2 | 106.848 |  | kWh | 0.025387 | -0.28143 | Residential |  | Winter Only | 15 | 7.2 |  | 60.5472 | 0.014386 | -0.15948 | Residential Furnaces (<0.3):Uncontrolled | 2.0964 | 55% |  |  |  |  | 92% | [7 empty] | 0% | 0% | 0% | 3917.5 | 3917.5 | 0 | 0 | 0 | 0 | 0 | 0 | 0 | 0 | 0 | 2013 Qtr 1: 979.375; 2013 Qtr 2: 979.375; 2013 Qtr 3: 979.375; 2013 Qtr 4: 979.375; 2014 Qtr 1: 979.375; 2014 Qtr 2: 979.375; 2014 Qtr 3: 979.375; 2014 Qtr 4: 979.375 | 7835
3207 | 405026-Lighting-T-8 or T-5 Premium Lamp and Electronic, 4-foot lamp installed 4 lamp |  | SYSTEM | Residential | 13-MFM-ResidentialMulti-family-LIGHT | TRUE |  |  |  |  | 48 | 45 | 0 | 0 | 0 | 3 | 213.696 |  | kWh | 0.050774 | -0.56286 | Residential |  | Winter Only | 15 | 9.6 |  | 121.0944 | 0.028772 | -0.31895 | Residential Furnaces (<0.3):Uncontrolled | 2.0964 | 55% |  |  |  |  | 92% | [7 empty] | 0% | 0% | 0% | 373 | 358 | 0 | 0 | 0 | 0 | 0 | 0 | 0 | 0 | 0 | 2013 Qtr 1: 93.25; 2013 Qtr 2: 93.25; 2013 Qtr 3: 93.25; 2013 Qtr 4: 93.25; 2014 Qtr 1: 89.5; 2014 Qtr 2: 89.5; 2014 Qtr 3: 89.5; 2014 Qtr 4: 89.5 | 731
3207 | 405028-Lighting-T12 Delamping |  | SYSTEM | Residential | 13-MFM-ResidentialMulti-family-LIGHT | TRUE |  |  |  |  | 25.86 | 6 | 0 | 0 | 0 | 19.86 | 106.848 |  | kWh | 0.025387 | -0.28143 | Residential |  | Winter Only | [6 empty] | Residential Furnaces (<0.3):Uncontrolled | 15 | 55% |  |  |  |  | 92% | [7 empty] | 0% | 0% | 0% | 126 | 122 | 0 | 0 | 0 | 0 | 0 | 0 | 0 | 0 | 0 | 2013 Qtr 1: 31.5; 2013 Qtr 2: 31.5; 2013 Qtr 3: 31.5; 2013 Qtr 4: 31.5; 2014 Qtr 1: 30.5; 2014 Qtr 2: 30.5; 2014 Qtr 3: 30.5; 2014 Qtr 4: 30.5 | 248
3207 | 405031-Shell-Attic Insulation |  | SYSTEM | Residential | 13-MFM-ResidentialMulti-family-SP_COOL | TRUE |  |  |  |  | 0.757 | 0.15 | 0 | 0 | 0 | 0.607 | 0.0178 |  | kWh | 1.82e-05 | 0.0073 | Residential |  | Winter Only | [6 empty] | Residential Furnaces (<0.3):Uncontrolled | 20 | 28% |  |  |  |  | 78.2% | [7 empty] | 0% | 0% | 0% | 21719 | 20868 | 0 | 0 | 0 | 0 | 0 | 0 | 0 | 0 | 0 | 2013 Qtr 1: 5429.75; 2013 Qtr 2: 5429.75; 2013 Qtr 3: 5429.75; 2013 Qtr 4: 5429.75; 2014 Qtr 1: 5217; 2014 Qtr 2: 5217; 2014 Qtr 3: 5217; 2014 Qtr 4: 5217 | 42587
3207 | 405032-Shell-Wall Insulation |  | SYSTEM | Residential | 13-MFM-ResidentialMulti-family-SP_COOL | TRUE |  |  |  |  | 0.757 | 0.15 | 0 | 0 | 0 | 0.607 | 0.168 |  | kWh | 7.66e-05 | 0.0878 | Residential |  | Winter Only | [6 empty] | Residential Furnaces (<0.3):Uncontrolled | 20 | 28% |  |  |  |  | 82.2% | [7 empty] | 0% | 0% | 0% | 6500 | 6500 | 0 | 0 | 0 | 0 | 0 | 0 | 0 | 0 | 0 | 2013 Qtr 1: 1625; 2013 Qtr 2: 1625; 2013 Qtr 3: 1625; 2013 Qtr 4: 1625; 2014 Qtr 1: 1625; 2014 Qtr 2: 1625; 2014 Qtr 3: 1625; 2014 Qtr 4: 1625 | 13000
3207 | 405033-Water Heating-Low-Flow Showerhead |  | SYSTEM | Residential | 13-MFM-ResidentialMulti-family-WAT_HEAT | TRUE |  |  |  |  | 45.96 | 5 | 0 | 0 | 0 | 40.96 | 0 |  | kWh | 0 | 10.4 | Residential |  | Annual | [6 empty] | Residential Furnaces (<0.3):Uncontrolled | 10 | 70% | [12 empty] | 0% | 0% | 0% | 6106 | 5867 | 0 | 0 | 0 | 0 | 0 | 0 | 0 | 0 | 0 | 2013 Qtr 1: 1526.5; 2013 Qtr 2: 1526.5; 2013 Qtr 3: 1526.5; 2013 Qtr 4: 1526.5; 2014 Qtr 1: 1466.75; 2014 Qtr 2: 1466.75; 2014 Qtr 3: 1466.75; 2014 Qtr 4: 1466.75 | 11973
3207 | 405034-Water Heating-Faucet Aerators |  | SYSTEM | Residential | 13-MFM-ResidentialMulti-family-WAT_HEAT | TRUE |  |  |  |  | 6.54 | 1.25 | 0 | 0 | 0 | 5.29 | 0 |  | kWh | 0 | 5.3127 | Residential |  | Annual | [6 empty] | Residential Furnaces (<0.3):Uncontrolled | 10 | 65% | [12 empty] | 0% | 0% | 0% | 7789 | 7484 | 0 | 0 | 0 | 0 | 0 | 0 | 0 | 0 | 0 | 2013 Qtr 1: 1947.25; 2013 Qtr 2: 1947.25; 2013 Qtr 3: 1947.25; 2013 Qtr 4: 1947.25; 2014 Qtr 1: 1871; 2014 Qtr 2: 1871; 2014 Qtr 3: 1871; 2014 Qtr 4: 1871 | 15273
3207 | 405036-Lighting-Energy Star Exterior Hardwired Fluorescent Fixtures 15 Watt |  | SYSTEM | Residential | 13-MFM-ResidentialMulti-family-LIGHT | TRUE |  |  |  |  | 47.16 | 30 | 0 | 0 | 0 | 17.16 | 57.5 |  | kWh | 0 | 0 | Residential |  | Winter Only | [6 empty] | Residential Furnaces (<0.3):Uncontrolled | 16 | 55% |  |  |  |  | 79.9% | [7 empty] | 0% | 0% | 0% | 11181 | 10743 | 0 | 0 | 0 | 0 | 0 | 0 | 0 | 0 | 0 | 2013 Qtr 1: 2795.25; 2013 Qtr 2: 2795.25; 2013 Qtr 3: 2795.25; 2013 Qtr 4: 2795.25; 2014 Qtr 1: 2685.75; 2014 Qtr 2: 2685.75; 2014 Qtr 3: 2685.75; 2014 Qtr 4: 2685.75 | 21924
3207 | 405038-Lighting-Occupancy Sensors |  | SYSTEM | Residential | 13-MFM-ResidentialMulti-family-LIGHT | TRUE |  |  |  |  | 77.28 | 10 | 0 | 0 | 0 | 67.28 | 128.2176 |  | kWh | 0.030465 | -0.067543 | Residential |  | Winter Only | [6 empty] | Residential Furnaces (<0.3):Uncontrolled | 15 | 60% | [12 empty] | 0% | 0% | 0% | 2 | 2 | 0 | 0 | 0 | 0 | 0 | 0 | 0 | 0 | 0 | 2013 Qtr 1: 0.5; 2013 Qtr 2: 0.5; 2013 Qtr 3: 0.5; 2013 Qtr 4: 0.5; 2014 Qtr 1: 0.5; 2014 Qtr 2: 0.5; 2014 Qtr 3: 0.5; 2014 Qtr 4: 0.5 | 4
3207 | 405040-Appliance-High Efficiency Clothes Washer Level 2- dwelling unit |  | SYSTEM | Residential | 13-MFM-ResidentialMulti-family-WAT_HEAT | TRUE |  |  |  |  | 147.69 | 75 | 0 | 0 | 0 | 72.69 | -28.7 |  | kWh | 0.000138 | 10 | Residential |  | Annual | [6 empty] | Residential Furnaces (<0.3):Uncontrolled | 11 | 31% | [12 empty] | 0% | 0% | 0% | 2 | 2 | 0 | 0 | 0 | 0 | 0 | 0 | 0 | 0 | 0 | 2013 Qtr 1: 0.5; 2013 Qtr 2: 0.5; 2013 Qtr 3: 0.5; 2013 Qtr 4: 0.5; 2014 Qtr 1: 0.5; 2014 Qtr 2: 0.5; 2014 Qtr 3: 0.5; 2014 Qtr 4: 0.5 | 4
3207 | 405045-HVAC-Energy Star Room Air Conditioners |  | SYSTEM | Residential | 13-MFM-ResidentialMulti-family-SP_COOL | TRUE |  |  |  |  | 50 | 50 | 0 | 0 | 0 | 0 | 60 |  | kWh | 0.063 | 0 | Residential |  | Winter Only | [6 empty] | Residential Furnaces (<0.3):Uncontrolled | 15 | 36% | [12 empty] | 0% | 0% | 100% | 7 | 7 | 0 | 0 | 0 | 0 | 0 | 0 | 0 | 0 | 0 | 2013 Qtr 1: 1.75; 2013 Qtr 2: 1.75; 2013 Qtr 3: 1.75; 2013 Qtr 4: 1.75; 2014 Qtr 1: 1.75; 2014 Qtr 2: 1.75; 2014 Qtr 3: 1.75; 2014 Qtr 4: 1.75 | 14
3207 | 405046-Water Heating-Central System Natural Gas Water Heaters |  | SYSTEM | Residential | 13-MFM-ResidentialMulti-family-WAT_HEAT | TRUE |  |  |  |  | 1701 | 500 | 0 | 0 | 0 | 1201 | 0 |  | kWh | 0 | 257 | Residential |  | Annual | [6 empty] | Residential Furnaces (<0.3):Uncontrolled | 15 | 55% | [12 empty] | 0% | 0% | 0% | 1 | 1 | 0 | 0 | 0 | 0 | 0 | 0 | 0 | 0 | 0 | 2013 Qtr 1: 0.25; 2013 Qtr 2: 0.25; 2013 Qtr 3: 0.25; 2013 Qtr 4: 0.25; 2014 Qtr 1: 0.25; 2014 Qtr 2: 0.25; 2014 Qtr 3: 0.25; 2014 Qtr 4: 0.25 | 2
3207 | 405047-Water Heating-Central system Natural Gas Boilers-Hot Water /Space Heating |  | SYSTEM | Residential | 13-MFM-ResidentialMulti-family-WAT_HEAT | TRUE |  |  |  |  | 2845 | 1500 | 0 | 0 | 0 | 1345 | 0 |  | kWh | 0 | 1430 | Residential |  | Annual | [6 empty] | Residential Furnaces (<0.3):Uncontrolled | 20 | 55% | [12 empty] | 0% | 0% | 0% | 4 | 4 | 0 | 0 | 0 | 0 | 0 | 0 | 0 | 0 | 0 | [44 empty] | 8 | bar: 2013 Qtr 1 to 2014 Qtr 4
3207 | 405053-Lighting -Ext. Hardwired Fluorescent Porch Light (19-27 Watts) |  | SYSTEM | Residential | 13-MFM-ResidentialMulti-family-LIGHT | TRUE |  |  |  |  | 49.9551 | 30 | 0 | 0 | 0 | 19.9551 | 92 |  | kWh | 0 | 0 | Residential |  | Winter Only | [6 empty] | Residential Furnaces (<0.3):Uncontrolled | 16 | 55% |  |  |  |  | 79.9% | [7 empty] | 0% | 0% | 0% | 576 | 553 | 0 | 0 | 0 | 0 | 0 | 0 | 0 | 0 | 0 | 2013 Qtr 1: 144; 2013 Qtr 2: 144; 2013 Qtr 3: 144; 2013 Qtr 4: 144; 2014 Qtr 1: 138.25; 2014 Qtr 2: 138.25; 2014 Qtr 3: 138.25; 2014 Qtr 4: 138.25 | 1129
3207 | 405056-W/H-Boiler Controllers = < 34 Units |  | SYSTEM | Residential | [6 empty] | 40 | 30.7 | 0 | 0 | 0 | 9.3 | 0 |  | #N/A | 0 | 34 | Residential |  | Annual | [6 empty] | Residential Furnaces (<0.3):Uncontrolled | 10 | 55% | [12 empty] | 0% | 0% | 0% | 296 | 296 | 0 | 0 | 0 | 0 | 0 | 0 | 0 | 0 | 0 | 2013 Qtr 1: 74; 2013 Qtr 2: 74; 2013 Qtr 3: 74; 2013 Qtr 4: 74; 2014 Qtr 1: 74; 2014 Qtr 2: 74; 2014 Qtr 3: 74; 2014 Qtr 4: 74 | 592
3207 | 405057-W/H-Boiler Controllers = > 35 Units |  | SYSTEM | Residential | [6 empty] | 40 | 21.34 | 0 | 0 | 0 | 18.66 | 0 |  | #N/A | 0 | 34 | Residential |  | Annual | [6 empty] | Residential Furnaces (<0.3):Uncontrolled | 10 | 55% | [12 empty] | 0% | 0% | 0% | 66 | 66 | 0 | 0 | 0 | 0 | 0 | 0 | 0 | 0 | 0 | 2013 Qtr 1: 16.5; 2013 Qtr 2: 16.5; 2013 Qtr 3: 16.5; 2013 Qtr 4: 16.5; 2014 Qtr 1: 16.5; 2014 Qtr 2: 16.5; 2014 Qtr 3: 16.5; 2014 Qtr 4: 16.5 | 132
3209 | 461790-EUC - Typical Home |  | SYSTEM | Residential | 26-SFM-ResidentialSingleFamily-SP_COOL | TRUE |  |  |  |  | 4000 | 1271.19 | 0 | 0 | 0 | 2728.81 | 625 |  | kWh | 0.5 | 143 | Residential |  | Winter Only | [6 empty] | Residential Furnaces (<0.3):Uncontrolled | 20 | 85% | [5 empty] | 90% | [6 empty] | 0% | 0% | 0% | 2207 | 2252 | 0 | 0 | 0 | 0 | 0 | 0 | 0 | 0 | 0 | 2013 Qtr 1: 551.75; 2013 Qtr 2: 551.75; 2013 Qtr 3: 551.75; 2013 Qtr 4: 551.75; 2014 Qtr 1: 563; 2014 Qtr 2: 563; 2014 Qtr 3: 563; 2014 Qtr 4: 563 | 4459
3213 | 406023-Thermostatic Valve and 1.6 GPM SH SF |  | SYSTEM | Residential | [6 empty] | 17 | 15 | 0 | 0 | 0 | 2 | 0 |  | #N/A | 0 | 21 | Residential |  | Annual | [6 empty] | Small Boilers (<100 MMBtu/hr Heat Input):Controlled – Flue Gas Recirculation | 10 | 70% | [12 empty] | 0% | 0% | 100% | 50 | 50 | 0 | 0 | 0 | 0 | 0 | 0 | 0 | 0 | 0 | 2013 Qtr 1: 12.5; 2013 Qtr 2: 12.5; 2013 Qtr 3: 12.5; 2013 Qtr 4: 12.5; 2014 Qtr 1: 12.5; 2014 Qtr 2: 12.5; 2014 Qtr 3: 12.5; 2014 Qtr 4: 12.5 | 100
3213 | 406024-Thermostatic Valve and 1.6 GPM SH MF |  | SYSTEM | Residential | [6 empty] | 17 | 15 | 0 | 0 | 0 | 2 | 0 |  | #N/A | 0 | 29 | Residential |  | Annual | [6 empty] | Small Boilers (<100 MMBtu/hr Heat Input):Controlled – Flue Gas Recirculation | 10 | 70% | [12 empty] | 0% | 0% | 100% | 20 | 20 | 0 | 0 | 0 | 0 | 0 | 0 | 0 | 0 | 0 | 2013 Qtr 1: 5; 2013 Qtr 2: 5; 2013 Qtr 3: 5; 2013 Qtr 4: 5; 2014 Qtr 1: 5; 2014 Qtr 2: 5; 2014 Qtr 3: 5; 2014 Qtr 4: 5 | 40
3213 | 406028-Space Heating Therms |  | SYSTEM | Residential | [6 empty] | 6 | 5.14 | 0 | 0 | 0 | 0.86 | 0 |  | #N/A | 0 | 1 | Residential |  | Winter Only | [7 empty] | 18 | 36% | [5 empty] | 90% | [6 empty] | 0% | 0% | 90% | 17000 | 17000 | 0 | 0 | 0 | 0 | 0 | 0 | 0 | 0 | 0 | 2013 Qtr 1: 4250; 2013 Qtr 2: 4250; 2013 Qtr 3: 4250; 2013 Qtr 4: 4250; 2014 Qtr 1: 4250; 2014 Qtr 2: 4250; 2014 Qtr 3: 4250; 2014 Qtr 4: 4250 | 34000
3213 | 406029-Space Cooling kWh |  | SYSTEM | Residential | 26-SFM-ResidentialSingleFamily-SP_COOL | TRUE |  |  |  |  | 2 | 1.29 | 0 | 0 | 0 | 0.71 | 1 |  | kWh | 0 | 0 | Residential |  | Winter Only | [7 empty] | 18 | 36% | [5 empty] | 90% | [6 empty] | 0% | 0% | 90% | 310000 | 310000 | 0 | 0 | 0 | 0 | 0 | 0 | 0 | 0 | 0 | 2013 Qtr 1: 77500; 2013 Qtr 2: 77500; 2013 Qtr 3: 77500; 2013 Qtr 4: 77500; 2014 Qtr 1: 77500; 2014 Qtr 2: 77500; 2014 Qtr 3: 77500; 2014 Qtr 4: 77500 | 620000
3213 | 406030-Space Cooling KW |  | SYSTEM | Residential | 26-SFM-ResidentialSingleFamily-SP_COOL | TRUE |  |  |  |  | 300 | 225 | 0 | 0 | 0 | 75 | 0 |  | kWh | 1 | 0 | Residential |  | Winter Only | [7 empty] | 18 | 36% | [5 empty] | 90% | [6 empty] | 0% | 0% | 90% | 650 | 650 | 0 | 0 | 0 | 0 | 0 | 0 | 0 | 0 | 0 | 2013 Qtr 1: 162.5; 2013 Qtr 2: 162.5; 2013 Qtr 3: 162.5; 2013 Qtr 4: 162.5; 2014 Qtr 1: 162.5; 2014 Qtr 2: 162.5; 2014 Qtr 3: 162.5; 2014 Qtr 4: 162.5 | 1300
3213 | 406032-Indoor Fans kWh |  | SYSTEM | Residential | 26-SFM-ResidentialSingleFamily-SP_COOL | TRUE |  |  |  |  | 2 | 1.29 | 0 | 0 | 0 | 0.71 | 1 |  | kWh | 0 | 0 | Residential |  | Winter Only | [6 empty] | Residential Furnaces (<0.3):Uncontrolled | 18 | 36% | [5 empty] | 90% | [6 empty] | 0% | 0% | 90% | 20000 | 20000 | 0 | 0 | 0 | 0 | 0 | 0 | 0 | 0 | 0 | 2013 Qtr 1: 5000; 2013 Qtr 2: 5000; 2013 Qtr 3: 5000; 2013 Qtr 4: 5000; 2014 Qtr 1: 5000; 2014 Qtr 2: 5000; 2014 Qtr 3: 5000; 2014 Qtr 4: 5000 | 40000
3213 | 406037-Domestic Hot Water Therms |  | SYSTEM | Residential | [6 empty] | 6 | 5.14 | 0 | 0 | 0 | 0.86 | 0 |  | #N/A | 0 | 1 | Residential |  | Annual | [7 empty] | 11 | 36% | [5 empty] | 90% | [6 empty] | 0% | 0% | 90% | 32000 | 32000 | 0 | 0 | 0 | 0 | 0 | 0 | 0 | 0 | 0 | 2013 Qtr 1: 8000; 2013 Qtr 2: 8000; 2013 Qtr 3: 8000; 2013 Qtr 4: 8000; 2014 Qtr 1: 8000; 2014 Qtr 2: 8000; 2014 Qtr 3: 8000; 2014 Qtr 4: 8000 | 64000
3213 | 406041- Energy Star Bonus |  | SYSTEM | Residential | [6 empty] | 750 | 750 | 0 | 0 | 0 | 0 | 0 |  | #N/A | 0 | 0 | Residential | [9 empty] | 0 | 100% | [5 empty] | 90% | [6 empty] | 0% | 0% | 90% | 60 | 60 | 0 | 0 | 0 | 0 | 0 | 0 | 0 | 0 | 0 | 2013 Qtr 1: 15; 2013 Qtr 2: 15; 2013 Qtr 3: 15; 2013 Qtr 4: 15; 2014 Qtr 1: 15; 2014 Qtr 2: 15; 2014 Qtr 3: 15; 2014 Qtr 4: 15 | 120
3214 | 425001-Climate Zone 10 Electric Heat |  | SYSTEM | Residential | 26-SFM-ResidentialSingleFamily-SP_HEAT | TRUE |  |  |  |  | 1541.87 | 500 | 0 | 0 | 0 | 1041.87 | 2931 |  | kWh | 0.55 | 0 | Residential |  | Annual | [6 empty] | Residential Furnaces (<0.3):Uncontrolled | 13 | 55% | [12 empty] | 0% | 0% | 100% | 15 | 15 | 0 | 0 | 0 | 0 | 0 | 0 | 0 | 0 | 0 | 2013 Qtr 1: 3.75; 2013 Qtr 2: 3.75; 2013 Qtr 3: 3.75; 2013 Qtr 4: 3.75; 2014 Qtr 1: 3.75; 2014 Qtr 2: 3.75; 2014 Qtr 3: 3.75; 2014 Qtr 4: 3.75 | 30
3214 | 425002-Climate Zone 14 Electric Heat |  | SYSTEM | Residential | 26-SFM-ResidentialSingleFamily-SP_HEAT | TRUE |  |  |  |  | 1541.87 | 500 | 0 | 0 | 0 | 1041.87 | 5101.61 |  | kWh | 0.55 | 0 | Residential |  | Annual | [6 empty] | Residential Furnaces (<0.3):Uncontrolled | 13 | 55% | [12 empty] | 0% | 0% | 100% | 3 | 3 | 0 | 0 | 0 | 0 | 0 | 0 | 0 | 0 | 0 | 2013 Qtr 1: 0.75; 2013 Qtr 2: 0.75; 2013 Qtr 3: 0.75; 2013 Qtr 4: 0.75; 2014 Qtr 1: 0.75; 2014 Qtr 2: 0.75; 2014 Qtr 3: 0.75; 2014 Qtr 4: 0.75 | 6
3214 | 425003-Climate Zone 15 Electric Heat |  | SYSTEM | Residential | 26-SFM-ResidentialSingleFamily-SP_HEAT | TRUE |  |  |  |  | 1541.87 | 500 | 0 | 0 | 0 | 1041.87 | 2785.27 |  | kWh | 0.55 | 0 | Residential |  | Annual | [6 empty] | Residential Furnaces (<0.3):Uncontrolled | 13 | 55% | [12 empty] | 0% | 0% | 100% | 2 | 2 | 0 | 0 | 0 | 0 | 0 | 0 | 0 | 0 | 0 | 2013 Qtr 1: 0.5; 2013 Qtr 2: 0.5; 2013 Qtr 3: 0.5; 2013 Qtr 4: 0.5; 2014 Qtr 1: 0.5; 2014 Qtr 2: 0.5; 2014 Qtr 3: 0.5; 2014 Qtr 4: 0.5 | 4
3214 | 425004-Climate Zone 10 Gas Heat |  | SYSTEM | Residential | 26-SFM-ResidentialSingleFamily-SP_HEAT | TRUE |  |  |  |  | 970.2 | 500 | 0 | 0 | 0 | 470.2 | 723.4 |  | kWh | 0.55 | 46.83 | Residential |  | Annual | [6 empty] | Residential Furnaces (<0.3):Uncontrolled | 11 | 55% | [12 empty] | 0% | 0% | 100% | 15 | 15 | 0 | 0 | 0 | 0 | 0 | 0 | 0 | 0 | 0 | 2013 Qtr 1: 3.75; 2013 Qtr 2: 3.75; 2013 Qtr 3: 3.75; 2013 Qtr 4: 3.75; 2014 Qtr 1: 3.75; 2014 Qtr 2: 3.75; 2014 Qtr 3: 3.75; 2014 Qtr 4: 3.75 | 30
3214 | 425005-Climate Zone 14 Gas Heat |  | SYSTEM | Residential | 26-SFM-ResidentialSingleFamily-SP_HEAT | TRUE |  |  |  |  | 970.2 | 500 | 0 | 0 | 0 | 470.2 | 633.52 |  | kWh | 0.55 | 55.72 | Residential |  | Annual | [6 empty] | Residential Furnaces (<0.3):Uncontrolled | 11 | 55% | [12 empty] | 0% | 0% | 100% | 3 | 3 | 0 | 0 | 0 | 0 | 0 | 0 | 0 | 0 | 0 | 2013 Qtr 1: 0.75; 2013 Qtr 2: 0.75; 2013 Qtr 3: 0.75; 2013 Qtr 4: 0.75; 2014 Qtr 1: 0.75; 2014 Qtr 2: 0.75; 2014 Qtr 3: 0.75; 2014 Qtr 4: 0.75 | 6
3214 | 425006-Climate Zone 15 Gas Heat |  | SYSTEM | Residential | 26-SFM-ResidentialSingleFamily-SP_HEAT | TRUE |  |  |  |  | 970.2 | 500 | 0 | 0 | 0 | 470.2 | 1401.11 |  | kWh | 0.55 | 31.55 | Residential |  | Annual | [6 empty] | Residential Furnaces (<0.3):Uncontrolled | 11 | 55% | [12 empty] | 0% | 0% | 100% | 2 | 2 | 0 | 0 | 0 | 0 | 0 | 0 | 0 | 0 | 0 | 2013 Qtr 1: 0.5; 2013 Qtr 2: 0.5; 2013 Qtr 3: 0.5; 2013 Qtr 4: 0.5; 2014 Qtr 1: 0.5; 2014 Qtr 2: 0.5; 2014 Qtr 3: 0.5; 2014 Qtr 4: 0.5 | 4
3214 | 425007-Climate Zone 7 Electric Heat |  | SYSTEM | Residential | 26-SFM-ResidentialSingleFamily-SP_HEAT | TRUE |  |  |  |  | 1449.28 | 500 | 0 | 0 | 0 | 949.28 | 1571.46 |  | kWh | 0.55 | 0 | Residential |  | Annual | [6 empty] | Residential Furnaces (<0.3):Uncontrolled | 13 | 55% | [12 empty] | 0% | 0% | 100% | 5 | 5 | 0 | 0 | 0 | 0 | 0 | 0 | 0 | 0 | 0 | 2013 Qtr 1: 1.25; 2013 Qtr 2: 1.25; 2013 Qtr 3: 1.25; 2013 Qtr 4: 1.25; 2014 Qtr 1: 1.25; 2014 Qtr 2: 1.25; 2014 Qtr 3: 1.25; 2014 Qtr 4: 1.25 | 10
3214 | 425008-Climate Zone 7 Gas Heat |  | SYSTEM | Residential | 26-SFM-ResidentialSingleFamily-SP_HEAT | TRUE |  |  |  |  | 845.4 | 500 | 0 | 0 | 0 | 345.4 | 433.06 |  | kWh | 0.55 | 31.64 | Residential |  | Annual | [6 empty] | Residential Furnaces (<0.3):Uncontrolled | 11 | 55% | [12 empty] | 0% | 0% | 100% | 5 | 5 | 0 | 0 | 0 | 0 | 0 | 0 | 0 | 0 | 0 | 2013 Qtr 1: 1.25; 2013 Qtr 2: 1.25; 2013 Qtr 3: 1.25; 2013 Qtr 4: 1.25; 2014 Qtr 1: 1.25; 2014 Qtr 2: 1.25; 2014 Qtr 3: 1.25; 2014 Qtr 4: 1.25 | 10
3220 | 409024-Lighting - Exterior Linear Fl. Lighting |  | SYSTEM | Commercial | 01-ALC-AllCommercial-ExtLight | TRUE |  |  |  |  | 0.331 | 0.0625 | 0 | 0 | 0 | 0.2685 | 1 |  | kWh | 8.3685e-05 | 0 | Commercial |  | Annual | [6 empty] | Large Boilers (>100 MMBtu/hr Heat Input):Controlled Low NOx Burner | 15 | 60% | [5 empty] | 90% | [6 empty] | 0% | 0% | 90% | 103284.35 | 99459.35 | 0 | 0 | 0 | 0 | 0 | 0 | 0 | 0 | 0 | 2013 Qtr 1: 25821.0875; 2013 Qtr 2: 25821.0875; 2013 Qtr 3: 25821.0875; 2013 Qtr 4: 25821.0875; 2014 Qtr 1: 24864.8375; 2014 Qtr 2: 24864.8375; 2014 Qtr 3: 24864.8375; 2014 Qtr 4: 24864.8375 | 202743.7
3220 | 409025-Lighting - Exterior Pulse Start MH |  | SYSTEM | Commercial | 01-ALC-AllCommercial-ExtLight | TRUE |  |  |  |  | 0.33 | 0.0625 | 0 | 0 | 0 | 0.2675 | 1 |  | kWh | 0 | 0 | Commercial |  | Annual | [6 empty] | Large Boilers (>100 MMBtu/hr Heat Input):Controlled Low NOx Burner | 15 | 60% | [5 empty] | 90% | [6 empty] | 0% | 0% | 90% | 46630.15 | 44902.95 | 0 | 0 | 0 | 0 | 0 | 0 | 0 | 0 | 0 | 2013 Qtr 1: 11657.5375; 2013 Qtr 2: 11657.5375; 2013 Qtr 3: 11657.5375; 2013 Qtr 4: 11657.5375; 2014 Qtr 1: 11225.7375; 2014 Qtr 2: 11225.7375; 2014 Qtr 3: 11225.7375; 2014 Qtr 4: 11225.7375 | 91533.1
3220 | 409027-Lighting - Exterior Induction |  | SYSTEM | Commercial | 01-ALC-AllCommercial-ExtLight | TRUE |  |  |  |  | 0.87 | 0.0625 | 0 | 0 | 0 | 0.8075 | 1 |  | kWh | 0 | 0 | Commercial |  | Annual | [6 empty] | Large Boilers (>100 MMBtu/hr Heat Input):Controlled Low NOx Burner | 15 | 60% | [5 empty] | 90% | [6 empty] | 0% | 0% | 90% | 91707.35 | 88310.75 | 0 | 0 | 0 | 0 | 0 | 0 | 0 | 0 | 0 | 2013 Qtr 1: 22926.8375; 2013 Qtr 2: 22926.8375; 2013 Qtr 3: 22926.8375; 2013 Qtr 4: 22926.8375; 2014 Qtr 1: 22077.6875; 2014 Qtr 2: 22077.6875; 2014 Qtr 3: 22077.6875; 2014 Qtr 4: 22077.6875 | 180018.1
3220 | 409028-Lighting - Exterior LED |  | SYSTEM | Commercial | 01-ALC-AllCommercial-ExtLight | TRUE |  |  |  |  | 0.53 | 0.0625 | 0 | 0 | 0 | 0.4675 | 1 |  | kWh | 1.8176e-05 | 0 | Commercial |  | Annual | 15 | 0.265 |  | 0.63 | 1.1451e-05 | 0 | Large Boilers (>100 MMBtu/hr Heat Input):Controlled Low NOx Burner | 5 | 60% | [5 empty] | 90% | [6 empty] | 0% | 0% | 90% | 51486 | 49467.65 | 0 | 0 | 0 | 0 | 0 | 0 | 0 | 0 | 0 | 2013 Qtr 1: 12871.5; 2013 Qtr 2: 12871.5; 2013 Qtr 3: 12871.5; 2013 Qtr 4: 12871.5; 2014 Qtr 1: 12366.9125; 2014 Qtr 2: 12366.9125; 2014 Qtr 3: 12366.9125; 2014 Qtr 4: 12366.9125 | 100953.65
3220 | 409029-Lighting - Interior Pulse Start MH |  | SYSTEM | Commercial | 01-ALC-AllCommercial-IntLight | TRUE |  |  |  |  | 0.2819 | 0.0625 | 0 | 0 | 0 | 0.2194 | 1 |  | kWh | 0.00019212 | 0 | Commercial |  | Winter Only | [6 empty] | Large Boilers (>100 MMBtu/hr Heat Input):Controlled Low NOx Burner | 15 | 60% | [5 empty] | 90% | [6 empty] | 0% | 0% | 90% | 588160.9 | 566377.1 | 0 | 0 | 0 | 0 | 0 | 0 | 0 | 0 | 0 | 2013 Qtr 1: 147040.225; 2013 Qtr 2: 147040.225; 2013 Qtr 3: 147040.225; 2013 Qtr 4: 147040.225; 2014 Qtr 1: 141594.275; 2014 Qtr 2: 141594.275; 2014 Qtr 3: 141594.275; 2014 Qtr 4: 141594.275 | 1154538
3220 | 409031-Lighting - Interior LED - Dual Baseline |  | SYSTEM | Commercial | 01-ALC-AllCommercial-IntLight | TRUE |  |  |  |  | 0.275 | 0.0625 | 0 | 0 | 0 | 0.2125 | 1 |  | kWh | 0.0001228 | 0 | Commercial |  | Winter Only | 16 | 0.224 |  | 0.63 | 7.7366e-05 | 0 | Large Boilers (>100 MMBtu/hr Heat Input):Controlled Low NOx Burner | 3.1447 | 60% | [5 empty] | 90% | [6 empty] | 0% | 0% | 90% | 103415 | 99359.3 | 0 | 0 | 0 | 0 | 0 | 0 | 0 | 0 | 0 | 2013 Qtr 1: 25853.75; 2013 Qtr 2: 25853.75; 2013 Qtr 3: 25853.75; 2013 Qtr 4: 25853.75; 2014 Qtr 1: 24839.825; 2014 Qtr 2: 24839.825; 2014 Qtr 3: 24839.825; 2014 Qtr 4: 24839.825 | 202774.3
3220 | 411001-HVAC - Split & Packaged A/C units |  | SYSTEM | Commercial | 01-ALC-AllCommercial-Cooling | TRUE |  |  |  |  | 0.43 | 0.025 | 0 | 0 | 0 | 0.405 | 1 |  | kWh | 0.00055734 | 0 | Commercial |  | Winter Only | [6 empty] | Large Boilers (>100 MMBtu/hr Heat Input):Controlled Low NOx Burner | 15 | 60% | [5 empty] | 90% | [6 empty] | 0% | 0% | 90% | 70015.35 | 67422.85 | 0 | 0 | 0 | 0 | 0 | 0 | 0 | 0 | 0 | 2013 Qtr 1: 17503.8375; 2013 Qtr 2: 17503.8375; 2013 Qtr 3: 17503.8375; 2013 Qtr 4: 17503.8375; 2014 Qtr 1: 16855.7125; 2014 Qtr 2: 16855.7125; 2014 Qtr 3: 16855.7125; 2014 Qtr 4: 16855.7125 | 137438.2
3220 | 411002-HVAC - Chiller |  | SYSTEM | Commercial | 01-ALC-AllCommercial-Cooling | TRUE |  |  |  |  | 0.8 | 0.25 | 0 | 0 | 0 | 0.55 | 1 |  | kWh | 0.00011308 | 0.00042096 | Commercial |  | Winter Only | 20 | 0.16 |  | 0.43 | 4.8624e-05 | 0.00018101 | Large Boilers (>100 MMBtu/hr Heat Input):Controlled Low NOx Burner | 6.6667 | 60% | 50% |  |  |  |  | 90% | [6 empty] | 0% | 0% | 90% | 4786054 | 4598365 | 0 | 0 | 0 | 0 | 0 | 0 | 0 | 0 | 0 | 2013 Qtr 1: 1196513.5; 2013 Qtr 2: 1196513.5; 2013 Qtr 3: 1196513.5; 2013 Qtr 4: 1196513.5; 2014 Qtr 1: 1149591.25; 2014 Qtr 2: 1149591.25; 2014 Qtr 3: 1149591.25; 2014 Qtr 4: 1149591.25 | 9384419
3220 | 411003-HVAC - VFD |  | SYSTEM | Commercial | 01-ALC-AllCommercial-Cooling | TRUE |  |  |  |  | 0.32 | 0.125 | 0 | 0 | 0 | 0.195 | 1 |  | kWh | 5.6118e-05 | 0.0017541 | Commercial |  | Winter Only | [6 empty] | Large Boilers (>100 MMBtu/hr Heat Input):Controlled Low NOx Burner | 10 | 60% | 50% |  |  |  |  | 90% | [6 empty] | 0% | 0% | 90% | 2721075.25 | 2620295 | 0 | 0 | 0 | 0 | 0 | 0 | 0 | 0 | 0 | 2013 Qtr 1: 680268.8125; 2013 Qtr 2: 680268.8125; 2013 Qtr 3: 680268.8125; 2013 Qtr 4: 680268.8125; 2014 Qtr 1: 655073.75; 2014 Qtr 2: 655073.75; 2014 Qtr 3: 655073.75; 2014 Qtr 4: 655073.75 | 5341370.25
3220 | 411004-HVAC - Non Conditioned Space Ventilation |  | SYSTEM | Commercial | 01-ALC-AllCommercial-Vent/Fan | TRUE |  |  |  |  | 0.13 | 0.125 | 0 | 0 | 0 | 0.005 | 1 |  | kWh | 9.7399e-05 | 0 | Commercial |  | Annual | [6 empty] | Large Boilers (>100 MMBtu/hr Heat Input):Controlled Low NOx Burner | 10 | 60% | [5 empty] | 90% | [6 empty] | 0% | 0% | 90% | 2318947.05 | 2233060.5 | 0 | 0 | 0 | 0 | 0 | 0 | 0 | 0 | 0 | 2013 Qtr 1: 579736.7625; 2013 Qtr 2: 579736.7625; 2013 Qtr 3: 579736.7625; 2013 Qtr 4: 579736.7625; 2014 Qtr 1: 558265.125; 2014 Qtr 2: 558265.125; 2014 Qtr 3: 558265.125; 2014 Qtr 4: 558265.125 | 4552007.55
3220 | 411005-HVAC - Controls/Controlling Equipment |  | SYSTEM | Commercial | 01-ALC-AllCommercial-Cooling | TRUE |  |  |  |  | 0.45 | 0.1875 | 0 | 0 | 0 | 0.2625 | 1 |  | kWh | 8.5195e-05 | 0.011264 | Commercial |  | Winter Only | [6 empty] | Large Boilers (>100 MMBtu/hr Heat Input):Controlled Low NOx Burner | 11 | 60% | 50% |  |  |  |  | 90% | [6 empty] | 0% | 0% | 90% | 5323768.45 | 5126592.25 | 0 | 0 | 0 | 0 | 0 | 0 | 0 | 0 | 0 | 2013 Qtr 1: 1330942.1125; 2013 Qtr 2: 1330942.1125; 2013 Qtr 3: 1330942.1125; 2013 Qtr 4: 1330942.1125; 2014 Qtr 1: 1281648.0625; 2014 Qtr 2: 1281648.0625; 2014 Qtr 3: 1281648.0625; 2014 Qtr 4: 1281648.0625 | 10450360.7
3220 | 411006-HVAC - Energy Mgmt. System |  | SYSTEM | Commercial | 01-ALC-AllCommercial-Cooling | TRUE |  |  |  |  | 0.23 | 0.125 | 0 | 0 | 0 | 0.105 | 1 |  | kWh | 7.1577e-06 | 0.013509 | Commercial |  | Winter Only | [6 empty] | Large Boilers (>100 MMBtu/hr Heat Input):Controlled Low NOx Burner | 15 | 60% | 50% |  |  |  |  | 90% | [6 empty] | 0% | 0% | 90% | 364349.1 | 350854.5 | 0 | 0 | 0 | 0 | 0 | 0 | 0 | 0 | 0 | 2013 Qtr 1: 91087.275; 2013 Qtr 2: 91087.275; 2013 Qtr 3: 91087.275; 2013 Qtr 4: 91087.275; 2014 Qtr 1: 87713.625; 2014 Qtr 2: 87713.625; 2014 Qtr 3: 87713.625; 2014 Qtr 4: 87713.625 | 715203.6
3220 | 411007-HVAC - Other HVAC |  | SYSTEM | Commercial | 01-ALC-AllCommercial-Cooling | TRUE |  |  |  |  | 0.65 | 0.125 | 0 | 0 | 0 | 0.525 | 1 |  | kWh | 8.1714e-05 | 0.0074151 | Commercial |  | Winter Only | 15 | 0.13 |  | 0.43 | 3.5137e-05 | 0.0031885 | Large Boilers (>100 MMBtu/hr Heat Input):Controlled Low NOx Burner | 5 | 60% | 50% |  |  |  |  | 90% | [6 empty] | 0% | 0% | 90% | 2906033 | 2792071.2 | 0 | 0 | 0 | 0 | 0 | 0 | 0 | 0 | 0 | 2013 Qtr 1: 726508.25; 2013 Qtr 2: 726508.25; 2013 Qtr 3: 726508.25; 2013 Qtr 4: 726508.25; 2014 Qtr 1: 698017.8; 2014 Qtr 2: 698017.8; 2014 Qtr 3: 698017.8; 2014 Qtr 4: 698017.8 | 5698104.2
3220 | 411008-Refrigeration - Compressor and Condenser Upgrades |  | SYSTEM | Commercial | 01-ALC-AllCommercial-Refrig | TRUE |  |  |  |  | 0.638 | 0.25 | 0 | 0 | 0 | 0.388 | 1 |  | kWh | 0.00010568 | 0 | Commercial |  | Winter Only | [6 empty] | Large Boilers (>100 MMBtu/hr Heat Input):Controlled Low NOx Burner | 15 | 60% | [5 empty] | 90% | [6 empty] | 0% | 0% | 90% | 28367.05 | 27316.45 | 0 | 0 | 0 | 0 | 0 | 0 | 0 | 0 | 0 | 2013 Qtr 1: 7091.7625; 2013 Qtr 2: 7091.7625; 2013 Qtr 3: 7091.7625; 2013 Qtr 4: 7091.7625; 2014 Qtr 1: 6829.1125; 2014 Qtr 2: 6829.1125; 2014 Qtr 3: 6829.1125; 2014 Qtr 4: 6829.1125 | 55683.5
3220 | 411009-Refrigeration - Insulation |  | SYSTEM | Commercial | 01-ALC-AllCommercial-Refrig | TRUE |  |  |  |  | 0.638 | 0.125 | 0 | 0 | 0 | 0.513 | 1 |  | kWh | 0.00011394 | 0 | Commercial |  | Winter Only | [6 empty] | Large Boilers (>100 MMBtu/hr Heat Input):Controlled Low NOx Burner | 11 | 60% | [5 empty] | 90% | [6 empty] | 0% | 0% | 90% | 9185.1 | 8844.25 | 0 | 0 | 0 | 0 | 0 | 0 | 0 | 0 | 0 | 2013 Qtr 1: 2296.275; 2013 Qtr 2: 2296.275; 2013 Qtr 3: 2296.275; 2013 Qtr 4: 2296.275; 2014 Qtr 1: 2211.0625; 2014 Qtr 2: 2211.0625; 2014 Qtr 3: 2211.0625; 2014 Qtr 4: 2211.0625 | 18029.35
3220 | 411010-Refrigeration - Other Refrigeration |  | SYSTEM | Commercial | 01-ALC-AllCommercial-Refrig | TRUE |  |  |  |  | 0.2 | 0.0125 | 0 | 0 | 0 | 0.1875 | 1 |  | kWh | 0.00011057 | 1.2307e-06 | Commercial |  | Winter Only | [6 empty] | Large Boilers (>100 MMBtu/hr Heat Input):Controlled Low NOx Burner | 5 | 60% | 50% |  |  |  |  | 90% | [6 empty] | 0% | 0% | 90% | 4678536.85 | 4505257.55 | 0 | 0 | 0 | 0 | 0 | 0 | 0 | 0 | 0 | 2013 Qtr 1: 1169634.2125; 2013 Qtr 2: 1169634.2125; 2013 Qtr 3: 1169634.2125; 2013 Qtr 4: 1169634.2125; 2014 Qtr 1: 1126314.3875; 2014 Qtr 2: 1126314.3875; 2014 Qtr 3: 1126314.3875; 2014 Qtr 4: 1126314.3875 | 9183794.4
3220 | 411011-Motors - Non HVAC Motors (ROB) |  | SYSTEM | Commercial | 35-OTI-OtherIndustrial-MOTOR | TRUE |  |  |  |  | 0.15 | 0.125 | 0 | 0 | 0 | 0.025 | 1 |  | kWh | 9.8591e-05 | 0.00044867 | Commercial |  | Annual | [6 empty] | Large Boilers (>100 MMBtu/hr Heat Input):Controlled Low NOx Burner | 15 | 60% | 50% |  |  |  |  | 90% | [6 empty] | 0% | 0% | 90% | 1648396.5 | 1587344.4 | 0 | 0 | 0 | 0 | 0 | 0 | 0 | 0 | 0 | 2013 Qtr 1: 412099.125; 2013 Qtr 2: 412099.125; 2013 Qtr 3: 412099.125; 2013 Qtr 4: 412099.125; 2014 Qtr 1: 396836.1; 2014 Qtr 2: 396836.1; 2014 Qtr 3: 396836.1; 2014 Qtr 4: 396836.1 | 3235740.9
3220 | 411012-Lighting - Interior Linear Fixtures - Dual Baseline |  | SYSTEM | Commercial | 01-ALC-AllCommercial-IntLight | TRUE |  |  |  |  | 0.21 | 0.125 | 0 | 0 | 0 | 0.085 | 1 |  | kWh | 0.0001687 | 1.2908e-05 | Commercial |  | Winter Only | 15 | 0.056 |  | 0.47898 | 8.0802e-05 | 6.1826e-06 | Large Boilers (>100 MMBtu/hr Heat Input):Controlled Low NOx Burner | 2.0964 | 60% | 50% |  |  |  |  | 90% | [6 empty] | 0% | 0% | 90% | 11328140 | 10883898.925 | 0 | 0 | 0 | 0 | 0 | 0 | 0 | 0 | 0 | 2013 Qtr 1: 2832035; 2013 Qtr 2: 2832035; 2013 Qtr 3: 2832035; 2013 Qtr 4: 2832035; 2014 Qtr 1: 2720974.7313; 2014 Qtr 2: 2720974.7313; 2014 Qtr 3: 2720974.7313; 2014 Qtr 4: 2720974.7313 | 22212038.925
3220 | 411013-Lighting - Interior CF Fixtures |  | SYSTEM | Commercial | 01-ALC-AllCommercial-IntLight | TRUE |  |  |  |  | 0.2819 | 0.125 | 0 | 0 | 0 | 0.1569 | 1 |  | kWh | 0.00021622 | 0 | Commercial |  | Winter Only | [6 empty] | Large Boilers (>100 MMBtu/hr Heat Input):Controlled Low NOx Burner | 15 | 60% | [5 empty] | 90% | [6 empty] | 0% | 0% | 90% | 21929.15 | 21117.4 | 0 | 0 | 0 | 0 | 0 | 0 | 0 | 0 | 0 | 2013 Qtr 1: 5482.2875; 2013 Qtr 2: 5482.2875; 2013 Qtr 3: 5482.2875; 2013 Qtr 4: 5482.2875; 2014 Qtr 1: 5279.35; 2014 Qtr 2: 5279.35; 2014 Qtr 3: 5279.35; 2014 Qtr 4: 5279.35 | 43046.55
3220 | 411015-Lighting - Interior CFLs |  | SYSTEM | Commercial | 01-ALC-AllCommercial-IntLight | TRUE |  |  |  |  | 0.2819 | 0 | 0 | 0 | 0 | 0.2819 | 1 |  | kWh | 0.00014483 | 0 | Commercial |  | Winter Only | [6 empty] | Large Boilers (>100 MMBtu/hr Heat Input):Controlled Low NOx Burner | 3 | 60% | [5 empty] | 90% | [6 empty] | 0% | 0% | 90% | 126417.95 | 121735.3 | 0 | 0 | 0 | 0 | 0 | 0 | 0 | 0 | 0 | 2013 Qtr 1: 31604.4875; 2013 Qtr 2: 31604.4875; 2013 Qtr 3: 31604.4875; 2013 Qtr 4: 31604.4875; 2014 Qtr 1: 30433.825; 2014 Qtr 2: 30433.825; 2014 Qtr 3: 30433.825; 2014 Qtr 4: 30433.825 | 248153.25
3220 | 411016-Lighting - Interior Lighting Controls |  | SYSTEM | Residential | 01-ALC-AllCommercial-IntLight | TRUE |  |  |  |  | 0.233 | 0.125 | 0 | 0 | 0 | 0.108 | 1 |  | kWh | 1.2089e-05 | 0 | Residential |  | Winter Only | [6 empty] | Large Boilers (>100 MMBtu/hr Heat Input):Controlled Low NOx Burner | 8 | 60% | [5 empty] | 90% | [6 empty] | 0% | 0% | 90% | 592555.4 | 570608.4 | 0 | 0 | 0 | 0 | 0 | 0 | 0 | 0 | 0 | 2013 Qtr 1: 148138.85; 2013 Qtr 2: 148138.85; 2013 Qtr 3: 148138.85; 2013 Qtr 4: 148138.85; 2014 Qtr 1: 142652.1; 2014 Qtr 2: 142652.1; 2014 Qtr 3: 142652.1; 2014 Qtr 4: 142652.1 | 1163163.8
3220 | 411017-Lighting - Other Interior lighting - Dual Baseline |  | SYSTEM | Commercial | 01-ALC-AllCommercial-IntLight | TRUE |  |  |  |  | 0.2819 | 0.125 | 0 | 0 | 0 | 0.1569 | 1 |  | kWh | 0.0001234 | 0 | Commercial |  | Winter Only | 15 | 0.0564 |  | 0.2448 | 3.0209e-05 | 0 | Large Boilers (>100 MMBtu/hr Heat Input):Controlled Low NOx Burner | 5 | 60% | [5 empty] | 90% | [6 empty] | 0% | 0% | 90% | 2241414 | 2153515.4625 | 0 | 0 | 0 | 0 | 0 | 0 | 0 | 0 | 0 | 2013 Qtr 1: 560353.5; 2013 Qtr 2: 560353.5; 2013 Qtr 3: 560353.5; 2013 Qtr 4: 560353.5; 2014 Qtr 1: 538378.8656; 2014 Qtr 2: 538378.8656; 2014 Qtr 3: 538378.8656; 2014 Qtr 4: 538378.8656 | 4394929.4625
3220 | 411018-Lighting - Exterior Lighting Fixtures |  | SYSTEM | Commercial | 01-ALC-AllCommercial-ExtLight | TRUE |  |  |  |  | 0.28 | 0.0875 | 0 | 0 | 0 | 0.1925 | 1 |  | kWh | 0.00014211 | 0 | Commercial |  | Annual | [6 empty] | Large Boilers (>100 MMBtu/hr Heat Input):Controlled Low NOx Burner | 15 | 60% | [5 empty] | 90% | [6 empty] | 0% | 0% | 90% | 1260014.5 | 1213346.95 | 0 | 0 | 0 | 0 | 0 | 0 | 0 | 0 | 0 | 2013 Qtr 1: 315003.625; 2013 Qtr 2: 315003.625; 2013 Qtr 3: 315003.625; 2013 Qtr 4: 315003.625; 2014 Qtr 1: 303336.7375; 2014 Qtr 2: 303336.7375; 2014 Qtr 3: 303336.7375; 2014 Qtr 4: 303336.7375 | 2473361.45
3220 | 411019-Lighting - Exterior Lighting Controls |  | SYSTEM | Commercial | 01-ALC-AllCommercial-ExtLight | TRUE |  |  |  |  | 0.23 | 0.0875 | 0 | 0 | 0 | 0.1425 | 1 |  | kWh | 7.7084e-06 | 0 | Commercial |  | Annual | [6 empty] | Large Boilers (>100 MMBtu/hr Heat Input):Controlled Low NOx Burner | 8 | 60% | [5 empty] | 90% | [6 empty] | 0% | 0% | 90% | 87874.7 | 84620.05 | 0 | 0 | 0 | 0 | 0 | 0 | 0 | 0 | 0 | 2013 Qtr 1: 21968.675; 2013 Qtr 2: 21968.675; 2013 Qtr 3: 21968.675; 2013 Qtr 4: 21968.675; 2014 Qtr 1: 21155.0125; 2014 Qtr 2: 21155.0125; 2014 Qtr 3: 21155.0125; 2014 Qtr 4: 21155.0125 | 172494.75
3220 | 411020-Gas - W/H Lg Storage |  | SYSTEM | Commercial | 35-OTI-OtherIndustrial-PROC_OTH | TRUE |  |  |  |  | 2 | 1.25 | 0 | 0 | 0 | 0.75 | 0 |  | kWh | 0 | 1 | Commercial |  | Annual | [6 empty] | Large Boilers (>100 MMBtu/hr Heat Input):Controlled Low NOx Burner | 15 | 50% | [5 empty] | 90% | [6 empty] | 0% | 0% | 90% | 62357.7 | 59523.8 | 0 | 0 | 0 | 0 | 0 | 0 | 0 | 0 | 0 | 2013 Qtr 1: 15589.425; 2013 Qtr 2: 15589.425; 2013 Qtr 3: 15589.425; 2013 Qtr 4: 15589.425; 2014 Qtr 1: 14880.95; 2014 Qtr 2: 14880.95; 2014 Qtr 3: 14880.95; 2014 Qtr 4: 14880.95 | 121881.5
3220 | 411021-Gas - Boiler Upgrades |  | SYSTEM | Commercial | [6 empty] | 1.3 | 1 | 0 | 0 | 0 | 0.3 | 0 |  | #N/A | 0 | 1 | Commercial |  | Annual | 15 | 0.325 |  | 0 | 0 | 0.3 | Large Boilers (>100 MMBtu/hr Heat Input):Controlled Low NOx Burner | 5 | 50% | [5 empty] | 90% | [6 empty] | 0% | 0% | 90% | 301131.2 | 287443.65 | 0 | 0 | 0 | 0 | 0 | 0 | 0 | 0 | 0 | 2013 Qtr 1: 75282.8; 2013 Qtr 2: 75282.8; 2013 Qtr 3: 75282.8; 2013 Qtr 4: 75282.8; 2014 Qtr 1: 71860.9125; 2014 Qtr 2: 71860.9125; 2014 Qtr 3: 71860.9125; 2014 Qtr 4: 71860.9125 | 588574.85
3220 | 411022-Gas - Process Other |  | SYSTEM | Commercial | [6 empty] | 1.3 | 1 | 0 | 0 | 0 | 0.3 | 0 |  | #N/A | 0 | 1 | Commercial |  | Annual | [6 empty] | Large Boilers (>100 MMBtu/hr Heat Input):Controlled Low NOx Burner | 20 | 50% | [5 empty] | 90% | [6 empty] | 0% | 0% | 90% | 1296711.125 | 1237768.9375 | 0 | 0 | 0 | 0 | 0 | 0 | 0 | 0 | 0 | 2013 Qtr 1: 324177.7812; 2013 Qtr 2: 324177.7812; 2013 Qtr 3: 324177.7812; 2013 Qtr 4: 324177.7812; 2014 Qtr 1: 309442.2344; 2014 Qtr 2: 309442.2344; 2014 Qtr 3: 309442.2344; 2014 Qtr 4: 309442.2344 | 2534480.0625
3220 | 411023-Misc. Custom Electric |  | SYSTEM | Commercial | 01-ALC-AllCommercial-Vent/Fan | TRUE |  |  |  |  | 0.46 | 0.125 | 0 | 0 | 0 | 0.335 | 1 |  | kWh | 0.00010485 | 0.0019308 | Commercial |  | Winter Only | [6 empty] | Large Boilers (>100 MMBtu/hr Heat Input):Controlled Low NOx Burner | 10 | 60% | 50% |  |  |  |  | 90% | [6 empty] | 0% | 0% | 90% | 6689548.45 | 6441787.9 | 0 | 0 | 0 | 0 | 0 | 0 | 0 | 0 | 0 | 2013 Qtr 1: 1672387.1125; 2013 Qtr 2: 1672387.1125; 2013 Qtr 3: 1672387.1125; 2013 Qtr 4: 1672387.1125; 2014 Qtr 1: 1610446.975; 2014 Qtr 2: 1610446.975; 2014 Qtr 3: 1610446.975; 2014 Qtr 4: 1610446.975 | 13131336.35
3220 | 447260-Lighting - Interior LED |  | SYSTEM | Commercial | 01-ALC-AllCommercial-IntLight | TRUE |  |  |  |  | 0.22 | 0.0625 | 0 | 0 | 0 | 0.1575 | 1 |  | kWh | 0.0001228 | 0 | Commercial |  | Winter Only | [6 empty] | Large Boilers (>100 MMBtu/hr Heat Input):Controlled Low NOx Burner | 16 | 60% | [5 empty] | 90% | [6 empty] | 0% | 0% | 90% | 103415 | 99359 | 0 | 0 | 0 | 0 | 0 | 0 | 0 | 0 | 0 | 2013 Qtr 1: 25853.75; 2013 Qtr 2: 25853.75; 2013 Qtr 3: 25853.75; 2013 Qtr 4: 25853.75; 2014 Qtr 1: 24839.75; 2014 Qtr 2: 24839.75; 2014 Qtr 3: 24839.75; 2014 Qtr 4: 24839.75 | 202774
3220 | 447261-Lighting - Other Interior lighting |  | SYSTEM | Commercial | 01-ALC-AllCommercial-IntLight | TRUE |  |  |  |  | 0.282 | 0.125 | 0 | 0 | 0 | 0.157 | 1 |  | kWh | 0.0001234 | 0 | Commercial |  | Winter Only | [6 empty] | Large Boilers (>100 MMBtu/hr Heat Input):Controlled Low NOx Burner | 15 | 60% | [5 empty] | 90% | [6 empty] | 0% | 0% | 90% | 747138 | 717838 | 0 | 0 | 0 | 0 | 0 | 0 | 0 | 0 | 0 | 2013 Qtr 1: 186784.5; 2013 Qtr 2: 186784.5; 2013 Qtr 3: 186784.5; 2013 Qtr 4: 186784.5; 2014 Qtr 1: 179459.5; 2014 Qtr 2: 179459.5; 2014 Qtr 3: 179459.5; 2014 Qtr 4: 179459.5 | 1464976
3220 | 447262-Lighting - Interior Linear Fixtures |  | SYSTEM | Commercial | 01-ALC-AllCommercial-IntLight | TRUE |  |  |  |  | 0.21 | 0.125 | 0 | 0 | 0 | 0.085 | 1 |  | kWh | 0.0001687 | 1.2908e-05 | Commercial |  | Winter Only | [6 empty] | Large Boilers (>100 MMBtu/hr Heat Input):Controlled Low NOx Burner | 15 | 60% | 50% |  |  |  |  | 90% | [6 empty] | 0% | 0% | 90% | 3776047 | 3627966 | 0 | 0 | 0 | 0 | 0 | 0 | 0 | 0 | 0 | 2013 Qtr 1: 944011.75; 2013 Qtr 2: 944011.75; 2013 Qtr 3: 944011.75; 2013 Qtr 4: 944011.75; 2014 Qtr 1: 906991.5; 2014 Qtr 2: 906991.5; 2014 Qtr 3: 906991.5; 2014 Qtr 4: 906991.5 | 7404013
3220 | 447263-Motors - Non HVAC Motors (ER) |  | SYSTEM | Commercial | 35-OTI-OtherIndustrial-MOTOR | TRUE |  |  |  |  | 1.06 | 0.125 | 0 | 0 | 0 | 0.935 | 1 |  | kWh | 9.8591e-05 | 0.00044867 | Commercial |  | Annual | 15 | 0.212 |  | 0.92 | 0 | 0 | Large Boilers (>100 MMBtu/hr Heat Input):Controlled Low NOx Burner | 5 | 60% | 50% |  |  |  |  | 90% | [6 empty] | 0% | 0% | 90% | 330046 | 317103 | 0 | 0 | 0 | 0 | 0 | 0 | 0 | 0 | 0 | 2013 Qtr 1: 82511.5; 2013 Qtr 2: 82511.5; 2013 Qtr 3: 82511.5; 2013 Qtr 4: 82511.5; 2014 Qtr 1: 79275.75; 2014 Qtr 2: 79275.75; 2014 Qtr 3: 79275.75; 2014 Qtr 4: 79275.75 | 647149
3222 | 408004-Whole Bldg-Peak Demand KW |  | SYSTEM | Commercial | 01-ALC-AllCommercial-Cooling | TRUE |  |  |  |  | 105 | 100 | 0 | 0 | 0 | 5 | 0 |  | kWh | 1 | 0 | Commercial |  | Winter Only | [7 empty] | 15 | 70% | [5 empty] | 90% | [6 empty] | 0% | 0% | 0% | 4596 | 4741 | 0 | 0 | 0 | 0 | 0 | 0 | 0 | 0 | 0 | 2013 Qtr 1: 1149; 2013 Qtr 2: 1149; 2013 Qtr 3: 1149; 2013 Qtr 4: 1149; 2014 Qtr 1: 1185.25; 2014 Qtr 2: 1185.25; 2014 Qtr 3: 1185.25; 2014 Qtr 4: 1185.25 | 9337
3222 | 408005-Whole Bldg-Space Heating Therms |  | SYSTEM | Commercial | [6 empty] | 3.62 | 1 | 0 | 0 | 0 | 2.62 | 0 |  | #N/A | 0 | 1 | Commercial |  | Annual | [6 empty] | Large Boilers (>100 MMBtu/hr Heat Input):Controlled Low NOx Burner | 15 | 70% | [5 empty] | 90% | [6 empty] | 0% | 0% | 0% | 85317 | 84012 | 0 | 0 | 0 | 0 | 0 | 0 | 0 | 0 | 0 | 2013 Qtr 1: 21329.25; 2013 Qtr 2: 21329.25; 2013 Qtr 3: 21329.25; 2013 Qtr 4: 21329.25; 2014 Qtr 1: 21003; 2014 Qtr 2: 21003; 2014 Qtr 3: 21003; 2014 Qtr 4: 21003 | 169329
3222 | 408006-Whole Bldg-Space Cooling kWh |  | SYSTEM | Commercial | 01-ALC-AllCommercial-Refrig | TRUE |  |  |  |  | 0.3 | 0.3 | 0 | 0 | 0 | 0 | 1 |  | kWh | 0 | 0 | Commercial |  | Annual | [6 empty] | Large Boilers (>100 MMBtu/hr Heat Input):Controlled Low NOx Burner | 15 | 70% | [5 empty] | 90% | [6 empty] | 0% | 0% | 0% | 3467004 | 3444071 | 0 | 0 | 0 | 0 | 0 | 0 | 0 | 0 | 0 | 2013 Qtr 1: 866751; 2013 Qtr 2: 866751; 2013 Qtr 3: 866751; 2013 Qtr 4: 866751; 2014 Qtr 1: 861017.75; 2014 Qtr 2: 861017.75; 2014 Qtr 3: 861017.75; 2014 Qtr 4: 861017.75 | 6911075
3222 | 408007-Whole Bldg-Lighting kWh |  | SYSTEM | Commercial | 01-ALC-AllCommercial-Cooling | TRUE |  |  |  |  | 0.3 | 0.3 | 0 | 0 | 0 | 0 | 1 |  | kWh | 0 | 0 | Commercial |  | Annual | [6 empty] | Large Boilers (>100 MMBtu/hr Heat Input):Controlled Low NOx Burner | 15 | 70% | [5 empty] | 90% | [6 empty] | 0% | 0% | 0% | 1433841 | 1424357 | 0 | 0 | 0 | 0 | 0 | 0 | 0 | 0 | 0 | 2013 Qtr 1: 358460.25; 2013 Qtr 2: 358460.25; 2013 Qtr 3: 358460.25; 2013 Qtr 4: 358460.25; 2014 Qtr 1: 356089.25; 2014 Qtr 2: 356089.25; 2014 Qtr 3: 356089.25; 2014 Qtr 4: 356089.25 | 2858198
3222 | 408008-Whole Bldg-Space Cooling Therms |  | SYSTEM | Commercial | [6 empty] | 3.62 | 1 | 0 | 0 | 0 | 2.62 | 0 |  | #N/A | 0 | 1 | Commercial |  | Annual | [6 empty] | Large Boilers (>100 MMBtu/hr Heat Input):Controlled Low NOx Burner | 15 | 70% | [5 empty] | 90% | [6 empty] | 0% | 0% | 0% | 71 | 70 | 0 | 0 | 0 | 0 | 0 | 0 | 0 | 0 | 0 | 2013 Qtr 1: 17.75; 2013 Qtr 2: 17.75; 2013 Qtr 3: 17.75; 2013 Qtr 4: 17.75; 2014 Qtr 1: 17.5; 2014 Qtr 2: 17.5; 2014 Qtr 3: 17.5; 2014 Qtr 4: 17.5 | 141
3222 | 408009-Whole Bldg-Indoor Fans kWh |  | SYSTEM | Commercial | 01-ALC-AllCommercial-Cooling | TRUE |  |  |  |  | 0.3 | 0.3 | 0 | 0 | 0 | 0 | 1 |  | kWh | 0 | 0 | Commercial |  | Annual | [6 empty] | Large Boilers (>100 MMBtu/hr Heat Input):Controlled Low NOx Burner | 15 | 70% | [5 empty] | 90% | [6 empty] | 0% | 0% | 0% | 948664 | 942388 | 0 | 0 | 0 | 0 | 0 | 0 | 0 | 0 | 0 | 2013 Qtr 1: 237166; 2013 Qtr 2: 237166; 2013 Qtr 3: 237166; 2013 Qtr 4: 237166; 2014 Qtr 1: 235597; 2014 Qtr 2: 235597; 2014 Qtr 3: 235597; 2014 Qtr 4: 235597 | 1891052
3222 | 408012-Whole Bldg-Heating Rejection kWh |  | SYSTEM | Commercial | 01-ALC-AllCommercial-Vent/Fan | TRUE |  |  |  |  | 0.3 | 0.3 | 0 | 0 | 0 | 0 | 1 |  | kWh | 0 | 0 | Commercial |  | Annual | [6 empty] | Large Boilers (>100 MMBtu/hr Heat Input):Controlled Low NOx Burner | 20 | 70% | [5 empty] | 90% | [6 empty] | 0% | 0% | 0% | 595026 | 591090 | 0 | 0 | 0 | 0 | 0 | 0 | 0 | 0 | 0 | 2013 Qtr 1: 148756.5; 2013 Qtr 2: 148756.5; 2013 Qtr 3: 148756.5; 2013 Qtr 4: 148756.5; 2014 Qtr 1: 147772.5; 2014 Qtr 2: 147772.5; 2014 Qtr 3: 147772.5; 2014 Qtr 4: 147772.5 | 1186116
3222 | 408018-Daylighting Systems kWh |  | SYSTEM | Commercial | 01-ALC-AllCommercial-IntLight | TRUE |  |  |  |  | 0.18 | 0.05 | 0 | 0 | 0 | 0.13 | 1 |  | kWh | 0 | 0 | Commercial |  | Annual | [6 empty] | Large Boilers (>100 MMBtu/hr Heat Input):Controlled Low NOx Burner | 20 | 64% | [5 empty] | 90% | [6 empty] | 0% | 0% | 0% | 3651 | 3627 | 0 | 0 | 0 | 0 | 0 | 0 | 0 | 0 | 0 | 2013 Qtr 1: 912.75; 2013 Qtr 2: 912.75; 2013 Qtr 3: 912.75; 2013 Qtr 4: 912.75; 2014 Qtr 1: 906.75; 2014 Qtr 2: 906.75; 2014 Qtr 3: 906.75; 2014 Qtr 4: 906.75 | 7278
3222 | 408021-Interior Lighting Systems kWh |  | SYSTEM | Commercial | 01-ALC-AllCommercial-IntLight | TRUE |  |  |  |  | 0.2 | 0.05 | 0 | 0 | 0 | 0.15 | 1 |  | kWh | 9.8273e-06 | 0 | Commercial |  | Annual | [6 empty] | Large Boilers (>100 MMBtu/hr Heat Input):Controlled Low NOx Burner | 15 | 70% | [5 empty] | 90% | [6 empty] | 0% | 0% | 0% | 2185064 | 2170611 | 0 | 0 | 0 | 0 | 0 | 0 | 0 | 0 | 0 | 2013 Qtr 1: 546266; 2013 Qtr 2: 546266; 2013 Qtr 3: 546266; 2013 Qtr 4: 546266; 2014 Qtr 1: 542652.75; 2014 Qtr 2: 542652.75; 2014 Qtr 3: 542652.75; 2014 Qtr 4: 542652.75 | 4355675
3222 | 408024-HVAC Systems kWh |  | SYSTEM | Commercial | 01-ALC-AllCommercial-Cooling | TRUE |  |  |  |  | 0.26 | 0.15 | 0 | 0 | 0 | 0.11 | 1 |  | kWh | 0 | 0 | Commercial |  | Annual | [6 empty] | Large Boilers (>100 MMBtu/hr Heat Input):Controlled Low NOx Burner | 15 | 70% | [5 empty] | 90% | [6 empty] | 0% | 0% | 0% | 69010 | 68553 | 0 | 0 | 0 | 0 | 0 | 0 | 0 | 0 | 0 | 2013 Qtr 1: 17252.5; 2013 Qtr 2: 17252.5; 2013 Qtr 3: 17252.5; 2013 Qtr 4: 17252.5; 2014 Qtr 1: 17138.25; 2014 Qtr 2: 17138.25; 2014 Qtr 3: 17138.25; 2014 Qtr 4: 17138.25 | 137563
3222 | 408026-HVAC Systems Therms |  | SYSTEM | Commercial | [6 empty] | 3.62 | 1 | 0 | 0 | 0 | 2.62 | 0 |  | #N/A | 0 | 1 | Commercial |  | Winter Only | [6 empty] | Large Boilers (>100 MMBtu/hr Heat Input):Controlled Low NOx Burner | 15 | 70% | [5 empty] | 90% | [6 empty] | 0% | 0% | 0% | 131 | 130 | 0 | 0 | 0 | 0 | 0 | 0 | 0 | 0 | 0 | 2013 Qtr 1: 32.75; 2013 Qtr 2: 32.75; 2013 Qtr 3: 32.75; 2013 Qtr 4: 32.75; 2014 Qtr 1: 32.5; 2014 Qtr 2: 32.5; 2014 Qtr 3: 32.5; 2014 Qtr 4: 32.5 | 261
3222 | 408028-Low SHGC Glass kWh |  | SYSTEM | Commercial | 01-ALC-AllCommercial-Cooling | TRUE |  |  |  |  | 0.27 | 0.15 | 0 | 0 | 0 | 0.12 | 1 |  | kWh | 0 | 0 | Commercial |  | Annual | [6 empty] | Large Boilers (>100 MMBtu/hr Heat Input):Controlled Low NOx Burner | 20 | 87% | [5 empty] | 90% | [6 empty] | 0% | 0% | 0% | 43257 | 42970 | 0 | 0 | 0 | 0 | 0 | 0 | 0 | 0 | 0 | 2013 Qtr 1: 10814.25; 2013 Qtr 2: 10814.25; 2013 Qtr 3: 10814.25; 2013 Qtr 4: 10814.25; 2014 Qtr 1: 10742.5; 2014 Qtr 2: 10742.5; 2014 Qtr 3: 10742.5; 2014 Qtr 4: 10742.5 | 86227
3222 | 408031-Refrigeration Systems kWh Supermarket |  | SYSTEM | Commercial | 09-GRO-Grocery-REFG | TRUE |  |  |  |  | 0.27 | 0.15 | 0 | 0 | 0 | 0.12 | 1 |  | kWh | 0 | 0 | Commercial |  | Annual | [6 empty] | Large Boilers (>100 MMBtu/hr Heat Input):Controlled Low NOx Burner | 12 | 70% | [5 empty] | 90% | [6 empty] | 0% | 0% | 0% | 2822184 | 2803516 | 0 | 0 | 0 | 0 | 0 | 0 | 0 | 0 | 0 | 2013 Qtr 1: 705546; 2013 Qtr 2: 705546; 2013 Qtr 3: 705546; 2013 Qtr 4: 705546; 2014 Qtr 1: 700879; 2014 Qtr 2: 700879; 2014 Qtr 3: 700879; 2014 Qtr 4: 700879 | 5625700
3222 | 408033-Refrigeration Systems Therm Supermarket |  | SYSTEM | Commercial | [6 empty] | 2 | 1 | 0 | 0 | 0 | 1 | 0 |  | #N/A | 0 | 1 | Commercial |  | Winter Only | [6 empty] | Large Boilers (>100 MMBtu/hr Heat Input):Controlled Low NOx Burner | 12 | 70% | [5 empty] | 90% | [6 empty] | 0% | 0% | 0% | 7207 | 7096 | 0 | 0 | 0 | 0 | 0 | 0 | 0 | 0 | 0 | 2013 Qtr 1: 1801.75; 2013 Qtr 2: 1801.75; 2013 Qtr 3: 1801.75; 2013 Qtr 4: 1801.75; 2014 Qtr 1: 1774; 2014 Qtr 2: 1774; 2014 Qtr 3: 1774; 2014 Qtr 4: 1774 | 14303
3222 | 408034-Service Hot Water |  | SYSTEM | Commercial | 35-OTI-OtherIndustrial-PROC_OTH | TRUE |  |  |  |  | 4.25 | 1 | 0 | 0 | 0 | 3.25 | 0 |  | kWh | 0 | 1 | Commercial |  | Annual | [6 empty] | Large Boilers (>100 MMBtu/hr Heat Input):Controlled Low NOx Burner | 15 | 70% | [5 empty] | 90% | [6 empty] | 0% | 0% | 0% | 10245 | 10088 | 0 | 0 | 0 | 0 | 0 | 0 | 0 | 0 | 0 | 2013 Qtr 1: 2561.25; 2013 Qtr 2: 2561.25; 2013 Qtr 3: 2561.25; 2013 Qtr 4: 2561.25; 2014 Qtr 1: 2522; 2014 Qtr 2: 2522; 2014 Qtr 3: 2522; 2014 Qtr 4: 2522 | 20333
3222 | 408035-Other Systems kWh |  | SYSTEM | Commercial | 01-ALC-AllCommercial-OffEquip | TRUE |  |  |  |  | 1 | 0.09 | 0 | 0 | 0 | 0.91 | 1 |  | kWh | 0 | 0 | Commercial |  | Annual | [6 empty] | Large Boilers (>100 MMBtu/hr Heat Input):Controlled Low NOx Burner | 10 | 70% | [5 empty] | 90% | [6 empty] | 0% | 0% | 0% | 19908 | 19777 | 0 | 0 | 0 | 0 | 0 | 0 | 0 | 0 | 0 | 2013 Qtr 1: 4977; 2013 Qtr 2: 4977; 2013 Qtr 3: 4977; 2013 Qtr 4: 4977; 2014 Qtr 1: 4944.25; 2014 Qtr 2: 4944.25; 2014 Qtr 3: 4944.25; 2014 Qtr 4: 4944.25 | 39685
3222 | 408037-Other Systems Therms |  | SYSTEM | Commercial | [6 empty] | 3.62 | 1 | 0 | 0 | 0 | 2.62 | 0 |  | #N/A | 0 | 1 | Commercial |  | Annual | [6 empty] | Large Boilers (>100 MMBtu/hr Heat Input):Controlled Low NOx Burner | 10 | 70% | [5 empty] | 90% | [6 empty] | 0% | 0% | 0% | 317651 | 312792 | 0 | 0 | 0 | 0 | 0 | 0 | 0 | 0 | 0 | 2013 Qtr 1: 79412.75; 2013 Qtr 2: 79412.75; 2013 Qtr 3: 79412.75; 2013 Qtr 4: 79412.75; 2014 Qtr 1: 78198; 2014 Qtr 2: 78198; 2014 Qtr 3: 78198; 2014 Qtr 4: 78198 | 630443
3222 | 408044-Whole Bldg-Domestic Hot Water kWh |  | SYSTEM | Commercial | 35-OTI-OtherIndustrial-PROC_OTH | TRUE |  |  |  |  | 4.25 | 1 | 0 | 0 | 0 | 3.25 | 1 |  | kWh | 0 | 0 | Commercial |  | Annual | [6 empty] | Large Boilers (>100 MMBtu/hr Heat Input):Controlled Low NOx Burner | 15 | 70% | [5 empty] | 90% | [6 empty] | 0% | 0% | 0% | 34758 | 34528 | 0 | 0 | 0 | 0 | 0 | 0 | 0 | 0 | 0 | 2013 Qtr 1: 8689.5; 2013 Qtr 2: 8689.5; 2013 Qtr 3: 8689.5; 2013 Qtr 4: 8689.5; 2014 Qtr 1: 8632; 2014 Qtr 2: 8632; 2014 Qtr 3: 8632; 2014 Qtr 4: 8632 | 69286
3222 | 408045-Whole Bldg-Domestic Hot Water Therms |  | SYSTEM | Commercial | 35-OTI-OtherIndustrial-PROC_OTH | TRUE |  |  |  |  | 4.25 | 1 | 0 | 0 | 0 | 3.25 | 0 |  | kWh | 0 | 1 | Commercial |  | Annual | [6 empty] | Large Boilers (>100 MMBtu/hr Heat Input):Controlled Low NOx Burner | 15 | 70% | [5 empty] | 90% | [6 empty] | 0% | 0% | 0% | 94 | 92 | 0 | 0 | 0 | 0 | 0 | 0 | 0 | 0 | 0 | 2013 Qtr 1: 23.5; 2013 Qtr 2: 23.5; 2013 Qtr 3: 23.5; 2013 Qtr 4: 23.5; 2014 Qtr 1: 23; 2014 Qtr 2: 23; 2014 Qtr 3: 23; 2014 Qtr 4: 23 | 186
3223 | 402001-Food Service - Hot Food Holding Cabinet-Full-Size |  | SYSTEM | Commercial | 21-RSD-Restaurant–SitDown-PROC_OTH | TRUE |  |  |  |  | 3153 | 300 | 0 | 0 | 0 | 2853 | 2190 |  | kWh | 0.4 | 0 | Commercial |  | Winter Only | [6 empty] | Small Boilers (<100 MMBtu/hr Heat Input):Uncontrolled | 12 | 60% | [12 empty] | 0% | 0% | 0% | 3 | 3 | 0 | 0 | 0 | 0 | 0 | 0 | 0 | 0 | 0 | 2013 Qtr 1: 0.75; 2013 Qtr 2: 0.75; 2013 Qtr 3: 0.75; 2013 Qtr 4: 0.75; 2014 Qtr 1: 0.75; 2014 Qtr 2: 0.75; 2014 Qtr 3: 0.75; 2014 Qtr 4: 0.75 | 6
3223 | 402002-Food Service - Hot Food Holding Cabinet-Three-Quarter-Size |  | SYSTEM | Commercial | 21-RSD-Restaurant–SitDown-PROC_OTH | TRUE |  |  |  |  | 3153 | 250 | 0 | 0 | 0 | 2903 | 1643 |  | kWh | 0.3 | 0 | Commercial |  | Winter Only | [6 empty] | Small Boilers (<100 MMBtu/hr Heat Input):Uncontrolled | 12 | 60% | [12 empty] | 0% | 0% | 0% | 6 | 6 | 0 | 0 | 0 | 0 | 0 | 0 | 0 | 0 | 0 | 2013 Qtr 1: 1.5; 2013 Qtr 2: 1.5; 2013 Qtr 3: 1.5; 2013 Qtr 4: 1.5; 2014 Qtr 1: 1.5; 2014 Qtr 2: 1.5; 2014 Qtr 3: 1.5; 2014 Qtr 4: 1.5 | 12
3223 | 402003-Food Service - Hot Food Holding Cabinet-Half-Size |  | SYSTEM | Commercial | 21-RSD-Restaurant–SitDown-PROC_OTH | TRUE |  |  |  |  | 3153 | 200 | 0 | 0 | 0 | 2953 | 1095 |  | kWh | 0.2 | 0 | Commercial |  | Winter Only | [6 empty] | Small Boilers (<100 MMBtu/hr Heat Input):Uncontrolled | 12 | 60% | [12 empty] | 0% | 0% | 0% | 3 | 3 | 0 | 0 | 0 | 0 | 0 | 0 | 0 | 0 | 0 | 2013 Qtr 1: 0.75; 2013 Qtr 2: 0.75; 2013 Qtr 3: 0.75; 2013 Qtr 4: 0.75; 2014 Qtr 1: 0.75; 2014 Qtr 2: 0.75; 2014 Qtr 3: 0.75; 2014 Qtr 4: 0.75 | 6
3223 | 402004-Food Service - Commercial Electric Fryer |  | SYSTEM | Commercial | 21-RSD-Restaurant–SitDown-PROC_OTH | TRUE |  |  |  |  | 4708 | 200 | 0 | 0 | 0 | 4508 | 1166 |  | kWh | 0.2 | 0 | Commercial |  | Winter Only | [6 empty] | Small Boilers (<100 MMBtu/hr Heat Input):Uncontrolled | 12 | 60% | [12 empty] | 0% | 0% | 0% | 3 | 3 | 0 | 0 | 0 | 0 | 0 | 0 | 0 | 0 | 0 | 2013 Qtr 1: 0.75; 2013 Qtr 2: 0.75; 2013 Qtr 3: 0.75; 2013 Qtr 4: 0.75; 2014 Qtr 1: 0.75; 2014 Qtr 2: 0.75; 2014 Qtr 3: 0.75; 2014 Qtr 4: 0.75 | 6
3223 | 402005-Food Service - Commercial Gas Fryer |  | SYSTEM | Commercial | [6 empty] | 3796 | 500 | 0 | 0 | 0 | 3296 | 0 |  | #N/A | 0 | 505 | Commercial |  | Annual | [6 empty] | Small Boilers (<100 MMBtu/hr Heat Input):Uncontrolled | 12 | 60% | [12 empty] | 0% | 0% | 0% | 53 | 51 | 0 | 0 | 0 | 0 | 0 | 0 | 0 | 0 | 0 | 2013 Qtr 1: 13.25; 2013 Qtr 2: 13.25; 2013 Qtr 3: 13.25; 2013 Qtr 4: 13.25; 2014 Qtr 1: 12.75; 2014 Qtr 2: 12.75; 2014 Qtr 3: 12.75; 2014 Qtr 4: 12.75 | 104
3223 | 402007-Food Service-Commercial Gas Large Vat Fryer, Cooking Efficiency >= 50% |  | SYSTEM | Commercial | [6 empty] | 3122 | 500 | 0 | 0 | 0 | 2622 | 0 |  | #N/A | 0 | 578 | Commercial |  | Annual | [6 empty] | Small Boilers (<100 MMBtu/hr Heat Input):Uncontrolled | 12 | 60% | [12 empty] | 0% | 0% | 0% | 6 | 5 | 0 | 0 | 0 | 0 | 0 | 0 | 0 | 0 | 0 | 2013 Qtr 1: 1.5; 2013 Qtr 2: 1.5; 2013 Qtr 3: 1.5; 2013 Qtr 4: 1.5; 2014 Qtr 1: 1.25; 2014 Qtr 2: 1.25; 2014 Qtr 3: 1.25; 2014 Qtr 4: 1.25 | 11
3223 | 402008-Ice Machines 301-400 - Energy Star |  | SYSTEM | Commercial | 01-ALC-AllCommercial-Refrig | TRUE |  |  |  |  | 281 | 75 | 0 | 0 | 0 | 206 | 685 |  | kWh | 0.07 | 0 | Commercial |  | Winter Only | [6 empty] | Small Boilers (<100 MMBtu/hr Heat Input):Uncontrolled | 10 | 60% | [12 empty] | 0% | 0% | 0% | 12 | 12 | 0 | 0 | 0 | 0 | 0 | 0 | 0 | 0 | 0 | 2013 Qtr 1: 3; 2013 Qtr 2: 3; 2013 Qtr 3: 3; 2013 Qtr 4: 3; 2014 Qtr 1: 3; 2014 Qtr 2: 3; 2014 Qtr 3: 3; 2014 Qtr 4: 3 | 24
3223 | 402009-Ice Machines 401-500 - Energy Star |  | SYSTEM | Commercial | 01-ALC-AllCommercial-Refrig | TRUE |  |  |  |  | 75 | 75 | 0 | 0 | 0 | 0 | 795 |  | kWh | 0.082 | 0 | Commercial |  | Winter Only | [6 empty] | Small Boilers (<100 MMBtu/hr Heat Input):Uncontrolled | 10 | 60% | [12 empty] | 0% | 0% | 0% | 2 | 1 | 0 | 0 | 0 | 0 | 0 | 0 | 0 | 0 | 0 | 2013 Qtr 1: 0.5; 2013 Qtr 2: 0.5; 2013 Qtr 3: 0.5; 2013 Qtr 4: 0.5; 2014 Qtr 1: 0.25; 2014 Qtr 2: 0.25; 2014 Qtr 3: 0.25; 2014 Qtr 4: 0.25 | 3
3223 | 402010-Ice Machines 501-1000 - Energy Star |  | SYSTEM | Commercial | 01-ALC-AllCommercial-Refrig | TRUE |  |  |  |  | 233 | 125 | 0 | 0 | 0 | 108 | 1263 |  | kWh | 0.13 | 0 | Commercial |  | Winter Only | [6 empty] | Small Boilers (<100 MMBtu/hr Heat Input):Uncontrolled | 10 | 60% | [12 empty] | 0% | 0% | 0% | 2 | 1 | 0 | 0 | 0 | 0 | 0 | 0 | 0 | 0 | 0 | 2013 Qtr 1: 0.5; 2013 Qtr 2: 0.5; 2013 Qtr 3: 0.5; 2013 Qtr 4: 0.5; 2014 Qtr 1: 0.25; 2014 Qtr 2: 0.25; 2014 Qtr 3: 0.25; 2014 Qtr 4: 0.25 | 3
3223 | 402011-Ice Machines 1001-1500 -Energy Star |  | SYSTEM | Commercial | 01-ALC-AllCommercial-Refrig | TRUE |  |  |  |  | 550 | 200 | 0 | 0 | 0 | 350 | 1574 |  | kWh | 0.162 | 0 | Commercial |  | Winter Only | [6 empty] | Small Boilers (<100 MMBtu/hr Heat Input):Uncontrolled | 10 | 60% | [12 empty] | 0% | 0% | 0% | 6 | 5 | 0 | 0 | 0 | 0 | 0 | 0 | 0 | 0 | 0 | 2013 Qtr 1: 1.5; 2013 Qtr 2: 1.5; 2013 Qtr 3: 1.5; 2013 Qtr 4: 1.5; 2014 Qtr 1: 1.25; 2014 Qtr 2: 1.25; 2014 Qtr 3: 1.25; 2014 Qtr 4: 1.25 | 11
3223 | 402012-Ice Machines >1500 -Energy Star |  | SYSTEM | Commercial | 01-ALC-AllCommercial-Refrig | TRUE |  |  |  |  | 866 | 250 | 0 | 0 | 0 | 616 | 2204 |  | kWh | 0.226 | 0 | Commercial |  | Winter Only | [6 empty] | Small Boilers (<100 MMBtu/hr Heat Input):Uncontrolled | 10 | 60% | [12 empty] | 0% | 0% | 0% | 1 | 0 | 0 | 0 | 0 | 0 | 0 | 0 | 0 | 0 | 0 | 2013 Qtr 1: 0.25; 2013 Qtr 2: 0.25; 2013 Qtr 3: 0.25; 2013 Qtr 4: 0.25; 2014 Qtr 1: 0; 2014 Qtr 2: 0; 2014 Qtr 3: 0; 2014 Qtr 4: 0 | 1
3223 | 402013-Ice Machines 101-200 - CEE Tier III |  | SYSTEM | Commercial | 01-ALC-AllCommercial-Refrig | TRUE |  |  |  |  | 130 | 100 | 0 | 0 | 0 | 30 | 678 |  | kWh | 0.107 | 0 | Commercial |  | Winter Only | [6 empty] | Small Boilers (<100 MMBtu/hr Heat Input):Uncontrolled | 10 | 60% | [12 empty] | 0% | 0% | 0% | 1 | 0 | 0 | 0 | 0 | 0 | 0 | 0 | 0 | 0 | 0 | 2013 Qtr 1: 0.25; 2013 Qtr 2: 0.25; 2013 Qtr 3: 0.25; 2013 Qtr 4: 0.25; 2014 Qtr 1: 0; 2014 Qtr 2: 0; 2014 Qtr 3: 0; 2014 Qtr 4: 0 | 1
3223 | 402014-Ice Machines 201-300 - CEE Tier III |  | SYSTEM | Commercial | 01-ALC-AllCommercial-Refrig | TRUE |  |  |  |  | 683 | 100 | 0 | 0 | 0 | 583 | 832 |  | kWh | 0.085 | 0 | Commercial |  | Winter Only | [6 empty] | Small Boilers (<100 MMBtu/hr Heat Input):Uncontrolled | 12 | 60% | [12 empty] | 0% | 0% | 0% | 14 | 13 | 0 | 0 | 0 | 0 | 0 | 0 | 0 | 0 | 0 | 2013 Qtr 1: 3.5; 2013 Qtr 2: 3.5; 2013 Qtr 3: 3.5; 2013 Qtr 4: 3.5; 2014 Qtr 1: 3.25; 2014 Qtr 2: 3.25; 2014 Qtr 3: 3.25; 2014 Qtr 4: 3.25 | 27
3223 | 402017-Ice Machines 501-1000 - CEE Tier III |  | SYSTEM | Commercial | 01-ALC-AllCommercial-Refrig | TRUE |  |  |  |  | 586 | 250 | 0 | 0 | 0 | 336 | 1807 |  | kWh | 0.186 | 0 | Commercial |  | Winter Only | [6 empty] | Small Boilers (<100 MMBtu/hr Heat Input):Uncontrolled | 10 | 60% | [12 empty] | 0% | 0% | 0% | 2 | 2 | 0 | 0 | 0 | 0 | 0 | 0 | 0 | 0 | 0 | 2013 Qtr 1: 0.5; 2013 Qtr 2: 0.5; 2013 Qtr 3: 0.5; 2013 Qtr 4: 0.5; 2014 Qtr 1: 0.5; 2014 Qtr 2: 0.5; 2014 Qtr 3: 0.5; 2014 Qtr 4: 0.5 | 4
3223 | 402018-Ice Machines 1001-1500 - CEE Tier III |  | SYSTEM | Commercial | 01-ALC-AllCommercial-Refrig | TRUE |  |  |  |  | 839 | 400 | 0 | 0 | 0 | 439 | 2601 |  | kWh | 0.267 | 0 | Commercial |  | Winter Only | [6 empty] | Small Boilers (<100 MMBtu/hr Heat Input):Uncontrolled | 10 | 60% | [12 empty] | 0% | 0% | 0% | 12 | 11 | 0 | 0 | 0 | 0 | 0 | 0 | 0 | 0 | 0 | 2013 Qtr 1: 3; 2013 Qtr 2: 3; 2013 Qtr 3: 3; 2013 Qtr 4: 3; 2014 Qtr 1: 2.75; 2014 Qtr 2: 2.75; 2014 Qtr 3: 2.75; 2014 Qtr 4: 2.75 | 23
3223 | 402019-Ice Machines >1500 - CEE Tier III |  | SYSTEM | Commercial | 01-ALC-AllCommercial-Refrig | TRUE |  |  |  |  | 1333 | 500 | 0 | 0 | 0 | 833 | 3641 |  | kWh | 0.374 | 0 | Commercial |  | Winter Only | [6 empty] | Small Boilers (<100 MMBtu/hr Heat Input):Uncontrolled | 10 | 60% | [12 empty] | 0% | 0% | 0% | 1 | 0 | 0 | 0 | 0 | 0 | 0 | 0 | 0 | 0 | 0 | 2013 Qtr 1: 0.25; 2013 Qtr 2: 0.25; 2013 Qtr 3: 0.25; 2013 Qtr 4: 0.25; 2014 Qtr 1: 0; 2014 Qtr 2: 0; 2014 Qtr 3: 0; 2014 Qtr 4: 0 | 1
3223 | 402020-Ice Machines 101-200 - Energy Star |  | SYSTEM | Commercial | 01-ALC-AllCommercial-Refrig | TRUE |  |  |  |  | 189 | 50 | 0 | 0 | 0 | 139 | 331 |  | kWh | 0.034 | 0 | Commercial |  | Winter Only | [6 empty] | Small Boilers (<100 MMBtu/hr Heat Input):Uncontrolled | 10 | 60% | [12 empty] | 0% | 0% | 0% | 1 | 0 | 0 | 0 | 0 | 0 | 0 | 0 | 0 | 0 | 0 | 2013 Qtr 1: 0.25; 2013 Qtr 2: 0.25; 2013 Qtr 3: 0.25; 2013 Qtr 4: 0.25; 2014 Qtr 1: 0; 2014 Qtr 2: 0; 2014 Qtr 3: 0; 2014 Qtr 4: 0 | 1
3223 | 402021-Ice Machines 201-300 - Energy Star |  | SYSTEM | Commercial | 01-ALC-AllCommercial-Refrig | TRUE |  |  |  |  | 818 | 50 | 0 | 0 | 0 | 768 | 551 |  | kWh | 0.057 | 0 | Commercial |  | Winter Only | [6 empty] | Small Boilers (<100 MMBtu/hr Heat Input):Uncontrolled | 10 | 60% | [12 empty] | 0% | 0% | 0% | 2 | 2 | 0 | 0 | 0 | 0 | 0 | 0 | 0 | 0 | 0 | 2013 Qtr 1: 0.5; 2013 Qtr 2: 0.5; 2013 Qtr 3: 0.5; 2013 Qtr 4: 0.5; 2014 Qtr 1: 0.5; 2014 Qtr 2: 0.5; 2014 Qtr 3: 0.5; 2014 Qtr 4: 0.5 | 4
3223 | 402024-Food Service - Combination Oven-Electric |  | SYSTEM | Commercial | 21-RSD-Restaurant–SitDown-PROC_OTH | TRUE |  |  |  |  | 16884 | 1000 | 0 | 0 | 0 | 15884 | 18432 |  | kWh | 4.2 | 0 | Commercial |  | Winter Only | [6 empty] | Small Boilers (<100 MMBtu/hr Heat Input):Uncontrolled | 12 | 60% | [12 empty] | 0% | 0% | 0% | 2 | 1 | 0 | 0 | 0 | 0 | 0 | 0 | 0 | 0 | 0 | 2013 Qtr 1: 0.5; 2013 Qtr 2: 0.5; 2013 Qtr 3: 0.5; 2013 Qtr 4: 0.5; 2014 Qtr 1: 0.25; 2014 Qtr 2: 0.25; 2014 Qtr 3: 0.25; 2014 Qtr 4: 0.25 | 3
3223 | 402025-Food Service - Combination Oven-Gas |  | SYSTEM | Commercial | [6 empty] | 21797 | 750 | 0 | 0 | 0 | 21047 | 0 |  | #N/A | 0 | 403 | Commercial |  | Annual | [6 empty] | Small Boilers (<100 MMBtu/hr Heat Input):Uncontrolled | 12 | 60% | [12 empty] | 0% | 0% | 0% | 7 | 6 | 0 | 0 | 0 | 0 | 0 | 0 | 0 | 0 | 0 | 2013 Qtr 1: 1.75; 2013 Qtr 2: 1.75; 2013 Qtr 3: 1.75; 2013 Qtr 4: 1.75; 2014 Qtr 1: 1.5; 2014 Qtr 2: 1.5; 2014 Qtr 3: 1.5; 2014 Qtr 4: 1.5 | 13
3223 | 402026-Food Service - Convection Oven-Electric |  | SYSTEM | Commercial | 21-RSD-Restaurant–SitDown-PROC_OTH | TRUE |  |  |  |  | 2713 | 350 | 0 | 0 | 0 | 2363 | 2262 |  | kWh | 0.5 | 0 | Commercial |  | Winter Only | [6 empty] | Small Boilers (<100 MMBtu/hr Heat Input):Uncontrolled | 12 | 60% | [12 empty] | 0% | 0% | 0% | 11 | 10 | 0 | 0 | 0 | 0 | 0 | 0 | 0 | 0 | 0 | 2013 Qtr 1: 2.75; 2013 Qtr 2: 2.75; 2013 Qtr 3: 2.75; 2013 Qtr 4: 2.75; 2014 Qtr 1: 2.5; 2014 Qtr 2: 2.5; 2014 Qtr 3: 2.5; 2014 Qtr 4: 2.5 | 21
3223 | 402027-Food Service - Convection Oven-Gas |  | SYSTEM | Commercial | [6 empty] | 3144 | 500 | 0 | 0 | 0 | 2644 | 0 |  | #N/A | 0 | 323 | Commercial |  | Annual | [6 empty] | Small Boilers (<100 MMBtu/hr Heat Input):Uncontrolled | 12 | 60% | [12 empty] | 0% | 0% | 0% | 14 | 14 | 0 | 0 | 0 | 0 | 0 | 0 | 0 | 0 | 0 | 2013 Qtr 1: 3.5; 2013 Qtr 2: 3.5; 2013 Qtr 3: 3.5; 2013 Qtr 4: 3.5; 2014 Qtr 1: 3.5; 2014 Qtr 2: 3.5; 2014 Qtr 3: 3.5; 2014 Qtr 4: 3.5 | 28
3223 | 402028-Food Service-Commericial Gas Rack Oven- Single, Cooking Efficiency >= 50% |  | SYSTEM | Commercial | [6 empty] | 8221 | 1000 | 0 | 0 | 0 | 7221 | 0 |  | #N/A | 0 | 1034 | Commercial |  | Annual | [6 empty] | Small Boilers (<100 MMBtu/hr Heat Input):Uncontrolled | 12 | 60% | [12 empty] | 0% | 0% | 0% | 3 | 2 | 0 | 0 | 0 | 0 | 0 | 0 | 0 | 0 | 0 | 2013 Qtr 1: 0.75; 2013 Qtr 2: 0.75; 2013 Qtr 3: 0.75; 2013 Qtr 4: 0.75; 2014 Qtr 1: 0.5; 2014 Qtr 2: 0.5; 2014 Qtr 3: 0.5; 2014 Qtr 4: 0.5 | 5
3223 | 402029-Food Service-Commercial Gas Rack Oven- Double, Cooking Efficiency >= 50% |  | SYSTEM | Commercial | [6 empty] | 8646 | 2000 | 0 | 0 | 0 | 6646 | 0 |  | #N/A | 0 | 2104 | Commercial |  | Annual | [6 empty] | Small Boilers (<100 MMBtu/hr Heat Input):Uncontrolled | 12 | 60% | [12 empty] | 0% | 0% | 0% | 3 | 3 | 0 | 0 | 0 | 0 | 0 | 0 | 0 | 0 | 0 | 2013 Qtr 1: 0.75; 2013 Qtr 2: 0.75; 2013 Qtr 3: 0.75; 2013 Qtr 4: 0.75; 2014 Qtr 1: 0.75; 2014 Qtr 2: 0.75; 2014 Qtr 3: 0.75; 2014 Qtr 4: 0.75 | 6
3223 | 402031-Conveyor Oven lg >25" total conveyor width |  | SYSTEM | Commercial | [6 empty] | 4731 | 750 | 0 | 0 | 0 | 3981 | 0 |  | #N/A | 0 | 845 | Commercial |  | Annual | [6 empty] | Small Boilers (<100 MMBtu/hr Heat Input):Uncontrolled | 12 | 60% | [12 empty] | 0% | 0% | 0% | 20 | 19 | 0 | 0 | 0 | 0 | 0 | 0 | 0 | 0 | 0 | 2013 Qtr 1: 5; 2013 Qtr 2: 5; 2013 Qtr 3: 5; 2013 Qtr 4: 5; 2014 Qtr 1: 4.75; 2014 Qtr 2: 4.75; 2014 Qtr 3: 4.75; 2014 Qtr 4: 4.75 | 39
3223 | 402032-Ventilation Control - Retrofit |  | SYSTEM | Commercial | 01-ALC-AllCommercial-Vent/Fan | TRUE |  |  |  |  | 1988 | 350 | 0 | 0 | 0 | 1638 | 4486 |  | kWh | 0.96 | 0 | Commercial |  | Winter Only | [6 empty] | Small Boilers (<100 MMBtu/hr Heat Input):Uncontrolled | 11 | 60% | [12 empty] | 0% | 0% | 0% | 2 | 2 | 0 | 0 | 0 | 0 | 0 | 0 | 0 | 0 | 0 | 2013 Qtr 1: 0.5; 2013 Qtr 2: 0.5; 2013 Qtr 3: 0.5; 2013 Qtr 4: 0.5; 2014 Qtr 1: 0.5; 2014 Qtr 2: 0.5; 2014 Qtr 3: 0.5; 2014 Qtr 4: 0.5 | 4
3223 | 402033-Ventilation Control- New |  | SYSTEM | Commercial | 21-RSD-Restaurant–SitDown-VENT | TRUE |  |  |  |  | 994 | 300 | 0 | 0 | 0 | 694 | 4486 |  | kWh | 0.96 | 0 | Commercial |  | Winter Only | [6 empty] | Small Boilers (<100 MMBtu/hr Heat Input):Uncontrolled | 15 | 60% | [12 empty] | 0% | 0% | 0% | 2 | 2 | 0 | 0 | 0 | 0 | 0 | 0 | 0 | 0 | 0 | 2013 Qtr 1: 0.5; 2013 Qtr 2: 0.5; 2013 Qtr 3: 0.5; 2013 Qtr 4: 0.5; 2014 Qtr 1: 0.5; 2014 Qtr 2: 0.5; 2014 Qtr 3: 0.5; 2014 Qtr 4: 0.5 | 4
3223 | 402034-Water Heating - Storage Water Heater minimum .62 EF (Tier I) |  | SYSTEM | Commercial | 01-ALC-AllCommercial-Vent/Fan | TRUE |  |  |  |  | 6.7769 | 2 | 0 | 0 | 0 | 4.7769 | 0.0145 |  | kWh | 1.13e-05 | 0.438 | Commercial |  | Annual | [6 empty] | Small Boilers (<100 MMBtu/hr Heat Input):Uncontrolled | 15 | 60% | [12 empty] | 0% | 0% | 0% | 236 | 227 | 0 | 0 | 0 | 0 | 0 | 0 | 0 | 0 | 0 | 2013 Qtr 1: 59; 2013 Qtr 2: 59; 2013 Qtr 3: 59; 2013 Qtr 4: 59; 2014 Qtr 1: 56.75; 2014 Qtr 2: 56.75; 2014 Qtr 3: 56.75; 2014 Qtr 4: 56.75 | 463
3223 | 402037-Heating - Space Heating Boilers - Large |  | SYSTEM | Commercial | [6 empty] | 3.57 | 0.25 | 0 | 0 | 0 | 3.32 | 0 |  | #N/A | 0 | 0.29 | Commercial |  | Annual | [6 empty] | Small Boilers (<100 MMBtu/hr Heat Input):Uncontrolled | 20 | 60% | [12 empty] | 0% | 0% | 0% | 539 | 518 | 0 | 0 | 0 | 0 | 0 | 0 | 0 | 0 | 0 | 2013 Qtr 1: 134.75; 2013 Qtr 2: 134.75; 2013 Qtr 3: 134.75; 2013 Qtr 4: 134.75; 2014 Qtr 1: 129.5; 2014 Qtr 2: 129.5; 2014 Qtr 3: 129.5; 2014 Qtr 4: 129.5 | 1057
3223 | 402038-Water Heating -Commercial Boiler |  | SYSTEM | Commercial | [6 empty] | 3.57 | 0.5 | 0 | 0 | 0 | 3.07 | 0 |  | #N/A | 0 | 0.46 | Commercial |  | Annual | [6 empty] | Small Boilers (<100 MMBtu/hr Heat Input):Uncontrolled | 20 | 60% | [12 empty] | 0% | 0% | 0% | 3 | 2 | 0 | 0 | 0 | 0 | 0 | 0 | 0 | 0 | 0 | 2013 Qtr 1: 0.75; 2013 Qtr 2: 0.75; 2013 Qtr 3: 0.75; 2013 Qtr 4: 0.75; 2014 Qtr 1: 0.5; 2014 Qtr 2: 0.5; 2014 Qtr 3: 0.5; 2014 Qtr 4: 0.5 | 5
3223 | 402039-Water Heating -Instantaneous - Gas <=200MBtuh |  | SYSTEM | Commercial | 01-ALC-AllCommercial-Vent/Fan | TRUE |  |  |  |  | 2 | 2 | 0 | 0 | 0 | 0 | 0.0589 |  | kWh | 1.92e-05 | 2.06 | Commercial |  | Annual | [6 empty] | Small Boilers (<100 MMBtu/hr Heat Input):Uncontrolled | 20 | 60% | [12 empty] | 0% | 0% | 0% | 116 | 112 | 0 | 0 | 0 | 0 | 0 | 0 | 0 | 0 | 0 | 2013 Qtr 1: 29; 2013 Qtr 2: 29; 2013 Qtr 3: 29; 2013 Qtr 4: 29; 2014 Qtr 1: 28; 2014 Qtr 2: 28; 2014 Qtr 3: 28; 2014 Qtr 4: 28 | 228
3223 | 402040-Water Heating -Instantaneous -Gas >200MBtuh |  | SYSTEM | Commercial | 01-ALC-AllCommercial-Vent/Fan | TRUE |  |  |  |  | 2 | 2 | 0 | 0 | 0 | 0 | 0.024 |  | kWh | 1.2e-05 | 1.34 | Commercial |  | Annual | [6 empty] | Small Boilers (<100 MMBtu/hr Heat Input):Uncontrolled | 20 | 60% | [12 empty] | 0% | 0% | 0% | 3 | 2 | 0 | 0 | 0 | 0 | 0 | 0 | 0 | 0 | 0 | 2013 Qtr 1: 0.75; 2013 Qtr 2: 0.75; 2013 Qtr 3: 0.75; 2013 Qtr 4: 0.75; 2014 Qtr 1: 0.5; 2014 Qtr 2: 0.5; 2014 Qtr 3: 0.5; 2014 Qtr 4: 0.5 | 5
3223 | 402044-Water Heating -Direct Contact Water Heater >300 Mbtuh |  | SYSTEM | Commercial | 01-ALC-AllCommercial-Vent/Fan | TRUE |  |  |  |  | 2.17 | 2 | 0 | 0 | 0 | 0.17 | 0.024 |  | kWh | 1.2e-05 | 1.39 | Commercial |  | Annual | [6 empty] | Small Boilers (<100 MMBtu/hr Heat Input):Uncontrolled | 20 | 60% | [12 empty] | 0% | 0% | 0% | 170 | 163 | 0 | 0 | 0 | 0 | 0 | 0 | 0 | 0 | 0 | 2013 Qtr 1: 42.5; 2013 Qtr 2: 42.5; 2013 Qtr 3: 42.5; 2013 Qtr 4: 42.5; 2014 Qtr 1: 40.75; 2014 Qtr 2: 40.75; 2014 Qtr 3: 40.75; 2014 Qtr 4: 40.75 | 333
3223 | 402045-Tank Insulation - High Temperature Applic. (LF) 1 in |  | SYSTEM | Commercial | 01-ALC-AllCommercial-Vent/Fan | TRUE |  |  |  |  | 3 | 3 | 0 | 0 | 0 | 0 | 0 |  | kWh | 0 | 9.7 | Commercial |  | Annual | [6 empty] | Small Boilers (<100 MMBtu/hr Heat Input):Uncontrolled | 20 | 60% | [12 empty] | 0% | 0% | 0% | 19 | 19 | 0 | 0 | 0 | 0 | 0 | 0 | 0 | 0 | 0 | 2013 Qtr 1: 4.75; 2013 Qtr 2: 4.75; 2013 Qtr 3: 4.75; 2013 Qtr 4: 4.75; 2014 Qtr 1: 4.75; 2014 Qtr 2: 4.75; 2014 Qtr 3: 4.75; 2014 Qtr 4: 4.75 | 38
3223 | 402046-Tank Insulation - High Temperature Applic. (LF) 2 in |  | SYSTEM | Commercial | 01-ALC-AllCommercial-Vent/Fan | TRUE |  |  |  |  | 4 | 4 | 0 | 0 | 0 | 0 | 0 |  | kWh | 0 | 10.4 | Commercial |  | Annual | [6 empty] | Small Boilers (<100 MMBtu/hr Heat Input):Uncontrolled | 20 | 60% | [12 empty] | 0% | 0% | 0% | 308 | 296 | 0 | 0 | 0 | 0 | 0 | 0 | 0 | 0 | 0 | 2013 Qtr 1: 77; 2013 Qtr 2: 77; 2013 Qtr 3: 77; 2013 Qtr 4: 77; 2014 Qtr 1: 74; 2014 Qtr 2: 74; 2014 Qtr 3: 74; 2014 Qtr 4: 74 | 604
3223 | 402052-Steam Trap Replacement - Industrial <= 15 psig, Commercial 12-24 hrs/day |  | SYSTEM | Industrial | [6 empty] | 180 | 100 | 0 | 0 | 0 | 80 | 0 |  | #N/A | 0 | 638 | Commercial |  | Annual | [6 empty] | Small Boilers (<100 MMBtu/hr Heat Input):Uncontrolled | 6 | 68% | [12 empty] | 0% | 0% | 0% | 8 | 7 | 0 | 0 | 0 | 0 | 0 | 0 | 0 | 0 | 0 | 2013 Qtr 1: 2; 2013 Qtr 2: 2; 2013 Qtr 3: 2; 2013 Qtr 4: 2; 2014 Qtr 1: 1.75; 2014 Qtr 2: 1.75; 2014 Qtr 3: 1.75; 2014 Qtr 4: 1.75 | 15
3223 | 402054-Lighting - Remove 2 Ft T-8 (De-Lamp) |  | SYSTEM | Commercial | 18-OFS-Office–Small-IntLight | TRUE |  |  |  |  | 25.86 | 6 | 0 | 0 | 0 | 19.86 | 106.848 |  | kWh | 0.025387 | -0.28143 | Commercial |  | Winter Only | [6 empty] | Small Boilers (<100 MMBtu/hr Heat Input):Uncontrolled | 15 | 77% | [12 empty] | 0% | 0% | 0% | 342 | 329 | 0 | 0 | 0 | 0 | 0 | 0 | 0 | 0 | 0 | 2013 Qtr 1: 85.5; 2013 Qtr 2: 85.5; 2013 Qtr 3: 85.5; 2013 Qtr 4: 85.5; 2014 Qtr 1: 82.25; 2014 Qtr 2: 82.25; 2014 Qtr 3: 82.25; 2014 Qtr 4: 82.25 | 671
3223 | 402057-A/C - Reflective Window Film Coastal |  | SYSTEM | Commercial | 18-OFS-Office–Small-Cooling | TRUE |  |  |  |  | 5.64 | 1.35 | 0 | 0 | 0 | 4.29 | 4.93 |  | kWh | 0.00295 | -0.249 | Commercial |  | Winter Only | [6 empty] | Small Boilers (<100 MMBtu/hr Heat Input):Uncontrolled | 10 | 60% | [12 empty] | 0% | 0% | 0% | 9093 | 8737 | 0 | 0 | 0 | 0 | 0 | 0 | 0 | 0 | 0 | 2013 Qtr 1: 2273.25; 2013 Qtr 2: 2273.25; 2013 Qtr 3: 2273.25; 2013 Qtr 4: 2273.25; 2014 Qtr 1: 2184.25; 2014 Qtr 2: 2184.25; 2014 Qtr 3: 2184.25; 2014 Qtr 4: 2184.25 | 17830
3223 | 402058-A/C - Reflective Window Film Inland |  | SYSTEM | Commercial | 18-OFS-Office–Small-Cooling | TRUE |  |  |  |  | 5.64 | 1.35 | 0 | 0 | 0 | 4.29 | 4.93 |  | kWh | 0.00295 | -0.249 | Commercial |  | Winter Only | [6 empty] | Small Boilers (<100 MMBtu/hr Heat Input):Uncontrolled | 10 | 60% | [12 empty] | 0% | 0% | 0% | 10245 | 9844 | 0 | 0 | 0 | 0 | 0 | 0 | 0 | 0 | 0 | 2013 Qtr 1: 2561.25; 2013 Qtr 2: 2561.25; 2013 Qtr 3: 2561.25; 2013 Qtr 4: 2561.25; 2014 Qtr 1: 2461; 2014 Qtr 2: 2461; 2014 Qtr 3: 2461; 2014 Qtr 4: 2461 | 20089
3223 | 402060-Motors - VFD - HVAC Fans (per Hp) |  | SYSTEM | Commercial | 18-OFS-Office–Small-Vent/Fan | TRUE |  |  |  |  | 202 | 80 | 0 | 0 | 0 | 122 | 753 |  | kWh | 0 | 0 | Commercial |  | Winter Only | [6 empty] | Small Boilers (<100 MMBtu/hr Heat Input):Uncontrolled | 15 | 60% | [12 empty] | 0% | 0% | 0% | 487 | 468 | 0 | 0 | 0 | 0 | 0 | 0 | 0 | 0 | 0 | 2013 Qtr 1: 121.75; 2013 Qtr 2: 121.75; 2013 Qtr 3: 121.75; 2013 Qtr 4: 121.75; 2014 Qtr 1: 117; 2014 Qtr 2: 117; 2014 Qtr 3: 117; 2014 Qtr 4: 117 | 955
3223 | 402064-Low Flow Showerhead |  | SYSTEM | Commercial | 36-GST-Lodging-GuestRooms-Vent/Fan | TRUE |  |  |  |  | 37.9463 | 20 | 0 | 0 | 0 | 17.9463 | 0 |  | kWh | 0 | 15 | Commercial |  | Annual | [6 empty] | Small Boilers (<100 MMBtu/hr Heat Input):Uncontrolled | 10 | 70% | [12 empty] | 0% | 0% | 0% | 4774 | 4587 | 0 | 0 | 0 | 0 | 0 | 0 | 0 | 0 | 0 | 2013 Qtr 1: 1193.5; 2013 Qtr 2: 1193.5; 2013 Qtr 3: 1193.5; 2013 Qtr 4: 1193.5; 2014 Qtr 1: 1146.75; 2014 Qtr 2: 1146.75; 2014 Qtr 3: 1146.75; 2014 Qtr 4: 1146.75 | 9361
3223 | 402065-Software Plug Load Sensors |  | SYSTEM | Commercial | 18-OFS-Office–Small-OffEquip | TRUE |  |  |  |  | 20 | 15 | 0 | 0 | 0 | 5 | 246 |  | kWh | 0 | 0 | Commercial |  | Winter Only | [6 empty] | Small Boilers (<100 MMBtu/hr Heat Input):Uncontrolled | 5 | 60% | [12 empty] | 0% | 0% | 0% | 1397 | 1342 | 0 | 0 | 0 | 0 | 0 | 0 | 0 | 0 | 0 | 2013 Qtr 1: 349.25; 2013 Qtr 2: 349.25; 2013 Qtr 3: 349.25; 2013 Qtr 4: 349.25; 2014 Qtr 1: 335.5; 2014 Qtr 2: 335.5; 2014 Qtr 3: 335.5; 2014 Qtr 4: 335.5 | 2739
3223 | 402066-High Efficiency Copier |  | SYSTEM | Commercial | 18-OFS-Office–Small-OffEquip | TRUE |  |  |  |  | 156.7608 | 100 | 0 | 0 | 0 | 56.7608 | 323.8 |  | kWh | 0.040719 | 0 | Commercial |  | Winter Only | [6 empty] | Small Boilers (<100 MMBtu/hr Heat Input):Uncontrolled | 6 | 60% | [12 empty] | 0% | 0% | 0% | 30 | 28 | 0 | 0 | 0 | 0 | 0 | 0 | 0 | 0 | 0 | 2013 Qtr 1: 7.5; 2013 Qtr 2: 7.5; 2013 Qtr 3: 7.5; 2013 Qtr 4: 7.5; 2014 Qtr 1: 7; 2014 Qtr 2: 7; 2014 Qtr 3: 7; 2014 Qtr 4: 7 | 58
3223 | 402067-Refrigerator - Early Replacement |  | SYSTEM | Commercial | 18-OFS-Office–Small-Refrig | TRUE |  |  |  |  | 275 | 275 | 0 | 0 | 0 | 0 | 1040.577 |  | kWh | 0.13613 | 0 | Commercial |  | Winter Only | [6 empty] | Small Boilers (<100 MMBtu/hr Heat Input):Uncontrolled | 5 | 60% | [12 empty] | 0% | 0% | 0% | 49 | 47 | 0 | 0 | 0 | 0 | 0 | 0 | 0 | 0 | 0 | 2013 Qtr 1: 12.25; 2013 Qtr 2: 12.25; 2013 Qtr 3: 12.25; 2013 Qtr 4: 12.25; 2014 Qtr 1: 11.75; 2014 Qtr 2: 11.75; 2014 Qtr 3: 11.75; 2014 Qtr 4: 11.75 | 96
3223 | 402135-Food Service - Steamer-Electric |  | SYSTEM | Commercial | 21-RSD-Restaurant–SitDown-PROC_OTH | TRUE |  |  |  |  | 4150 | 1250 | 0 | 0 | 0 | 2900 | 11166 |  | kWh | 2.5 | 0 | Commercial |  | Winter Only | [6 empty] | Small Boilers (<100 MMBtu/hr Heat Input):Uncontrolled | 12 | 60% | [12 empty] | 0% | 0% | 0% | 9 | 9 | 0 | 0 | 0 | 0 | 0 | 0 | 0 | 0 | 0 | 2013 Qtr 1: 2.25; 2013 Qtr 2: 2.25; 2013 Qtr 3: 2.25; 2013 Qtr 4: 2.25; 2014 Qtr 1: 2.25; 2014 Qtr 2: 2.25; 2014 Qtr 3: 2.25; 2014 Qtr 4: 2.25 | 18
3223 | 402136-Food Service - Steamer-Gas |  | SYSTEM | Commercial | [6 empty] | 6221 | 2000 | 0 | 0 | 0 | 4221 | 0 |  | #N/A | 0 | 2084 | Commercial |  | Annual | [6 empty] | Small Boilers (<100 MMBtu/hr Heat Input):Uncontrolled | 12 | 60% | [12 empty] | 0% | 0% | 0% | 2 | 1 | 0 | 0 | 0 | 0 | 0 | 0 | 0 | 0 | 0 | 2013 Qtr 1: 0.5; 2013 Qtr 2: 0.5; 2013 Qtr 3: 0.5; 2013 Qtr 4: 0.5; 2014 Qtr 1: 0.25; 2014 Qtr 2: 0.25; 2014 Qtr 3: 0.25; 2014 Qtr 4: 0.25 | 3
3223 | 402139-Lighting - 4 Ft T12 to 28W T-8 with RLO |  | SYSTEM | Commercial | NON_res:DEER:Indoor_Non-CFL_Ltg | TRUE |  |  |  |  | 18 | 5.5 | 0 | 0 | 0 | 12.5 | 49.8624 |  | kWh | 0.011847 | -0.13133 | Commercial |  | Annual | 15 | 3.6 |  | 32.0544 | 0.0076162 | -0.084429 | Small Boilers (<100 MMBtu/hr Heat Input):Uncontrolled | 2.0964 | 70% | [12 empty] | 0% | 0% | 0% | 40589 | 38998 | 0 | 0 | 0 | 0 | 0 | 0 | 0 | 0 | 0 | 2013 Qtr 1: 10147.25; 2013 Qtr 2: 10147.25; 2013 Qtr 3: 10147.25; 2013 Qtr 4: 10147.25; 2014 Qtr 1: 9749.5; 2014 Qtr 2: 9749.5; 2014 Qtr 3: 9749.5; 2014 Qtr 4: 9749.5 | 79587
3223 | 402140-Lighting - 8 Ft T-8 with Elec. Ballast |  | SYSTEM | Commercial | 18-OFS-Office–Small-IntLight | TRUE |  |  |  |  | 32.5 | 9 | 0 | 0 | 0 | 23.5 | 154.9296 |  | kWh | 0.036811 | -0.40807 | Commercial |  | Winter Only | [6 empty] | Small Boilers (<100 MMBtu/hr Heat Input):Uncontrolled | 15 | 70% |  |  |  |  | 78% | [7 empty] | 0% | 0% | 0% | 1250 | 1201 | 0 | 0 | 0 | 0 | 0 | 0 | 0 | 0 | 0 | 2013 Qtr 1: 312.5; 2013 Qtr 2: 312.5; 2013 Qtr 3: 312.5; 2013 Qtr 4: 312.5; 2014 Qtr 1: 300.25; 2014 Qtr 2: 300.25; 2014 Qtr 3: 300.25; 2014 Qtr 4: 300.25 | 2451
3223 | 402141-Lighting - Cold Cathode Fluorescent Lamp |  | SYSTEM | Commercial | 21-RSD-Restaurant–SitDown-LIT_INT | TRUE |  |  |  |  | 4 | 4 | 0 | 0 | 0 | 0 | 60 |  | kWh | 0.009 | 0 | Commercial |  | Winter Only | [6 empty] | Small Boilers (<100 MMBtu/hr Heat Input):Uncontrolled | 2 | 53% | [12 empty] | 0% | 0% | 0% | 754 | 725 | 0 | 0 | 0 | 0 | 0 | 0 | 0 | 0 | 0 | 2013 Qtr 1: 188.5; 2013 Qtr 2: 188.5; 2013 Qtr 3: 188.5; 2013 Qtr 4: 188.5; 2014 Qtr 1: 181.25; 2014 Qtr 2: 181.25; 2014 Qtr 3: 181.25; 2014 Qtr 4: 181.25 | 1479
3223 | 402142-Lighting - Remove 3 Ft T-8 (De-Lamp) |  | SYSTEM | Commercial | 18-OFS-Office–Small-IntLight | TRUE |  |  |  |  | 25.86 | 6 | 0 | 0 | 0 | 19.86 | 149.5872 |  | kWh | 0.035542 | -0.394 | Commercial |  | Winter Only | [6 empty] | Small Boilers (<100 MMBtu/hr Heat Input):Uncontrolled | 15 | 77% | [12 empty] | 0% | 0% | 0% | 34 | 32 | 0 | 0 | 0 | 0 | 0 | 0 | 0 | 0 | 0 | 2013 Qtr 1: 8.5; 2013 Qtr 2: 8.5; 2013 Qtr 3: 8.5; 2013 Qtr 4: 8.5; 2014 Qtr 1: 8; 2014 Qtr 2: 8; 2014 Qtr 3: 8; 2014 Qtr 4: 8 | 66
3223 | 402145-Lighting - Screw in 14-26 Watt Reflector Lamp |  | SYSTEM | Commercial | 18-OFS-Office–Small-IntLight | TRUE |  |  |  |  | 10.2473 | 7 | 0 | 0 | 0 | 3.2473 | 133 |  | kWh | 0.0281 | -0.332 | Commercial |  | Winter Only | [6 empty] | Small Boilers (<100 MMBtu/hr Heat Input):Uncontrolled | 1.8 | 53% |  |  |  |  | 99% | [7 empty] | 0% | 0% | 0% | 2340 | 2249 | 0 | 0 | 0 | 0 | 0 | 0 | 0 | 0 | 0 | 2013 Qtr 1: 585; 2013 Qtr 2: 585; 2013 Qtr 3: 585; 2013 Qtr 4: 585; 2014 Qtr 1: 562.25; 2014 Qtr 2: 562.25; 2014 Qtr 3: 562.25; 2014 Qtr 4: 562.25 | 4589
3223 | 402147-Lighting- Ceramic Metal Halide Fixture |  | SYSTEM | Commercial | 24-RTS-Retail–Small-LIT_INT | TRUE |  |  |  |  | 50 | 45 | 0 | 0 | 0 | 5 | 135.3408 |  | kWh | 0.032157 | -0.35648 | Commercial |  | Winter Only | [6 empty] | Small Boilers (<100 MMBtu/hr Heat Input):Uncontrolled | 15 | 77% | [12 empty] | 0% | 0% | 0% | 4778 | 4590 | 0 | 0 | 0 | 0 | 0 | 0 | 0 | 0 | 0 | 2013 Qtr 1: 1194.5; 2013 Qtr 2: 1194.5; 2013 Qtr 3: 1194.5; 2013 Qtr 4: 1194.5; 2014 Qtr 1: 1147.5; 2014 Qtr 2: 1147.5; 2014 Qtr 3: 1147.5; 2014 Qtr 4: 1147.5 | 9368
3223 | 402148-Lighting-Wall or Ceiling-mounted Lighting Sensor >= 500 watts |  | SYSTEM | Commercial | 01-ALC-AllCommercial-IntLight | TRUE |  |  |  |  | 77.28 | 55 | 0 | 0 | 0 | 22.28 | 364.71 |  | kWh | 0.086655 | -0.19212 | Commercial |  | Winter Only | [6 empty] | Small Boilers (<100 MMBtu/hr Heat Input):Uncontrolled | 15 | 60% | [12 empty] | 0% | 0% | 0% | 195 | 187 | 0 | 0 | 0 | 0 | 0 | 0 | 0 | 0 | 0 | 2013 Qtr 1: 48.75; 2013 Qtr 2: 48.75; 2013 Qtr 3: 48.75; 2013 Qtr 4: 48.75; 2014 Qtr 1: 46.75; 2014 Qtr 2: 46.75; 2014 Qtr 3: 46.75; 2014 Qtr 4: 46.75 | 382
3223 | 402149-Refrigeration - Efficient Evap Fan Motor Permanent-Split Capacitor (PSC) Motor |  | SYSTEM | Commercial | 09-GRO-Grocery-REFG | TRUE |  |  |  |  | 90.5 | 50 | 0 | 0 | 0 | 40.5 | 450.2515 |  | kWh | 0.062831 | -0.0065126 | Commercial |  | Winter Only | [6 empty] | Small Boilers (<100 MMBtu/hr Heat Input):Uncontrolled | 15 | 60% | [12 empty] | 0% | 0% | 0% | 848 | 814 | 0 | 0 | 0 | 0 | 0 | 0 | 0 | 0 | 0 | 2013 Qtr 1: 212; 2013 Qtr 2: 212; 2013 Qtr 3: 212; 2013 Qtr 4: 212; 2014 Qtr 1: 203.5; 2014 Qtr 2: 203.5; 2014 Qtr 3: 203.5; 2014 Qtr 4: 203.5 | 1662
3223 | 402152-Refrigeration - New Refrigeration Case w/Doors-Low Temperature Case |  | SYSTEM | Commercial | 09-GRO-Grocery-REFG | TRUE |  |  |  |  | 175 | 175 | 0 | 0 | 0 | 0 | 1208 |  | kWh | 0.118 | 0 | Commercial |  | Winter Only | [6 empty] | Small Boilers (<100 MMBtu/hr Heat Input):Uncontrolled | 12 | 60% | [12 empty] | 0% | 0% | 0% | 1119 | 1076 | 0 | 0 | 0 | 0 | 0 | 0 | 0 | 0 | 0 | 2013 Qtr 1: 279.75; 2013 Qtr 2: 279.75; 2013 Qtr 3: 279.75; 2013 Qtr 4: 279.75; 2014 Qtr 1: 269; 2014 Qtr 2: 269; 2014 Qtr 3: 269; 2014 Qtr 4: 269 | 2195
3223 | 402153-Refrigeration - New Refrigeration Case w/Doors-Medium Temperature Case |  | SYSTEM | Commercial | 09-GRO-Grocery-REFG | TRUE |  |  |  |  | 845.2402 | 75 | 0 | 0 | 0 | 770.2402 | 100.6884 |  | kWh | 0.045408 | 18.901 | Commercial |  | Annual | [6 empty] | Small Boilers (<100 MMBtu/hr Heat Input):Uncontrolled | 12 | 60% | [12 empty] | 0% | 0% | 0% | 26 | 25 | 0 | 0 | 0 | 0 | 0 | 0 | 0 | 0 | 0 | 2013 Qtr 1: 6.5; 2013 Qtr 2: 6.5; 2013 Qtr 3: 6.5; 2013 Qtr 4: 6.5; 2014 Qtr 1: 6.25; 2014 Qtr 2: 6.25; 2014 Qtr 3: 6.25; 2014 Qtr 4: 6.25 | 51
3223 | 402155-Refrigeration - Night Covers for Display Cases Low Temp |  | SYSTEM | Commercial | 09-GRO-Grocery-REFG | TRUE |  |  |  |  | 9.25 | 3.5 | 0 | 0 | 0 | 5.75 | 59 |  | kWh | 0 | 0 | Commercial |  | Winter Only | [6 empty] | Small Boilers (<100 MMBtu/hr Heat Input):Uncontrolled | 5 | 60% | [12 empty] | 0% | 0% | 0% | 1408 | 1353 | 0 | 0 | 0 | 0 | 0 | 0 | 0 | 0 | 0 | 2013 Qtr 1: 352; 2013 Qtr 2: 352; 2013 Qtr 3: 352; 2013 Qtr 4: 352; 2014 Qtr 1: 338.25; 2014 Qtr 2: 338.25; 2014 Qtr 3: 338.25; 2014 Qtr 4: 338.25 | 2761
3223 | 402157-Refrigeration - Special Doors with Low/No ASH on Low Temp Display Case |  | SYSTEM | Commercial | 09-GRO-Grocery-REFG | TRUE |  |  |  |  | 100 | 100 | 0 | 0 | 0 | 0 | 749 |  | kWh | 0.015 | 0 | Commercial |  | Winter Only | [6 empty] | Small Boilers (<100 MMBtu/hr Heat Input):Uncontrolled | 16 | 60% | [12 empty] | 0% | 0% | 0% | 54 | 51 | 0 | 0 | 0 | 0 | 0 | 0 | 0 | 0 | 0 | 2013 Qtr 1: 13.5; 2013 Qtr 2: 13.5; 2013 Qtr 3: 13.5; 2013 Qtr 4: 13.5; 2014 Qtr 1: 12.75; 2014 Qtr 2: 12.75; 2014 Qtr 3: 12.75; 2014 Qtr 4: 12.75 | 105
3223 | 402160-Food Service - Glass-Door Reach In Freezer 15-29' |  | SYSTEM | Commercial | 21-RSD-Restaurant–SitDown-REFG | TRUE |  |  |  |  | 747 | 250 | 0 | 0 | 0 | 497 | 1200.85 |  | kWh | 0.13708 | 0 | Commercial |  | Winter Only | [6 empty] | Small Boilers (<100 MMBtu/hr Heat Input):Uncontrolled | 12 | 60% | [12 empty] | 0% | 0% | 0% | 1 | 0 | 0 | 0 | 0 | 0 | 0 | 0 | 0 | 0 | 0 | 2013 Qtr 1: 0.25; 2013 Qtr 2: 0.25; 2013 Qtr 3: 0.25; 2013 Qtr 4: 0.25; 2014 Qtr 1: 0; 2014 Qtr 2: 0; 2014 Qtr 3: 0; 2014 Qtr 4: 0 | 1
3223 | 402165-Food Service - Glass-Door Reach In Refrigerator 30-49' |  | SYSTEM | Commercial | 21-RSD-Restaurant–SitDown-REFG | TRUE |  |  |  |  | 1839 | 125 | 0 | 0 | 0 | 1714 | 1357.07 |  | kWh | 0.15492 | 0 | Commercial |  | Winter Only | [6 empty] | Small Boilers (<100 MMBtu/hr Heat Input):Uncontrolled | 12 | 60% | [12 empty] | 0% | 0% | 0% | 2 | 1 | 0 | 0 | 0 | 0 | 0 | 0 | 0 | 0 | 0 | 2013 Qtr 1: 0.5; 2013 Qtr 2: 0.5; 2013 Qtr 3: 0.5; 2013 Qtr 4: 0.5; 2014 Qtr 1: 0.25; 2014 Qtr 2: 0.25; 2014 Qtr 3: 0.25; 2014 Qtr 4: 0.25 | 3
3223 | 402166-Food Service - Solid-Door Reach In Freezer <15' |  | SYSTEM | Commercial | 21-RSD-Restaurant–SitDown-REFG | TRUE |  |  |  |  | 741 | 100 | 0 | 0 | 0 | 641 | 587.65 |  | kWh | 0.067083 | 0 | Commercial |  | Winter Only | [6 empty] | Small Boilers (<100 MMBtu/hr Heat Input):Uncontrolled | 12 | 60% | [12 empty] | 0% | 0% | 0% | 1 | 0 | 0 | 0 | 0 | 0 | 0 | 0 | 0 | 0 | 0 | 2013 Qtr 1: 0.25; 2013 Qtr 2: 0.25; 2013 Qtr 3: 0.25; 2013 Qtr 4: 0.25; 2014 Qtr 1: 0; 2014 Qtr 2: 0; 2014 Qtr 3: 0; 2014 Qtr 4: 0 | 1
3223 | 402167-Food Service - Solid-Door Reach In Freezer >50' |  | SYSTEM | Commercial | 21-RSD-Restaurant–SitDown-REFG | TRUE |  |  |  |  | 2324 | 600 | 0 | 0 | 0 | 1724 | 3303.25 |  | kWh | 0.37708 | 0 | Commercial |  | Winter Only | [6 empty] | Small Boilers (<100 MMBtu/hr Heat Input):Uncontrolled | 12 | 60% | [12 empty] | 0% | 0% | 0% | 1 | 0 | 0 | 0 | 0 | 0 | 0 | 0 | 0 | 0 | 0 | 2013 Qtr 1: 0.25; 2013 Qtr 2: 0.25; 2013 Qtr 3: 0.25; 2013 Qtr 4: 0.25; 2014 Qtr 1: 0; 2014 Qtr 2: 0; 2014 Qtr 3: 0; 2014 Qtr 4: 0 | 1
3223 | 402168-Food Service - Solid-Door Reach In Freezer 15-29' |  | SYSTEM | Commercial | 21-RSD-Restaurant–SitDown-REFG | TRUE |  |  |  |  | 747 | 150 | 0 | 0 | 0 | 597 | 1200.85 |  | kWh | 0.13708 | 0 | Commercial |  | Winter Only | [6 empty] | Small Boilers (<100 MMBtu/hr Heat Input):Uncontrolled | 12 | 60% | [12 empty] | 0% | 0% | 0% | 5 | 4 | 0 | 0 | 0 | 0 | 0 | 0 | 0 | 0 | 0 | 2013 Qtr 1: 1.25; 2013 Qtr 2: 1.25; 2013 Qtr 3: 1.25; 2013 Qtr 4: 1.25; 2014 Qtr 1: 1; 2014 Qtr 2: 1; 2014 Qtr 3: 1; 2014 Qtr 4: 1 | 9
3223 | 402169-Food Service - Solid-Door Reach In Freezer 30-49' |  | SYSTEM | Commercial | 21-RSD-Restaurant–SitDown-REFG | TRUE |  |  |  |  | 1067 | 300 | 0 | 0 | 0 | 767 | 2076.85 |  | kWh | 0.23708 | 0 | Commercial |  | Winter Only | [6 empty] | Small Boilers (<100 MMBtu/hr Heat Input):Uncontrolled | 12 | 60% | [12 empty] | 0% | 0% | 0% | 6 | 5 | 0 | 0 | 0 | 0 | 0 | 0 | 0 | 0 | 0 | 2013 Qtr 1: 1.5; 2013 Qtr 2: 1.5; 2013 Qtr 3: 1.5; 2013 Qtr 4: 1.5; 2014 Qtr 1: 1.25; 2014 Qtr 2: 1.25; 2014 Qtr 3: 1.25; 2014 Qtr 4: 1.25 | 11
3223 | 402170-Food Service - Solid-Door Reach In Refrigerator <15' |  | SYSTEM | Commercial | 21-RSD-Restaurant–SitDown-REFG | TRUE |  |  |  |  | 217 | 50 | 0 | 0 | 0 | 167 | 445.3 |  | kWh | 0.050833 | 0 | Commercial |  | Winter Only | [6 empty] | Small Boilers (<100 MMBtu/hr Heat Input):Uncontrolled | 12 | 60% | [12 empty] | 0% | 0% | 0% | 3 | 3 | 0 | 0 | 0 | 0 | 0 | 0 | 0 | 0 | 0 | 2013 Qtr 1: 0.75; 2013 Qtr 2: 0.75; 2013 Qtr 3: 0.75; 2013 Qtr 4: 0.75; 2014 Qtr 1: 0.75; 2014 Qtr 2: 0.75; 2014 Qtr 3: 0.75; 2014 Qtr 4: 0.75 | 6
3223 | 402172-Food Service - Solid-Door Reach In Refrigerator 15-29' |  | SYSTEM | Commercial | 21-RSD-Restaurant–SitDown-REFG | TRUE |  |  |  |  | 1825 | 75 | 0 | 0 | 0 | 1750 | 649.7 |  | kWh | 0.074167 | 0 | Commercial |  | Winter Only | [6 empty] | Small Boilers (<100 MMBtu/hr Heat Input):Uncontrolled | 12 | 60% | [12 empty] | 0% | 0% | 0% | 8 | 8 | 0 | 0 | 0 | 0 | 0 | 0 | 0 | 0 | 0 | 2013 Qtr 1: 2; 2013 Qtr 2: 2; 2013 Qtr 3: 2; 2013 Qtr 4: 2; 2014 Qtr 1: 2; 2014 Qtr 2: 2; 2014 Qtr 3: 2; 2014 Qtr 4: 2 | 16
3223 | 402173-Food Service - Solid-Door Reach In Refrigerator 30-49' |  | SYSTEM | Commercial | 21-RSD-Restaurant–SitDown-REFG | TRUE |  |  |  |  | 2299 | 125 | 0 | 0 | 0 | 2174 | 941.7 |  | kWh | 0.1075 | 0 | Commercial |  | Winter Only | [6 empty] | Small Boilers (<100 MMBtu/hr Heat Input):Uncontrolled | 12 | 60% | [12 empty] | 0% | 0% | 0% | 3 | 3 | 0 | 0 | 0 | 0 | 0 | 0 | 0 | 0 | 0 | 2013 Qtr 1: 0.75; 2013 Qtr 2: 0.75; 2013 Qtr 3: 0.75; 2013 Qtr 4: 0.75; 2014 Qtr 1: 0.75; 2014 Qtr 2: 0.75; 2014 Qtr 3: 0.75; 2014 Qtr 4: 0.75 | 6
3223 | 402175-Lighting - Exterior Compact Fluorescent Fixture <=70 watts |  | SYSTEM | Commercial | 23-RTL-Retail–SingleStorylarge-LIT_EXT | TRUE |  |  |  |  | 144 | 17 | 0 | 0 | 0 | 127 | 829.8857 |  | kWh | 0 | 0 | Commercial |  | Winter Only | [6 empty] | Small Boilers (<100 MMBtu/hr Heat Input):Uncontrolled | 15 | 77% | [12 empty] | 0% | 0% | 0% | 261 | 250 | 0 | 0 | 0 | 0 | 0 | 0 | 0 | 0 | 0 | 2013 Qtr 1: 65.25; 2013 Qtr 2: 65.25; 2013 Qtr 3: 65.25; 2013 Qtr 4: 65.25; 2014 Qtr 1: 62.5; 2014 Qtr 2: 62.5; 2014 Qtr 3: 62.5; 2014 Qtr 4: 62.5 | 511
3223 | 402176-Lighting - Exterior Induction Fixture <=100 watts |  | SYSTEM | Commercial | 23-RTL-Retail–SingleStorylarge-LIT_EXT | TRUE |  |  |  |  | 270 | 45 | 0 | 0 | 0 | 225 | 431 |  | kWh | 0 | 0 | Commercial |  | Winter Only | [6 empty] | Small Boilers (<100 MMBtu/hr Heat Input):Uncontrolled | 15 | 77% | [12 empty] | 0% | 0% | 0% | 724 | 695 | 0 | 0 | 0 | 0 | 0 | 0 | 0 | 0 | 0 | 2013 Qtr 1: 181; 2013 Qtr 2: 181; 2013 Qtr 3: 181; 2013 Qtr 4: 181; 2014 Qtr 1: 173.75; 2014 Qtr 2: 173.75; 2014 Qtr 3: 173.75; 2014 Qtr 4: 173.75 | 1419
3223 | 402177-Lighting - Exterior Induction Fixture <=120 watts |  | SYSTEM | Commercial | 23-RTL-Retail–SingleStorylarge-LIT_EXT | TRUE |  |  |  |  | 370 | 50 | 0 | 0 | 0 | 320 | 287 |  | kWh | 0 | 0 | Commercial |  | Winter Only | [6 empty] | Small Boilers (<100 MMBtu/hr Heat Input):Uncontrolled | 15 | 77% | [12 empty] | 0% | 0% | 0% | 21 | 20 | 0 | 0 | 0 | 0 | 0 | 0 | 0 | 0 | 0 | 2013 Qtr 1: 5.25; 2013 Qtr 2: 5.25; 2013 Qtr 3: 5.25; 2013 Qtr 4: 5.25; 2014 Qtr 1: 5; 2014 Qtr 2: 5; 2014 Qtr 3: 5; 2014 Qtr 4: 5 | 41
3223 | 402178-Lighting - Exterior Induction Fixture <=180 watts |  | SYSTEM | Commercial | 23-RTL-Retail–SingleStorylarge-LIT_EXT | TRUE |  |  |  |  | 470 | 50 | 0 | 0 | 0 | 420 | 242 |  | kWh | 0 | 0 | Commercial |  | Winter Only | [6 empty] | Small Boilers (<100 MMBtu/hr Heat Input):Uncontrolled | 15 | 77% | [12 empty] | 0% | 0% | 0% | 1428 | 1373 | 0 | 0 | 0 | 0 | 0 | 0 | 0 | 0 | 0 | 2013 Qtr 1: 357; 2013 Qtr 2: 357; 2013 Qtr 3: 357; 2013 Qtr 4: 357; 2014 Qtr 1: 343.25; 2014 Qtr 2: 343.25; 2014 Qtr 3: 343.25; 2014 Qtr 4: 343.25 | 2801
3223 | 402179-Lighting - Exterior Induction Fixture <=250 watts |  | SYSTEM | Commercial | 23-RTL-Retail–SingleStorylarge-LIT_EXT | TRUE |  |  |  |  | 570 | 100 | 0 | 0 | 0 | 470 | 835 |  | kWh | 0 | 0 | Commercial |  | Winter Only | [6 empty] | Small Boilers (<100 MMBtu/hr Heat Input):Uncontrolled | 15 | 77% | [12 empty] | 0% | 0% | 0% | 607 | 583 | 0 | 0 | 0 | 0 | 0 | 0 | 0 | 0 | 0 | 2013 Qtr 1: 151.75; 2013 Qtr 2: 151.75; 2013 Qtr 3: 151.75; 2013 Qtr 4: 151.75; 2014 Qtr 1: 145.75; 2014 Qtr 2: 145.75; 2014 Qtr 3: 145.75; 2014 Qtr 4: 145.75 | 1190
3223 | 402180-Lighting - Exterior Induction Fixture <=70 watts |  | SYSTEM | Commercial | 23-RTL-Retail–SingleStorylarge-LIT_EXT | TRUE |  |  |  |  | 270 | 25 | 0 | 0 | 0 | 245 | 299 |  | kWh | 0 | 0 | Commercial |  | Winter Only | [6 empty] | Small Boilers (<100 MMBtu/hr Heat Input):Uncontrolled | 15 | 77% | [12 empty] | 0% | 0% | 0% | 1677 | 1612 | 0 | 0 | 0 | 0 | 0 | 0 | 0 | 0 | 0 | 2013 Qtr 1: 419.25; 2013 Qtr 2: 419.25; 2013 Qtr 3: 419.25; 2013 Qtr 4: 419.25; 2014 Qtr 1: 403; 2014 Qtr 2: 403; 2014 Qtr 3: 403; 2014 Qtr 4: 403 | 3289
3223 | 402181-Lighting - Exterior Pulse Start/Ceramic Metal Halide Fixtures <=100 watts |  | SYSTEM | Commercial | 18-OFS-Office–Small-IntLight | TRUE |  |  |  |  | 270 | 20 | 0 | 0 | 0 | 250 | 431 |  | kWh | 0 | 0 | Commercial |  | Winter Only | [6 empty] | Small Boilers (<100 MMBtu/hr Heat Input):Uncontrolled | 15 | 77% | [12 empty] | 0% | 0% | 0% | 48 | 45 | 0 | 0 | 0 | 0 | 0 | 0 | 0 | 0 | 0 | 2013 Qtr 1: 12; 2013 Qtr 2: 12; 2013 Qtr 3: 12; 2013 Qtr 4: 12; 2014 Qtr 1: 11.25; 2014 Qtr 2: 11.25; 2014 Qtr 3: 11.25; 2014 Qtr 4: 11.25 | 93
3223 | 402182-Lighting - Exterior Pulse Start/Ceramic Metal Halide Fixtures <=125 watts |  | SYSTEM | Commercial | 18-OFS-Office–Small-IntLight | TRUE |  |  |  |  | 270 | 25 | 0 | 0 | 0 | 245 | 287 |  | kWh | 0 | 0 | Commercial |  | Winter Only | [6 empty] | Small Boilers (<100 MMBtu/hr Heat Input):Uncontrolled | 15 | 77% | [12 empty] | 0% | 0% | 0% | 34 | 32 | 0 | 0 | 0 | 0 | 0 | 0 | 0 | 0 | 0 | 2013 Qtr 1: 8.5; 2013 Qtr 2: 8.5; 2013 Qtr 3: 8.5; 2013 Qtr 4: 8.5; 2014 Qtr 1: 8; 2014 Qtr 2: 8; 2014 Qtr 3: 8; 2014 Qtr 4: 8 | 66
3223 | 402183-Lighting - Exterior Pulse Start/Ceramic Metal Halide Fixtures <=175 watts |  | SYSTEM | Commercial | 18-OFS-Office–Small-IntLight | TRUE |  |  |  |  | 470 | 25 | 0 | 0 | 0 | 445 | 533 |  | kWh | 0 | 0 | Commercial |  | Winter Only | [6 empty] | Small Boilers (<100 MMBtu/hr Heat Input):Uncontrolled | 15 | 77% | [12 empty] | 0% | 0% | 0% | 42 | 40 | 0 | 0 | 0 | 0 | 0 | 0 | 0 | 0 | 0 | 2013 Qtr 1: 10.5; 2013 Qtr 2: 10.5; 2013 Qtr 3: 10.5; 2013 Qtr 4: 10.5; 2014 Qtr 1: 10; 2014 Qtr 2: 10; 2014 Qtr 3: 10; 2014 Qtr 4: 10 | 82
3223 | 402184-Lighting - Exterior Pulse Start/Ceramic Metal Halide Fixtures <=250 watts |  | SYSTEM | Commercial | 24-RTS-Retail–Small-LIT_INT | TRUE |  |  |  |  | 570 | 45 | 0 | 0 | 0 | 525 | 853 |  | kWh | 0 | 0 | Commercial |  | Winter Only | [6 empty] | Small Boilers (<100 MMBtu/hr Heat Input):Uncontrolled | 15 | 77% | [12 empty] | 0% | 0% | 0% | 320 | 308 | 0 | 0 | 0 | 0 | 0 | 0 | 0 | 0 | 0 | 2013 Qtr 1: 80; 2013 Qtr 2: 80; 2013 Qtr 3: 80; 2013 Qtr 4: 80; 2014 Qtr 1: 77; 2014 Qtr 2: 77; 2014 Qtr 3: 77; 2014 Qtr 4: 77 | 628
3223 | 402185-Lighting - Exterior Pulse Start/Ceramic Metal Halide Fixtures <=70 watts |  | SYSTEM | Commercial | 24-RTS-Retail–Small-LIT_INT | TRUE |  |  |  |  | 270 | 15 | 0 | 0 | 0 | 255 | 299 |  | kWh | 0 | 0 | Commercial |  | Winter Only | [6 empty] | Small Boilers (<100 MMBtu/hr Heat Input):Uncontrolled | 15 | 77% | [12 empty] | 0% | 0% | 0% | 58 | 56 | 0 | 0 | 0 | 0 | 0 | 0 | 0 | 0 | 0 | 2013 Qtr 1: 14.5; 2013 Qtr 2: 14.5; 2013 Qtr 3: 14.5; 2013 Qtr 4: 14.5; 2014 Qtr 1: 14; 2014 Qtr 2: 14; 2014 Qtr 3: 14; 2014 Qtr 4: 14 | 114
3223 | 402186-Lighting - Exterior Pulse Start/Ceramic Metal Halide Fixtures <=750 watts |  | SYSTEM | Commercial | 24-RTS-Retail–Small-LIT_INT | TRUE |  |  |  |  | 570 | 75 | 0 | 0 | 0 | 495 | 853 |  | kWh | 0 | 0 | Commercial |  | Winter Only | [6 empty] | Small Boilers (<100 MMBtu/hr Heat Input):Uncontrolled | 15 | 77% | [12 empty] | 0% | 0% | 0% | 46 | 43 | 0 | 0 | 0 | 0 | 0 | 0 | 0 | 0 | 0 | 2013 Qtr 1: 11.5; 2013 Qtr 2: 11.5; 2013 Qtr 3: 11.5; 2013 Qtr 4: 11.5; 2014 Qtr 1: 10.75; 2014 Qtr 2: 10.75; 2014 Qtr 3: 10.75; 2014 Qtr 4: 10.75 | 89
3223 | 402187-Lighting - Interior Compact Fluorescent Fixture <=128 watts |  | SYSTEM | Commercial | 01-ALC-AllCommercial-IntLight | TRUE |  |  |  |  | 287 | 35 | 0 | 0 | 0 | 252 | 793.25 |  | kWh | 0.13965 | 0 | Commercial |  | Winter Only | [6 empty] | Small Boilers (<100 MMBtu/hr Heat Input):Uncontrolled | 12 | 60% | [12 empty] | 0% | 0% | 0% | 37 | 37 | 0 | 0 | 0 | 0 | 0 | 0 | 0 | 0 | 0 | 2013 Qtr 1: 9.25; 2013 Qtr 2: 9.25; 2013 Qtr 3: 9.25; 2013 Qtr 4: 9.25; 2014 Qtr 1: 9.25; 2014 Qtr 2: 9.25; 2014 Qtr 3: 9.25; 2014 Qtr 4: 9.25 | 74
3223 | 402188-Lighting - Interior Compact Fluorescent Fixture <=192 watts |  | SYSTEM | Commercial | 01-ALC-AllCommercial-IntLight | TRUE |  |  |  |  | 287 | 40 | 0 | 0 | 0 | 247 | 1354.5556 |  | kWh | 0.23847 | 0 | Commercial |  | Winter Only | [6 empty] | Small Boilers (<100 MMBtu/hr Heat Input):Uncontrolled | 15 | 60% | [12 empty] | 0% | 0% | 0% | 3 | 3 | 0 | 0 | 0 | 0 | 0 | 0 | 0 | 0 | 0 | 2013 Qtr 1: 0.75; 2013 Qtr 2: 0.75; 2013 Qtr 3: 0.75; 2013 Qtr 4: 0.75; 2014 Qtr 1: 0.75; 2014 Qtr 2: 0.75; 2014 Qtr 3: 0.75; 2014 Qtr 4: 0.75 | 6
3223 | 402191-Lighting - Interior Compact Fluorescent Fixture <=70 watts |  | SYSTEM | Commercial | 01-ALC-AllCommercial-IntLight | TRUE |  |  |  |  | 214.3555 | 20 | 0 | 0 | 0 | 194.3555 | 436 |  | kWh | 0.0923 | -1.09 | Commercial |  | Winter Only | [6 empty] | Small Boilers (<100 MMBtu/hr Heat Input):Uncontrolled | 12 | 60% | [12 empty] | 0% | 0% | 0% | 104 | 99 | 0 | 0 | 0 | 0 | 0 | 0 | 0 | 0 | 0 | 2013 Qtr 1: 26; 2013 Qtr 2: 26; 2013 Qtr 3: 26; 2013 Qtr 4: 26; 2014 Qtr 1: 24.75; 2014 Qtr 2: 24.75; 2014 Qtr 3: 24.75; 2014 Qtr 4: 24.75 | 203
3223 | 402192-Lighting - Interior Induction Fixture <=120 watts |  | SYSTEM | Commercial | 01-ALC-AllCommercial-IntLight | TRUE |  |  |  |  | 370 | 60 | 0 | 0 | 0 | 310 | 106.848 |  | kWh | 0.025387 | -0.28143 | Commercial |  | Winter Only | [6 empty] | Small Boilers (<100 MMBtu/hr Heat Input):Uncontrolled | 15 | 60% | [12 empty] | 0% | 0% | 0% | 2 | 2 | 0 | 0 | 0 | 0 | 0 | 0 | 0 | 0 | 0 | 2013 Qtr 1: 0.5; 2013 Qtr 2: 0.5; 2013 Qtr 3: 0.5; 2013 Qtr 4: 0.5; 2014 Qtr 1: 0.5; 2014 Qtr 2: 0.5; 2014 Qtr 3: 0.5; 2014 Qtr 4: 0.5 | 4
3223 | 402193-Lighting - Interior Induction Fixture <=180 watts |  | SYSTEM | Commercial | 01-ALC-AllCommercial-IntLight | TRUE |  |  |  |  | 470 | 75 | 0 | 0 | 0 | 395 | 409.584 |  | kWh | 0.097318 | -1.0788 | Commercial |  | Winter Only | [6 empty] | Small Boilers (<100 MMBtu/hr Heat Input):Uncontrolled | 15 | 60% | [12 empty] | 0% | 0% | 0% | 5 | 4 | 0 | 0 | 0 | 0 | 0 | 0 | 0 | 0 | 0 | 2013 Qtr 1: 1.25; 2013 Qtr 2: 1.25; 2013 Qtr 3: 1.25; 2013 Qtr 4: 1.25; 2014 Qtr 1: 1; 2014 Qtr 2: 1; 2014 Qtr 3: 1; 2014 Qtr 4: 1 | 9
3223 | 402194-Lighting - Interior Induction Fixture <=250watts |  | SYSTEM | Commercial | 01-ALC-AllCommercial-IntLight | TRUE |  |  |  |  | 570 | 125 | 0 | 0 | 0 | 445 | 740.8128 |  | kWh | 0.17602 | -1.9512 | Commercial |  | Winter Only | [6 empty] | Small Boilers (<100 MMBtu/hr Heat Input):Uncontrolled | 15 | 60% | [12 empty] | 0% | 0% | 0% | 23 | 21 | 0 | 0 | 0 | 0 | 0 | 0 | 0 | 0 | 0 | 2013 Qtr 1: 5.75; 2013 Qtr 2: 5.75; 2013 Qtr 3: 5.75; 2013 Qtr 4: 5.75; 2014 Qtr 1: 5.25; 2014 Qtr 2: 5.25; 2014 Qtr 3: 5.25; 2014 Qtr 4: 5.25 | 44
3223 | 402197-Lighting - Interior Linear Fluorescent Fixture <=128 watts replacing 101-175 Watts |  | SYSTEM | Commercial | 01-ALC-AllCommercial-IntLight | TRUE |  |  |  |  | 250 | 35 | 0 | 0 | 0 | 215 | 353.94 |  | kWh | 0.073 | 0 | Commercial |  | Winter Only | [6 empty] | Small Boilers (<100 MMBtu/hr Heat Input):Uncontrolled | 15 | 70% |  |  |  |  | 78% | [7 empty] | 0% | 0% | 0% | 759 | 729 | 0 | 0 | 0 | 0 | 0 | 0 | 0 | 0 | 0 | 2013 Qtr 1: 189.75; 2013 Qtr 2: 189.75; 2013 Qtr 3: 189.75; 2013 Qtr 4: 189.75; 2014 Qtr 1: 182.25; 2014 Qtr 2: 182.25; 2014 Qtr 3: 182.25; 2014 Qtr 4: 182.25 | 1488
3223 | 402198-Lighting - Interior Linear Fluorescent Fixture <=192 watts replacing 176-399 Watts |  | SYSTEM | Commercial | 01-ALC-AllCommercial-IntLight | TRUE |  |  |  |  | 253 | 50 | 0 | 0 | 0 | 203 | 413.1456 |  | kWh | 0.098164 | -1.0882 | Commercial |  | Winter Only | 15 | 179.12 |  | 188.7648 | 0.044851 | -0.49719 | Small Boilers (<100 MMBtu/hr Heat Input):Uncontrolled | 2.0964 | 60% |  |  |  |  | 104% | [7 empty] | 0% | 0% | 0% | 394 | 378 | 0 | 0 | 0 | 0 | 0 | 0 | 0 | 0 | 0 | 2013 Qtr 1: 98.5; 2013 Qtr 2: 98.5; 2013 Qtr 3: 98.5; 2013 Qtr 4: 98.5; 2014 Qtr 1: 94.5; 2014 Qtr 2: 94.5; 2014 Qtr 3: 94.5; 2014 Qtr 4: 94.5 | 772
3223 | 402199-Lighting - Interior Linear Fluorescent Fixture <=244 watts replacing 400 Watts (Tier 1) |  | SYSTEM | Commercial | 01-ALC-AllCommercial-IntLight | TRUE |  |  |  |  | 275.71 | 100 | 0 | 0 | 0 | 175.71 | 787 |  | kWh | 0.185 | -2.04 | Commercial |  | Winter Only |  |  |  | 467 | 0.11 | -1.21 | Small Boilers (<100 MMBtu/hr Heat Input):Uncontrolled | 15 | 70% |  |  |  |  | 104% | [7 empty] | 0% | 0% | 0% | 1844 | 1771 | 0 | 0 | 0 | 0 | 0 | 0 | 0 | 0 | 0 | 2013 Qtr 1: 461; 2013 Qtr 2: 461; 2013 Qtr 3: 461; 2013 Qtr 4: 461; 2014 Qtr 1: 442.75; 2014 Qtr 2: 442.75; 2014 Qtr 3: 442.75; 2014 Qtr 4: 442.75 | 3615
3223 | 402200-Lighting - Interior Linear Fluorescent Fixture <=600 watts replacing >=400 Watts (Tier 1) |  | SYSTEM | Commercial | 01-ALC-AllCommercial-IntLight | TRUE |  |  |  |  | 650 | 200 | 0 | 0 | 0 | 450 | 1530 |  | kWh | 0.36 | -3.96 | Commercial |  | Winter Only |  |  |  | 374 | 0.0881 | -0.969 | Small Boilers (<100 MMBtu/hr Heat Input):Uncontrolled | 15 | 70% |  |  |  |  | 104% | [7 empty] | 0% | 0% | 0% | 425 | 425 | 0 | 0 | 0 | 0 | 0 | 0 | 0 | 0 | 0 | 2013 Qtr 1: 106.25; 2013 Qtr 2: 106.25; 2013 Qtr 3: 106.25; 2013 Qtr 4: 106.25; 2014 Qtr 1: 106.25; 2014 Qtr 2: 106.25; 2014 Qtr 3: 106.25; 2014 Qtr 4: 106.25 | 850
3223 | 402201-Lighting - Interior Linear Fluorescent Fixture <=64 watts replacing <=100 Watts |  | SYSTEM | Commercial | 01-ALC-AllCommercial-IntLight | TRUE |  |  |  |  | 145 | 25 | 0 | 0 | 0 | 120 | 235.0656 |  | kWh | 0.055852 | -0.61915 | Commercial |  | Winter Only | [6 empty] | Small Boilers (<100 MMBtu/hr Heat Input):Uncontrolled | 15 | 70% |  |  |  |  | 78% | [7 empty] | 0% | 0% | 0% | 371 | 355 | 0 | 0 | 0 | 0 | 0 | 0 | 0 | 0 | 0 | 2013 Qtr 1: 92.75; 2013 Qtr 2: 92.75; 2013 Qtr 3: 92.75; 2013 Qtr 4: 92.75; 2014 Qtr 1: 88.75; 2014 Qtr 2: 88.75; 2014 Qtr 3: 88.75; 2014 Qtr 4: 88.75 | 726
3223 | 402202-Lighting - Interior Linear Fluorescent Fixture 245-360 watts replacing 400 Watts (Tier 2) |  | SYSTEM | Commercial | 01-ALC-AllCommercial-IntLight | TRUE |  |  |  |  | 275.51 | 50 | 0 | 0 | 0 | 225.51 | 416.7072 |  | kWh | 0.09901 | -1.0976 | Commercial |  | Winter Only | 15 | 182.51 |  | 174.5184 | 0.041466 | -0.45967 | Small Boilers (<100 MMBtu/hr Heat Input):Uncontrolled | 2.0964 | 70% |  |  |  |  | 104% | [7 empty] | 0% | 0% | 0% | 363 | 348 | 0 | 0 | 0 | 0 | 0 | 0 | 0 | 0 | 0 | 2013 Qtr 1: 90.75; 2013 Qtr 2: 90.75; 2013 Qtr 3: 90.75; 2013 Qtr 4: 90.75; 2014 Qtr 1: 87; 2014 Qtr 2: 87; 2014 Qtr 3: 87; 2014 Qtr 4: 87 | 711
3223 | 402205-Lighting - Interior Pulse Start/Ceramic Metal Halide Fixtures <=250 watts |  | SYSTEM | Commercial | 01-ALC-AllCommercial-IntLight | TRUE |  |  |  |  | 287 | 75 | 0 | 0 | 0 | 212 | 489.9857 |  | kWh | 0.087849 | 0 | Commercial |  | Winter Only | [6 empty] | Small Boilers (<100 MMBtu/hr Heat Input):Uncontrolled | 15 | 60% | [12 empty] | 0% | 0% | 0% | 7 | 6 | 0 | 0 | 0 | 0 | 0 | 0 | 0 | 0 | 0 | 2013 Qtr 1: 1.75; 2013 Qtr 2: 1.75; 2013 Qtr 3: 1.75; 2013 Qtr 4: 1.75; 2014 Qtr 1: 1.5; 2014 Qtr 2: 1.5; 2014 Qtr 3: 1.5; 2014 Qtr 4: 1.5 | 13
3223 | 402206-Lighting - Interior Pulse Start/Ceramic Metal Halide Fixtures <=600 watts Tier I |  | SYSTEM | Commercial | 01-ALC-AllCommercial-IntLight | TRUE |  |  |  |  | 287 | 150 | 0 | 0 | 0 | 137 | 489.9857 |  | kWh | 0.087849 | 0 | Commercial |  | Winter Only | [6 empty] | Small Boilers (<100 MMBtu/hr Heat Input):Uncontrolled | 16 | 60% | [12 empty] | 0% | 0% | 0% | 69 | 65 | 0 | 0 | 0 | 0 | 0 | 0 | 0 | 0 | 0 | 2013 Qtr 1: 17.25; 2013 Qtr 2: 17.25; 2013 Qtr 3: 17.25; 2013 Qtr 4: 17.25; 2014 Qtr 1: 16.25; 2014 Qtr 2: 16.25; 2014 Qtr 3: 16.25; 2014 Qtr 4: 16.25 | 134
3223 | 402207-Lighting - Interior Pulse Start/Ceramic Metal Halide Fixtures <=70 watts |  | SYSTEM | Commercial | 01-ALC-AllCommercial-IntLight | TRUE |  |  |  |  | 287 | 20 | 0 | 0 | 0 | 267 | 489.9857 |  | kWh | 0.087849 | 0 | Commercial |  | Winter Only | [6 empty] | Small Boilers (<100 MMBtu/hr Heat Input):Uncontrolled | 15 | 60% | [12 empty] | 0% | 0% | 0% | 2 | 1 | 0 | 0 | 0 | 0 | 0 | 0 | 0 | 0 | 0 | 2013 Qtr 1: 0.5; 2013 Qtr 2: 0.5; 2013 Qtr 3: 0.5; 2013 Qtr 4: 0.5; 2014 Qtr 1: 0.25; 2014 Qtr 2: 0.25; 2014 Qtr 3: 0.25; 2014 Qtr 4: 0.25 | 3
3223 | 402216-Lighting - LED Channel Signage Outdoor >2 feet Retrofit |  | SYSTEM | Commercial | 24-RTS-Retail–Small-LIT_EXT | TRUE |  |  |  |  | 33 | 3 | 0 | 0 | 0 | 30 | 83 |  | kWh | 0.014267 | 0 | Commercial |  | Winter Only | [6 empty] | Small Boilers (<100 MMBtu/hr Heat Input):Uncontrolled | 16 | 60% | [12 empty] | 0% | 0% | 0% | 271 | 260 | 0 | 0 | 0 | 0 | 0 | 0 | 0 | 0 | 0 | 2013 Qtr 1: 67.75; 2013 Qtr 2: 67.75; 2013 Qtr 3: 67.75; 2013 Qtr 4: 67.75; 2014 Qtr 1: 65; 2014 Qtr 2: 65; 2014 Qtr 3: 65; 2014 Qtr 4: 65 | 531
3223 | 402217-Lighting - Occupancy Sensor - High-Bay Sensor <12' |  | SYSTEM | Commercial | 23-RTL-Retail–SingleStorylarge-LIT_INT | TRUE |  |  |  |  | 91.27 | 15 | 0 | 0 | 0 | 76.27 | 66.246 |  | kWh | 0.01574 | -0.034897 | Commercial |  | Winter Only | [6 empty] | Small Boilers (<100 MMBtu/hr Heat Input):Uncontrolled | 15 | 60% | [12 empty] | 0% | 0% | 0% | 901 | 866 | 0 | 0 | 0 | 0 | 0 | 0 | 0 | 0 | 0 | 2013 Qtr 1: 225.25; 2013 Qtr 2: 225.25; 2013 Qtr 3: 225.25; 2013 Qtr 4: 225.25; 2014 Qtr 1: 216.5; 2014 Qtr 2: 216.5; 2014 Qtr 3: 216.5; 2014 Qtr 4: 216.5 | 1767
3223 | 402218-Lighting - Occupancy Sensor - High-Bay Sensor >=12' |  | SYSTEM | Commercial | 01-ALC-AllCommercial-IntLight | TRUE |  |  |  |  | 100 | 40 | 0 | 0 | 0 | 60 | 459.1 |  | kWh | 0.122 | 0 | Commercial |  | Winter Only | [6 empty] | Small Boilers (<100 MMBtu/hr Heat Input):Uncontrolled | 8 | 60% | [12 empty] | 0% | 0% | 0% | 3040 | 2920 | 0 | 0 | 0 | 0 | 0 | 0 | 0 | 0 | 0 | 2013 Qtr 1: 760; 2013 Qtr 2: 760; 2013 Qtr 3: 760; 2013 Qtr 4: 760; 2014 Qtr 1: 730; 2014 Qtr 2: 730; 2014 Qtr 3: 730; 2014 Qtr 4: 730 | 5960
3223 | 402220-Lighting - Occupancy Sensor - Wallbox Lighting Sensor |  | SYSTEM | Commercial | 18-OFS-Office–Small-IntLight | TRUE |  |  |  |  | 77.28 | 20 | 0 | 0 | 0 | 57.28 | 128.2176 |  | kWh | 0.030465 | -0.067543 | Commercial |  | Winter Only | [6 empty] | Small Boilers (<100 MMBtu/hr Heat Input):Uncontrolled | 8 | 60% | [12 empty] | 0% | 0% | 0% | 20218 | 19426 | 0 | 0 | 0 | 0 | 0 | 0 | 0 | 0 | 0 | 2013 Qtr 1: 5054.5; 2013 Qtr 2: 5054.5; 2013 Qtr 3: 5054.5; 2013 Qtr 4: 5054.5; 2014 Qtr 1: 4856.5; 2014 Qtr 2: 4856.5; 2014 Qtr 3: 4856.5; 2014 Qtr 4: 4856.5 | 39644
3223 | 402221-Lighting - T8 to 4ft 25 Watt Lamp |  | SYSTEM | Commercial | 18-OFS-Office–Small-IntLight | TRUE |  |  |  |  | 2 | 1.5 | 0 | 0 | 0 | 0.5 | 24.9312 |  | kWh | 0.0059237 | -0.065667 | Commercial |  | Winter Only | [6 empty] | Small Boilers (<100 MMBtu/hr Heat Input):Uncontrolled | 15 | 70% |  |  |  |  | 78% | [7 empty] | 0% | 0% | 0% | 48445 | 46545 | 0 | 0 | 0 | 0 | 0 | 0 | 0 | 0 | 0 | 2013 Qtr 1: 12111.25; 2013 Qtr 2: 12111.25; 2013 Qtr 3: 12111.25; 2013 Qtr 4: 12111.25; 2014 Qtr 1: 11636.25; 2014 Qtr 2: 11636.25; 2014 Qtr 3: 11636.25; 2014 Qtr 4: 11636.25 | 94990
3223 | 402222-Lighting - T8 to 4ft 28 Watt Lamp |  | SYSTEM | Commercial | 18-OFS-Office–Small-IntLight | TRUE |  |  |  |  | 2 | 1 | 0 | 0 | 0 | 1 | 14.2464 |  | kWh | 0.003385 | -0.037524 | Commercial |  | Winter Only | [6 empty] | Small Boilers (<100 MMBtu/hr Heat Input):Uncontrolled | 15 | 70% |  |  |  |  | 78% | [7 empty] | 0% | 0% | 0% | 20362 | 19564 | 0 | 0 | 0 | 0 | 0 | 0 | 0 | 0 | 0 | 2013 Qtr 1: 5090.5; 2013 Qtr 2: 5090.5; 2013 Qtr 3: 5090.5; 2013 Qtr 4: 5090.5; 2014 Qtr 1: 4891; 2014 Qtr 2: 4891; 2014 Qtr 3: 4891; 2014 Qtr 4: 4891 | 39926
3223 | 402223-Motors - Premium Efficiency Motors 1 HP |  | SYSTEM | Commercial | 01-ALC-AllCommercial-Vent/Fan | TRUE |  |  |  |  | 40.7565 | 35 | 0 | 0 | 0 | 5.7565 | 148.3189 |  | kWh | 0.070492 | 0 | Commercial |  | Winter Only | [6 empty] | Small Boilers (<100 MMBtu/hr Heat Input):Uncontrolled | 15 | 60% | [12 empty] | 0% | 0% | 0% | 1 | 0 | 0 | 0 | 0 | 0 | 0 | 0 | 0 | 0 | 0 | 2013 Qtr 1: 0.25; 2013 Qtr 2: 0.25; 2013 Qtr 3: 0.25; 2013 Qtr 4: 0.25; 2014 Qtr 1: 0; 2014 Qtr 2: 0; 2014 Qtr 3: 0; 2014 Qtr 4: 0 | 1
3223 | 402226-Motors - Premium Efficiency Motors 100 HP |  | SYSTEM | Commercial | 01-ALC-AllCommercial-Vent/Fan | TRUE |  |  |  |  | 720 | 720 | 0 | 0 | 0 | 0 | 2284.8335 |  | kWh | 0.79942 | 0 | Commercial |  | Winter Only | [6 empty] | Small Boilers (<100 MMBtu/hr Heat Input):Uncontrolled | 15 | 60% | [12 empty] | 0% | 0% | 0% | 1 | 0 | 0 | 0 | 0 | 0 | 0 | 0 | 0 | 0 | 0 | 2013 Qtr 1: 0.25; 2013 Qtr 2: 0.25; 2013 Qtr 3: 0.25; 2013 Qtr 4: 0.25; 2014 Qtr 1: 0; 2014 Qtr 2: 0; 2014 Qtr 3: 0; 2014 Qtr 4: 0 | 1
3223 | 402228-Motors - Premium Efficiency Motors 15 HP |  | SYSTEM | Commercial | 01-ALC-AllCommercial-Vent/Fan | TRUE |  |  |  |  | 80 | 80 | 0 | 0 | 0 | 0 | 411.7412 |  | kWh | 0.19569 | 0 | Commercial |  | Winter Only | [6 empty] | Small Boilers (<100 MMBtu/hr Heat Input):Uncontrolled | 15 | 60% | [12 empty] | 0% | 0% | 0% | 2 | 1 | 0 | 0 | 0 | 0 | 0 | 0 | 0 | 0 | 0 | 2013 Qtr 1: 0.5; 2013 Qtr 2: 0.5; 2013 Qtr 3: 0.5; 2013 Qtr 4: 0.5; 2014 Qtr 1: 0.25; 2014 Qtr 2: 0.25; 2014 Qtr 3: 0.25; 2014 Qtr 4: 0.25 | 3
3223 | 402231-Motors - Premium Efficiency Motors 20 HP |  | SYSTEM | Commercial | 01-ALC-AllCommercial-Vent/Fan | TRUE |  |  |  |  | 225.2946 | 90 | 0 | 0 | 0 | 135.2946 | 745.7356 |  | kWh | 0.26092 | 0 | Commercial |  | Winter Only | [6 empty] | Small Boilers (<100 MMBtu/hr Heat Input):Uncontrolled | 15 | 60% | [12 empty] | 0% | 0% | 0% | 2 | 2 | 0 | 0 | 0 | 0 | 0 | 0 | 0 | 0 | 0 | 2013 Qtr 1: 0.5; 2013 Qtr 2: 0.5; 2013 Qtr 3: 0.5; 2013 Qtr 4: 0.5; 2014 Qtr 1: 0.5; 2014 Qtr 2: 0.5; 2014 Qtr 3: 0.5; 2014 Qtr 4: 0.5 | 4
3223 | 402234-Motors - Premium Efficiency Motors 3 HP |  | SYSTEM | Commercial | 01-ALC-AllCommercial-Vent/Fan | TRUE |  |  |  |  | 40.7565 | 40 | 0 | 0 | 0 | 0.7565 | 148.3189 |  | kWh | 0.070492 | 0 | Commercial |  | Winter Only | [6 empty] | Small Boilers (<100 MMBtu/hr Heat Input):Uncontrolled | 15 | 60% | [12 empty] | 0% | 0% | 0% | 1 | 0 | 0 | 0 | 0 | 0 | 0 | 0 | 0 | 0 | 0 | 2013 Qtr 1: 0.25; 2013 Qtr 2: 0.25; 2013 Qtr 3: 0.25; 2013 Qtr 4: 0.25; 2014 Qtr 1: 0; 2014 Qtr 2: 0; 2014 Qtr 3: 0; 2014 Qtr 4: 0 | 1
3223 | 402240-Motors - Premium Efficiency Motors 7.5 HP |  | SYSTEM | Commercial | 01-ALC-AllCommercial-Vent/Fan | TRUE |  |  |  |  | 64.8066 | 60 | 0 | 0 | 0 | 4.8066 | 276.7999 |  | kWh | 0.13156 | 0 | Commercial |  | Winter Only | [6 empty] | Small Boilers (<100 MMBtu/hr Heat Input):Uncontrolled | 15 | 60% | [12 empty] | 0% | 0% | 0% | 6 | 5 | 0 | 0 | 0 | 0 | 0 | 0 | 0 | 0 | 0 | 2013 Qtr 1: 1.5; 2013 Qtr 2: 1.5; 2013 Qtr 3: 1.5; 2013 Qtr 4: 1.5; 2014 Qtr 1: 1.25; 2014 Qtr 2: 1.25; 2014 Qtr 3: 1.25; 2014 Qtr 4: 1.25 | 11
3223 | 402241-Motors - Premium Efficiency Motors 75 HP |  | SYSTEM | Commercial | 01-ALC-AllCommercial-Vent/Fan | TRUE |  |  |  |  | 597.78 | 540 | 0 | 0 | 0 | 57.78 | 1221.9999 |  | kWh | 0.42756 | 0 | Commercial |  | Winter Only | [6 empty] | Small Boilers (<100 MMBtu/hr Heat Input):Uncontrolled | 15 | 60% | [12 empty] | 0% | 0% | 0% | 2 | 1 | 0 | 0 | 0 | 0 | 0 | 0 | 0 | 0 | 0 | 2013 Qtr 1: 0.5; 2013 Qtr 2: 0.5; 2013 Qtr 3: 0.5; 2013 Qtr 4: 0.5; 2014 Qtr 1: 0.25; 2014 Qtr 2: 0.25; 2014 Qtr 3: 0.25; 2014 Qtr 4: 0.25 | 3
3223 | 402242-Pipe Insulation - High Pressure (>=15 psi) Steam Applic. >=1 in. Dry Cleaner Only |  | SYSTEM | Commercial | 01-ALC-AllCommercial-Vent/Fan | TRUE |  |  |  |  | 9.22 | 3 | 0 | 0 | 0 | 6.22 | 0 |  | kWh | 0 | 14.3 | Commercial |  | Annual | [6 empty] | Small Boilers (<100 MMBtu/hr Heat Input):Uncontrolled | 20 | 60% | [12 empty] | 0% | 0% | 0% | 274 | 264 | 0 | 0 | 0 | 0 | 0 | 0 | 0 | 0 | 0 | 2013 Qtr 1: 68.5; 2013 Qtr 2: 68.5; 2013 Qtr 3: 68.5; 2013 Qtr 4: 68.5; 2014 Qtr 1: 66; 2014 Qtr 2: 66; 2014 Qtr 3: 66; 2014 Qtr 4: 66 | 538
3223 | 402243-Pipe Insulation - Hot Water Applic. <1 in. |  | SYSTEM | Commercial | 01-ALC-AllCommercial-Vent/Fan | TRUE |  |  |  |  | 5.67 | 2 | 0 | 0 | 0 | 3.67 | 0 |  | kWh | 0 | 2.6 | Commercial |  | Annual | [6 empty] | Small Boilers (<100 MMBtu/hr Heat Input):Uncontrolled | 11 | 60% | [12 empty] | 0% | 0% | 0% | 52 | 49 | 0 | 0 | 0 | 0 | 0 | 0 | 0 | 0 | 0 | 2013 Qtr 1: 13; 2013 Qtr 2: 13; 2013 Qtr 3: 13; 2013 Qtr 4: 13; 2014 Qtr 1: 12.25; 2014 Qtr 2: 12.25; 2014 Qtr 3: 12.25; 2014 Qtr 4: 12.25 | 101
3223 | 402244-Pipe Insulation - Hot Water Applic. >=1 in. |  | SYSTEM | Commercial | 01-ALC-AllCommercial-Vent/Fan | TRUE |  |  |  |  | 9.22 | 2 | 0 | 0 | 0 | 7.22 | 0 |  | kWh | 0 | 2.9 | Commercial |  | Annual | [6 empty] | Small Boilers (<100 MMBtu/hr Heat Input):Uncontrolled | 11 | 60% | [12 empty] | 0% | 0% | 0% | 115 | 110 | 0 | 0 | 0 | 0 | 0 | 0 | 0 | 0 | 0 | 2013 Qtr 1: 28.75; 2013 Qtr 2: 28.75; 2013 Qtr 3: 28.75; 2013 Qtr 4: 28.75; 2014 Qtr 1: 27.5; 2014 Qtr 2: 27.5; 2014 Qtr 3: 27.5; 2014 Qtr 4: 27.5 | 225
3223 | 402247-Refrigeration - Efficient Evap Fan Motor Electronically Commutated Motor (ECM) Display Case |  | SYSTEM | Commercial | 09-GRO-Grocery-REFG | TRUE |  |  |  |  | 81.75 | 35 | 0 | 0 | 0 | 46.75 | 349.107 |  | kWh | 0.047535 | -0.34585 | Commercial |  | Annual | [6 empty] | Small Boilers (<100 MMBtu/hr Heat Input):Uncontrolled | 15 | 60% | [12 empty] | 0% | 0% | 0% | 1364 | 1311 | 0 | 0 | 0 | 0 | 0 | 0 | 0 | 0 | 0 | 2013 Qtr 1: 341; 2013 Qtr 2: 341; 2013 Qtr 3: 341; 2013 Qtr 4: 341; 2014 Qtr 1: 327.75; 2014 Qtr 2: 327.75; 2014 Qtr 3: 327.75; 2014 Qtr 4: 327.75 | 2675
3223 | 402248-Refrigeration - Efficient Evap Fan Motor Electronically Commutated Motor (ECM) Walk In |  | SYSTEM | Commercial | 09-GRO-Grocery-REFG | TRUE |  |  |  |  | 101 | 50 | 0 | 0 | 0 | 51 | 349.107 |  | kWh | 0.047535 | -0.34585 | Commercial |  | Annual | [6 empty] | Small Boilers (<100 MMBtu/hr Heat Input):Uncontrolled | 15 | 60% | [12 empty] | 0% | 0% | 0% | 2830 | 2719 | 0 | 0 | 0 | 0 | 0 | 0 | 0 | 0 | 0 | 2013 Qtr 1: 707.5; 2013 Qtr 2: 707.5; 2013 Qtr 3: 707.5; 2013 Qtr 4: 707.5; 2014 Qtr 1: 679.75; 2014 Qtr 2: 679.75; 2014 Qtr 3: 679.75; 2014 Qtr 4: 679.75 | 5549
3223 | 402249-Refrigeration - Insulate Bare Suction Pipes |  | SYSTEM | Commercial | 09-GRO-Grocery-REFG | TRUE |  |  |  |  | 2 | 2 | 0 | 0 | 0 | 0 | 18.4 |  | kWh | 0 | 0 | Commercial |  | Winter Only | [6 empty] | Small Boilers (<100 MMBtu/hr Heat Input):Uncontrolled | 11 | 60% | [12 empty] | 0% | 0% | 0% | 22 | 20 | 0 | 0 | 0 | 0 | 0 | 0 | 0 | 0 | 0 | 2013 Qtr 1: 5.5; 2013 Qtr 2: 5.5; 2013 Qtr 3: 5.5; 2013 Qtr 4: 5.5; 2014 Qtr 1: 5; 2014 Qtr 2: 5; 2014 Qtr 3: 5; 2014 Qtr 4: 5 | 42
3223 | 402256-Refrigeration - Food Service -Evaporator Fan Controller for Walk-In Coolers |  | SYSTEM | Commercial | 09-GRO-Grocery-REFG | TRUE |  |  |  |  | 145.75 | 75 | 0 | 0 | 0 | 70.75 | 604.3284 |  | kWh | 0.080556 | -0.008876 | Commercial |  | Winter Only | [6 empty] | Small Boilers (<100 MMBtu/hr Heat Input):Uncontrolled | 16 | 60% | [12 empty] | 0% | 0% | 0% | 75 | 72 | 0 | 0 | 0 | 0 | 0 | 0 | 0 | 0 | 0 | 2013 Qtr 1: 18.75; 2013 Qtr 2: 18.75; 2013 Qtr 3: 18.75; 2013 Qtr 4: 18.75; 2014 Qtr 1: 18; 2014 Qtr 2: 18; 2014 Qtr 3: 18; 2014 Qtr 4: 18 | 147
3223 | 402258-Lighting - Exterior LED Fixtures <=110 watts |  | SYSTEM | Commercial | 24-RTS-Retail–Small-LIT_EXT | TRUE |  |  |  |  | 847 | 80 | 0 | 0 | 0 | 767 | 167 |  | kWh | 0.0071333 | 0 | Commercial |  | Winter Only | [6 empty] | Small Boilers (<100 MMBtu/hr Heat Input):Uncontrolled | 15 | 85% | [12 empty] | 0% | 0% | 0% | 87 | 83 | 0 | 0 | 0 | 0 | 0 | 0 | 0 | 0 | 0 | 2013 Qtr 1: 21.75; 2013 Qtr 2: 21.75; 2013 Qtr 3: 21.75; 2013 Qtr 4: 21.75; 2014 Qtr 1: 20.75; 2014 Qtr 2: 20.75; 2014 Qtr 3: 20.75; 2014 Qtr 4: 20.75 | 170
3223 | 402259-Lighting - Exterior LED Fixtures <=192watts |  | SYSTEM | Commercial | 24-RTS-Retail–Small-LIT_EXT | TRUE |  |  |  |  | 1447 | 125 | 0 | 0 | 0 | 1322 | 252 |  | kWh | 0.014267 | 0 | Commercial |  | Winter Only | [6 empty] | Small Boilers (<100 MMBtu/hr Heat Input):Uncontrolled | 16 | 85% | [12 empty] | 0% | 0% | 0% | 411 | 395 | 0 | 0 | 0 | 0 | 0 | 0 | 0 | 0 | 0 | 2013 Qtr 1: 102.75; 2013 Qtr 2: 102.75; 2013 Qtr 3: 102.75; 2013 Qtr 4: 102.75; 2014 Qtr 1: 98.75; 2014 Qtr 2: 98.75; 2014 Qtr 3: 98.75; 2014 Qtr 4: 98.75 | 806
3223 | 402260-Lighting - Exterior LED Fixtures <=350 watts |  | SYSTEM | Commercial | 24-RTS-Retail–Small-LIT_EXT | TRUE |  |  |  |  | 1759 | 125 | 0 | 0 | 0 | 1634 | 208 |  | kWh | 0.014267 | 0 | Commercial |  | Winter Only | [6 empty] | Small Boilers (<100 MMBtu/hr Heat Input):Uncontrolled | 16 | 85% | [12 empty] | 0% | 0% | 0% | 353 | 339 | 0 | 0 | 0 | 0 | 0 | 0 | 0 | 0 | 0 | 2013 Qtr 1: 88.25; 2013 Qtr 2: 88.25; 2013 Qtr 3: 88.25; 2013 Qtr 4: 88.25; 2014 Qtr 1: 84.75; 2014 Qtr 2: 84.75; 2014 Qtr 3: 84.75; 2014 Qtr 4: 84.75 | 692
3223 | 402261-Lighting - Exterior LED Fixtures <=80 watts |  | SYSTEM | Commercial | 24-RTS-Retail–Small-LIT_EXT | TRUE |  |  |  |  | 628 | 50 | 0 | 0 | 0 | 578 | 125 |  | kWh | 0.0071333 | 0 | Commercial |  | Winter Only | [6 empty] | Small Boilers (<100 MMBtu/hr Heat Input):Uncontrolled | 16 | 85% | [12 empty] | 0% | 0% | 0% | 1286 | 1236 | 0 | 0 | 0 | 0 | 0 | 0 | 0 | 0 | 0 | 2013 Qtr 1: 321.5; 2013 Qtr 2: 321.5; 2013 Qtr 3: 321.5; 2013 Qtr 4: 321.5; 2014 Qtr 1: 309; 2014 Qtr 2: 309; 2014 Qtr 3: 309; 2014 Qtr 4: 309 | 2522
3223 | 402263-Lighting - Interior LED Fixtures <=130 watts |  | SYSTEM | Commercial | 24-RTS-Retail–Small-LIT_EXT | TRUE |  |  |  |  | 790 | 85 | 0 | 0 | 0 | 705 | 213.696 |  | kWh | 0.050774 | -0.56286 | Commercial |  | Winter Only | [6 empty] | Small Boilers (<100 MMBtu/hr Heat Input):Uncontrolled | 16 | 85% | [12 empty] | 0% | 0% | 0% | 18 | 17 | 0 | 0 | 0 | 0 | 0 | 0 | 0 | 0 | 0 | 2013 Qtr 1: 4.5; 2013 Qtr 2: 4.5; 2013 Qtr 3: 4.5; 2013 Qtr 4: 4.5; 2014 Qtr 1: 4.25; 2014 Qtr 2: 4.25; 2014 Qtr 3: 4.25; 2014 Qtr 4: 4.25 | 35
3223 | 402266-Lighting - LED System <=15 watts Surface/Pendant/Recessed Down Lighting |  | SYSTEM | Commercial | 18-OFS-Office–Small-IntLight | TRUE |  |  |  |  | 76.93 | 30 | 0 | 0 | 0 | 46.93 | 192.3264 |  | kWh | 0.045697 | -0.50657 | Commercial |  | Winter Only | [6 empty] | Small Boilers (<100 MMBtu/hr Heat Input):Uncontrolled | 15 | 85% | [12 empty] | 0% | 0% | 0% | 644 | 620 | 0 | 0 | 0 | 0 | 0 | 0 | 0 | 0 | 0 | 2013 Qtr 1: 161; 2013 Qtr 2: 161; 2013 Qtr 3: 161; 2013 Qtr 4: 161; 2014 Qtr 1: 155; 2014 Qtr 2: 155; 2014 Qtr 3: 155; 2014 Qtr 4: 155 | 1264
3223 | 402268-Lighting - Linear LED Systems (T12 Basecase) |  | SYSTEM | Commercial | 18-OFS-Office–Small-IntLight | TRUE |  |  |  |  | 13 | 12 | 0 | 0 | 0 | 1 | 16.427 |  | kWh | 0.00505 | 0 | Commercial |  | Winter Only | [6 empty] | Small Boilers (<100 MMBtu/hr Heat Input):Uncontrolled | 11 | 85% | [12 empty] | 0% | 0% | 0% | 22 | 20 | 0 | 0 | 0 | 0 | 0 | 0 | 0 | 0 | 0 | 2013 Qtr 1: 5.5; 2013 Qtr 2: 5.5; 2013 Qtr 3: 5.5; 2013 Qtr 4: 5.5; 2014 Qtr 1: 5; 2014 Qtr 2: 5; 2014 Qtr 3: 5; 2014 Qtr 4: 5 | 42
3223 | 402269-Lighting - Linear LED Systems (T8 Basecase) |  | SYSTEM | Commercial | 18-OFS-Office–Small-IntLight | TRUE |  |  |  |  | 38 | 12 | 0 | 0 | 0 | 26 | 1.7808 |  | kWh | 0.00042312 | -0.0046905 | Commercial |  | Winter Only | [6 empty] | Small Boilers (<100 MMBtu/hr Heat Input):Uncontrolled | 15 | 85% | [12 empty] | 0% | 0% | 0% | 2 | 2 | 0 | 0 | 0 | 0 | 0 | 0 | 0 | 0 | 0 | 2013 Qtr 1: 0.5; 2013 Qtr 2: 0.5; 2013 Qtr 3: 0.5; 2013 Qtr 4: 0.5; 2014 Qtr 1: 0.5; 2014 Qtr 2: 0.5; 2014 Qtr 3: 0.5; 2014 Qtr 4: 0.5 | 4
3223 | 402270-Lighting - Premium Tier 5' Case Door |  | SYSTEM | Commercial | 18-OFS-Office–Small-IntLight | TRUE |  |  |  |  | 276 | 65 | 0 | 0 | 0 | 211 | 333 |  | kWh | 0.051 | 0 | Commercial |  | Winter Only | [6 empty] | Small Boilers (<100 MMBtu/hr Heat Input):Uncontrolled | 11 | 70% | [12 empty] | 0% | 0% | 0% | 5436 | 5223 | 0 | 0 | 0 | 0 | 0 | 0 | 0 | 0 | 0 | 2013 Qtr 1: 1359; 2013 Qtr 2: 1359; 2013 Qtr 3: 1359; 2013 Qtr 4: 1359; 2014 Qtr 1: 1305.75; 2014 Qtr 2: 1305.75; 2014 Qtr 3: 1305.75; 2014 Qtr 4: 1305.75 | 10659
3223 | 402271-Lighting - Premium Tier 6' Case Door |  | SYSTEM | Commercial | 18-OFS-Office–Small-IntLight | TRUE |  |  |  |  | 321 | 100 | 0 | 0 | 0 | 221 | 577 |  | kWh | 0.088 | 0 | Commercial |  | Winter Only | [6 empty] | Small Boilers (<100 MMBtu/hr Heat Input):Uncontrolled | 11 | 70% | [12 empty] | 0% | 0% | 0% | 4105 | 3944 | 0 | 0 | 0 | 0 | 0 | 0 | 0 | 0 | 0 | 2013 Qtr 1: 1026.25; 2013 Qtr 2: 1026.25; 2013 Qtr 3: 1026.25; 2013 Qtr 4: 1026.25; 2014 Qtr 1: 986; 2014 Qtr 2: 986; 2014 Qtr 3: 986; 2014 Qtr 4: 986 | 8049
3223 | 402284-Lighting - Integrated Ballast Ceramic Metal Halide PAR Lamps <=25 watts |  | SYSTEM | Commercial | 01-ALC-AllCommercial-IntLight | TRUE |  |  |  |  | 25.17 | 17.5 | 0 | 0 | 0 | 7.67 | 135.3408 |  | kWh | 0.032157 | -0.35648 | Commercial |  | Winter Only | [6 empty] | Small Boilers (<100 MMBtu/hr Heat Input):Uncontrolled | 15 | 60% | [12 empty] | 0% | 0% | 0% | 221 | 212 | 0 | 0 | 0 | 0 | 0 | 0 | 0 | 0 | 0 | 2013 Qtr 1: 55.25; 2013 Qtr 2: 55.25; 2013 Qtr 3: 55.25; 2013 Qtr 4: 55.25; 2014 Qtr 1: 53; 2014 Qtr 2: 53; 2014 Qtr 3: 53; 2014 Qtr 4: 53 | 433
3223 | 402402-Heating - Greenhouse Heat Curtain |  | SYSTEM | Agricultural | 30-S20-SIC20Food&KindredProducts-COOL | TRUE |  |  |  |  | 0.49 | 0.2 | 0 | 0 | 0 | 0.29 | 0.074 |  | kWh | 0 | 0.224 | Commercial |  | Winter Only | [6 empty] | Small Boilers (<100 MMBtu/hr Heat Input):Uncontrolled | 5 | 63% | [12 empty] | 0% | 0% | 0% | 171018 | 164312 | 0 | 0 | 0 | 0 | 0 | 0 | 0 | 0 | 0 | 2013 Qtr 1: 42754.5; 2013 Qtr 2: 42754.5; 2013 Qtr 3: 42754.5; 2013 Qtr 4: 42754.5; 2014 Qtr 1: 41078; 2014 Qtr 2: 41078; 2014 Qtr 3: 41078; 2014 Qtr 4: 41078 | 335330
3223 | 402403-Heating - Infrared Film for Greenhouse |  | SYSTEM | Agricultural | 30-S20-SIC20Food&KindredProducts-COOL | TRUE |  |  |  |  | 0.05 | 0.05 | 0 | 0 | 0 | 0 | 0.083 |  | kWh | 0 | 0.195 | Commercial |  | Winter Only | [6 empty] | Small Boilers (<100 MMBtu/hr Heat Input):Uncontrolled | 5 | 46% | [12 empty] | 0% | 0% | 0% | 820209 | 788044 | 0 | 0 | 0 | 0 | 0 | 0 | 0 | 0 | 0 | 2013 Qtr 1: 205052.25; 2013 Qtr 2: 205052.25; 2013 Qtr 3: 205052.25; 2013 Qtr 4: 205052.25; 2014 Qtr 1: 197011; 2014 Qtr 2: 197011; 2014 Qtr 3: 197011; 2014 Qtr 4: 197011 | 1608253
3223 | 402407-Pipe Insulation - Medium pressure steam <=15 psi < 1" pipe |  | SYSTEM | Misc._Commercial | [6 empty] | 5.22 | 3 | 0 | 0 | 0 | 2.22 | 0 |  | #N/A | 0 | 9.6 | Commercial |  | Annual | [6 empty] | Small Boilers (<100 MMBtu/hr Heat Input):Uncontrolled | 20 | 60% | [12 empty] | 0% | 0% | 0% | 50 | 48 | 0 | 0 | 0 | 0 | 0 | 0 | 0 | 0 | 0 | 2013 Qtr 1: 12.5; 2013 Qtr 2: 12.5; 2013 Qtr 3: 12.5; 2013 Qtr 4: 12.5; 2014 Qtr 1: 12; 2014 Qtr 2: 12; 2014 Qtr 3: 12; 2014 Qtr 4: 12 | 98
3223 | 402408-Pipe Insulation - Medium pressure steam >15 psi >= 1" pipe |  | SYSTEM | Misc._Commercial | [6 empty] | 16.57 | 3 | 0 | 0 | 0 | 13.57 | 0 |  | #N/A | 0 | 63 | Commercial |  | Annual | [6 empty] | Small Boilers (<100 MMBtu/hr Heat Input):Uncontrolled | 20 | 60% | [12 empty] | 0% | 0% | 0% | 13 | 13 | 0 | 0 | 0 | 0 | 0 | 0 | 0 | 0 | 0 | 2013 Qtr 1: 3.25; 2013 Qtr 2: 3.25; 2013 Qtr 3: 3.25; 2013 Qtr 4: 3.25; 2014 Qtr 1: 3.25; 2014 Qtr 2: 3.25; 2014 Qtr 3: 3.25; 2014 Qtr 4: 3.25 | 26
3223 | 402409-Lighting - T8 to 4ft 25 Watt Lamp & Ballast |  | SYSTEM | Commercial | 18-OFS-Office–Small-IntLight | TRUE |  |  |  |  | 19.5 | 4 | 0 | 0 | 0 | 15.5 | 49.8624 |  | kWh | 0.011847 | -0.13133 | Commercial |  | Winter Only | [6 empty] | Small Boilers (<100 MMBtu/hr Heat Input):Uncontrolled | 15 | 70% |  |  |  |  | 78% | [7 empty] | 0% | 0% | 0% | 5302 | 5094 | 0 | 0 | 0 | 0 | 0 | 0 | 0 | 0 | 0 | 2013 Qtr 1: 1325.5; 2013 Qtr 2: 1325.5; 2013 Qtr 3: 1325.5; 2013 Qtr 4: 1325.5; 2014 Qtr 1: 1273.5; 2014 Qtr 2: 1273.5; 2014 Qtr 3: 1273.5; 2014 Qtr 4: 1273.5 | 10396
3223 | 402410-Lighting - T8 to 4ft 28 Watt Lamp & Ballast |  | SYSTEM | Commercial | 18-OFS-Office–Small-IntLight | TRUE |  |  |  |  | 18 | 2.5 | 0 | 0 | 0 | 15.5 | 53.424 |  | kWh | 0.012694 | -0.14072 | Commercial |  | Winter Only | [6 empty] | Small Boilers (<100 MMBtu/hr Heat Input):Uncontrolled | 15 | 70% |  |  |  |  | 78% | [7 empty] | 0% | 0% | 0% | 18577 | 17847 | 0 | 0 | 0 | 0 | 0 | 0 | 0 | 0 | 0 | 2013 Qtr 1: 4644.25; 2013 Qtr 2: 4644.25; 2013 Qtr 3: 4644.25; 2013 Qtr 4: 4644.25; 2014 Qtr 1: 4461.75; 2014 Qtr 2: 4461.75; 2014 Qtr 3: 4461.75; 2014 Qtr 4: 4461.75 | 36424
3223 | 402411-Lighting - Remove 4 Ft T-8 (De-Lamp 32W) |  | SYSTEM | Commercial | 01-ALC-AllCommercial-IntLight | TRUE |  |  |  |  | 25.86 | 7.5 | 0 | 0 | 0 | 18.36 | 106.848 |  | kWh | 0.025387 | -0.28143 | Commercial |  | Winter Only | [6 empty] | Small Boilers (<100 MMBtu/hr Heat Input):Uncontrolled | 15 | 77% | [12 empty] | 0% | 0% | 0% | 6984 | 6711 | 0 | 0 | 0 | 0 | 0 | 0 | 0 | 0 | 0 | 2013 Qtr 1: 1746; 2013 Qtr 2: 1746; 2013 Qtr 3: 1746; 2013 Qtr 4: 1746; 2014 Qtr 1: 1677.75; 2014 Qtr 2: 1677.75; 2014 Qtr 3: 1677.75; 2014 Qtr 4: 1677.75 | 13695
3223 | 402412-Finned-Bottom Stock Pot (Downstream) |  | SYSTEM | Commercial | [6 empty] | 153.14 | 75 | 0 | 0 | 0 | 78.14 | 0 |  | #N/A | 0 | 43.7 | Commercial |  | Annual | [6 empty] | Small Boilers (<100 MMBtu/hr Heat Input):Uncontrolled | 3 | 60% | [12 empty] | 0% | 0% | 0% | 1 | 1 | 0 | 0 | 0 | 0 | 0 | 0 | 0 | 0 | 0 | 2013 Qtr 1: 0.25; 2013 Qtr 2: 0.25; 2013 Qtr 3: 0.25; 2013 Qtr 4: 0.25; 2014 Qtr 1: 0.25; 2014 Qtr 2: 0.25; 2014 Qtr 3: 0.25; 2014 Qtr 4: 0.25 | 2
3223 | 402423-A-lamps: 41-100 watts existing, up to 30 watts LED A-lamp |  | SYSTEM | Commercial | 01-ALC-AllCommercial-IntLight | TRUE |  |  |  |  | 78.3 | 15 | 0 | 0 | 0 | 63.3 | 290.3956 |  | kWh | 0.06461 | -0.89671 | Commercial |  | Winter Only | [6 empty] | Small Boilers (<100 MMBtu/hr Heat Input):Uncontrolled | 6.3 | 85% | [12 empty] | 0% | 0% | 0% | 1275 | 1275 | 0 | 0 | 0 | 0 | 0 | 0 | 0 | 0 | 0 | 2013 Qtr 1: 318.75; 2013 Qtr 2: 318.75; 2013 Qtr 3: 318.75; 2013 Qtr 4: 318.75; 2014 Qtr 1: 318.75; 2014 Qtr 2: 318.75; 2014 Qtr 3: 318.75; 2014 Qtr 4: 318.75 | 2550
3223 | 402425-MR 16: 36-50 watts existing, 5 watts to 10 watts LED MR 16 |  | SYSTEM | Commercial | 01-ALC-AllCommercial-IntLight | TRUE |  |  |  |  | 40.08 | 12.5 | 0 | 0 | 0 | 27.58 | 207.8231 |  | kWh | 0.046238 | -0.64174 | Commercial |  | Winter Only | [6 empty] | Small Boilers (<100 MMBtu/hr Heat Input):Uncontrolled | 6.3 | 85% | [12 empty] | 0% | 0% | 0% | 7225 | 7225 | 0 | 0 | 0 | 0 | 0 | 0 | 0 | 0 | 0 | 2013 Qtr 1: 1806.25; 2013 Qtr 2: 1806.25; 2013 Qtr 3: 1806.25; 2013 Qtr 4: 1806.25; 2014 Qtr 1: 1806.25; 2014 Qtr 2: 1806.25; 2014 Qtr 3: 1806.25; 2014 Qtr 4: 1806.25 | 14450
3223 | 402427-PAR 30: 51-75 watts existing, 10 watts to 21 watts LED PAR 30 |  | SYSTEM | Commercial | 01-ALC-AllCommercial-IntLight | TRUE |  |  |  |  | 56.62 | 17.5 | 0 | 0 | 0 | 39.12 | 301.529 |  | kWh | 0.067809 | -0.93109 | Commercial |  | Winter Only | [6 empty] | Small Boilers (<100 MMBtu/hr Heat Input):Uncontrolled | 6.3 | 85% | [12 empty] | 0% | 0% | 0% | 2125 | 2125 | 0 | 0 | 0 | 0 | 0 | 0 | 0 | 0 | 0 | 2013 Qtr 1: 531.25; 2013 Qtr 2: 531.25; 2013 Qtr 3: 531.25; 2013 Qtr 4: 531.25; 2014 Qtr 1: 531.25; 2014 Qtr 2: 531.25; 2014 Qtr 3: 531.25; 2014 Qtr 4: 531.25 | 4250
3223 | 402429-PAR 38: 51-90 watts existing, 11 watts to 25 watts LED PAR 38 |  | SYSTEM | Commercial | 01-ALC-AllCommercial-IntLight | TRUE |  |  |  |  | 57.63 | 20 | 0 | 0 | 0 | 37.63 | 310.3429 |  | kWh | 0.069048 | -0.95831 | Commercial |  | Winter Only | [6 empty] | Small Boilers (<100 MMBtu/hr Heat Input):Uncontrolled | 6.3 | 85% | [12 empty] | 0% | 0% | 0% | 2975 | 2975 | 0 | 0 | 0 | 0 | 0 | 0 | 0 | 0 | 0 | 2013 Qtr 1: 743.75; 2013 Qtr 2: 743.75; 2013 Qtr 3: 743.75; 2013 Qtr 4: 743.75; 2014 Qtr 1: 743.75; 2014 Qtr 2: 743.75; 2014 Qtr 3: 743.75; 2014 Qtr 4: 743.75 | 5950
3231 | 440005-Lighting - Exterior Linear Fl. Lighting |  | SYSTEM | Commercial | 01-ALC-AllCommercial-ExtLight | TRUE |  |  |  |  | 0.331 | 0.0625 | 0 | 0 | 0 | 0.2685 | 1 |  | kWh | 8.3685e-05 | 0 | Commercial |  | Winter Only | [6 empty] | Small Boilers (<100 MMBtu/hr Heat Input):Uncontrolled | 15 | 60% | [5 empty] | 90% | [6 empty] | 0% | 0% | 0% | 12151.1 | 11701.1 | 0 | 0 | 0 | 0 | 0 | 0 | 0 | 0 | 0 | 2013 Qtr 1: 3037.775; 2013 Qtr 2: 3037.775; 2013 Qtr 3: 3037.775; 2013 Qtr 4: 3037.775; 2014 Qtr 1: 2925.275; 2014 Qtr 2: 2925.275; 2014 Qtr 3: 2925.275; 2014 Qtr 4: 2925.275 | 23852.2
3231 | 440006-Lighting - Exterior Pulse Start MH |  | SYSTEM | Commercial | 01-ALC-AllCommercial-ExtLight | TRUE |  |  |  |  | 0.33 | 0.0625 | 0 | 0 | 0 | 0.2675 | 1 |  | kWh | 0 | 0 | Commercial |  | Winter Only | [6 empty] | Small Boilers (<100 MMBtu/hr Heat Input):Uncontrolled | 15 | 60% | [5 empty] | 90% | [6 empty] | 0% | 0% | 0% | 5485.9 | 5282.7 | 0 | 0 | 0 | 0 | 0 | 0 | 0 | 0 | 0 | 2013 Qtr 1: 1371.475; 2013 Qtr 2: 1371.475; 2013 Qtr 3: 1371.475; 2013 Qtr 4: 1371.475; 2014 Qtr 1: 1320.675; 2014 Qtr 2: 1320.675; 2014 Qtr 3: 1320.675; 2014 Qtr 4: 1320.675 | 10768.6
3231 | 440008-Lighting - Exterior Induction |  | SYSTEM | Commercial | 01-ALC-AllCommercial-ExtLight | TRUE |  |  |  |  | 0.87 | 0.0625 | 0 | 0 | 0 | 0.8075 | 1 |  | kWh | 0 | 0 | Commercial |  | Winter Only | [6 empty] | Small Boilers (<100 MMBtu/hr Heat Input):Uncontrolled | 15 | 60% | [5 empty] | 90% | [6 empty] | 0% | 0% | 0% | 10789.1 | 10389.5 | 0 | 0 | 0 | 0 | 0 | 0 | 0 | 0 | 0 | 2013 Qtr 1: 2697.275; 2013 Qtr 2: 2697.275; 2013 Qtr 3: 2697.275; 2013 Qtr 4: 2697.275; 2014 Qtr 1: 2597.375; 2014 Qtr 2: 2597.375; 2014 Qtr 3: 2597.375; 2014 Qtr 4: 2597.375 | 21178.6
3231 | 440009-Lighting - Exterior LED |  | SYSTEM | Commercial | 01-ALC-AllCommercial-ExtLight | TRUE |  |  |  |  | 0.53 | 0.0625 | 0 | 0 | 0 | 0.4675 | 1 |  | kWh | 1.8176e-05 | 0 | Commercial |  | Winter Only | 15 | 0.265 |  | 0.63 | 1.1451e-05 | 0 | Small Boilers (<100 MMBtu/hr Heat Input):Uncontrolled | 5 | 60% | [5 empty] | 90% | [6 empty] | 0% | 0% | 0% | 6057 | 5819.9 | 0 | 0 | 0 | 0 | 0 | 0 | 0 | 0 | 0 | 2013 Qtr 1: 1514.25; 2013 Qtr 2: 1514.25; 2013 Qtr 3: 1514.25; 2013 Qtr 4: 1514.25; 2014 Qtr 1: 1454.975; 2014 Qtr 2: 1454.975; 2014 Qtr 3: 1454.975; 2014 Qtr 4: 1454.975 | 11876.9
3231 | 440010-Lighting - Interior Pulse Start MH |  | SYSTEM | Commercial | 01-ALC-AllCommercial-IntLight | TRUE |  |  |  |  | 0.2819 | 0.0625 | 0 | 0 | 0 | 0.2194 | 1 |  | kWh | 0.00019212 | 0 | Commercial |  | Winter Only | [6 empty] | Large Boilers (>100 MMBtu/hr Heat Input):Uncontrolled | 15 | 60% | [5 empty] | 90% | [6 empty] | 0% | 0% | 0% | 69195.4 | 66632.6 | 0 | 0 | 0 | 0 | 0 | 0 | 0 | 0 | 0 | 2013 Qtr 1: 17298.85; 2013 Qtr 2: 17298.85; 2013 Qtr 3: 17298.85; 2013 Qtr 4: 17298.85; 2014 Qtr 1: 16658.15; 2014 Qtr 2: 16658.15; 2014 Qtr 3: 16658.15; 2014 Qtr 4: 16658.15 | 135828
3231 | 440012-Lighting - Interior LED - Dual Baseline |  | SYSTEM | Commercial | 01-ALC-AllCommercial-IntLight | TRUE |  |  |  |  | 0.275 | 0.0625 | 0 | 0 | 0 | 0.2125 | 1 |  | kWh | 0.0001228 | 0 | Commercial |  | Winter Only | 16 | 0.224 |  | 0.63 | 7.7366e-05 | 0 | Large Boilers (>100 MMBtu/hr Heat Input):Uncontrolled | 3.1447 | 60% | [5 empty] | 90% | [6 empty] | 0% | 0% | 0% | 12166 | 11689.8 | 0 | 0 | 0 | 0 | 0 | 0 | 0 | 0 | 0 | 2013 Qtr 1: 3041.5; 2013 Qtr 2: 3041.5; 2013 Qtr 3: 3041.5; 2013 Qtr 4: 3041.5; 2014 Qtr 1: 2922.45; 2014 Qtr 2: 2922.45; 2014 Qtr 3: 2922.45; 2014 Qtr 4: 2922.45 | 23855.8
3231 | 441982-HVAC - Split & Packaged A/C units |  | SYSTEM | Commercial | 01-ALC-AllCommercial-Cooling | TRUE |  |  |  |  | 0.43 | 0.025 | 0 | 0 | 0 | 0.405 | 1 |  | kWh | 0.00055734 | 0 | Commercial |  | Winter Only | [6 empty] | Large Boilers (>100 MMBtu/hr Heat Input):Uncontrolled | 15 | 60% | [5 empty] | 90% | [6 empty] | 0% | 0% | 0% | 8237.1 | 7932.1 | 0 | 0 | 0 | 0 | 0 | 0 | 0 | 0 | 0 | 2013 Qtr 1: 2059.275; 2013 Qtr 2: 2059.275; 2013 Qtr 3: 2059.275; 2013 Qtr 4: 2059.275; 2014 Qtr 1: 1983.025; 2014 Qtr 2: 1983.025; 2014 Qtr 3: 1983.025; 2014 Qtr 4: 1983.025 | 16169.2
3231 | 441983-HVAC - Chiller |  | SYSTEM | Commercial | 01-ALC-AllCommercial-Cooling | TRUE |  |  |  |  | 0.8 | 0.25 | 0 | 0 | 0 | 0.55 | 1 |  | kWh | 0.00011308 | 0.00042096 | Commercial |  | Winter Only | 20 | 0.16 |  | 0.43 | 4.8624e-05 | 0.00018101 | Large Boilers (>100 MMBtu/hr Heat Input):Uncontrolled | 6.6667 | 60% | 50% |  |  |  |  | 90% | [6 empty] | 0% | 0% | 0% | 563065 | 540984.3 | 0 | 0 | 0 | 0 | 0 | 0 | 0 | 0 | 0 | 2013 Qtr 1: 140766.25; 2013 Qtr 2: 140766.25; 2013 Qtr 3: 140766.25; 2013 Qtr 4: 140766.25; 2014 Qtr 1: 135246.075; 2014 Qtr 2: 135246.075; 2014 Qtr 3: 135246.075; 2014 Qtr 4: 135246.075 | 1104049.3
3231 | 441984-HVAC - VFD |  | SYSTEM | Commercial | 01-ALC-AllCommercial-Cooling | TRUE |  |  |  |  | 0.32 | 0.125 | 0 | 0 | 0 | 0.195 | 1 |  | kWh | 5.6118e-05 | 0.0017541 | Commercial |  | Winter Only | [6 empty] | Large Boilers (>100 MMBtu/hr Heat Input):Uncontrolled | 10 | 60% | 50% |  |  |  |  | 90% | [6 empty] | 0% | 0% | 0% | 320126.5 | 308270 | 0 | 0 | 0 | 0 | 0 | 0 | 0 | 0 | 0 | 2013 Qtr 1: 80031.625; 2013 Qtr 2: 80031.625; 2013 Qtr 3: 80031.625; 2013 Qtr 4: 80031.625; 2014 Qtr 1: 77067.5; 2014 Qtr 2: 77067.5; 2014 Qtr 3: 77067.5; 2014 Qtr 4: 77067.5 | 628396.5
3231 | 441985-HVAC - Non Conditioned Space Ventilation |  | SYSTEM | Commercial | 01-ALC-AllCommercial-Vent/Fan | TRUE |  |  |  |  | 0.13 | 0.125 | 0 | 0 | 0 | 0.005 | 1 |  | kWh | 9.7399e-05 | 0 | Commercial |  | Annual | [6 empty] | Large Boilers (>100 MMBtu/hr Heat Input):Uncontrolled | 10 | 60% | [5 empty] | 90% | [6 empty] | 0% | 0% | 0% | 272817.3 | 262713 | 0 | 0 | 0 | 0 | 0 | 0 | 0 | 0 | 0 | 2013 Qtr 1: 68204.325; 2013 Qtr 2: 68204.325; 2013 Qtr 3: 68204.325; 2013 Qtr 4: 68204.325; 2014 Qtr 1: 65678.25; 2014 Qtr 2: 65678.25; 2014 Qtr 3: 65678.25; 2014 Qtr 4: 65678.25 | 535530.3
3231 | 441986-HVAC - Controls/Controlling Equipment |  | SYSTEM | Commercial | 01-ALC-AllCommercial-Cooling | TRUE |  |  |  |  | 0.45 | 0.1875 | 0 | 0 | 0 | 0.2625 | 1 |  | kWh | 8.5195e-05 | 0.011264 | Commercial |  | Winter Only | [6 empty] | Large Boilers (>100 MMBtu/hr Heat Input):Uncontrolled | 11 | 60% | 50% |  |  |  |  | 90% | [6 empty] | 0% | 0% | 0% | 626325.7 | 603128.5 | 0 | 0 | 0 | 0 | 0 | 0 | 0 | 0 | 0 | 2013 Qtr 1: 156581.425; 2013 Qtr 2: 156581.425; 2013 Qtr 3: 156581.425; 2013 Qtr 4: 156581.425; 2014 Qtr 1: 150782.125; 2014 Qtr 2: 150782.125; 2014 Qtr 3: 150782.125; 2014 Qtr 4: 150782.125 | 1229454.2
3231 | 441987-HVAC - Energy Mgmt. System |  | SYSTEM | Commercial | 01-ALC-AllCommercial-Cooling | TRUE |  |  |  |  | 0.23 | 0.125 | 0 | 0 | 0 | 0.105 | 1 |  | kWh | 7.1577e-06 | 0.013509 | Commercial |  | Winter Only | [6 empty] | Large Boilers (>100 MMBtu/hr Heat Input):Uncontrolled | 15 | 60% | 50% |  |  |  |  | 90% | [6 empty] | 0% | 0% | 0% | 42864.6 | 41277 | 0 | 0 | 0 | 0 | 0 | 0 | 0 | 0 | 0 | 2013 Qtr 1: 10716.15; 2013 Qtr 2: 10716.15; 2013 Qtr 3: 10716.15; 2013 Qtr 4: 10716.15; 2014 Qtr 1: 10319.25; 2014 Qtr 2: 10319.25; 2014 Qtr 3: 10319.25; 2014 Qtr 4: 10319.25 | 84141.6
3231 | 441988-HVAC - Other HVAC |  | SYSTEM | Commercial | 01-ALC-AllCommercial-Cooling | TRUE |  |  |  |  | 0.65 | 0.125 | 0 | 0 | 0 | 0.525 | 1 |  | kWh | 8.1714e-05 | 0.0074151 | Commercial |  | Winter Only | 15 | 0.13 |  | 0.43 | 3.5137e-05 | 0.0031885 | Large Boilers (>100 MMBtu/hr Heat Input):Uncontrolled | 5 | 60% | 50% |  |  |  |  | 90% | [6 empty] | 0% | 0% | 0% | 341886 | 328479.2 | 0 | 0 | 0 | 0 | 0 | 0 | 0 | 0 | 0 | 2013 Qtr 1: 85471.5; 2013 Qtr 2: 85471.5; 2013 Qtr 3: 85471.5; 2013 Qtr 4: 85471.5; 2014 Qtr 1: 82119.8; 2014 Qtr 2: 82119.8; 2014 Qtr 3: 82119.8; 2014 Qtr 4: 82119.8 | 670365.2
3231 | 441989-Refrigeration - Compressor and Condenser Upgrades |  | SYSTEM | Commercial | 01-ALC-AllCommercial-Refrig | TRUE |  |  |  |  | 0.638 | 0.25 | 0 | 0 | 0 | 0.388 | 1 |  | kWh | 0.00010568 | 0 | Commercial |  | Winter Only | [6 empty] | Large Boilers (>100 MMBtu/hr Heat Input):Uncontrolled | 15 | 60% | [5 empty] | 90% | [6 empty] | 0% | 0% | 0% | 3337.3 | 3213.7 | 0 | 0 | 0 | 0 | 0 | 0 | 0 | 0 | 0 | 2013 Qtr 1: 834.325; 2013 Qtr 2: 834.325; 2013 Qtr 3: 834.325; 2013 Qtr 4: 834.325; 2014 Qtr 1: 803.425; 2014 Qtr 2: 803.425; 2014 Qtr 3: 803.425; 2014 Qtr 4: 803.425 | 6551
3231 | 441990-Refrigeration - Insulation |  | SYSTEM | Commercial | 01-ALC-AllCommercial-Refrig | TRUE |  |  |  |  | 0.638 | 0.125 | 0 | 0 | 0 | 0.513 | 1 |  | kWh | 0.00011394 | 0 | Commercial |  | Winter Only | [6 empty] | Large Boilers (>100 MMBtu/hr Heat Input):Uncontrolled | 11 | 60% | [5 empty] | 90% | [6 empty] | 0% | 0% | 0% | 1080.6 | 1040.5 | 0 | 0 | 0 | 0 | 0 | 0 | 0 | 0 | 0 | 2013 Qtr 1: 270.15; 2013 Qtr 2: 270.15; 2013 Qtr 3: 270.15; 2013 Qtr 4: 270.15; 2014 Qtr 1: 260.125; 2014 Qtr 2: 260.125; 2014 Qtr 3: 260.125; 2014 Qtr 4: 260.125 | 2121.1
3231 | 441991-Refrigeration - Other Refrigeration |  | SYSTEM | Commercial | 01-ALC-AllCommercial-Refrig | TRUE |  |  |  |  | 0.2 | 0.0125 | 0 | 0 | 0 | 0.1875 | 1 |  | kWh | 0.00011057 | 1.2307e-06 | Commercial |  | Winter Only | [6 empty] | Large Boilers (>100 MMBtu/hr Heat Input):Uncontrolled | 5 | 60% | 50% |  |  |  |  | 90% | [6 empty] | 0% | 0% | 0% | 550416.1 | 530030.3 | 0 | 0 | 0 | 0 | 0 | 0 | 0 | 0 | 0 | 2013 Qtr 1: 137604.025; 2013 Qtr 2: 137604.025; 2013 Qtr 3: 137604.025; 2013 Qtr 4: 137604.025; 2014 Qtr 1: 132507.575; 2014 Qtr 2: 132507.575; 2014 Qtr 3: 132507.575; 2014 Qtr 4: 132507.575 | 1080446.4
3231 | 441992-Motors - Non HVAC Motors (ROB) |  | SYSTEM | Commercial | 35-OTI-OtherIndustrial-MOTOR | TRUE |  |  |  |  | 0.15 | 0.125 | 0 | 0 | 0 | 0.025 | 1 |  | kWh | 9.8591e-05 | 0.00044867 | Commercial |  | Annual | [6 empty] | Large Boilers (>100 MMBtu/hr Heat Input):Uncontrolled | 15 | 60% | 50% |  |  |  |  | 90% | [6 empty] | 0% | 0% | 0% | 193929 | 186746.4 | 0 | 0 | 0 | 0 | 0 | 0 | 0 | 0 | 0 | 2013 Qtr 1: 48482.25; 2013 Qtr 2: 48482.25; 2013 Qtr 3: 48482.25; 2013 Qtr 4: 48482.25; 2014 Qtr 1: 46686.6; 2014 Qtr 2: 46686.6; 2014 Qtr 3: 46686.6; 2014 Qtr 4: 46686.6 | 380675.4
3231 | 441993-Lighting - Interior Linear Fixtures - Dual Baseline |  | SYSTEM | Commercial | 01-ALC-AllCommercial-IntLight | TRUE |  |  |  |  | 0.21 | 0.125 | 0 | 0 | 0 | 0.085 | 1 |  | kWh | 0.0001687 | 1.2908e-05 | Commercial |  | Winter Only | 15 | 0.056 |  | 0.47898 | 8.0802e-05 | 6.1826e-06 | Large Boilers (>100 MMBtu/hr Heat Input):Uncontrolled | 2.0964 | 60% | 50% |  |  |  |  | 90% | [6 empty] | 0% | 0% | 0% | 1332722 | 1280459.05 | 0 | 0 | 0 | 0 | 0 | 0 | 0 | 0 | 0 | 2013 Qtr 1: 333180.5; 2013 Qtr 2: 333180.5; 2013 Qtr 3: 333180.5; 2013 Qtr 4: 333180.5; 2014 Qtr 1: 320114.7625; 2014 Qtr 2: 320114.7625; 2014 Qtr 3: 320114.7625; 2014 Qtr 4: 320114.7625 | 2613181.05
3231 | 441994-Lighting - Interior CF Fixtures |  | SYSTEM | Commercial | 01-ALC-AllCommercial-IntLight | TRUE |  |  |  |  | 0.2819 | 0.125 | 0 | 0 | 0 | 0.1569 | 1 |  | kWh | 0.00021622 | 0 | Commercial |  | Winter Only | [6 empty] | Large Boilers (>100 MMBtu/hr Heat Input):Uncontrolled | 15 | 60% | [5 empty] | 90% | [6 empty] | 0% | 0% | 0% | 2579.9 | 2484.4 | 0 | 0 | 0 | 0 | 0 | 0 | 0 | 0 | 0 | 2013 Qtr 1: 644.975; 2013 Qtr 2: 644.975; 2013 Qtr 3: 644.975; 2013 Qtr 4: 644.975; 2014 Qtr 1: 621.1; 2014 Qtr 2: 621.1; 2014 Qtr 3: 621.1; 2014 Qtr 4: 621.1 | 5064.3
3231 | 441996-Lighting - Interior CFLs |  | SYSTEM | Commercial | 01-ALC-AllCommercial-IntLight | TRUE |  |  |  |  | 0.2819 | 0 | 0 | 0 | 0 | 0.2819 | 1 |  | kWh | 0.00014483 | 0 | Commercial |  | Winter Only | [6 empty] | Large Boilers (>100 MMBtu/hr Heat Input):Uncontrolled | 3 | 60% | [5 empty] | 90% | [6 empty] | 0% | 0% | 0% | 14872.7 | 14321.8 | 0 | 0 | 0 | 0 | 0 | 0 | 0 | 0 | 0 | 2013 Qtr 1: 3718.175; 2013 Qtr 2: 3718.175; 2013 Qtr 3: 3718.175; 2013 Qtr 4: 3718.175; 2014 Qtr 1: 3580.45; 2014 Qtr 2: 3580.45; 2014 Qtr 3: 3580.45; 2014 Qtr 4: 3580.45 | 29194.5
3231 | 441997-Lighting - Interior Lighting Controls |  | SYSTEM | Residential | 01-ALC-AllCommercial-IntLight | TRUE |  |  |  |  | 0.233 | 0.125 | 0 | 0 | 0 | 0.108 | 1 |  | kWh | 1.2089e-05 | 0 | Residential |  | Winter Only | [6 empty] | Large Boilers (>100 MMBtu/hr Heat Input):Uncontrolled | 8 | 60% | [5 empty] | 90% | [6 empty] | 0% | 0% | 0% | 69712.4 | 67130.4 | 0 | 0 | 0 | 0 | 0 | 0 | 0 | 0 | 0 | 2013 Qtr 1: 17428.1; 2013 Qtr 2: 17428.1; 2013 Qtr 3: 17428.1; 2013 Qtr 4: 17428.1; 2014 Qtr 1: 16782.6; 2014 Qtr 2: 16782.6; 2014 Qtr 3: 16782.6; 2014 Qtr 4: 16782.6 | 136842.8
3231 | 441998-Lighting - Other Interior lighting - Dual Baseline |  | SYSTEM | Commercial | 01-ALC-AllCommercial-IntLight | TRUE |  |  |  |  | 0.2819 | 0.125 | 0 | 0 | 0 | 0.1569 | 1 |  | kWh | 0.0001234 | 0 | Commercial |  | Winter Only | 15 | 0.0564 |  | 0.2448 | 3.0209e-05 | 0 | Large Boilers (>100 MMBtu/hr Heat Input):Uncontrolled | 5 | 60% | [5 empty] | 90% | [6 empty] | 0% | 0% | 0% | 263696 | 253354.525 | 0 | 0 | 0 | 0 | 0 | 0 | 0 | 0 | 0 | 2013 Qtr 1: 65924; 2013 Qtr 2: 65924; 2013 Qtr 3: 65924; 2013 Qtr 4: 65924; 2014 Qtr 1: 63338.6312; 2014 Qtr 2: 63338.6312; 2014 Qtr 3: 63338.6312; 2014 Qtr 4: 63338.6312 | 517050.525
3231 | 441999-Lighting - Exterior Lighting Fixtures |  | SYSTEM | Commercial | 01-ALC-AllCommercial-ExtLight | TRUE |  |  |  |  | 0.28 | 0.0875 | 0 | 0 | 0 | 0.1925 | 1 |  | kWh | 0.00014211 | 0 | Commercial |  | Annual | [6 empty] | Large Boilers (>100 MMBtu/hr Heat Input):Uncontrolled | 15 | 60% | [5 empty] | 90% | [6 empty] | 0% | 0% | 0% | 148237 | 142746.7 | 0 | 0 | 0 | 0 | 0 | 0 | 0 | 0 | 0 | 2013 Qtr 1: 37059.25; 2013 Qtr 2: 37059.25; 2013 Qtr 3: 37059.25; 2013 Qtr 4: 37059.25; 2014 Qtr 1: 35686.675; 2014 Qtr 2: 35686.675; 2014 Qtr 3: 35686.675; 2014 Qtr 4: 35686.675 | 290983.7
3231 | 442000-Lighting - Exterior Lighting Controls |  | SYSTEM | Commercial | 01-ALC-AllCommercial-ExtLight | TRUE |  |  |  |  | 0.23 | 0.0875 | 0 | 0 | 0 | 0.1425 | 1 |  | kWh | 7.7084e-06 | 0 | Commercial |  | Winter Only | [6 empty] | Large Boilers (>100 MMBtu/hr Heat Input):Uncontrolled | 8 | 60% | [5 empty] | 90% | [6 empty] | 0% | 0% | 0% | 10338.2 | 9955.3 | 0 | 0 | 0 | 0 | 0 | 0 | 0 | 0 | 0 | 2013 Qtr 1: 2584.55; 2013 Qtr 2: 2584.55; 2013 Qtr 3: 2584.55; 2013 Qtr 4: 2584.55; 2014 Qtr 1: 2488.825; 2014 Qtr 2: 2488.825; 2014 Qtr 3: 2488.825; 2014 Qtr 4: 2488.825 | 20293.5
3231 | 442001-Gas - W/H Lg Storage |  | SYSTEM | Commercial | 35-OTI-OtherIndustrial-PROC_OTH | TRUE |  |  |  |  | 2 | 1.25 | 0 | 0 | 0 | 0.75 | 0 |  | kWh | 0 | 1 | Commercial |  | Annual | [6 empty] | Large Boilers (>100 MMBtu/hr Heat Input):Uncontrolled | 15 | 50% | [5 empty] | 90% | [6 empty] | 0% | 0% | 0% | 7336.2 | 7002.8 | 0 | 0 | 0 | 0 | 0 | 0 | 0 | 0 | 0 | 2013 Qtr 1: 1834.05; 2013 Qtr 2: 1834.05; 2013 Qtr 3: 1834.05; 2013 Qtr 4: 1834.05; 2014 Qtr 1: 1750.7; 2014 Qtr 2: 1750.7; 2014 Qtr 3: 1750.7; 2014 Qtr 4: 1750.7 | 14339
3231 | 442002-Gas - Boiler Upgrades |  | SYSTEM | Commercial | [6 empty] | 1.3 | 1 | 0 | 0 | 0 | 0.3 | 0 |  | #N/A | 0 | 1 | Commercial |  | Annual | 15 | 0.325 |  | 0 | 0 | 0.3 | Large Boilers (>100 MMBtu/hr Heat Input):Uncontrolled | 5 | 50% | [5 empty] | 90% | [6 empty] | 0% | 0% | 0% | 35427.2 | 33816.9 | 0 | 0 | 0 | 0 | 0 | 0 | 0 | 0 | 0 | 2013 Qtr 1: 8856.8; 2013 Qtr 2: 8856.8; 2013 Qtr 3: 8856.8; 2013 Qtr 4: 8856.8; 2014 Qtr 1: 8454.225; 2014 Qtr 2: 8454.225; 2014 Qtr 3: 8454.225; 2014 Qtr 4: 8454.225 | 69244.1
3231 | 442003-Gas - Process Other |  | SYSTEM | Commercial | [6 empty] | 1.3 | 1 | 0 | 0 | 0 | 0.3 | 0 |  | #N/A | 0 | 1 | Commercial |  | Annual | [6 empty] | Large Boilers (>100 MMBtu/hr Heat Input):Uncontrolled | 20 | 50% | [5 empty] | 90% | [6 empty] | 0% | 0% | 0% | 122043.4 | 116495.9 | 0 | 0 | 0 | 0 | 0 | 0 | 0 | 0 | 0 | 2013 Qtr 1: 30510.85; 2013 Qtr 2: 30510.85; 2013 Qtr 3: 30510.85; 2013 Qtr 4: 30510.85; 2014 Qtr 1: 29123.975; 2014 Qtr 2: 29123.975; 2014 Qtr 3: 29123.975; 2014 Qtr 4: 29123.975 | 238539.3
3231 | 442004-Misc. Custom Electric |  | SYSTEM | Commercial | 01-ALC-AllCommercial-Vent/Fan | TRUE |  |  |  |  | 0.46 | 0.125 | 0 | 0 | 0 | 0.335 | 1 |  | kWh | 0.00010485 | 0.0019308 | Commercial |  | Winter Only | [6 empty] | Large Boilers (>100 MMBtu/hr Heat Input):Uncontrolled | 10 | 60% | 50% |  |  |  |  | 90% | [6 empty] | 0% | 0% | 0% | 787005.7 | 757857.4 | 0 | 0 | 0 | 0 | 0 | 0 | 0 | 0 | 0 | 2013 Qtr 1: 196751.425; 2013 Qtr 2: 196751.425; 2013 Qtr 3: 196751.425; 2013 Qtr 4: 196751.425; 2014 Qtr 1: 189464.35; 2014 Qtr 2: 189464.35; 2014 Qtr 3: 189464.35; 2014 Qtr 4: 189464.35 | 1544863.1
3231 | 454523-Lighting - Interior LED |  | SYSTEM | Commercial | 01-ALC-AllCommercial-IntLight | TRUE |  |  |  |  | 0.22 | 0.0625 | 0 | 0 | 0 | 0.1575 | 1 |  | kWh | 0.0001228 | 0 | Commercial |  | Winter Only | [6 empty] | Large Boilers (>100 MMBtu/hr Heat Input):Controlled Low NOx Burner | 16 | 60% | [5 empty] | 90% | [6 empty] | 0% | 0% | 0% | 12166 | 11689 | 0 | 0 | 0 | 0 | 0 | 0 | 0 | 0 | 0 | 2013 Qtr 1: 3041.5; 2013 Qtr 2: 3041.5; 2013 Qtr 3: 3041.5; 2013 Qtr 4: 3041.5; 2014 Qtr 1: 2922.25; 2014 Qtr 2: 2922.25; 2014 Qtr 3: 2922.25; 2014 Qtr 4: 2922.25 | 23855
3231 | 454524-Lighting - Other Interior lighting |  | SYSTEM | Commercial | 01-ALC-AllCommercial-IntLight | TRUE |  |  |  |  | 0.282 | 0.125 | 0 | 0 | 0 | 0.157 | 1 |  | kWh | 0.0001234 | 0 | Commercial |  | Winter Only | [6 empty] | Large Boilers (>100 MMBtu/hr Heat Input):Controlled Low NOx Burner | 15 | 60% | [5 empty] | 90% | [6 empty] | 0% | 0% | 0% | 87899 | 84452 | 0 | 0 | 0 | 0 | 0 | 0 | 0 | 0 | 0 | 2013 Qtr 1: 21974.75; 2013 Qtr 2: 21974.75; 2013 Qtr 3: 21974.75; 2013 Qtr 4: 21974.75; 2014 Qtr 1: 21113; 2014 Qtr 2: 21113; 2014 Qtr 3: 21113; 2014 Qtr 4: 21113 | 172351
3231 | 454525-Lighting - Interior Linear Fixtures |  | SYSTEM | Commercial | 01-ALC-AllCommercial-IntLight | TRUE |  |  |  |  | 0.21 | 0.125 | 0 | 0 | 0 | 0.085 | 1 |  | kWh | 0.0001687 | 1.2908e-05 | Commercial |  | Winter Only | [6 empty] | Large Boilers (>100 MMBtu/hr Heat Input):Controlled Low NOx Burner | 15 | 60% | 50% |  |  |  |  | 90% | [6 empty] | 0% | 0% | 0% | 444241 | 426820 | 0 | 0 | 0 | 0 | 0 | 0 | 0 | 0 | 0 | 2013 Qtr 1: 111060.25; 2013 Qtr 2: 111060.25; 2013 Qtr 3: 111060.25; 2013 Qtr 4: 111060.25; 2014 Qtr 1: 106705; 2014 Qtr 2: 106705; 2014 Qtr 3: 106705; 2014 Qtr 4: 106705 | 871061
3231 | 454526-Motors - Non HVAC Motors (ER) |  | SYSTEM | Commercial | 35-OTI-OtherIndustrial-MOTOR | TRUE |  |  |  |  | 1.06 | 0.125 | 0 | 0 | 0 | 0.935 | 1 |  | kWh | 9.8591e-05 | 0.00044867 | Commercial |  | Annual | 15 | 0.212 |  | 0.92 | 0 | 0 | Large Boilers (>100 MMBtu/hr Heat Input):Controlled Low NOx Burner | 5 | 60% | 50% |  |  |  |  | 90% | [6 empty] | 0% | 0% | 0% | 38829 | 37306 | 0 | 0 | 0 | 0 | 0 | 0 | 0 | 0 | 0 | 2013 Qtr 1: 9707.25; 2013 Qtr 2: 9707.25; 2013 Qtr 3: 9707.25; 2013 Qtr 4: 9707.25; 2014 Qtr 1: 9326.5; 2014 Qtr 2: 9326.5; 2014 Qtr 3: 9326.5; 2014 Qtr 4: 9326.5 | 76135
3233 | 444951-Food Service - Hot Food Holding Cabinet-Three-Quarter-Size |  | SYSTEM | Commercial | 21-RSD-Restaurant–SitDown-PROC_OTH | TRUE |  |  |  |  | 3153 | 250 | 0 | 0 | 0 | 2903 | 1643 |  | kWh | 0.3 | 0 | Commercial |  | Winter Only | [6 empty] | Large Boilers (>100 MMBtu/hr Heat Input):Uncontrolled | 12 | 60% | [12 empty] | 0% | 0% | 0% | 1 | 1 | 0 | 0 | 0 | 0 | 0 | 0 | 0 | 0 | 0 | 2013 Qtr 1: 0.25; 2013 Qtr 2: 0.25; 2013 Qtr 3: 0.25; 2013 Qtr 4: 0.25; 2014 Qtr 1: 0.25; 2014 Qtr 2: 0.25; 2014 Qtr 3: 0.25; 2014 Qtr 4: 0.25 | 2
3233 | 444954-Food Service - Commercial Gas Fryer |  | SYSTEM | Commercial | [6 empty] | 3796 | 500 | 0 | 0 | 0 | 3296 | 0 |  | #N/A | 0 | 505 | Commercial |  | Annual | [6 empty] | Large Boilers (>100 MMBtu/hr Heat Input):Uncontrolled | 12 | 60% | [12 empty] | 0% | 0% | 0% | 6 | 6 | 0 | 0 | 0 | 0 | 0 | 0 | 0 | 0 | 0 | 2013 Qtr 1: 1.5; 2013 Qtr 2: 1.5; 2013 Qtr 3: 1.5; 2013 Qtr 4: 1.5; 2014 Qtr 1: 1.5; 2014 Qtr 2: 1.5; 2014 Qtr 3: 1.5; 2014 Qtr 4: 1.5 | 12
3233 | 444956-Food Service-Commercial Gas Large Vat Fryer, Cooking Efficiency >= 50% |  | SYSTEM | Commercial | [6 empty] | 3122 | 500 | 0 | 0 | 0 | 2622 | 0 |  | #N/A | 0 | 578 | Commercial |  | Annual | [6 empty] | Large Boilers (>100 MMBtu/hr Heat Input):Uncontrolled | 12 | 60% | [12 empty] | 0% | 0% | 0% | 1 | 1 | 0 | 0 | 0 | 0 | 0 | 0 | 0 | 0 | 0 | 2013 Qtr 1: 0.25; 2013 Qtr 2: 0.25; 2013 Qtr 3: 0.25; 2013 Qtr 4: 0.25; 2014 Qtr 1: 0.25; 2014 Qtr 2: 0.25; 2014 Qtr 3: 0.25; 2014 Qtr 4: 0.25 | 2
3233 | 444957-Ice Machines 301-400 - Energy Star |  | SYSTEM | Commercial | 01-ALC-AllCommercial-Refrig | TRUE |  |  |  |  | 281 | 75 | 0 | 0 | 0 | 206 | 685 |  | kWh | 0.07 | 0 | Commercial |  | Winter Only | [6 empty] | Large Boilers (>100 MMBtu/hr Heat Input):Uncontrolled | 10 | 60% | [12 empty] | 0% | 0% | 0% | 1 | 1 | 0 | 0 | 0 | 0 | 0 | 0 | 0 | 0 | 0 | 2013 Qtr 1: 0.25; 2013 Qtr 2: 0.25; 2013 Qtr 3: 0.25; 2013 Qtr 4: 0.25; 2014 Qtr 1: 0.25; 2014 Qtr 2: 0.25; 2014 Qtr 3: 0.25; 2014 Qtr 4: 0.25 | 2
3233 | 444960-Ice Machines 1001-1500 -Energy Star |  | SYSTEM | Commercial | 01-ALC-AllCommercial-Refrig | TRUE |  |  |  |  | 550 | 200 | 0 | 0 | 0 | 350 | 1574 |  | kWh | 0.162 | 0 | Commercial |  | Winter Only | [6 empty] | Large Boilers (>100 MMBtu/hr Heat Input):Uncontrolled | 10 | 60% | [12 empty] | 0% | 0% | 0% | 1 | 1 | 0 | 0 | 0 | 0 | 0 | 0 | 0 | 0 | 0 | 2013 Qtr 1: 0.25; 2013 Qtr 2: 0.25; 2013 Qtr 3: 0.25; 2013 Qtr 4: 0.25; 2014 Qtr 1: 0.25; 2014 Qtr 2: 0.25; 2014 Qtr 3: 0.25; 2014 Qtr 4: 0.25 | 2
3233 | 444963-Ice Machines 201-300 - CEE Tier III |  | SYSTEM | Commercial | 01-ALC-AllCommercial-Refrig | TRUE |  |  |  |  | 683 | 100 | 0 | 0 | 0 | 583 | 832 |  | kWh | 0.085 | 0 | Commercial |  | Winter Only | [6 empty] | Large Boilers (>100 MMBtu/hr Heat Input):Uncontrolled | 12 | 60% | [12 empty] | 0% | 0% | 0% | 2 | 2 | 0 | 0 | 0 | 0 | 0 | 0 | 0 | 0 | 0 | 2013 Qtr 1: 0.5; 2013 Qtr 2: 0.5; 2013 Qtr 3: 0.5; 2013 Qtr 4: 0.5; 2014 Qtr 1: 0.5; 2014 Qtr 2: 0.5; 2014 Qtr 3: 0.5; 2014 Qtr 4: 0.5 | 4
3233 | 444967-Ice Machines 1001-1500 - CEE Tier III |  | SYSTEM | Commercial | 01-ALC-AllCommercial-Refrig | TRUE |  |  |  |  | 839 | 400 | 0 | 0 | 0 | 439 | 2601 |  | kWh | 0.267 | 0 | Commercial |  | Winter Only | [6 empty] | Large Boilers (>100 MMBtu/hr Heat Input):Uncontrolled | 10 | 60% | [12 empty] | 0% | 0% | 0% | 1 | 1 | 0 | 0 | 0 | 0 | 0 | 0 | 0 | 0 | 0 | 2013 Qtr 1: 0.25; 2013 Qtr 2: 0.25; 2013 Qtr 3: 0.25; 2013 Qtr 4: 0.25; 2014 Qtr 1: 0.25; 2014 Qtr 2: 0.25; 2014 Qtr 3: 0.25; 2014 Qtr 4: 0.25 | 2
3233 | 444974-Food Service - Combination Oven-Gas |  | SYSTEM | Commercial | [6 empty] | 21797 | 750 | 0 | 0 | 0 | 21047 | 0 |  | #N/A | 0 | 403 | Commercial |  | Annual | [6 empty] | Large Boilers (>100 MMBtu/hr Heat Input):Uncontrolled | 12 | 60% | [12 empty] | 0% | 0% | 0% | 1 | 1 | 0 | 0 | 0 | 0 | 0 | 0 | 0 | 0 | 0 | 2013 Qtr 1: 0.25; 2013 Qtr 2: 0.25; 2013 Qtr 3: 0.25; 2013 Qtr 4: 0.25; 2014 Qtr 1: 0.25; 2014 Qtr 2: 0.25; 2014 Qtr 3: 0.25; 2014 Qtr 4: 0.25 | 2
3233 | 444975-Food Service - Convection Oven-Electric |  | SYSTEM | Commercial | 21-RSD-Restaurant–SitDown-PROC_OTH | TRUE |  |  |  |  | 2713 | 350 | 0 | 0 | 0 | 2363 | 2262 |  | kWh | 0.5 | 0 | Commercial |  | Winter Only | [6 empty] | Large Boilers (>100 MMBtu/hr Heat Input):Uncontrolled | 12 | 60% | [12 empty] | 0% | 0% | 0% | 1 | 1 | 0 | 0 | 0 | 0 | 0 | 0 | 0 | 0 | 0 | 2013 Qtr 1: 0.25; 2013 Qtr 2: 0.25; 2013 Qtr 3: 0.25; 2013 Qtr 4: 0.25; 2014 Qtr 1: 0.25; 2014 Qtr 2: 0.25; 2014 Qtr 3: 0.25; 2014 Qtr 4: 0.25 | 2
3233 | 444976-Food Service - Convection Oven-Gas |  | SYSTEM | Commercial | [6 empty] | 3144 | 500 | 0 | 0 | 0 | 2644 | 0 |  | #N/A | 0 | 323 | Commercial |  | Annual | [6 empty] | Large Boilers (>100 MMBtu/hr Heat Input):Uncontrolled | 12 | 60% | [12 empty] | 0% | 0% | 0% | 2 | 2 | 0 | 0 | 0 | 0 | 0 | 0 | 0 | 0 | 0 | 2013 Qtr 1: 0.5; 2013 Qtr 2: 0.5; 2013 Qtr 3: 0.5; 2013 Qtr 4: 0.5; 2014 Qtr 1: 0.5; 2014 Qtr 2: 0.5; 2014 Qtr 3: 0.5; 2014 Qtr 4: 0.5 | 4
3233 | 444980-Conveyor Oven lg >25" total conveyor width |  | SYSTEM | Commercial | [6 empty] | 4731 | 750 | 0 | 0 | 0 | 3981 | 0 |  | #N/A | 0 | 845 | Commercial |  | Annual | [6 empty] | Large Boilers (>100 MMBtu/hr Heat Input):Uncontrolled | 12 | 60% | [12 empty] | 0% | 0% | 0% | 2 | 2 | 0 | 0 | 0 | 0 | 0 | 0 | 0 | 0 | 0 | 2013 Qtr 1: 0.5; 2013 Qtr 2: 0.5; 2013 Qtr 3: 0.5; 2013 Qtr 4: 0.5; 2014 Qtr 1: 0.5; 2014 Qtr 2: 0.5; 2014 Qtr 3: 0.5; 2014 Qtr 4: 0.5 | 4
3233 | 444983-Water Heating - Storage Water Heater minimum .62 EF (Tier I) |  | SYSTEM | Commercial | 01-ALC-AllCommercial-Vent/Fan | TRUE |  |  |  |  | 6.7769 | 2 | 0 | 0 | 0 | 4.7769 | 0.0145 |  | kWh | 1.13e-05 | 0.438 | Commercial |  | Annual | [6 empty] | Large Boilers (>100 MMBtu/hr Heat Input):Uncontrolled | 15 | 60% | [12 empty] | 0% | 0% | 0% | 28 | 27 | 0 | 0 | 0 | 0 | 0 | 0 | 0 | 0 | 0 | 2013 Qtr 1: 7; 2013 Qtr 2: 7; 2013 Qtr 3: 7; 2013 Qtr 4: 7; 2014 Qtr 1: 6.75; 2014 Qtr 2: 6.75; 2014 Qtr 3: 6.75; 2014 Qtr 4: 6.75 | 55
3233 | 444986-Heating - Space Heating Boilers - Large |  | SYSTEM | Commercial | [6 empty] | 3.57 | 0.25 | 0 | 0 | 0 | 3.32 | 0 |  | #N/A | 0 | 0.29 | Commercial |  | Annual | [6 empty] | Large Boilers (>100 MMBtu/hr Heat Input):Uncontrolled | 20 | 60% | [12 empty] | 0% | 0% | 0% | 63 | 61 | 0 | 0 | 0 | 0 | 0 | 0 | 0 | 0 | 0 | 2013 Qtr 1: 15.75; 2013 Qtr 2: 15.75; 2013 Qtr 3: 15.75; 2013 Qtr 4: 15.75; 2014 Qtr 1: 15.25; 2014 Qtr 2: 15.25; 2014 Qtr 3: 15.25; 2014 Qtr 4: 15.25 | 124
3233 | 444988-Water Heating -Instantaneous - Gas <=200MBtuh |  | SYSTEM | Commercial | 01-ALC-AllCommercial-Vent/Fan | TRUE |  |  |  |  | 2 | 2 | 0 | 0 | 0 | 0 | 0.0589 |  | kWh | 1.92e-05 | 2.06 | Commercial |  | Annual | [6 empty] | Large Boilers (>100 MMBtu/hr Heat Input):Uncontrolled | 20 | 60% | [12 empty] | 0% | 0% | 0% | 14 | 13 | 0 | 0 | 0 | 0 | 0 | 0 | 0 | 0 | 0 | 2013 Qtr 1: 3.5; 2013 Qtr 2: 3.5; 2013 Qtr 3: 3.5; 2013 Qtr 4: 3.5; 2014 Qtr 1: 3.25; 2014 Qtr 2: 3.25; 2014 Qtr 3: 3.25; 2014 Qtr 4: 3.25 | 27
3233 | 444993-Water Heating -Direct Contact Water Heater >300 Mbtuh |  | SYSTEM | Commercial | 01-ALC-AllCommercial-Vent/Fan | TRUE |  |  |  |  | 2.17 | 2 | 0 | 0 | 0 | 0.17 | 0.024 |  | kWh | 1.2e-05 | 1.39 | Commercial |  | Annual | [6 empty] | Large Boilers (>100 MMBtu/hr Heat Input):Uncontrolled | 20 | 60% | [12 empty] | 0% | 0% | 0% | 20 | 19 | 0 | 0 | 0 | 0 | 0 | 0 | 0 | 0 | 0 | 2013 Qtr 1: 5; 2013 Qtr 2: 5; 2013 Qtr 3: 5; 2013 Qtr 4: 5; 2014 Qtr 1: 4.75; 2014 Qtr 2: 4.75; 2014 Qtr 3: 4.75; 2014 Qtr 4: 4.75 | 39
3233 | 444994-Tank Insulation - High Temperature Applic. (LF) 1 in |  | SYSTEM | Commercial | 01-ALC-AllCommercial-Vent/Fan | TRUE |  |  |  |  | 3 | 3 | 0 | 0 | 0 | 0 | 0 |  | kWh | 0 | 9.7 | Commercial |  | Annual | [6 empty] | Large Boilers (>100 MMBtu/hr Heat Input):Uncontrolled | 20 | 60% | [12 empty] | 0% | 0% | 0% | 2 | 2 | 0 | 0 | 0 | 0 | 0 | 0 | 0 | 0 | 0 | 2013 Qtr 1: 0.5; 2013 Qtr 2: 0.5; 2013 Qtr 3: 0.5; 2013 Qtr 4: 0.5; 2014 Qtr 1: 0.5; 2014 Qtr 2: 0.5; 2014 Qtr 3: 0.5; 2014 Qtr 4: 0.5 | 4
3233 | 444995-Tank Insulation - High Temperature Applic. (LF) 2 in |  | SYSTEM | Commercial | 01-ALC-AllCommercial-Vent/Fan | TRUE |  |  |  |  | 4 | 4 | 0 | 0 | 0 | 0 | 0 |  | kWh | 0 | 10.4 | Commercial |  | Annual | [6 empty] | Large Boilers (>100 MMBtu/hr Heat Input):Uncontrolled | 20 | 60% | [12 empty] | 0% | 0% | 0% | 36 | 35 | 0 | 0 | 0 | 0 | 0 | 0 | 0 | 0 | 0 | 2013 Qtr 1: 9; 2013 Qtr 2: 9; 2013 Qtr 3: 9; 2013 Qtr 4: 9; 2014 Qtr 1: 8.75; 2014 Qtr 2: 8.75; 2014 Qtr 3: 8.75; 2014 Qtr 4: 8.75 | 71
3233 | 445001-Steam Trap Replacement - Industrial <= 15 psig, Commercial 12-24 hrs/day |  | SYSTEM | Industrial | [6 empty] | 180 | 100 | 0 | 0 | 0 | 80 | 0 |  | #N/A | 0 | 638 | Commercial |  | Annual | [6 empty] | Large Boilers (>100 MMBtu/hr Heat Input):Uncontrolled | 6 | 68% | [12 empty] | 0% | 0% | 0% | 1 | 1 | 0 | 0 | 0 | 0 | 0 | 0 | 0 | 0 | 0 | 2013 Qtr 1: 0.25; 2013 Qtr 2: 0.25; 2013 Qtr 3: 0.25; 2013 Qtr 4: 0.25; 2014 Qtr 1: 0.25; 2014 Qtr 2: 0.25; 2014 Qtr 3: 0.25; 2014 Qtr 4: 0.25 | 2
3233 | 445003-Lighting - Remove 2 Ft T-8 (De-Lamp) |  | SYSTEM | Commercial | 18-OFS-Office–Small-IntLight | TRUE |  |  |  |  | 19 | 6 | 0 | 0 | 0 | 13 | 128 |  | kWh | 0.02592 | 0 | Commercial |  | Winter Only | [6 empty] | Large Boilers (>100 MMBtu/hr Heat Input):Uncontrolled | 15 | 77% | [12 empty] | 0% | 0% | 0% | 40 | 39 | 0 | 0 | 0 | 0 | 0 | 0 | 0 | 0 | 0 | 2013 Qtr 1: 10; 2013 Qtr 2: 10; 2013 Qtr 3: 10; 2013 Qtr 4: 10; 2014 Qtr 1: 9.75; 2014 Qtr 2: 9.75; 2014 Qtr 3: 9.75; 2014 Qtr 4: 9.75 | 79
3233 | 445006-A/C - Reflective Window Film Coastal |  | SYSTEM | Commercial | 18-OFS-Office–Small-Cooling | TRUE |  |  |  |  | 5.64 | 1.35 | 0 | 0 | 0 | 4.29 | 12.44 |  | kWh | 0.0023 | 0 | Commercial |  | Winter Only | [6 empty] | Large Boilers (>100 MMBtu/hr Heat Input):Uncontrolled | 10 | 60% | [12 empty] | 0% | 0% | 0% | 1070 | 1028 | 0 | 0 | 0 | 0 | 0 | 0 | 0 | 0 | 0 | 2013 Qtr 1: 267.5; 2013 Qtr 2: 267.5; 2013 Qtr 3: 267.5; 2013 Qtr 4: 267.5; 2014 Qtr 1: 257; 2014 Qtr 2: 257; 2014 Qtr 3: 257; 2014 Qtr 4: 257 | 2098
3233 | 445007-A/C - Reflective Window Film Inland |  | SYSTEM | Commercial | 18-OFS-Office–Small-Cooling | TRUE |  |  |  |  | 5.64 | 1.35 | 0 | 0 | 0 | 4.29 | 15.27 |  | kWh | 0.0023 | 0 | Commercial |  | Winter Only | [6 empty] | Large Boilers (>100 MMBtu/hr Heat Input):Uncontrolled | 10 | 60% | [12 empty] | 0% | 0% | 0% | 1205 | 1158 | 0 | 0 | 0 | 0 | 0 | 0 | 0 | 0 | 0 | 2013 Qtr 1: 301.25; 2013 Qtr 2: 301.25; 2013 Qtr 3: 301.25; 2013 Qtr 4: 301.25; 2014 Qtr 1: 289.5; 2014 Qtr 2: 289.5; 2014 Qtr 3: 289.5; 2014 Qtr 4: 289.5 | 2363
3233 | 445009-Motors - VFD - HVAC Fans (per Hp) |  | SYSTEM | Commercial | 18-OFS-Office–Small-Vent/Fan | TRUE |  |  |  |  | 202 | 80 | 0 | 0 | 0 | 122 | 753 |  | kWh | 0 | 0 | Commercial |  | Winter Only | [6 empty] | Large Boilers (>100 MMBtu/hr Heat Input):Uncontrolled | 15 | 60% | [12 empty] | 0% | 0% | 0% | 57 | 55 | 0 | 0 | 0 | 0 | 0 | 0 | 0 | 0 | 0 | 2013 Qtr 1: 14.25; 2013 Qtr 2: 14.25; 2013 Qtr 3: 14.25; 2013 Qtr 4: 14.25; 2014 Qtr 1: 13.75; 2014 Qtr 2: 13.75; 2014 Qtr 3: 13.75; 2014 Qtr 4: 13.75 | 112
3233 | 445013-Low Flow Showerhead |  | SYSTEM | Commercial | 36-GST-Lodging-GuestRooms-Vent/Fan | TRUE |  |  |  |  | 37.9464 | 20 | 0 | 0 | 0 | 17.9464 | 57.8762 |  | kWh | 0.012733 | 6.664 | Commercial |  | Annual | [6 empty] | Large Boilers (>100 MMBtu/hr Heat Input):Uncontrolled | 10 | 70% | [12 empty] | 0% | 0% | 0% | 562 | 540 | 0 | 0 | 0 | 0 | 0 | 0 | 0 | 0 | 0 | 2013 Qtr 1: 140.5; 2013 Qtr 2: 140.5; 2013 Qtr 3: 140.5; 2013 Qtr 4: 140.5; 2014 Qtr 1: 135; 2014 Qtr 2: 135; 2014 Qtr 3: 135; 2014 Qtr 4: 135 | 1102
3233 | 445014-Software Plug Load Sensors |  | SYSTEM | Commercial | 18-OFS-Office–Small-OffEquip | TRUE |  |  |  |  | 15 | 15 | 0 | 0 | 0 | 0 | 227.001 |  | kWh | 0 | 0 | Commercial |  | Winter Only | [6 empty] | Large Boilers (>100 MMBtu/hr Heat Input):Uncontrolled | 5 | 60% | [12 empty] | 0% | 0% | 0% | 164 | 158 | 0 | 0 | 0 | 0 | 0 | 0 | 0 | 0 | 0 | 2013 Qtr 1: 41; 2013 Qtr 2: 41; 2013 Qtr 3: 41; 2013 Qtr 4: 41; 2014 Qtr 1: 39.5; 2014 Qtr 2: 39.5; 2014 Qtr 3: 39.5; 2014 Qtr 4: 39.5 | 322
3233 | 445015-High Efficiency Copier |  | SYSTEM | Commercial | 18-OFS-Office–Small-OffEquip | TRUE |  |  |  |  | 156.7608 | 100 | 0 | 0 | 0 | 56.7608 | 323.8 |  | kWh | 0.040719 | 0 | Commercial |  | Winter Only | [6 empty] | Large Boilers (>100 MMBtu/hr Heat Input):Uncontrolled | 6 | 60% | [12 empty] | 0% | 0% | 0% | 4 | 3 | 0 | 0 | 0 | 0 | 0 | 0 | 0 | 0 | 0 | 2013 Qtr 1: 1; 2013 Qtr 2: 1; 2013 Qtr 3: 1; 2013 Qtr 4: 1; 2014 Qtr 1: 0.75; 2014 Qtr 2: 0.75; 2014 Qtr 3: 0.75; 2014 Qtr 4: 0.75 | 7
3233 | 445016-Refrigerator - Early Replacement |  | SYSTEM | Commercial | 18-OFS-Office–Small-Refrig | TRUE |  |  |  |  | 275 | 275 | 0 | 0 | 0 | 0 | 1040.577 |  | kWh | 0.13613 | 0 | Commercial |  | Winter Only | [6 empty] | Large Boilers (>100 MMBtu/hr Heat Input):Uncontrolled | 5 | 60% | [12 empty] | 0% | 0% | 0% | 6 | 6 | 0 | 0 | 0 | 0 | 0 | 0 | 0 | 0 | 0 | 2013 Qtr 1: 1.5; 2013 Qtr 2: 1.5; 2013 Qtr 3: 1.5; 2013 Qtr 4: 1.5; 2014 Qtr 1: 1.5; 2014 Qtr 2: 1.5; 2014 Qtr 3: 1.5; 2014 Qtr 4: 1.5 | 12
3233 | 445084-Food Service - Steamer-Electric |  | SYSTEM | Commercial | 21-RSD-Restaurant–SitDown-PROC_OTH | TRUE |  |  |  |  | 4150 | 1250 | 0 | 0 | 0 | 2900 | 11166 |  | kWh | 2.5 | 0 | Commercial |  | Winter Only | [6 empty] | Large Boilers (>100 MMBtu/hr Heat Input):Uncontrolled | 12 | 60% | [12 empty] | 0% | 0% | 0% | 1 | 1 | 0 | 0 | 0 | 0 | 0 | 0 | 0 | 0 | 0 | 2013 Qtr 1: 0.25; 2013 Qtr 2: 0.25; 2013 Qtr 3: 0.25; 2013 Qtr 4: 0.25; 2014 Qtr 1: 0.25; 2014 Qtr 2: 0.25; 2014 Qtr 3: 0.25; 2014 Qtr 4: 0.25 | 2
3233 | 445088-Lighting - 4 Ft 2nd Gen. T-8 with Elec. Ballast |  | SYSTEM | Commercial | NON_res:DEER:Indoor_Non-CFL_Ltg | TRUE |  |  |  |  | 20.97 | 5.5 | 0 | 0 | 0 | 15.47 | 36.0653 |  | kWh | 0.0075392 | -0.51941 | Commercial |  | Annual | [6 empty] | Large Boilers (>100 MMBtu/hr Heat Input):Uncontrolled | 15 | 70% | [12 empty] | 0% | 0% | 0% | 4775 | 4588 | 0 | 0 | 0 | 0 | 0 | 0 | 0 | 0 | 0 | 2013 Qtr 1: 1193.75; 2013 Qtr 2: 1193.75; 2013 Qtr 3: 1193.75; 2013 Qtr 4: 1193.75; 2014 Qtr 1: 1147; 2014 Qtr 2: 1147; 2014 Qtr 3: 1147; 2014 Qtr 4: 1147 | 9363
3233 | 445089-Lighting - 8 Ft T-8 with Elec. Ballast |  | SYSTEM | Commercial | 18-OFS-Office–Small-IntLight | TRUE |  |  |  |  | 32.5 | 9 | 0 | 0 | 0 | 23.5 | 54.1176 |  | kWh | 0.0095172 | 0 | Commercial |  | Winter Only | [6 empty] | Large Boilers (>100 MMBtu/hr Heat Input):Uncontrolled | 15 | 70% | [12 empty] | 0% | 0% | 0% | 147 | 141 | 0 | 0 | 0 | 0 | 0 | 0 | 0 | 0 | 0 | 2013 Qtr 1: 36.75; 2013 Qtr 2: 36.75; 2013 Qtr 3: 36.75; 2013 Qtr 4: 36.75; 2014 Qtr 1: 35.25; 2014 Qtr 2: 35.25; 2014 Qtr 3: 35.25; 2014 Qtr 4: 35.25 | 288
3233 | 445090-Lighting - Cold Cathode Fluorescent Lamp |  | SYSTEM | Commercial | 21-RSD-Restaurant–SitDown-LIT_INT | TRUE |  |  |  |  | 4 | 4 | 0 | 0 | 0 | 0 | 60 |  | kWh | 0.009 | 0 | Commercial |  | Winter Only | [6 empty] | Large Boilers (>100 MMBtu/hr Heat Input):Uncontrolled | 2 | 53% | [12 empty] | 0% | 0% | 0% | 89 | 85 | 0 | 0 | 0 | 0 | 0 | 0 | 0 | 0 | 0 | 2013 Qtr 1: 22.25; 2013 Qtr 2: 22.25; 2013 Qtr 3: 22.25; 2013 Qtr 4: 22.25; 2014 Qtr 1: 21.25; 2014 Qtr 2: 21.25; 2014 Qtr 3: 21.25; 2014 Qtr 4: 21.25 | 174
3233 | 445091-Lighting - Remove 3 Ft T-8 (De-Lamp) |  | SYSTEM | Commercial | 18-OFS-Office–Small-IntLight | TRUE |  |  |  |  | 19 | 6 | 0 | 0 | 0 | 13 | 182.6 |  | kWh | 0.031387 | 0 | Commercial |  | Winter Only | [6 empty] | Large Boilers (>100 MMBtu/hr Heat Input):Uncontrolled | 15 | 77% | [12 empty] | 0% | 0% | 0% | 4 | 4 | 0 | 0 | 0 | 0 | 0 | 0 | 0 | 0 | 0 | [44 empty] | 8 | bar: 2013 Qtr 1 to 2014 Qtr 4
3233 | 445094-Lighting - Screw in 14-26 Watt Reflector Lamp |  | SYSTEM | Commercial | 18-OFS-Office–Small-IntLight | TRUE |  |  |  |  | 10.2473 | 7 | 0 | 0 | 0 | 3.2473 | 133 |  | kWh | 0.0281 | -0.332 | Commercial |  | Winter Only | [6 empty] | Large Boilers (>100 MMBtu/hr Heat Input):Uncontrolled | 1.8 | 53% |  |  |  |  | 83% | [7 empty] | 0% | 0% | 0% | 275 | 265 | 0 | 0 | 0 | 0 | 0 | 0 | 0 | 0 | 0 | 2013 Qtr 1: 68.75; 2013 Qtr 2: 68.75; 2013 Qtr 3: 68.75; 2013 Qtr 4: 68.75; 2014 Qtr 1: 66.25; 2014 Qtr 2: 66.25; 2014 Qtr 3: 66.25; 2014 Qtr 4: 66.25 | 540
3233 | 445096-Lighting- Ceramic Metal Halide Fixture |  | SYSTEM | Commercial | 24-RTS-Retail–Small-LIT_INT | TRUE |  |  |  |  | 214.3555 | 45 | 0 | 0 | 0 | 169.3555 | 484.848 |  | kWh | 0.10472 | 0 | Commercial |  | Winter Only | [6 empty] | Large Boilers (>100 MMBtu/hr Heat Input):Uncontrolled | 15 | 77% | [12 empty] | 0% | 0% | 0% | 562 | 540 | 0 | 0 | 0 | 0 | 0 | 0 | 0 | 0 | 0 | 2013 Qtr 1: 140.5; 2013 Qtr 2: 140.5; 2013 Qtr 3: 140.5; 2013 Qtr 4: 140.5; 2014 Qtr 1: 135; 2014 Qtr 2: 135; 2014 Qtr 3: 135; 2014 Qtr 4: 135 | 1102
3233 | 445097-Lighting-Wall or Ceiling-mounted Lighting Sensor >= 500 watts |  | SYSTEM | Commercial | 01-ALC-AllCommercial-IntLight | TRUE |  |  |  |  | 141 | 55 | 0 | 0 | 0 | 86 | 789 |  | kWh | 0.381 | 0 | Commercial |  | Winter Only | [6 empty] | Large Boilers (>100 MMBtu/hr Heat Input):Uncontrolled | 8 | 60% | [12 empty] | 0% | 0% | 0% | 23 | 22 | 0 | 0 | 0 | 0 | 0 | 0 | 0 | 0 | 0 | 2013 Qtr 1: 5.75; 2013 Qtr 2: 5.75; 2013 Qtr 3: 5.75; 2013 Qtr 4: 5.75; 2014 Qtr 1: 5.5; 2014 Qtr 2: 5.5; 2014 Qtr 3: 5.5; 2014 Qtr 4: 5.5 | 45
3233 | 445098-Refrigeration - Efficient Evap Fan Motor Permanent-Split Capacitor (PSC) Motor |  | SYSTEM | Commercial | 09-GRO-Grocery-REFG | TRUE |  |  |  |  | 90.5 | 50 | 0 | 0 | 0 | 40.5 | 450.2515 |  | kWh | 0.062831 | -0.0065126 | Commercial |  | Winter Only | [6 empty] | Large Boilers (>100 MMBtu/hr Heat Input):Uncontrolled | 15 | 60% | [12 empty] | 0% | 0% | 0% | 100 | 96 | 0 | 0 | 0 | 0 | 0 | 0 | 0 | 0 | 0 | 2013 Qtr 1: 25; 2013 Qtr 2: 25; 2013 Qtr 3: 25; 2013 Qtr 4: 25; 2014 Qtr 1: 24; 2014 Qtr 2: 24; 2014 Qtr 3: 24; 2014 Qtr 4: 24 | 196
3233 | 445101-Refrigeration - New Refrigeration Case w/Doors-Low Temperature Case |  | SYSTEM | Commercial | 09-GRO-Grocery-REFG | TRUE |  |  |  |  | 175 | 175 | 0 | 0 | 0 | 0 | 1208 |  | kWh | 0.118 | 0 | Commercial |  | Winter Only | [6 empty] | Large Boilers (>100 MMBtu/hr Heat Input):Uncontrolled | 12 | 60% | [12 empty] | 0% | 0% | 0% | 132 | 127 | 0 | 0 | 0 | 0 | 0 | 0 | 0 | 0 | 0 | 2013 Qtr 1: 33; 2013 Qtr 2: 33; 2013 Qtr 3: 33; 2013 Qtr 4: 33; 2014 Qtr 1: 31.75; 2014 Qtr 2: 31.75; 2014 Qtr 3: 31.75; 2014 Qtr 4: 31.75 | 259
3233 | 445102-Refrigeration - New Refrigeration Case w/Doors-Medium Temperature Case |  | SYSTEM | Commercial | 09-GRO-Grocery-REFG | TRUE |  |  |  |  | 845.2402 | 75 | 0 | 0 | 0 | 770.2402 | 100.6884 |  | kWh | 0.045408 | 18.901 | Commercial |  | Annual | [6 empty] | Large Boilers (>100 MMBtu/hr Heat Input):Uncontrolled | 12 | 60% | [12 empty] | 0% | 0% | 0% | 3 | 3 | 0 | 0 | 0 | 0 | 0 | 0 | 0 | 0 | 0 | 2013 Qtr 1: 0.75; 2013 Qtr 2: 0.75; 2013 Qtr 3: 0.75; 2013 Qtr 4: 0.75; 2014 Qtr 1: 0.75; 2014 Qtr 2: 0.75; 2014 Qtr 3: 0.75; 2014 Qtr 4: 0.75 | 6
3233 | 445104-Refrigeration - Night Covers for Display Cases Low Temp |  | SYSTEM | Commercial | 09-GRO-Grocery-REFG | TRUE |  |  |  |  | 9.25 | 3.5 | 0 | 0 | 0 | 5.75 | 59 |  | kWh | 0 | 0 | Commercial |  | Winter Only | [6 empty] | Large Boilers (>100 MMBtu/hr Heat Input):Uncontrolled | 5 | 60% | [12 empty] | 0% | 0% | 0% | 166 | 159 | 0 | 0 | 0 | 0 | 0 | 0 | 0 | 0 | 0 | 2013 Qtr 1: 41.5; 2013 Qtr 2: 41.5; 2013 Qtr 3: 41.5; 2013 Qtr 4: 41.5; 2014 Qtr 1: 39.75; 2014 Qtr 2: 39.75; 2014 Qtr 3: 39.75; 2014 Qtr 4: 39.75 | 325
3233 | 445106-Refrigeration - Special Doors with Low/No ASH on Low Temp Display Case |  | SYSTEM | Commercial | 09-GRO-Grocery-REFG | TRUE |  |  |  |  | 100 | 100 | 0 | 0 | 0 | 0 | 749 |  | kWh | 0.015 | 0 | Commercial |  | Winter Only | [6 empty] | Large Boilers (>100 MMBtu/hr Heat Input):Uncontrolled | 16 | 60% | [12 empty] | 0% | 0% | 0% | 6 | 6 | 0 | 0 | 0 | 0 | 0 | 0 | 0 | 0 | 0 | 2013 Qtr 1: 1.5; 2013 Qtr 2: 1.5; 2013 Qtr 3: 1.5; 2013 Qtr 4: 1.5; 2014 Qtr 1: 1.5; 2014 Qtr 2: 1.5; 2014 Qtr 3: 1.5; 2014 Qtr 4: 1.5 | 12
3233 | 445117-Food Service - Solid-Door Reach In Freezer 15-29' |  | SYSTEM | Commercial | 21-RSD-Restaurant–SitDown-REFG | TRUE |  |  |  |  | 747 | 150 | 0 | 0 | 0 | 597 | 1200.85 |  | kWh | 0.13708 | 0 | Commercial |  | Winter Only | [6 empty] | Large Boilers (>100 MMBtu/hr Heat Input):Uncontrolled | 12 | 60% | [12 empty] | 0% | 0% | 0% | 1 | 0 | 0 | 0 | 0 | 0 | 0 | 0 | 0 | 0 | 0 | 2013 Qtr 1: 0.25; 2013 Qtr 2: 0.25; 2013 Qtr 3: 0.25; 2013 Qtr 4: 0.25; 2014 Qtr 1: 0; 2014 Qtr 2: 0; 2014 Qtr 3: 0; 2014 Qtr 4: 0 | 1
3233 | 445118-Food Service - Solid-Door Reach In Freezer 30-49' |  | SYSTEM | Commercial | 21-RSD-Restaurant–SitDown-REFG | TRUE |  |  |  |  | 1067 | 300 | 0 | 0 | 0 | 767 | 2076.85 |  | kWh | 0.23708 | 0 | Commercial |  | Winter Only | [6 empty] | Large Boilers (>100 MMBtu/hr Heat Input):Uncontrolled | 12 | 60% | [12 empty] | 0% | 0% | 0% | 1 | 1 | 0 | 0 | 0 | 0 | 0 | 0 | 0 | 0 | 0 | 2013 Qtr 1: 0.25; 2013 Qtr 2: 0.25; 2013 Qtr 3: 0.25; 2013 Qtr 4: 0.25; 2014 Qtr 1: 0.25; 2014 Qtr 2: 0.25; 2014 Qtr 3: 0.25; 2014 Qtr 4: 0.25 | 2
3233 | 445121-Food Service - Solid-Door Reach In Refrigerator 15-29' |  | SYSTEM | Commercial | 21-RSD-Restaurant–SitDown-REFG | TRUE |  |  |  |  | 1825 | 75 | 0 | 0 | 0 | 1750 | 649.7 |  | kWh | 0.074167 | 0 | Commercial |  | Winter Only | [6 empty] | Large Boilers (>100 MMBtu/hr Heat Input):Uncontrolled | 12 | 60% | [12 empty] | 0% | 0% | 0% | 1 | 1 | 0 | 0 | 0 | 0 | 0 | 0 | 0 | 0 | 0 | 2013 Qtr 1: 0.25; 2013 Qtr 2: 0.25; 2013 Qtr 3: 0.25; 2013 Qtr 4: 0.25; 2014 Qtr 1: 0.25; 2014 Qtr 2: 0.25; 2014 Qtr 3: 0.25; 2014 Qtr 4: 0.25 | 2
3233 | 445124-Lighting - Exterior Compact Fluorescent Fixture <=70 watts |  | SYSTEM | Commercial | 23-RTL-Retail–SingleStorylarge-LIT_EXT | TRUE |  |  |  |  | 144 | 17 | 0 | 0 | 0 | 127 | 829.8857 |  | kWh | 0 | 0 | Commercial |  | Winter Only | [6 empty] | Large Boilers (>100 MMBtu/hr Heat Input):Uncontrolled | 15 | 77% | [12 empty] | 0% | 0% | 0% | 31 | 29 | 0 | 0 | 0 | 0 | 0 | 0 | 0 | 0 | 0 | 2013 Qtr 1: 7.75; 2013 Qtr 2: 7.75; 2013 Qtr 3: 7.75; 2013 Qtr 4: 7.75; 2014 Qtr 1: 7.25; 2014 Qtr 2: 7.25; 2014 Qtr 3: 7.25; 2014 Qtr 4: 7.25 | 60
3233 | 445125-Lighting - Exterior Induction Fixture <=100 watts |  | SYSTEM | Commercial | 23-RTL-Retail–SingleStorylarge-LIT_EXT | TRUE |  |  |  |  | 144 | 45 | 0 | 0 | 0 | 99 | 388.4571 |  | kWh | 0 | 0 | Commercial |  | Winter Only | [6 empty] | Large Boilers (>100 MMBtu/hr Heat Input):Uncontrolled | 15 | 77% | [12 empty] | 0% | 0% | 0% | 85 | 82 | 0 | 0 | 0 | 0 | 0 | 0 | 0 | 0 | 0 | 2013 Qtr 1: 21.25; 2013 Qtr 2: 21.25; 2013 Qtr 3: 21.25; 2013 Qtr 4: 21.25; 2014 Qtr 1: 20.5; 2014 Qtr 2: 20.5; 2014 Qtr 3: 20.5; 2014 Qtr 4: 20.5 | 167
3233 | 445126-Lighting - Exterior Induction Fixture <=120 watts |  | SYSTEM | Commercial | 23-RTL-Retail–SingleStorylarge-LIT_EXT | TRUE |  |  |  |  | 144 | 50 | 0 | 0 | 0 | 94 | 477.25 |  | kWh | 0 | 0 | Commercial |  | Winter Only | [6 empty] | Large Boilers (>100 MMBtu/hr Heat Input):Uncontrolled | 15 | 77% | [12 empty] | 0% | 0% | 0% | 2 | 2 | 0 | 0 | 0 | 0 | 0 | 0 | 0 | 0 | 0 | 2013 Qtr 1: 0.5; 2013 Qtr 2: 0.5; 2013 Qtr 3: 0.5; 2013 Qtr 4: 0.5; 2014 Qtr 1: 0.5; 2014 Qtr 2: 0.5; 2014 Qtr 3: 0.5; 2014 Qtr 4: 0.5 | 4
3233 | 445127-Lighting - Exterior Induction Fixture <=180 watts |  | SYSTEM | Commercial | 23-RTL-Retail–SingleStorylarge-LIT_EXT | TRUE |  |  |  |  | 144 | 50 | 0 | 0 | 0 | 94 | 477.25 |  | kWh | 0 | 0 | Commercial |  | Winter Only | [6 empty] | Large Boilers (>100 MMBtu/hr Heat Input):Uncontrolled | 15 | 77% | [12 empty] | 0% | 0% | 0% | 168 | 162 | 0 | 0 | 0 | 0 | 0 | 0 | 0 | 0 | 0 | 2013 Qtr 1: 42; 2013 Qtr 2: 42; 2013 Qtr 3: 42; 2013 Qtr 4: 42; 2014 Qtr 1: 40.5; 2014 Qtr 2: 40.5; 2014 Qtr 3: 40.5; 2014 Qtr 4: 40.5 | 330
3233 | 445128-Lighting - Exterior Induction Fixture <=250 watts |  | SYSTEM | Commercial | 23-RTL-Retail–SingleStorylarge-LIT_EXT | TRUE |  |  |  |  | 219.9188 | 100 | 0 | 0 | 0 | 119.9188 | 651.9 |  | kWh | 0 | 0 | Commercial |  | Winter Only | [6 empty] | Large Boilers (>100 MMBtu/hr Heat Input):Uncontrolled | 15 | 77% | [12 empty] | 0% | 0% | 0% | 71 | 69 | 0 | 0 | 0 | 0 | 0 | 0 | 0 | 0 | 0 | 2013 Qtr 1: 17.75; 2013 Qtr 2: 17.75; 2013 Qtr 3: 17.75; 2013 Qtr 4: 17.75; 2014 Qtr 1: 17.25; 2014 Qtr 2: 17.25; 2014 Qtr 3: 17.25; 2014 Qtr 4: 17.25 | 140
3233 | 445129-Lighting - Exterior Induction Fixture <=70 watts |  | SYSTEM | Commercial | 23-RTL-Retail–SingleStorylarge-LIT_EXT | TRUE |  |  |  |  | 144 | 25 | 0 | 0 | 0 | 119 | 388.4571 |  | kWh | 0 | 0 | Commercial |  | Winter Only | [6 empty] | Large Boilers (>100 MMBtu/hr Heat Input):Uncontrolled | 15 | 77% | [12 empty] | 0% | 0% | 0% | 197 | 190 | 0 | 0 | 0 | 0 | 0 | 0 | 0 | 0 | 0 | 2013 Qtr 1: 49.25; 2013 Qtr 2: 49.25; 2013 Qtr 3: 49.25; 2013 Qtr 4: 49.25; 2014 Qtr 1: 47.5; 2014 Qtr 2: 47.5; 2014 Qtr 3: 47.5; 2014 Qtr 4: 47.5 | 387
3233 | 445130-Lighting - Exterior Pulse Start/Ceramic Metal Halide Fixtures <=100 watts |  | SYSTEM | Commercial | 18-OFS-Office–Small-IntLight | TRUE |  |  |  |  | 214.3555 | 20 | 0 | 0 | 0 | 194.3555 | 328.536 |  | kWh | 0.10125 | 0 | Commercial |  | Winter Only | [6 empty] | Large Boilers (>100 MMBtu/hr Heat Input):Uncontrolled | 15 | 77% | [12 empty] | 0% | 0% | 0% | 6 | 5 | 0 | 0 | 0 | 0 | 0 | 0 | 0 | 0 | 0 | 2013 Qtr 1: 1.5; 2013 Qtr 2: 1.5; 2013 Qtr 3: 1.5; 2013 Qtr 4: 1.5; 2014 Qtr 1: 1.25; 2014 Qtr 2: 1.25; 2014 Qtr 3: 1.25; 2014 Qtr 4: 1.25 | 11
3233 | 445131-Lighting - Exterior Pulse Start/Ceramic Metal Halide Fixtures <=125 watts |  | SYSTEM | Commercial | 18-OFS-Office–Small-IntLight | TRUE |  |  |  |  | 227.1691 | 25 | 0 | 0 | 0 | 202.1691 | 246.402 |  | kWh | 0.075938 | 0 | Commercial |  | Winter Only | [6 empty] | Large Boilers (>100 MMBtu/hr Heat Input):Uncontrolled | 15 | 77% | [12 empty] | 0% | 0% | 0% | 4 | 4 | 0 | 0 | 0 | 0 | 0 | 0 | 0 | 0 | 0 | [44 empty] | 8 | bar: 2013 Qtr 1 to 2014 Qtr 4
3233 | 445132-Lighting - Exterior Pulse Start/Ceramic Metal Halide Fixtures <=175 watts |  | SYSTEM | Commercial | 18-OFS-Office–Small-IntLight | TRUE |  |  |  |  | 227.1691 | 25 | 0 | 0 | 0 | 202.1691 | 246.402 |  | kWh | 0.075938 | 0 | Commercial |  | Winter Only | [6 empty] | Large Boilers (>100 MMBtu/hr Heat Input):Uncontrolled | 15 | 77% | [12 empty] | 0% | 0% | 0% | 5 | 5 | 0 | 0 | 0 | 0 | 0 | 0 | 0 | 0 | 0 | 2013 Qtr 1: 1.25; 2013 Qtr 2: 1.25; 2013 Qtr 3: 1.25; 2013 Qtr 4: 1.25; 2014 Qtr 1: 1.25; 2014 Qtr 2: 1.25; 2014 Qtr 3: 1.25; 2014 Qtr 4: 1.25 | 10
3233 | 445133-Lighting - Exterior Pulse Start/Ceramic Metal Halide Fixtures <=250 watts |  | SYSTEM | Commercial | 24-RTS-Retail–Small-LIT_INT | TRUE |  |  |  |  | 214.3555 | 45 | 0 | 0 | 0 | 169.3555 | 484.848 |  | kWh | 0.10472 | 0 | Commercial |  | Winter Only | [6 empty] | Large Boilers (>100 MMBtu/hr Heat Input):Uncontrolled | 15 | 77% | [12 empty] | 0% | 0% | 0% | 38 | 36 | 0 | 0 | 0 | 0 | 0 | 0 | 0 | 0 | 0 | 2013 Qtr 1: 9.5; 2013 Qtr 2: 9.5; 2013 Qtr 3: 9.5; 2013 Qtr 4: 9.5; 2014 Qtr 1: 9; 2014 Qtr 2: 9; 2014 Qtr 3: 9; 2014 Qtr 4: 9 | 74
3233 | 445134-Lighting - Exterior Pulse Start/Ceramic Metal Halide Fixtures <=70 watts |  | SYSTEM | Commercial | 24-RTS-Retail–Small-LIT_INT | TRUE |  |  |  |  | 214.3555 | 15 | 0 | 0 | 0 | 199.3555 | 484.848 |  | kWh | 0.10472 | 0 | Commercial |  | Winter Only | [6 empty] | Large Boilers (>100 MMBtu/hr Heat Input):Uncontrolled | 15 | 77% | [12 empty] | 0% | 0% | 0% | 7 | 7 | 0 | 0 | 0 | 0 | 0 | 0 | 0 | 0 | 0 | 2013 Qtr 1: 1.75; 2013 Qtr 2: 1.75; 2013 Qtr 3: 1.75; 2013 Qtr 4: 1.75; 2014 Qtr 1: 1.75; 2014 Qtr 2: 1.75; 2014 Qtr 3: 1.75; 2014 Qtr 4: 1.75 | 14
3233 | 445135-Lighting - Exterior Pulse Start/Ceramic Metal Halide Fixtures <=750 watts |  | SYSTEM | Commercial | 24-RTS-Retail–Small-LIT_INT | TRUE |  |  |  |  | 214.3555 | 75 | 0 | 0 | 0 | 139.3555 | 484.848 |  | kWh | 0.10472 | 0 | Commercial |  | Winter Only | [6 empty] | Large Boilers (>100 MMBtu/hr Heat Input):Uncontrolled | 15 | 77% | [12 empty] | 0% | 0% | 0% | 5 | 5 | 0 | 0 | 0 | 0 | 0 | 0 | 0 | 0 | 0 | 2013 Qtr 1: 1.25; 2013 Qtr 2: 1.25; 2013 Qtr 3: 1.25; 2013 Qtr 4: 1.25; 2014 Qtr 1: 1.25; 2014 Qtr 2: 1.25; 2014 Qtr 3: 1.25; 2014 Qtr 4: 1.25 | 10
3233 | 445136-Lighting - Interior Compact Fluorescent Fixture <=128 watts |  | SYSTEM | Commercial | 01-ALC-AllCommercial-IntLight | TRUE |  |  |  |  | 287 | 35 | 0 | 0 | 0 | 252 | 793.25 |  | kWh | 0.13965 | 0 | Commercial |  | Winter Only | [6 empty] | Large Boilers (>100 MMBtu/hr Heat Input):Uncontrolled | 12 | 60% | [12 empty] | 0% | 0% | 0% | 4 | 4 | 0 | 0 | 0 | 0 | 0 | 0 | 0 | 0 | 0 | [44 empty] | 8 | bar: 2013 Qtr 1 to 2014 Qtr 4
3233 | 445140-Lighting - Interior Compact Fluorescent Fixture <=70 watts |  | SYSTEM | Commercial | 01-ALC-AllCommercial-IntLight | TRUE |  |  |  |  | 214.3555 | 20 | 0 | 0 | 0 | 194.3555 | 436 |  | kWh | 0.0923 | -1.09 | Commercial |  | Winter Only | [6 empty] | Large Boilers (>100 MMBtu/hr Heat Input):Uncontrolled | 12 | 60% | [12 empty] | 0% | 0% | 0% | 12 | 12 | 0 | 0 | 0 | 0 | 0 | 0 | 0 | 0 | 0 | 2013 Qtr 1: 3; 2013 Qtr 2: 3; 2013 Qtr 3: 3; 2013 Qtr 4: 3; 2014 Qtr 1: 3; 2014 Qtr 2: 3; 2014 Qtr 3: 3; 2014 Qtr 4: 3 | 24
3233 | 445142-Lighting - Interior Induction Fixture <=180 watts |  | SYSTEM | Commercial | 01-ALC-AllCommercial-IntLight | TRUE |  |  |  |  | 290 | 75 | 0 | 0 | 0 | 215 | 884.45 |  | kWh | 0.13167 | 0 | Commercial |  | Winter Only | [6 empty] | Large Boilers (>100 MMBtu/hr Heat Input):Uncontrolled | 15 | 60% | [12 empty] | 0% | 0% | 0% | 1 | 0 | 0 | 0 | 0 | 0 | 0 | 0 | 0 | 0 | 0 | 2013 Qtr 1: 0.25; 2013 Qtr 2: 0.25; 2013 Qtr 3: 0.25; 2013 Qtr 4: 0.25; 2014 Qtr 1: 0; 2014 Qtr 2: 0; 2014 Qtr 3: 0; 2014 Qtr 4: 0 | 1
3233 | 445143-Lighting - Interior Induction Fixture <=250watts |  | SYSTEM | Commercial | 01-ALC-AllCommercial-IntLight | TRUE |  |  |  |  | 290 | 125 | 0 | 0 | 0 | 165 | 884.45 |  | kWh | 0.13167 | 0 | Commercial |  | Winter Only | [6 empty] | Large Boilers (>100 MMBtu/hr Heat Input):Uncontrolled | 15 | 60% | [12 empty] | 0% | 0% | 0% | 3 | 2 | 0 | 0 | 0 | 0 | 0 | 0 | 0 | 0 | 0 | 2013 Qtr 1: 0.75; 2013 Qtr 2: 0.75; 2013 Qtr 3: 0.75; 2013 Qtr 4: 0.75; 2014 Qtr 1: 0.5; 2014 Qtr 2: 0.5; 2014 Qtr 3: 0.5; 2014 Qtr 4: 0.5 | 5
3233 | 445146-Lighting - Interior Linear Fluorescent Fixture <=128 watts replacing 101-175 Watts |  | SYSTEM | Commercial | 01-ALC-AllCommercial-IntLight | TRUE |  |  |  |  | 250 | 35 | 0 | 0 | 0 | 215 | 353.94 |  | kWh | 0.073 | 0 | Commercial |  | Winter Only | [6 empty] | Large Boilers (>100 MMBtu/hr Heat Input):Uncontrolled | 15 | 70% | [12 empty] | 0% | 0% | 0% | 89 | 86 | 0 | 0 | 0 | 0 | 0 | 0 | 0 | 0 | 0 | 2013 Qtr 1: 22.25; 2013 Qtr 2: 22.25; 2013 Qtr 3: 22.25; 2013 Qtr 4: 22.25; 2014 Qtr 1: 21.5; 2014 Qtr 2: 21.5; 2014 Qtr 3: 21.5; 2014 Qtr 4: 21.5 | 175
3233 | 445147-Lighting - Interior Linear Fluorescent Fixture <=192 watts replacing 176-399 Watts |  | SYSTEM | Commercial | 01-ALC-AllCommercial-IntLight | TRUE |  |  |  |  | 260 | 50 | 0 | 0 | 0 | 210 | 576.97 |  | kWh | 0.119 | 0 | Commercial |  | Winter Only | [6 empty] | Large Boilers (>100 MMBtu/hr Heat Input):Uncontrolled | 11 | 60% | [12 empty] | 0% | 0% | 0% | 46 | 44 | 0 | 0 | 0 | 0 | 0 | 0 | 0 | 0 | 0 | 2013 Qtr 1: 11.5; 2013 Qtr 2: 11.5; 2013 Qtr 3: 11.5; 2013 Qtr 4: 11.5; 2014 Qtr 1: 11; 2014 Qtr 2: 11; 2014 Qtr 3: 11; 2014 Qtr 4: 11 | 90
3233 | 445148-Lighting - Interior Linear Fluorescent Fixture <=244 watts replacing 400 Watts (Tier 1) |  | SYSTEM | Commercial | 01-ALC-AllCommercial-IntLight | TRUE |  |  |  |  | 275.71 | 100 | 0 | 0 | 0 | 175.71 | 787 |  | kWh | 0.185 | -2.04 | Commercial |  | Winter Only |  |  |  | 467 | 0.11 | -1.21 | Large Boilers (>100 MMBtu/hr Heat Input):Uncontrolled | 15 | 70% | [12 empty] | 0% | 0% | 0% | 217 | 208 | 0 | 0 | 0 | 0 | 0 | 0 | 0 | 0 | 0 | 2013 Qtr 1: 54.25; 2013 Qtr 2: 54.25; 2013 Qtr 3: 54.25; 2013 Qtr 4: 54.25; 2014 Qtr 1: 52; 2014 Qtr 2: 52; 2014 Qtr 3: 52; 2014 Qtr 4: 52 | 425
3233 | 445149-Lighting - Interior Linear Fluorescent Fixture <=600 watts replacing >=400 Watts (Tier 1) |  | SYSTEM | Commercial | 01-ALC-AllCommercial-IntLight | TRUE |  |  |  |  | 650 | 200 | 0 | 0 | 0 | 450 | 1530 |  | kWh | 0.36 | -3.96 | Commercial |  | Winter Only |  |  |  | 374 | 0.0881 | -0.969 | Large Boilers (>100 MMBtu/hr Heat Input):Uncontrolled | 15 | 70% | [12 empty] | 0% | 0% | 0% | 50 | 50 | 0 | 0 | 0 | 0 | 0 | 0 | 0 | 0 | 0 | 2013 Qtr 1: 12.5; 2013 Qtr 2: 12.5; 2013 Qtr 3: 12.5; 2013 Qtr 4: 12.5; 2014 Qtr 1: 12.5; 2014 Qtr 2: 12.5; 2014 Qtr 3: 12.5; 2014 Qtr 4: 12.5 | 100
3233 | 445150-Lighting - Interior Linear Fluorescent Fixture <=64 watts replacing <=100 Watts |  | SYSTEM | Commercial | 01-ALC-AllCommercial-IntLight | TRUE |  |  |  |  | 250 | 25 | 0 | 0 | 0 | 225 | 353.94 |  | kWh | 0.073 | 0 | Commercial |  | Winter Only | [6 empty] | Large Boilers (>100 MMBtu/hr Heat Input):Uncontrolled | 15 | 70% | [12 empty] | 0% | 0% | 0% | 44 | 42 | 0 | 0 | 0 | 0 | 0 | 0 | 0 | 0 | 0 | 2013 Qtr 1: 11; 2013 Qtr 2: 11; 2013 Qtr 3: 11; 2013 Qtr 4: 11; 2014 Qtr 1: 10.5; 2014 Qtr 2: 10.5; 2014 Qtr 3: 10.5; 2014 Qtr 4: 10.5 | 86
3233 | 445151-Lighting - Interior Linear Fluorescent Fixture 245-360 watts replacing 400 Watts (Tier 2) |  | SYSTEM | Commercial | 01-ALC-AllCommercial-IntLight | TRUE |  |  |  |  | 360 | 50 | 0 | 0 | 0 | 310 | 855.2419 |  | kWh | 0.095222 | 0 | Commercial |  | Winter Only | [6 empty] | Large Boilers (>100 MMBtu/hr Heat Input):Uncontrolled | 15 | 70% | [12 empty] | 0% | 0% | 0% | 43 | 41 | 0 | 0 | 0 | 0 | 0 | 0 | 0 | 0 | 0 | 2013 Qtr 1: 10.75; 2013 Qtr 2: 10.75; 2013 Qtr 3: 10.75; 2013 Qtr 4: 10.75; 2014 Qtr 1: 10.25; 2014 Qtr 2: 10.25; 2014 Qtr 3: 10.25; 2014 Qtr 4: 10.25 | 84
3233 | 445154-Lighting - Interior Pulse Start/Ceramic Metal Halide Fixtures <=250 watts |  | SYSTEM | Commercial | 01-ALC-AllCommercial-IntLight | TRUE |  |  |  |  | 287 | 75 | 0 | 0 | 0 | 212 | 489.9857 |  | kWh | 0.087849 | 0 | Commercial |  | Winter Only | [6 empty] | Large Boilers (>100 MMBtu/hr Heat Input):Uncontrolled | 15 | 60% | [12 empty] | 0% | 0% | 0% | 1 | 1 | 0 | 0 | 0 | 0 | 0 | 0 | 0 | 0 | 0 | 2013 Qtr 1: 0.25; 2013 Qtr 2: 0.25; 2013 Qtr 3: 0.25; 2013 Qtr 4: 0.25; 2014 Qtr 1: 0.25; 2014 Qtr 2: 0.25; 2014 Qtr 3: 0.25; 2014 Qtr 4: 0.25 | 2
3233 | 445155-Lighting - Interior Pulse Start/Ceramic Metal Halide Fixtures <=600 watts Tier I |  | SYSTEM | Commercial | 01-ALC-AllCommercial-IntLight | TRUE |  |  |  |  | 287 | 150 | 0 | 0 | 0 | 137 | 489.9857 |  | kWh | 0.087849 | 0 | Commercial |  | Winter Only | [6 empty] | Large Boilers (>100 MMBtu/hr Heat Input):Uncontrolled | 16 | 60% | [12 empty] | 0% | 0% | 0% | 8 | 8 | 0 | 0 | 0 | 0 | 0 | 0 | 0 | 0 | 0 | 2013 Qtr 1: 2; 2013 Qtr 2: 2; 2013 Qtr 3: 2; 2013 Qtr 4: 2; 2014 Qtr 1: 2; 2014 Qtr 2: 2; 2014 Qtr 3: 2; 2014 Qtr 4: 2 | 16
3233 | 445165-Lighting - LED Channel Signage Outdoor >2 feet Retrofit |  | SYSTEM | Commercial | 24-RTS-Retail–Small-LIT_EXT | TRUE |  |  |  |  | 33 | 3 | 0 | 0 | 0 | 30 | 83 |  | kWh | 0.014267 | 0 | Commercial |  | Winter Only | [6 empty] | Large Boilers (>100 MMBtu/hr Heat Input):Uncontrolled | 16 | 60% | [12 empty] | 0% | 0% | 0% | 32 | 31 | 0 | 0 | 0 | 0 | 0 | 0 | 0 | 0 | 0 | 2013 Qtr 1: 8; 2013 Qtr 2: 8; 2013 Qtr 3: 8; 2013 Qtr 4: 8; 2014 Qtr 1: 7.75; 2014 Qtr 2: 7.75; 2014 Qtr 3: 7.75; 2014 Qtr 4: 7.75 | 63
3233 | 445166-Lighting - Occupancy Sensor - High-Bay Sensor <12' |  | SYSTEM | Commercial | 23-RTL-Retail–SingleStorylarge-LIT_INT | TRUE |  |  |  |  | 100 | 15 | 0 | 0 | 0 | 85 | 21.8 |  | kWh | 0.00419 | 0 | Commercial |  | Winter Only | [6 empty] | Large Boilers (>100 MMBtu/hr Heat Input):Uncontrolled | 8 | 60% | [12 empty] | 0% | 0% | 0% | 106 | 102 | 0 | 0 | 0 | 0 | 0 | 0 | 0 | 0 | 0 | 2013 Qtr 1: 26.5; 2013 Qtr 2: 26.5; 2013 Qtr 3: 26.5; 2013 Qtr 4: 26.5; 2014 Qtr 1: 25.5; 2014 Qtr 2: 25.5; 2014 Qtr 3: 25.5; 2014 Qtr 4: 25.5 | 208
3233 | 445167-Lighting - Occupancy Sensor - High-Bay Sensor >=12' |  | SYSTEM | Commercial | 01-ALC-AllCommercial-IntLight | TRUE |  |  |  |  | 100 | 40 | 0 | 0 | 0 | 60 | 459.1 |  | kWh | 0.122 | 0 | Commercial |  | Winter Only | [6 empty] | Large Boilers (>100 MMBtu/hr Heat Input):Uncontrolled | 8 | 60% | [12 empty] | 0% | 0% | 0% | 358 | 344 | 0 | 0 | 0 | 0 | 0 | 0 | 0 | 0 | 0 | 2013 Qtr 1: 89.5; 2013 Qtr 2: 89.5; 2013 Qtr 3: 89.5; 2013 Qtr 4: 89.5; 2014 Qtr 1: 86; 2014 Qtr 2: 86; 2014 Qtr 3: 86; 2014 Qtr 4: 86 | 702
3233 | 445169-Lighting - Occupancy Sensor - Wallbox Lighting Sensor |  | SYSTEM | Commercial | 18-OFS-Office–Small-IntLight | TRUE |  |  |  |  | 42.2833 | 20 | 0 | 0 | 0 | 22.2833 | 213.759 |  | kWh | 0 | 0 | Commercial |  | Winter Only | [6 empty] | Large Boilers (>100 MMBtu/hr Heat Input):Uncontrolled | 8 | 60% | [12 empty] | 0% | 0% | 0% | 2379 | 2285 | 0 | 0 | 0 | 0 | 0 | 0 | 0 | 0 | 0 | 2013 Qtr 1: 594.75; 2013 Qtr 2: 594.75; 2013 Qtr 3: 594.75; 2013 Qtr 4: 594.75; 2014 Qtr 1: 571.25; 2014 Qtr 2: 571.25; 2014 Qtr 3: 571.25; 2014 Qtr 4: 571.25 | 4664
3233 | 445170-Lighting - T8 to 4ft 25 Watt Lamp |  | SYSTEM | Commercial | 18-OFS-Office–Small-IntLight | TRUE |  |  |  |  | 32.5 | 1.5 | 0 | 0 | 0 | 31 | 54.1176 |  | kWh | 0.0095172 | 0 | Commercial |  | Winter Only | [6 empty] | Large Boilers (>100 MMBtu/hr Heat Input):Uncontrolled | 15 | 70% | [12 empty] | 0% | 0% | 0% | 5699 | 5476 | 0 | 0 | 0 | 0 | 0 | 0 | 0 | 0 | 0 | 2013 Qtr 1: 1424.75; 2013 Qtr 2: 1424.75; 2013 Qtr 3: 1424.75; 2013 Qtr 4: 1424.75; 2014 Qtr 1: 1369; 2014 Qtr 2: 1369; 2014 Qtr 3: 1369; 2014 Qtr 4: 1369 | 11175
3233 | 445171-Lighting - T8 to 4ft 28 Watt Lamp |  | SYSTEM | Commercial | 18-OFS-Office–Small-IntLight | TRUE |  |  |  |  | 32.5 | 1 | 0 | 0 | 0 | 31.5 | 54.1176 |  | kWh | 0.0095172 | 0 | Commercial |  | Winter Only | [6 empty] | Large Boilers (>100 MMBtu/hr Heat Input):Uncontrolled | 15 | 70% | [12 empty] | 0% | 0% | 0% | 2396 | 2302 | 0 | 0 | 0 | 0 | 0 | 0 | 0 | 0 | 0 | 2013 Qtr 1: 599; 2013 Qtr 2: 599; 2013 Qtr 3: 599; 2013 Qtr 4: 599; 2014 Qtr 1: 575.5; 2014 Qtr 2: 575.5; 2014 Qtr 3: 575.5; 2014 Qtr 4: 575.5 | 4698
3233 | 445189-Motors - Premium Efficiency Motors 7.5 HP |  | SYSTEM | Commercial | 01-ALC-AllCommercial-Vent/Fan | TRUE |  |  |  |  | 64.8066 | 60 | 0 | 0 | 0 | 4.8066 | 276.7999 |  | kWh | 0.13156 | 0 | Commercial |  | Winter Only | [6 empty] | Large Boilers (>100 MMBtu/hr Heat Input):Uncontrolled | 15 | 60% | [12 empty] | 0% | 0% | 0% | 1 | 1 | 0 | 0 | 0 | 0 | 0 | 0 | 0 | 0 | 0 | 2013 Qtr 1: 0.25; 2013 Qtr 2: 0.25; 2013 Qtr 3: 0.25; 2013 Qtr 4: 0.25; 2014 Qtr 1: 0.25; 2014 Qtr 2: 0.25; 2014 Qtr 3: 0.25; 2014 Qtr 4: 0.25 | 2
3233 | 445191-Pipe Insulation - High Pressure (>=15 psi) Steam Applic. >=1 in. Dry Cleaner Only |  | SYSTEM | Commercial | 01-ALC-AllCommercial-Vent/Fan | TRUE |  |  |  |  | 9.22 | 3 | 0 | 0 | 0 | 6.22 | 0 |  | kWh | 0 | 14.3 | Commercial |  | Annual | [6 empty] | Large Boilers (>100 MMBtu/hr Heat Input):Uncontrolled | 20 | 60% | [12 empty] | 0% | 0% | 0% | 32 | 31 | 0 | 0 | 0 | 0 | 0 | 0 | 0 | 0 | 0 | 2013 Qtr 1: 8; 2013 Qtr 2: 8; 2013 Qtr 3: 8; 2013 Qtr 4: 8; 2014 Qtr 1: 7.75; 2014 Qtr 2: 7.75; 2014 Qtr 3: 7.75; 2014 Qtr 4: 7.75 | 63
3233 | 445192-Pipe Insulation - Hot Water Applic. <1 in. |  | SYSTEM | Commercial | 01-ALC-AllCommercial-Vent/Fan | TRUE |  |  |  |  | 5.67 | 2 | 0 | 0 | 0 | 3.67 | 0 |  | kWh | 0 | 2.6 | Commercial |  | Annual | [6 empty] | Large Boilers (>100 MMBtu/hr Heat Input):Uncontrolled | 11 | 60% | [12 empty] | 0% | 0% | 0% | 6 | 6 | 0 | 0 | 0 | 0 | 0 | 0 | 0 | 0 | 0 | 2013 Qtr 1: 1.5; 2013 Qtr 2: 1.5; 2013 Qtr 3: 1.5; 2013 Qtr 4: 1.5; 2014 Qtr 1: 1.5; 2014 Qtr 2: 1.5; 2014 Qtr 3: 1.5; 2014 Qtr 4: 1.5 | 12
3233 | 445193-Pipe Insulation - Hot Water Applic. >=1 in. |  | SYSTEM | Commercial | 01-ALC-AllCommercial-Vent/Fan | TRUE |  |  |  |  | 9.22 | 2 | 0 | 0 | 0 | 7.22 | 0 |  | kWh | 0 | 2.9 | Commercial |  | Annual | [6 empty] | Large Boilers (>100 MMBtu/hr Heat Input):Uncontrolled | 11 | 60% | [12 empty] | 0% | 0% | 0% | 14 | 13 | 0 | 0 | 0 | 0 | 0 | 0 | 0 | 0 | 0 | 2013 Qtr 1: 3.5; 2013 Qtr 2: 3.5; 2013 Qtr 3: 3.5; 2013 Qtr 4: 3.5; 2014 Qtr 1: 3.25; 2014 Qtr 2: 3.25; 2014 Qtr 3: 3.25; 2014 Qtr 4: 3.25 | 27
3233 | 445196-Refrigeration - Efficient Evap Fan Motor Electronically Commutated Motor (ECM) Display Case |  | SYSTEM | Commercial | 09-GRO-Grocery-REFG | TRUE |  |  |  |  | 81.75 | 35 | 0 | 0 | 0 | 46.75 | 349.107 |  | kWh | 0.047535 | -0.34585 | Commercial |  | Annual | [6 empty] | Large Boilers (>100 MMBtu/hr Heat Input):Uncontrolled | 15 | 60% | [12 empty] | 0% | 0% | 0% | 160 | 154 | 0 | 0 | 0 | 0 | 0 | 0 | 0 | 0 | 0 | 2013 Qtr 1: 40; 2013 Qtr 2: 40; 2013 Qtr 3: 40; 2013 Qtr 4: 40; 2014 Qtr 1: 38.5; 2014 Qtr 2: 38.5; 2014 Qtr 3: 38.5; 2014 Qtr 4: 38.5 | 314
3233 | 445197-Refrigeration - Efficient Evap Fan Motor Electronically Commutated Motor (ECM) Walk In |  | SYSTEM | Commercial | 09-GRO-Grocery-REFG | TRUE |  |  |  |  | 101 | 50 | 0 | 0 | 0 | 51 | 349.107 |  | kWh | 0.047535 | -0.34585 | Commercial |  | Annual | [6 empty] | Large Boilers (>100 MMBtu/hr Heat Input):Uncontrolled | 15 | 60% | [12 empty] | 0% | 0% | 0% | 333 | 320 | 0 | 0 | 0 | 0 | 0 | 0 | 0 | 0 | 0 | 2013 Qtr 1: 83.25; 2013 Qtr 2: 83.25; 2013 Qtr 3: 83.25; 2013 Qtr 4: 83.25; 2014 Qtr 1: 80; 2014 Qtr 2: 80; 2014 Qtr 3: 80; 2014 Qtr 4: 80 | 653
3233 | 445198-Refrigeration - Insulate Bare Suction Pipes |  | SYSTEM | Commercial | 09-GRO-Grocery-REFG | TRUE |  |  |  |  | 2 | 2 | 0 | 0 | 0 | 0 | 18.4 |  | kWh | 0 | 0 | Commercial |  | Winter Only | [6 empty] | Large Boilers (>100 MMBtu/hr Heat Input):Uncontrolled | 11 | 60% | [12 empty] | 0% | 0% | 0% | 3 | 2 | 0 | 0 | 0 | 0 | 0 | 0 | 0 | 0 | 0 | 2013 Qtr 1: 0.75; 2013 Qtr 2: 0.75; 2013 Qtr 3: 0.75; 2013 Qtr 4: 0.75; 2014 Qtr 1: 0.5; 2014 Qtr 2: 0.5; 2014 Qtr 3: 0.5; 2014 Qtr 4: 0.5 | 5
3233 | 445205-Refrigeration - Food Service -Evaporator Fan Controller for Walk-In Coolers |  | SYSTEM | Commercial | 09-GRO-Grocery-REFG | TRUE |  |  |  |  | 145.75 | 75 | 0 | 0 | 0 | 70.75 | 604.3284 |  | kWh | 0.080556 | -0.008876 | Commercial |  | Winter Only | [6 empty] | Large Boilers (>100 MMBtu/hr Heat Input):Uncontrolled | 16 | 60% | [12 empty] | 0% | 0% | 0% | 9 | 8 | 0 | 0 | 0 | 0 | 0 | 0 | 0 | 0 | 0 | 2013 Qtr 1: 2.25; 2013 Qtr 2: 2.25; 2013 Qtr 3: 2.25; 2013 Qtr 4: 2.25; 2014 Qtr 1: 2; 2014 Qtr 2: 2; 2014 Qtr 3: 2; 2014 Qtr 4: 2 | 17
3233 | 445207-Lighting - Exterior LED Fixtures <=110 watts |  | SYSTEM | Commercial | 24-RTS-Retail–Small-LIT_EXT | TRUE |  |  |  |  | 100 | 80 | 0 | 0 | 0 | 20 | 41.5 |  | kWh | 0.0071333 | 0 | Commercial |  | Winter Only | [6 empty] | Large Boilers (>100 MMBtu/hr Heat Input):Uncontrolled | 15 | 85% | [12 empty] | 0% | 0% | 0% | 10 | 10 | 0 | 0 | 0 | 0 | 0 | 0 | 0 | 0 | 0 | 2013 Qtr 1: 2.5; 2013 Qtr 2: 2.5; 2013 Qtr 3: 2.5; 2013 Qtr 4: 2.5; 2014 Qtr 1: 2.5; 2014 Qtr 2: 2.5; 2014 Qtr 3: 2.5; 2014 Qtr 4: 2.5 | 20
3233 | 445208-Lighting - Exterior LED Fixtures <=192watts |  | SYSTEM | Commercial | 24-RTS-Retail–Small-LIT_EXT | TRUE |  |  |  |  | 125 | 125 | 0 | 0 | 0 | 0 | 83 |  | kWh | 0.014267 | 0 | Commercial |  | Winter Only | [6 empty] | Large Boilers (>100 MMBtu/hr Heat Input):Uncontrolled | 16 | 85% | [12 empty] | 0% | 0% | 0% | 48 | 46 | 0 | 0 | 0 | 0 | 0 | 0 | 0 | 0 | 0 | 2013 Qtr 1: 12; 2013 Qtr 2: 12; 2013 Qtr 3: 12; 2013 Qtr 4: 12; 2014 Qtr 1: 11.5; 2014 Qtr 2: 11.5; 2014 Qtr 3: 11.5; 2014 Qtr 4: 11.5 | 94
3233 | 445209-Lighting - Exterior LED Fixtures <=350 watts |  | SYSTEM | Commercial | 24-RTS-Retail–Small-LIT_EXT | TRUE |  |  |  |  | 125 | 125 | 0 | 0 | 0 | 0 | 83 |  | kWh | 0.014267 | 0 | Commercial |  | Winter Only | [6 empty] | Large Boilers (>100 MMBtu/hr Heat Input):Uncontrolled | 16 | 85% | [12 empty] | 0% | 0% | 0% | 41.5 | 40 | 0 | 0 | 0 | 0 | 0 | 0 | 0 | 0 | 0 | 2013 Qtr 1: 10.375; 2013 Qtr 2: 10.375; 2013 Qtr 3: 10.375; 2013 Qtr 4: 10.375; 2014 Qtr 1: 10; 2014 Qtr 2: 10; 2014 Qtr 3: 10; 2014 Qtr 4: 10 | 81.5
3233 | 445210-Lighting - Exterior LED Fixtures <=80 watts |  | SYSTEM | Commercial | 24-RTS-Retail–Small-LIT_EXT | TRUE |  |  |  |  | 55 | 50 | 0 | 0 | 0 | 5 | 41.5 |  | kWh | 0.0071333 | 0 | Commercial |  | Winter Only | [6 empty] | Large Boilers (>100 MMBtu/hr Heat Input):Uncontrolled | 16 | 85% | [12 empty] | 0% | 0% | 0% | 151.5 | 145.5 | 0 | 0 | 0 | 0 | 0 | 0 | 0 | 0 | 0 | 2013 Qtr 1: 37.875; 2013 Qtr 2: 37.875; 2013 Qtr 3: 37.875; 2013 Qtr 4: 37.875; 2014 Qtr 1: 36.375; 2014 Qtr 2: 36.375; 2014 Qtr 3: 36.375; 2014 Qtr 4: 36.375 | 297
3233 | 445212-Lighting - Interior LED Fixtures <=130 watts |  | SYSTEM | Commercial | 24-RTS-Retail–Small-LIT_EXT | TRUE |  |  |  |  | 85 | 85 | 0 | 0 | 0 | 0 | 44.5 |  | kWh | 0.0088 | 0 | Commercial |  | Winter Only | [6 empty] | Large Boilers (>100 MMBtu/hr Heat Input):Uncontrolled | 12 | 85% | [12 empty] | 0% | 0% | 0% | 2 | 2 | 0 | 0 | 0 | 0 | 0 | 0 | 0 | 0 | 0 | 2013 Qtr 1: 0.5; 2013 Qtr 2: 0.5; 2013 Qtr 3: 0.5; 2013 Qtr 4: 0.5; 2014 Qtr 1: 0.5; 2014 Qtr 2: 0.5; 2014 Qtr 3: 0.5; 2014 Qtr 4: 0.5 | 4
3233 | 445215-Lighting - LED System <=15 watts Surface/Pendant/Recessed Down Lighting |  | SYSTEM | Commercial | 18-OFS-Office–Small-IntLight | TRUE |  |  |  |  | 30 | 30 | 0 | 0 | 0 | 0 | 137.5739 |  | kWh | 0.021283 | 0 | Commercial |  | Winter Only | [6 empty] | Large Boilers (>100 MMBtu/hr Heat Input):Uncontrolled | 1.8 | 77% | [12 empty] | 0% | 0% | 0% | 76 | 73 | 0 | 0 | 0 | 0 | 0 | 0 | 0 | 0 | 0 | 2013 Qtr 1: 19; 2013 Qtr 2: 19; 2013 Qtr 3: 19; 2013 Qtr 4: 19; 2014 Qtr 1: 18.25; 2014 Qtr 2: 18.25; 2014 Qtr 3: 18.25; 2014 Qtr 4: 18.25 | 149
3233 | 445217-Lighting - Linear LED Systems (T12 Basecase) |  | SYSTEM | Commercial | 18-OFS-Office–Small-IntLight | TRUE |  |  |  |  | 13 | 12 | 0 | 0 | 0 | 1 | 16.427 |  | kWh | 0.00505 | 0 | Commercial |  | Winter Only | [6 empty] | Large Boilers (>100 MMBtu/hr Heat Input):Uncontrolled | 11 | 85% | [12 empty] | 0% | 0% | 0% | 3 | 2 | 0 | 0 | 0 | 0 | 0 | 0 | 0 | 0 | 0 | 2013 Qtr 1: 0.75; 2013 Qtr 2: 0.75; 2013 Qtr 3: 0.75; 2013 Qtr 4: 0.75; 2014 Qtr 1: 0.5; 2014 Qtr 2: 0.5; 2014 Qtr 3: 0.5; 2014 Qtr 4: 0.5 | 5
3233 | 445219-Lighting - Premium Tier 5' Case Door |  | SYSTEM | Commercial | 18-OFS-Office–Small-IntLight | TRUE |  |  |  |  | 65 | 65 | 0 | 0 | 0 | 0 | 16.427 |  | kWh | 0.00505 | 0 | Commercial |  | Winter Only | [6 empty] | Large Boilers (>100 MMBtu/hr Heat Input):Uncontrolled | 11 | 70% | [12 empty] | 0% | 0% | 0% | 640 | 614 | 0 | 0 | 0 | 0 | 0 | 0 | 0 | 0 | 0 | 2013 Qtr 1: 160; 2013 Qtr 2: 160; 2013 Qtr 3: 160; 2013 Qtr 4: 160; 2014 Qtr 1: 153.5; 2014 Qtr 2: 153.5; 2014 Qtr 3: 153.5; 2014 Qtr 4: 153.5 | 1254
3233 | 445220-Lighting - Premium Tier 6' Case Door |  | SYSTEM | Commercial | 18-OFS-Office–Small-IntLight | TRUE |  |  |  |  | 100 | 100 | 0 | 0 | 0 | 0 | 16.427 |  | kWh | 0.00505 | 0 | Commercial |  | Winter Only | [6 empty] | Large Boilers (>100 MMBtu/hr Heat Input):Uncontrolled | 11 | 70% | [12 empty] | 0% | 0% | 0% | 483 | 464 | 0 | 0 | 0 | 0 | 0 | 0 | 0 | 0 | 0 | 2013 Qtr 1: 120.75; 2013 Qtr 2: 120.75; 2013 Qtr 3: 120.75; 2013 Qtr 4: 120.75; 2014 Qtr 1: 116; 2014 Qtr 2: 116; 2014 Qtr 3: 116; 2014 Qtr 4: 116 | 947
3233 | 445233-Lighting - Integrated Ballast Ceramic Metal Halide PAR Lamps <=25 watts |  | SYSTEM | Commercial | 01-ALC-AllCommercial-IntLight | TRUE |  |  |  |  | 25.17 | 17.5 | 0 | 0 | 0 | 7.67 | 114 |  | kWh | 0.0266 | -1.6418 | Commercial |  | Winter Only | [6 empty] | Large Boilers (>100 MMBtu/hr Heat Input):Uncontrolled | 15 | 60% | [12 empty] | 0% | 0% | 0% | 26 | 25 | 0 | 0 | 0 | 0 | 0 | 0 | 0 | 0 | 0 | 2013 Qtr 1: 6.5; 2013 Qtr 2: 6.5; 2013 Qtr 3: 6.5; 2013 Qtr 4: 6.5; 2014 Qtr 1: 6.25; 2014 Qtr 2: 6.25; 2014 Qtr 3: 6.25; 2014 Qtr 4: 6.25 | 51
3233 | 445351-Heating - Greenhouse Heat Curtain |  | SYSTEM | Agricultural | [6 empty] | 0.49 | 0.2 | 0 | 0 | 0 | 0.29 | 0 |  | #N/A | 0 | 0.32 | Commercial |  | Winter Only | [6 empty] | Large Boilers (>100 MMBtu/hr Heat Input):Uncontrolled | 5 | 63% | [12 empty] | 0% | 0% | 0% | 20120 | 19331 | 0 | 0 | 0 | 0 | 0 | 0 | 0 | 0 | 0 | 2013 Qtr 1: 5030; 2013 Qtr 2: 5030; 2013 Qtr 3: 5030; 2013 Qtr 4: 5030; 2014 Qtr 1: 4832.75; 2014 Qtr 2: 4832.75; 2014 Qtr 3: 4832.75; 2014 Qtr 4: 4832.75 | 39451
3233 | 445352-Heating - Infrared Film for Greenhouse |  | SYSTEM | Agricultural | [6 empty] | 0.05 | 0.05 | 0 | 0 | 0 | 0 | 0 |  | #N/A | 0 | 0.049 | Commercial |  | Winter Only | [6 empty] | Large Boilers (>100 MMBtu/hr Heat Input):Uncontrolled | 5 | 46% | [12 empty] | 0% | 0% | 0% | 96495 | 92711 | 0 | 0 | 0 | 0 | 0 | 0 | 0 | 0 | 0 | 2013 Qtr 1: 24123.75; 2013 Qtr 2: 24123.75; 2013 Qtr 3: 24123.75; 2013 Qtr 4: 24123.75; 2014 Qtr 1: 23177.75; 2014 Qtr 2: 23177.75; 2014 Qtr 3: 23177.75; 2014 Qtr 4: 23177.75 | 189206
3233 | 445356-Pipe Insulation - Medium pressure steam <=15 psi < 1" pipe |  | SYSTEM | Misc._Commercial | [6 empty] | 5.22 | 3 | 0 | 0 | 0 | 2.22 | 0 |  | #N/A | 0 | 9.6 | Commercial |  | Annual | [6 empty] | Large Boilers (>100 MMBtu/hr Heat Input):Uncontrolled | 20 | 60% | [12 empty] | 0% | 0% | 0% | 6 | 6 | 0 | 0 | 0 | 0 | 0 | 0 | 0 | 0 | 0 | 2013 Qtr 1: 1.5; 2013 Qtr 2: 1.5; 2013 Qtr 3: 1.5; 2013 Qtr 4: 1.5; 2014 Qtr 1: 1.5; 2014 Qtr 2: 1.5; 2014 Qtr 3: 1.5; 2014 Qtr 4: 1.5 | 12
3233 | 445357-Pipe Insulation - Medium pressure steam >15 psi >= 1" pipe |  | SYSTEM | Misc._Commercial | [6 empty] | 16.57 | 3 | 0 | 0 | 0 | 13.57 | 0 |  | #N/A | 0 | 63 | Commercial |  | Annual | [6 empty] | Large Boilers (>100 MMBtu/hr Heat Input):Uncontrolled | 20 | 60% | [12 empty] | 0% | 0% | 0% | 2 | 2 | 0 | 0 | 0 | 0 | 0 | 0 | 0 | 0 | 0 | 2013 Qtr 1: 0.5; 2013 Qtr 2: 0.5; 2013 Qtr 3: 0.5; 2013 Qtr 4: 0.5; 2014 Qtr 1: 0.5; 2014 Qtr 2: 0.5; 2014 Qtr 3: 0.5; 2014 Qtr 4: 0.5 | 4
3233 | 445358-Lighting - T8 to 4ft 25 Watt Lamp & Ballast |  | SYSTEM | Commercial | 18-OFS-Office–Small-IntLight | TRUE |  |  |  |  | 54.68 | 4 | 0 | 0 | 0 | 50.68 | 29.9843 |  | kWh | 0.0066967 | -0.00016686 | Commercial |  | Winter Only | [6 empty] | Large Boilers (>100 MMBtu/hr Heat Input):Uncontrolled | 15 | 70% | [12 empty] | 0% | 0% | 0% | 624 | 599 | 0 | 0 | 0 | 0 | 0 | 0 | 0 | 0 | 0 | 2013 Qtr 1: 156; 2013 Qtr 2: 156; 2013 Qtr 3: 156; 2013 Qtr 4: 156; 2014 Qtr 1: 149.75; 2014 Qtr 2: 149.75; 2014 Qtr 3: 149.75; 2014 Qtr 4: 149.75 | 1223
3233 | 445359-Lighting - T8 to 4ft 28 Watt Lamp & Ballast |  | SYSTEM | Commercial | 18-OFS-Office–Small-IntLight | TRUE |  |  |  |  | 54.68 | 2.5 | 0 | 0 | 0 | 52.18 | 18.7402 |  | kWh | 0.0041854 | -0.0001 | Commercial |  | Winter Only | [6 empty] | Large Boilers (>100 MMBtu/hr Heat Input):Uncontrolled | 15 | 70% | [12 empty] | 0% | 0% | 0% | 2186 | 2100 | 0 | 0 | 0 | 0 | 0 | 0 | 0 | 0 | 0 | 2013 Qtr 1: 546.5; 2013 Qtr 2: 546.5; 2013 Qtr 3: 546.5; 2013 Qtr 4: 546.5; 2014 Qtr 1: 525; 2014 Qtr 2: 525; 2014 Qtr 3: 525; 2014 Qtr 4: 525 | 4286
3233 | 445360-Lighting - Remove 4 Ft T-8 (De-Lamp 32W) |  | SYSTEM | Commercial | 01-ALC-AllCommercial-IntLight | TRUE |  |  |  |  | 25.86 | 7.5 | 0 | 0 | 0 | 18.36 | 119.9371 |  | kWh | 0.026787 | -0.00067 | Commercial |  | Winter Only | [6 empty] | Large Boilers (>100 MMBtu/hr Heat Input):Uncontrolled | 15 | 77% | [12 empty] | 0% | 0% | 0% | 822 | 790 | 0 | 0 | 0 | 0 | 0 | 0 | 0 | 0 | 0 | 2013 Qtr 1: 205.5; 2013 Qtr 2: 205.5; 2013 Qtr 3: 205.5; 2013 Qtr 4: 205.5; 2014 Qtr 1: 197.5; 2014 Qtr 2: 197.5; 2014 Qtr 3: 197.5; 2014 Qtr 4: 197.5 | 1612
3233 | 445372-A-lamps: 41-100 watts existing, up to 30 watts LED A-lamp |  | SYSTEM | Commercial | 01-ALC-AllCommercial-IntLight | TRUE |  |  |  |  | 78.3 | 15 | 0 | 0 | 0 | 63.3 | 290.3956 |  | kWh | 0.06461 | -0.89671 | Commercial |  | Winter Only | [6 empty] | Large Boilers (>100 MMBtu/hr Heat Input):Uncontrolled | 6.3 | 85% | [12 empty] | 0% | 0% | 0% | 150 | 150 | 0 | 0 | 0 | 0 | 0 | 0 | 0 | 0 | 0 | 2013 Qtr 1: 37.5; 2013 Qtr 2: 37.5; 2013 Qtr 3: 37.5; 2013 Qtr 4: 37.5; 2014 Qtr 1: 37.5; 2014 Qtr 2: 37.5; 2014 Qtr 3: 37.5; 2014 Qtr 4: 37.5 | 300
3233 | 445374-MR 16: 36-50 watts existing, 5 watts to 10 watts LED MR 16 |  | SYSTEM | Commercial | 01-ALC-AllCommercial-IntLight | TRUE |  |  |  |  | 40.08 | 12.5 | 0 | 0 | 0 | 27.58 | 207.8231 |  | kWh | 0.046238 | -0.64174 | Commercial |  | Winter Only | [6 empty] | Large Boilers (>100 MMBtu/hr Heat Input):Uncontrolled | 6.3 | 85% | [12 empty] | 0% | 0% | 0% | 850 | 850 | 0 | 0 | 0 | 0 | 0 | 0 | 0 | 0 | 0 | 2013 Qtr 1: 212.5; 2013 Qtr 2: 212.5; 2013 Qtr 3: 212.5; 2013 Qtr 4: 212.5; 2014 Qtr 1: 212.5; 2014 Qtr 2: 212.5; 2014 Qtr 3: 212.5; 2014 Qtr 4: 212.5 | 1700
3233 | 445376-PAR 30: 51-75 watts existing, 10 watts to 21 watts LED PAR 30 |  | SYSTEM | Commercial | 01-ALC-AllCommercial-IntLight | TRUE |  |  |  |  | 56.62 | 17.5 | 0 | 0 | 0 | 39.12 | 301.529 |  | kWh | 0.067809 | -0.93109 | Commercial |  | Winter Only | [6 empty] | Large Boilers (>100 MMBtu/hr Heat Input):Uncontrolled | 6.3 | 85% | [12 empty] | 0% | 0% | 0% | 250 | 250 | 0 | 0 | 0 | 0 | 0 | 0 | 0 | 0 | 0 | 2013 Qtr 1: 62.5; 2013 Qtr 2: 62.5; 2013 Qtr 3: 62.5; 2013 Qtr 4: 62.5; 2014 Qtr 1: 62.5; 2014 Qtr 2: 62.5; 2014 Qtr 3: 62.5; 2014 Qtr 4: 62.5 | 500
3233 | 445378-PAR 38: 51-90 watts existing, 11 watts to 25 watts LED PAR 38 |  | SYSTEM | Commercial | 01-ALC-AllCommercial-IntLight | TRUE |  |  |  |  | 57.63 | 20 | 0 | 0 | 0 | 37.63 | 310.3429 |  | kWh | 0.069048 | -0.95831 | Commercial |  | Winter Only | [6 empty] | Large Boilers (>100 MMBtu/hr Heat Input):Uncontrolled | 6.3 | 85% | [12 empty] | 0% | 0% | 0% | 350 | 350 | 0 | 0 | 0 | 0 | 0 | 0 | 0 | 0 | 0 | 2013 Qtr 1: 87.5; 2013 Qtr 2: 87.5; 2013 Qtr 3: 87.5; 2013 Qtr 4: 87.5; 2014 Qtr 1: 87.5; 2014 Qtr 2: 87.5; 2014 Qtr 3: 87.5; 2014 Qtr 4: 87.5 | 700
3237 | 442007-Lighting - Exterior Linear Fl. Lighting |  | SYSTEM | Commercial | 01-ALC-AllCommercial-ExtLight | TRUE |  |  |  |  | 0.331 | 0.0625 | 0 | 0 | 0 | 0.2685 | 1 |  | kWh | 8.3685e-05 | 0 | Commercial |  | Winter Only | [6 empty] | Large Boilers (>100 MMBtu/hr Heat Input):Uncontrolled | 15 | 70% | [5 empty] | 90% | [6 empty] | 0% | 0% | 0% | 6075.55 | 5850.55 | 0 | 0 | 0 | 0 | 0 | 0 | 0 | 0 | 0 | 2013 Qtr 1: 1518.8875; 2013 Qtr 2: 1518.8875; 2013 Qtr 3: 1518.8875; 2013 Qtr 4: 1518.8875; 2014 Qtr 1: 1462.6375; 2014 Qtr 2: 1462.6375; 2014 Qtr 3: 1462.6375; 2014 Qtr 4: 1462.6375 | 11926.1
3237 | 442008-Lighting - Exterior Pulse Start MH |  | SYSTEM | Commercial | 01-ALC-AllCommercial-ExtLight | TRUE |  |  |  |  | 0.33 | 0.0625 | 0 | 0 | 0 | 0.2675 | 1 |  | kWh | 0 | 0 | Commercial |  | Winter Only | [6 empty] | Large Boilers (>100 MMBtu/hr Heat Input):Uncontrolled | 15 | 70% | [5 empty] | 90% | [6 empty] | 0% | 0% | 0% | 2742.95 | 2641.35 | 0 | 0 | 0 | 0 | 0 | 0 | 0 | 0 | 0 | 2013 Qtr 1: 685.7375; 2013 Qtr 2: 685.7375; 2013 Qtr 3: 685.7375; 2013 Qtr 4: 685.7375; 2014 Qtr 1: 660.3375; 2014 Qtr 2: 660.3375; 2014 Qtr 3: 660.3375; 2014 Qtr 4: 660.3375 | 5384.3
3237 | 442010-Lighting - Exterior Induction |  | SYSTEM | Commercial | 01-ALC-AllCommercial-ExtLight | TRUE |  |  |  |  | 0.87 | 0.0625 | 0 | 0 | 0 | 0.8075 | 1 |  | kWh | 0 | 0 | Commercial |  | Winter Only | [6 empty] | Large Boilers (>100 MMBtu/hr Heat Input):Uncontrolled | 15 | 70% | [5 empty] | 90% | [6 empty] | 0% | 0% | 0% | 5394.55 | 5194.75 | 0 | 0 | 0 | 0 | 0 | 0 | 0 | 0 | 0 | 2013 Qtr 1: 1348.6375; 2013 Qtr 2: 1348.6375; 2013 Qtr 3: 1348.6375; 2013 Qtr 4: 1348.6375; 2014 Qtr 1: 1298.6875; 2014 Qtr 2: 1298.6875; 2014 Qtr 3: 1298.6875; 2014 Qtr 4: 1298.6875 | 10589.3
3237 | 442011-Lighting - Exterior LED |  | SYSTEM | Commercial | 01-ALC-AllCommercial-ExtLight | TRUE |  |  |  |  | 0.53 | 0.0625 | 0 | 0 | 0 | 0.4675 | 1 |  | kWh | 1.8176e-05 | 0 | Commercial |  | Winter Only | 15 | 0.265 |  | 0.63 | 1.1451e-05 | 0 | Large Boilers (>100 MMBtu/hr Heat Input):Uncontrolled | 5 | 70% | [5 empty] | 90% | [6 empty] | 0% | 0% | 0% | 3029 | 2909.45 | 0 | 0 | 0 | 0 | 0 | 0 | 0 | 0 | 0 | 2013 Qtr 1: 757.25; 2013 Qtr 2: 757.25; 2013 Qtr 3: 757.25; 2013 Qtr 4: 757.25; 2014 Qtr 1: 727.3625; 2014 Qtr 2: 727.3625; 2014 Qtr 3: 727.3625; 2014 Qtr 4: 727.3625 | 5938.45
3237 | 442012-Lighting - Interior Pulse Start MH |  | SYSTEM | Commercial | 01-ALC-AllCommercial-IntLight | TRUE |  |  |  |  | 0.2819 | 0.0625 | 0 | 0 | 0 | 0.2194 | 1 |  | kWh | 0.00019212 | 0 | Commercial |  | Winter Only | [6 empty] | Large Boilers (>100 MMBtu/hr Heat Input):Uncontrolled | 15 | 70% | [5 empty] | 90% | [6 empty] | 0% | 0% | 0% | 34597.7 | 33316.3 | 0 | 0 | 0 | 0 | 0 | 0 | 0 | 0 | 0 | 2013 Qtr 1: 8649.425; 2013 Qtr 2: 8649.425; 2013 Qtr 3: 8649.425; 2013 Qtr 4: 8649.425; 2014 Qtr 1: 8329.075; 2014 Qtr 2: 8329.075; 2014 Qtr 3: 8329.075; 2014 Qtr 4: 8329.075 | 67914
3237 | 442014-Lighting - Interior LED - Dual Baseline |  | SYSTEM | Commercial | 01-ALC-AllCommercial-IntLight | TRUE |  |  |  |  | 0.275 | 0.0625 | 0 | 0 | 0 | 0.2125 | 1 |  | kWh | 0.0001228 | 0 | Commercial |  | Winter Only | 16 | 0.224 |  | 0.63 | 7.7366e-05 | 0 | Large Boilers (>100 MMBtu/hr Heat Input):Uncontrolled | 3.1447 | 70% | [5 empty] | 90% | [6 empty] | 0% | 0% | 0% | 6083 | 5844.9 | 0 | 0 | 0 | 0 | 0 | 0 | 0 | 0 | 0 | 2013 Qtr 1: 1520.75; 2013 Qtr 2: 1520.75; 2013 Qtr 3: 1520.75; 2013 Qtr 4: 1520.75; 2014 Qtr 1: 1461.225; 2014 Qtr 2: 1461.225; 2014 Qtr 3: 1461.225; 2014 Qtr 4: 1461.225 | 11927.9
3237 | 443984-HVAC - Split & Packaged A/C units |  | SYSTEM | Commercial | 01-ALC-AllCommercial-Cooling | TRUE |  |  |  |  | 0.43 | 0.025 | 0 | 0 | 0 | 0.405 | 1 |  | kWh | 0.00055734 | 0 | Commercial |  | Winter Only | [6 empty] | Large Boilers (>100 MMBtu/hr Heat Input):Uncontrolled | 15 | 70% | [5 empty] | 90% | [6 empty] | 0% | 0% | 0% | 4118.55 | 3966.05 | 0 | 0 | 0 | 0 | 0 | 0 | 0 | 0 | 0 | 2013 Qtr 1: 1029.6375; 2013 Qtr 2: 1029.6375; 2013 Qtr 3: 1029.6375; 2013 Qtr 4: 1029.6375; 2014 Qtr 1: 991.5125; 2014 Qtr 2: 991.5125; 2014 Qtr 3: 991.5125; 2014 Qtr 4: 991.5125 | 8084.6
3237 | 443985-HVAC - Chiller |  | SYSTEM | Commercial | 01-ALC-AllCommercial-Cooling | TRUE |  |  |  |  | 0.8 | 0.25 | 0 | 0 | 0 | 0.55 | 1 |  | kWh | 0.00011308 | 0.00042096 | Commercial |  | Winter Only | 20 | 0.16 |  | 0.43 | 4.8624e-05 | 0.00018101 | Large Boilers (>100 MMBtu/hr Heat Input):Uncontrolled | 6.6667 | 70% | 50% |  |  |  |  | 90% | [6 empty] | 0% | 0% | 0% | 281533 | 270491.65 | 0 | 0 | 0 | 0 | 0 | 0 | 0 | 0 | 0 | 2013 Qtr 1: 70383.25; 2013 Qtr 2: 70383.25; 2013 Qtr 3: 70383.25; 2013 Qtr 4: 70383.25; 2014 Qtr 1: 67622.9125; 2014 Qtr 2: 67622.9125; 2014 Qtr 3: 67622.9125; 2014 Qtr 4: 67622.9125 | 552024.65
3237 | 443986-HVAC - VFD |  | SYSTEM | Commercial | 01-ALC-AllCommercial-Cooling | TRUE |  |  |  |  | 0.32 | 0.125 | 0 | 0 | 0 | 0.195 | 1 |  | kWh | 5.6118e-05 | 0.0017541 | Commercial |  | Winter Only | [6 empty] | Large Boilers (>100 MMBtu/hr Heat Input):Uncontrolled | 10 | 70% | 50% |  |  |  |  | 90% | [6 empty] | 0% | 0% | 0% | 160063.25 | 154135 | 0 | 0 | 0 | 0 | 0 | 0 | 0 | 0 | 0 | 2013 Qtr 1: 40015.8125; 2013 Qtr 2: 40015.8125; 2013 Qtr 3: 40015.8125; 2013 Qtr 4: 40015.8125; 2014 Qtr 1: 38533.75; 2014 Qtr 2: 38533.75; 2014 Qtr 3: 38533.75; 2014 Qtr 4: 38533.75 | 314198.25
3237 | 443987-HVAC - Non Conditioned Space Ventilation |  | SYSTEM | Commercial | 01-ALC-AllCommercial-Vent/Fan | TRUE |  |  |  |  | 0.13 | 0.125 | 0 | 0 | 0 | 0.005 | 1 |  | kWh | 9.7399e-05 | 0 | Commercial |  | Winter Only | [6 empty] | Large Boilers (>100 MMBtu/hr Heat Input):Uncontrolled | 10 | 70% | [5 empty] | 90% | [6 empty] | 0% | 0% | 0% | 136408.65 | 131356.5 | 0 | 0 | 0 | 0 | 0 | 0 | 0 | 0 | 0 | 2013 Qtr 1: 34102.1625; 2013 Qtr 2: 34102.1625; 2013 Qtr 3: 34102.1625; 2013 Qtr 4: 34102.1625; 2014 Qtr 1: 32839.125; 2014 Qtr 2: 32839.125; 2014 Qtr 3: 32839.125; 2014 Qtr 4: 32839.125 | 267765.15
3237 | 443988-HVAC - Controls/Controlling Equipment |  | SYSTEM | Commercial | 01-ALC-AllCommercial-Cooling | TRUE |  |  |  |  | 0.45 | 0.1875 | 0 | 0 | 0 | 0.2625 | 1 |  | kWh | 8.5195e-05 | 0.011264 | Commercial |  | Winter Only | [6 empty] | Large Boilers (>100 MMBtu/hr Heat Input):Uncontrolled | 11 | 70% | 50% |  |  |  |  | 90% | [6 empty] | 0% | 0% | 0% | 313162.85 | 301564.25 | 0 | 0 | 0 | 0 | 0 | 0 | 0 | 0 | 0 | 2013 Qtr 1: 78290.7125; 2013 Qtr 2: 78290.7125; 2013 Qtr 3: 78290.7125; 2013 Qtr 4: 78290.7125; 2014 Qtr 1: 75391.0625; 2014 Qtr 2: 75391.0625; 2014 Qtr 3: 75391.0625; 2014 Qtr 4: 75391.0625 | 614727.1
3237 | 443989-HVAC - Energy Mgmt. System |  | SYSTEM | Commercial | 01-ALC-AllCommercial-Cooling | TRUE |  |  |  |  | 0.23 | 0.125 | 0 | 0 | 0 | 0.105 | 1 |  | kWh | 7.1577e-06 | 0.013509 | Commercial |  | Winter Only | [6 empty] | Large Boilers (>100 MMBtu/hr Heat Input):Uncontrolled | 15 | 70% | 50% |  |  |  |  | 90% | [6 empty] | 0% | 0% | 0% | 21432.3 | 20638.5 | 0 | 0 | 0 | 0 | 0 | 0 | 0 | 0 | 0 | 2013 Qtr 1: 5358.075; 2013 Qtr 2: 5358.075; 2013 Qtr 3: 5358.075; 2013 Qtr 4: 5358.075; 2014 Qtr 1: 5159.625; 2014 Qtr 2: 5159.625; 2014 Qtr 3: 5159.625; 2014 Qtr 4: 5159.625 | 42070.8
3237 | 443990-HVAC - Other HVAC |  | SYSTEM | Commercial | 01-ALC-AllCommercial-Cooling | TRUE |  |  |  |  | 0.65 | 0.125 | 0 | 0 | 0 | 0.525 | 1 |  | kWh | 8.1714e-05 | 0.0074151 | Commercial |  | Winter Only | 15 | 0.13 |  | 0.43 | 3.5137e-05 | 0.0031885 | Large Boilers (>100 MMBtu/hr Heat Input):Uncontrolled | 5 | 70% | 50% |  |  |  |  | 90% | [6 empty] | 0% | 0% | 0% | 170943 | 164239.6 | 0 | 0 | 0 | 0 | 0 | 0 | 0 | 0 | 0 | 2013 Qtr 1: 42735.75; 2013 Qtr 2: 42735.75; 2013 Qtr 3: 42735.75; 2013 Qtr 4: 42735.75; 2014 Qtr 1: 41059.9; 2014 Qtr 2: 41059.9; 2014 Qtr 3: 41059.9; 2014 Qtr 4: 41059.9 | 335182.6
3237 | 443991-Refrigeration - Compressor and Condenser Upgrades |  | SYSTEM | Commercial | 01-ALC-AllCommercial-Refrig | TRUE |  |  |  |  | 0.638 | 0.25 | 0 | 0 | 0 | 0.388 | 1 |  | kWh | 0.00010568 | 0 | Commercial |  | Winter Only | [6 empty] | Large Boilers (>100 MMBtu/hr Heat Input):Uncontrolled | 15 | 70% | [5 empty] | 90% | [6 empty] | 0% | 0% | 0% | 1668.65 | 1606.85 | 0 | 0 | 0 | 0 | 0 | 0 | 0 | 0 | 0 | 2013 Qtr 1: 417.1625; 2013 Qtr 2: 417.1625; 2013 Qtr 3: 417.1625; 2013 Qtr 4: 417.1625; 2014 Qtr 1: 401.7125; 2014 Qtr 2: 401.7125; 2014 Qtr 3: 401.7125; 2014 Qtr 4: 401.7125 | 3275.5
3237 | 443992-Refrigeration - Insulation |  | SYSTEM | Commercial | 01-ALC-AllCommercial-Refrig | TRUE |  |  |  |  | 0.638 | 0.125 | 0 | 0 | 0 | 0.513 | 1 |  | kWh | 0.00011394 | 0 | Commercial |  | Winter Only | [6 empty] | Large Boilers (>100 MMBtu/hr Heat Input):Uncontrolled | 11 | 70% | [5 empty] | 90% | [6 empty] | 0% | 0% | 0% | 540.3 | 520.25 | 0 | 0 | 0 | 0 | 0 | 0 | 0 | 0 | 0 | 2013 Qtr 1: 135.075; 2013 Qtr 2: 135.075; 2013 Qtr 3: 135.075; 2013 Qtr 4: 135.075; 2014 Qtr 1: 130.0625; 2014 Qtr 2: 130.0625; 2014 Qtr 3: 130.0625; 2014 Qtr 4: 130.0625 | 1060.55
3237 | 443993-Refrigeration - Other Refrigeration |  | SYSTEM | Commercial | 01-ALC-AllCommercial-Refrig | TRUE |  |  |  |  | 0.2 | 0.0125 | 0 | 0 | 0 | 0.1875 | 1 |  | kWh | 0.00011057 | 1.2307e-06 | Commercial |  | Winter Only | [6 empty] | Large Boilers (>100 MMBtu/hr Heat Input):Uncontrolled | 5 | 70% | 50% |  |  |  |  | 90% | [6 empty] | 0% | 0% | 0% | 275208.05 | 265015.15 | 0 | 0 | 0 | 0 | 0 | 0 | 0 | 0 | 0 | 2013 Qtr 1: 68802.0125; 2013 Qtr 2: 68802.0125; 2013 Qtr 3: 68802.0125; 2013 Qtr 4: 68802.0125; 2014 Qtr 1: 66253.7875; 2014 Qtr 2: 66253.7875; 2014 Qtr 3: 66253.7875; 2014 Qtr 4: 66253.7875 | 540223.2
3237 | 443994-Motors - Non HVAC Motors (ROB) |  | SYSTEM | Commercial | 35-OTI-OtherIndustrial-MOTOR | TRUE |  |  |  |  | 0.15 | 0.125 | 0 | 0 | 0 | 0.025 | 1 |  | kWh | 9.8591e-05 | 0.00044867 | Commercial |  | Winter Only | [6 empty] | Large Boilers (>100 MMBtu/hr Heat Input):Uncontrolled | 15 | 70% | 50% |  |  |  |  | 90% | [6 empty] | 0% | 0% | 0% | 96964.5 | 93373.2 | 0 | 0 | 0 | 0 | 0 | 0 | 0 | 0 | 0 | 2013 Qtr 1: 24241.125; 2013 Qtr 2: 24241.125; 2013 Qtr 3: 24241.125; 2013 Qtr 4: 24241.125; 2014 Qtr 1: 23343.3; 2014 Qtr 2: 23343.3; 2014 Qtr 3: 23343.3; 2014 Qtr 4: 23343.3 | 190337.7
3237 | 443995-Lighting - Interior Linear Fixtures - Dual Baseline |  | SYSTEM | Commercial | 01-ALC-AllCommercial-IntLight | TRUE |  |  |  |  | 0.21 | 0.125 | 0 | 0 | 0 | 0.085 | 1 |  | kWh | 0.0001687 | 1.2908e-05 | Commercial |  | Winter Only | 15 | 0.056 |  | 0.47898 | 8.0802e-05 | 6.1826e-06 | Large Boilers (>100 MMBtu/hr Heat Input):Uncontrolled | 2.0964 | 70% | 50% |  |  |  |  | 90% | [6 empty] | 0% | 0% | 0% | 666361 | 640229.525 | 0 | 0 | 0 | 0 | 0 | 0 | 0 | 0 | 0 | 2013 Qtr 1: 166590.25; 2013 Qtr 2: 166590.25; 2013 Qtr 3: 166590.25; 2013 Qtr 4: 166590.25; 2014 Qtr 1: 160057.3813; 2014 Qtr 2: 160057.3813; 2014 Qtr 3: 160057.3813; 2014 Qtr 4: 160057.3813 | 1306590.525
3237 | 443996-Lighting - Interior CF Fixtures |  | SYSTEM | Commercial | 01-ALC-AllCommercial-IntLight | TRUE |  |  |  |  | 0.2819 | 0.125 | 0 | 0 | 0 | 0.1569 | 1 |  | kWh | 0.00021622 | 0 | Commercial |  | Winter Only | [6 empty] | Large Boilers (>100 MMBtu/hr Heat Input):Uncontrolled | 15 | 70% | [5 empty] | 90% | [6 empty] | 0% | 0% | 0% | 1289.95 | 1242.2 | 0 | 0 | 0 | 0 | 0 | 0 | 0 | 0 | 0 | 2013 Qtr 1: 322.4875; 2013 Qtr 2: 322.4875; 2013 Qtr 3: 322.4875; 2013 Qtr 4: 322.4875; 2014 Qtr 1: 310.55; 2014 Qtr 2: 310.55; 2014 Qtr 3: 310.55; 2014 Qtr 4: 310.55 | 2532.15
3237 | 443998-Lighting - Interior CFLs |  | SYSTEM | Commercial | 01-ALC-AllCommercial-IntLight | TRUE |  |  |  |  | 0.2819 | 0 | 0 | 0 | 0 | 0.2819 | 1 |  | kWh | 0.00014483 | 0 | Commercial |  | Winter Only | [6 empty] | Large Boilers (>100 MMBtu/hr Heat Input):Uncontrolled | 3 | 70% | [5 empty] | 90% | [6 empty] | 0% | 0% | 0% | 7436.35 | 7160.9 | 0 | 0 | 0 | 0 | 0 | 0 | 0 | 0 | 0 | 2013 Qtr 1: 1859.0875; 2013 Qtr 2: 1859.0875; 2013 Qtr 3: 1859.0875; 2013 Qtr 4: 1859.0875; 2014 Qtr 1: 1790.225; 2014 Qtr 2: 1790.225; 2014 Qtr 3: 1790.225; 2014 Qtr 4: 1790.225 | 14597.25
3237 | 443999-Lighting - Interior Lighting Controls |  | SYSTEM | Residential | 01-ALC-AllCommercial-IntLight | TRUE |  |  |  |  | 0.233 | 0.125 | 0 | 0 | 0 | 0.108 | 1 |  | kWh | 1.2089e-05 | 0 | Residential |  | Winter Only | [6 empty] | Large Boilers (>100 MMBtu/hr Heat Input):Uncontrolled | 8 | 70% | [5 empty] | 90% | [6 empty] | 0% | 0% | 0% | 34856.2 | 33565.2 | 0 | 0 | 0 | 0 | 0 | 0 | 0 | 0 | 0 | 2013 Qtr 1: 8714.05; 2013 Qtr 2: 8714.05; 2013 Qtr 3: 8714.05; 2013 Qtr 4: 8714.05; 2014 Qtr 1: 8391.3; 2014 Qtr 2: 8391.3; 2014 Qtr 3: 8391.3; 2014 Qtr 4: 8391.3 | 68421.4
3237 | 444000-Lighting - Other Interior lighting - Dual Baseline |  | SYSTEM | Commercial | 01-ALC-AllCommercial-IntLight | TRUE |  |  |  |  | 0.2819 | 0.125 | 0 | 0 | 0 | 0.1569 | 1 |  | kWh | 0.0001234 | 0 | Commercial |  | Winter Only | 15 | 0.0564 |  | 0.2448 | 3.0209e-05 | 0 | Large Boilers (>100 MMBtu/hr Heat Input):Uncontrolled | 5 | 70% | [5 empty] | 90% | [6 empty] | 0% | 0% | 0% | 131848 | 126677.2625 | 0 | 0 | 0 | 0 | 0 | 0 | 0 | 0 | 0 | 2013 Qtr 1: 32962; 2013 Qtr 2: 32962; 2013 Qtr 3: 32962; 2013 Qtr 4: 32962; 2014 Qtr 1: 31669.3156; 2014 Qtr 2: 31669.3156; 2014 Qtr 3: 31669.3156; 2014 Qtr 4: 31669.3156 | 258525.2625
3237 | 444001-Lighting - Exterior Lighting Fixtures |  | SYSTEM | Commercial | 01-ALC-AllCommercial-ExtLight | TRUE |  |  |  |  | 0.28 | 0.0875 | 0 | 0 | 0 | 0.1925 | 1 |  | kWh | 0.00014211 | 0 | Commercial |  | Winter Only | [6 empty] | Large Boilers (>100 MMBtu/hr Heat Input):Uncontrolled | 15 | 70% | [5 empty] | 90% | [6 empty] | 0% | 0% | 0% | 74118.5 | 71373.35 | 0 | 0 | 0 | 0 | 0 | 0 | 0 | 0 | 0 | 2013 Qtr 1: 18529.625; 2013 Qtr 2: 18529.625; 2013 Qtr 3: 18529.625; 2013 Qtr 4: 18529.625; 2014 Qtr 1: 17843.3375; 2014 Qtr 2: 17843.3375; 2014 Qtr 3: 17843.3375; 2014 Qtr 4: 17843.3375 | 145491.85
3237 | 444002-Lighting - Exterior Lighting Controls |  | SYSTEM | Commercial | 01-ALC-AllCommercial-ExtLight | TRUE |  |  |  |  | 0.23 | 0.0875 | 0 | 0 | 0 | 0.1425 | 1 |  | kWh | 7.7084e-06 | 0 | Commercial |  | Winter Only | [6 empty] | Large Boilers (>100 MMBtu/hr Heat Input):Uncontrolled | 8 | 70% | [5 empty] | 90% | [6 empty] | 0% | 0% | 0% | 5169.1 | 4977.65 | 0 | 0 | 0 | 0 | 0 | 0 | 0 | 0 | 0 | 2013 Qtr 1: 1292.275; 2013 Qtr 2: 1292.275; 2013 Qtr 3: 1292.275; 2013 Qtr 4: 1292.275; 2014 Qtr 1: 1244.4125; 2014 Qtr 2: 1244.4125; 2014 Qtr 3: 1244.4125; 2014 Qtr 4: 1244.4125 | 10146.75
3237 | 444003-Gas - W/H Lg Storage |  | SYSTEM | Commercial | 35-OTI-OtherIndustrial-PROC_OTH | TRUE |  |  |  |  | 2 | 1.25 | 0 | 0 | 0 | 0.75 | 0 |  | kWh | 0 | 1 | Commercial |  | Annual | [6 empty] | Large Boilers (>100 MMBtu/hr Heat Input):Uncontrolled | 15 | 70% | [5 empty] | 90% | [6 empty] | 0% | 0% | 0% | 3668.1 | 3501.4 | 0 | 0 | 0 | 0 | 0 | 0 | 0 | 0 | 0 | 2013 Qtr 1: 917.025; 2013 Qtr 2: 917.025; 2013 Qtr 3: 917.025; 2013 Qtr 4: 917.025; 2014 Qtr 1: 875.35; 2014 Qtr 2: 875.35; 2014 Qtr 3: 875.35; 2014 Qtr 4: 875.35 | 7169.5
3237 | 444004-Gas - Boiler Upgrades |  | SYSTEM | Commercial | [6 empty] | 1.3 | 1 | 0 | 0 | 0 | 0.3 | 0 |  | #N/A | 0 | 1 | Commercial |  | Annual | 15 | 0.325 |  | 0 | 0 | 0.3 | Large Boilers (>100 MMBtu/hr Heat Input):Uncontrolled | 5 | 70% | [5 empty] | 90% | [6 empty] | 0% | 0% | 0% | 17713.6 | 16908.45 | 0 | 0 | 0 | 0 | 0 | 0 | 0 | 0 | 0 | 2013 Qtr 1: 4428.4; 2013 Qtr 2: 4428.4; 2013 Qtr 3: 4428.4; 2013 Qtr 4: 4428.4; 2014 Qtr 1: 4227.1125; 2014 Qtr 2: 4227.1125; 2014 Qtr 3: 4227.1125; 2014 Qtr 4: 4227.1125 | 34622.05
3237 | 444005-Gas - Process Other |  | SYSTEM | Commercial | [6 empty] | 1.3 | 1.25 | 0 | 0 | 0 | 0.05 | 0 |  | #N/A | 0 | 1 | Commercial |  | Annual | [6 empty] | Large Boilers (>100 MMBtu/hr Heat Input):Uncontrolled | 20 | 70% | [5 empty] | 90% | [6 empty] | 0% | 0% | 0% | 61021.7 | 58247.95 | 0 | 0 | 0 | 0 | 0 | 0 | 0 | 0 | 0 | 2013 Qtr 1: 15255.425; 2013 Qtr 2: 15255.425; 2013 Qtr 3: 15255.425; 2013 Qtr 4: 15255.425; 2014 Qtr 1: 14561.9875; 2014 Qtr 2: 14561.9875; 2014 Qtr 3: 14561.9875; 2014 Qtr 4: 14561.9875 | 119269.65
3237 | 444006-Misc. Custom Electric |  | SYSTEM | Commercial | 01-ALC-AllCommercial-Vent/Fan | TRUE |  |  |  |  | 0.46 | 0.125 | 0 | 0 | 0 | 0.335 | 1 |  | kWh | 0.00010485 | 0.0019308 | Commercial |  | Winter Only | [6 empty] | Large Boilers (>100 MMBtu/hr Heat Input):Uncontrolled | 10 | 70% | 50% |  |  |  |  | 90% | [6 empty] | 0% | 0% | 0% | 393502.85 | 378928.7 | 0 | 0 | 0 | 0 | 0 | 0 | 0 | 0 | 0 | 2013 Qtr 1: 98375.7125; 2013 Qtr 2: 98375.7125; 2013 Qtr 3: 98375.7125; 2013 Qtr 4: 98375.7125; 2014 Qtr 1: 94732.175; 2014 Qtr 2: 94732.175; 2014 Qtr 3: 94732.175; 2014 Qtr 4: 94732.175 | 772431.55
3237 | 461786-Lighting - Interior LED |  | SYSTEM | Commercial | 01-ALC-AllCommercial-IntLight | TRUE |  |  |  |  | 0.22 | 0.0625 | 0 | 0 | 0 | 0.1575 | 1 |  | kWh | 0.0001228 | 0 | Commercial |  | Winter Only | [6 empty] | Large Boilers (>100 MMBtu/hr Heat Input):Controlled Low NOx Burner | 16 | 60% | [5 empty] | 90% | [6 empty] | 0% | 0% | 0% | 6083 | 5845 | 0 | 0 | 0 | 0 | 0 | 0 | 0 | 0 | 0 | 2013 Qtr 1: 1520.75; 2013 Qtr 2: 1520.75; 2013 Qtr 3: 1520.75; 2013 Qtr 4: 1520.75; 2014 Qtr 1: 1461.25; 2014 Qtr 2: 1461.25; 2014 Qtr 3: 1461.25; 2014 Qtr 4: 1461.25 | 11928
3237 | 461787-Lighting - Other Interior lighting |  | SYSTEM | Commercial | 01-ALC-AllCommercial-IntLight | TRUE |  |  |  |  | 0.282 | 0.125 | 0 | 0 | 0 | 0.157 | 1 |  | kWh | 0.0001234 | 0 | Commercial |  | Winter Only | [6 empty] | Large Boilers (>100 MMBtu/hr Heat Input):Controlled Low NOx Burner | 15 | 60% | [5 empty] | 90% | [6 empty] | 0% | 0% | 0% | 43949 | 42226 | 0 | 0 | 0 | 0 | 0 | 0 | 0 | 0 | 0 | 2013 Qtr 1: 10987.25; 2013 Qtr 2: 10987.25; 2013 Qtr 3: 10987.25; 2013 Qtr 4: 10987.25; 2014 Qtr 1: 10556.5; 2014 Qtr 2: 10556.5; 2014 Qtr 3: 10556.5; 2014 Qtr 4: 10556.5 | 86175
3237 | 461788-Lighting - Interior Linear Fixtures |  | SYSTEM | Commercial | 01-ALC-AllCommercial-IntLight | TRUE |  |  |  |  | 0.21 | 0.125 | 0 | 0 | 0 | 0.085 | 1 |  | kWh | 0.0001687 | 1.2908e-05 | Commercial |  | Winter Only | [6 empty] | Large Boilers (>100 MMBtu/hr Heat Input):Controlled Low NOx Burner | 15 | 60% | 50% |  |  |  |  | 90% | [6 empty] | 0% | 0% | 0% | 222120 | 213410 | 0 | 0 | 0 | 0 | 0 | 0 | 0 | 0 | 0 | 2013 Qtr 1: 55530; 2013 Qtr 2: 55530; 2013 Qtr 3: 55530; 2013 Qtr 4: 55530; 2014 Qtr 1: 53352.5; 2014 Qtr 2: 53352.5; 2014 Qtr 3: 53352.5; 2014 Qtr 4: 53352.5 | 435530
3237 | 461789-Motors - Non HVAC Motors (ER) |  | SYSTEM | Commercial | 35-OTI-OtherIndustrial-MOTOR | TRUE |  |  |  |  | 1.06 | 0.125 | 0 | 0 | 0 | 0.935 | 1 |  | kWh | 9.8591e-05 | 0.00044867 | Commercial |  | Annual | 15 | 0.212 |  | 0.92 | 0 | 0 | Large Boilers (>100 MMBtu/hr Heat Input):Controlled Low NOx Burner | 5 | 60% | 50% |  |  |  |  | 90% | [6 empty] | 0% | 0% | 0% | 19414 | 18653 | 0 | 0 | 0 | 0 | 0 | 0 | 0 | 0 | 0 | 2013 Qtr 1: 4853.5; 2013 Qtr 2: 4853.5; 2013 Qtr 3: 4853.5; 2013 Qtr 4: 4853.5; 2014 Qtr 1: 4663.25; 2014 Qtr 2: 4663.25; 2014 Qtr 3: 4663.25; 2014 Qtr 4: 4663.25 | 38067
3239 | 446321-Food Service - Commercial Gas Fryer |  | SYSTEM | Commercial | [6 empty] | 3796 | 500 | 0 | 0 | 0 | 3296 | 0 |  | #N/A | 0 | 505 | Commercial |  | Annual | [6 empty] | Large Boilers (>100 MMBtu/hr Heat Input):Uncontrolled | 12 | 60% | [12 empty] | 0% | 0% | 0% | 3 | 3 | 0 | 0 | 0 | 0 | 0 | 0 | 0 | 0 | 0 | 2013 Qtr 1: 0.75; 2013 Qtr 2: 0.75; 2013 Qtr 3: 0.75; 2013 Qtr 4: 0.75; 2014 Qtr 1: 0.75; 2014 Qtr 2: 0.75; 2014 Qtr 3: 0.75; 2014 Qtr 4: 0.75 | 6
3239 | 446324-Ice Machines 301-400 - Energy Star |  | SYSTEM | Commercial | 01-ALC-AllCommercial-Refrig | TRUE |  |  |  |  | 281 | 75 | 0 | 0 | 0 | 206 | 685 |  | kWh | 0.07 | 0 | Commercial |  | Winter Only | [6 empty] | Large Boilers (>100 MMBtu/hr Heat Input):Uncontrolled | 10 | 60% | [12 empty] | 0% | 0% | 0% | 1 | 1 | 0 | 0 | 0 | 0 | 0 | 0 | 0 | 0 | 0 | 2013 Qtr 1: 0.25; 2013 Qtr 2: 0.25; 2013 Qtr 3: 0.25; 2013 Qtr 4: 0.25; 2014 Qtr 1: 0.25; 2014 Qtr 2: 0.25; 2014 Qtr 3: 0.25; 2014 Qtr 4: 0.25 | 2
3239 | 446330-Ice Machines 201-300 - CEE Tier III |  | SYSTEM | Commercial | 01-ALC-AllCommercial-Refrig | TRUE |  |  |  |  | 683 | 100 | 0 | 0 | 0 | 583 | 832 |  | kWh | 0.085 | 0 | Commercial |  | Winter Only | [6 empty] | Large Boilers (>100 MMBtu/hr Heat Input):Uncontrolled | 12 | 60% | [12 empty] | 0% | 0% | 0% | 1 | 1 | 0 | 0 | 0 | 0 | 0 | 0 | 0 | 0 | 0 | 2013 Qtr 1: 0.25; 2013 Qtr 2: 0.25; 2013 Qtr 3: 0.25; 2013 Qtr 4: 0.25; 2014 Qtr 1: 0.25; 2014 Qtr 2: 0.25; 2014 Qtr 3: 0.25; 2014 Qtr 4: 0.25 | 2
3239 | 446334-Ice Machines 1001-1500 - CEE Tier III |  | SYSTEM | Commercial | 01-ALC-AllCommercial-Refrig | TRUE |  |  |  |  | 839 | 400 | 0 | 0 | 0 | 439 | 2601 |  | kWh | 0.267 | 0 | Commercial |  | Winter Only | [6 empty] | Large Boilers (>100 MMBtu/hr Heat Input):Uncontrolled | 10 | 60% | [12 empty] | 0% | 0% | 0% | 1 | 1 | 0 | 0 | 0 | 0 | 0 | 0 | 0 | 0 | 0 | 2013 Qtr 1: 0.25; 2013 Qtr 2: 0.25; 2013 Qtr 3: 0.25; 2013 Qtr 4: 0.25; 2014 Qtr 1: 0.25; 2014 Qtr 2: 0.25; 2014 Qtr 3: 0.25; 2014 Qtr 4: 0.25 | 2
3239 | 446342-Food Service - Convection Oven-Electric |  | SYSTEM | Commercial | 21-RSD-Restaurant–SitDown-PROC_OTH | TRUE |  |  |  |  | 2713 | 350 | 0 | 0 | 0 | 2363 | 2262 |  | kWh | 0.5 | 0 | Commercial |  | Winter Only | [6 empty] | Large Boilers (>100 MMBtu/hr Heat Input):Uncontrolled | 12 | 60% | [12 empty] | 0% | 0% | 0% | 1 | 1 | 0 | 0 | 0 | 0 | 0 | 0 | 0 | 0 | 0 | 2013 Qtr 1: 0.25; 2013 Qtr 2: 0.25; 2013 Qtr 3: 0.25; 2013 Qtr 4: 0.25; 2014 Qtr 1: 0.25; 2014 Qtr 2: 0.25; 2014 Qtr 3: 0.25; 2014 Qtr 4: 0.25 | 2
3239 | 446343-Food Service - Convection Oven-Gas |  | SYSTEM | Commercial | [6 empty] | 3144 | 500 | 0 | 0 | 0 | 2644 | 0 |  | #N/A | 0 | 323 | Commercial |  | Annual | [6 empty] | Large Boilers (>100 MMBtu/hr Heat Input):Uncontrolled | 12 | 60% | [12 empty] | 0% | 0% | 0% | 1 | 1 | 0 | 0 | 0 | 0 | 0 | 0 | 0 | 0 | 0 | 2013 Qtr 1: 0.25; 2013 Qtr 2: 0.25; 2013 Qtr 3: 0.25; 2013 Qtr 4: 0.25; 2014 Qtr 1: 0.25; 2014 Qtr 2: 0.25; 2014 Qtr 3: 0.25; 2014 Qtr 4: 0.25 | 2
3239 | 446347-Conveyor Oven lg >25" total conveyor width |  | SYSTEM | Commercial | [6 empty] | 4731 | 750 | 0 | 0 | 0 | 3981 | 0 |  | #N/A | 0 | 845 | Commercial |  | Annual | [6 empty] | Large Boilers (>100 MMBtu/hr Heat Input):Uncontrolled | 12 | 60% | [12 empty] | 0% | 0% | 0% | 1 | 1 | 0 | 0 | 0 | 0 | 0 | 0 | 0 | 0 | 0 | 2013 Qtr 1: 0.25; 2013 Qtr 2: 0.25; 2013 Qtr 3: 0.25; 2013 Qtr 4: 0.25; 2014 Qtr 1: 0.25; 2014 Qtr 2: 0.25; 2014 Qtr 3: 0.25; 2014 Qtr 4: 0.25 | 2
3239 | 446350-Water Heating - Storage Water Heater minimum .62 EF (Tier I) |  | SYSTEM | Commercial | 01-ALC-AllCommercial-Vent/Fan | TRUE |  |  |  |  | 6.7769 | 2 | 0 | 0 | 0 | 4.7769 | 0.0145 |  | kWh | 1.13e-05 | 0.438 | Commercial |  | Annual | [6 empty] | Large Boilers (>100 MMBtu/hr Heat Input):Uncontrolled | 15 | 60% | [12 empty] | 0% | 0% | 0% | 14 | 13 | 0 | 0 | 0 | 0 | 0 | 0 | 0 | 0 | 0 | 2013 Qtr 1: 3.5; 2013 Qtr 2: 3.5; 2013 Qtr 3: 3.5; 2013 Qtr 4: 3.5; 2014 Qtr 1: 3.25; 2014 Qtr 2: 3.25; 2014 Qtr 3: 3.25; 2014 Qtr 4: 3.25 | 27
3239 | 446353-Heating - Space Heating Boilers - Large |  | SYSTEM | Commercial | [6 empty] | 3.57 | 0.25 | 0 | 0 | 0 | 3.32 | 0 |  | #N/A | 0 | 0.29 | Commercial |  | Annual | [6 empty] | Large Boilers (>100 MMBtu/hr Heat Input):Uncontrolled | 20 | 60% | [12 empty] | 0% | 0% | 0% | 32 | 30 | 0 | 0 | 0 | 0 | 0 | 0 | 0 | 0 | 0 | 2013 Qtr 1: 8; 2013 Qtr 2: 8; 2013 Qtr 3: 8; 2013 Qtr 4: 8; 2014 Qtr 1: 7.5; 2014 Qtr 2: 7.5; 2014 Qtr 3: 7.5; 2014 Qtr 4: 7.5 | 62
3239 | 446355-Water Heating -Instantaneous - Gas <=200MBtuh |  | SYSTEM | Commercial | 01-ALC-AllCommercial-Vent/Fan | TRUE |  |  |  |  | 2 | 2 | 0 | 0 | 0 | 0 | 0.0589 |  | kWh | 1.92e-05 | 2.06 | Commercial |  | Annual | [6 empty] | Large Boilers (>100 MMBtu/hr Heat Input):Uncontrolled | 20 | 60% | [12 empty] | 0% | 0% | 0% | 7 | 7 | 0 | 0 | 0 | 0 | 0 | 0 | 0 | 0 | 0 | 2013 Qtr 1: 1.75; 2013 Qtr 2: 1.75; 2013 Qtr 3: 1.75; 2013 Qtr 4: 1.75; 2014 Qtr 1: 1.75; 2014 Qtr 2: 1.75; 2014 Qtr 3: 1.75; 2014 Qtr 4: 1.75 | 14
3239 | 446360-Water Heating -Direct Contact Water Heater >300 Mbtuh |  | SYSTEM | Commercial | 01-ALC-AllCommercial-Vent/Fan | TRUE |  |  |  |  | 2.17 | 2 | 0 | 0 | 0 | 0.17 | 0.024 |  | kWh | 1.2e-05 | 1.39 | Commercial |  | Annual | [6 empty] | Large Boilers (>100 MMBtu/hr Heat Input):Uncontrolled | 20 | 60% | [12 empty] | 0% | 0% | 0% | 10 | 10 | 0 | 0 | 0 | 0 | 0 | 0 | 0 | 0 | 0 | 2013 Qtr 1: 2.5; 2013 Qtr 2: 2.5; 2013 Qtr 3: 2.5; 2013 Qtr 4: 2.5; 2014 Qtr 1: 2.5; 2014 Qtr 2: 2.5; 2014 Qtr 3: 2.5; 2014 Qtr 4: 2.5 | 20
3239 | 446361-Tank Insulation - High Temperature Applic. (LF) 1 in |  | SYSTEM | Commercial | 01-ALC-AllCommercial-Vent/Fan | TRUE |  |  |  |  | 3 | 3 | 0 | 0 | 0 | 0 | 0 |  | kWh | 0 | 9.7 | Commercial |  | Annual | [6 empty] | Large Boilers (>100 MMBtu/hr Heat Input):Uncontrolled | 20 | 60% | [12 empty] | 0% | 0% | 0% | 1 | 1 | 0 | 0 | 0 | 0 | 0 | 0 | 0 | 0 | 0 | 2013 Qtr 1: 0.25; 2013 Qtr 2: 0.25; 2013 Qtr 3: 0.25; 2013 Qtr 4: 0.25; 2014 Qtr 1: 0.25; 2014 Qtr 2: 0.25; 2014 Qtr 3: 0.25; 2014 Qtr 4: 0.25 | 2
3239 | 446362-Tank Insulation - High Temperature Applic. (LF) 2 in |  | SYSTEM | Commercial | 01-ALC-AllCommercial-Vent/Fan | TRUE |  |  |  |  | 4 | 4 | 0 | 0 | 0 | 0 | 0 |  | kWh | 0 | 10.4 | Commercial |  | Annual | [6 empty] | Large Boilers (>100 MMBtu/hr Heat Input):Uncontrolled | 20 | 60% | [12 empty] | 0% | 0% | 0% | 18 | 17 | 0 | 0 | 0 | 0 | 0 | 0 | 0 | 0 | 0 | 2013 Qtr 1: 4.5; 2013 Qtr 2: 4.5; 2013 Qtr 3: 4.5; 2013 Qtr 4: 4.5; 2014 Qtr 1: 4.25; 2014 Qtr 2: 4.25; 2014 Qtr 3: 4.25; 2014 Qtr 4: 4.25 | 35
3239 | 446370-Lighting - Remove 2 Ft T-8 (De-Lamp) |  | SYSTEM | Commercial | 18-OFS-Office–Small-IntLight | TRUE |  |  |  |  | 19 | 6 | 0 | 0 | 0 | 13 | 128 |  | kWh | 0.02592 | 0 | Commercial |  | Winter Only | [6 empty] | Large Boilers (>100 MMBtu/hr Heat Input):Uncontrolled | 15 | 77% | [12 empty] | 0% | 0% | 0% | 20 | 19 | 0 | 0 | 0 | 0 | 0 | 0 | 0 | 0 | 0 | 2013 Qtr 1: 5; 2013 Qtr 2: 5; 2013 Qtr 3: 5; 2013 Qtr 4: 5; 2014 Qtr 1: 4.75; 2014 Qtr 2: 4.75; 2014 Qtr 3: 4.75; 2014 Qtr 4: 4.75 | 39
3239 | 446373-A/C - Reflective Window Film Coastal |  | SYSTEM | Commercial | 18-OFS-Office–Small-Cooling | TRUE |  |  |  |  | 5.64 | 1.35 | 0 | 0 | 0 | 4.29 | 12.44 |  | kWh | 0.0023 | 0 | Commercial |  | Winter Only | [6 empty] | Large Boilers (>100 MMBtu/hr Heat Input):Uncontrolled | 10 | 60% | [12 empty] | 0% | 0% | 0% | 535 | 514 | 0 | 0 | 0 | 0 | 0 | 0 | 0 | 0 | 0 | 2013 Qtr 1: 133.75; 2013 Qtr 2: 133.75; 2013 Qtr 3: 133.75; 2013 Qtr 4: 133.75; 2014 Qtr 1: 128.5; 2014 Qtr 2: 128.5; 2014 Qtr 3: 128.5; 2014 Qtr 4: 128.5 | 1049
3239 | 446374-A/C - Reflective Window Film Inland |  | SYSTEM | Commercial | 18-OFS-Office–Small-Cooling | TRUE |  |  |  |  | 5.64 | 1.35 | 0 | 0 | 0 | 4.29 | 15.27 |  | kWh | 0.0023 | 0 | Commercial |  | Winter Only | [6 empty] | Large Boilers (>100 MMBtu/hr Heat Input):Uncontrolled | 10 | 60% | [12 empty] | 0% | 0% | 0% | 603 | 579 | 0 | 0 | 0 | 0 | 0 | 0 | 0 | 0 | 0 | 2013 Qtr 1: 150.75; 2013 Qtr 2: 150.75; 2013 Qtr 3: 150.75; 2013 Qtr 4: 150.75; 2014 Qtr 1: 144.75; 2014 Qtr 2: 144.75; 2014 Qtr 3: 144.75; 2014 Qtr 4: 144.75 | 1182
3239 | 446376-Motors - VFD - HVAC Fans (per Hp) |  | SYSTEM | Commercial | 18-OFS-Office–Small-Vent/Fan | TRUE |  |  |  |  | 202 | 80 | 0 | 0 | 0 | 122 | 753 |  | kWh | 0 | 0 | Commercial |  | Winter Only | [6 empty] | Large Boilers (>100 MMBtu/hr Heat Input):Uncontrolled | 15 | 60% | [12 empty] | 0% | 0% | 0% | 29 | 28 | 0 | 0 | 0 | 0 | 0 | 0 | 0 | 0 | 0 | 2013 Qtr 1: 7.25; 2013 Qtr 2: 7.25; 2013 Qtr 3: 7.25; 2013 Qtr 4: 7.25; 2014 Qtr 1: 7; 2014 Qtr 2: 7; 2014 Qtr 3: 7; 2014 Qtr 4: 7 | 57
3239 | 446380-Low Flow Showerhead |  | SYSTEM | Commercial | 36-GST-Lodging-GuestRooms-Vent/Fan | TRUE |  |  |  |  | 37.9464 | 20 | 0 | 0 | 0 | 17.9464 | 57.8762 |  | kWh | 0.012733 | 6.664 | Commercial |  | Annual | [6 empty] | Large Boilers (>100 MMBtu/hr Heat Input):Uncontrolled | 10 | 70% | [12 empty] | 0% | 0% | 0% | 281 | 270 | 0 | 0 | 0 | 0 | 0 | 0 | 0 | 0 | 0 | 2013 Qtr 1: 70.25; 2013 Qtr 2: 70.25; 2013 Qtr 3: 70.25; 2013 Qtr 4: 70.25; 2014 Qtr 1: 67.5; 2014 Qtr 2: 67.5; 2014 Qtr 3: 67.5; 2014 Qtr 4: 67.5 | 551
3239 | 446381-Software Plug Load Sensors |  | SYSTEM | Commercial | 18-OFS-Office–Small-OffEquip | TRUE |  |  |  |  | 15 | 15 | 0 | 0 | 0 | 0 | 227.001 |  | kWh | 0 | 0 | Commercial |  | Winter Only | [6 empty] | Large Boilers (>100 MMBtu/hr Heat Input):Uncontrolled | 5 | 60% | [12 empty] | 0% | 0% | 0% | 82 | 79 | 0 | 0 | 0 | 0 | 0 | 0 | 0 | 0 | 0 | 2013 Qtr 1: 20.5; 2013 Qtr 2: 20.5; 2013 Qtr 3: 20.5; 2013 Qtr 4: 20.5; 2014 Qtr 1: 19.75; 2014 Qtr 2: 19.75; 2014 Qtr 3: 19.75; 2014 Qtr 4: 19.75 | 161
3239 | 446382-High Efficiency Copier |  | SYSTEM | Commercial | 18-OFS-Office–Small-OffEquip | TRUE |  |  |  |  | 156.7608 | 100 | 0 | 0 | 0 | 56.7608 | 323.8 |  | kWh | 0.040719 | 0 | Commercial |  | Winter Only | [6 empty] | Large Boilers (>100 MMBtu/hr Heat Input):Uncontrolled | 6 | 60% | [12 empty] | 0% | 0% | 0% | 2 | 2 | 0 | 0 | 0 | 0 | 0 | 0 | 0 | 0 | 0 | 2013 Qtr 1: 0.5; 2013 Qtr 2: 0.5; 2013 Qtr 3: 0.5; 2013 Qtr 4: 0.5; 2014 Qtr 1: 0.5; 2014 Qtr 2: 0.5; 2014 Qtr 3: 0.5; 2014 Qtr 4: 0.5 | 4
3239 | 446383-Refrigerator - Early Replacement |  | SYSTEM | Commercial | 18-OFS-Office–Small-Refrig | TRUE |  |  |  |  | 275 | 275 | 0 | 0 | 0 | 0 | 1040.577 |  | kWh | 0.13613 | 0 | Commercial |  | Winter Only | [6 empty] | Large Boilers (>100 MMBtu/hr Heat Input):Uncontrolled | 5 | 60% | [12 empty] | 0% | 0% | 0% | 3 | 3 | 0 | 0 | 0 | 0 | 0 | 0 | 0 | 0 | 0 | 2013 Qtr 1: 0.75; 2013 Qtr 2: 0.75; 2013 Qtr 3: 0.75; 2013 Qtr 4: 0.75; 2014 Qtr 1: 0.75; 2014 Qtr 2: 0.75; 2014 Qtr 3: 0.75; 2014 Qtr 4: 0.75 | 6
3239 | 446451-Food Service - Steamer-Electric |  | SYSTEM | Commercial | 21-RSD-Restaurant–SitDown-PROC_OTH | TRUE |  |  |  |  | 4150 | 1250 | 0 | 0 | 0 | 2900 | 11166 |  | kWh | 2.5 | 0 | Commercial |  | Winter Only | [6 empty] | Large Boilers (>100 MMBtu/hr Heat Input):Uncontrolled | 12 | 60% | [12 empty] | 0% | 0% | 0% | 1 | 1 | 0 | 0 | 0 | 0 | 0 | 0 | 0 | 0 | 0 | 2013 Qtr 1: 0.25; 2013 Qtr 2: 0.25; 2013 Qtr 3: 0.25; 2013 Qtr 4: 0.25; 2014 Qtr 1: 0.25; 2014 Qtr 2: 0.25; 2014 Qtr 3: 0.25; 2014 Qtr 4: 0.25 | 2
3239 | 446455-Lighting - 4 Ft 2nd Gen. T-8 with Elec. Ballast |  | SYSTEM | Commercial | NON_res:DEER:Indoor_Non-CFL_Ltg | TRUE |  |  |  |  | 20.97 | 5.5 | 0 | 0 | 0 | 15.47 | 36.0653 |  | kWh | 0.0075392 | -0.51941 | Commercial |  | Annual | [6 empty] | Large Boilers (>100 MMBtu/hr Heat Input):Uncontrolled | 15 | 70% | [12 empty] | 0% | 0% | 0% | 2388 | 2294 | 0 | 0 | 0 | 0 | 0 | 0 | 0 | 0 | 0 | 2013 Qtr 1: 597; 2013 Qtr 2: 597; 2013 Qtr 3: 597; 2013 Qtr 4: 597; 2014 Qtr 1: 573.5; 2014 Qtr 2: 573.5; 2014 Qtr 3: 573.5; 2014 Qtr 4: 573.5 | 4682
3239 | 446456-Lighting - 8 Ft T-8 with Elec. Ballast |  | SYSTEM | Commercial | 18-OFS-Office–Small-IntLight | TRUE |  |  |  |  | 32.5 | 9 | 0 | 0 | 0 | 23.5 | 54.1176 |  | kWh | 0.0095172 | 0 | Commercial |  | Winter Only | [6 empty] | Large Boilers (>100 MMBtu/hr Heat Input):Uncontrolled | 15 | 70% | [12 empty] | 0% | 0% | 0% | 74 | 71 | 0 | 0 | 0 | 0 | 0 | 0 | 0 | 0 | 0 | 2013 Qtr 1: 18.5; 2013 Qtr 2: 18.5; 2013 Qtr 3: 18.5; 2013 Qtr 4: 18.5; 2014 Qtr 1: 17.75; 2014 Qtr 2: 17.75; 2014 Qtr 3: 17.75; 2014 Qtr 4: 17.75 | 145
3239 | 446457-Lighting - Cold Cathode Fluorescent Lamp |  | SYSTEM | Commercial | 21-RSD-Restaurant–SitDown-LIT_INT | TRUE |  |  |  |  | 4 | 4 | 0 | 0 | 0 | 0 | 60 |  | kWh | 0.009 | 0 | Commercial |  | Winter Only | [6 empty] | Large Boilers (>100 MMBtu/hr Heat Input):Uncontrolled | 2 | 53% | [12 empty] | 0% | 0% | 0% | 44 | 43 | 0 | 0 | 0 | 0 | 0 | 0 | 0 | 0 | 0 | 2013 Qtr 1: 11; 2013 Qtr 2: 11; 2013 Qtr 3: 11; 2013 Qtr 4: 11; 2014 Qtr 1: 10.75; 2014 Qtr 2: 10.75; 2014 Qtr 3: 10.75; 2014 Qtr 4: 10.75 | 87
3239 | 446458-Lighting - Remove 3 Ft T-8 (De-Lamp) |  | SYSTEM | Commercial | 18-OFS-Office–Small-IntLight | TRUE |  |  |  |  | 19 | 6 | 0 | 0 | 0 | 13 | 182.6 |  | kWh | 0.031387 | 0 | Commercial |  | Winter Only | [6 empty] | Large Boilers (>100 MMBtu/hr Heat Input):Uncontrolled | 15 | 77% | [12 empty] | 0% | 0% | 0% | 2 | 2 | 0 | 0 | 0 | 0 | 0 | 0 | 0 | 0 | 0 | 2013 Qtr 1: 0.5; 2013 Qtr 2: 0.5; 2013 Qtr 3: 0.5; 2013 Qtr 4: 0.5; 2014 Qtr 1: 0.5; 2014 Qtr 2: 0.5; 2014 Qtr 3: 0.5; 2014 Qtr 4: 0.5 | 4
3239 | 446461-Lighting - Screw in 14-26 Watt Reflector Lamp |  | SYSTEM | Commercial | 18-OFS-Office–Small-IntLight | TRUE |  |  |  |  | 10.2473 | 7 | 0 | 0 | 0 | 3.2473 | 133 |  | kWh | 0.0281 | -0.332 | Commercial |  | Winter Only | [6 empty] | Large Boilers (>100 MMBtu/hr Heat Input):Uncontrolled | 1.8 | 53% |  |  |  |  | 83% | [7 empty] | 0% | 0% | 0% | 138 | 132 | 0 | 0 | 0 | 0 | 0 | 0 | 0 | 0 | 0 | 2013 Qtr 1: 34.5; 2013 Qtr 2: 34.5; 2013 Qtr 3: 34.5; 2013 Qtr 4: 34.5; 2014 Qtr 1: 33; 2014 Qtr 2: 33; 2014 Qtr 3: 33; 2014 Qtr 4: 33 | 270
3239 | 446463-Lighting- Ceramic Metal Halide Fixture |  | SYSTEM | Commercial | 24-RTS-Retail–Small-LIT_INT | TRUE |  |  |  |  | 214.3555 | 45 | 0 | 0 | 0 | 169.3555 | 484.848 |  | kWh | 0.10472 | 0 | Commercial |  | Winter Only | [6 empty] | Large Boilers (>100 MMBtu/hr Heat Input):Uncontrolled | 15 | 77% | [12 empty] | 0% | 0% | 0% | 281 | 270 | 0 | 0 | 0 | 0 | 0 | 0 | 0 | 0 | 0 | 2013 Qtr 1: 70.25; 2013 Qtr 2: 70.25; 2013 Qtr 3: 70.25; 2013 Qtr 4: 70.25; 2014 Qtr 1: 67.5; 2014 Qtr 2: 67.5; 2014 Qtr 3: 67.5; 2014 Qtr 4: 67.5 | 551
3239 | 446464-Lighting-Wall or Ceiling-mounted Lighting Sensor >= 500 watts |  | SYSTEM | Commercial | 01-ALC-AllCommercial-IntLight | TRUE |  |  |  |  | 141 | 55 | 0 | 0 | 0 | 86 | 789 |  | kWh | 0.381 | 0 | Commercial |  | Winter Only | [6 empty] | Large Boilers (>100 MMBtu/hr Heat Input):Uncontrolled | 8 | 60% | [12 empty] | 0% | 0% | 0% | 11 | 11 | 0 | 0 | 0 | 0 | 0 | 0 | 0 | 0 | 0 | 2013 Qtr 1: 2.75; 2013 Qtr 2: 2.75; 2013 Qtr 3: 2.75; 2013 Qtr 4: 2.75; 2014 Qtr 1: 2.75; 2014 Qtr 2: 2.75; 2014 Qtr 3: 2.75; 2014 Qtr 4: 2.75 | 22
3239 | 446465-Refrigeration - Efficient Evap Fan Motor Permanent-Split Capacitor (PSC) Motor |  | SYSTEM | Commercial | 09-GRO-Grocery-REFG | TRUE |  |  |  |  | 90.5 | 50 | 0 | 0 | 0 | 40.5 | 450.2515 |  | kWh | 0.062831 | -0.0065126 | Commercial |  | Winter Only | [6 empty] | Large Boilers (>100 MMBtu/hr Heat Input):Uncontrolled | 15 | 60% | [12 empty] | 0% | 0% | 0% | 50 | 48 | 0 | 0 | 0 | 0 | 0 | 0 | 0 | 0 | 0 | 2013 Qtr 1: 12.5; 2013 Qtr 2: 12.5; 2013 Qtr 3: 12.5; 2013 Qtr 4: 12.5; 2014 Qtr 1: 12; 2014 Qtr 2: 12; 2014 Qtr 3: 12; 2014 Qtr 4: 12 | 98
3239 | 446468-Refrigeration - New Refrigeration Case w/Doors-Low Temperature Case |  | SYSTEM | Commercial | 09-GRO-Grocery-REFG | TRUE |  |  |  |  | 175 | 175 | 0 | 0 | 0 | 0 | 1208 |  | kWh | 0.118 | 0 | Commercial |  | Winter Only | [6 empty] | Large Boilers (>100 MMBtu/hr Heat Input):Uncontrolled | 12 | 60% | [12 empty] | 0% | 0% | 0% | 66 | 63 | 0 | 0 | 0 | 0 | 0 | 0 | 0 | 0 | 0 | 2013 Qtr 1: 16.5; 2013 Qtr 2: 16.5; 2013 Qtr 3: 16.5; 2013 Qtr 4: 16.5; 2014 Qtr 1: 15.75; 2014 Qtr 2: 15.75; 2014 Qtr 3: 15.75; 2014 Qtr 4: 15.75 | 129
3239 | 446469-Refrigeration - New Refrigeration Case w/Doors-Medium Temperature Case |  | SYSTEM | Commercial | 09-GRO-Grocery-REFG | TRUE |  |  |  |  | 845.2402 | 75 | 0 | 0 | 0 | 770.2402 | 100.6884 |  | kWh | 0.045408 | 18.901 | Commercial |  | Annual | [6 empty] | Large Boilers (>100 MMBtu/hr Heat Input):Uncontrolled | 12 | 60% | [12 empty] | 0% | 0% | 0% | 2 | 1 | 0 | 0 | 0 | 0 | 0 | 0 | 0 | 0 | 0 | 2013 Qtr 1: 0.5; 2013 Qtr 2: 0.5; 2013 Qtr 3: 0.5; 2013 Qtr 4: 0.5; 2014 Qtr 1: 0.25; 2014 Qtr 2: 0.25; 2014 Qtr 3: 0.25; 2014 Qtr 4: 0.25 | 3
3239 | 446471-Refrigeration - Night Covers for Display Cases Low Temp |  | SYSTEM | Commercial | 09-GRO-Grocery-REFG | TRUE |  |  |  |  | 9.25 | 3.5 | 0 | 0 | 0 | 5.75 | 59 |  | kWh | 0 | 0 | Commercial |  | Winter Only | [6 empty] | Large Boilers (>100 MMBtu/hr Heat Input):Uncontrolled | 5 | 60% | [12 empty] | 0% | 0% | 0% | 83 | 80 | 0 | 0 | 0 | 0 | 0 | 0 | 0 | 0 | 0 | 2013 Qtr 1: 20.75; 2013 Qtr 2: 20.75; 2013 Qtr 3: 20.75; 2013 Qtr 4: 20.75; 2014 Qtr 1: 20; 2014 Qtr 2: 20; 2014 Qtr 3: 20; 2014 Qtr 4: 20 | 163
3239 | 446473-Refrigeration - Special Doors with Low/No ASH on Low Temp Display Case |  | SYSTEM | Commercial | 09-GRO-Grocery-REFG | TRUE |  |  |  |  | 100 | 100 | 0 | 0 | 0 | 0 | 749 |  | kWh | 0.015 | 0 | Commercial |  | Winter Only | [6 empty] | Large Boilers (>100 MMBtu/hr Heat Input):Uncontrolled | 16 | 60% | [12 empty] | 0% | 0% | 0% | 3 | 3 | 0 | 0 | 0 | 0 | 0 | 0 | 0 | 0 | 0 | 2013 Qtr 1: 0.75; 2013 Qtr 2: 0.75; 2013 Qtr 3: 0.75; 2013 Qtr 4: 0.75; 2014 Qtr 1: 0.75; 2014 Qtr 2: 0.75; 2014 Qtr 3: 0.75; 2014 Qtr 4: 0.75 | 6
3239 | 446491-Lighting - Exterior Compact Fluorescent Fixture <=70 watts |  | SYSTEM | Commercial | 23-RTL-Retail–SingleStorylarge-LIT_EXT | TRUE |  |  |  |  | 144 | 17 | 0 | 0 | 0 | 127 | 829.8857 |  | kWh | 0 | 0 | Commercial |  | Winter Only | [6 empty] | Large Boilers (>100 MMBtu/hr Heat Input):Uncontrolled | 15 | 77% | [12 empty] | 0% | 0% | 0% | 15 | 15 | 0 | 0 | 0 | 0 | 0 | 0 | 0 | 0 | 0 | 2013 Qtr 1: 3.75; 2013 Qtr 2: 3.75; 2013 Qtr 3: 3.75; 2013 Qtr 4: 3.75; 2014 Qtr 1: 3.75; 2014 Qtr 2: 3.75; 2014 Qtr 3: 3.75; 2014 Qtr 4: 3.75 | 30
3239 | 446492-Lighting - Exterior Induction Fixture <=100 watts |  | SYSTEM | Commercial | 23-RTL-Retail–SingleStorylarge-LIT_EXT | TRUE |  |  |  |  | 144 | 45 | 0 | 0 | 0 | 99 | 388.4571 |  | kWh | 0 | 0 | Commercial |  | Winter Only | [6 empty] | Large Boilers (>100 MMBtu/hr Heat Input):Uncontrolled | 15 | 77% | [12 empty] | 0% | 0% | 0% | 43 | 41 | 0 | 0 | 0 | 0 | 0 | 0 | 0 | 0 | 0 | 2013 Qtr 1: 10.75; 2013 Qtr 2: 10.75; 2013 Qtr 3: 10.75; 2013 Qtr 4: 10.75; 2014 Qtr 1: 10.25; 2014 Qtr 2: 10.25; 2014 Qtr 3: 10.25; 2014 Qtr 4: 10.25 | 84
3239 | 446493-Lighting - Exterior Induction Fixture <=120 watts |  | SYSTEM | Commercial | 23-RTL-Retail–SingleStorylarge-LIT_EXT | TRUE |  |  |  |  | 144 | 50 | 0 | 0 | 0 | 94 | 477.25 |  | kWh | 0 | 0 | Commercial |  | Winter Only | [6 empty] | Large Boilers (>100 MMBtu/hr Heat Input):Uncontrolled | 15 | 77% | [12 empty] | 0% | 0% | 0% | 1 | 1 | 0 | 0 | 0 | 0 | 0 | 0 | 0 | 0 | 0 | 2013 Qtr 1: 0.25; 2013 Qtr 2: 0.25; 2013 Qtr 3: 0.25; 2013 Qtr 4: 0.25; 2014 Qtr 1: 0.25; 2014 Qtr 2: 0.25; 2014 Qtr 3: 0.25; 2014 Qtr 4: 0.25 | 2
3239 | 446494-Lighting - Exterior Induction Fixture <=180 watts |  | SYSTEM | Commercial | 23-RTL-Retail–SingleStorylarge-LIT_EXT | TRUE |  |  |  |  | 144 | 50 | 0 | 0 | 0 | 94 | 477.25 |  | kWh | 0 | 0 | Commercial |  | Winter Only | [6 empty] | Large Boilers (>100 MMBtu/hr Heat Input):Uncontrolled | 15 | 77% | [12 empty] | 0% | 0% | 0% | 84 | 81 | 0 | 0 | 0 | 0 | 0 | 0 | 0 | 0 | 0 | 2013 Qtr 1: 21; 2013 Qtr 2: 21; 2013 Qtr 3: 21; 2013 Qtr 4: 21; 2014 Qtr 1: 20.25; 2014 Qtr 2: 20.25; 2014 Qtr 3: 20.25; 2014 Qtr 4: 20.25 | 165
3239 | 446495-Lighting - Exterior Induction Fixture <=250 watts |  | SYSTEM | Commercial | 23-RTL-Retail–SingleStorylarge-LIT_EXT | TRUE |  |  |  |  | 219.9188 | 100 | 0 | 0 | 0 | 119.9188 | 651.9 |  | kWh | 0 | 0 | Commercial |  | Winter Only | [6 empty] | Large Boilers (>100 MMBtu/hr Heat Input):Uncontrolled | 15 | 77% | [12 empty] | 0% | 0% | 0% | 36 | 34 | 0 | 0 | 0 | 0 | 0 | 0 | 0 | 0 | 0 | 2013 Qtr 1: 9; 2013 Qtr 2: 9; 2013 Qtr 3: 9; 2013 Qtr 4: 9; 2014 Qtr 1: 8.5; 2014 Qtr 2: 8.5; 2014 Qtr 3: 8.5; 2014 Qtr 4: 8.5 | 70
3239 | 446496-Lighting - Exterior Induction Fixture <=70 watts |  | SYSTEM | Commercial | 23-RTL-Retail–SingleStorylarge-LIT_EXT | TRUE |  |  |  |  | 144 | 25 | 0 | 0 | 0 | 119 | 388.4571 |  | kWh | 0 | 0 | Commercial |  | Winter Only | [6 empty] | Large Boilers (>100 MMBtu/hr Heat Input):Uncontrolled | 15 | 77% | [12 empty] | 0% | 0% | 0% | 99 | 95 | 0 | 0 | 0 | 0 | 0 | 0 | 0 | 0 | 0 | 2013 Qtr 1: 24.75; 2013 Qtr 2: 24.75; 2013 Qtr 3: 24.75; 2013 Qtr 4: 24.75; 2014 Qtr 1: 23.75; 2014 Qtr 2: 23.75; 2014 Qtr 3: 23.75; 2014 Qtr 4: 23.75 | 194
3239 | 446497-Lighting - Exterior Pulse Start/Ceramic Metal Halide Fixtures <=100 watts |  | SYSTEM | Commercial | 18-OFS-Office–Small-IntLight | TRUE |  |  |  |  | 214.3555 | 20 | 0 | 0 | 0 | 194.3555 | 328.536 |  | kWh | 0.10125 | 0 | Commercial |  | Winter Only | [6 empty] | Large Boilers (>100 MMBtu/hr Heat Input):Uncontrolled | 15 | 77% | [12 empty] | 0% | 0% | 0% | 3 | 3 | 0 | 0 | 0 | 0 | 0 | 0 | 0 | 0 | 0 | 2013 Qtr 1: 0.75; 2013 Qtr 2: 0.75; 2013 Qtr 3: 0.75; 2013 Qtr 4: 0.75; 2014 Qtr 1: 0.75; 2014 Qtr 2: 0.75; 2014 Qtr 3: 0.75; 2014 Qtr 4: 0.75 | 6
3239 | 446498-Lighting - Exterior Pulse Start/Ceramic Metal Halide Fixtures <=125 watts |  | SYSTEM | Commercial | 18-OFS-Office–Small-IntLight | TRUE |  |  |  |  | 227.1691 | 25 | 0 | 0 | 0 | 202.1691 | 246.402 |  | kWh | 0.075938 | 0 | Commercial |  | Winter Only | [6 empty] | Large Boilers (>100 MMBtu/hr Heat Input):Uncontrolled | 15 | 77% | [12 empty] | 0% | 0% | 0% | 2 | 2 | 0 | 0 | 0 | 0 | 0 | 0 | 0 | 0 | 0 | 2013 Qtr 1: 0.5; 2013 Qtr 2: 0.5; 2013 Qtr 3: 0.5; 2013 Qtr 4: 0.5; 2014 Qtr 1: 0.5; 2014 Qtr 2: 0.5; 2014 Qtr 3: 0.5; 2014 Qtr 4: 0.5 | 4
3239 | 446499-Lighting - Exterior Pulse Start/Ceramic Metal Halide Fixtures <=175 watts |  | SYSTEM | Commercial | 18-OFS-Office–Small-IntLight | TRUE |  |  |  |  | 227.1691 | 25 | 0 | 0 | 0 | 202.1691 | 246.402 |  | kWh | 0.075938 | 0 | Commercial |  | Winter Only | [6 empty] | Large Boilers (>100 MMBtu/hr Heat Input):Uncontrolled | 15 | 77% | [12 empty] | 0% | 0% | 0% | 2 | 2 | 0 | 0 | 0 | 0 | 0 | 0 | 0 | 0 | 0 | 2013 Qtr 1: 0.5; 2013 Qtr 2: 0.5; 2013 Qtr 3: 0.5; 2013 Qtr 4: 0.5; 2014 Qtr 1: 0.5; 2014 Qtr 2: 0.5; 2014 Qtr 3: 0.5; 2014 Qtr 4: 0.5 | 4
3239 | 446500-Lighting - Exterior Pulse Start/Ceramic Metal Halide Fixtures <=250 watts |  | SYSTEM | Commercial | 24-RTS-Retail–Small-LIT_INT | TRUE |  |  |  |  | 214.3555 | 45 | 0 | 0 | 0 | 169.3555 | 484.848 |  | kWh | 0.10472 | 0 | Commercial |  | Winter Only | [6 empty] | Large Boilers (>100 MMBtu/hr Heat Input):Uncontrolled | 15 | 77% | [12 empty] | 0% | 0% | 0% | 19 | 18 | 0 | 0 | 0 | 0 | 0 | 0 | 0 | 0 | 0 | 2013 Qtr 1: 4.75; 2013 Qtr 2: 4.75; 2013 Qtr 3: 4.75; 2013 Qtr 4: 4.75; 2014 Qtr 1: 4.5; 2014 Qtr 2: 4.5; 2014 Qtr 3: 4.5; 2014 Qtr 4: 4.5 | 37
3239 | 446501-Lighting - Exterior Pulse Start/Ceramic Metal Halide Fixtures <=70 watts |  | SYSTEM | Commercial | 24-RTS-Retail–Small-LIT_INT | TRUE |  |  |  |  | 214.3555 | 15 | 0 | 0 | 0 | 199.3555 | 484.848 |  | kWh | 0.10472 | 0 | Commercial |  | Winter Only | [6 empty] | Large Boilers (>100 MMBtu/hr Heat Input):Uncontrolled | 15 | 77% | [12 empty] | 0% | 0% | 0% | 3 | 3 | 0 | 0 | 0 | 0 | 0 | 0 | 0 | 0 | 0 | 2013 Qtr 1: 0.75; 2013 Qtr 2: 0.75; 2013 Qtr 3: 0.75; 2013 Qtr 4: 0.75; 2014 Qtr 1: 0.75; 2014 Qtr 2: 0.75; 2014 Qtr 3: 0.75; 2014 Qtr 4: 0.75 | 6
3239 | 446502-Lighting - Exterior Pulse Start/Ceramic Metal Halide Fixtures <=750 watts |  | SYSTEM | Commercial | 24-RTS-Retail–Small-LIT_INT | TRUE |  |  |  |  | 214.3555 | 75 | 0 | 0 | 0 | 139.3555 | 484.848 |  | kWh | 0.10472 | 0 | Commercial |  | Winter Only | [6 empty] | Large Boilers (>100 MMBtu/hr Heat Input):Uncontrolled | 15 | 77% | [12 empty] | 0% | 0% | 0% | 3 | 3 | 0 | 0 | 0 | 0 | 0 | 0 | 0 | 0 | 0 | 2013 Qtr 1: 0.75; 2013 Qtr 2: 0.75; 2013 Qtr 3: 0.75; 2013 Qtr 4: 0.75; 2014 Qtr 1: 0.75; 2014 Qtr 2: 0.75; 2014 Qtr 3: 0.75; 2014 Qtr 4: 0.75 | 6
3239 | 446503-Lighting - Interior Compact Fluorescent Fixture <=128 watts |  | SYSTEM | Commercial | 01-ALC-AllCommercial-IntLight | TRUE |  |  |  |  | 287 | 35 | 0 | 0 | 0 | 252 | 793.25 |  | kWh | 0.13965 | 0 | Commercial |  | Winter Only | [6 empty] | Large Boilers (>100 MMBtu/hr Heat Input):Uncontrolled | 12 | 60% | [12 empty] | 0% | 0% | 0% | 2 | 2 | 0 | 0 | 0 | 0 | 0 | 0 | 0 | 0 | 0 | 2013 Qtr 1: 0.5; 2013 Qtr 2: 0.5; 2013 Qtr 3: 0.5; 2013 Qtr 4: 0.5; 2014 Qtr 1: 0.5; 2014 Qtr 2: 0.5; 2014 Qtr 3: 0.5; 2014 Qtr 4: 0.5 | 4
3239 | 446507-Lighting - Interior Compact Fluorescent Fixture <=70 watts |  | SYSTEM | Commercial | 01-ALC-AllCommercial-IntLight | TRUE |  |  |  |  | 214.3555 | 20 | 0 | 0 | 0 | 194.3555 | 436 |  | kWh | 0.0923 | -1.09 | Commercial |  | Winter Only | [6 empty] | Large Boilers (>100 MMBtu/hr Heat Input):Uncontrolled | 12 | 60% | [12 empty] | 0% | 0% | 0% | 6 | 6 | 0 | 0 | 0 | 0 | 0 | 0 | 0 | 0 | 0 | 2013 Qtr 1: 1.5; 2013 Qtr 2: 1.5; 2013 Qtr 3: 1.5; 2013 Qtr 4: 1.5; 2014 Qtr 1: 1.5; 2014 Qtr 2: 1.5; 2014 Qtr 3: 1.5; 2014 Qtr 4: 1.5 | 12
3239 | 446510-Lighting - Interior Induction Fixture <=250watts |  | SYSTEM | Commercial | 01-ALC-AllCommercial-IntLight | TRUE |  |  |  |  | 290 | 125 | 0 | 0 | 0 | 165 | 884.45 |  | kWh | 0.13167 | 0 | Commercial |  | Winter Only | [6 empty] | Large Boilers (>100 MMBtu/hr Heat Input):Uncontrolled | 15 | 60% | [12 empty] | 0% | 0% | 0% | 1 | 1 | 0 | 0 | 0 | 0 | 0 | 0 | 0 | 0 | 0 | 2013 Qtr 1: 0.25; 2013 Qtr 2: 0.25; 2013 Qtr 3: 0.25; 2013 Qtr 4: 0.25; 2014 Qtr 1: 0.25; 2014 Qtr 2: 0.25; 2014 Qtr 3: 0.25; 2014 Qtr 4: 0.25 | 2
3239 | 446513-Lighting - Interior Linear Fluorescent Fixture <=128 watts replacing 101-175 Watts |  | SYSTEM | Commercial | 01-ALC-AllCommercial-IntLight | TRUE |  |  |  |  | 250 | 35 | 0 | 0 | 0 | 215 | 353.94 |  | kWh | 0.073 | 0 | Commercial |  | Winter Only | [6 empty] | Large Boilers (>100 MMBtu/hr Heat Input):Uncontrolled | 15 | 70% | [12 empty] | 0% | 0% | 0% | 45 | 43 | 0 | 0 | 0 | 0 | 0 | 0 | 0 | 0 | 0 | 2013 Qtr 1: 11.25; 2013 Qtr 2: 11.25; 2013 Qtr 3: 11.25; 2013 Qtr 4: 11.25; 2014 Qtr 1: 10.75; 2014 Qtr 2: 10.75; 2014 Qtr 3: 10.75; 2014 Qtr 4: 10.75 | 88
3239 | 446514-Lighting - Interior Linear Fluorescent Fixture <=192 watts replacing 176-399 Watts |  | SYSTEM | Commercial | 01-ALC-AllCommercial-IntLight | TRUE |  |  |  |  | 260 | 50 | 0 | 0 | 0 | 210 | 576.97 |  | kWh | 0.119 | 0 | Commercial |  | Winter Only | [6 empty] | Large Boilers (>100 MMBtu/hr Heat Input):Uncontrolled | 11 | 60% | [12 empty] | 0% | 0% | 0% | 23 | 22 | 0 | 0 | 0 | 0 | 0 | 0 | 0 | 0 | 0 | 2013 Qtr 1: 5.75; 2013 Qtr 2: 5.75; 2013 Qtr 3: 5.75; 2013 Qtr 4: 5.75; 2014 Qtr 1: 5.5; 2014 Qtr 2: 5.5; 2014 Qtr 3: 5.5; 2014 Qtr 4: 5.5 | 45
3239 | 446515-Lighting - Interior Linear Fluorescent Fixture <=244 watts replacing 400 Watts (Tier 1) |  | SYSTEM | Commercial | 01-ALC-AllCommercial-IntLight | TRUE |  |  |  |  | 275.71 | 100 | 0 | 0 | 0 | 175.71 | 787 |  | kWh | 0.185 | -2.04 | Commercial |  | Winter Only |  |  |  | 467 | 0.11 | -1.21 | Large Boilers (>100 MMBtu/hr Heat Input):Uncontrolled | 15 | 70% | [12 empty] | 0% | 0% | 0% | 108 | 104 | 0 | 0 | 0 | 0 | 0 | 0 | 0 | 0 | 0 | 2013 Qtr 1: 27; 2013 Qtr 2: 27; 2013 Qtr 3: 27; 2013 Qtr 4: 27; 2014 Qtr 1: 26; 2014 Qtr 2: 26; 2014 Qtr 3: 26; 2014 Qtr 4: 26 | 212
3239 | 446516-Lighting - Interior Linear Fluorescent Fixture <=600 watts replacing >=400 Watts (Tier 1) |  | SYSTEM | Commercial | 01-ALC-AllCommercial-IntLight | TRUE |  |  |  |  | 650 | 200 | 0 | 0 | 0 | 450 | 1530 |  | kWh | 0.36 | -3.96 | Commercial |  | Winter Only |  |  |  | 374 | 0.0881 | -0.969 | Large Boilers (>100 MMBtu/hr Heat Input):Uncontrolled | 15 | 70% | [12 empty] | 0% | 0% | 0% | 25 | 25 | 0 | 0 | 0 | 0 | 0 | 0 | 0 | 0 | 0 | 2013 Qtr 1: 6.25; 2013 Qtr 2: 6.25; 2013 Qtr 3: 6.25; 2013 Qtr 4: 6.25; 2014 Qtr 1: 6.25; 2014 Qtr 2: 6.25; 2014 Qtr 3: 6.25; 2014 Qtr 4: 6.25 | 50
3239 | 446517-Lighting - Interior Linear Fluorescent Fixture <=64 watts replacing <=100 Watts |  | SYSTEM | Commercial | 01-ALC-AllCommercial-IntLight | TRUE |  |  |  |  | 250 | 25 | 0 | 0 | 0 | 225 | 353.94 |  | kWh | 0.073 | 0 | Commercial |  | Winter Only | [6 empty] | Large Boilers (>100 MMBtu/hr Heat Input):Uncontrolled | 15 | 70% | [12 empty] | 0% | 0% | 0% | 22 | 21 | 0 | 0 | 0 | 0 | 0 | 0 | 0 | 0 | 0 | 2013 Qtr 1: 5.5; 2013 Qtr 2: 5.5; 2013 Qtr 3: 5.5; 2013 Qtr 4: 5.5; 2014 Qtr 1: 5.25; 2014 Qtr 2: 5.25; 2014 Qtr 3: 5.25; 2014 Qtr 4: 5.25 | 43
3239 | 446518-Lighting - Interior Linear Fluorescent Fixture 245-360 watts replacing 400 Watts (Tier 2) |  | SYSTEM | Commercial | 01-ALC-AllCommercial-IntLight | TRUE |  |  |  |  | 360 | 50 | 0 | 0 | 0 | 310 | 855.2419 |  | kWh | 0.095222 | 0 | Commercial |  | Winter Only | [6 empty] | Large Boilers (>100 MMBtu/hr Heat Input):Uncontrolled | 15 | 70% | [12 empty] | 0% | 0% | 0% | 21 | 20 | 0 | 0 | 0 | 0 | 0 | 0 | 0 | 0 | 0 | 2013 Qtr 1: 5.25; 2013 Qtr 2: 5.25; 2013 Qtr 3: 5.25; 2013 Qtr 4: 5.25; 2014 Qtr 1: 5; 2014 Qtr 2: 5; 2014 Qtr 3: 5; 2014 Qtr 4: 5 | 41
3239 | 446522-Lighting - Interior Pulse Start/Ceramic Metal Halide Fixtures <=600 watts Tier I |  | SYSTEM | Commercial | 01-ALC-AllCommercial-IntLight | TRUE |  |  |  |  | 287 | 150 | 0 | 0 | 0 | 137 | 489.9857 |  | kWh | 0.087849 | 0 | Commercial |  | Winter Only | [6 empty] | Large Boilers (>100 MMBtu/hr Heat Input):Uncontrolled | 16 | 60% | [12 empty] | 0% | 0% | 0% | 4 | 4 | 0 | 0 | 0 | 0 | 0 | 0 | 0 | 0 | 0 | [44 empty] | 8 | bar: 2013 Qtr 1 to 2014 Qtr 4
3239 | 446532-Lighting - LED Channel Signage Outdoor >2 feet Retrofit |  | SYSTEM | Commercial | 24-RTS-Retail–Small-LIT_EXT | TRUE |  |  |  |  | 33 | 3 | 0 | 0 | 0 | 30 | 83 |  | kWh | 0.014267 | 0 | Commercial |  | Winter Only | [6 empty] | Large Boilers (>100 MMBtu/hr Heat Input):Uncontrolled | 16 | 60% | [12 empty] | 0% | 0% | 0% | 16 | 15 | 0 | 0 | 0 | 0 | 0 | 0 | 0 | 0 | 0 | 2013 Qtr 1: 4; 2013 Qtr 2: 4; 2013 Qtr 3: 4; 2013 Qtr 4: 4; 2014 Qtr 1: 3.75; 2014 Qtr 2: 3.75; 2014 Qtr 3: 3.75; 2014 Qtr 4: 3.75 | 31
3239 | 446533-Lighting - Occupancy Sensor - High-Bay Sensor <12' |  | SYSTEM | Commercial | 23-RTL-Retail–SingleStorylarge-LIT_INT | TRUE |  |  |  |  | 100 | 15 | 0 | 0 | 0 | 85 | 21.8 |  | kWh | 0.00419 | 0 | Commercial |  | Winter Only | [6 empty] | Large Boilers (>100 MMBtu/hr Heat Input):Uncontrolled | 8 | 60% | [12 empty] | 0% | 0% | 0% | 53 | 51 | 0 | 0 | 0 | 0 | 0 | 0 | 0 | 0 | 0 | 2013 Qtr 1: 13.25; 2013 Qtr 2: 13.25; 2013 Qtr 3: 13.25; 2013 Qtr 4: 13.25; 2014 Qtr 1: 12.75; 2014 Qtr 2: 12.75; 2014 Qtr 3: 12.75; 2014 Qtr 4: 12.75 | 104
3239 | 446534-Lighting - Occupancy Sensor - High-Bay Sensor >=12' |  | SYSTEM | Commercial | 01-ALC-AllCommercial-IntLight | TRUE |  |  |  |  | 100 | 40 | 0 | 0 | 0 | 60 | 459.1 |  | kWh | 0.122 | 0 | Commercial |  | Winter Only | [6 empty] | Large Boilers (>100 MMBtu/hr Heat Input):Uncontrolled | 8 | 60% | [12 empty] | 0% | 0% | 0% | 179 | 172 | 0 | 0 | 0 | 0 | 0 | 0 | 0 | 0 | 0 | 2013 Qtr 1: 44.75; 2013 Qtr 2: 44.75; 2013 Qtr 3: 44.75; 2013 Qtr 4: 44.75; 2014 Qtr 1: 43; 2014 Qtr 2: 43; 2014 Qtr 3: 43; 2014 Qtr 4: 43 | 351
3239 | 446536-Lighting - Occupancy Sensor - Wallbox Lighting Sensor |  | SYSTEM | Commercial | 18-OFS-Office–Small-IntLight | TRUE |  |  |  |  | 42.2833 | 20 | 0 | 0 | 0 | 22.2833 | 213.759 |  | kWh | 0 | 0 | Commercial |  | Winter Only | [6 empty] | Large Boilers (>100 MMBtu/hr Heat Input):Uncontrolled | 8 | 60% | [12 empty] | 0% | 0% | 0% | 1189 | 1143 | 0 | 0 | 0 | 0 | 0 | 0 | 0 | 0 | 0 | 2013 Qtr 1: 297.25; 2013 Qtr 2: 297.25; 2013 Qtr 3: 297.25; 2013 Qtr 4: 297.25; 2014 Qtr 1: 285.75; 2014 Qtr 2: 285.75; 2014 Qtr 3: 285.75; 2014 Qtr 4: 285.75 | 2332
3239 | 446537-Lighting - T8 to 4ft 25 Watt Lamp |  | SYSTEM | Commercial | 18-OFS-Office–Small-IntLight | TRUE |  |  |  |  | 32.5 | 1.5 | 0 | 0 | 0 | 31 | 54.1176 |  | kWh | 0.0095172 | 0 | Commercial |  | Winter Only | [6 empty] | Large Boilers (>100 MMBtu/hr Heat Input):Uncontrolled | 15 | 70% | [12 empty] | 0% | 0% | 0% | 2850 | 2738 | 0 | 0 | 0 | 0 | 0 | 0 | 0 | 0 | 0 | 2013 Qtr 1: 712.5; 2013 Qtr 2: 712.5; 2013 Qtr 3: 712.5; 2013 Qtr 4: 712.5; 2014 Qtr 1: 684.5; 2014 Qtr 2: 684.5; 2014 Qtr 3: 684.5; 2014 Qtr 4: 684.5 | 5588
3239 | 446538-Lighting - T8 to 4ft 28 Watt Lamp |  | SYSTEM | Commercial | 18-OFS-Office–Small-IntLight | TRUE |  |  |  |  | 32.5 | 1 | 0 | 0 | 0 | 31.5 | 54.1176 |  | kWh | 0.0095172 | 0 | Commercial |  | Winter Only | [6 empty] | Large Boilers (>100 MMBtu/hr Heat Input):Uncontrolled | 15 | 70% | [12 empty] | 0% | 0% | 0% | 1198 | 1151 | 0 | 0 | 0 | 0 | 0 | 0 | 0 | 0 | 0 | 2013 Qtr 1: 299.5; 2013 Qtr 2: 299.5; 2013 Qtr 3: 299.5; 2013 Qtr 4: 299.5; 2014 Qtr 1: 287.75; 2014 Qtr 2: 287.75; 2014 Qtr 3: 287.75; 2014 Qtr 4: 287.75 | 2349
3239 | 446558-Pipe Insulation - High Pressure (>=15 psi) Steam Applic. >=1 in. Dry Cleaner Only |  | SYSTEM | Commercial | 01-ALC-AllCommercial-Vent/Fan | TRUE |  |  |  |  | 9.22 | 3 | 0 | 0 | 0 | 6.22 | 0 |  | kWh | 0 | 14.3 | Commercial |  | Annual | [6 empty] | Large Boilers (>100 MMBtu/hr Heat Input):Uncontrolled | 20 | 60% | [12 empty] | 0% | 0% | 0% | 16 | 16 | 0 | 0 | 0 | 0 | 0 | 0 | 0 | 0 | 0 | 2013 Qtr 1: 4; 2013 Qtr 2: 4; 2013 Qtr 3: 4; 2013 Qtr 4: 4; 2014 Qtr 1: 4; 2014 Qtr 2: 4; 2014 Qtr 3: 4; 2014 Qtr 4: 4 | 32
3239 | 446559-Pipe Insulation - Hot Water Applic. <1 in. |  | SYSTEM | Commercial | 01-ALC-AllCommercial-Vent/Fan | TRUE |  |  |  |  | 5.67 | 2 | 0 | 0 | 0 | 3.67 | 0 |  | kWh | 0 | 2.6 | Commercial |  | Annual | [6 empty] | Large Boilers (>100 MMBtu/hr Heat Input):Uncontrolled | 11 | 60% | [12 empty] | 0% | 0% | 0% | 3 | 3 | 0 | 0 | 0 | 0 | 0 | 0 | 0 | 0 | 0 | 2013 Qtr 1: 0.75; 2013 Qtr 2: 0.75; 2013 Qtr 3: 0.75; 2013 Qtr 4: 0.75; 2014 Qtr 1: 0.75; 2014 Qtr 2: 0.75; 2014 Qtr 3: 0.75; 2014 Qtr 4: 0.75 | 6
3239 | 446560-Pipe Insulation - Hot Water Applic. >=1 in. |  | SYSTEM | Commercial | 01-ALC-AllCommercial-Vent/Fan | TRUE |  |  |  |  | 9.22 | 2 | 0 | 0 | 0 | 7.22 | 0 |  | kWh | 0 | 2.9 | Commercial |  | Annual | [6 empty] | Large Boilers (>100 MMBtu/hr Heat Input):Uncontrolled | 11 | 60% | [12 empty] | 0% | 0% | 0% | 7 | 6 | 0 | 0 | 0 | 0 | 0 | 0 | 0 | 0 | 0 | 2013 Qtr 1: 1.75; 2013 Qtr 2: 1.75; 2013 Qtr 3: 1.75; 2013 Qtr 4: 1.75; 2014 Qtr 1: 1.5; 2014 Qtr 2: 1.5; 2014 Qtr 3: 1.5; 2014 Qtr 4: 1.5 | 13
3239 | 446563-Refrigeration - Efficient Evap Fan Motor Electronically Commutated Motor (ECM) Display Case |  | SYSTEM | Commercial | 09-GRO-Grocery-REFG | TRUE |  |  |  |  | 81.75 | 35 | 0 | 0 | 0 | 46.75 | 349.107 |  | kWh | 0.047535 | -0.34585 | Commercial |  | Annual | [6 empty] | Large Boilers (>100 MMBtu/hr Heat Input):Uncontrolled | 15 | 60% | [12 empty] | 0% | 0% | 0% | 80 | 77 | 0 | 0 | 0 | 0 | 0 | 0 | 0 | 0 | 0 | 2013 Qtr 1: 20; 2013 Qtr 2: 20; 2013 Qtr 3: 20; 2013 Qtr 4: 20; 2014 Qtr 1: 19.25; 2014 Qtr 2: 19.25; 2014 Qtr 3: 19.25; 2014 Qtr 4: 19.25 | 157
3239 | 446564-Refrigeration - Efficient Evap Fan Motor Electronically Commutated Motor (ECM) Walk In |  | SYSTEM | Commercial | 09-GRO-Grocery-REFG | TRUE |  |  |  |  | 101 | 50 | 0 | 0 | 0 | 51 | 349.107 |  | kWh | 0.047535 | -0.34585 | Commercial |  | Annual | [6 empty] | Large Boilers (>100 MMBtu/hr Heat Input):Uncontrolled | 15 | 60% | [12 empty] | 0% | 0% | 0% | 166 | 160 | 0 | 0 | 0 | 0 | 0 | 0 | 0 | 0 | 0 | 2013 Qtr 1: 41.5; 2013 Qtr 2: 41.5; 2013 Qtr 3: 41.5; 2013 Qtr 4: 41.5; 2014 Qtr 1: 40; 2014 Qtr 2: 40; 2014 Qtr 3: 40; 2014 Qtr 4: 40 | 326
3239 | 446565-Refrigeration - Insulate Bare Suction Pipes |  | SYSTEM | Commercial | 09-GRO-Grocery-REFG | TRUE |  |  |  |  | 2 | 2 | 0 | 0 | 0 | 0 | 18.4 |  | kWh | 0 | 0 | Commercial |  | Winter Only | [6 empty] | Large Boilers (>100 MMBtu/hr Heat Input):Uncontrolled | 11 | 60% | [12 empty] | 0% | 0% | 0% | 1 | 1 | 0 | 0 | 0 | 0 | 0 | 0 | 0 | 0 | 0 | 2013 Qtr 1: 0.25; 2013 Qtr 2: 0.25; 2013 Qtr 3: 0.25; 2013 Qtr 4: 0.25; 2014 Qtr 1: 0.25; 2014 Qtr 2: 0.25; 2014 Qtr 3: 0.25; 2014 Qtr 4: 0.25 | 2
3239 | 446572-Refrigeration - Food Service -Evaporator Fan Controller for Walk-In Coolers |  | SYSTEM | Commercial | 09-GRO-Grocery-REFG | TRUE |  |  |  |  | 145.75 | 75 | 0 | 0 | 0 | 70.75 | 604.3284 |  | kWh | 0.080556 | -0.008876 | Commercial |  | Winter Only | [6 empty] | Large Boilers (>100 MMBtu/hr Heat Input):Uncontrolled | 16 | 60% | [12 empty] | 0% | 0% | 0% | 4 | 4 | 0 | 0 | 0 | 0 | 0 | 0 | 0 | 0 | 0 | [44 empty] | 8 | bar: 2013 Qtr 1 to 2014 Qtr 4
3239 | 446574-Lighting - Exterior LED Fixtures <=110 watts |  | SYSTEM | Commercial | 24-RTS-Retail–Small-LIT_EXT | TRUE |  |  |  |  | 100 | 80 | 0 | 0 | 0 | 20 | 41.5 |  | kWh | 0.0071333 | 0 | Commercial |  | Winter Only | [6 empty] | Large Boilers (>100 MMBtu/hr Heat Input):Uncontrolled | 15 | 60% | [12 empty] | 0% | 0% | 0% | 5 | 5 | 0 | 0 | 0 | 0 | 0 | 0 | 0 | 0 | 0 | 2013 Qtr 1: 1.25; 2013 Qtr 2: 1.25; 2013 Qtr 3: 1.25; 2013 Qtr 4: 1.25; 2014 Qtr 1: 1.25; 2014 Qtr 2: 1.25; 2014 Qtr 3: 1.25; 2014 Qtr 4: 1.25 | 10
3239 | 446575-Lighting - Exterior LED Fixtures <=192watts |  | SYSTEM | Commercial | 24-RTS-Retail–Small-LIT_EXT | TRUE |  |  |  |  | 125 | 125 | 0 | 0 | 0 | 0 | 83 |  | kWh | 0.014267 | 0 | Commercial |  | Winter Only | [6 empty] | Large Boilers (>100 MMBtu/hr Heat Input):Uncontrolled | 16 | 77% | [12 empty] | 0% | 0% | 0% | 24 | 23 | 0 | 0 | 0 | 0 | 0 | 0 | 0 | 0 | 0 | 2013 Qtr 1: 6; 2013 Qtr 2: 6; 2013 Qtr 3: 6; 2013 Qtr 4: 6; 2014 Qtr 1: 5.75; 2014 Qtr 2: 5.75; 2014 Qtr 3: 5.75; 2014 Qtr 4: 5.75 | 47
3239 | 446576-Lighting - Exterior LED Fixtures <=350 watts |  | SYSTEM | Commercial | 24-RTS-Retail–Small-LIT_EXT | TRUE |  |  |  |  | 125 | 125 | 0 | 0 | 0 | 0 | 83 |  | kWh | 0.014267 | 0 | Commercial |  | Winter Only | [6 empty] | Large Boilers (>100 MMBtu/hr Heat Input):Uncontrolled | 16 | 77% | [12 empty] | 0% | 0% | 0% | 21 | 20 | 0 | 0 | 0 | 0 | 0 | 0 | 0 | 0 | 0 | 2013 Qtr 1: 5.25; 2013 Qtr 2: 5.25; 2013 Qtr 3: 5.25; 2013 Qtr 4: 5.25; 2014 Qtr 1: 5; 2014 Qtr 2: 5; 2014 Qtr 3: 5; 2014 Qtr 4: 5 | 41
3239 | 446577-Lighting - Exterior LED Fixtures <=80 watts |  | SYSTEM | Commercial | 24-RTS-Retail–Small-LIT_EXT | TRUE |  |  |  |  | 55 | 50 | 0 | 0 | 0 | 5 | 41.5 |  | kWh | 0.0071333 | 0 | Commercial |  | Winter Only | [6 empty] | Large Boilers (>100 MMBtu/hr Heat Input):Uncontrolled | 16 | 77% | [12 empty] | 0% | 0% | 0% | 75.5 | 72.5 | 0 | 0 | 0 | 0 | 0 | 0 | 0 | 0 | 0 | 2013 Qtr 1: 18.875; 2013 Qtr 2: 18.875; 2013 Qtr 3: 18.875; 2013 Qtr 4: 18.875; 2014 Qtr 1: 18.125; 2014 Qtr 2: 18.125; 2014 Qtr 3: 18.125; 2014 Qtr 4: 18.125 | 148
3239 | 446579-Lighting - Interior LED Fixtures <=130 watts |  | SYSTEM | Commercial | 24-RTS-Retail–Small-LIT_EXT | TRUE |  |  |  |  | 85 | 85 | 0 | 0 | 0 | 0 | 44.5 |  | kWh | 0.0088 | 0 | Commercial |  | Winter Only | [6 empty] | Large Boilers (>100 MMBtu/hr Heat Input):Uncontrolled | 12 | 85% | [12 empty] | 0% | 0% | 0% | 1 | 1 | 0 | 0 | 0 | 0 | 0 | 0 | 0 | 0 | 0 | 2013 Qtr 1: 0.25; 2013 Qtr 2: 0.25; 2013 Qtr 3: 0.25; 2013 Qtr 4: 0.25; 2014 Qtr 1: 0.25; 2014 Qtr 2: 0.25; 2014 Qtr 3: 0.25; 2014 Qtr 4: 0.25 | 2
3239 | 446582-Lighting - LED System <=15 watts Surface/Pendant/Recessed Down Lighting |  | SYSTEM | Commercial | 18-OFS-Office–Small-IntLight | TRUE |  |  |  |  | 30 | 30 | 0 | 0 | 0 | 0 | 137.5739 |  | kWh | 0.021283 | 0 | Commercial |  | Winter Only | [6 empty] | Large Boilers (>100 MMBtu/hr Heat Input):Uncontrolled | 1.8 | 85% | [12 empty] | 0% | 0% | 0% | 38 | 36 | 0 | 0 | 0 | 0 | 0 | 0 | 0 | 0 | 0 | 2013 Qtr 1: 9.5; 2013 Qtr 2: 9.5; 2013 Qtr 3: 9.5; 2013 Qtr 4: 9.5; 2014 Qtr 1: 9; 2014 Qtr 2: 9; 2014 Qtr 3: 9; 2014 Qtr 4: 9 | 74
3239 | 446584-Lighting - Linear LED Systems (T12 Basecase) |  | SYSTEM | Commercial | 18-OFS-Office–Small-IntLight | TRUE |  |  |  |  | 13 | 12 | 0 | 0 | 0 | 1 | 16.427 |  | kWh | 0.00505 | 0 | Commercial |  | Winter Only | [6 empty] | Large Boilers (>100 MMBtu/hr Heat Input):Uncontrolled | 11 | 85% | [12 empty] | 0% | 0% | 0% | 1 | 1 | 0 | 0 | 0 | 0 | 0 | 0 | 0 | 0 | 0 | 2013 Qtr 1: 0.25; 2013 Qtr 2: 0.25; 2013 Qtr 3: 0.25; 2013 Qtr 4: 0.25; 2014 Qtr 1: 0.25; 2014 Qtr 2: 0.25; 2014 Qtr 3: 0.25; 2014 Qtr 4: 0.25 | 2
3239 | 446586-Lighting - Premium Tier 5' Case Door |  | SYSTEM | Commercial | 18-OFS-Office–Small-IntLight | TRUE |  |  |  |  | 65 | 65 | 0 | 0 | 0 | 0 | 16.427 |  | kWh | 0.00505 | 0 | Commercial |  | Winter Only | [6 empty] | Large Boilers (>100 MMBtu/hr Heat Input):Uncontrolled | 11 | 70% | [12 empty] | 0% | 0% | 0% | 320 | 307 | 0 | 0 | 0 | 0 | 0 | 0 | 0 | 0 | 0 | 2013 Qtr 1: 80; 2013 Qtr 2: 80; 2013 Qtr 3: 80; 2013 Qtr 4: 80; 2014 Qtr 1: 76.75; 2014 Qtr 2: 76.75; 2014 Qtr 3: 76.75; 2014 Qtr 4: 76.75 | 627
3239 | 446587-Lighting - Premium Tier 6' Case Door |  | SYSTEM | Commercial | 18-OFS-Office–Small-IntLight | TRUE |  |  |  |  | 100 | 100 | 0 | 0 | 0 | 0 | 16.427 |  | kWh | 0.00505 | 0 | Commercial |  | Winter Only | [6 empty] | Large Boilers (>100 MMBtu/hr Heat Input):Uncontrolled | 11 | 70% | [12 empty] | 0% | 0% | 0% | 241 | 232 | 0 | 0 | 0 | 0 | 0 | 0 | 0 | 0 | 0 | 2013 Qtr 1: 60.25; 2013 Qtr 2: 60.25; 2013 Qtr 3: 60.25; 2013 Qtr 4: 60.25; 2014 Qtr 1: 58; 2014 Qtr 2: 58; 2014 Qtr 3: 58; 2014 Qtr 4: 58 | 473
3239 | 446600-Lighting - Integrated Ballast Ceramic Metal Halide PAR Lamps <=25 watts |  | SYSTEM | Commercial | 01-ALC-AllCommercial-IntLight | TRUE |  |  |  |  | 25.17 | 17.5 | 0 | 0 | 0 | 7.67 | 114 |  | kWh | 0.0266 | -1.6418 | Commercial |  | Winter Only | [6 empty] | Large Boilers (>100 MMBtu/hr Heat Input):Uncontrolled | 15 | 60% | [12 empty] | 0% | 0% | 0% | 13 | 12 | 0 | 0 | 0 | 0 | 0 | 0 | 0 | 0 | 0 | 2013 Qtr 1: 3.25; 2013 Qtr 2: 3.25; 2013 Qtr 3: 3.25; 2013 Qtr 4: 3.25; 2014 Qtr 1: 3; 2014 Qtr 2: 3; 2014 Qtr 3: 3; 2014 Qtr 4: 3 | 25
3239 | 446718-Heating - Greenhouse Heat Curtain |  | SYSTEM | Agricultural | [6 empty] | 0.49 | 0.2 | 0 | 0 | 0 | 0.29 | 0 |  | #N/A | 0 | 0.32 | Commercial |  | Winter Only | [6 empty] | Large Boilers (>100 MMBtu/hr Heat Input):Uncontrolled | 5 | 63% | [12 empty] | 0% | 0% | 0% | 10060 | 9665 | 0 | 0 | 0 | 0 | 0 | 0 | 0 | 0 | 0 | 2013 Qtr 1: 2515; 2013 Qtr 2: 2515; 2013 Qtr 3: 2515; 2013 Qtr 4: 2515; 2014 Qtr 1: 2416.25; 2014 Qtr 2: 2416.25; 2014 Qtr 3: 2416.25; 2014 Qtr 4: 2416.25 | 19725
3239 | 446719-Heating - Infrared Film for Greenhouse |  | SYSTEM | Agricultural | [6 empty] | 0.05 | 0.05 | 0 | 0 | 0 | 0 | 0 |  | #N/A | 0 | 0.049 | Commercial |  | Winter Only | [6 empty] | Large Boilers (>100 MMBtu/hr Heat Input):Uncontrolled | 5 | 46% | [12 empty] | 0% | 0% | 0% | 48248 | 46356 | 0 | 0 | 0 | 0 | 0 | 0 | 0 | 0 | 0 | 2013 Qtr 1: 12062; 2013 Qtr 2: 12062; 2013 Qtr 3: 12062; 2013 Qtr 4: 12062; 2014 Qtr 1: 11589; 2014 Qtr 2: 11589; 2014 Qtr 3: 11589; 2014 Qtr 4: 11589 | 94604
3239 | 446723-Pipe Insulation - Medium pressure steam <=15 psi < 1" pipe |  | SYSTEM | Misc._Commercial | [6 empty] | 5.22 | 3 | 0 | 0 | 0 | 2.22 | 0 |  | #N/A | 0 | 9.6 | Commercial |  | Annual | [6 empty] | Large Boilers (>100 MMBtu/hr Heat Input):Uncontrolled | 20 | 71% | [12 empty] | 0% | 0% | 0% | 3 | 3 | 0 | 0 | 0 | 0 | 0 | 0 | 0 | 0 | 0 | 2013 Qtr 1: 0.75; 2013 Qtr 2: 0.75; 2013 Qtr 3: 0.75; 2013 Qtr 4: 0.75; 2014 Qtr 1: 0.75; 2014 Qtr 2: 0.75; 2014 Qtr 3: 0.75; 2014 Qtr 4: 0.75 | 6
3239 | 446724-Pipe Insulation - Medium pressure steam >15 psi >= 1" pipe |  | SYSTEM | Misc._Commercial | [6 empty] | 16.57 | 3 | 0 | 0 | 0 | 13.57 | 0 |  | #N/A | 0 | 63 | Commercial |  | Annual | [6 empty] | Large Boilers (>100 MMBtu/hr Heat Input):Uncontrolled | 20 | 71% | [12 empty] | 0% | 0% | 0% | 1 | 1 | 0 | 0 | 0 | 0 | 0 | 0 | 0 | 0 | 0 | 2013 Qtr 1: 0.25; 2013 Qtr 2: 0.25; 2013 Qtr 3: 0.25; 2013 Qtr 4: 0.25; 2014 Qtr 1: 0.25; 2014 Qtr 2: 0.25; 2014 Qtr 3: 0.25; 2014 Qtr 4: 0.25 | 2
3239 | 446725-Lighting - T8 to 4ft 25 Watt Lamp & Ballast |  | SYSTEM | Commercial | 18-OFS-Office–Small-IntLight | TRUE |  |  |  |  | 54.68 | 4 | 0 | 0 | 0 | 50.68 | 29.9843 |  | kWh | 0.0066967 | -0.00016686 | Commercial |  | Winter Only | [6 empty] | Large Boilers (>100 MMBtu/hr Heat Input):Uncontrolled | 15 | 70% | [12 empty] | 0% | 0% | 0% | 312 | 300 | 0 | 0 | 0 | 0 | 0 | 0 | 0 | 0 | 0 | 2013 Qtr 1: 78; 2013 Qtr 2: 78; 2013 Qtr 3: 78; 2013 Qtr 4: 78; 2014 Qtr 1: 75; 2014 Qtr 2: 75; 2014 Qtr 3: 75; 2014 Qtr 4: 75 | 612
3239 | 446726-Lighting - T8 to 4ft 28 Watt Lamp & Ballast |  | SYSTEM | Commercial | 18-OFS-Office–Small-IntLight | TRUE |  |  |  |  | 54.68 | 2.5 | 0 | 0 | 0 | 52.18 | 18.7402 |  | kWh | 0.0041854 | -0.0001 | Commercial |  | Winter Only | [6 empty] | Large Boilers (>100 MMBtu/hr Heat Input):Uncontrolled | 15 | 70% | [12 empty] | 0% | 0% | 0% | 1093 | 1050 | 0 | 0 | 0 | 0 | 0 | 0 | 0 | 0 | 0 | 2013 Qtr 1: 273.25; 2013 Qtr 2: 273.25; 2013 Qtr 3: 273.25; 2013 Qtr 4: 273.25; 2014 Qtr 1: 262.5; 2014 Qtr 2: 262.5; 2014 Qtr 3: 262.5; 2014 Qtr 4: 262.5 | 2143
3239 | 446727-Lighting - Remove 4 Ft T-8 (De-Lamp 32W) |  | SYSTEM | Commercial | 01-ALC-AllCommercial-IntLight | TRUE |  |  |  |  | 25.86 | 7.5 | 0 | 0 | 0 | 18.36 | 119.9371 |  | kWh | 0.026787 | -0.00067 | Commercial |  | Winter Only | [6 empty] | Large Boilers (>100 MMBtu/hr Heat Input):Uncontrolled | 15 | 77% | [12 empty] | 0% | 0% | 0% | 411 | 395 | 0 | 0 | 0 | 0 | 0 | 0 | 0 | 0 | 0 | 2013 Qtr 1: 102.75; 2013 Qtr 2: 102.75; 2013 Qtr 3: 102.75; 2013 Qtr 4: 102.75; 2014 Qtr 1: 98.75; 2014 Qtr 2: 98.75; 2014 Qtr 3: 98.75; 2014 Qtr 4: 98.75 | 806
3239 | 446739-A-lamps: 41-100 watts existing, up to 30 watts LED A-lamp |  | SYSTEM | Commercial | 01-ALC-AllCommercial-IntLight | TRUE |  |  |  |  | 78.3 | 15 | 0 | 0 | 0 | 63.3 | 290.3956 |  | kWh | 0.06461 | -0.89671 | Commercial |  | Winter Only | [6 empty] | Large Boilers (>100 MMBtu/hr Heat Input):Uncontrolled | 6.3 | 85% | [12 empty] | 0% | 0% | 0% | 75 | 75 | 0 | 0 | 0 | 0 | 0 | 0 | 0 | 0 | 0 | 2013 Qtr 1: 18.75; 2013 Qtr 2: 18.75; 2013 Qtr 3: 18.75; 2013 Qtr 4: 18.75; 2014 Qtr 1: 18.75; 2014 Qtr 2: 18.75; 2014 Qtr 3: 18.75; 2014 Qtr 4: 18.75 | 150
3239 | 446741-MR 16: 36-50 watts existing, 5 watts to 10 watts LED MR 16 |  | SYSTEM | Commercial | 01-ALC-AllCommercial-IntLight | TRUE |  |  |  |  | 40.08 | 12.5 | 0 | 0 | 0 | 27.58 | 207.8231 |  | kWh | 0.046238 | -0.64174 | Commercial |  | Winter Only | [6 empty] | Large Boilers (>100 MMBtu/hr Heat Input):Uncontrolled | 6.3 | 85% | [12 empty] | 0% | 0% | 0% | 425 | 425 | 0 | 0 | 0 | 0 | 0 | 0 | 0 | 0 | 0 | 2013 Qtr 1: 106.25; 2013 Qtr 2: 106.25; 2013 Qtr 3: 106.25; 2013 Qtr 4: 106.25; 2014 Qtr 1: 106.25; 2014 Qtr 2: 106.25; 2014 Qtr 3: 106.25; 2014 Qtr 4: 106.25 | 850
3239 | 446743-PAR 30: 51-75 watts existing, 10 watts to 21 watts LED PAR 30 |  | SYSTEM | Commercial | 01-ALC-AllCommercial-IntLight | TRUE |  |  |  |  | 56.62 | 17.5 | 0 | 0 | 0 | 39.12 | 301.529 |  | kWh | 0.067809 | -0.93109 | Commercial |  | Winter Only | [6 empty] | Large Boilers (>100 MMBtu/hr Heat Input):Uncontrolled | 6.3 | 85% | [12 empty] | 0% | 0% | 0% | 125 | 125 | 0 | 0 | 0 | 0 | 0 | 0 | 0 | 0 | 0 | 2013 Qtr 1: 31.25; 2013 Qtr 2: 31.25; 2013 Qtr 3: 31.25; 2013 Qtr 4: 31.25; 2014 Qtr 1: 31.25; 2014 Qtr 2: 31.25; 2014 Qtr 3: 31.25; 2014 Qtr 4: 31.25 | 250
3239 | 446745-PAR 38: 51-90 watts existing, 11 watts to 25 watts LED PAR 38 |  | SYSTEM | Commercial | 01-ALC-AllCommercial-IntLight | TRUE |  |  |  |  | 57.63 | 20 | 0 | 0 | 0 | 37.63 | 310.3429 |  | kWh | 0.069048 | -0.95831 | Commercial |  | Winter Only | [6 empty] | Large Boilers (>100 MMBtu/hr Heat Input):Uncontrolled | 6.3 | 85% | [12 empty] | 0% | 0% | 0% | 175 | 175 | 0 | 0 | 0 | 0 | 0 | 0 | 0 | 0 | 0 | 2013 Qtr 1: 43.75; 2013 Qtr 2: 43.75; 2013 Qtr 3: 43.75; 2013 Qtr 4: 43.75; 2014 Qtr 1: 43.75; 2014 Qtr 2: 43.75; 2014 Qtr 3: 43.75; 2014 Qtr 4: 43.75 | 350
3245 | 413001-Screw-in CFL (14 watt) <800 Lumens |  | SYSTEM | Residential | 19-RES-AllResidential-LIGHT | TRUE |  |  |  |  | 4.6377 | 0.9 | 0 | 0 | 0 | 3.7377 | 19.3 |  | kWh | 0.00193 | -0.337 | Residential |  | Winter Only |  |  |  | 19.3 | 0.00193 | -0.337 |  | 9.4 | 54% |  |  |  |  | 77% | [7 empty] | 0% | 0% | 0% | 23492.6 | 0 | 0 | 0 | 0 | 0 | 0 | 0 | 0 | 0 | 0 | 2013 Qtr 1: 5873.15; 2013 Qtr 2: 5873.15; 2013 Qtr 3: 5873.15; 2013 Qtr 4: 5873.15; 2014 Qtr 1: 0; 2014 Qtr 2: 0; 2014 Qtr 3: 0; 2014 Qtr 4: 0 | 23492.6
3245 | 413005-Screw-in CFL (30 watt) >=2,001 Lumens |  | SYSTEM | Residential | res:DEER:Indoor_CFL_Ltg | TRUE |  |  |  |  | 4.38 | 0 | 1.9 | 0 | 0 | 2.48 | 41.3 |  | kWh | 0.00413 | -0.722 | Residential |  | Winter Only |  |  |  | 41.3 | 0.00413 | -0.722 | Small Boilers (<100 MMBtu/hr Heat Input):Controlled – Flue Gas Recirculation | 5.3 | 54% |  |  |  |  | 77% | [7 empty] | 0% | 0% | 0% | 7109.419 | 6830.299 | 0 | 0 | 0 | 0 | 0 | 0 | 0 | 0 | 0 | 2013 Qtr 1: 1777.3547; 2013 Qtr 2: 1777.3547; 2013 Qtr 3: 1777.3547; 2013 Qtr 4: 1777.3547; 2014 Qtr 1: 1707.5747; 2014 Qtr 2: 1707.5747; 2014 Qtr 3: 1707.5747; 2014 Qtr 4: 1707.5747 | 13939.718
3245 | 413007-Screw-in CFL (<= 12 watt) <800 Lumens |  | SYSTEM | Residential | res:DEER:Indoor_CFL_Ltg | TRUE |  |  |  |  | 1.33 | 0.9 | 0 | 0 | 0 | 0.43 | 15.1 |  | kWh | 0.00151 | -0.265 | Residential |  | Winter Only |  |  |  | 15.1 | 0.00151 | -0.265 | Residential Furnaces (<0.3):Uncontrolled | 5.3 | 54% |  |  |  |  | 77% | [7 empty] | 0% | 0% | 0% | 124.1143 | 119.3143 | 0 | 0 | 0 | 0 | 0 | 0 | 0 | 0 | 0 | 2013 Qtr 1: 31.0286; 2013 Qtr 2: 31.0286; 2013 Qtr 3: 31.0286; 2013 Qtr 4: 31.0286; 2014 Qtr 1: 29.8286; 2014 Qtr 2: 29.8286; 2014 Qtr 3: 29.8286; 2014 Qtr 4: 29.8286 | 243.4286
3245 | 413008-Screw-in CFL (>39 watt) >=1,600 Lumens |  | SYSTEM | Residential | res:DEER:Indoor_CFL_Ltg | TRUE |  |  |  |  | 8.74 | 1.9 | 0 | 0 | 0 | 6.84 | 57.8 |  | kWh | 0.00578 | -1.01 | Residential |  | Winter Only |  |  |  | 57.8 | 0.00578 | -1.01 | Residential Furnaces (<0.3):Uncontrolled | 5.3 | 54% |  |  |  |  | 77% | [7 empty] | 0% | 0% | 0% | 3169.175 | 3044.734 | 0 | 0 | 0 | 0 | 0 | 0 | 0 | 0 | 0 | 2013 Qtr 1: 792.2938; 2013 Qtr 2: 792.2938; 2013 Qtr 3: 792.2938; 2013 Qtr 4: 792.2938; 2014 Qtr 1: 761.1835; 2014 Qtr 2: 761.1835; 2014 Qtr 3: 761.1835; 2014 Qtr 4: 761.1835 | 6213.909
3245 | 413009-Screw-in CFL (13 watt) 800-1,099 Lumens |  | SYSTEM | Residential | res:DEER:Indoor_CFL_Ltg | TRUE |  |  |  |  | 1.47 | 1.2 | 0 | 0 | 0 | 0.27 | 17.9 |  | kWh | 0.00179 | -0.313 | Residential |  | Winter Only |  |  |  | 17.9 | 0.00179 | -0.313 | Residential Furnaces (<0.3):Uncontrolled | 5.3 | 54% |  |  |  |  | 77% | [7 empty] | 0% | 0% | 0% | 48842.0571 | 46926.8571 | 0 | 0 | 0 | 0 | 0 | 0 | 0 | 0 | 0 | 2013 Qtr 1: 12210.5143; 2013 Qtr 2: 12210.5143; 2013 Qtr 3: 12210.5143; 2013 Qtr 4: 12210.5143; 2014 Qtr 1: 11731.7143; 2014 Qtr 2: 11731.7143; 2014 Qtr 3: 11731.7143; 2014 Qtr 4: 11731.7143 | 95768.9143
3245 | 413010-Screw-in CFL (18 watt) >= 1,100-1,599 Lumens |  | SYSTEM | Residential | res:DEER:Indoor_CFL_Ltg | TRUE |  |  |  |  | 1.95 | 1.65 | 0 | 0 | 0 | 0.3 | 24.8 |  | kWh | 0.00248 | -0.433 | Residential |  | Winter Only |  |  |  | 24.8 | 0.00248 | -0.433 | Residential Furnaces (<0.3):Uncontrolled | 5.3 | 54% |  |  |  |  | 77% | [7 empty] | 0% | 0% | 0% | 28586.7429 | 27466.2857 | 0 | 0 | 0 | 0 | 0 | 0 | 0 | 0 | 0 | 2013 Qtr 1: 7146.6857; 2013 Qtr 2: 7146.6857; 2013 Qtr 3: 7146.6857; 2013 Qtr 4: 7146.6857; 2014 Qtr 1: 6866.5714; 2014 Qtr 2: 6866.5714; 2014 Qtr 3: 6866.5714; 2014 Qtr 4: 6866.5714 | 56053.0286
3245 | 413011-Screw-in CFL (19 watt) >= 1,100-1,599 Lumens |  | SYSTEM | Residential | res:DEER:Indoor_CFL_Ltg | TRUE |  |  |  |  | 2.04 | 1.65 | 0 | 0 | 0 | 0.39 | 26.2 |  | kWh | 0.00262 | -0.457 | Residential |  | Winter Only |  |  |  | 26.2 | 0.00262 | -0.457 | Residential Furnaces (<0.3):Uncontrolled | 5.3 | 54% |  |  |  |  | 77% | [7 empty] | 0% | 0% | 0% | 14808 | 14227.2 | 0 | 0 | 0 | 0 | 0 | 0 | 0 | 0 | 0 | 2013 Qtr 1: 3702; 2013 Qtr 2: 3702; 2013 Qtr 3: 3702; 2013 Qtr 4: 3702; 2014 Qtr 1: 3556.8; 2014 Qtr 2: 3556.8; 2014 Qtr 3: 3556.8; 2014 Qtr 4: 3556.8 | 29035.2
3245 | 413012-Screw-in CFL (23 watt) <1,600 Lumens |  | SYSTEM | Residential | res:DEER:Indoor_CFL_Ltg | TRUE |  |  |  |  | 2.08 | 1.65 | 0 | 0 | 0 | 0.43 | 31.7 |  | kWh | 0.00317 | -0.553 | Residential |  | Winter Only |  |  |  | 31.7 | 0.00317 | -0.553 | Residential Furnaces (<0.3):Uncontrolled | 5.3 | 54% |  |  |  |  | 77% | [7 empty] | 0% | 0% | 0% | 587.6571 | 565.0286 | 0 | 0 | 0 | 0 | 0 | 0 | 0 | 0 | 0 | 2013 Qtr 1: 146.9143; 2013 Qtr 2: 146.9143; 2013 Qtr 3: 146.9143; 2013 Qtr 4: 146.9143; 2014 Qtr 1: 141.2571; 2014 Qtr 2: 141.2571; 2014 Qtr 3: 141.2571; 2014 Qtr 4: 141.2571 | 1152.6857
3245 | 413014-Screw-in CFL (26 watt) >=1,600 Lumens |  | SYSTEM | Residential | res:DEER:Indoor_CFL_Ltg | TRUE |  |  |  |  | 3.05 | 1.9 | 0 | 0 | 0 | 1.15 | 35.8 |  | kWh | 0.00358 | -0.625 | Residential |  | Winter Only |  |  |  | 35.8 | 0.00358 | -0.625 | Residential Furnaces (<0.3):Uncontrolled | 5.3 | 54% |  |  |  |  | 77% | [7 empty] | 0% | 0% | 0% | 1.3714 | 0.68571 | 0 | 0 | 0 | 0 | 0 | 0 | 0 | 0 | 0 | 2013 Qtr 1: 0.34286; 2013 Qtr 2: 0.34286; 2013 Qtr 3: 0.34286; 2013 Qtr 4: 0.34286; 2014 Qtr 1: 0.17143; 2014 Qtr 2: 0.17143; 2014 Qtr 3: 0.17143; 2014 Qtr 4: 0.17143 | 2.0571
3245 | 413017-Screw-in CFL (23 watt) >=1,600 Lumens |  | SYSTEM | Residential | res:DEER:Indoor_CFL_Ltg | TRUE |  |  |  |  | 2.1 | 1.9 | 0 | 0 | 0 | 0.2 | 31.7 |  | kWh | 0.00317 | -0.553 | Residential |  | Winter Only |  |  |  | 31.7 | 0.00317 | -0.553 | Residential Furnaces (<0.3):Uncontrolled | 5.3 | 54% |  |  |  |  | 77% | [7 empty] | 0% | 0% | 0% | 79536.6857 | 76417.3714 | 0 | 0 | 0 | 0 | 0 | 0 | 0 | 0 | 0 | 2013 Qtr 1: 19884.1714; 2013 Qtr 2: 19884.1714; 2013 Qtr 3: 19884.1714; 2013 Qtr 4: 19884.1714; 2014 Qtr 1: 19104.3429; 2014 Qtr 2: 19104.3429; 2014 Qtr 3: 19104.3429; 2014 Qtr 4: 19104.3429 | 155954.0571
3245 | 413018-Screw-in CFL (<=12 watt) >=800 Lumens |  | SYSTEM | Residential | res:DEER:Indoor_CFL_Ltg | TRUE |  |  |  |  | 1.63 | 1.2 | 0 | 0 | 0 | 0.43 | 15.1 |  | kWh | 0.00151 | -0.265 | Residential |  | Winter Only |  |  |  | 15.1 | 0.00151 | -0.265 | Residential Furnaces (<0.3):Uncontrolled | 5.3 | 54% |  |  |  |  | 77% | [7 empty] | 0% | 0% | 0% | 680.2286 | 654.1714 | 0 | 0 | 0 | 0 | 0 | 0 | 0 | 0 | 0 | 2013 Qtr 1: 170.0571; 2013 Qtr 2: 170.0571; 2013 Qtr 3: 170.0571; 2013 Qtr 4: 170.0571; 2014 Qtr 1: 163.5429; 2014 Qtr 2: 163.5429; 2014 Qtr 3: 163.5429; 2014 Qtr 4: 163.5429 | 1334.4
3245 | 413020-Screw-in CFL (13 watt) <800 Lumens |  | SYSTEM | Residential | res:DEER:Indoor_CFL_Ltg | TRUE |  |  |  |  | 1.33 | 0.9 | 0 | 0 | 0 | 0.43 | 17.9 |  | kWh | 0.00179 | -0.313 | Residential |  | Winter Only |  |  |  | 17.9 | 0.00179 | -0.313 | Residential Furnaces (<0.3):Uncontrolled | 5.3 | 54% |  |  |  |  | 77% | [7 empty] | 0% | 0% | 0% | 2923.8857 | 2808.6857 | 0 | 0 | 0 | 0 | 0 | 0 | 0 | 0 | 0 | 2013 Qtr 1: 730.9714; 2013 Qtr 2: 730.9714; 2013 Qtr 3: 730.9714; 2013 Qtr 4: 730.9714; 2014 Qtr 1: 702.1714; 2014 Qtr 2: 702.1714; 2014 Qtr 3: 702.1714; 2014 Qtr 4: 702.1714 | 5732.5714
3245 | 413021-Screw-in CFL (14 watt) 800-1,099 Lumens |  | SYSTEM | Residential | res:DEER:Indoor_CFL_Ltg | TRUE |  |  |  |  | 1.73 | 1.2 | 0 | 0 | 0 | 0.53 | 19.3 |  | kWh | 0.00193 | -0.337 | Residential |  | Winter Only |  |  |  | 19.3 | 0.00193 | -0.337 | Residential Furnaces (<0.3):Uncontrolled | 5.3 | 54% |  |  |  |  | 77% | [7 empty] | 0% | 0% | 0% | 3161.8286 | 3037.7143 | 0 | 0 | 0 | 0 | 0 | 0 | 0 | 0 | 0 | 2013 Qtr 1: 790.4571; 2013 Qtr 2: 790.4571; 2013 Qtr 3: 790.4571; 2013 Qtr 4: 790.4571; 2014 Qtr 1: 759.4286; 2014 Qtr 2: 759.4286; 2014 Qtr 3: 759.4286; 2014 Qtr 4: 759.4286 | 6199.5429
3245 | 413022-Screw-in CFL (15 watt) 800-1,099 Lumens |  | SYSTEM | Residential | res:DEER:Indoor_CFL_Ltg | TRUE |  |  |  |  | 1.2 | 1.2 | 0 | 0 | 0 | 0 | 20.6 |  | kWh | 0.00206 | -0.361 | Residential |  | Winter Only |  |  |  | 20.6 | 0.00206 | -0.361 | Residential Furnaces (<0.3):Uncontrolled | 5.3 | 54% |  |  |  |  | 77% | [7 empty] | 0% | 0% | 0% | 93.9429 | 90.5143 | 0 | 0 | 0 | 0 | 0 | 0 | 0 | 0 | 0 | 2013 Qtr 1: 23.4857; 2013 Qtr 2: 23.4857; 2013 Qtr 3: 23.4857; 2013 Qtr 4: 23.4857; 2014 Qtr 1: 22.6286; 2014 Qtr 2: 22.6286; 2014 Qtr 3: 22.6286; 2014 Qtr 4: 22.6286 | 184.4571
3245 | 413023-Screw-in CFL (20 watt) >=1,100 Lumens |  | SYSTEM | Residential | res:DEER:Indoor_CFL_Ltg | TRUE |  |  |  |  | 2.08 | 1.65 | 0 | 0 | 0 | 0.43 | 27.5 |  | kWh | 0.00275 | -0.481 | Residential |  | Winter Only |  |  |  | 27.5 | 0.00275 | -0.481 | Residential Furnaces (<0.3):Uncontrolled | 5.3 | 54% |  |  |  |  | 77% | [7 empty] | 0% | 0% | 0% | 16171.2 | 15537.6 | 0 | 0 | 0 | 0 | 0 | 0 | 0 | 0 | 0 | 2013 Qtr 1: 4042.8; 2013 Qtr 2: 4042.8; 2013 Qtr 3: 4042.8; 2013 Qtr 4: 4042.8; 2014 Qtr 1: 3884.4; 2014 Qtr 2: 3884.4; 2014 Qtr 3: 3884.4; 2014 Qtr 4: 3884.4 | 31708.8
3245 | 413025-Screw-in CFL (<=12 watt) <800 Lumens |  | SYSTEM | Residential | res:DEER:Indoor_CFL_Ltg | TRUE |  |  |  |  | 1.63 | 0.9 | 0 | 0 | 0 | 0.73 | 15.1 |  | kWh | 0.00151 | -0.265 | Residential |  | Winter Only |  |  |  | 15.1 | 0.00151 | -0.265 | Residential Furnaces (<0.3):Uncontrolled | 5.3 | 54% |  |  |  |  | 77% | [7 empty] | 0% | 0% | 0% | 117.2571 | 113.1429 | 0 | 0 | 0 | 0 | 0 | 0 | 0 | 0 | 0 | 2013 Qtr 1: 29.3143; 2013 Qtr 2: 29.3143; 2013 Qtr 3: 29.3143; 2013 Qtr 4: 29.3143; 2014 Qtr 1: 28.2857; 2014 Qtr 2: 28.2857; 2014 Qtr 3: 28.2857; 2014 Qtr 4: 28.2857 | 230.4
3245 | 413036-Commercial-Screw-in CFL (30 watt) >=2,001 Lumens |  | SYSTEM | Residential | res:DEER:Indoor_CFL_Ltg | TRUE |  |  |  |  | 4.38 | 0 | 1.9 | 0 | 0 | 2.48 | 266 |  | kWh | 0.0563 | -0.664 | Residential |  | Winter Only |  |  |  | 266 | 0.0563 | -0.664 | Small Boilers (<100 MMBtu/hr Heat Input):Uncontrolled | 2.58 | 54% |  |  |  |  | 81% | [7 empty] | 0% | 0% | 0% | 374.486 | 359.367 | 0 | 0 | 0 | 0 | 0 | 0 | 0 | 0 | 0 | 2013 Qtr 1: 93.6215; 2013 Qtr 2: 93.6215; 2013 Qtr 3: 93.6215; 2013 Qtr 4: 93.6215; 2014 Qtr 1: 89.8418; 2014 Qtr 2: 89.8418; 2014 Qtr 3: 89.8418; 2014 Qtr 4: 89.8418 | 733.853
3245 | 413038-Commercial-Screw-in CFL (<= 12 watt) <800 Lumens |  | SYSTEM | Residential | res:DEER:Indoor_CFL_Ltg | TRUE |  |  |  |  | 1.33 | 0 | 0.9 | 0 | 0 | 0.43 | 97.4 |  | kWh | 0.0206 | -0.243 | Residential |  | Winter Only |  |  |  | 97.4 | 0.0206 | -0.243 | Small Boilers (<100 MMBtu/hr Heat Input):Uncontrolled | 2.58 | 54% |  |  |  |  | 81% | [7 empty] | 0% | 0% | 0% | 48.6857 | 46.6286 | 0 | 0 | 0 | 0 | 0 | 0 | 0 | 0 | 0 | 2013 Qtr 1: 12.1714; 2013 Qtr 2: 12.1714; 2013 Qtr 3: 12.1714; 2013 Qtr 4: 12.1714; 2014 Qtr 1: 11.6571; 2014 Qtr 2: 11.6571; 2014 Qtr 3: 11.6571; 2014 Qtr 4: 11.6571 | 95.3143
3245 | 413039-Commercial-Screw-in CFL (>39 watt) >=1,600 Lumens |  | SYSTEM | Residential | 01-ALC-AllCommercial-IntLight | TRUE |  |  |  |  | 8.74 | 1.9 | 0 | 0 | 0 | 6.84 | 97.4 |  | kWh | 0.0206 | -0.243 | Residential |  | Winter Only |  |  |  | 97.4 | 0.0206 | -0.243 | Small Boilers (<100 MMBtu/hr Heat Input):Uncontrolled | 2.58 | 54% |  |  |  |  | 81% | [7 empty] | 0% | 0% | 0% | 5.4857 | 4.8 | 0 | 0 | 0 | 0 | 0 | 0 | 0 | 0 | 0 | 2013 Qtr 1: 1.3714; 2013 Qtr 2: 1.3714; 2013 Qtr 3: 1.3714; 2013 Qtr 4: 1.3714; 2014 Qtr 1: 1.2; 2014 Qtr 2: 1.2; 2014 Qtr 3: 1.2; 2014 Qtr 4: 1.2 | 10.2857
3245 | 413040-Commercial-Screw-in CFL (13 watt) 800-1,099 Lumens |  | SYSTEM | Residential | 01-ALC-AllCommercial-IntLight | TRUE |  |  |  |  | 1.47 | 1.2 | 0 | 0 | 0 | 0.27 | 115 |  | kWh | 0.0244 | -0.288 | Residential |  | Winter Only |  |  |  | 115 | 0.0244 | -0.288 | Small Boilers (<100 MMBtu/hr Heat Input):Uncontrolled | 2.58 | 54% |  |  |  |  | 81% | [7 empty] | 0% | 0% | 0% | 2724.3429 | 2618.0571 | 0 | 0 | 0 | 0 | 0 | 0 | 0 | 0 | 0 | 2013 Qtr 1: 681.0857; 2013 Qtr 2: 681.0857; 2013 Qtr 3: 681.0857; 2013 Qtr 4: 681.0857; 2014 Qtr 1: 654.5143; 2014 Qtr 2: 654.5143; 2014 Qtr 3: 654.5143; 2014 Qtr 4: 654.5143 | 5342.4
3245 | 413041-Commercial-Screw-in CFL (18 watt) >= 1,100-1,599 Lumens |  | SYSTEM | Residential | 01-ALC-AllCommercial-IntLight | TRUE |  |  |  |  | 1.95 | 1.65 | 0 | 0 | 0 | 0.3 | 159 |  | kWh | 0.0338 | -0.398 | Residential |  | Winter Only |  |  |  | 159 | 0.0338 | -0.398 | Small Boilers (<100 MMBtu/hr Heat Input):Uncontrolled | 2.58 | 54% |  |  |  |  | 81% | [7 empty] | 0% | 0% | 0% | 2284.1143 | 2194.2857 | 0 | 0 | 0 | 0 | 0 | 0 | 0 | 0 | 0 | 2013 Qtr 1: 571.0286; 2013 Qtr 2: 571.0286; 2013 Qtr 3: 571.0286; 2013 Qtr 4: 571.0286; 2014 Qtr 1: 548.5714; 2014 Qtr 2: 548.5714; 2014 Qtr 3: 548.5714; 2014 Qtr 4: 548.5714 | 4478.4
3245 | 413043-Commercial-Screw-in CFL (23 watt) >=1,600 Lumens |  | SYSTEM | Residential | 01-ALC-AllCommercial-IntLight | TRUE |  |  |  |  | 2.13 | 1.9 | 0 | 0 | 0 | 0.23 | 204 |  | kWh | 0.0431 | -0.509 | Residential |  | Winter Only |  |  |  | 204 | 0.0431 | -0.509 | Small Boilers (<100 MMBtu/hr Heat Input):Uncontrolled | 2.58 | 54% |  |  |  |  | 81% | [7 empty] | 0% | 0% | 0% | 4186.2857 | 4021.7143 | 0 | 0 | 0 | 0 | 0 | 0 | 0 | 0 | 0 | 2013 Qtr 1: 1046.5714; 2013 Qtr 2: 1046.5714; 2013 Qtr 3: 1046.5714; 2013 Qtr 4: 1046.5714; 2014 Qtr 1: 1005.4286; 2014 Qtr 2: 1005.4286; 2014 Qtr 3: 1005.4286; 2014 Qtr 4: 1005.4286 | 8208
3245 | 413044-Commercial-Screw-in CFL (14 watt) 800-1,099 Lumens |  | SYSTEM | Residential | 01-ALC-AllCommercial-IntLight | TRUE |  |  |  |  | 1.73 | 1.2 | 0 | 0 | 0 | 0.53 | 124 |  | kWh | 0.0263 | -0.31 | Residential |  | Winter Only |  |  |  | 124 | 0.0263 | -0.31 | Small Boilers (<100 MMBtu/hr Heat Input):Uncontrolled | 2.58 | 54% |  |  |  |  | 81% | [7 empty] | 0% | 0% | 0% | 166.6286 | 159.7714 | 0 | 0 | 0 | 0 | 0 | 0 | 0 | 0 | 0 | 2013 Qtr 1: 41.6571; 2013 Qtr 2: 41.6571; 2013 Qtr 3: 41.6571; 2013 Qtr 4: 41.6571; 2014 Qtr 1: 39.9429; 2014 Qtr 2: 39.9429; 2014 Qtr 3: 39.9429; 2014 Qtr 4: 39.9429 | 326.4
3245 | 413045-Commercial-Screw-in CFL (15 watt) 800-1,099 Lumens |  | SYSTEM | Residential | 01-ALC-AllCommercial-IntLight | TRUE |  |  |  |  | 1.63 | 1.2 | 0 | 0 | 0 | 0.43 | 133 |  | kWh | 0.0281 | -0.332 | Residential |  | Winter Only |  |  |  | 133 | 0.0281 | -0.332 | Small Boilers (<100 MMBtu/hr Heat Input):Uncontrolled | 2.58 | 54% |  |  |  |  | 81% | [7 empty] | 0% | 0% | 0% | 4.8 | 4.8 | 0 | 0 | 0 | 0 | 0 | 0 | 0 | 0 | 0 | 2013 Qtr 1: 1.2; 2013 Qtr 2: 1.2; 2013 Qtr 3: 1.2; 2013 Qtr 4: 1.2; 2014 Qtr 1: 1.2; 2014 Qtr 2: 1.2; 2014 Qtr 3: 1.2; 2014 Qtr 4: 1.2 | 9.6
3245 | 413046-Commercial-Screw-in CFL (20 watt) >=1,100 Lumens |  | SYSTEM | Residential | 01-ALC-AllCommercial-IntLight | TRUE |  |  |  |  | 2.08 | 1.65 | 0 | 0 | 0 | 0.43 | 177 |  | kWh | 0.0375 | -0.443 | Residential |  | Winter Only |  |  |  | 177 | 0.0375 | -0.443 | Small Boilers (<100 MMBtu/hr Heat Input):Uncontrolled | 2.58 | 54% |  |  |  |  | 81% | [7 empty] | 0% | 0% | 0% | 850.9714 | 818.0571 | 0 | 0 | 0 | 0 | 0 | 0 | 0 | 0 | 0 | 2013 Qtr 1: 212.7429; 2013 Qtr 2: 212.7429; 2013 Qtr 3: 212.7429; 2013 Qtr 4: 212.7429; 2014 Qtr 1: 204.5143; 2014 Qtr 2: 204.5143; 2014 Qtr 3: 204.5143; 2014 Qtr 4: 204.5143 | 1669.0286
3245 | 413048-Turn-in - Screw-in CFL (23 watt) >=1,600 Lumens |  | SYSTEM | Residential | res:DEER:Indoor_CFL_Ltg | TRUE |  |  |  |  | 0 | 0 | 0 | 0 | 0 | 0 | 31.7 |  | kWh | 0.00317 | -0.553 | Residential |  | Winter Only |  |  |  | 31.7 | 0.00317 | -0.553 | Residential Furnaces (<0.3):Uncontrolled | 5.3 | 54% |  |  |  |  | 77% | [7 empty] | 0% | 0% | 0% | 962.0571 | 924.3429 | 0 | 0 | 0 | 0 | 0 | 0 | 0 | 0 | 0 | 2013 Qtr 1: 240.5143; 2013 Qtr 2: 240.5143; 2013 Qtr 3: 240.5143; 2013 Qtr 4: 240.5143; 2014 Qtr 1: 231.0857; 2014 Qtr 2: 231.0857; 2014 Qtr 3: 231.0857; 2014 Qtr 4: 231.0857 | 1886.4
3245 | 413049-Turn-in - Screw-in CFL (15 watt) 800-1,099 Lumens |  | SYSTEM | Residential | res:DEER:Indoor_CFL_Ltg | TRUE |  |  |  |  | 0 | 0 | 0 | 0 | 0 | 0 | 20.6 |  | kWh | 0.00206 | -0.361 | Residential |  | Winter Only |  |  |  | 20.6 | 0.00206 | -0.361 | Residential Furnaces (<0.3):Uncontrolled | 5.3 | 54% |  |  |  |  | 77% | [7 empty] | 0% | 0% | 0% | 228.3429 | 218.7429 | 0 | 0 | 0 | 0 | 0 | 0 | 0 | 0 | 0 | 2013 Qtr 1: 57.0857; 2013 Qtr 2: 57.0857; 2013 Qtr 3: 57.0857; 2013 Qtr 4: 57.0857; 2014 Qtr 1: 54.6857; 2014 Qtr 2: 54.6857; 2014 Qtr 3: 54.6857; 2014 Qtr 4: 54.6857 | 447.0857
3245 | 414002-Exterior Hardwired Fixtures (27 watt) |  | SYSTEM | Residential | res:DEER:Indoor_CFL_Ltg | TRUE |  |  |  |  | 19 | 10 | 0 | 0 | 0 | 9 | 37.2 |  | kWh | 0.00372 | -0.649 | Residential |  | Winter Only |  |  |  | 37.2 | 0.00372 | -0.649 | Residential Furnaces (<0.3):Uncontrolled | 16 | 55% | [12 empty] | 0% | 0% | 0% | 885.043 | 851.316 | 0 | 0 | 0 | 0 | 0 | 0 | 0 | 0 | 0 | 2013 Qtr 1: 221.2608; 2013 Qtr 2: 221.2608; 2013 Qtr 3: 221.2608; 2013 Qtr 4: 221.2608; 2014 Qtr 1: 212.829; 2014 Qtr 2: 212.829; 2014 Qtr 3: 212.829; 2014 Qtr 4: 212.829 | 1736.359
3245 | 414005-Interior Hardwired Fixtures (30 watt) >=1,100 Lumens |  | SYSTEM | Residential | res:DEER:Indoor_CFL_Ltg | TRUE |  |  |  |  | 26.271 | 10 | 0 | 0 | 0 | 16.271 | 39.5 |  | kWh | 0.00395 | -0.69 | Residential |  | Winter Only |  |  |  | 39.5 | 0.00395 | -0.69 | Residential Furnaces (<0.3):Uncontrolled | 16 | 55% | [12 empty] | 0% | 0% | 0% | 9882.011 | 9494.732 | 0 | 0 | 0 | 0 | 0 | 0 | 0 | 0 | 0 | 2013 Qtr 1: 2470.5028; 2013 Qtr 2: 2470.5028; 2013 Qtr 3: 2470.5028; 2013 Qtr 4: 2470.5028; 2014 Qtr 1: 2373.683; 2014 Qtr 2: 2373.683; 2014 Qtr 3: 2373.683; 2014 Qtr 4: 2373.683 | 19376.743
3245 | 414008-Exterior Hardwired Fixtures (18 watt) >= 1,100 Lumens |  | SYSTEM | Residential | 19-RES-AllResidential-LIGHT | TRUE |  |  |  |  | 20.3508 | 10 | 0 | 0 | 0 | 10.3508 | 69 |  | kWh | 0 | 0 | Residential |  | Winter Only | [6 empty] | Residential Furnaces (<0.3):Uncontrolled | 16 | 55% | [12 empty] | 0% | 0% | 0% | 184.917 | 176.776 | 0 | 0 | 0 | 0 | 0 | 0 | 0 | 0 | 0 | 2013 Qtr 1: 46.2293; 2013 Qtr 2: 46.2293; 2013 Qtr 3: 46.2293; 2013 Qtr 4: 46.2293; 2014 Qtr 1: 44.194; 2014 Qtr 2: 44.194; 2014 Qtr 3: 44.194; 2014 Qtr 4: 44.194 | 361.693
3245 | 414009-Exterior Hardwired Fixtures (20 watt) |  | SYSTEM | Residential | 19-RES-AllResidential-LIGHT | TRUE |  |  |  |  | 21.3375 | 10 | 0 | 0 | 0 | 11.3375 | 76.7 |  | kWh | 0 | 0 | Residential |  | Winter Only | [6 empty] | Residential Furnaces (<0.3):Uncontrolled | 16 | 55% | [12 empty] | 0% | 0% | 0% | 184.917 | 176.776 | 0 | 0 | 0 | 0 | 0 | 0 | 0 | 0 | 0 | 2013 Qtr 1: 46.2293; 2013 Qtr 2: 46.2293; 2013 Qtr 3: 46.2293; 2013 Qtr 4: 46.2293; 2014 Qtr 1: 44.194; 2014 Qtr 2: 44.194; 2014 Qtr 3: 44.194; 2014 Qtr 4: 44.194 | 361.693
3245 | 414010-Exterior Hardwired Fixtures (65 watt) |  | SYSTEM | Residential | 19-RES-AllResidential-LIGHT | TRUE |  |  |  |  | 43.538 | 10 | 0 | 0 | 0 | 33.538 | 230 |  | kWh | 0 | 0 | Residential |  | Winter Only | [6 empty] | Residential Furnaces (<0.3):Uncontrolled | 16 | 55% | [12 empty] | 0% | 0% | 0% | 14927.105 | 14340.953 | 0 | 0 | 0 | 0 | 0 | 0 | 0 | 0 | 0 | 2013 Qtr 1: 3731.7762; 2013 Qtr 2: 3731.7762; 2013 Qtr 3: 3731.7762; 2013 Qtr 4: 3731.7762; 2014 Qtr 1: 3585.2382; 2014 Qtr 2: 3585.2382; 2014 Qtr 3: 3585.2382; 2014 Qtr 4: 3585.2382 | 29268.058
3245 | 414013-Interior Hardwired Fixtures (26 watt) < 1,600 Lumens |  | SYSTEM | Residential | 19-RES-AllResidential-LIGHT | TRUE |  |  |  |  | 24.2976 | 5 | 0 | 0 | 0 | 19.2976 | 36.7 |  | kWh | 0.00367 | -0.641 | Residential |  | Winter Only |  |  |  | 36.7 | 0.00367 | -0.641 | Residential Furnaces (<0.3):Uncontrolled | 16 | 55% | [12 empty] | 0% | 0% | 0% | 368.671 | 354.715 | 0 | 0 | 0 | 0 | 0 | 0 | 0 | 0 | 0 | 2013 Qtr 1: 92.1677; 2013 Qtr 2: 92.1677; 2013 Qtr 3: 92.1677; 2013 Qtr 4: 92.1677; 2014 Qtr 1: 88.6788; 2014 Qtr 2: 88.6788; 2014 Qtr 3: 88.6788; 2014 Qtr 4: 88.6788 | 723.386
3245 | 414014-Interior Hardwired Fixtures (26 watt) >=1,600 Lumens |  | SYSTEM | Residential | 19-RES-AllResidential-LIGHT | TRUE |  |  |  |  | 24.2976 | 10 | 0 | 0 | 0 | 14.2976 | 36.7 |  | kWh | 0.00367 | -0.641 | Residential |  | Winter Only |  |  |  | 36.7 | 0.00367 | -0.641 | Residential Furnaces (<0.3):Uncontrolled | 16 | 55% | [12 empty] | 0% | 0% | 0% | 3940.244 | 3786.728 | 0 | 0 | 0 | 0 | 0 | 0 | 0 | 0 | 0 | 2013 Qtr 1: 985.061; 2013 Qtr 2: 985.061; 2013 Qtr 3: 985.061; 2013 Qtr 4: 985.061; 2014 Qtr 1: 946.682; 2014 Qtr 2: 946.682; 2014 Qtr 3: 946.682; 2014 Qtr 4: 946.682 | 7726.972
3245 | 414018-Reflectors (15 watt) <800 Lumens |  | SYSTEM | Residential | res:DEER:Indoor_CFL_Ltg | TRUE |  |  |  |  | 5.07 | 0.9 | 0 | 0 | 0 | 4.17 | 25.8 |  | kWh | 0.00258 | -0.451 | Residential |  | Winter Only |  |  |  | 25.8 | 0.00258 | -0.451 | Residential Furnaces (<0.3):Uncontrolled | 5.3 | 54% |  |  |  |  | 77% | [7 empty] | 0% | 0% | 0% | 96026.584 | 92260.79 | 0 | 0 | 0 | 0 | 0 | 0 | 0 | 0 | 0 | 2013 Qtr 1: 24006.646; 2013 Qtr 2: 24006.646; 2013 Qtr 3: 24006.646; 2013 Qtr 4: 24006.646; 2014 Qtr 1: 23065.1975; 2014 Qtr 2: 23065.1975; 2014 Qtr 3: 23065.1975; 2014 Qtr 4: 23065.1975 | 188287.374
3245 | 414020-Globes (15 watt) 800-1099 Lumens |  | SYSTEM | Residential | res:DEER:Indoor_CFL_Ltg | TRUE |  |  |  |  | 4.9 | 1.2 | 0 | 0 | 0 | 3.7 | 20.6 |  | kWh | 0.00206 | -0.361 | Residential |  | Winter Only |  |  |  | 20.6 | 0.00206 | -0.361 | Small Boilers (<100 MMBtu/hr Heat Input):Controlled – Flue Gas Recirculation | 5.3 | 54% |  |  |  |  | 77% | [7 empty] | 0% | 0% | 0% | 4578.731 | 4398.466 | 0 | 0 | 0 | 0 | 0 | 0 | 0 | 0 | 0 | 2013 Qtr 1: 1144.6827; 2013 Qtr 2: 1144.6827; 2013 Qtr 3: 1144.6827; 2013 Qtr 4: 1144.6827; 2014 Qtr 1: 1099.6165; 2014 Qtr 2: 1099.6165; 2014 Qtr 3: 1099.6165; 2014 Qtr 4: 1099.6165 | 8977.197
3245 | 414021-Reflectors (18 watt) 800-1,099 Lumens |  | SYSTEM | Residential | res:DEER:Indoor_CFL_Ltg | TRUE |  |  |  |  | 5.94 | 1.2 | 0 | 0 | 0 | 4.74 | 31 |  | kWh | 0.0031 | -0.542 | Residential |  | Winter Only |  |  |  | 31 | 0.0031 | -0.542 | Residential Furnaces (<0.3):Uncontrolled | 5.3 | 54% |  |  |  |  | 77% | [7 empty] | 0% | 0% | 0% | 89916.182 | 86391.129 | 0 | 0 | 0 | 0 | 0 | 0 | 0 | 0 | 0 | 2013 Qtr 1: 22479.0455; 2013 Qtr 2: 22479.0455; 2013 Qtr 3: 22479.0455; 2013 Qtr 4: 22479.0455; 2014 Qtr 1: 21597.7823; 2014 Qtr 2: 21597.7823; 2014 Qtr 3: 21597.7823; 2014 Qtr 4: 21597.7823 | 176307.311
3245 | 414022-A-Lamp (13 watt) < 800 Lumens |  | SYSTEM | Residential | res:DEER:Indoor_CFL_Ltg | TRUE |  |  |  |  | 4.18 | 0.9 | 0 | 0 | 0 | 3.28 | 17.9 |  | kWh | 0.00179 | -0.313 | Residential |  | Winter Only |  |  |  | 17.9 | 0.00179 | -0.313 | Residential Furnaces (<0.3):Uncontrolled | 5.3 | 54% | [12 empty] | 0% | 0% | 0% | 29520.429 | 28362.081 | 0 | 0 | 0 | 0 | 0 | 0 | 0 | 0 | 0 | 2013 Qtr 1: 7380.1073; 2013 Qtr 2: 7380.1073; 2013 Qtr 3: 7380.1073; 2013 Qtr 4: 7380.1073; 2014 Qtr 1: 7090.5203; 2014 Qtr 2: 7090.5203; 2014 Qtr 3: 7090.5203; 2014 Qtr 4: 7090.5203 | 57882.51
3245 | 414026-A-Lamp (15 watt) <1,100 Lumens |  | SYSTEM | Residential | res:DEER:Indoor_CFL_Ltg | TRUE |  |  |  |  | 1.63 | 1.2 | 0 | 0 | 0 | 0.43 | 20.6 |  | kWh | 0.00206 | -0.361 | Residential |  | Winter Only |  |  |  | 20.6 | 0.00206 | -0.361 | Residential Furnaces (<0.3):Uncontrolled | 5.3 | 54% |  |  |  |  | 77% | [7 empty] | 0% | 0% | 0% | 157110.833 | 150949.259 | 0 | 0 | 0 | 0 | 0 | 0 | 0 | 0 | 0 | 2013 Qtr 1: 39277.7083; 2013 Qtr 2: 39277.7083; 2013 Qtr 3: 39277.7083; 2013 Qtr 4: 39277.7083; 2014 Qtr 1: 37737.3147; 2014 Qtr 2: 37737.3147; 2014 Qtr 3: 37737.3147; 2014 Qtr 4: 37737.3147 | 308060.092
3245 | 414027-A-Lamp (18 watt) <1,100 Lumens |  | SYSTEM | Residential | res:DEER:Indoor_CFL_Ltg | TRUE |  |  |  |  | 4.18 | 1.2 | 0 | 0 | 0 | 2.98 | 24.8 |  | kWh | 0.00248 | -0.433 | Residential |  | Winter Only |  |  |  | 24.8 | 0.00248 | -0.433 | Residential Furnaces (<0.3):Uncontrolled | 5.3 | 54% |  |  |  |  | 77% | [7 empty] | 0% | 0% | 0% | 6779.127 | 6513.963 | 0 | 0 | 0 | 0 | 0 | 0 | 0 | 0 | 0 | 2013 Qtr 1: 1694.7818; 2013 Qtr 2: 1694.7818; 2013 Qtr 3: 1694.7818; 2013 Qtr 4: 1694.7818; 2014 Qtr 1: 1628.4907; 2014 Qtr 2: 1628.4907; 2014 Qtr 3: 1628.4907; 2014 Qtr 4: 1628.4907 | 13293.09
3245 | 414030-Reflectors (20 watt) 800-1,099 Lumens |  | SYSTEM | Residential | res:DEER:Indoor_CFL_Ltg | TRUE |  |  |  |  | 5.94 | 1.2 | 0 | 0 | 0 | 4.74 | 34.4 |  | kWh | 0.00344 | -0.602 | Residential |  | Winter Only |  |  |  | 34.4 | 0.00344 | -0.602 | Residential Furnaces (<0.3):Uncontrolled | 5.3 | 54% |  |  |  |  | 77% | [7 empty] | 0% | 0% | 0% | 31234.691 | 30008.889 | 0 | 0 | 0 | 0 | 0 | 0 | 0 | 0 | 0 | 2013 Qtr 1: 7808.6728; 2013 Qtr 2: 7808.6728; 2013 Qtr 3: 7808.6728; 2013 Qtr 4: 7808.6728; 2014 Qtr 1: 7502.2222; 2014 Qtr 2: 7502.2222; 2014 Qtr 3: 7502.2222; 2014 Qtr 4: 7502.2222 | 61243.58
3245 | 414031-Reflectors (23 watt) 1,100-1,599 Lumens |  | SYSTEM | Residential | res:DEER:Indoor_CFL_Ltg | TRUE |  |  |  |  | 8.47 | 1.65 | 0 | 0 | 0 | 6.82 | 39.6 |  | kWh | 0.00396 | -0.692 | Residential |  | Winter Only |  |  |  | 39.6 | 0.00396 | -0.692 | Residential Furnaces (<0.3):Uncontrolled | 5.3 | 54% |  |  |  |  | 77% | [7 empty] | 0% | 0% | 0% | 13759.453 | 13219.821 | 0 | 0 | 0 | 0 | 0 | 0 | 0 | 0 | 0 | 2013 Qtr 1: 3439.8632; 2013 Qtr 2: 3439.8632; 2013 Qtr 3: 3439.8632; 2013 Qtr 4: 3439.8632; 2014 Qtr 1: 3304.9552; 2014 Qtr 2: 3304.9552; 2014 Qtr 3: 3304.9552; 2014 Qtr 4: 3304.9552 | 26979.274
3245 | 414033-Reflectors Dimmable (23 watt) =1,100 - 1,599 Lumens |  | SYSTEM | Residential | res:DEER:Indoor_CFL_Ltg | TRUE |  |  |  |  | 5.04 | 1.65 | 0 | 0 | 0 | 3.39 | 39.6 |  | kWh | 0.00396 | -0.692 | Residential |  | Winter Only |  |  |  | 39.6 | 0.00396 | -0.692 | Residential Furnaces (<0.3):Uncontrolled | 5.3 | 54% |  |  |  |  | 77% | [7 empty] | 0% | 0% | 0% | 68354.162 | 65673.447 | 0 | 0 | 0 | 0 | 0 | 0 | 0 | 0 | 0 | 2013 Qtr 1: 17088.5405; 2013 Qtr 2: 17088.5405; 2013 Qtr 3: 17088.5405; 2013 Qtr 4: 17088.5405; 2014 Qtr 1: 16418.3618; 2014 Qtr 2: 16418.3618; 2014 Qtr 3: 16418.3618; 2014 Qtr 4: 16418.3618 | 134027.609
3245 | 414038-Exterior Hardwired Fixtures (15 watt) <1,100 Lumens |  | SYSTEM | Residential | 19-RES-AllResidential-LIGHT | TRUE |  |  |  |  | 18.8708 | 5 | 0 | 0 | 0 | 13.8708 | 57.5 |  | kWh | 0 | 0 | Residential |  | Winter Only | [7 empty] | 16 | 55% | [12 empty] | 0% | 0% | 0% | 3187.783 | 3063.342 | 0 | 0 | 0 | 0 | 0 | 0 | 0 | 0 | 0 | 2013 Qtr 1: 796.9457; 2013 Qtr 2: 796.9457; 2013 Qtr 3: 796.9457; 2013 Qtr 4: 796.9457; 2014 Qtr 1: 765.8355; 2014 Qtr 2: 765.8355; 2014 Qtr 3: 765.8355; 2014 Qtr 4: 765.8355 | 6251.125
3245 | 414042-Globes (<= 12 watt) <800 Lumens |  | SYSTEM | Residential | res:DEER:Indoor_CFL_Ltg | TRUE |  |  |  |  | 4.9 | 0.9 | 0 | 0 | 0 | 4 | 15.1 |  | kWh | 0.00151 | -0.265 | Residential |  | Winter Only |  |  |  | 15.1 | 0.00151 | -0.265 | Residential Furnaces (<0.3):Uncontrolled | 5.3 | 54% |  |  |  |  | 77% | [7 empty] | 0% | 0% | 0% | 79335.208 | 76224.183 | 0 | 0 | 0 | 0 | 0 | 0 | 0 | 0 | 0 | 2013 Qtr 1: 19833.802; 2013 Qtr 2: 19833.802; 2013 Qtr 3: 19833.802; 2013 Qtr 4: 19833.802; 2014 Qtr 1: 19056.0458; 2014 Qtr 2: 19056.0458; 2014 Qtr 3: 19056.0458; 2014 Qtr 4: 19056.0458 | 155559.391
3245 | 414045-A-Lamp (14 watt) >=800 Lumens |  | SYSTEM | Residential | res:DEER:Indoor_CFL_Ltg | TRUE |  |  |  |  | 2.46 | 1.25 | 0 | 0 | 0 | 1.21 | 19.3 |  | kWh | 0.00193 | -0.337 | Residential |  | Winter Only |  |  |  | 19.3 | 0.00193 | -0.337 | Residential Furnaces (<0.3):Uncontrolled | 5.3 | 54% |  |  |  |  | 77% | [7 empty] | 0% | 0% | 0% | 381986.187 | 367006.747 | 0 | 0 | 0 | 0 | 0 | 0 | 0 | 0 | 0 | 2013 Qtr 1: 95496.5468; 2013 Qtr 2: 95496.5468; 2013 Qtr 3: 95496.5468; 2013 Qtr 4: 95496.5468; 2014 Qtr 1: 91751.6868; 2014 Qtr 2: 91751.6868; 2014 Qtr 3: 91751.6868; 2014 Qtr 4: 91751.6868 | 748992.934
3245 | 414051-Reflectors (15 watt) 800-1,099 Lumens |  | SYSTEM | Residential | res:DEER:Indoor_CFL_Ltg | TRUE |  |  |  |  | 4.9 | 1.2 | 0 | 0 | 0 | 3.7 | 25.8 |  | kWh | 0.00258 | -0.451 | Residential |  | Winter Only |  |  |  | 25.8 | 0.00258 | -0.451 | Residential Furnaces (<0.3):Uncontrolled | 5.3 | 54% |  |  |  |  | 77% | [7 empty] | 0% | 0% | 0% | 46447.894 | 44626.636 | 0 | 0 | 0 | 0 | 0 | 0 | 0 | 0 | 0 | 2013 Qtr 1: 11611.9735; 2013 Qtr 2: 11611.9735; 2013 Qtr 3: 11611.9735; 2013 Qtr 4: 11611.9735; 2014 Qtr 1: 11156.659; 2014 Qtr 2: 11156.659; 2014 Qtr 3: 11156.659; 2014 Qtr 4: 11156.659 | 91074.53
3245 | 414052-Reflectors Dimmable (15 watt) 800-1,099 Lumens |  | SYSTEM | Residential | res:DEER:Indoor_CFL_Ltg | TRUE |  |  |  |  | 5.94 | 1.25 | 0 | 0 | 0 | 4.69 | 25.8 |  | kWh | 0.00258 | -0.451 | Residential |  | Winter Only |  |  |  | 25.8 | 0.00258 | -0.451 | Residential Furnaces (<0.3):Uncontrolled | 5.3 | 54% |  |  |  |  | 77% | [7 empty] | 0% | 0% | 0% | 9833.165 | 9447.049 | 0 | 0 | 0 | 0 | 0 | 0 | 0 | 0 | 0 | 2013 Qtr 1: 2458.2913; 2013 Qtr 2: 2458.2913; 2013 Qtr 3: 2458.2913; 2013 Qtr 4: 2458.2913; 2014 Qtr 1: 2361.7623; 2014 Qtr 2: 2361.7623; 2014 Qtr 3: 2361.7623; 2014 Qtr 4: 2361.7623 | 19280.214
3245 | 414054-A-Lamp (<=12 watt) <800 Lumens |  | SYSTEM | Residential | res:DEER:Indoor_CFL_Ltg | TRUE |  |  |  |  | 1.8 | 0.9 | 0 | 0 | 0 | 0.9 | 15.1 |  | kWh | 0.00151 | -0.265 | Residential |  | Winter Only |  |  |  | 15.1 | 0.00151 | -0.265 | Residential Furnaces (<0.3):Uncontrolled | 5.3 | 54% |  |  |  |  | 77% | [7 empty] | 0% | 0% | 0% | 19729.132 | 18955.737 | 0 | 0 | 0 | 0 | 0 | 0 | 0 | 0 | 0 | 2013 Qtr 1: 4932.283; 2013 Qtr 2: 4932.283; 2013 Qtr 3: 4932.283; 2013 Qtr 4: 4932.283; 2014 Qtr 1: 4738.9343; 2014 Qtr 2: 4738.9343; 2014 Qtr 3: 4738.9343; 2014 Qtr 4: 4738.9343 | 38684.869
3245 | 414064-Commercial Exterior Hardwired Fixtures (65 watt) |  | SYSTEM | Commercial | 01-ALC-AllCommercial-ExtLight | TRUE |  |  |  |  | 43.538 | 10 | 0 | 0 | 0 | 33.538 | 106.848 |  | kWh | 0.025387 | -0.28143 | Commercial |  | Winter Only | [6 empty] | Small Boilers (<100 MMBtu/hr Heat Input):Controlled – Flue Gas Recirculation | 15 | 60% |  |  |  |  | 81% | [7 empty] | 0% | 0% | 0% | 2357.401 | 2264.361 | 0 | 0 | 0 | 0 | 0 | 0 | 0 | 0 | 0 | 2013 Qtr 1: 589.3503; 2013 Qtr 2: 589.3503; 2013 Qtr 3: 589.3503; 2013 Qtr 4: 589.3503; 2014 Qtr 1: 566.0902; 2014 Qtr 2: 566.0902; 2014 Qtr 3: 566.0902; 2014 Qtr 4: 566.0902 | 4621.762
3245 | 414065-Commercial-Reflectors (15 watt) <800 Lumens |  | SYSTEM | Residential | 01-ALC-AllCommercial-IntLight | TRUE |  |  |  |  | 5.94 | 0.9 | 0 | 0 | 0 | 5.04 | 20.6 |  | kWh | 0.00206 | -0.361 | Residential |  | Winter Only |  |  |  | 20.6 | 0.00206 | -0.361 | Large Boilers (>100 MMBtu/hr Heat Input):Uncontrolled | 2.58 | 54% |  |  |  |  | 81% | [7 empty] | 0% | 0% | 0% | 5054.398 | 4855.525 | 0 | 0 | 0 | 0 | 0 | 0 | 0 | 0 | 0 | 2013 Qtr 1: 1263.5995; 2013 Qtr 2: 1263.5995; 2013 Qtr 3: 1263.5995; 2013 Qtr 4: 1263.5995; 2014 Qtr 1: 1213.8813; 2014 Qtr 2: 1213.8813; 2014 Qtr 3: 1213.8813; 2014 Qtr 4: 1213.8813 | 9909.923
3245 | 414067-Commercial-Globes (15 watt) 800-1099 Lumens |  | SYSTEM | Residential | 01-ALC-AllCommercial-IntLight | TRUE |  |  |  |  | 4.9 | 1.2 | 0 | 0 | 0 | 3.7 | 133 |  | kWh | 0.0281 | -0.332 | Residential |  | Winter Only |  |  |  | 133 | 0.0281 | -0.332 | Small Boilers (<100 MMBtu/hr Heat Input):Uncontrolled | 2.58 | 54% |  |  |  |  | 81% | [7 empty] | 0% | 0% | 0% | 240.741 | 231.437 | 0 | 0 | 0 | 0 | 0 | 0 | 0 | 0 | 0 | 2013 Qtr 1: 60.1853; 2013 Qtr 2: 60.1853; 2013 Qtr 3: 60.1853; 2013 Qtr 4: 60.1853; 2014 Qtr 1: 57.8593; 2014 Qtr 2: 57.8593; 2014 Qtr 3: 57.8593; 2014 Qtr 4: 57.8593 | 472.178
3245 | 414068-Commercial-Reflectors (18 watt) 800-1,099 Lumens |  | SYSTEM | Residential | 01-ALC-AllCommercial-IntLight | TRUE |  |  |  |  | 5.94 | 1.2 | 0 | 0 | 0 | 4.74 | 24.8 |  | kWh | 0.00248 | -0.433 | Residential |  | Winter Only |  |  |  | 24.8 | 0.00248 | -0.433 | Large Boilers (>100 MMBtu/hr Heat Input):Uncontrolled | 2.58 | 54% |  |  |  |  | 81% | [7 empty] | 0% | 0% | 0% | 4732.247 | 4547.33 | 0 | 0 | 0 | 0 | 0 | 0 | 0 | 0 | 0 | 2013 Qtr 1: 1183.0618; 2013 Qtr 2: 1183.0618; 2013 Qtr 3: 1183.0618; 2013 Qtr 4: 1183.0618; 2014 Qtr 1: 1136.8325; 2014 Qtr 2: 1136.8325; 2014 Qtr 3: 1136.8325; 2014 Qtr 4: 1136.8325 | 9279.577
3245 | 414069-Commercial-A-Lamp (15 watt) <1,100 Lumens |  | SYSTEM | Residential | 01-ALC-AllCommercial-IntLight | TRUE |  |  |  |  | 1.63 | 1.2 | 0 | 0 | 0 | 0.43 | 133 |  | kWh | 0.0281 | -0.332 | Residential |  | Winter Only |  |  |  | 133 | 0.0281 | -0.332 | Small Boilers (<100 MMBtu/hr Heat Input):Uncontrolled | 2.58 | 54% |  |  |  |  | 81% | [7 empty] | 0% | 0% | 0% | 8268.93 | 7944.453 | 0 | 0 | 0 | 0 | 0 | 0 | 0 | 0 | 0 | 2013 Qtr 1: 2067.2325; 2013 Qtr 2: 2067.2325; 2013 Qtr 3: 2067.2325; 2013 Qtr 4: 2067.2325; 2014 Qtr 1: 1986.1133; 2014 Qtr 2: 1986.1133; 2014 Qtr 3: 1986.1133; 2014 Qtr 4: 1986.1133 | 16213.383
3245 | 414070-Commercial-A-Lamp (18 watt) <1,100 Lumens |  | SYSTEM | Residential | 01-ALC-AllCommercial-IntLight | TRUE |  |  |  |  | 1.63 | 1.2 | 0 | 0 | 0 | 0.43 | 159 |  | kWh | 0.0338 | -0.398 | Residential |  | Winter Only |  |  |  | 159 | 0.0338 | -0.398 | Small Boilers (<100 MMBtu/hr Heat Input):Uncontrolled | 2.58 | 54% |  |  |  |  | 81% | [7 empty] | 0% | 0% | 0% | 357.041 | 343.085 | 0 | 0 | 0 | 0 | 0 | 0 | 0 | 0 | 0 | 2013 Qtr 1: 89.2602; 2013 Qtr 2: 89.2602; 2013 Qtr 3: 89.2602; 2013 Qtr 4: 89.2602; 2014 Qtr 1: 85.7713; 2014 Qtr 2: 85.7713; 2014 Qtr 3: 85.7713; 2014 Qtr 4: 85.7713 | 700.126
3245 | 414072-Commercial-Reflectors (20 watt) 800-1,099 Lumens |  | SYSTEM | Residential | 01-ALC-AllCommercial-IntLight | TRUE |  |  |  |  | 5.94 | 1.2 | 0 | 0 | 0 | 4.74 | 27.5 |  | kWh | 0.00275 | -0.481 | Residential |  | Winter Only |  |  |  | 27.5 | 0.00275 | -0.481 | Small Boilers (<100 MMBtu/hr Heat Input):Uncontrolled | 2.58 | 54% |  |  |  |  | 81% | [7 empty] | 0% | 0% | 0% | 1644.482 | 1579.354 | 0 | 0 | 0 | 0 | 0 | 0 | 0 | 0 | 0 | 2013 Qtr 1: 411.1205; 2013 Qtr 2: 411.1205; 2013 Qtr 3: 411.1205; 2013 Qtr 4: 411.1205; 2014 Qtr 1: 394.8385; 2014 Qtr 2: 394.8385; 2014 Qtr 3: 394.8385; 2014 Qtr 4: 394.8385 | 3223.836
3245 | 414073-Commercial-Reflectors (23 watt) 1,100-1,599 Lumens |  | SYSTEM | Residential | 01-ALC-AllCommercial-IntLight | TRUE |  |  |  |  | 8.47 | 1.65 | 0 | 0 | 0 | 6.82 | 31.7 |  | kWh | 0.00317 | -0.553 | Residential |  | Winter Only |  |  |  | 31.7 | 0.00317 | -0.553 | Small Boilers (<100 MMBtu/hr Heat Input):Uncontrolled | 2.58 | 54% |  |  |  |  | 81% | [7 empty] | 0% | 0% | 0% | 724.549 | 695.474 | 0 | 0 | 0 | 0 | 0 | 0 | 0 | 0 | 0 | 2013 Qtr 1: 181.1372; 2013 Qtr 2: 181.1372; 2013 Qtr 3: 181.1372; 2013 Qtr 4: 181.1372; 2014 Qtr 1: 173.8685; 2014 Qtr 2: 173.8685; 2014 Qtr 3: 173.8685; 2014 Qtr 4: 173.8685 | 1420.023
3245 | 414076-Commercial-A-Lamp (14 watt) >=800 Lumens |  | SYSTEM | Residential | 01-ALC-AllCommercial-IntLight | TRUE |  |  |  |  | 2.6516 | 1.25 | 0 | 0 | 0 | 1.4016 | 124 |  | kWh | 0.0263 | -0.31 | Residential |  | Winter Only |  |  |  | 124 | 0.0263 | -0.31 | Small Boilers (<100 MMBtu/hr Heat Input):Uncontrolled | 2.58 | 54% |  |  |  |  | 81% | [7 empty] | 0% | 0% | 0% | 20104.781 | 19316.267 | 0 | 0 | 0 | 0 | 0 | 0 | 0 | 0 | 0 | 2013 Qtr 1: 5026.1952; 2013 Qtr 2: 5026.1952; 2013 Qtr 3: 5026.1952; 2013 Qtr 4: 5026.1952; 2014 Qtr 1: 4829.0667; 2014 Qtr 2: 4829.0667; 2014 Qtr 3: 4829.0667; 2014 Qtr 4: 4829.0667 | 39421.048
3245 | 414077-Com-Reflectors (15 watt) 800-1,099 Lumens |  | SYSTEM | Residential | 01-ALC-AllCommercial-IntLight | TRUE |  |  |  |  | 4.9 | 1.2 | 0 | 0 | 0 | 3.7 | 20.6 |  | kWh | 0.00206 | -0.361 | Residential |  | Winter Only |  |  |  | 20.6 | 0.00206 | -0.361 | Small Boilers (<100 MMBtu/hr Heat Input):Uncontrolled | 2.58 | 54% |  |  |  |  | 81% | [7 empty] | 0% | 0% | 0% | 2444.626 | 2349.26 | 0 | 0 | 0 | 0 | 0 | 0 | 0 | 0 | 0 | 2013 Qtr 1: 611.1565; 2013 Qtr 2: 611.1565; 2013 Qtr 3: 611.1565; 2013 Qtr 4: 611.1565; 2014 Qtr 1: 587.315; 2014 Qtr 2: 587.315; 2014 Qtr 3: 587.315; 2014 Qtr 4: 587.315 | 4793.886
3245 | 414079-Commercial-A-Lamp (<=12 watt) <800 Lumens |  | SYSTEM | Residential | 01-ALC-AllCommercial-IntLight | TRUE |  |  |  |  | 1.8 | 0.9 | 0 | 0 | 0 | 0.9 | 97.4 |  | kWh | 0.0206 | -0.243 | Residential |  | Winter Only |  |  |  | 97.4 | 0.0206 | -0.243 | Small Boilers (<100 MMBtu/hr Heat Input):Uncontrolled | 2.58 | 54% |  |  |  |  | 81% | [7 empty] | 0% | 0% | 0% | 1038.559 | 997.854 | 0 | 0 | 0 | 0 | 0 | 0 | 0 | 0 | 0 | 2013 Qtr 1: 259.6397; 2013 Qtr 2: 259.6397; 2013 Qtr 3: 259.6397; 2013 Qtr 4: 259.6397; 2014 Qtr 1: 249.4635; 2014 Qtr 2: 249.4635; 2014 Qtr 3: 249.4635; 2014 Qtr 4: 249.4635 | 2036.413
3245 | 414080-Globes (14 watt) 800-1099 Lumens |  | SYSTEM | Residential | res:DEER:Indoor_CFL_Ltg | TRUE |  |  |  |  | 4.9 | 1.2 | 0 | 0 | 0 | 3.7 | 19.3 |  | kWh | 0.00193 | -0.337 | Residential |  | Winter Only |  |  |  | 19.3 | 0.00193 | -0.337 | Small Boilers (<100 MMBtu/hr Heat Input):Controlled – Flue Gas Recirculation | 5.3 | 54% |  |  |  |  | 77% | [7 empty] | 0% | 0% | 0% | 3357.581 | 3226.162 | 0 | 0 | 0 | 0 | 0 | 0 | 0 | 0 | 0 | 2013 Qtr 1: 839.3953; 2013 Qtr 2: 839.3953; 2013 Qtr 3: 839.3953; 2013 Qtr 4: 839.3953; 2014 Qtr 1: 806.5405; 2014 Qtr 2: 806.5405; 2014 Qtr 3: 806.5405; 2014 Qtr 4: 806.5405 | 6583.743
3245 | 414081-Reflectors (16 watt) 800-1,099 Lumens |  | SYSTEM | Residential | res:DEER:Indoor_CFL_Ltg | TRUE |  |  |  |  | 5.94 | 1.2 | 0 | 0 | 0 | 4.74 | 27.5 |  | kWh | 0.00276 | -0.481 | Residential |  | Winter Only |  |  |  | 27.5 | 0.00276 | -0.481 | Residential Furnaces (<0.3):Uncontrolled | 5.3 | 54% |  |  |  |  | 77% | [7 empty] | 0% | 0% | 0% | 73.269 | 70.943 | 0 | 0 | 0 | 0 | 0 | 0 | 0 | 0 | 0 | 2013 Qtr 1: 18.3173; 2013 Qtr 2: 18.3173; 2013 Qtr 3: 18.3173; 2013 Qtr 4: 18.3173; 2014 Qtr 1: 17.7357; 2014 Qtr 2: 17.7357; 2014 Qtr 3: 17.7357; 2014 Qtr 4: 17.7357 | 144.212
3245 | 414082-23 Watt Fixture CFL - Outdoor |  | SYSTEM | Residential | 19-RES-AllResidential-LIGHT | TRUE |  |  |  |  | 22.8176 | 10 | 0 | 0 | 0 | 12.8176 | 92 |  | kWh | 0 | 0 | Residential |  | Winter Only | [6 empty] | Residential Furnaces (<0.3):Uncontrolled | 15 | 55% |  |  |  |  | 77% | [7 empty] | 0% | 0% | 0% | 251.208 | 240.741 | 0 | 0 | 0 | 0 | 0 | 0 | 0 | 0 | 0 | 2013 Qtr 1: 62.802; 2013 Qtr 2: 62.802; 2013 Qtr 3: 62.802; 2013 Qtr 4: 62.802; 2014 Qtr 1: 60.1853; 2014 Qtr 2: 60.1853; 2014 Qtr 3: 60.1853; 2014 Qtr 4: 60.1853 | 491.949
3245 | 414085-38-42W Bare Spiral CFL >1600 lumens |  | SYSTEM | Residential | res:DEER:Indoor_CFL_Ltg | TRUE |  |  |  |  | 8.74 | 1.9 | 0 | 0 | 0 | 6.84 | 44 |  | kWh | 0.0044 | -0.77 | Residential |  | Winter Only |  |  |  | 44 | 0.0044 | -0.77 | Residential Furnaces (<0.3):Uncontrolled | 5.3 | 54% |  |  |  |  | 77% | [7 empty] | 0% | 0% | 0% | 52803.689 | 50733.549 | 0 | 0 | 0 | 0 | 0 | 0 | 0 | 0 | 0 | 2013 Qtr 1: 13200.9222; 2013 Qtr 2: 13200.9222; 2013 Qtr 3: 13200.9222; 2013 Qtr 4: 13200.9222; 2014 Qtr 1: 12683.3872; 2014 Qtr 2: 12683.3872; 2014 Qtr 3: 12683.3872; 2014 Qtr 4: 12683.3872 | 103537.238
3245 | 414087-23 Watt Fixture CFL - Interior |  | SYSTEM | Residential | res:DEER:Indoor_CFL_Ltg | TRUE |  |  |  |  | 22.82 | 10 | 0 | 0 | 0 | 12.82 | 33.8 |  | kWh | 0.00338 | -0.591 | Residential |  | Winter Only |  |  |  | 33.8 | 0.00338 | -0.591 | Residential Furnaces (<0.3):Uncontrolled | 15 | 55% |  |  |  |  | 77% | [7 empty] | 0% | 0% | 0% | 132.582 | 127.93 | 0 | 0 | 0 | 0 | 0 | 0 | 0 | 0 | 0 | 2013 Qtr 1: 33.1455; 2013 Qtr 2: 33.1455; 2013 Qtr 3: 33.1455; 2013 Qtr 4: 33.1455; 2014 Qtr 1: 31.9825; 2014 Qtr 2: 31.9825; 2014 Qtr 3: 31.9825; 2014 Qtr 4: 31.9825 | 260.512
3245 | 414096-Reflectors Dimmable (23 watt) =800 -1,099 Lumens |  | SYSTEM | Residential | res:DEER:Indoor_CFL_Ltg | TRUE |  |  |  |  | 4.59 | 1.2 | 0 | 0 | 0 | 3.39 | 39.6 |  | kWh | 0.00396 | -0.692 | Residential |  | Winter Only |  |  |  | 39.6 | 0.00396 | -0.692 | Residential Furnaces (<0.3):Uncontrolled | 5.3 | 54% |  |  |  |  | 77% | [7 empty] | 0% | 0% | 0% | 13283.786 | 12763.925 | 0 | 0 | 0 | 0 | 0 | 0 | 0 | 0 | 0 | 2013 Qtr 1: 3320.9465; 2013 Qtr 2: 3320.9465; 2013 Qtr 3: 3320.9465; 2013 Qtr 4: 3320.9465; 2014 Qtr 1: 3190.9813; 2014 Qtr 2: 3190.9813; 2014 Qtr 3: 3190.9813; 2014 Qtr 4: 3190.9813 | 26047.711
3263 | 447144-Lighting - Exterior Linear Fl. Lighting |  | SYSTEM | Commercial | 01-ALC-AllCommercial-ExtLight | TRUE |  |  |  |  | 0.33 | 0.0625 | 0 | 0 | 0 | 0.2675 | 1 |  | kWh | 8.3685e-05 | 0 | Commercial | [9 empty] | 15 | 60% | [5 empty] | 90% | [6 empty] | 0% | 0% | 0% | 5000000 | 5000000 | 0 | 0 | 0 | 0 | 0 | 0 | 0 | 0 | 0 | 2013 Qtr 1: 1250000; 2013 Qtr 2: 1250000; 2013 Qtr 3: 1250000; 2013 Qtr 4: 1250000; 2014 Qtr 1: 1250000; 2014 Qtr 2: 1250000; 2014 Qtr 3: 1250000; 2014 Qtr 4: 1250000 | 10000000
3263 | 461791-Lighting - Interior Linear Fixtures - Dual Baseline |  | SYSTEM | Commercial | 01-ALC-AllCommercial-IntLight | TRUE |  |  |  |  | 0.21 | 0.125 | 0 | 0 | 0 | 0.085 | 1 |  | kWh | 0.0001687 | 1.2908e-05 | Commercial |  | Winter Only | 15 | 0.056 |  | 0.47898 | 8.0802e-05 | 6.1826e-06 | Large Boilers (>100 MMBtu/hr Heat Input):Controlled Low NOx Burner | 2.0964 | 60% | 50% |  |  |  |  | 90% | [6 empty] | 0% | 0% | 0% | 1000000 | 10000000 | 0 | 0 | 0 | 0 | 0 | 0 | 0 | 0 | 0 | 2013 Qtr 1: 250000; 2013 Qtr 2: 250000; 2013 Qtr 3: 250000; 2013 Qtr 4: 250000; 2014 Qtr 1: 2500000; 2014 Qtr 2: 2500000; 2014 Qtr 3: 2500000; 2014 Qtr 4: 2500000 | 11000000
3264 | 447257-Lighting - Exterior Linear Fl. Lighting |  | SYSTEM | Commercial | 01-ALC-AllCommercial-ExtLight | TRUE |  |  |  |  | 0.33 | 0.0625 | 0 | 0 | 0 | 0.2675 | 1 |  | kWh | 8.3685e-05 | 0 | Commercial | [9 empty] | 15 | 60% | [5 empty] | 90% | [6 empty] | 0% | 0% | 0% | 5000000 | 35000000 | 0 | 0 | 0 | 0 | 0 | 0 | 0 | 0 | 0 | 2013 Qtr 1: 1250000; 2013 Qtr 2: 1250000; 2013 Qtr 3: 1250000; 2013 Qtr 4: 1250000; 2014 Qtr 1: 8750000; 2014 Qtr 2: 8750000; 2014 Qtr 3: 8750000; 2014 Qtr 4: 8750000 | 40000000
3264 | 461792-Lighting - Interior Linear Fixtures - Dual Baseline |  | SYSTEM | Commercial | 01-ALC-AllCommercial-IntLight | TRUE |  |  |  |  | 0.21 | 0.125 | 0 | 0 | 0 | 0.085 | 1 |  | kWh | 0.0001687 | 1.2908e-05 | Commercial |  | Winter Only | 15 | 0.056 |  | 0.47898 | 8.0802e-05 | 6.1826e-06 | Large Boilers (>100 MMBtu/hr Heat Input):Controlled Low NOx Burner | 2.0964 | 60% | 50% |  |  |  |  | 90% | [6 empty] | 0% | 0% | 0% | 10000000 | 50000000 | 0 | 0 | 0 | 0 | 0 | 0 | 0 | 0 | 0 | 2013 Qtr 1: 2500000; 2013 Qtr 2: 2500000; 2013 Qtr 3: 2500000; 2013 Qtr 4: 2500000; 2014 Qtr 1: 12500000; 2014 Qtr 2: 12500000; 2014 Qtr 3: 12500000; 2014 Qtr 4: 12500000 | 60000000
SDG&E Core | [15 empty] | 0 |  |  | #N/A | [26 empty] | 0% | 0% |  | 0 | 0 | 0 | 0 | 0 | 0 | 0 | 0 | 0 | 0 | 0 | [44 empty] | 0
SDG&E Core | [15 empty] | 0 |  |  | #N/A | [26 empty] | 0% | 0% |  | 0 | 0 | 0 | 0 | 0 | 0 | 0 | 0 | 0 | 0 | 0 | [44 empty] | 0
SDG&E Core | [15 empty] | 0 |  |  | #N/A | [26 empty] | 0% | 0% |  | 0 | 0 | 0 | 0 | 0 | 0 | 0 | 0 | 0 | 0 | 0 | [44 empty] | 0
SDG&E Core | [15 empty] | 0 |  |  | #N/A | [26 empty] | 0% | 0% |  | 0 | 0 | 0 | 0 | 0 | 0 | 0 | 0 | 0 | 0 | 0 | [44 empty] | 0
SDG&E Core | [15 empty] | 0 |  |  | #N/A | [26 empty] | 0% | 0% |  | 0 | 0 | 0 | 0 | 0 | 0 | 0 | 0 | 0 | 0 | 0 | [44 empty] | 0
SDG&E Core | [15 empty] | 0 |  |  | #N/A | [26 empty] | 0% | 0% |  | 0 | 0 | 0 | 0 | 0 | 0 | 0 | 0 | 0 | 0 | 0 | [44 empty] | 0
SDG&E Core | [15 empty] | 0 |  |  | #N/A | [26 empty] | 0% | 0% |  | 0 | 0 | 0 | 0 | 0 | 0 | 0 | 0 | 0 | 0 | 0 | [44 empty] | 0
SDG&E Core | [15 empty] | 0 |  |  | #N/A | [26 empty] | 0% | 0% |  | 0 | 0 | 0 | 0 | 0 | 0 | 0 | 0 | 0 | 0 | 0 | [44 empty] | 0
SDG&E Core | [15 empty] | 0 |  |  | #N/A | [26 empty] | 0% | 0% |  | 0 | 0 | 0 | 0 | 0 | 0 | 0 | 0 | 0 | 0 | 0 | [44 empty] | 0
SDG&E Core | [15 empty] | 0 |  |  | #N/A | [26 empty] | 0% | 0% |  | 0 | 0 | 0 | 0 | 0 | 0 | 0 | 0 | 0 | 0 | 0 | [44 empty] | 0
SDG&E Core | [15 empty] | 0 |  |  | #N/A | [26 empty] | 0% | 0% |  | 0 | 0 | 0 | 0 | 0 | 0 | 0 | 0 | 0 | 0 | 0 | [44 empty] | 0
SDG&E Core | [15 empty] | 0 |  |  | #N/A | [26 empty] | 0% | 0% |  | 0 | 0 | 0 | 0 | 0 | 0 | 0 | 0 | 0 | 0 | 0 | [44 empty] | 0
SDG&E Core | [15 empty] | 0 |  |  | #N/A | [26 empty] | 0% | 0% |  | 0 | 0 | 0 | 0 | 0 | 0 | 0 | 0 | 0 | 0 | 0 | [44 empty] | 0
SDG&E Core | [15 empty] | 0 |  |  | #N/A | [26 empty] | 0% | 0% |  | 0 | 0 | 0 | 0 | 0 | 0 | 0 | 0 | 0 | 0 | 0 | [44 empty] | 0
SDG&E Core | [15 empty] | 0 |  |  | #N/A | [26 empty] | 0% | 0% |  | 0 | 0 | 0 | 0 | 0 | 0 | 0 | 0 | 0 | 0 | 0 | [44 empty] | 0
SDG&E Core | [15 empty] | 0 |  |  | #N/A | [26 empty] | 0% | 0% |  | 0 | 0 | 0 | 0 | 0 | 0 | 0 | 0 | 0 | 0 | 0 | [44 empty] | 0
SDG&E Core | [15 empty] | 0 |  |  | #N/A | [26 empty] | 0% | 0% |  | 0 | 0 | 0 | 0 | 0 | 0 | 0 | 0 | 0 | 0 | 0 | [44 empty] | 0
SDG&E Core | [15 empty] | 0 |  |  | #N/A | [26 empty] | 0% | 0% |  | 0 | 0 | 0 | 0 | 0 | 0 | 0 | 0 | 0 | 0 | 0 | [44 empty] | 0
SDG&E Core | [15 empty] | 0 |  |  | #N/A | [26 empty] | 0% | 0% |  | 0 | 0 | 0 | 0 | 0 | 0 | 0 | 0 | 0 | 0 | 0 | [44 empty] | 0
SDG&E Core | [15 empty] | 0 |  |  | #N/A | [26 empty] | 0% | 0% |  | 0 | 0 | 0 | 0 | 0 | 0 | 0 | 0 | 0 | 0 | 0 | [44 empty] | 0
SDG&E Core | [15 empty] | 0 |  |  | #N/A | [26 empty] | 0% | 0% |  | 0 | 0 | 0 | 0 | 0 | 0 | 0 | 0 | 0 | 0 | 0 | [44 empty] | 0
SDG&E Core | [15 empty] | 0 |  |  | #N/A | [26 empty] | 0% | 0% |  | 0 | 0 | 0 | 0 | 0 | 0 | 0 | 0 | 0 | 0 | 0 | [44 empty] | 0
SDG&E Core | [15 empty] | 0 |  |  | #N/A | [26 empty] | 0% | 0% |  | 0 | 0 | 0 | 0 | 0 | 0 | 0 | 0 | 0 | 0 | 0 | [44 empty] | 0
SDG&E Core | [15 empty] | 0 |  |  | #N/A | [26 empty] | 0% | 0% |  | 0 | 0 | 0 | 0 | 0 | 0 | 0 | 0 | 0 | 0 | 0 | [44 empty] | 0
SDG&E Core | [15 empty] | 0 |  |  | #N/A | [26 empty] | 0% | 0% |  | 0 | 0 | 0 | 0 | 0 | 0 | 0 | 0 | 0 | 0 | 0 | [44 empty] | 0
SDG&E Core | [15 empty] | 0 |  |  | #N/A | [26 empty] | 0% | 0% |  | 0 | 0 | 0 | 0 | 0 | 0 | 0 | 0 | 0 | 0 | 0 | [44 empty] | 0
SDG&E Core | [15 empty] | 0 |  |  | #N/A | [26 empty] | 0% | 0% |  | 0 | 0 | 0 | 0 | 0 | 0 | 0 | 0 | 0 | 0 | 0 | [44 empty] | 0
SDG&E Core | [15 empty] | 0 |  |  | #N/A | [26 empty] | 0% | 0% |  | 0 | 0 | 0 | 0 | 0 | 0 | 0 | 0 | 0 | 0 | 0 | [44 empty] | 0
SDG&E Core | [15 empty] | 0 |  |  | #N/A | [26 empty] | 0% | 0% |  | 0 | 0 | 0 | 0 | 0 | 0 | 0 | 0 | 0 | 0 | 0 | [44 empty] | 0
SDG&E Core | [15 empty] | 0 |  |  | #N/A | [26 empty] | 0% | 0% |  | 0 | 0 | 0 | 0 | 0 | 0 | 0 | 0 | 0 | 0 | 0 | [44 empty] | 0
SDG&E Core | [15 empty] | 0 |  |  | #N/A | [26 empty] | 0% | 0% |  | 0 | 0 | 0 | 0 | 0 | 0 | 0 | 0 | 0 | 0 | 0 | [44 empty] | 0
SDG&E Core | [15 empty] | 0 |  |  | #N/A | [26 empty] | 0% | 0% |  | 0 | 0 | 0 | 0 | 0 | 0 | 0 | 0 | 0 | 0 | 0 | [44 empty] | 0
SDG&E Core | [15 empty] | 0 |  |  | #N/A | [26 empty] | 0% | 0% |  | 0 | 0 | 0 | 0 | 0 | 0 | 0 | 0 | 0 | 0 | 0 | [44 empty] | 0
SDG&E Core | [15 empty] | 0 |  |  | #N/A | [26 empty] | 0% | 0% |  | 0 | 0 | 0 | 0 | 0 | 0 | 0 | 0 | 0 | 0 | 0 | [44 empty] | 0
SDG&E Core | [15 empty] | 0 |  |  | #N/A | [26 empty] | 0% | 0% |  | 0 | 0 | 0 | 0 | 0 | 0 | 0 | 0 | 0 | 0 | 0 | [44 empty] | 0
SDG&E Core | [15 empty] | 0 |  |  | #N/A | [26 empty] | 0% | 0% |  | 0 | 0 | 0 | 0 | 0 | 0 | 0 | 0 | 0 | 0 | 0 | [44 empty] | 0
SDG&E Core | [15 empty] | 0 |  |  | #N/A | [26 empty] | 0% | 0% |  | 0 | 0 | 0 | 0 | 0 | 0 | 0 | 0 | 0 | 0 | 0 | [44 empty] | 0
SDG&E Core | [15 empty] | 0 |  |  | #N/A | [26 empty] | 0% | 0% |  | 0 | 0 | 0 | 0 | 0 | 0 | 0 | 0 | 0 | 0 | 0 | [44 empty] | 0
SDG&E Core | [15 empty] | 0 |  |  | #N/A | [26 empty] | 0% | 0% |  | 0 | 0 | 0 | 0 | 0 | 0 | 0 | 0 | 0 | 0 | 0 | [44 empty] | 0
SDG&E Core | [15 empty] | 0 |  |  | #N/A | [26 empty] | 0% | 0% |  | 0 | 0 | 0 | 0 | 0 | 0 | 0 | 0 | 0 | 0 | 0 | [44 empty] | 0
SDG&E Core | [15 empty] | 0 |  |  | #N/A | [26 empty] | 0% | 0% |  | 0 | 0 | 0 | 0 | 0 | 0 | 0 | 0 | 0 | 0 | 0 | [44 empty] | 0
SDG&E Core | [15 empty] | 0 |  |  | #N/A | [26 empty] | 0% | 0% |  | 0 | 0 | 0 | 0 | 0 | 0 | 0 | 0 | 0 | 0 | 0 | [44 empty] | 0
SDG&E Core | [15 empty] | 0 |  |  | #N/A | [26 empty] | 0% | 0% |  | 0 | 0 | 0 | 0 | 0 | 0 | 0 | 0 | 0 | 0 | 0 | [44 empty] | 0
SDG&E Core | [15 empty] | 0 |  |  | #N/A | [26 empty] | 0% | 0% |  | 0 | 0 | 0 | 0 | 0 | 0 | 0 | 0 | 0 | 0 | 0 | [44 empty] | 0
SDG&E Core | [15 empty] | 0 |  |  | #N/A | [26 empty] | 0% | 0% |  | 0 | 0 | 0 | 0 | 0 | 0 | 0 | 0 | 0 | 0 | 0 | [44 empty] | 0
SDG&E Core | [15 empty] | 0 |  |  | #N/A | [26 empty] | 0% | 0% |  | 0 | 0 | 0 | 0 | 0 | 0 | 0 | 0 | 0 | 0 | 0 | [44 empty] | 0
SDG&E Core | [15 empty] | 0 |  |  | #N/A | [26 empty] | 0% | 0% |  | 0 | 0 | 0 | 0 | 0 | 0 | 0 | 0 | 0 | 0 | 0 | [44 empty] | 0
SDG&E Core | [15 empty] | 0 |  |  | #N/A | [26 empty] | 0% | 0% |  | 0 | 0 | 0 | 0 | 0 | 0 | 0 | 0 | 0 | 0 | 0 | [44 empty] | 0
SDG&E Core | [15 empty] | 0 |  |  | #N/A | [26 empty] | 0% | 0% |  | 0 | 0 | 0 | 0 | 0 | 0 | 0 | 0 | 0 | 0 | 0 | [44 empty] | 0
SDG&E Core | [15 empty] | 0 |  |  | #N/A | [26 empty] | 0% | 0% |  | 0 | 0 | 0 | 0 | 0 | 0 | 0 | 0 | 0 | 0 | 0 | [44 empty] | 0
SDG&E Core | [15 empty] | 0 |  |  | #N/A | [26 empty] | 0% | 0% |  | 0 | 0 | 0 | 0 | 0 | 0 | 0 | 0 | 0 | 0 | 0 | [44 empty] | 0
SDG&E Core | [15 empty] | 0 |  |  | #N/A | [26 empty] | 0% | 0% |  | 0 | 0 | 0 | 0 | 0 | 0 | 0 | 0 | 0 | 0 | 0 | [44 empty] | 0
SDG&E Core | [15 empty] | 0 |  |  | #N/A | [26 empty] | 0% | 0% |  | 0 | 0 | 0 | 0 | 0 | 0 | 0 | 0 | 0 | 0 | 0 | [44 empty] | 0
SDG&E Core | [15 empty] | 0 |  |  | #N/A | [26 empty] | 0% | 0% |  | 0 | 0 | 0 | 0 | 0 | 0 | 0 | 0 | 0 | 0 | 0 | [44 empty] | 0
SDG&E Core | [15 empty] | 0 |  |  | #N/A | [26 empty] | 0% | 0% |  | 0 | 0 | 0 | 0 | 0 | 0 | 0 | 0 | 0 | 0 | 0 | [44 empty] | 0
SDG&E Core | [15 empty] | 0 |  |  | #N/A | [26 empty] | 0% | 0% |  | 0 | 0 | 0 | 0 | 0 | 0 | 0 | 0 | 0 | 0 | 0 | [44 empty] | 0
SDG&E Core | [15 empty] | 0 |  |  | #N/A | [26 empty] | 0% | 0% |  | 0 | 0 | 0 | 0 | 0 | 0 | 0 | 0 | 0 | 0 | 0 | [44 empty] | 0
SDG&E Core | [15 empty] | 0 |  |  | #N/A | [26 empty] | 0% | 0% |  | 0 | 0 | 0 | 0 | 0 | 0 | 0 | 0 | 0 | 0 | 0 | [44 empty] | 0
SDG&E Core | [15 empty] | 0 |  |  | #N/A | [26 empty] | 0% | 0% |  | 0 | 0 | 0 | 0 | 0 | 0 | 0 | 0 | 0 | 0 | 0 | [44 empty] | 0
SDG&E Core | [15 empty] | 0 |  |  | #N/A | [26 empty] | 0% | 0% |  | 0 | 0 | 0 | 0 | 0 | 0 | 0 | 0 | 0 | 0 | 0 | [44 empty] | 0
SDG&E Core | [15 empty] | 0 |  |  | #N/A | [26 empty] | 0% | 0% |  | 0 | 0 | 0 | 0 | 0 | 0 | 0 | 0 | 0 | 0 | 0 | [44 empty] | 0
SDG&E Core | [15 empty] | 0 |  |  | #N/A | [26 empty] | 0% | 0% |  | 0 | 0 | 0 | 0 | 0 | 0 | 0 | 0 | 0 | 0 | 0 | [44 empty] | 0
SDG&E Core | [15 empty] | 0 |  |  | #N/A | [26 empty] | 0% | 0% |  | 0 | 0 | 0 | 0 | 0 | 0 | 0 | 0 | 0 | 0 | 0 | [44 empty] | 0
SDG&E Core | [15 empty] | 0 |  |  | #N/A | [26 empty] | 0% | 0% |  | 0 | 0 | 0 | 0 | 0 | 0 | 0 | 0 | 0 | 0 | 0 | [44 empty] | 0
SDG&E Core | [15 empty] | 0 |  |  | #N/A | [26 empty] | 0% | 0% |  | 0 | 0 | 0 | 0 | 0 | 0 | 0 | 0 | 0 | 0 | 0 | [44 empty] | 0
SDG&E Core | [15 empty] | 0 |  |  | #N/A | [26 empty] | 0% | 0% |  | 0 | 0 | 0 | 0 | 0 | 0 | 0 | 0 | 0 | 0 | 0 | [44 empty] | 0
SDG&E Core | [15 empty] | 0 |  |  | #N/A | [26 empty] | 0% | 0% |  | 0 | 0 | 0 | 0 | 0 | 0 | 0 | 0 | 0 | 0 | 0 | [44 empty] | 0
SDG&E Core | [15 empty] | 0 |  |  | #N/A | [26 empty] | 0% | 0% |  | 0 | 0 | 0 | 0 | 0 | 0 | 0 | 0 | 0 | 0 | 0 | [44 empty] | 0
SDG&E Core | [15 empty] | 0 |  |  | #N/A | [26 empty] | 0% | 0% |  | 0 | 0 | 0 | 0 | 0 | 0 | 0 | 0 | 0 | 0 | 0 | [44 empty] | 0
SDG&E Core | [15 empty] | 0 |  |  | #N/A | [26 empty] | 0% | 0% |  | 0 | 0 | 0 | 0 | 0 | 0 | 0 | 0 | 0 | 0 | 0 | [44 empty] | 0
SDG&E Core | [15 empty] | 0 |  |  | #N/A | [26 empty] | 0% | 0% |  | 0 | 0 | 0 | 0 | 0 | 0 | 0 | 0 | 0 | 0 | 0 | [44 empty] | 0
SDG&E Core | [15 empty] | 0 |  |  | #N/A | [26 empty] | 0% | 0% |  | 0 | 0 | 0 | 0 | 0 | 0 | 0 | 0 | 0 | 0 | 0 | [44 empty] | 0
SDG&E Core | [15 empty] | 0 |  |  | #N/A | [26 empty] | 0% | 0% |  | 0 | 0 | 0 | 0 | 0 | 0 | 0 | 0 | 0 | 0 | 0 | [44 empty] | 0
SDG&E Core | [15 empty] | 0 |  |  | #N/A | [26 empty] | 0% | 0% |  | 0 | 0 | 0 | 0 | 0 | 0 | 0 | 0 | 0 | 0 | 0 | [44 empty] | 0
SDG&E Core | [15 empty] | 0 |  |  | #N/A | [26 empty] | 0% | 0% |  | 0 | 0 | 0 | 0 | 0 | 0 | 0 | 0 | 0 | 0 | 0 | [44 empty] | 0
SDG&E Core | [15 empty] | 0 |  |  | #N/A | [26 empty] | 0% | 0% |  | 0 | 0 | 0 | 0 | 0 | 0 | 0 | 0 | 0 | 0 | 0 | [44 empty] | 0
SDG&E Core | [15 empty] | 0 |  |  | #N/A | [26 empty] | 0% | 0% |  | 0 | 0 | 0 | 0 | 0 | 0 | 0 | 0 | 0 | 0 | 0 | [44 empty] | 0
SDG&E Core | [15 empty] | 0 |  |  | #N/A | [26 empty] | 0% | 0% |  | 0 | 0 | 0 | 0 | 0 | 0 | 0 | 0 | 0 | 0 | 0 | [44 empty] | 0
SDG&E Core | [15 empty] | 0 |  |  | #N/A | [26 empty] | 0% | 0% |  | 0 | 0 | 0 | 0 | 0 | 0 | 0 | 0 | 0 | 0 | 0 | [44 empty] | 0
SDG&E Core | [15 empty] | 0 |  |  | #N/A | [26 empty] | 0% | 0% |  | 0 | 0 | 0 | 0 | 0 | 0 | 0 | 0 | 0 | 0 | 0 | [44 empty] | 0
SDG&E Core | [15 empty] | 0 |  |  | #N/A | [26 empty] | 0% | 0% |  | 0 | 0 | 0 | 0 | 0 | 0 | 0 | 0 | 0 | 0 | 0 | [44 empty] | 0
SDG&E Core | [15 empty] | 0 |  |  | #N/A | [26 empty] | 0% | 0% |  | 0 | 0 | 0 | 0 | 0 | 0 | 0 | 0 | 0 | 0 | 0 | [44 empty] | 0
SDG&E Core | [15 empty] | 0 |  |  | #N/A | [26 empty] | 0% | 0% |  | 0 | 0 | 0 | 0 | 0 | 0 | 0 | 0 | 0 | 0 | 0 | [44 empty] | 0
SDG&E Core | [15 empty] | 0 |  |  | #N/A | [26 empty] | 0% | 0% |  | 0 | 0 | 0 | 0 | 0 | 0 | 0 | 0 | 0 | 0 | 0 | [44 empty] | 0
SDG&E Core | [15 empty] | 0 |  |  | #N/A | [26 empty] | 0% | 0% |  | 0 | 0 | 0 | 0 | 0 | 0 | 0 | 0 | 0 | 0 | 0 | [44 empty] | 0
SDG&E Core | [15 empty] | 0 |  |  | #N/A | [26 empty] | 0% | 0% |  | 0 | 0 | 0 | 0 | 0 | 0 | 0 | 0 | 0 | 0 | 0 | [44 empty] | 0
SDG&E Core | [15 empty] | 0 |  |  | #N/A | [26 empty] | 0% | 0% |  | 0 | 0 | 0 | 0 | 0 | 0 | 0 | 0 | 0 | 0 | 0 | [44 empty] | 0
SDG&E Core | [15 empty] | 0 |  |  | #N/A | [26 empty] | 0% | 0% |  | 0 | 0 | 0 | 0 | 0 | 0 | 0 | 0 | 0 | 0 | 0 | [44 empty] | 0
SDG&E Core | [15 empty] | 0 |  |  | #N/A | [26 empty] | 0% | 0% |  | 0 | 0 | 0 | 0 | 0 | 0 | 0 | 0 | 0 | 0 | 0 | [44 empty] | 0
SDG&E Core | [15 empty] | 0 |  |  | #N/A | [26 empty] | 0% | 0% |  | 0 | 0 | 0 | 0 | 0 | 0 | 0 | 0 | 0 | 0 | 0 | [44 empty] | 0
SDG&E Core | [15 empty] | 0 |  |  | #N/A | [26 empty] | 0% | 0% |  | 0 | 0 | 0 | 0 | 0 | 0 | 0 | 0 | 0 | 0 | 0 | [44 empty] | 0
SDG&E Core | [15 empty] | 0 |  |  | #N/A | [26 empty] | 0% | 0% |  | 0 | 0 | 0 | 0 | 0 | 0 | 0 | 0 | 0 | 0 | 0 | [44 empty] | 0
SDG&E Core | [15 empty] | 0 |  |  | #N/A | [26 empty] | 0% | 0% |  | 0 | 0 | 0 | 0 | 0 | 0 | 0 | 0 | 0 | 0 | 0 | [44 empty] | 0
SDG&E Core | [15 empty] | 0 |  |  | #N/A | [26 empty] | 0% | 0% |  | 0 | 0 | 0 | 0 | 0 | 0 | 0 | 0 | 0 | 0 | 0 | [44 empty] | 0
SDG&E Core | [15 empty] | 0 |  |  | #N/A | [26 empty] | 0% | 0% |  | 0 | 0 | 0 | 0 | 0 | 0 | 0 | 0 | 0 | 0 | 0 | [44 empty] | 0
SDG&E Core | [15 empty] | 0 |  |  | #N/A | [26 empty] | 0% | 0% |  | 0 | 0 | 0 | 0 | 0 | 0 | 0 | 0 | 0 | 0 | 0 | [44 empty] | 0
SDG&E Core | [15 empty] | 0 |  |  | #N/A | [26 empty] | 0% | 0% |  | 0 | 0 | 0 | 0 | 0 | 0 | 0 | 0 | 0 | 0 | 0 | [44 empty] | 0
SDG&E Core | [15 empty] | 0 |  |  | #N/A | [26 empty] | 0% | 0% |  | 0 | 0 | 0 | 0 | 0 | 0 | 0 | 0 | 0 | 0 | 0 | [44 empty] | 0
SDG&E Core | [15 empty] | 0 |  |  | #N/A | [26 empty] | 0% | 0% |  | 0 | 0 | 0 | 0 | 0 | 0 | 0 | 0 | 0 | 0 | 0 | [44 empty] | 0
SDG&E Core | [15 empty] | 0 |  |  | #N/A | [26 empty] | 0% | 0% |  | 0 | 0 | 0 | 0 | 0 | 0 | 0 | 0 | 0 | 0 | 0 | [44 empty] | 0
SDG&E Core | [15 empty] | 0 |  |  | #N/A | [26 empty] | 0% | 0% |  | 0 | 0 | 0 | 0 | 0 | 0 | 0 | 0 | 0 | 0 | 0 | [44 empty] | 0
SDG&E Core | [15 empty] | 0 |  |  | #N/A | [26 empty] | 0% | 0% |  | 0 | 0 | 0 | 0 | 0 | 0 | 0 | 0 | 0 | 0 | 0 | [44 empty] | 0
SDG&E Core | [15 empty] | 0 |  |  | #N/A | [26 empty] | 0% | 0% |  | 0 | 0 | 0 | 0 | 0 | 0 | 0 | 0 | 0 | 0 | 0 | [44 empty] | 0
SDG&E Core | [15 empty] | 0 |  |  | #N/A | [26 empty] | 0% | 0% |  | 0 | 0 | 0 | 0 | 0 | 0 | 0 | 0 | 0 | 0 | 0 | [44 empty] | 0
SDG&E Core | [15 empty] | 0 |  |  | #N/A | [26 empty] | 0% | 0% |  | 0 | 0 | 0 | 0 | 0 | 0 | 0 | 0 | 0 | 0 | 0 | [44 empty] | 0
SDG&E Core | [15 empty] | 0 |  |  | #N/A | [26 empty] | 0% | 0% |  | 0 | 0 | 0 | 0 | 0 | 0 | 0 | 0 | 0 | 0 | 0 | [44 empty] | 0
SDG&E Core | [15 empty] | 0 |  |  | #N/A | [26 empty] | 0% | 0% |  | 0 | 0 | 0 | 0 | 0 | 0 | 0 | 0 | 0 | 0 | 0 | [44 empty] | 0
SDG&E Core | [15 empty] | 0 |  |  | #N/A | [26 empty] | 0% | 0% |  | 0 | 0 | 0 | 0 | 0 | 0 | 0 | 0 | 0 | 0 | 0 | [44 empty] | 0
SDG&E Core | [15 empty] | 0 |  |  | #N/A | [26 empty] | 0% | 0% |  | 0 | 0 | 0 | 0 | 0 | 0 | 0 | 0 | 0 | 0 | 0 | [44 empty] | 0
SDG&E Core | [15 empty] | 0 |  |  | #N/A | [26 empty] | 0% | 0% |  | 0 | 0 | 0 | 0 | 0 | 0 | 0 | 0 | 0 | 0 | 0 | [44 empty] | 0
SDG&E Core | [15 empty] | 0 |  |  | #N/A | [26 empty] | 0% | 0% |  | 0 | 0 | 0 | 0 | 0 | 0 | 0 | 0 | 0 | 0 | 0 | [44 empty] | 0
SDG&E Core | [15 empty] | 0 |  |  | #N/A | [26 empty] | 0% | 0% |  | 0 | 0 | 0 | 0 | 0 | 0 | 0 | 0 | 0 | 0 | 0 | [44 empty] | 0
SDG&E Core | [15 empty] | 0 |  |  | #N/A | [26 empty] | 0% | 0% |  | 0 | 0 | 0 | 0 | 0 | 0 | 0 | 0 | 0 | 0 | 0 | [44 empty] | 0
SDG&E Core | [15 empty] | 0 |  |  | #N/A | [26 empty] | 0% | 0% |  | 0 | 0 | 0 | 0 | 0 | 0 | 0 | 0 | 0 | 0 | 0 | [44 empty] | 0
SDG&E Core | [15 empty] | 0 |  |  | #N/A | [26 empty] | 0% | 0% |  | 0 | 0 | 0 | 0 | 0 | 0 | 0 | 0 | 0 | 0 | 0 | [44 empty] | 0
SDG&E Core | [15 empty] | 0 |  |  | #N/A | [26 empty] | 0% | 0% |  | 0 | 0 | 0 | 0 | 0 | 0 | 0 | 0 | 0 | 0 | 0 | [44 empty] | 0
SDG&E Core | [15 empty] | 0 |  |  | #N/A | [26 empty] | 0% | 0% |  | 0 | 0 | 0 | 0 | 0 | 0 | 0 | 0 | 0 | 0 | 0 | [44 empty] | 0
SDG&E Core | [15 empty] | 0 |  |  | #N/A | [26 empty] | 0% | 0% |  | 0 | 0 | 0 | 0 | 0 | 0 | 0 | 0 | 0 | 0 | 0 | [44 empty] | 0
SDG&E Core | [15 empty] | 0 |  |  | #N/A | [26 empty] | 0% | 0% |  | 0 | 0 | 0 | 0 | 0 | 0 | 0 | 0 | 0 | 0 | 0 | [44 empty] | 0
SDG&E Core | [15 empty] | 0 |  |  | #N/A | [26 empty] | 0% | 0% |  | 0 | 0 | 0 | 0 | 0 | 0 | 0 | 0 | 0 | 0 | 0 | [44 empty] | 0
SDG&E Core | [15 empty] | 0 |  |  | #N/A | [26 empty] | 0% | 0% |  | 0 | 0 | 0 | 0 | 0 | 0 | 0 | 0 | 0 | 0 | 0 | [44 empty] | 0
SDG&E Core | [15 empty] | 0 |  |  | #N/A | [26 empty] | 0% | 0% |  | 0 | 0 | 0 | 0 | 0 | 0 | 0 | 0 | 0 | 0 | 0 | [44 empty] | 0
SDG&E Core | [15 empty] | 0 |  |  | #N/A | [26 empty] | 0% | 0% |  | 0 | 0 | 0 | 0 | 0 | 0 | 0 | 0 | 0 | 0 | 0 | [44 empty] | 0
SDG&E Core | [15 empty] | 0 |  |  | #N/A | [26 empty] | 0% | 0% |  | 0 | 0 | 0 | 0 | 0 | 0 | 0 | 0 | 0 | 0 | 0 | [44 empty] | 0
SDG&E Core | [15 empty] | 0 |  |  | #N/A | [26 empty] | 0% | 0% |  | 0 | 0 | 0 | 0 | 0 | 0 | 0 | 0 | 0 | 0 | 0 | [44 empty] | 0
SDG&E Core | [15 empty] | 0 |  |  | #N/A | [26 empty] | 0% | 0% |  | 0 | 0 | 0 | 0 | 0 | 0 | 0 | 0 | 0 | 0 | 0 | [44 empty] | 0
SDG&E Core | [15 empty] | 0 |  |  | #N/A | [26 empty] | 0% | 0% |  | 0 | 0 | 0 | 0 | 0 | 0 | 0 | 0 | 0 | 0 | 0 | [44 empty] | 0
SDG&E Core | [15 empty] | 0 |  |  | #N/A | [26 empty] | 0% | 0% |  | 0 | 0 | 0 | 0 | 0 | 0 | 0 | 0 | 0 | 0 | 0 | [44 empty] | 0
SDG&E Core | [15 empty] | 0 |  |  | #N/A | [26 empty] | 0% | 0% |  | 0 | 0 | 0 | 0 | 0 | 0 | 0 | 0 | 0 | 0 | 0 | [44 empty] | 0
SDG&E Core | [15 empty] | 0 |  |  | #N/A | [26 empty] | 0% | 0% |  | 0 | 0 | 0 | 0 | 0 | 0 | 0 | 0 | 0 | 0 | 0 | [44 empty] | 0
SDG&E Core | [15 empty] | 0 |  |  | #N/A | [26 empty] | 0% | 0% |  | 0 | 0 | 0 | 0 | 0 | 0 | 0 | 0 | 0 | 0 | 0 | [44 empty] | 0
SDG&E Core | [15 empty] | 0 |  |  | #N/A | [26 empty] | 0% | 0% |  | 0 | 0 | 0 | 0 | 0 | 0 | 0 | 0 | 0 | 0 | 0 | [44 empty] | 0
SDG&E Core | [15 empty] | 0 |  |  | #N/A | [26 empty] | 0% | 0% |  | 0 | 0 | 0 | 0 | 0 | 0 | 0 | 0 | 0 | 0 | 0 | [44 empty] | 0
SDG&E Core | [15 empty] | 0 |  |  | #N/A | [26 empty] | 0% | 0% |  | 0 | 0 | 0 | 0 | 0 | 0 | 0 | 0 | 0 | 0 | 0 | [44 empty] | 0
SDG&E Core | [15 empty] | 0 |  |  | #N/A | [26 empty] | 0% | 0% |  | 0 | 0 | 0 | 0 | 0 | 0 | 0 | 0 | 0 | 0 | 0 | [44 empty] | 0
SDG&E Core | [15 empty] | 0 |  |  | #N/A | [26 empty] | 0% | 0% |  | 0 | 0 | 0 | 0 | 0 | 0 | 0 | 0 | 0 | 0 | 0 | [44 empty] | 0
SDG&E Core | [15 empty] | 0 |  |  | #N/A | [26 empty] | 0% | 0% |  | 0 | 0 | 0 | 0 | 0 | 0 | 0 | 0 | 0 | 0 | 0 | [44 empty] | 0
SDG&E Core | [15 empty] | 0 |  |  | #N/A | [26 empty] | 0% | 0% |  | 0 | 0 | 0 | 0 | 0 | 0 | 0 | 0 | 0 | 0 | 0 | [44 empty] | 0
SDG&E Core | [15 empty] | 0 |  |  | #N/A | [26 empty] | 0% | 0% |  | 0 | 0 | 0 | 0 | 0 | 0 | 0 | 0 | 0 | 0 | 0 | [44 empty] | 0
SDG&E Core | [15 empty] | 0 |  |  | #N/A | [26 empty] | 0% | 0% |  | 0 | 0 | 0 | 0 | 0 | 0 | 0 | 0 | 0 | 0 | 0 | [44 empty] | 0
SDG&E Core | [15 empty] | 0 |  |  | #N/A | [26 empty] | 0% | 0% |  | 0 | 0 | 0 | 0 | 0 | 0 | 0 | 0 | 0 | 0 | 0 | [44 empty] | 0
SDG&E Core | [15 empty] | 0 |  |  | #N/A | [26 empty] | 0% | 0% |  | 0 | 0 | 0 | 0 | 0 | 0 | 0 | 0 | 0 | 0 | 0 | [44 empty] | 0
SDG&E Core | [15 empty] | 0 |  |  | #N/A | [26 empty] | 0% | 0% |  | 0 | 0 | 0 | 0 | 0 | 0 | 0 | 0 | 0 | 0 | 0 | [44 empty] | 0
SDG&E Core | [15 empty] | 0 |  |  | #N/A | [26 empty] | 0% | 0% |  | 0 | 0 | 0 | 0 | 0 | 0 | 0 | 0 | 0 | 0 | 0 | [44 empty] | 0
SDG&E Core | [15 empty] | 0 |  |  | #N/A | [26 empty] | 0% | 0% |  | 0 | 0 | 0 | 0 | 0 | 0 | 0 | 0 | 0 | 0 | 0 | [44 empty] | 0
SDG&E Core | [15 empty] | 0 |  |  | #N/A | [26 empty] | 0% | 0% |  | 0 | 0 | 0 | 0 | 0 | 0 | 0 | 0 | 0 | 0 | 0 | [44 empty] | 0
SDG&E Core | [15 empty] | 0 |  |  | #N/A | [26 empty] | 0% | 0% |  | 0 | 0 | 0 | 0 | 0 | 0 | 0 | 0 | 0 | 0 | 0 | [44 empty] | 0
SDG&E Core | [15 empty] | 0 |  |  | #N/A | [26 empty] | 0% | 0% |  | 0 | 0 | 0 | 0 | 0 | 0 | 0 | 0 | 0 | 0 | 0 | [44 empty] | 0
SDG&E Core | [15 empty] | 0 |  |  | #N/A | [26 empty] | 0% | 0% |  | 0 | 0 | 0 | 0 | 0 | 0 | 0 | 0 | 0 | 0 | 0 | [44 empty] | 0
SDG&E Core | [15 empty] | 0 |  |  | #N/A | [26 empty] | 0% | 0% |  | 0 | 0 | 0 | 0 | 0 | 0 | 0 | 0 | 0 | 0 | 0 | [44 empty] | 0
SDG&E Core | [15 empty] | 0 |  |  | #N/A | [26 empty] | 0% | 0% |  | 0 | 0 | 0 | 0 | 0 | 0 | 0 | 0 | 0 | 0 | 0 | [44 empty] | 0
SDG&E Core | [15 empty] | 0 |  |  | #N/A | [26 empty] | 0% | 0% |  | 0 | 0 | 0 | 0 | 0 | 0 | 0 | 0 | 0 | 0 | 0 | [44 empty] | 0
SDG&E Core | [15 empty] | 0 |  |  | #N/A | [26 empty] | 0% | 0% |  | 0 | 0 | 0 | 0 | 0 | 0 | 0 | 0 | 0 | 0 | 0 | [44 empty] | 0
SDG&E Core | [15 empty] | 0 |  |  | #N/A | [26 empty] | 0% | 0% |  | 0 | 0 | 0 | 0 | 0 | 0 | 0 | 0 | 0 | 0 | 0 | [44 empty] | 0
SDG&E Core | [15 empty] | 0 |  |  | #N/A | [26 empty] | 0% | 0% |  | 0 | 0 | 0 | 0 | 0 | 0 | 0 | 0 | 0 | 0 | 0 | [44 empty] | 0
SDG&E Core | [15 empty] | 0 |  |  | #N/A | [26 empty] | 0% | 0% |  | 0 | 0 | 0 | 0 | 0 | 0 | 0 | 0 | 0 | 0 | 0 | [44 empty] | 0
SDG&E Core | [15 empty] | 0 |  |  | #N/A | [26 empty] | 0% | 0% |  | 0 | 0 | 0 | 0 | 0 | 0 | 0 | 0 | 0 | 0 | 0 | [44 empty] | 0
SDG&E Core | [15 empty] | 0 |  |  | #N/A | [26 empty] | 0% | 0% |  | 0 | 0 | 0 | 0 | 0 | 0 | 0 | 0 | 0 | 0 | 0 | [44 empty] | 0
SDG&E Core | [15 empty] | 0 |  |  | #N/A | [26 empty] | 0% | 0% |  | 0 | 0 | 0 | 0 | 0 | 0 | 0 | 0 | 0 | 0 | 0 | [44 empty] | 0
SDG&E Core | [15 empty] | 0 |  |  | #N/A | [26 empty] | 0% | 0% |  | 0 | 0 | 0 | 0 | 0 | 0 | 0 | 0 | 0 | 0 | 0 | [44 empty] | 0
SDG&E Core | [15 empty] | 0 |  |  | #N/A | [26 empty] | 0% | 0% |  | 0 | 0 | 0 | 0 | 0 | 0 | 0 | 0 | 0 | 0 | 0 | [44 empty] | 0
SDG&E Core | [15 empty] | 0 |  |  | #N/A | [26 empty] | 0% | 0% |  | 0 | 0 | 0 | 0 | 0 | 0 | 0 | 0 | 0 | 0 | 0 | [44 empty] | 0
SDG&E Core | [15 empty] | 0 |  |  | #N/A | [26 empty] | 0% | 0% |  | 0 | 0 | 0 | 0 | 0 | 0 | 0 | 0 | 0 | 0 | 0 | [44 empty] | 0
SDG&E Core | [15 empty] | 0 |  |  | #N/A | [26 empty] | 0% | 0% |  | 0 | 0 | 0 | 0 | 0 | 0 | 0 | 0 | 0 | 0 | 0 | [44 empty] | 0
SDG&E Core | [15 empty] | 0 |  |  | #N/A | [26 empty] | 0% | 0% |  | 0 | 0 | 0 | 0 | 0 | 0 | 0 | 0 | 0 | 0 | 0 | [44 empty] | 0
SDG&E Core | [15 empty] | 0 |  |  | #N/A | [26 empty] | 0% | 0% |  | 0 | 0 | 0 | 0 | 0 | 0 | 0 | 0 | 0 | 0 | 0 | [44 empty] | 0
SDG&E Core | [15 empty] | 0 |  |  | #N/A | [26 empty] | 0% | 0% |  | 0 | 0 | 0 | 0 | 0 | 0 | 0 | 0 | 0 | 0 | 0 | [44 empty] | 0
SDG&E Core | [15 empty] | 0 |  |  | #N/A | [26 empty] | 0% | 0% |  | 0 | 0 | 0 | 0 | 0 | 0 | 0 | 0 | 0 | 0 | 0 | [44 empty] | 0
SDG&E Core | [15 empty] | 0 |  |  | #N/A | [26 empty] | 0% | 0% |  | 0 | 0 | 0 | 0 | 0 | 0 | 0 | 0 | 0 | 0 | 0 | [44 empty] | 0
SDG&E Core | [15 empty] | 0 |  |  | #N/A | [26 empty] | 0% | 0% |  | 0 | 0 | 0 | 0 | 0 | 0 | 0 | 0 | 0 | 0 | 0 | [44 empty] | 0
SDG&E Core | [15 empty] | 0 |  |  | #N/A | [26 empty] | 0% | 0% |  | 0 | 0 | 0 | 0 | 0 | 0 | 0 | 0 | 0 | 0 | 0 | [44 empty] | 0
SDG&E Core | [15 empty] | 0 |  |  | #N/A | [26 empty] | 0% | 0% |  | 0 | 0 | 0 | 0 | 0 | 0 | 0 | 0 | 0 | 0 | 0 | [44 empty] | 0
SDG&E Core | [15 empty] | 0 |  |  | #N/A | [26 empty] | 0% | 0% |  | 0 | 0 | 0 | 0 | 0 | 0 | 0 | 0 | 0 | 0 | 0 | [44 empty] | 0
SDG&E Core | [15 empty] | 0 |  |  | #N/A | [26 empty] | 0% | 0% |  | 0 | 0 | 0 | 0 | 0 | 0 | 0 | 0 | 0 | 0 | 0 | [44 empty] | 0
SDG&E Core | [15 empty] | 0 |  |  | #N/A | [26 empty] | 0% | 0% |  | 0 | 0 | 0 | 0 | 0 | 0 | 0 | 0 | 0 | 0 | 0 | [44 empty] | 0
SDG&E Core | [15 empty] | 0 |  |  | #N/A | [26 empty] | 0% | 0% |  | 0 | 0 | 0 | 0 | 0 | 0 | 0 | 0 | 0 | 0 | 0 | [44 empty] | 0
SDG&E Core | [15 empty] | 0 |  |  | #N/A | [26 empty] | 0% | 0% |  | 0 | 0 | 0 | 0 | 0 | 0 | 0 | 0 | 0 | 0 | 0 | [44 empty] | 0
SDG&E Core | [15 empty] | 0 |  |  | #N/A | [26 empty] | 0% | 0% |  | 0 | 0 | 0 | 0 | 0 | 0 | 0 | 0 | 0 | 0 | 0 | [44 empty] | 0
SDG&E Core | [15 empty] | 0 |  |  | #N/A | [26 empty] | 0% | 0% |  | 0 | 0 | 0 | 0 | 0 | 0 | 0 | 0 | 0 | 0 | 0 | [44 empty] | 0
SDG&E Core | [15 empty] | 0 |  |  | #N/A | [26 empty] | 0% | 0% |  | 0 | 0 | 0 | 0 | 0 | 0 | 0 | 0 | 0 | 0 | 0 | [44 empty] | 0
SDG&E Core | [15 empty] | 0 |  |  | #N/A | [26 empty] | 0% | 0% |  | 0 | 0 | 0 | 0 | 0 | 0 | 0 | 0 | 0 | 0 | 0 | [44 empty] | 0
SDG&E Core | [15 empty] | 0 |  |  | #N/A | [26 empty] | 0% | 0% |  | 0 | 0 | 0 | 0 | 0 | 0 | 0 | 0 | 0 | 0 | 0 | [44 empty] | 0
SDG&E Core | [15 empty] | 0 |  |  | #N/A | [26 empty] | 0% | 0% |  | 0 | 0 | 0 | 0 | 0 | 0 | 0 | 0 | 0 | 0 | 0 | [44 empty] | 0
SDG&E Core | [15 empty] | 0 |  |  | #N/A | [26 empty] | 0% | 0% |  | 0 | 0 | 0 | 0 | 0 | 0 | 0 | 0 | 0 | 0 | 0 | [44 empty] | 0
SDG&E Core | [15 empty] | 0 |  |  | #N/A | [26 empty] | 0% | 0% |  | 0 | 0 | 0 | 0 | 0 | 0 | 0 | 0 | 0 | 0 | 0 | [44 empty] | 0
SDG&E Core | [15 empty] | 0 |  |  | #N/A | [26 empty] | 0% | 0% |  | 0 | 0 | 0 | 0 | 0 | 0 | 0 | 0 | 0 | 0 | 0 | [44 empty] | 0
SDG&E Core | [15 empty] | 0 |  |  | #N/A | [26 empty] | 0% | 0% |  | 0 | 0 | 0 | 0 | 0 | 0 | 0 | 0 | 0 | 0 | 0 | [44 empty] | 0
SDG&E Core | [15 empty] | 0 |  |  | #N/A | [26 empty] | 0% | 0% |  | 0 | 0 | 0 | 0 | 0 | 0 | 0 | 0 | 0 | 0 | 0 | [44 empty] | 0
SDG&E Core | [15 empty] | 0 |  |  | #N/A | [26 empty] | 0% | 0% |  | 0 | 0 | 0 | 0 | 0 | 0 | 0 | 0 | 0 | 0 | 0 | [44 empty] | 0
SDG&E Core | [15 empty] | 0 |  |  | #N/A | [26 empty] | 0% | 0% |  | 0 | 0 | 0 | 0 | 0 | 0 | 0 | 0 | 0 | 0 | 0 | [44 empty] | 0
SDG&E Core | [15 empty] | 0 |  |  | #N/A | [26 empty] | 0% | 0% |  | 0 | 0 | 0 | 0 | 0 | 0 | 0 | 0 | 0 | 0 | 0 | [44 empty] | 0
SDG&E Core | [15 empty] | 0 |  |  | #N/A | [26 empty] | 0% | 0% |  | 0 | 0 | 0 | 0 | 0 | 0 | 0 | 0 | 0 | 0 | 0 | [44 empty] | 0
SDG&E Core | [15 empty] | 0 |  |  | #N/A | [26 empty] | 0% | 0% |  | 0 | 0 | 0 | 0 | 0 | 0 | 0 | 0 | 0 | 0 | 0 | [44 empty] | 0
SDG&E Core | [15 empty] | 0 |  |  | #N/A | [26 empty] | 0% | 0% |  | 0 | 0 | 0 | 0 | 0 | 0 | 0 | 0 | 0 | 0 | 0 | [44 empty] | 0
SDG&E Core | [15 empty] | 0 |  |  | #N/A | [26 empty] | 0% | 0% |  | 0 | 0 | 0 | 0 | 0 | 0 | 0 | 0 | 0 | 0 | 0 | [44 empty] | 0
SDG&E Core | [15 empty] | 0 |  |  | #N/A | [26 empty] | 0% | 0% |  | 0 | 0 | 0 | 0 | 0 | 0 | 0 | 0 | 0 | 0 | 0 | [44 empty] | 0
SDG&E Core | [15 empty] | 0 |  |  | #N/A | [26 empty] | 0% | 0% |  | 0 | 0 | 0 | 0 | 0 | 0 | 0 | 0 | 0 | 0 | 0 | [44 empty] | 0
SDG&E Core | [15 empty] | 0 |  |  | #N/A | [26 empty] | 0% | 0% |  | 0 | 0 | 0 | 0 | 0 | 0 | 0 | 0 | 0 | 0 | 0 | [44 empty] | 0
SDG&E Core | [15 empty] | 0 |  |  | #N/A | [26 empty] | 0% | 0% |  | 0 | 0 | 0 | 0 | 0 | 0 | 0 | 0 | 0 | 0 | 0 | [44 empty] | 0
SDG&E Core | [15 empty] | 0 |  |  | #N/A | [26 empty] | 0% | 0% |  | 0 | 0 | 0 | 0 | 0 | 0 | 0 | 0 | 0 | 0 | 0 | [44 empty] | 0
SDG&E Core | [15 empty] | 0 |  |  | #N/A | [26 empty] | 0% | 0% |  | 0 | 0 | 0 | 0 | 0 | 0 | 0 | 0 | 0 | 0 | 0 | [44 empty] | 0
SDG&E Core | [15 empty] | 0 |  |  | #N/A | [26 empty] | 0% | 0% |  | 0 | 0 | 0 | 0 | 0 | 0 | 0 | 0 | 0 | 0 | 0 | [44 empty] | 0
SDG&E Core | [15 empty] | 0 |  |  | #N/A | [26 empty] | 0% | 0% |  | 0 | 0 | 0 | 0 | 0 | 0 | 0 | 0 | 0 | 0 | 0 | [44 empty] | 0
SDG&E Core | [15 empty] | 0 |  |  | #N/A | [26 empty] | 0% | 0% |  | 0 | 0 | 0 | 0 | 0 | 0 | 0 | 0 | 0 | 0 | 0 | [44 empty] | 0
SDG&E Core | [15 empty] | 0 |  |  | #N/A | [26 empty] | 0% | 0% |  | 0 | 0 | 0 | 0 | 0 | 0 | 0 | 0 | 0 | 0 | 0 | [44 empty] | 0
SDG&E Core | [15 empty] | 0 |  |  | #N/A | [26 empty] | 0% | 0% |  | 0 | 0 | 0 | 0 | 0 | 0 | 0 | 0 | 0 | 0 | 0 | [44 empty] | 0
SDG&E Core | [15 empty] | 0 |  |  | #N/A | [26 empty] | 0% | 0% |  | 0 | 0 | 0 | 0 | 0 | 0 | 0 | 0 | 0 | 0 | 0 | [44 empty] | 0
SDG&E Core | [15 empty] | 0 |  |  | #N/A | [26 empty] | 0% | 0% |  | 0 | 0 | 0 | 0 | 0 | 0 | 0 | 0 | 0 | 0 | 0 | [44 empty] | 0
SDG&E Core | [15 empty] | 0 |  |  | #N/A | [26 empty] | 0% | 0% |  | 0 | 0 | 0 | 0 | 0 | 0 | 0 | 0 | 0 | 0 | 0 | [44 empty] | 0
SDG&E Core | [15 empty] | 0 |  |  | #N/A | [26 empty] | 0% | 0% |  | 0 | 0 | 0 | 0 | 0 | 0 | 0 | 0 | 0 | 0 | 0 | [44 empty] | 0
SDG&E Core | [15 empty] | 0 |  |  | #N/A | [26 empty] | 0% | 0% |  | 0 | 0 | 0 | 0 | 0 | 0 | 0 | 0 | 0 | 0 | 0 | [44 empty] | 0
SDG&E Core | [15 empty] | 0 |  |  | #N/A | [26 empty] | 0% | 0% |  | 0 | 0 | 0 | 0 | 0 | 0 | 0 | 0 | 0 | 0 | 0 | [44 empty] | 0
SDG&E Core | [15 empty] | 0 |  |  | #N/A | [26 empty] | 0% | 0% |  | 0 | 0 | 0 | 0 | 0 | 0 | 0 | 0 | 0 | 0 | 0 | [44 empty] | 0
SDG&E Core | [15 empty] | 0 |  |  | #N/A | [26 empty] | 0% | 0% |  | 0 | 0 | 0 | 0 | 0 | 0 | 0 | 0 | 0 | 0 | 0 | [44 empty] | 0
SDG&E Core | [15 empty] | 0 |  |  | #N/A | [26 empty] | 0% | 0% |  | 0 | 0 | 0 | 0 | 0 | 0 | 0 | 0 | 0 | 0 | 0 | [44 empty] | 0
SDG&E Core | [15 empty] | 0 |  |  | #N/A | [26 empty] | 0% | 0% |  | 0 | 0 | 0 | 0 | 0 | 0 | 0 | 0 | 0 | 0 | 0 | [44 empty] | 0
SDG&E Core | [15 empty] | 0 |  |  | #N/A | [26 empty] | 0% | 0% |  | 0 | 0 | 0 | 0 | 0 | 0 | 0 | 0 | 0 | 0 | 0 | [44 empty] | 0
Do NOT enter program data in this row or below. The Spreadsheet will not evaluate any such data. | bar: 2013 Qtr 1 to 2016 Qtr 4; 2018 Qtr 1 to 2018 Qtr 4; 2020 Qtr 1 to 2020 Qtr 4; 2022 Qtr 1 to 2022 Qtr 4
Lists of Dimensions and their Labels | bar: 2013 Qtr 2; 2015 Qtr 3; 2016 Qtr 1 to 2023 Qtr 4
|  |  | Climate Zones | Sectors | End Use Validation List |  | Measure Types for Measure Life | Measure Types for NTGR | Gas Sector | Gas Savings Profile | Combustor Type | bar: 2013 Qtr 2; 2015 Qtr 3; 2016 Qtr 2; 2018 Qtr 2; 2020 Qtr 2; 2022 Qtr 2
|  |  | 7 | RES | res:DEER:Indoor_CFL_Ltg |  | NONRESIDENTIAL MEASURES: |  | Residential | Summer Only | Large Boilers (>100 MMBtu/hr Heat Input):Uncontrolled | bar: 2013 Qtr 1 to 2013 Qtr 2; 2014 Qtr 4 to 2016 Qtr 2; 2017 Qtr 2; 2018 Qtr 1 to 2018 Qtr 2; 2019 Qtr 2; 2020 Qtr 1 to 2020 Qtr 2; 2021 Qtr 2; 2022 Qtr 1 to 2022 Qtr 2; 2023 Qtr 2 to 2023 Qtr 4
|  |  | 10 | NON_RES | res:DEER:Indoor_CFL_Ltg |  | **************************************************************** | NonRes-sAll-mCFL-dn | Commercial | Winter Only | Large Boilers (>100 MMBtu/hr Heat Input):Controlled Low NOx Burner | bar: 2013 Qtr 1 to 2013 Qtr 2; 2014 Qtr 4 to 2016 Qtr 2; 2017 Qtr 2; 2018 Qtr 1 to 2018 Qtr 2; 2019 Qtr 2; 2020 Qtr 1 to 2020 Qtr 2; 2021 Qtr 2; 2022 Qtr 1 to 2022 Qtr 2; 2023 Qtr 2 to 2023 Qtr 4
|  |  | 15 | Residential | res:DEER:Indoor_CFL_Ltg |  | Ballast – Dimmable: NR - 11 | NonRes-sAll-mCFL-ci | Core | Annual | Large Boilers (>100 MMBtu/hr Heat Input):Controlled – Flue Gas Recirculation | bar: 2013 Qtr 1 to 2013 Qtr 2; 2014 Qtr 4 to 2016 Qtr 2; 2017 Qtr 2; 2018 Qtr 1 to 2018 Qtr 2; 2019 Qtr 2; 2020 Qtr 1 to 2020 Qtr 2; 2021 Qtr 2; 2022 Qtr 1 to 2022 Qtr 2; 2023 Qtr 2 to 2023 Qtr 4
|  |  | 15 | Commercial | res:DEER:Indoor_CFL_Ltg |  | Ballast – Electronic: NR - 11 | NonRes-sAll-mCFL-dir |  |  | Small Boilers (<100 MMBtu/hr Heat Input):Uncontrolled | bar: 2013 Qtr 1 to 2013 Qtr 2; 2014 Qtr 4 to 2016 Qtr 2; 2017 Qtr 2; 2018 Qtr 1 to 2018 Qtr 2; 2019 Qtr 2; 2020 Qtr 1 to 2020 Qtr 2; 2021 Qtr 2; 2022 Qtr 1 to 2022 Qtr 2; 2023 Qtr 2 to 2023 Qtr 4
|  |  | System | Industrial | res:DEER:Indoor_CFL_Ltg |  | Fluorescent Fixture – T8: C/I/A - 11 | NonRes-sAll-mT5T8-dn |  |  | Small Boilers (<100 MMBtu/hr Heat Input):Controlled Low NOx Burner | bar: 2013 Qtr 1 to 2013 Qtr 2; 2014 Qtr 4 to 2016 Qtr 2; 2017 Qtr 2; 2018 Qtr 1 to 2018 Qtr 2; 2019 Qtr 2; 2020 Qtr 1 to 2020 Qtr 2; 2021 Qtr 2; 2022 Qtr 1 to 2022 Qtr 2; 2023 Qtr 2 to 2023 Qtr 4
|  |  |  | Agricultural | res:DEER:RefgFrzr_HighEff |  | Fixture: T8 Lamp & Electronic Ballast: C/I/A - 11 | NonRes-sAll-mT5T8-ci |  |  | Small Boilers (<100 MMBtu/hr Heat Input):Controlled – Flue Gas Recirculation | bar: 2013 Qtr 1 to 2013 Qtr 2; 2014 Qtr 4 to 2016 Qtr 2; 2017 Qtr 2; 2018 Qtr 1 to 2018 Qtr 2; 2019 Qtr 2; 2020 Qtr 1 to 2020 Qtr 2; 2021 Qtr 2; 2022 Qtr 1 to 2022 Qtr 2; 2023 Qtr 2 to 2023 Qtr 4
|  |  |  | Not Used | res:DEER:RefgFrzr_HighEff |  | T8 Fixtures – 17 Watt Lamp, 2ft or 32-watt Lamp, 4ft 11 | NonRes-sAll-mT8-dir |  |  | Residential Furnaces (<0.3):Uncontrolled | bar: 2013 Qtr 1 to 2013 Qtr 2; 2014 Qtr 4 to 2016 Qtr 2; 2017 Qtr 2; 2018 Qtr 1 to 2018 Qtr 2; 2019 Qtr 2; 2020 Qtr 1 to 2020 Qtr 2; 2021 Qtr 2; 2022 Qtr 1 to 2022 Qtr 2; 2023 Qtr 2 to 2023 Qtr 4
[5 empty] | res:DEER:RefgFrzr_HighEff |  | T8 Lamps: C/I/A - 5 | NonRes-sAll-mLtgCtrl | bar: 2013 Qtr 1 to 2013 Qtr 2; 2014 Qtr 4 to 2016 Qtr 2; 2017 Qtr 2; 2018 Qtr 1 to 2018 Qtr 2; 2019 Qtr 2; 2020 Qtr 1 to 2020 Qtr 2; 2021 Qtr 2; 2022 Qtr 1 to 2022 Qtr 2; 2023 Qtr 2 to 2023 Qtr 4
[5 empty] | res:DEER:RefgFrzr_HighEff |  | High Efficiency Lighting (HID): NR - 16 | NonRes-sAll-mLtgCtrl-htr | bar: 2013 Qtr 1 to 2013 Qtr 2; 2014 Qtr 4 to 2016 Qtr 2; 2017 Qtr 2; 2018 Qtr 1 to 2018 Qtr 2; 2019 Qtr 2; 2020 Qtr 1 to 2020 Qtr 2; 2021 Qtr 2; 2022 Qtr 1 to 2022 Qtr 2; 2023 Qtr 2 to 2023 Qtr 4
[5 empty] | res:DEER:RefgFrzr_HighEff |  | High Output T5 Fixture: NR - 16 |  | Electric Rate | Gas Rate | bar: 2013 Qtr 1 to 2013 Qtr 2; 2014 Qtr 4 to 2016 Qtr 2; 2017 Qtr 2; 2018 Qtr 1 to 2018 Qtr 2; 2019 Qtr 2; 2020 Qtr 1 to 2020 Qtr 2; 2021 Qtr 2; 2022 Qtr 1 to 2022 Qtr 2; 2023 Qtr 2 to 2023 Qtr 4
[5 empty] | res:DEER:RefgFrzr_Recyc-Conditioned |  | Indoor or Outdoor Lighting System Modification: NR - 13.5 | NonRes-sAll-mCFL | Residential | Residential | bar: 2013 Qtr 1 to 2013 Qtr 2; 2014 Qtr 4 to 2016 Qtr 2; 2017 Qtr 2; 2018 Qtr 1 to 2018 Qtr 2; 2019 Qtr 2; 2020 Qtr 1 to 2020 Qtr 2; 2021 Qtr 2; 2022 Qtr 1 to 2022 Qtr 2; 2023 Qtr 2 to 2023 Qtr 4
[5 empty] | res:DEER:RefgFrzr_Recyc-Conditioned |  | Lighting Controls: NR - 16 | Res-sAll-mCFL-up | Commercial | Not Used | bar: 2013 Qtr 1 to 2013 Qtr 2; 2014 Qtr 4 to 2016 Qtr 2; 2017 Qtr 2; 2018 Qtr 1 to 2018 Qtr 2; 2019 Qtr 2; 2020 Qtr 1 to 2020 Qtr 2; 2021 Qtr 2; 2022 Qtr 1 to 2022 Qtr 2; 2023 Qtr 2 to 2023 Qtr 4
[5 empty] | res:DEER:RefgFrzr_Recyc-Conditioned |  | Daylighting Controls; NR - 16 | NonRes-sAll-mHVAC-RCA | Not Used | Not Used | bar: 2013 Qtr 1 to 2013 Qtr 2; 2014 Qtr 4 to 2016 Qtr 2; 2017 Qtr 2; 2018 Qtr 1 to 2018 Qtr 2; 2019 Qtr 2; 2020 Qtr 1 to 2020 Qtr 2; 2021 Qtr 2; 2022 Qtr 1 to 2022 Qtr 2; 2023 Qtr 2 to 2023 Qtr 4
[5 empty] | res:DEER:RefgFrzr_Recyc-Conditioned |  | Lighting Power Density: NR - 11 | NonRes-sAll-mRCx-dn | Not Used | bar: 2013 Qtr 1 to 2013 Qtr 2; 2014 Qtr 4 to 2016 Qtr 2; 2017 Qtr 2; 2018 Qtr 1 to 2018 Qtr 2; 2019 Qtr 2; 2020 Qtr 1 to 2020 Qtr 2; 2021 Qtr 2; 2022 Qtr 1 to 2022 Qtr 2; 2023 Qtr 2 to 2023 Qtr 4
[5 empty] | res:DEER:RefgFrzr_Recyc-Conditioned |  | Exit Sign – CF Hardware Kit/LED/ Electro-Luminescent: NR - 16 | NonRes-sAll-mRCx-ci | Not Used | bar: 2013 Qtr 1 to 2013 Qtr 2; 2014 Qtr 4 to 2016 Qtr 2; 2017 Qtr 2; 2018 Qtr 1 to 2018 Qtr 2; 2019 Qtr 2; 2020 Qtr 1 to 2020 Qtr 2; 2021 Qtr 2; 2022 Qtr 1 to 2022 Qtr 2; 2023 Qtr 2 to 2023 Qtr 4
[5 empty] | res:DEER:RefgFrzr_Recyc-UnConditioned |  | Occupancy Sensor: NR - 8 | NonRes-sAll-mHVAC-Chiller | 0 | bar: 2013 Qtr 1 to 2013 Qtr 2; 2014 Qtr 4 to 2016 Qtr 2; 2017 Qtr 2; 2018 Qtr 1 to 2018 Qtr 2; 2019 Qtr 2; 2020 Qtr 1 to 2020 Qtr 2; 2021 Qtr 2; 2022 Qtr 1 to 2022 Qtr 2; 2023 Qtr 2 to 2023 Qtr 4
[5 empty] | res:DEER:RefgFrzr_Recyc-UnConditioned |  | Photocell: NR - 8 | NonRes-sAll-mHVAC-DX-up | bar: 2013 Qtr 1 to 2013 Qtr 2; 2014 Qtr 4 to 2016 Qtr 2; 2017 Qtr 2; 2018 Qtr 1 to 2018 Qtr 2; 2019 Qtr 2; 2020 Qtr 1 to 2020 Qtr 2; 2021 Qtr 2; 2022 Qtr 1 to 2022 Qtr 2; 2023 Qtr 2 to 2023 Qtr 4
[5 empty] | res:DEER:RefgFrzr_Recyc-UnConditioned |  | Time Clock – Lighting: NR - 8 | Res-sAll-mHVAC-RmAC-dn | bar: 2013 Qtr 2 to 2015 Qtr 2; 2016 Qtr 2 to 2017 Qtr 4; 2018 Qtr 2 to 2019 Qtr 4; 2020 Qtr 2 to 2021 Qtr 4; 2022 Qtr 2
[5 empty] | res:DEER:RefgFrzr_Recyc-UnConditioned |  | Induction Lamps: NR - 2 | Res-sAll-mDuctSeal | bar: 2013 Qtr 2 to 2015 Qtr 2; 2016 Qtr 2 to 2017 Qtr 4; 2018 Qtr 2 to 2019 Qtr 4; 2020 Qtr 2 to 2021 Qtr 4; 2022 Qtr 2
[5 empty] | res:DEER:RefgFrzr_Recyc-UnConditioned |  | Induction Fixture: NR - 16 | Res-sAll-mHVAC-RCA | bar: 2013 Qtr 2 to 2015 Qtr 2; 2016 Qtr 2 to 2017 Qtr 4; 2018 Qtr 2 to 2019 Qtr 4; 2020 Qtr 2 to 2021 Qtr 4; 2022 Qtr 2
[5 empty] | res:DEER:HVAC_Eff_AC |  | Delamp/reflectors: C/I - 11 | Res-sSF-mShellIns | bar: 2013 Qtr 2 to 2015 Qtr 2; 2016 Qtr 2 to 2017 Qtr 4; 2018 Qtr 2 to 2019 Qtr 4; 2020 Qtr 2 to 2021 Qtr 4; 2022 Qtr 2
[5 empty] | res:DEER:HVAC_Eff_AC |  | Optical Reflectors- new construction: Ind, NRNC - 12 | Res-sSF-mACgt14-dn | bar: 2013 Qtr 2 to 2015 Qtr 2; 2016 Qtr 2 to 2017 Qtr 4; 2018 Qtr 2 to 2019 Qtr 4; 2020 Qtr 2 to 2021 Qtr 4; 2022 Qtr 2
[5 empty] | res:DEER:HVAC_Eff_AC |  | Optical Reflectors- retrofit: NR - 10 | Res-sSF-mACgt16-dn | bar: 2013 Qtr 2 to 2015 Qtr 2; 2016 Qtr 2 to 2017 Qtr 4; 2018 Qtr 2 to 2019 Qtr 4; 2020 Qtr 2 to 2021 Qtr 4; 2022 Qtr 2
[5 empty] | res:DEER:HVAC_Eff_AC |  | HID fixture: Interior, >= 176 Watts lamp: Ind - 16 | Res-sSF-mHPes | bar: 2013 Qtr 2 to 2015 Qtr 2; 2016 Qtr 2 to 2017 Qtr 4; 2018 Qtr 2 to 2019 Qtr 4; 2020 Qtr 2 to 2021 Qtr 4; 2022 Qtr 2
[5 empty] | res:DEER:HVAC_Eff_AC |  | HID fixture: Interior, 251-400 Watt lamp: Com - 16 | NonRes-sAll-mPOC | bar: 2013 Qtr 2 to 2015 Qtr 2; 2016 Qtr 2 to 2017 Qtr 4; 2018 Qtr 2 to 2019 Qtr 4; 2020 Qtr 2 to 2021 Qtr 4; 2022 Qtr 2
[5 empty] | res:DEER:HVAC_Eff_HP |  | CFL Fixture: Pin based CFL fixture: Com - 12.0 | NonRes-sAll-mPipeIns | bar: 2013 Qtr 2 to 2015 Qtr 2; 2016 Qtr 2 to 2017 Qtr 4; 2018 Qtr 2 to 2019 Qtr 4; 2020 Qtr 2 to 2021 Qtr 4; 2022 Qtr 2
[5 empty] | res:DEER:HVAC_Eff_HP |  | Screw-in CFL: Education - Primary School: NR - 5.6 | NonRes-sAll-mStmTrp-dn | bar: 2013 Qtr 2 to 2015 Qtr 2; 2016 Qtr 2 to 2017 Qtr 4; 2018 Qtr 2 to 2019 Qtr 4; 2020 Qtr 2 to 2021 Qtr 4; 2022 Qtr 2
[5 empty] | res:DEER:HVAC_Eff_HP |  | Screw-in CFL: Education - Secondary School: NR - 3.5 | NonRes-sAll-mStmTrp-ci | bar: 2013 Qtr 2 to 2015 Qtr 2; 2016 Qtr 2 to 2017 Qtr 4; 2018 Qtr 2 to 2019 Qtr 4; 2020 Qtr 2 to 2021 Qtr 4; 2022 Qtr 2
[5 empty] | res:DEER:HVAC_Eff_HP |  | Screw-in CFL: Education - Community College: NR - 2.1 | NonRes-sAll-mCust | bar: 2013 Qtr 2 to 2015 Qtr 2; 2016 Qtr 2 to 2017 Qtr 4; 2018 Qtr 2 to 2019 Qtr 4; 2020 Qtr 2 to 2021 Qtr 4; 2022 Qtr 2
[5 empty] | res:DEER:HVAC_Eff_HP |  | Screw-in CFL: Education - University: NR - 2.6 | NonRes-sAll-mCustElec-bd | bar: 2013 Qtr 2 to 2015 Qtr 2; 2016 Qtr 2 to 2017 Qtr 4; 2018 Qtr 2 to 2019 Qtr 4; 2020 Qtr 2 to 2021 Qtr 4; 2022 Qtr 2
[5 empty] | res:DEER:HVAC_Duct_Sealing |  | Screw-in CFL: Grocery: NR - 1.4 | NonRes-sGHS-mHtCrtn-dn | bar: 2013 Qtr 2 to 2015 Qtr 2; 2016 Qtr 2 to 2017 Qtr 4; 2018 Qtr 2 to 2019 Qtr 4; 2020 Qtr 2 to 2021 Qtr 4; 2022 Qtr 2
[5 empty] | res:DEER:HVAC_Duct_Sealing |  | Screw-in CFL: Health/Medical - Hospital: NR - 0.9 | NonRes-sGHS-mHtCrtn-ci | bar: 2013 Qtr 2 to 2015 Qtr 2; 2016 Qtr 2 to 2017 Qtr 4; 2018 Qtr 2 to 2019 Qtr 4; 2020 Qtr 2 to 2021 Qtr 4; 2022 Qtr 2
[5 empty] | res:DEER:HVAC_Duct_Sealing |  | Screw-in CFL: Health/Medical - Nursing Home: NR - 0.9 | NonRes-sGHS-mIRF-dn | bar: 2013 Qtr 2 to 2015 Qtr 2; 2016 Qtr 2 to 2017 Qtr 4; 2018 Qtr 2 to 2019 Qtr 4; 2020 Qtr 2 to 2021 Qtr 4; 2022 Qtr 2
[5 empty] | res:DEER:HVAC_Duct_Sealing |  | Screw-in CFL: Lodging - Hotel: NR - 0.9 | NonRes-sGHS-mIRF-ci | bar: 2013 Qtr 2 to 2015 Qtr 2; 2016 Qtr 2 to 2017 Qtr 4; 2018 Qtr 2 to 2019 Qtr 4; 2020 Qtr 2 to 2021 Qtr 4; 2022 Qtr 2
[5 empty] | res:DEER:HVAC_Duct_Sealing |  | Screw-in CFL: Lodging - Motel: NR - 0.9 | NonRes-sAll-mPmpTst | bar: 2013 Qtr 2 to 2015 Qtr 2; 2016 Qtr 2 to 2017 Qtr 4; 2018 Qtr 2 to 2019 Qtr 4; 2020 Qtr 2 to 2021 Qtr 4; 2022 Qtr 2
[5 empty] | res:DEER:HVAC_Refrig_Charge |  | Screw-in CFL: Lodging - Guest Rooms: NR - 7.0 | NonRes-sAg-mCust-ci | bar: 2013 Qtr 2 to 2015 Qtr 2; 2016 Qtr 2 to 2017 Qtr 4; 2018 Qtr 2 to 2019 Qtr 4; 2020 Qtr 2 to 2021 Qtr 4; 2022 Qtr 2
[5 empty] | res:DEER:HVAC_Refrig_Charge |  | Screw-in CFL: Manufacturing - Light Industrial: NR - 2.8 | Res-sAll-mDHWshwr | bar: 2013 Qtr 2 to 2015 Qtr 2; 2016 Qtr 2 to 2017 Qtr 4; 2018 Qtr 2 to 2019 Qtr 4; 2020 Qtr 2 to 2021 Qtr 4; 2022 Qtr 2
[5 empty] | res:DEER:HVAC_Refrig_Charge |  | Screw-in CFL: Office - Large: NR - 2.9 | Res-sSF-mDHWaerator | bar: 2013 Qtr 3 to 2015 Qtr 3; 2016 Qtr 3 to 2017 Qtr 4; 2018 Qtr 3 to 2019 Qtr 4; 2020 Qtr 3 to 2021 Qtr 4
[5 empty] | res:DEER:HVAC_Refrig_Charge |  | Screw-in CFL: Office - Small: NR - 3.2 | Res-sMF-mDHWaerator | bar: 2013 Qtr 3 to 2015 Qtr 3; 2016 Qtr 3 to 2017 Qtr 4; 2018 Qtr 3 to 2019 Qtr 4; 2020 Qtr 3 to 2021 Qtr 4
[5 empty] | res:DEER:HVAC_Refrig_Charge |  | Screw-in CFL: Restaurant - Sit-Down: NR - 2.3 | Res-sAll-mDHWgt62 | bar: 2013 Qtr 3 to 2015 Qtr 3; 2016 Qtr 3 to 2017 Qtr 4; 2018 Qtr 3 to 2019 Qtr 4; 2020 Qtr 3 to 2021 Qtr 4
[5 empty] | res:DEER:Refg_Chrg_Duct_Seal |  | Screw-in CFL: Restaurant - Fast-Food: NR - 1.3 | Res-sAll-mCW | bar: 2013 Qtr 3 to 2015 Qtr 3; 2016 Qtr 3 to 2017 Qtr 4; 2018 Qtr 3 to 2019 Qtr 4; 2020 Qtr 3 to 2021 Qtr 4
[5 empty] | res:DEER:Refg_Chrg_Duct_Seal |  | Screw-in CFL: Retail - 3-Story Large: NR - 1.9 | Res-sAll-mRefgRec | bar: 2013 Qtr 3 to 2015 Qtr 3; 2016 Qtr 3 to 2017 Qtr 4; 2018 Qtr 3 to 2019 Qtr 4; 2020 Qtr 3 to 2021 Qtr 4
[5 empty] | res:DEER:Refg_Chrg_Duct_Seal |  | Screw-in CFL: Retail - Single-Story Large: NR - 1.8 | Res-sAll-mFrzrRec | bar: 2013 Qtr 3 to 2015 Qtr 3; 2016 Qtr 3 to 2017 Qtr 4; 2018 Qtr 3 to 2019 Qtr 4; 2020 Qtr 3 to 2021 Qtr 4
[5 empty] | res:DEER:Refg_Chrg_Duct_Seal |  | Screw-in CFL: Retail - Small: NR - 2.1 | NonRes-sAll-mRfg-DG | bar: 2013 Qtr 3 to 2015 Qtr 3; 2016 Qtr 3 to 2017 Qtr 4; 2018 Qtr 3 to 2019 Qtr 4; 2020 Qtr 3 to 2021 Qtr 4
[5 empty] | res:DEER:Refg_Chrg_Duct_Seal |  | Screw-in CFL: Storage - Conditioned: NR - 2.8 | NonRes-sAll-mRfg-SC | bar: 2013 Qtr 3 to 2015 Qtr 3; 2016 Qtr 3 to 2017 Qtr 4; 2018 Qtr 3 to 2019 Qtr 4; 2020 Qtr 3 to 2021 Qtr 4
[5 empty] | res:DEER:RefgFrzr_Recycling |  | Screw-in CFL: Storage - Unconditioned: NR - 2.8 | Res-Default>2 | bar: 2013 Qtr 3 to 2015 Qtr 3; 2016 Qtr 3 to 2017 Qtr 4; 2018 Qtr 3 to 2019 Qtr 4; 2020 Qtr 3 to 2021 Qtr 4
[5 empty] | res:DEER:RefgFrzr_Recycling |  | Screw-in CFL: Warehouse - Refrigerated: NR - 3.1 | Res-Default-HTG-di | bar: 2013 Qtr 3 to 2015 Qtr 3; 2016 Qtr 3 to 2017 Qtr 4; 2018 Qtr 3 to 2019 Qtr 4; 2020 Qtr 3 to 2021 Qtr 4
[5 empty] | res:DEER:RefgFrzr_Recycling |  |  | Com-Default>2yrs | bar: 2013 Qtr 3 to 2015 Qtr 3; 2016 Qtr 3 to 2017 Qtr 4; 2018 Qtr 3 to 2019 Qtr 4; 2020 Qtr 3 to 2021 Qtr 4
[5 empty] | res:DEER:RefgFrzr_Recycling |  | HVAC/Refrigeration – SPC: NR - 16 | Ind-Default>2yrs | bar: 2013 Qtr 3 to 2015 Qtr 3; 2016 Qtr 3 to 2017 Qtr 4; 2018 Qtr 3 to 2019 Qtr 4; 2020 Qtr 3 to 2021 Qtr 4
[5 empty] | res:DEER:RefgFrzr_Recycling |  | Chiller – High Efficiency: NR - 20 | Agric-Default>2yrs
[5 empty] | NON_res:DEER:Indoor_CFL_Ltg |  | Chiller – Variable Speed Drive: NR - 20 | Com-Default-HTG-di
[5 empty] | NON_res:DEER:Indoor_CFL_Ltg |  | Water Cooled Chillers: NR - 20 | Ind-Default-HTG-di
[5 empty] | NON_res:DEER:Indoor_CFL_Ltg |  | Air Conditioners – High Efficiency: NR - 15 | Agricult-Default-HTG-di
[5 empty] | NON_res:DEER:Indoor_CFL_Ltg |  | Packaged HVAC Systems: NR - 15 | ET-Default
[5 empty] | NON_res:DEER:Indoor_CFL_Ltg |  | Install HVAC EMS: Com - 14 | EUC-Default
[5 empty] | NON_res:DEER:Indoor_Non-CFL_Ltg |  | AC Packaged Terminal Units: NR - 15 | NonRes-sAll-mCust-Gas
[5 empty] | NON_res:DEER:Indoor_Non-CFL_Ltg |  | Evaporative Coolers: NR - 15 | NonRes-sAll-mCust-Elec
[5 empty] | NON_res:DEER:Indoor_Non-CFL_Ltg |  | Boiler – High Efficiency: NR - 20 | All-Default<=2yrs
[5 empty] | NON_res:DEER:Indoor_Non-CFL_Ltg |  | Cooling Towers/Evaporative Condenser: NR - 15 | 0
[5 empty] | NON_res:DEER:Indoor_Non-CFL_Ltg |  | Heat Pump – Split System: NR - 15 | -------------------------------
[5 empty] | NON_res:DEER:HVAC_Chillers |  | Heat Pump with Integrated Water Heating: NR - 10
[5 empty] | NON_res:DEER:HVAC_Chillers |  | Ground Source Heat Pump: NR - 15
[5 empty] | NON_res:DEER:HVAC_Chillers |  | Reduce Internal Load: NR - 15
[5 empty] | NON_res:DEER:HVAC_Chillers |  | Insulation: NR - 20
[5 empty] | NON_res:DEER:HVAC_Chillers |  | Insulation Package: NR - 20
[5 empty] | NON_res:DEER:HVAC_Refrig_Charge |  | Reflective Window Film: NR - 10
[5 empty] | NON_res:DEER:HVAC_Refrig_Charge |  | Bypass/Delay Timer(lighting): NR - 8
[5 empty] | NON_res:DEER:HVAC_Refrig_Charge |  | Set-Back Thermostat: NR - 11
[5 empty] | NON_res:DEER:HVAC_Refrig_Charge |  | Time Clock - HVAC: NR - 10
[5 empty] | NON_res:DEER:HVAC_Refrig_Charge |  | HVAC/Space Heating/Efficiency (Gas): NR - 18
[5 empty] | NON_res:DEER:HVAC_Split-Package_AC |  | Nonresidential Gas – AC: NR - 20
NON_res:DEER:HVAC_Split-Package_AC
[5 empty] | NON_res:DEER:HVAC_Split-Package_AC |  | Adjustable speed drive, application unknown: Ag - 10
[5 empty] | NON_res:DEER:HVAC_Split-Package_AC |  | Adjustable speed drive, application unknown: Com - 10
[5 empty] | NON_res:DEER:HVAC_Split-Package_AC |  | Adjustable Speed Drive: HVAC fan, 50 HP Max: Com - 10
[5 empty] | NON_res:DEER:HVAC_Split-Package_HP |  | Pump repair: Ag - 11
[5 empty] | NON_res:DEER:HVAC_Split-Package_HP |  | Injection molding machines: Ind - 15
[5 empty] | NON_res:DEER:HVAC_Split-Package_HP |  | Plastic extusion equipment: Ind - 15
[5 empty] | NON_res:DEER:HVAC_Split-Package_HP |  | Process cooling: Ind - 15
[5 empty] | NON_res:DEER:HVAC_Split-Package_HP |  | Process equipment insulation: Ind - 15
NON_res:DEER:HVAC_Duct_Sealing
[5 empty] | NON_res:DEER:HVAC_Duct_Sealing |  | Horizontal Clothes Washer: NR - 10
[5 empty] | NON_res:DEER:HVAC_Duct_Sealing |  | Efficient Dishwashing: NR - 5
[5 empty] | NON_res:DEER:HVAC_Duct_Sealing |  | Water Heater Controls: NR - 15
[5 empty] | NON_res:DEER:HVAC_Duct_Sealing |  | Cooking measures , Assorted: Com - 12
[5 empty] | res:DEER:Res_ClothesDishWasher |  | Water Heater – Gas: NR - 15
[5 empty] | res:DEER:Res_BldgShell_Ins |  | Domestic Hot Water Boiler (Gas): NR - 20
01-ALC-AllCommercial-Cooling
[5 empty] | 01-ALC-AllCommercial-ExtLight |  | Auto Closer for Cooler/Freezer: NR - 8
[5 empty] | 01-ALC-AllCommercial-IntLight |  | Door Gaskets: NR - 4
[5 empty] | 01-ALC-AllCommercial-OffEquip |  | Floating Head Pressure: NR - 16
[5 empty] | 01-ALC-AllCommercial-Refrig |  | Heatless Door: NR - 16
[5 empty] | 01-ALC-AllCommercial-Vent/Fan |  | Humidistat Control for Anti-Sweat Heater: NR - 12
[5 empty] | 02-ASM-Assembly-Cooling |  | Insulation on Refrigeration Suction Line: NR - 11
[5 empty] | 02-ASM-Assembly-Exit |  | Night Covers for Display Cases: NR - 5
[5 empty] | 02-ASM-Assembly-ExtLight |  | PSC Evaporator Motor – Walkin/ Display: NR - 15
[5 empty] | 02-ASM-Assembly-IntLight |  | Refrigeration Case Doors – Glass/Acrylic: NR - 12
[5 empty] | 03-BCR-BothResidentialandCommercial-COOL |  | Refrigerator Case with Doors: NR - 12
[5 empty] | 03-BCR-BothResidentialandCommercial-LIT_INT |  | Refrigerator Condensate Evaporator – Elec/Non Elec: NR - 8
[5 empty] | 03-BCR-BothResidentialandCommercial-OFF_EQ |  | Strip Curtains for Walk-Ins: NR - 4
[5 empty] | 03-BCR-BothResidentialandCommercial-LIT_EXT |  | Ballast: Electronic, for display case: NR - 11
[5 empty] | 03-BCR-BothResidentialandCommercial-REFG |  | Defrost: NR - 16
[5 empty] | 03-BCR-BothResidentialandCommercial-VENT |  | FHP & EFF Conditioner: NR - 16
[5 empty] | 04-DMO-ResidentialMobileHome–DoubleWide-CL_DRY |  | High-efficiency Liquid Suction Heat Exchangers: NR - 16
[5 empty] | 04-DMO-ResidentialMobileHome–DoubleWide-CL_WASH |  | Night Shields on Refrigerator and Freezer Cases: NR - 5
[5 empty] | 04-DMO-ResidentialMobileHome–DoubleWide-DSH_WASH |  | Walk-in Refrigerator or Freezer: Evaporative Fan Controller: NR - 5
[5 empty] | 04-DMO-ResidentialMobileHome–DoubleWide-FREEZ |  | Multiplec Refrigeration Systems/Supermarket Systems: NR - 10
04-DMO-ResidentialMobileHome–DoubleWide-LIGHT
[5 empty] | 04-DMO-ResidentialMobileHome–DoubleWide-POOL_PMP |  | Kiln/Oven/Furnace: NR - 18
[5 empty] | 04-DMO-ResidentialMobileHome–DoubleWide-REFG |  | Thermal Night Curtains: NR - 5
[5 empty] | 04-DMO-ResidentialMobileHome–DoubleWide-SP_COOL |  | Custom Measures – SPC: NR - 15
[5 empty] | 04-DMO-ResidentialMobileHome–DoubleWide-SP_HEAT |  | Local Government Partnership: NR - 11
[5 empty] | 04-DMO-ResidentialMobileHome–DoubleWide-WAT_HEAT |  | Audits: NR - 3
[5 empty] | 05-ECC-Education–CommunityCollege-COOL |  | Plug Load Sensor: NR - 10
[5 empty] | 05-ECC-Education–CommunityCollege-LIT_INT |  | Information: NR - 1
[5 empty] | 05-ECC-Education–CommunityCollege-OFF_EQ |  | High Efficiency Motors: NR - 15
[5 empty] | 05-ECC-Education–CommunityCollege-LIT_EXT |  | Process Overhaul: NR - 20
[5 empty] | 05-ECC-Education–CommunityCollege-REFG |  | System Controls: NR - 15
05-ECC-Education–CommunityCollege-VENT
06-EPR-Education–PrimarySchool-COOL
[5 empty] | 06-EPR-Education–PrimarySchool-LIT_INT |  | RESIDENTIAL MEASURES
[5 empty] | 06-EPR-Education–PrimarySchool-OFF_EQ |  | ****************************************************************
[5 empty] | 06-EPR-Education–PrimarySchool-LIT_EXT |  | T8 Fixtures ; lamp or ballast: Res - 15
[5 empty] | 06-EPR-Education–PrimarySchool-REFG |  | Pin based CFL Fixture: Res - 16
[5 empty] | 06-EPR-Education–PrimarySchool-VENT |  | CFL: Indoor Screw in: Res - 9.4
[5 empty] | 07-ESE-Education–SecondarySchool-COOL |  | CFL: Outdoor Screw in: Res - 7
[5 empty] | 07-ESE-Education–SecondarySchool-LIT_INT |  | Torchiere: Res - 9
07-ESE-Education–SecondarySchool-OFF_EQ
[5 empty] | 07-ESE-Education–SecondarySchool-LIT_EXT |  | Air Conditioners with SEER >= 11.0: Res - 18
[5 empty] | 07-ESE-Education–SecondarySchool-REFG |  | Central Air Conditioners: Res - 18
[5 empty] | 07-ESE-Education–SecondarySchool-VENT |  | Duct Testing: Res NC - 18
[5 empty] | 08-EUN-Education–University-COOL |  | High Energy Efficiency Ducts: Res - 18
[5 empty] | 08-EUN-Education–University-LIT_INT |  | Whole House Fan: Res - 15
[5 empty] | 08-EUN-Education–University-OFF_EQ |  | Evaporative Cooler: Res - 15
[5 empty] | 08-EUN-Education–University-LIT_EXT |  | Glazing - Low E Double / Low Shade Coefficient: Res - 20
[5 empty] | 08-EUN-Education–University-REFG |  | Heat Pump - Electric: Res - 15
[5 empty] | 08-EUN-Education–University-VENT |  | Insulation - Ceiling / Floor / Walls: Res - 20
[5 empty] | 09-GRO-Grocery-COOL |  | A/C with Integrated Water Heating: Res - 10
[5 empty] | 09-GRO-Grocery-LIT_INT |  | Programmable Thermostat: Res - 12
09-GRO-Grocery-OFF_EQ
[5 empty] | 09-GRO-Grocery-LIT_EXT |  | Audits: Res - 3
[5 empty] | 09-GRO-Grocery-REFG |  | Gas Cooktops: Res - 20
[5 empty] | 09-GRO-Grocery-VENT |  | Gas Dryer Stub: Res - 18
[5 empty] | 10-HSP-Health/Medical–Hospital-COOL |  | Energy-Efficient Furnaces: Res - 18
10-HSP-Health/Medical–Hospital-LIT_INT
[5 empty] | 10-HSP-Health/Medical–Hospital-OFF_EQ |  | Refrigerator Recycling: Res - 10
[5 empty] | 10-HSP-Health/Medical–Hospital-LIT_EXT |  | Refrigerator - Energy Efficient; 20% more efficient: Res - 18
[5 empty] | 10-HSP-Health/Medical–Hospital-REFG |  | Refrigerators: Res - 18
10-HSP-Health/Medical–Hospital-VENT
11-HTL-Lodging–Hotel(GuestRooms)-COOL
[5 empty] | 11-HTL-Lodging–Hotel(GuestRooms)-LIT_INT |  | GENERIC USEFUL LIVES:
[5 empty] | 11-HTL-Lodging–Hotel(GuestRooms)-OFF_EQ |  | ****************************************************************
[5 empty] | 11-HTL-Lodging–Hotel(GuestRooms)-LIT_EXT |  | 0.1
[5 empty] | 11-HTL-Lodging–Hotel(GuestRooms)-REFG |  | 0.2
[5 empty] | 11-HTL-Lodging–Hotel(GuestRooms)-VENT |  | 0.3
[5 empty] | 12-MBT-Manufacturing–Bio/Tech-AG_PUMP |  | 0.4
[5 empty] | 12-MBT-Manufacturing–Bio/Tech-COMP_AIR |  | 0.5
[5 empty] | 12-MBT-Manufacturing–Bio/Tech-COOL |  | 0.6
[5 empty] | 12-MBT-Manufacturing–Bio/Tech-LIGHT |  | 0.7
[5 empty] | 12-MBT-Manufacturing–Bio/Tech-MOTOR |  | 0.8
[5 empty] | 12-MBT-Manufacturing–Bio/Tech-PROC_OTH |  | 0.9
[5 empty] | 13-MFM-ResidentialMulti-family-CL_DRY |  | 1
[5 empty] | 13-MFM-ResidentialMulti-family-CL_WASH |  | 1.1
[5 empty] | 13-MFM-ResidentialMulti-family-DSH_WASH |  | 1.2
[5 empty] | 13-MFM-ResidentialMulti-family-FREEZ |  | 1.3
[5 empty] | 13-MFM-ResidentialMulti-family-LIGHT |  | 1.4
[5 empty] | 13-MFM-ResidentialMulti-family-POOL_PMP |  | 1.5
[5 empty] | 13-MFM-ResidentialMulti-family-REFG |  | 1.6
[5 empty] | 13-MFM-ResidentialMulti-family-SP_COOL |  | 1.7
[5 empty] | 13-MFM-ResidentialMulti-family-SP_HEAT |  | 1.8
[5 empty] | 13-MFM-ResidentialMulti-family-WAT_HEAT |  | 1.9
[5 empty] | 14-MLI-Manufacturing–LightIndustry-AG_PUMP |  | 2
[5 empty] | 14-MLI-Manufacturing–LightIndustry-COMP_AIR |  | 2.1
[5 empty] | 14-MLI-Manufacturing–LightIndustry-COOL |  | 2.2
[5 empty] | 14-MLI-Manufacturing–LightIndustry-LIGHT |  | 2.3
[5 empty] | 14-MLI-Manufacturing–LightIndustry-MOTOR |  | 2.4
[5 empty] | 14-MLI-Manufacturing–LightIndustry-PROC_OTH |  | 2.5
[5 empty] | 15-MTL-Lodging–Motel-COOL |  | 2.6
[5 empty] | 15-MTL-Lodging–Motel-LIT_INT |  | 2.7
[5 empty] | 15-MTL-Lodging–Motel-OFF_EQ |  | 2.8
[5 empty] | 15-MTL-Lodging–Motel-LIT_EXT |  | 2.9
[5 empty] | 15-MTL-Lodging–Motel-REFG |  | 3
[5 empty] | 15-MTL-Lodging–Motel-VENT |  | 3.1
[5 empty] | 16-NRS-Health/Medical–Clinic-COOL |  | 3.2
[5 empty] | 16-NRS-Health/Medical–Clinic-LIT_INT |  | 3.3
[5 empty] | 16-NRS-Health/Medical–Clinic-OFF_EQ |  | 3.4
[5 empty] | 16-NRS-Health/Medical–Clinic-LIT_EXT |  | 3.5
[5 empty] | 16-NRS-Health/Medical–Clinic-REFG |  | 3.6
[5 empty] | 16-NRS-Health/Medical–Clinic-VENT |  | 3.7
[5 empty] | 17-OFL-Office–Large-Cooling |  | 3.8
[5 empty] | 17-OFL-Office–Large-ExtLight |  | 3.9
[5 empty] | 17-OFL-Office–Large-IntLight |  | 4
[5 empty] | 17-OFL-Office–Large-OffEquip |  | 4.1
[5 empty] | 17-OFL-Office–Large-Refrig |  | 4.2
[5 empty] | 17-OFL-Office–Large-Vent/Fan |  | 4.3
[5 empty] | 18-OFS-Office–Small-Cooling |  | 4.4
[5 empty] | 18-OFS-Office–Small-ExtLight |  | 4.5
[5 empty] | 18-OFS-Office–Small-IntLight |  | 4.6
[5 empty] | 18-OFS-Office–Small-OffEquip |  | 4.7
[5 empty] | 18-OFS-Office–Small-Refrig |  | 4.8
[5 empty] | 18-OFS-Office–Small-Vent/Fan |  | 4.9
[5 empty] | 19-RES-AllResidential-CL_DRY |  | 5
[5 empty] | 19-RES-AllResidential-CL_WASH |  | 5.1
[5 empty] | 19-RES-AllResidential-DSH_WASH |  | 5.2
[5 empty] | 19-RES-AllResidential-FREEZ |  | 5.3
[5 empty] | 19-RES-AllResidential-LIGHT |  | 5.4
[5 empty] | 19-RES-AllResidential-POOL_PMP |  | 5.5
[5 empty] | 19-RES-AllResidential-REFG |  | 5.6
[5 empty] | 19-RES-AllResidential-SP_COOL |  | 5.7
[5 empty] | 19-RES-AllResidential-SP_HEAT |  | 5.8
[5 empty] | 19-RES-AllResidential-WAT_HEAT |  | 5.9
[5 empty] | 20-RFF-Restaurant–FastFood-Cooling |  | 6
[5 empty] | 20-RFF-Restaurant–FastFood-ExtLight |  | 6.1
[5 empty] | 20-RFF-Restaurant–FastFood-IntLight |  | 6.2
[5 empty] | 20-RFF-Restaurant–FastFood-OffEquip |  | 6.3
[5 empty] | 20-RFF-Restaurant–FastFood-Refrig |  | 6.4
[5 empty] | 20-RFF-Restaurant–FastFood-Vent/Fan |  | 6.5
[5 empty] | 21-RSD-Restaurant–SitDown-COOL |  | 6.6
[5 empty] | 21-RSD-Restaurant–SitDown-LIT_INT |  | 6.7
[5 empty] | 21-RSD-Restaurant–SitDown-OFF_EQ |  | 6.8
[5 empty] | 21-RSD-Restaurant–SitDown-LIT_EXT |  | 6.9
[5 empty] | 21-RSD-Restaurant–SitDown-PROC_OTH |  | 7
[5 empty] | 21-RSD-Restaurant–SitDown-REFG |  | 7.1
[5 empty] | 21-RSD-Restaurant–SitDown-VENT |  | 7.2
[5 empty] | 22-RT3-Retail–3StoryLarge-COOL |  | 7.3
[5 empty] | 22-RT3-Retail–3StoryLarge-LIT_INT |  | 7.4
[5 empty] | 22-RT3-Retail–3StoryLarge-OFF_EQ |  | 7.5
[5 empty] | 22-RT3-Retail–3StoryLarge-LIT_EXT |  | 7.6
[5 empty] | 22-RT3-Retail–3StoryLarge-REFG |  | 7.7
[5 empty] | 22-RT3-Retail–3StoryLarge-VENT |  | 7.8
[5 empty] | 23-RTL-Retail–SingleStorylarge-COOL |  | 7.9
[5 empty] | 23-RTL-Retail–SingleStorylarge-LIT_INT |  | 8
[5 empty] | 23-RTL-Retail–SingleStorylarge-OFF_EQ |  | 8.1
[5 empty] | 23-RTL-Retail–SingleStorylarge-LIT_EXT |  | 8.2
[5 empty] | 23-RTL-Retail–SingleStorylarge-REFG |  | 8.3
[5 empty] | 23-RTL-Retail–SingleStorylarge-VENT |  | 8.4
[5 empty] | 24-RTS-Retail–Small-COOL |  | 8.5
[5 empty] | 24-RTS-Retail–Small-LIT_INT |  | 8.6
[5 empty] | 24-RTS-Retail–Small-OFF_EQ |  | 8.7
[5 empty] | 24-RTS-Retail–Small-LIT_EXT |  | 8.8
[5 empty] | 24-RTS-Retail–Small-REFG |  | 8.9
[5 empty] | 24-RTS-Retail–Small-VENT |  | 9
[5 empty] | 25-SCN-Storage–Conditioned-Cooling |  | 9.1
[5 empty] | 25-SCN-Storage–Conditioned-Exit |  | 9.2
[5 empty] | 25-SCN-Storage–Conditioned-ExtLight |  | 9.3
[5 empty] | 26-SFM-ResidentialSingleFamily-CL_DRY |  | 9.4
[5 empty] | 26-SFM-ResidentialSingleFamily-CL_WASH |  | 9.5
[5 empty] | 26-SFM-ResidentialSingleFamily-DSH_WASH |  | 9.6
[5 empty] | 26-SFM-ResidentialSingleFamily-FREEZ |  | 9.7
[5 empty] | 26-SFM-ResidentialSingleFamily-LIGHT |  | 9.8
[5 empty] | 26-SFM-ResidentialSingleFamily-POOL_PMP |  | 9.9
[5 empty] | 26-SFM-ResidentialSingleFamily-REFG |  | 10
[5 empty] | 26-SFM-ResidentialSingleFamily-SP_COOL |  | 10.1
[5 empty] | 26-SFM-ResidentialSingleFamily-SP_HEAT |  | 10.2
[5 empty] | 26-SFM-ResidentialSingleFamily-WAT_HEAT |  | 10.3
[5 empty] | 27-SMO-ResidentialMobileHome–SingleWide-CL_DRY |  | 10.4
[5 empty] | 27-SMO-ResidentialMobileHome–SingleWide-CL_WASH |  | 10.5
[5 empty] | 27-SMO-ResidentialMobileHome–SingleWide-DSH_WASH |  | 10.6
[5 empty] | 27-SMO-ResidentialMobileHome–SingleWide-FREEZ |  | 10.7
[5 empty] | 27-SMO-ResidentialMobileHome–SingleWide-LIGHT |  | 10.8
[5 empty] | 27-SMO-ResidentialMobileHome–SingleWide-POOL_PMP |  | 10.9
[5 empty] | 27-SMO-ResidentialMobileHome–SingleWide-REFG |  | 11
[5 empty] | 27-SMO-ResidentialMobileHome–SingleWide-SP_COOL |  | 11.1
[5 empty] | 27-SMO-ResidentialMobileHome–SingleWide-SP_HEAT |  | 11.2
[5 empty] | 27-SMO-ResidentialMobileHome–SingleWide-WAT_HEAT |  | 11.3
[5 empty] | 28-SUN-Storage–Unconditioned-Exit |  | 11.4
[5 empty] | 28-SUN-Storage–Unconditioned-ExtLight |  | 11.5
[5 empty] | 29-WRF-Storage–Refrigerated-Cooling |  | 11.6
[5 empty] | 29-WRF-Storage–Refrigerated-Exit |  | 11.7
[5 empty] | 29-WRF-Storage–Refrigerated-ExtLight |  | 11.8
[5 empty] | 30-S20-SIC20Food&KindredProducts-AG_PUMP |  | 11.9
[5 empty] | 30-S20-SIC20Food&KindredProducts-COMP_AIR |  | 12
[5 empty] | 30-S20-SIC20Food&KindredProducts-COOL |  | 12.1
[5 empty] | 30-S20-SIC20Food&KindredProducts-LIGHT |  | 12.2
[5 empty] | 30-S20-SIC20Food&KindredProducts-MOTOR |  | 12.3
[5 empty] | 30-S20-SIC20Food&KindredProducts-PROC_OTH |  | 12.4
[5 empty] | 31-S26-SIC26Paper&AlliedProducts-AG_PUMP |  | 12.5
[5 empty] | 31-S26-SIC26Paper&AlliedProducts-COMP_AIR |  | 12.6
[5 empty] | 31-S26-SIC26Paper&AlliedProducts-COOL |  | 12.7
[5 empty] | 31-S26-SIC26Paper&AlliedProducts-LIGHT |  | 12.8
[5 empty] | 31-S26-SIC26Paper&AlliedProducts-MOTOR |  | 12.9
[5 empty] | 31-S26-SIC26Paper&AlliedProducts-PROC_OTH |  | 13
[5 empty] | 32-S28-SIC28Chemicals&AlliedProducts-AG_PUMP |  | 13.1
[5 empty] | 32-S28-SIC28Chemicals&AlliedProducts-COMP_AIR |  | 13.2
[5 empty] | 32-S28-SIC28Chemicals&AlliedProducts-COOL |  | 13.3
[5 empty] | 32-S28-SIC28Chemicals&AlliedProducts-LIGHT |  | 13.4
[5 empty] | 32-S28-SIC28Chemicals&AlliedProducts-MOTOR |  | 13.5
[5 empty] | 32-S28-SIC28Chemicals&AlliedProducts-PROC_OTH |  | 13.6
[5 empty] | 33-S29-SIC29Petroleum&CoalProducts-AG_PUMP |  | 13.7
[5 empty] | 33-S29-SIC29Petroleum&CoalProducts-COMP_AIR |  | 13.8
[5 empty] | 33-S29-SIC29Petroleum&CoalProducts-COOL |  | 13.9
[5 empty] | 33-S29-SIC29Petroleum&CoalProducts-LIGHT |  | 14
[5 empty] | 33-S29-SIC29Petroleum&CoalProducts-MOTOR |  | 14.1
[5 empty] | 33-S29-SIC29Petroleum&CoalProducts-PROC_OTH |  | 14.2
[5 empty] | 34-S33-SIC33Metals-AG_PUMP |  | 14.3
[5 empty] | 34-S33-SIC33Metals-COMP_AIR |  | 14.4
[5 empty] | 34-S33-SIC33Metals-COOL |  | 14.5
[5 empty] | 34-S33-SIC33Metals-LIGHT |  | 14.6
[5 empty] | 34-S33-SIC33Metals-MOTOR |  | 14.7
[5 empty] | 34-S33-SIC33Metals-PROC_OTH |  | 14.8
[5 empty] | 35-OTI-OtherIndustrial-AG_PUMP |  | 14.9
[5 empty] | 35-OTI-OtherIndustrial-COMP_AIR |  | 15
[5 empty] | 35-OTI-OtherIndustrial-COOL |  | 15.1
[5 empty] | 35-OTI-OtherIndustrial-LIGHT |  | 15.2
[5 empty] | 35-OTI-OtherIndustrial-MOTOR |  | 15.3
[5 empty] | 35-OTI-OtherIndustrial-PROC_OTH |  | 15.4
[5 empty] | 36-GST-Lodging-GuestRooms-Cooling |  | 15.5
[5 empty] | 36-GST-Lodging-GuestRooms-ExtLight |  | 15.6
[5 empty] | 36-GST-Lodging-GuestRooms-IntLight |  | 15.7
[5 empty] | 36-GST-Lodging-GuestRooms-OffEquip |  | 15.8
[5 empty] | 36-GST-Lodging-GuestRooms-Refrig |  | 15.9
[5 empty] | 36-GST-Lodging-GuestRooms-Vent/Fan |  | 16
16.1
16.2
16.3
16.4
16.5
16.6
16.7
16.8
16.9
17
17.1
17.2
17.3
17.4
17.5
17.6
17.7
17.8
17.9
18
18.1
18.2
18.3
18.4
18.5
18.6
18.7
18.8
18.9
19
19.1
19.2
19.3
19.4
19.5
19.6
19.7
19.8
19.9
20
21
22
23
24
25
26
27
28
29
30