## Ex Post Impacts
San Diego Gas and Electric Company
2013 Nonresidential Ex Post Load Impacts - Summer Saver
1362
TABLE 1: Menu Options |  |  | TABLE 2: Event Day Information
Date | 2013-09-06 |  | Event Start | 13:00 | 14 | Hour Ending | Load w/ DR | Load w/o DR | Impact | Impact | Avg. Temp | Uncertainty-adjusted Impact - Percentiles |  |  |  |  | Impact | Impact | Avg. Temp
Result Type | Aggregate |  | Event End | 17:00 | 17
Cycling Option | 30% Cycling |  | Average Temp. for Event Window (°F) | 90.8704 |  |  | (MW) | (MW) | (MW) | (%) | (°F) | 10th | 30th | 50th | 70th | 90th
Enrolled Premises | 1469 |  | Load Reduction for Event Window (kW or MW) | 0.9443 |  | 1 | 6.7088 | 6.6655 | -0.04331 | -0.6498% | 70.7675 | -0.56973 | -0.25872 | -0.043311 | 0.1721 | 0.48311
Control Load | Adjusted |  | % Load Reduction for Event Window | 5.592% |  | 2 | 6.1089 | 6.3646 | 0.25573 | 4.018% | 71.3021 | -0.23144 | 0.05638 | 0.25573 | 0.45507 | 0.74289
[6 empty] | 3 | 5.7651 | 6.0572 | 0.29211 | 4.823% | 71.3225 | -0.16557 | 0.10483 | 0.29211 | 0.47939 | 0.74979
[6 empty] | 4 | 5.6447 | 5.996 | 0.35127 | 5.858% | 71.0782 | -0.10345 | 0.16521 | 0.35127 | 0.53734 | 0.80599
[6 empty] | 5 | 5.7525 | 6.0984 | 0.34591 | 5.672% | 71.1125 | -0.12272 | 0.15415 | 0.34591 | 0.53766 | 0.81453
[6 empty] | 6 | 6.2876 | 6.7101 | 0.42247 | 6.296% | 72.2457 | -0.089448 | 0.213 | 0.42247 | 0.63195 | 0.93439
[6 empty] | 7 | 7.1257 | 7.7613 | 0.63559 | 8.189% | 74.1129 | 0.057928 | 0.39921 | 0.63559 | 0.87196 | 1.2132
[6 empty] | 8 | 8.744 | 9.4968 | 0.75279 | 7.927% | 77.64 | 0.084792 | 0.47945 | 0.75279 | 1.0261 | 1.4208
[6 empty] | 9 | 11.4747 | 12.0129 | 0.53819 | 4.48% | 81.5818 | -0.25801 | 0.21239 | 0.53819 | 0.86399 | 1.3344
[6 empty] | 10 | 13.8198 | 14.2529 | 0.43309 | 3.039% | 83.0682 | -0.43961 | 0.075983 | 0.43308 | 0.79018 | 1.3058
[6 empty] | 11 | 15.5034 | 15.8545 | 0.35106 | 2.214% | 87.5564 | -0.57195 | -0.026628 | 0.35106 | 0.72875 | 1.2741
[6 empty] | 12 | 16.6686 | 16.7238 | 0.055134 | 0.3297% | 88.9746 | -0.90755 | -0.33879 | 0.055128 | 0.44905 | 1.0178
[6 empty] | 13 | 17.1242 | 17.1242 | 0 | 0% | 90.0886 | -0.98459 | -0.40288 | 1.2993e-06 | 0.40289 | 0.98459
[6 empty] | 14 | 16.193 | 17.1965 | 1.0035 | 5.836% | 89.1339 | 0.039341 | 0.60898 | 1.0035 | 1.398 | 1.9677 | 1.0035 | 0.058355 | 89.1339
[6 empty] | 15 | 16.1487 | 17.2831 | 1.1344 | 6.564% | 92.0536 | 0.16333 | 0.73705 | 1.1344 | 1.5318 | 2.1055 | 1.1344 | 0.065637 | 92.0536
[6 empty] | 16 | 15.9362 | 16.8486 | 0.9124 | 5.415% | 92.0061 | -0.052121 | 0.51773 | 0.9124 | 1.3071 | 1.8769 | 0.9124 | 0.054153 | 92.0061
[6 empty] | 17 | 15.2326 | 15.9595 | 0.72689 | 4.555% | 90.2879 | -0.20937 | 0.34378 | 0.72689 | 1.11 | 1.6631 | 0.72689 | 0.045546 | 90.2879
[6 empty] | 18 | 14.6227 | 14.2607 | -0.36201 | -2.538% | 85.0371 | -1.2754 | -0.73577 | -0.36201 | 0.01174 | 0.55138
[6 empty] | 19 | 12.6808 | 12.378 | -0.30272 | -2.446% | 79.6739 | -1.167 | -0.65637 | -0.30272 | 0.050926 | 0.56154
[6 empty] | 20 | 12.0446 | 11.6511 | -0.39343 | -3.377% | 77.1043 | -1.2597 | -0.7479 | -0.39343 | -0.038955 | 0.47285
[6 empty] | 21 | 11.0678 | 10.9144 | -0.15344 | -1.406% | 76.1121 | -0.97947 | -0.49144 | -0.15344 | 0.18457 | 0.67259
[6 empty] | 22 | 9.9981 | 9.686 | -0.31202 | -3.221% | 74.5057 | -1.0743 | -0.62392 | -0.31202 | -0.00012735 | 0.4502
[6 empty] | 23 | 8.6969 | 8.4692 | -0.22766 | -2.688% | 74.75 | -0.91509 | -0.50895 | -0.22766 | 0.053633 | 0.45977
[6 empty] | 24 | 7.6753 | 7.5179 | -0.15746 | -2.094% | 73.7054 | -0.77418 | -0.40982 | -0.15746 | 0.094904 | 0.45927
*Average Event Day only includes events that occurred from 1pm - 5pm (8/30, 9/3, 9/5, 9/6).
control load code | 4
one | three | five | seven | nine
11 | 12 | 13 | 14 | 15

## Criteria (hidden)
|  | Event Start | Event End | Hour Ending Event Start | Hour Ending Event End
Average Event Day |  | 13:00 | 17:00 | 14 | 17
2013-08-28 |  | 15:00 | 19:00 | 16 | 19
2013-08-29 |  | 14:00 | 18:00 | 15 | 18
2013-08-30 |  | 13:00 | 17:00 | 14 | 17
2013-09-03 |  | 13:00 | 17:00 | 14 | 17
2013-09-05 |  | 13:00 | 17:00 | 14 | 17
2013-09-06 |  | 13:00 | 17:00 | 14 | 17
Average per Premise
Average per Device
Average per Ton
Aggregate
All
30% Cycling
50% Cycling
Adjusted
Unadjusted | 30% Cycling | 1469 |  | cyclepercentage | date | code | prem_id
| 50% Cycling | 3401 |  | All | 2013-08-28 | All 41514 | 4659
| All | 4870 |  | All | 2013-08-29 | All 41515 | 4654
|  |  |  | All | 2013-08-30 | All 41516 | 4659
|  |  |  | All | 2013-09-03 | All 41520 | 4654
|  |  |  | All | 2013-09-05 | All 41522 | 4659
|  |  |  | All | 2013-09-06 | All 41523 | 4654
|  |  |  | 30% Cycling | 2013-08-28 | 30% Cycling 41514 | 1365
|  |  |  | 30% Cycling | 2013-08-29 | 30% Cycling 41515 | 1362
|  |  |  | 30% Cycling | 2013-08-30 | 30% Cycling 41516 | 1365
|  |  |  | 30% Cycling | 2013-09-03 | 30% Cycling 41520 | 1362
|  |  |  | 30% Cycling | 2013-09-05 | 30% Cycling 41522 | 1365
|  |  |  | 30% Cycling | 2013-09-06 | 30% Cycling 41523 | 1362
|  |  |  | 50% Cycling | 2013-08-28 | 50% Cycling 41514 | 3294
|  |  |  | 50% Cycling | 2013-08-29 | 50% Cycling 41515 | 3292
|  |  |  | 50% Cycling | 2013-08-30 | 50% Cycling 41516 | 3294
|  |  |  | 50% Cycling | 2013-09-03 | 50% Cycling 41520 | 3292
|  |  |  | 50% Cycling | 2013-09-05 | 50% Cycling 41522 | 3294
|  |  |  | 50% Cycling | 2013-09-06 | 50% Cycling 41523 | 3292
|  |  |  | All | Average Event Day | All Average Event Day | 4656.5
|  |  |  | 30 | Average Event Day | 30 Average Event Day | 1363.5
|  |  |  | 50 | Average Event Day | 50 Average Event Day | 3293

## Lookup (hidden)
date | hour | category | cycle | concat | treatkw | cntrlkw | cntrlkw_adj | temperature | p10 | p30 | p50 | p70 | p90 | p10adj | p30adj | p50adj | p70adj | p90adj | start | end
2013-08-28 | 1 | Average Per Device | 30% Cycling | 415141Average Per Device30% Cycling | 1.6914 | 1.7706 | 1.747 | 68.4338 | -0.061171 | 0.021768 | 0.079212 | 0.13666 | 0.21959 | -0.0847 | -0.001761 | 0.055683 | 0.11313 | 0.19607 | 16 | 19
2013-08-28 | 1 | Average Per Device | 50% Cycling | 415141Average Per Device50% Cycling | 1.6472 | 1.6634 | 1.6666 | 68.6543 | -0.08109 | -0.023613 | 0.016196 | 0.056005 | 0.11348 | -0.077896 | -0.020418 | 0.01939 | 0.059199 | 0.11668 | 16 | 19
2013-08-28 | 1 | Average Per Premise | 30% Cycling | 415141Average Per Premise30% Cycling | 4.2501 | 4.4492 | 4.3901 | 68.4338 | -0.15371 | 0.054701 | 0.19905 | 0.34339 | 0.55181 | -0.21284 | -0.0044247 | 0.13992 | 0.28427 | 0.49268 | 16 | 19
2013-08-28 | 1 | Average Per Premise | 50% Cycling | 415141Average Per Premise50% Cycling | 4.0264 | 4.066 | 4.0738 | 68.6543 | -0.19821 | -0.057717 | 0.039589 | 0.1369 | 0.27739 | -0.19041 | -0.04991 | 0.047396 | 0.1447 | 0.2852 | 16 | 19
2013-08-28 | 1 | Average Per Ton | 30% Cycling | 415141Average Per Ton30% Cycling | 0.44087 | 0.46152 | 0.45538 | 68.4338 | -0.015945 | 0.0056741 | 0.020647 | 0.03562 | 0.057239 | -0.022078 | -0.000459 | 0.014514 | 0.029487 | 0.051106 | 16 | 19
2013-08-28 | 1 | Average Per Ton | 50% Cycling | 415141Average Per Ton50% Cycling | 0.4226 | 0.42675 | 0.42757 | 68.6543 | -0.020804 | -0.0060578 | 0.0041551 | 0.014368 | 0.029114 | -0.019984 | -0.0052384 | 0.0049745 | 0.015187 | 0.029933 | 16 | 19
2013-08-28 | 2 | Average Per Device | 30% Cycling | 415142Average Per Device30% Cycling | 1.5523 | 1.6714 | 1.6491 | 68.3195 | -0.010573 | 0.066014 | 0.11906 | 0.1721 | 0.24869 | -0.032784 | 0.043803 | 0.096847 | 0.14989 | 0.22648 | 16 | 19
2013-08-28 | 2 | Average Per Device | 50% Cycling | 415142Average Per Device50% Cycling | 1.5661 | 1.5993 | 1.6023 | 68.5108 | -0.060331 | -0.0051121 | 0.033132 | 0.071376 | 0.12659 | -0.05726 | -0.0020414 | 0.036203 | 0.074447 | 0.12967 | 16 | 19
2013-08-28 | 2 | Average Per Premise | 30% Cycling | 415142Average Per Premise30% Cycling | 3.9007 | 4.1998 | 4.144 | 68.3195 | -0.026569 | 0.16588 | 0.29917 | 0.43246 | 0.62492 | -0.08238 | 0.11007 | 0.24336 | 0.37665 | 0.5691 | 16 | 19
2013-08-28 | 2 | Average Per Premise | 50% Cycling | 415142Average Per Premise50% Cycling | 3.8282 | 3.9091 | 3.9167 | 68.5108 | -0.14747 | -0.012496 | 0.080986 | 0.17447 | 0.30944 | -0.13996 | -0.0049905 | 0.088492 | 0.18197 | 0.31695 | 16 | 19
2013-08-28 | 2 | Average Per Ton | 30% Cycling | 415142Average Per Ton30% Cycling | 0.40462 | 0.43565 | 0.42986 | 68.3195 | -0.002756 | 0.017207 | 0.031033 | 0.04486 | 0.064823 | -0.0085455 | 0.011418 | 0.025244 | 0.03907 | 0.059033 | 16 | 19
2013-08-28 | 2 | Average Per Ton | 50% Cycling | 415142Average Per Ton50% Cycling | 0.40179 | 0.41029 | 0.41108 | 68.5108 | -0.015478 | -0.0013115 | 0.0085001 | 0.018312 | 0.032478 | -0.01469 | -0.0005237 | 0.0092879 | 0.019099 | 0.033266 | 16 | 19
2013-08-28 | 3 | Average Per Device | 30% Cycling | 415143Average Per Device30% Cycling | 1.4916 | 1.6129 | 1.5914 | 68.0818 | -0.0028501 | 0.070488 | 0.12128 | 0.17207 | 0.24541 | -0.024284 | 0.049054 | 0.099848 | 0.15064 | 0.22398 | 16 | 19
2013-08-28 | 3 | Average Per Device | 50% Cycling | 415143Average Per Device50% Cycling | 1.5365 | 1.5689 | 1.5719 | 68.229 | -0.060836 | -0.0057371 | 0.032424 | 0.070585 | 0.12568 | -0.057823 | -0.0027246 | 0.035437 | 0.073598 | 0.1287 | 16 | 19
2013-08-28 | 3 | Average Per Premise | 30% Cycling | 415143Average Per Premise30% Cycling | 3.7481 | 4.0529 | 3.999 | 68.0818 | -0.007162 | 0.17712 | 0.30476 | 0.4324 | 0.61668 | -0.061021 | 0.12326 | 0.2509 | 0.37854 | 0.56282 | 16 | 19
2013-08-28 | 3 | Average Per Premise | 50% Cycling | 415143Average Per Premise50% Cycling | 3.7557 | 3.835 | 3.8423 | 68.229 | -0.1487 | -0.014023 | 0.079256 | 0.17254 | 0.30722 | -0.14134 | -0.00666 | 0.086619 | 0.1799 | 0.31458 | 16 | 19
2013-08-28 | 3 | Average Per Ton | 30% Cycling | 415143Average Per Ton30% Cycling | 0.3888 | 0.42041 | 0.41482 | 68.0818 | -0.0007429 | 0.018373 | 0.031613 | 0.044853 | 0.063969 | -0.0063298 | 0.012786 | 0.026026 | 0.039266 | 0.058382 | 16 | 19
2013-08-28 | 3 | Average Per Ton | 50% Cycling | 415143Average Per Ton50% Cycling | 0.39419 | 0.4025 | 0.40328 | 68.229 | -0.015607 | -0.0014719 | 0.0083185 | 0.018109 | 0.032244 | -0.014835 | -0.000699 | 0.0090913 | 0.018882 | 0.033017 | 16 | 19
2013-08-28 | 4 | Average Per Device | 30% Cycling | 415144Average Per Device30% Cycling | 1.4603 | 1.5663 | 1.5455 | 67.156 | -0.015303 | 0.056375 | 0.10602 | 0.15566 | 0.22734 | -0.036118 | 0.03556 | 0.085203 | 0.13485 | 0.20652 | 16 | 19
2013-08-28 | 4 | Average Per Device | 50% Cycling | 415144Average Per Device50% Cycling | 1.5186 | 1.5484 | 1.5514 | 67.3018 | -0.062837 | -0.008141 | 0.029741 | 0.067624 | 0.12232 | -0.059864 | -0.0051679 | 0.032715 | 0.070597 | 0.12529 | 16 | 19
2013-08-28 | 4 | Average Per Premise | 30% Cycling | 415144Average Per Premise30% Cycling | 3.6695 | 3.9359 | 3.8836 | 67.156 | -0.038453 | 0.14166 | 0.26641 | 0.39115 | 0.57127 | -0.090758 | 0.089356 | 0.2141 | 0.33885 | 0.51896 | 16 | 19
2013-08-28 | 4 | Average Per Premise | 50% Cycling | 415144Average Per Premise50% Cycling | 3.7121 | 3.7848 | 3.7921 | 67.3018 | -0.1536 | -0.019899 | 0.072698 | 0.1653 | 0.29899 | -0.14633 | -0.012633 | 0.079965 | 0.17256 | 0.30626 | 16 | 19
2013-08-28 | 4 | Average Per Ton | 30% Cycling | 415144Average Per Ton30% Cycling | 0.38064 | 0.40828 | 0.40285 | 67.156 | -0.0039888 | 0.014695 | 0.027635 | 0.040575 | 0.059258 | -0.0094144 | 0.0092689 | 0.022209 | 0.035149 | 0.053832 | 16 | 19
2013-08-28 | 4 | Average Per Ton | 50% Cycling | 415144Average Per Ton50% Cycling | 0.38961 | 0.39724 | 0.398 | 67.3018 | -0.016121 | -0.0020886 | 0.0076302 | 0.017349 | 0.031381 | -0.015358 | -0.0013258 | 0.0083929 | 0.018112 | 0.032144 | 16 | 19
2013-08-28 | 5 | Average Per Device | 30% Cycling | 415145Average Per Device30% Cycling | 1.5071 | 1.5935 | 1.5724 | 67.3934 | -0.038735 | 0.035203 | 0.086412 | 0.13762 | 0.21156 | -0.059911 | 0.014027 | 0.065236 | 0.11644 | 0.19038 | 16 | 19
2013-08-28 | 5 | Average Per Device | 50% Cycling | 415145Average Per Device50% Cycling | 1.558 | 1.5923 | 1.5954 | 67.3579 | -0.0632 | -0.0055614 | 0.034359 | 0.074279 | 0.13192 | -0.060143 | -0.002504 | 0.037416 | 0.077337 | 0.13497 | 16 | 19
2013-08-28 | 5 | Average Per Premise | 30% Cycling | 415145Average Per Premise30% Cycling | 3.7872 | 4.0043 | 3.9511 | 67.3934 | -0.097334 | 0.08846 | 0.21714 | 0.34582 | 0.53161 | -0.15055 | 0.035246 | 0.16393 | 0.29261 | 0.4784 | 16 | 19
2013-08-28 | 5 | Average Per Premise | 50% Cycling | 415145Average Per Premise50% Cycling | 3.8082 | 3.8922 | 3.8996 | 67.3579 | -0.15448 | -0.013594 | 0.083985 | 0.18156 | 0.32245 | -0.14701 | -0.0061208 | 0.091458 | 0.18904 | 0.32993 | 16 | 19
2013-08-28 | 5 | Average Per Ton | 30% Cycling | 415145Average Per Ton30% Cycling | 0.39284 | 0.41537 | 0.40985 | 67.3934 | -0.010097 | 0.009176 | 0.022524 | 0.035872 | 0.055145 | -0.015617 | 0.0036561 | 0.017004 | 0.030352 | 0.049625 | 16 | 19
2013-08-28 | 5 | Average Per Ton | 50% Cycling | 415145Average Per Ton50% Cycling | 0.39969 | 0.40851 | 0.40929 | 67.3579 | -0.016214 | -0.0014268 | 0.0088148 | 0.019056 | 0.033844 | -0.01543 | -0.0006424 | 0.0095992 | 0.019841 | 0.034628 | 16 | 19
2013-08-28 | 6 | Average Per Device | 30% Cycling | 415146Average Per Device30% Cycling | 1.6113 | 1.7605 | 1.7371 | 67.5427 | 0.011283 | 0.092815 | 0.14928 | 0.20575 | 0.28728 | -0.012113 | 0.069419 | 0.12589 | 0.18236 | 0.26389 | 16 | 19
2013-08-28 | 6 | Average Per Device | 50% Cycling | 415146Average Per Device50% Cycling | 1.6926 | 1.7255 | 1.7288 | 67.5655 | -0.073613 | -0.010735 | 0.032813 | 0.076362 | 0.13924 | -0.0703 | -0.0074223 | 0.036126 | 0.079675 | 0.14255 | 16 | 19
2013-08-28 | 6 | Average Per Premise | 30% Cycling | 415146Average Per Premise30% Cycling | 4.0488 | 4.4239 | 4.3651 | 67.5427 | 0.028352 | 0.23323 | 0.37513 | 0.51702 | 0.7219 | -0.030438 | 0.17444 | 0.31634 | 0.45823 | 0.66311 | 16 | 19
2013-08-28 | 6 | Average Per Premise | 50% Cycling | 415146Average Per Premise50% Cycling | 4.1374 | 4.2176 | 4.2257 | 67.5655 | -0.17993 | -0.026241 | 0.080207 | 0.18666 | 0.34035 | -0.17184 | -0.018143 | 0.088305 | 0.19475 | 0.34845 | 16 | 19
2013-08-28 | 6 | Average Per Ton | 30% Cycling | 415146Average Per Ton30% Cycling | 0.41999 | 0.4589 | 0.4528 | 67.5427 | 0.002941 | 0.024193 | 0.038912 | 0.053631 | 0.074883 | -0.0031574 | 0.018095 | 0.032814 | 0.047533 | 0.068785 | 16 | 19
2013-08-28 | 6 | Average Per Ton | 50% Cycling | 415146Average Per Ton50% Cycling | 0.43425 | 0.44267 | 0.44352 | 67.5655 | -0.018885 | -0.0027542 | 0.0084183 | 0.019591 | 0.035722 | -0.018035 | -0.0019042 | 0.0092683 | 0.020441 | 0.036572 | 16 | 19
2013-08-28 | 7 | Average Per Device | 30% Cycling | 415147Average Per Device30% Cycling | 1.7939 | 1.9771 | 1.9508 | 67.4181 | 0.030688 | 0.12075 | 0.18313 | 0.24551 | 0.33558 | 0.0044151 | 0.09448 | 0.15686 | 0.21924 | 0.3093 | 16 | 19
2013-08-28 | 7 | Average Per Device | 50% Cycling | 415147Average Per Device50% Cycling | 1.9025 | 1.9503 | 1.954 | 67.517 | -0.070154 | -0.0004889 | 0.047761 | 0.09601 | 0.16568 | -0.066409 | 0.0032558 | 0.051505 | 0.099755 | 0.16942 | 16 | 19
2013-08-28 | 7 | Average Per Premise | 30% Cycling | 415147Average Per Premise30% Cycling | 4.5078 | 4.968 | 4.902 | 67.4181 | 0.077115 | 0.30343 | 0.46018 | 0.61693 | 0.84325 | 0.011095 | 0.23741 | 0.39416 | 0.55091 | 0.77723 | 16 | 19
2013-08-28 | 7 | Average Per Premise | 50% Cycling | 415147Average Per Premise50% Cycling | 4.6504 | 4.7672 | 4.7763 | 67.517 | -0.17148 | -0.0011948 | 0.11674 | 0.23468 | 0.40497 | -0.16233 | 0.007958 | 0.1259 | 0.24384 | 0.41412 | 16 | 19
2013-08-28 | 7 | Average Per Ton | 30% Cycling | 415147Average Per Ton30% Cycling | 0.4676 | 0.51534 | 0.50849 | 67.4181 | 0.0079992 | 0.031475 | 0.047735 | 0.063994 | 0.087471 | 0.0011508 | 0.024627 | 0.040886 | 0.057146 | 0.080622 | 16 | 19
2013-08-28 | 7 | Average Per Ton | 50% Cycling | 415147Average Per Ton50% Cycling | 0.48809 | 0.50035 | 0.50131 | 67.517 | -0.017998 | -0.0001254 | 0.012253 | 0.024632 | 0.042504 | -0.017037 | 0.0008353 | 0.013214 | 0.025592 | 0.043465 | 16 | 19
2013-08-28 | 8 | Average Per Device | 30% Cycling | 415148Average Per Device30% Cycling | 2.2613 | 2.4264 | 2.3941 | 71.1242 | -0.015121 | 0.091325 | 0.16505 | 0.23877 | 0.34522 | -0.047366 | 0.059081 | 0.13281 | 0.20653 | 0.31298 | 16 | 19
2013-08-28 | 8 | Average Per Device | 50% Cycling | 415148Average Per Device50% Cycling | 2.2886 | 2.3707 | 2.3753 | 70.8355 | -0.048096 | 0.028823 | 0.082096 | 0.13537 | 0.21229 | -0.043543 | 0.033375 | 0.086649 | 0.13992 | 0.21684 | 16 | 19
2013-08-28 | 8 | Average Per Premise | 30% Cycling | 415148Average Per Premise30% Cycling | 5.6824 | 6.0971 | 6.0161 | 71.1242 | -0.037998 | 0.22949 | 0.41474 | 0.6 | 0.86749 | -0.11902 | 0.14846 | 0.33372 | 0.51898 | 0.78646 | 16 | 19
2013-08-28 | 8 | Average Per Premise | 50% Cycling | 415148Average Per Premise50% Cycling | 5.5942 | 5.7949 | 5.806 | 70.8355 | -0.11756 | 0.070453 | 0.20067 | 0.33089 | 0.51891 | -0.10644 | 0.081579 | 0.2118 | 0.34202 | 0.53003 | 16 | 19
2013-08-28 | 8 | Average Per Ton | 30% Cycling | 415148Average Per Ton30% Cycling | 0.58944 | 0.63246 | 0.62406 | 71.1242 | -0.0039415 | 0.023805 | 0.043022 | 0.062239 | 0.089985 | -0.012346 | 0.0154 | 0.034617 | 0.053834 | 0.08158 | 16 | 19
2013-08-28 | 8 | Average Per Ton | 50% Cycling | 415148Average Per Ton50% Cycling | 0.58715 | 0.60821 | 0.60938 | 70.8355 | -0.012339 | 0.0073945 | 0.021062 | 0.034729 | 0.054463 | -0.011171 | 0.0085624 | 0.02223 | 0.035897 | 0.055631 | 16 | 19
2013-08-28 | 9 | Average Per Device | 30% Cycling | 415149Average Per Device30% Cycling | 2.9515 | 3.1061 | 3.0648 | 76.1524 | -0.058291 | 0.067449 | 0.15454 | 0.24162 | 0.36736 | -0.099568 | 0.026173 | 0.11326 | 0.20035 | 0.32609 | 16 | 19
2013-08-28 | 9 | Average Per Device | 50% Cycling | 415149Average Per Device50% Cycling | 2.9057 | 3.0334 | 3.0392 | 75.8364 | -0.023099 | 0.065996 | 0.1277 | 0.18941 | 0.2785 | -0.017275 | 0.07182 | 0.13353 | 0.19523 | 0.28433 | 16 | 19
2013-08-28 | 9 | Average Per Premise | 30% Cycling | 415149Average Per Premise30% Cycling | 7.4167 | 7.805 | 7.7013 | 76.1524 | -0.14648 | 0.16949 | 0.38833 | 0.60716 | 0.92313 | -0.2502 | 0.065768 | 0.2846 | 0.50344 | 0.81941 | 16 | 19
2013-08-28 | 9 | Average Per Premise | 50% Cycling | 415149Average Per Premise50% Cycling | 7.1024 | 7.4146 | 7.4288 | 75.8364 | -0.056462 | 0.16132 | 0.31215 | 0.46298 | 0.68076 | -0.042226 | 0.17555 | 0.32638 | 0.47722 | 0.695 | 16 | 19
2013-08-28 | 9 | Average Per Ton | 30% Cycling | 415149Average Per Ton30% Cycling | 0.76934 | 0.80962 | 0.79886 | 76.1524 | -0.015194 | 0.017581 | 0.040281 | 0.062981 | 0.095756 | -0.025953 | 0.0068221 | 0.029522 | 0.052222 | 0.084997 | 16 | 19
2013-08-28 | 9 | Average Per Ton | 50% Cycling | 415149Average Per Ton50% Cycling | 0.74545 | 0.77821 | 0.77971 | 75.8364 | -0.005926 | 0.016931 | 0.032762 | 0.048593 | 0.07145 | -0.0044318 | 0.018426 | 0.034256 | 0.050087 | 0.072945 | 16 | 19
2013-08-28 | 10 | Average Per Device | 30% Cycling | 4151410Average Per Device30% Cycling | 3.6647 | 3.7682 | 3.7181 | 81.6448 | -0.13499 | 0.0058957 | 0.10347 | 0.20105 | 0.34194 | -0.18507 | -0.04418 | 0.053397 | 0.15097 | 0.29186 | 16 | 19
2013-08-28 | 10 | Average Per Device | 50% Cycling | 4151410Average Per Device50% Cycling | 3.5481 | 3.6294 | 3.6364 | 80.6241 | -0.083775 | 0.013765 | 0.08132 | 0.14888 | 0.24642 | -0.076806 | 0.020733 | 0.088289 | 0.15585 | 0.25338 | 16 | 19
2013-08-28 | 10 | Average Per Premise | 30% Cycling | 4151410Average Per Premise30% Cycling | 9.2088 | 9.4688 | 9.3429 | 81.6448 | -0.33921 | 0.014815 | 0.26001 | 0.50521 | 0.85923 | -0.46504 | -0.11102 | 0.13418 | 0.37937 | 0.7334 | 16 | 19
2013-08-28 | 10 | Average Per Premise | 50% Cycling | 4151410Average Per Premise50% Cycling | 8.6728 | 8.8716 | 8.8886 | 80.6241 | -0.20478 | 0.033646 | 0.19878 | 0.36391 | 0.60233 | -0.18774 | 0.050679 | 0.21581 | 0.38094 | 0.61936 | 16 | 19
2013-08-28 | 10 | Average Per Ton | 30% Cycling | 4151410Average Per Ton30% Cycling | 0.95523 | 0.9822 | 0.96915 | 81.6448 | -0.035186 | 0.0015368 | 0.026971 | 0.052405 | 0.089128 | -0.048239 | -0.011516 | 0.013918 | 0.039353 | 0.076076 | 16 | 19
2013-08-28 | 10 | Average Per Ton | 50% Cycling | 4151410Average Per Ton50% Cycling | 0.91027 | 0.93113 | 0.93292 | 80.6241 | -0.021493 | 0.0035314 | 0.020863 | 0.038194 | 0.063218 | -0.019705 | 0.0053193 | 0.022651 | 0.039982 | 0.065006 | 16 | 19
2013-08-28 | 11 | Average Per Device | 30% Cycling | 4151411Average Per Device30% Cycling | 4.2345 | 4.2801 | 4.2232 | 82.7451 | -0.2127 | -0.060123 | 0.045554 | 0.15123 | 0.30381 | -0.26958 | -0.117 | -0.011324 | 0.094353 | 0.24693 | 16 | 19
2013-08-28 | 11 | Average Per Device | 50% Cycling | 4151411Average Per Device50% Cycling | 4.0545 | 4.1241 | 4.132 | 81.8692 | -0.10679 | -0.0025751 | 0.069607 | 0.14179 | 0.24601 | -0.098875 | 0.0053438 | 0.077526 | 0.14971 | 0.25393 | 16 | 19
2013-08-28 | 11 | Average Per Premise | 30% Cycling | 4151411Average Per Premise30% Cycling | 10.6406 | 10.7551 | 10.6122 | 82.7451 | -0.53449 | -0.15108 | 0.11447 | 0.38002 | 0.76343 | -0.67741 | -0.294 | -0.028454 | 0.2371 | 0.62051 | 16 | 19
2013-08-28 | 11 | Average Per Premise | 50% Cycling | 4151411Average Per Premise50% Cycling | 9.9106 | 10.0808 | 10.1001 | 81.8692 | -0.26104 | -0.0062953 | 0.17014 | 0.34658 | 0.60133 | -0.24169 | 0.013059 | 0.1895 | 0.36593 | 0.62068 | 16 | 19
2013-08-28 | 11 | Average Per Ton | 30% Cycling | 4151411Average Per Ton30% Cycling | 1.1038 | 1.1156 | 1.1008 | 82.7451 | -0.055443 | -0.015671 | 0.011874 | 0.03942 | 0.079191 | -0.070269 | -0.030497 | -0.0029516 | 0.024594 | 0.064365 | 16 | 19
2013-08-28 | 11 | Average Per Ton | 50% Cycling | 4151411Average Per Ton50% Cycling | 1.0402 | 1.058 | 1.0601 | 81.8692 | -0.027398 | -0.0006607 | 0.017858 | 0.036376 | 0.063114 | -0.025367 | 0.0013709 | 0.019889 | 0.038408 | 0.065145 | 16 | 19
2013-08-28 | 12 | Average Per Device | 30% Cycling | 4151412Average Per Device30% Cycling | 4.5687 | 4.5813 | 4.5204 | 85.6019 | -0.25805 | -0.09816 | 0.012579 | 0.12332 | 0.28321 | -0.31893 | -0.15904 | -0.048302 | 0.062437 | 0.22233 | 16 | 19
2013-08-28 | 12 | Average Per Device | 50% Cycling | 4151412Average Per Device50% Cycling | 4.3636 | 4.3583 | 4.3667 | 84.3153 | -0.18759 | -0.07986 | -0.0052495 | 0.069361 | 0.17709 | -0.17922 | -0.071492 | 0.003119 | 0.07773 | 0.18546 | 16 | 19
2013-08-28 | 12 | Average Per Premise | 30% Cycling | 4151412Average Per Premise30% Cycling | 11.4804 | 11.512 | 11.359 | 85.6019 | -0.64844 | -0.24666 | 0.031609 | 0.30988 | 0.71166 | -0.80142 | -0.39964 | -0.12138 | 0.15689 | 0.55867 | 16 | 19
2013-08-28 | 12 | Average Per Premise | 50% Cycling | 4151412Average Per Premise50% Cycling | 10.666 | 10.6532 | 10.6737 | 84.3153 | -0.45853 | -0.19521 | -0.012831 | 0.16954 | 0.43286 | -0.43807 | -0.17475 | 0.0076237 | 0.19 | 0.45332 | 16 | 19
2013-08-28 | 12 | Average Per Ton | 30% Cycling | 4151412Average Per Ton30% Cycling | 1.1909 | 1.1941 | 1.1783 | 85.6019 | -0.067263 | -0.025586 | 0.0032787 | 0.032144 | 0.07382 | -0.083132 | -0.041455 | -0.01259 | 0.016275 | 0.057951 | 16 | 19
2013-08-28 | 12 | Average Per Ton | 50% Cycling | 4151412Average Per Ton50% Cycling | 1.1195 | 1.1181 | 1.1203 | 84.3153 | -0.048126 | -0.020488 | -0.0013467 | 0.017795 | 0.045432 | -0.045978 | -0.018341 | 0.0008003 | 0.019942 | 0.047579 | 16 | 19
2013-08-28 | 13 | Average Per Device | 30% Cycling | 4151413Average Per Device30% Cycling | 4.6838 | 4.7075 | 4.6449 | 87.0718 | -0.25273 | -0.08945 | 0.023637 | 0.13672 | 0.30001 | -0.31529 | -0.15201 | -0.038921 | 0.074167 | 0.23745 | 16 | 19
2013-08-28 | 13 | Average Per Device | 50% Cycling | 4151413Average Per Device50% Cycling | 4.4795 | 4.4704 | 4.479 | 85.3992 | -0.19515 | -0.085205 | -0.009058 | 0.067089 | 0.17703 | -0.18657 | -0.076621 | -0.0004745 | 0.075672 | 0.18562 | 16 | 19
2013-08-28 | 13 | Average Per Premise | 30% Cycling | 4151413Average Per Premise30% Cycling | 11.7697 | 11.8291 | 11.6719 | 87.0718 | -0.63507 | -0.22478 | 0.059396 | 0.34357 | 0.75386 | -0.79227 | -0.38197 | -0.097803 | 0.18637 | 0.59667 | 16 | 19
2013-08-28 | 13 | Average Per Premise | 50% Cycling | 4151413Average Per Premise50% Cycling | 10.9493 | 10.9272 | 10.9482 | 85.3992 | -0.47701 | -0.20827 | -0.022141 | 0.16399 | 0.43273 | -0.45603 | -0.18729 | -0.0011606 | 0.18497 | 0.45371 | 16 | 19
2013-08-28 | 13 | Average Per Ton | 30% Cycling | 4151413Average Per Ton30% Cycling | 1.2209 | 1.227 | 1.2107 | 87.0718 | -0.065877 | -0.023316 | 0.0061612 | 0.035638 | 0.078199 | -0.082183 | -0.039622 | -0.010145 | 0.019332 | 0.061893 | 16 | 19
2013-08-28 | 13 | Average Per Ton | 50% Cycling | 4151413Average Per Ton50% Cycling | 1.1492 | 1.1469 | 1.1491 | 85.3992 | -0.050066 | -0.021859 | -0.0023239 | 0.017212 | 0.045418 | -0.047863 | -0.019657 | -0.0001217 | 0.019414 | 0.04762 | 16 | 19
2013-08-28 | 14 | Average Per Device | 30% Cycling | 4151414Average Per Device30% Cycling | 4.7361 | 4.7745 | 4.711 | 85.4927 | -0.23984 | -0.075471 | 0.038372 | 0.15222 | 0.31659 | -0.30329 | -0.13892 | -0.025076 | 0.088768 | 0.25314 | 16 | 19
2013-08-28 | 14 | Average Per Device | 50% Cycling | 4151414Average Per Device50% Cycling | 4.539 | 4.5092 | 4.5179 | 84.3058 | -0.21782 | -0.10674 | -0.029815 | 0.047114 | 0.15819 | -0.20916 | -0.098085 | -0.021157 | 0.055772 | 0.16684 | 16 | 19
2013-08-28 | 14 | Average Per Premise | 30% Cycling | 4151414Average Per Premise30% Cycling | 11.9011 | 11.9975 | 11.8381 | 85.4927 | -0.60269 | -0.18965 | 0.096424 | 0.3825 | 0.79554 | -0.76213 | -0.34908 | -0.063012 | 0.22306 | 0.6361 | 16 | 19
2013-08-28 | 14 | Average Per Premise | 50% Cycling | 4151414Average Per Premise50% Cycling | 11.0949 | 11.022 | 11.0432 | 84.3058 | -0.53242 | -0.26092 | -0.072879 | 0.11516 | 0.38666 | -0.51126 | -0.23976 | -0.051717 | 0.13632 | 0.40782 | 16 | 19
2013-08-28 | 14 | Average Per Ton | 30% Cycling | 4151414Average Per Ton30% Cycling | 1.2345 | 1.2445 | 1.228 | 85.4927 | -0.062517 | -0.019672 | 0.010002 | 0.039677 | 0.082522 | -0.079056 | -0.036211 | -0.0065364 | 0.023138 | 0.065983 | 16 | 19
2013-08-28 | 14 | Average Per Ton | 50% Cycling | 4151414Average Per Ton50% Cycling | 1.1645 | 1.1568 | 1.1591 | 84.3058 | -0.055881 | -0.027385 | -0.0076491 | 0.012087 | 0.040583 | -0.05366 | -0.025164 | -0.0054278 | 0.014308 | 0.042804 | 16 | 19
2013-08-28 | 15 | Average Per Device | 30% Cycling | 4151415Average Per Device30% Cycling | 4.7281 | 4.7917 | 4.7281 | 86.7033 | -0.21406 | -0.049968 | 0.063678 | 0.17732 | 0.34141 | -0.27773 | -0.11365 | 0 | 0.11365 | 0.27773 | 16 | 19
2013-08-28 | 15 | Average Per Device | 50% Cycling | 4151415Average Per Device50% Cycling | 4.5263 | 4.5176 | 4.5263 | 85.3483 | -0.19596 | -0.085309 | -0.0086741 | 0.067961 | 0.17861 | -0.18728 | -0.076635 | 0 | 0.076635 | 0.18728 | 16 | 19
2013-08-28 | 15 | Average Per Premise | 30% Cycling | 4151415Average Per Premise30% Cycling | 11.8809 | 12.0409 | 11.8809 | 86.7033 | -0.53789 | -0.12556 | 0.16001 | 0.44559 | 0.85791 | -0.6979 | -0.28557 | 0 | 0.28557 | 0.6979 | 16 | 19
2013-08-28 | 15 | Average Per Premise | 50% Cycling | 4151415Average Per Premise50% Cycling | 11.0638 | 11.0426 | 11.0638 | 85.3483 | -0.47899 | -0.20852 | -0.021202 | 0.16612 | 0.43658 | -0.45778 | -0.18732 | 0 | 0.18732 | 0.45778 | 16 | 19
2013-08-28 | 15 | Average Per Ton | 30% Cycling | 4151415Average Per Ton30% Cycling | 1.2324 | 1.249 | 1.2324 | 86.7033 | -0.055795 | -0.013025 | 0.016598 | 0.046221 | 0.088992 | -0.072394 | -0.029623 | 0 | 0.029623 | 0.072394 | 16 | 19
2013-08-28 | 15 | Average Per Ton | 50% Cycling | 4151415Average Per Ton50% Cycling | 1.1612 | 1.159 | 1.1612 | 85.3483 | -0.050273 | -0.021886 | -0.0022254 | 0.017435 | 0.045822 | -0.048048 | -0.019661 | 0 | 0.019661 | 0.048048 | 16 | 19
2013-08-28 | 16 | Average Per Device | 30% Cycling | 4151416Average Per Device30% Cycling | 4.3592 | 4.6654 | 4.6034 | 84.9625 | 0.041891 | 0.19805 | 0.30621 | 0.41436 | 0.57052 | -0.020108 | 0.13605 | 0.24421 | 0.35236 | 0.50852 | 16 | 19
2013-08-28 | 16 | Average Per Device | 50% Cycling | 4151416Average Per Device50% Cycling | 4.1212 | 4.448 | 4.4565 | 83.6585 | 0.14859 | 0.25388 | 0.32681 | 0.39973 | 0.50502 | 0.15713 | 0.26242 | 0.33535 | 0.40827 | 0.51356 | 16 | 19
2013-08-28 | 16 | Average Per Premise | 30% Cycling | 4151416Average Per Premise30% Cycling | 10.9539 | 11.7234 | 11.5676 | 84.9625 | 0.10526 | 0.49767 | 0.76945 | 1.0412 | 1.4336 | -0.050529 | 0.34188 | 0.61366 | 0.88543 | 1.2778 | 16 | 19
2013-08-28 | 16 | Average Per Premise | 50% Cycling | 4151416Average Per Premise50% Cycling | 10.0736 | 10.8724 | 10.8933 | 83.6585 | 0.36321 | 0.62058 | 0.79883 | 0.97707 | 1.2344 | 0.38409 | 0.64145 | 0.8197 | 0.99795 | 1.2553 | 16 | 19
2013-08-28 | 16 | Average Per Ton | 30% Cycling | 4151416Average Per Ton30% Cycling | 1.1363 | 1.2161 | 1.1999 | 84.9625 | 0.010919 | 0.051624 | 0.079815 | 0.10801 | 0.14871 | -0.0052414 | 0.035463 | 0.063655 | 0.091847 | 0.13255 | 16 | 19
2013-08-28 | 16 | Average Per Ton | 50% Cycling | 4151416Average Per Ton50% Cycling | 1.0573 | 1.1411 | 1.1433 | 83.6585 | 0.038122 | 0.065134 | 0.083842 | 0.10255 | 0.12956 | 0.040313 | 0.067325 | 0.086033 | 0.10474 | 0.13175 | 16 | 19
2013-08-28 | 17 | Average Per Device | 30% Cycling | 4151417Average Per Device30% Cycling | 4.1566 | 4.4118 | 4.3532 | 84.5998 | -0.0013399 | 0.15023 | 0.2552 | 0.36017 | 0.51174 | -0.059969 | 0.091597 | 0.19657 | 0.30155 | 0.45311 | 16 | 19
2013-08-28 | 17 | Average Per Device | 50% Cycling | 4151417Average Per Device50% Cycling | 3.9114 | 4.2352 | 4.2434 | 83.6284 | 0.15076 | 0.253 | 0.32381 | 0.39463 | 0.49687 | 0.15889 | 0.26113 | 0.33195 | 0.40276 | 0.505 | 16 | 19
2013-08-28 | 17 | Average Per Premise | 30% Cycling | 4151417Average Per Premise30% Cycling | 10.445 | 11.0862 | 10.9389 | 84.5998 | -0.0033666 | 0.37749 | 0.64128 | 0.90506 | 1899-12-31 06:52 | -0.15069 | 0.23017 | 0.49395 | 0.75774 | 1.1386 | 16 | 19
2013-08-28 | 17 | Average Per Premise | 50% Cycling | 4151417Average Per Premise50% Cycling | 9.5609 | 10.3524 | 10.3723 | 83.6284 | 0.36851 | 0.61842 | 0.79151 | 0.9646 | 1899-12-31 05:09 | 0.38839 | 0.6383 | 0.81139 | 0.98448 | 1.2344 | 16 | 19
2013-08-28 | 17 | Average Per Ton | 30% Cycling | 4151417Average Per Ton30% Cycling | 1.0835 | 1.15 | 1.1347 | 84.5998 | -0.0003493 | 0.039158 | 0.06652 | 0.093882 | 0.13339 | -0.015632 | 0.023875 | 0.051238 | 0.0786 | 0.11811 | 16 | 19
2013-08-28 | 17 | Average Per Ton | 50% Cycling | 4151417Average Per Ton50% Cycling | 1.0035 | 1.0866 | 1.0886 | 83.6284 | 0.038677 | 0.064908 | 0.083075 | 0.10124 | 0.12747 | 0.040764 | 0.066994 | 0.085161 | 0.10333 | 0.12956 | 16 | 19
2013-08-28 | 18 | Average Per Device | 30% Cycling | 4151418Average Per Device30% Cycling | 3.7349 | 3.9232 | 3.8711 | 82.0568 | -0.055961 | 0.088333 | 0.18827 | 0.28821 | 0.4325 | -0.1081 | 0.036197 | 0.13614 | 0.23607 | 0.38037 | 16 | 19
2013-08-28 | 18 | Average Per Device | 50% Cycling | 4151418Average Per Device50% Cycling | 3.5313 | 3.7655 | 3.7728 | 81.0485 | 0.069602 | 0.16688 | 0.23426 | 0.30164 | 0.39892 | 0.076832 | 0.17411 | 0.24149 | 0.30887 | 0.40615 | 16 | 19
2013-08-28 | 18 | Average Per Premise | 30% Cycling | 4151418Average Per Premise30% Cycling | 9.3853 | 9.8584 | 9.7274 | 82.0568 | -0.14062 | 0.22197 | 0.47309 | 0.72422 | 1899-12-31 02:05 | -0.27163 | 0.090958 | 0.34209 | 0.59321 | 0.9558 | 16 | 19
2013-08-28 | 18 | Average Per Premise | 50% Cycling | 4151418Average Per Premise50% Cycling | 8.6317 | 9.2043 | 9.222 | 81.0485 | 0.17013 | 0.40792 | 0.57261 | 0.7373 | 0.97509 | 0.1878 | 0.42559 | 0.59028 | 0.75497 | 0.99276 | 16 | 19
2013-08-28 | 18 | Average Per Ton | 30% Cycling | 4151418Average Per Ton30% Cycling | 0.97354 | 1.0226 | 1.009 | 82.0568 | -0.014587 | 0.023025 | 0.049074 | 0.075124 | 0.11274 | -0.028177 | 0.009435 | 0.035485 | 0.061534 | 0.099146 | 16 | 19
2013-08-28 | 18 | Average Per Ton | 50% Cycling | 4151418Average Per Ton50% Cycling | 0.90595 | 0.96605 | 0.96791 | 81.0485 | 0.017856 | 0.042814 | 0.060099 | 0.077385 | 0.10234 | 0.019711 | 0.044669 | 0.061954 | 0.07924 | 0.1042 | 16 | 19
2013-08-28 | 19 | Average Per Device | 30% Cycling | 4151419Average Per Device30% Cycling | 3.2963 | 3.4173 | 3.3719 | 77.8883 | -0.10962 | 0.026668 | 0.12106 | 0.21546 | 0.35175 | -0.15504 | -0.018746 | 0.075648 | 0.17004 | 0.30633 | 16 | 19
2013-08-28 | 19 | Average Per Device | 50% Cycling | 4151419Average Per Device50% Cycling | 3.2568 | 3.2299 | 3.2361 | 77.1549 | -0.18486 | -0.091516 | -0.026866 | 0.037783 | 0.13113 | -0.17866 | -0.085314 | -0.020664 | 0.043985 | 0.13733 | 16 | 19
2013-08-28 | 19 | Average Per Premise | 30% Cycling | 4151419Average Per Premise30% Cycling | 8.283 | 8.5872 | 8.4731 | 77.8883 | -0.27546 | 0.067011 | 0.30421 | 0.5414 | 0.88388 | -0.38958 | -0.047106 | 0.19009 | 0.42729 | 0.76976 | 16 | 19
2013-08-28 | 19 | Average Per Premise | 50% Cycling | 4151419Average Per Premise50% Cycling | 7.9607 | 7.8951 | 7.9102 | 77.1549 | -0.45186 | -0.2237 | -0.065671 | 0.092355 | 0.32052 | -0.4367 | -0.20854 | -0.050512 | 0.10751 | 0.33568 | 16 | 19
2013-08-28 | 19 | Average Per Ton | 30% Cycling | 4151419Average Per Ton30% Cycling | 0.8592 | 0.89076 | 0.87892 | 77.8883 | -0.028574 | 0.0069511 | 0.031556 | 0.05616 | 0.091685 | -0.040411 | -0.0048863 | 0.019718 | 0.044323 | 0.079848 | 16 | 19
2013-08-28 | 19 | Average Per Ton | 50% Cycling | 4151419Average Per Ton50% Cycling | 0.83553 | 0.82864 | 0.83023 | 77.1549 | -0.047426 | -0.023478 | -0.0068926 | 0.0096933 | 0.033641 | -0.045835 | -0.021887 | -0.0053015 | 0.011284 | 0.035232 | 16 | 19
2013-08-28 | 20 | Average Per Device | 30% Cycling | 4151420Average Per Device30% Cycling | 3.2973 | 3.1809 | 3.1386 | 75.1103 | -0.3516 | -0.21263 | -0.11638 | -0.020132 | 0.11884 | -0.39387 | -0.2549 | -0.15865 | -0.062403 | 0.076566 | 16 | 19
2013-08-28 | 20 | Average Per Device | 50% Cycling | 4151420Average Per Device50% Cycling | 3.2773 | 3 | 3.0057 | 74.5796 | -0.43998 | -0.34388 | -0.27733 | -0.21078 | -0.11469 | -0.43422 | -0.33812 | -0.27157 | -0.20502 | -0.10893 | 16 | 19
2013-08-28 | 20 | Average Per Premise | 30% Cycling | 4151420Average Per Premise30% Cycling | 8.2855 | 7.993 | 7.8868 | 75.1103 | -0.88351 | -0.53431 | -0.29245 | -0.050589 | 0.29862 | -0.98973 | -0.64053 | -0.39867 | -0.15681 | 0.1924 | 16 | 19
2013-08-28 | 20 | Average Per Premise | 50% Cycling | 4151420Average Per Premise50% Cycling | 8.0109 | 7.333 | 7.3471 | 74.5796 | -1.0755 | -0.84057 | -0.67789 | -0.51521 | -0.28033 | -1.0614 | -0.82649 | -0.66381 | -0.50113 | -0.26625 | 16 | 19
2013-08-28 | 20 | Average Per Ton | 30% Cycling | 4151420Average Per Ton30% Cycling | 0.85946 | 0.82912 | 0.8181 | 75.1103 | -0.091647 | -0.055424 | -0.030336 | -0.0052476 | 0.030976 | -0.10267 | -0.066442 | -0.041354 | -0.016266 | 0.019957 | 16 | 19
2013-08-28 | 20 | Average Per Ton | 50% Cycling | 4151420Average Per Ton50% Cycling | 0.8408 | 0.76965 | 0.77112 | 74.5796 | -0.11288 | -0.088224 | -0.07115 | -0.054075 | -0.029423 | -0.1114 | -0.086746 | -0.069672 | -0.052597 | -0.027945 | 16 | 19
2013-08-28 | 21 | Average Per Device | 30% Cycling | 4151421Average Per Device30% Cycling | 2.9795 | 2.9808 | 2.9412 | 74.3506 | -0.22292 | -0.090486 | 0.0012341 | 0.092954 | 0.22538 | -0.26253 | -0.1301 | -0.038378 | 0.053342 | 0.18577 | 16 | 19
2013-08-28 | 21 | Average Per Device | 50% Cycling | 4151421Average Per Device50% Cycling | 2.9047 | 2.7441 | 2.7494 | 73.932 | -0.3134 | -0.22313 | -0.16062 | -0.098102 | -0.0078395 | -0.30813 | -0.21786 | -0.15535 | -0.092833 | -0.0025704 | 16 | 19
2013-08-28 | 21 | Average Per Premise | 30% Cycling | 4151421Average Per Premise30% Cycling | 7.4871 | 7.4902 | 7.3907 | 74.3506 | -0.56015 | -0.22738 | 0.0031009 | 0.23358 | 0.56635 | -0.65969 | -0.32692 | -0.096437 | 0.13404 | 0.46681 | 16 | 19
2013-08-28 | 21 | Average Per Premise | 50% Cycling | 4151421Average Per Premise50% Cycling | 7.1001 | 6.7075 | 6.7204 | 73.932 | -0.76605 | -0.54542 | -0.39261 | -0.2398 | -0.019162 | -0.75317 | -0.53254 | -0.37973 | -0.22692 | -0.006284 | 16 | 19
2013-08-28 | 21 | Average Per Ton | 30% Cycling | 4151421Average Per Ton30% Cycling | 0.77664 | 0.77697 | 0.76664 | 74.3506 | -0.058105 | -0.023586 | 0.0003216 | 0.024229 | 0.058748 | -0.06843 | -0.033911 | -0.010004 | 0.013904 | 0.048423 | 16 | 19
2013-08-28 | 21 | Average Per Ton | 50% Cycling | 4151421Average Per Ton50% Cycling | 0.74521 | 0.704 | 0.70535 | 73.932 | -0.080402 | -0.057245 | -0.041207 | -0.025168 | -0.0020112 | -0.07905 | -0.055893 | -0.039855 | -0.023817 | -0.0006595 | 16 | 19
2013-08-28 | 22 | Average Per Device | 30% Cycling | 4151422Average Per Device30% Cycling | 2.5818 | 2.6024 | 2.5678 | 72.9971 | -0.18321 | -0.062817 | 0.020564 | 0.10395 | 0.22433 | -0.21779 | -0.0974 | -0.014019 | 0.069362 | 0.18975 | 16 | 19
2013-08-28 | 22 | Average Per Device | 50% Cycling | 4151422Average Per Device50% Cycling | 2.4286 | 2.3859 | 2.3905 | 72.7019 | -0.17888 | -0.098407 | -0.042674 | 0.013059 | 0.093529 | -0.1743 | -0.093826 | -0.038093 | 0.01764 | 0.09811 | 16 | 19
2013-08-28 | 22 | Average Per Premise | 30% Cycling | 4151422Average Per Premise30% Cycling | 6.4876 | 6.5393 | 6.4524 | 72.9971 | -0.46037 | -0.15785 | 0.051675 | 0.2612 | 0.56372 | -0.54727 | -0.24475 | -0.035227 | 0.1743 | 0.47682 | 16 | 19
2013-08-28 | 22 | Average Per Premise | 50% Cycling | 4151422Average Per Premise50% Cycling | 5.9363 | 5.832 | 5.8432 | 72.7019 | -0.43724 | -0.24054 | -0.10431 | 0.031922 | 0.22862 | -0.42604 | -0.22934 | -0.093112 | 0.043119 | 0.23982 | 16 | 19
2013-08-28 | 22 | Average Per Ton | 30% Cycling | 4151422Average Per Ton30% Cycling | 0.67297 | 0.67833 | 0.66931 | 72.9971 | -0.047754 | -0.016374 | 0.0053602 | 0.027094 | 0.058475 | -0.056769 | -0.025388 | -0.0036542 | 0.01808 | 0.04946 | 16 | 19
2013-08-28 | 22 | Average Per Ton | 50% Cycling | 4151422Average Per Ton50% Cycling | 0.62305 | 0.6121 | 0.61328 | 72.7019 | -0.045891 | -0.025246 | -0.010948 | 0.0033504 | 0.023995 | -0.044716 | -0.024071 | -0.0097727 | 0.0045257 | 0.02517 | 16 | 19
2013-08-28 | 23 | Average Per Device | 30% Cycling | 4151423Average Per Device30% Cycling | 2.2013 | 2.2368 | 2.2071 | 71.9365 | -0.1447 | -0.03827 | 0.035444 | 0.10916 | 0.21559 | -0.17443 | -0.067995 | 0.0057189 | 0.079433 | 0.18586 | 16 | 19
2013-08-28 | 23 | Average Per Device | 50% Cycling | 4151423Average Per Device50% Cycling | 2.073 | 2.0504 | 2.0543 | 71.6259 | -0.14384 | -0.072227 | -0.022626 | 0.026975 | 0.09859 | -0.13991 | -0.06829 | -0.018689 | 0.030912 | 0.10253 | 16 | 19
2013-08-28 | 23 | Average Per Premise | 30% Cycling | 4151423Average Per Premise30% Cycling | 5.5316 | 5.6207 | 5.546 | 71.9365 | -0.36361 | -0.096167 | 0.089065 | 0.2743 | 0.54174 | -0.43831 | -0.17086 | 0.014371 | 0.1996 | 0.46705 | 16 | 19
2013-08-28 | 23 | Average Per Premise | 50% Cycling | 4151423Average Per Premise50% Cycling | 5.0671 | 5.0118 | 5.0214 | 71.6259 | -0.3516 | -0.17655 | -0.055306 | 0.065935 | 0.24099 | -0.34198 | -0.16693 | -0.045684 | 0.075558 | 0.25061 | 16 | 19
2013-08-28 | 23 | Average Per Ton | 30% Cycling | 4151423Average Per Ton30% Cycling | 0.5738 | 0.58304 | 0.57529 | 71.9365 | -0.037718 | -0.0099755 | 0.0092387 | 0.028453 | 0.056195 | -0.045466 | -0.017724 | 0.0014907 | 0.020705 | 0.048447 | 16 | 19
2013-08-28 | 23 | Average Per Ton | 50% Cycling | 4151423Average Per Ton50% Cycling | 0.53183 | 0.52602 | 0.52703 | 71.6259 | -0.036903 | -0.01853 | -0.0058048 | 0.0069204 | 0.025294 | -0.035893 | -0.01752 | -0.0047948 | 0.0079304 | 0.026304 | 16 | 19
2013-08-28 | 24 | Average Per Device | 30% Cycling | 4151424Average Per Device30% Cycling | 1.9559 | 1.9882 | 1.9618 | 71.7533 | -0.12906 | -0.033767 | 0.032234 | 0.098235 | 0.19353 | -0.15548 | -0.060188 | 0.0058129 | 0.071814 | 0.16711 | 16 | 19
2013-08-28 | 24 | Average Per Device | 50% Cycling | 4151424Average Per Device50% Cycling | 1.8592 | 1.8526 | 1.8561 | 71.5289 | -0.11618 | -0.051461 | -0.0066355 | 0.03819 | 0.10291 | -0.11262 | -0.047904 | -0.0030785 | 0.041747 | 0.10647 | 16 | 19
2013-08-28 | 24 | Average Per Premise | 30% Cycling | 4151424Average Per Premise30% Cycling | 4.915 | 4.996 | 4.9296 | 71.7533 | -0.32431 | -0.084851 | 0.080998 | 0.24685 | 0.48631 | -0.3907 | -0.15124 | 0.014606 | 0.18046 | 0.41992 | 16 | 19
2013-08-28 | 24 | Average Per Premise | 50% Cycling | 4151424Average Per Premise50% Cycling | 4.5445 | 4.5283 | 4.537 | 71.5289 | -0.28399 | -0.12579 | -0.01622 | 0.093349 | 0.25155 | -0.27529 | -0.11709 | -0.0075254 | 0.10204 | 0.26024 | 16 | 19
2013-08-28 | 24 | Average Per Ton | 30% Cycling | 4151424Average Per Ton30% Cycling | 0.50983 | 0.51823 | 0.51135 | 71.7533 | -0.033641 | -0.0088017 | 0.008402 | 0.025606 | 0.050445 | -0.040528 | -0.015689 | 0.0015152 | 0.018719 | 0.043558 | 16 | 19
2013-08-28 | 24 | Average Per Ton | 50% Cycling | 4151424Average Per Ton50% Cycling | 0.47698 | 0.47527 | 0.47619 | 71.5289 | -0.029806 | -0.013202 | -0.0017024 | 0.0097976 | 0.026402 | -0.028894 | -0.01229 | -0.0007898 | 0.01071 | 0.027314 | 16 | 19
2013-08-29 | 1 | Average Per Device | 30% Cycling | 415151Average Per Device30% Cycling | 1.815 | 1.8089 | 1.8019 | 70.5768 | -0.15298 | -0.06622 | -0.0061316 | 0.053957 | 0.14071 | -0.16003 | -0.073276 | -0.013188 | 0.0469 | 0.13366 | 15 | 18
2013-08-29 | 1 | Average Per Device | 50% Cycling | 415151Average Per Device50% Cycling | 1.7181 | 1.7022 | 1.7189 | 70.5074 | -0.11585 | -0.05681 | -0.015919 | 0.024973 | 0.084014 | -0.09916 | -0.040119 | 0.0007727 | 0.041664 | 0.10071 | 15 | 18
2013-08-29 | 1 | Average Per Premise | 30% Cycling | 415151Average Per Premise30% Cycling | 4.5671 | 4.5517 | 4.5339 | 70.5768 | -0.38493 | -0.16662 | -0.015428 | 0.13577 | 0.35407 | -0.40268 | -0.18438 | -0.033184 | 0.11801 | 0.33632 | 15 | 18
2013-08-29 | 1 | Average Per Premise | 50% Cycling | 415151Average Per Premise50% Cycling | 4.2075 | 4.1685 | 4.2094 | 70.5074 | -0.2837 | -0.13912 | -0.038983 | 0.061155 | 0.20574 | -0.24283 | -0.098246 | 0.0018926 | 0.10203 | 0.24661 | 15 | 18
2013-08-29 | 1 | Average Per Ton | 30% Cycling | 415151Average Per Ton30% Cycling | 0.47028 | 0.46869 | 0.46686 | 70.5768 | -0.039636 | -0.017158 | -0.0015887 | 0.01398 | 0.036459 | -0.041465 | -0.018986 | -0.0034171 | 0.012152 | 0.034631 | 15 | 18
2013-08-29 | 1 | Average Per Ton | 50% Cycling | 415151Average Per Ton50% Cycling | 0.44144 | 0.43735 | 0.44164 | 70.5074 | -0.029766 | -0.014596 | -0.00409 | 0.0064163 | 0.021586 | -0.025477 | -0.010308 | 0.0001985 | 0.010705 | 0.025874 | 15 | 18
2013-08-29 | 2 | Average Per Device | 30% Cycling | 415152Average Per Device30% Cycling | 1.6761 | 1.721 | 1.7143 | 69.7314 | -0.089981 | -0.010326 | 0.044843 | 0.10001 | 0.17967 | -0.096694 | -0.017039 | 0.03813 | 0.093299 | 0.17295 | 15 | 18
2013-08-29 | 2 | Average Per Device | 50% Cycling | 415152Average Per Device50% Cycling | 1.6493 | 1.6314 | 1.6474 | 69.7146 | -0.11467 | -0.05749 | -0.017889 | 0.021712 | 0.07889 | -0.09867 | -0.041493 | -0.001892 | 0.037709 | 0.094886 | 15 | 18
2013-08-29 | 2 | Average Per Premise | 30% Cycling | 415152Average Per Premise30% Cycling | 4.2175 | 4.3304 | 4.3135 | 69.7314 | -0.22641 | -0.025982 | 0.11284 | 0.25165 | 0.45208 | -0.24331 | -0.042875 | 0.095943 | 0.23476 | 0.43519 | 15 | 18
2013-08-29 | 2 | Average Per Premise | 50% Cycling | 415152Average Per Premise50% Cycling | 4.0388 | 3.995 | 4.0342 | 69.7146 | -0.28081 | -0.14078 | -0.043807 | 0.053171 | 0.19319 | -0.24163 | -0.10161 | -0.0046325 | 0.092345 | 0.23237 | 15 | 18
2013-08-29 | 2 | Average Per Ton | 30% Cycling | 415152Average Per Ton30% Cycling | 0.43429 | 0.4459 | 0.44416 | 69.7314 | -0.023314 | -0.0026754 | 0.011619 | 0.025913 | 0.046552 | -0.025053 | -0.0044149 | 0.0098793 | 0.024174 | 0.044812 | 15 | 18
2013-08-29 | 2 | Average Per Ton | 50% Cycling | 415152Average Per Ton50% Cycling | 0.42375 | 0.41915 | 0.42326 | 69.7146 | -0.029462 | -0.014771 | -0.0045962 | 0.0055786 | 0.020269 | -0.025352 | -0.010661 | -0.0004861 | 0.0096886 | 0.024379 | 15 | 18
2013-08-29 | 3 | Average Per Device | 30% Cycling | 415153Average Per Device30% Cycling | 1.5862 | 1.6555 | 1.6491 | 69.1075 | -0.059359 | 0.016656 | 0.069304 | 0.12195 | 0.19797 | -0.065817 | 0.010198 | 0.062846 | 0.11549 | 0.19151 | 15 | 18
2013-08-29 | 3 | Average Per Device | 50% Cycling | 415153Average Per Device50% Cycling | 1.6001 | 1.6053 | 1.621 | 69.1037 | -0.090533 | -0.03397 | 0.0052056 | 0.044381 | 0.10094 | -0.074792 | -0.018229 | 0.020947 | 0.060122 | 0.11669 | 15 | 18
2013-08-29 | 3 | Average Per Premise | 30% Cycling | 415153Average Per Premise30% Cycling | 3.9913 | 4.1657 | 4.1494 | 69.1075 | -0.14936 | 0.041911 | 0.17438 | 0.30686 | 0.49813 | -0.16561 | 0.025661 | 0.15813 | 0.29061 | 0.48188 | 15 | 18
2013-08-29 | 3 | Average Per Premise | 50% Cycling | 415153Average Per Premise50% Cycling | 3.9184 | 3.9312 | 3.9697 | 69.1037 | -0.2217 | -0.083188 | 0.012748 | 0.10868 | 0.2472 | -0.18316 | -0.04464 | 0.051296 | 0.14723 | 0.28575 | 15 | 18
2013-08-29 | 3 | Average Per Ton | 30% Cycling | 415153Average Per Ton30% Cycling | 0.41099 | 0.42895 | 0.42727 | 69.1075 | -0.01538 | 0.0043156 | 0.017957 | 0.031598 | 0.051293 | -0.017053 | 0.0026423 | 0.016283 | 0.029924 | 0.04962 | 15 | 18
2013-08-29 | 3 | Average Per Ton | 50% Cycling | 415153Average Per Ton50% Cycling | 0.41111 | 0.41245 | 0.4165 | 69.1037 | -0.023261 | -0.0087279 | 0.0013375 | 0.011403 | 0.025936 | -0.019216 | -0.0046836 | 0.0053819 | 0.015447 | 0.02998 | 15 | 18
2013-08-29 | 4 | Average Per Device | 30% Cycling | 415154Average Per Device30% Cycling | 1.5469 | 1.6199 | 1.6135 | 68.8957 | -0.053414 | 0.021223 | 0.072917 | 0.12461 | 0.19925 | -0.059733 | 0.014905 | 0.066598 | 0.11829 | 0.19293 | 15 | 18
2013-08-29 | 4 | Average Per Device | 50% Cycling | 415154Average Per Device50% Cycling | 1.5764 | 1.5968 | 1.6124 | 68.954 | -0.074975 | -0.018626 | 0.0204 | 0.059427 | 0.11578 | -0.059317 | -0.0029689 | 0.036058 | 0.075084 | 0.13143 | 15 | 18
2013-08-29 | 4 | Average Per Premise | 30% Cycling | 415154Average Per Premise30% Cycling | 3.8924 | 4.0759 | 4.06 | 68.8957 | -0.1344 | 0.053404 | 0.18348 | 0.31355 | 0.50135 | -0.1503 | 0.037504 | 0.16758 | 0.29765 | 0.48545 | 15 | 18
2013-08-29 | 4 | Average Per Premise | 50% Cycling | 415154Average Per Premise50% Cycling | 3.8604 | 3.9103 | 3.9487 | 68.954 | -0.1836 | -0.045614 | 0.049957 | 0.14553 | 0.28352 | -0.14526 | -0.0072702 | 0.088301 | 0.18387 | 0.32186 | 15 | 18
2013-08-29 | 4 | Average Per Ton | 30% Cycling | 415154Average Per Ton30% Cycling | 0.40081 | 0.4197 | 0.41806 | 68.8957 | -0.013839 | 0.005499 | 0.018893 | 0.032287 | 0.051625 | -0.015477 | 0.0038617 | 0.017256 | 0.030649 | 0.049988 | 15 | 18
2013-08-29 | 4 | Average Per Ton | 50% Cycling | 415154Average Per Ton50% Cycling | 0.40502 | 0.41026 | 0.41429 | 68.954 | -0.019263 | -0.0047857 | 0.0052415 | 0.015269 | 0.029746 | -0.01524 | -0.0007628 | 0.0092643 | 0.019291 | 0.033769 | 15 | 18
2013-08-29 | 5 | Average Per Device | 30% Cycling | 415155Average Per Device30% Cycling | 1.5727 | 1.6231 | 1.6168 | 68.9714 | -0.077656 | -0.0020028 | 0.050394 | 0.10279 | 0.17844 | -0.083988 | -0.0083347 | 0.044063 | 0.09646 | 0.17211 | 15 | 18
2013-08-29 | 5 | Average Per Device | 50% Cycling | 415155Average Per Device50% Cycling | 1.5959 | 1.6383 | 1.6544 | 68.9184 | -0.056047 | 0.0021381 | 0.042437 | 0.082735 | 0.14092 | -0.039982 | 0.018203 | 0.058502 | 0.0988 | 0.15699 | 15 | 18
2013-08-29 | 5 | Average Per Premise | 30% Cycling | 415155Average Per Premise30% Cycling | 3.9574 | 4.0842 | 4.0683 | 68.9714 | -0.1954 | -0.0050395 | 0.1268 | 0.25865 | 0.44901 | -0.21133 | -0.020972 | 0.11087 | 0.24272 | 0.43308 | 15 | 18
2013-08-29 | 5 | Average Per Premise | 50% Cycling | 415155Average Per Premise50% Cycling | 3.9082 | 4.0121 | 4.0514 | 68.9184 | -0.13725 | 0.0052358 | 0.10392 | 0.20261 | 0.3451 | -0.09791 | 0.044577 | 0.14326 | 0.24195 | 0.38444 | 15 | 18
2013-08-29 | 5 | Average Per Ton | 30% Cycling | 415155Average Per Ton30% Cycling | 0.4075 | 0.42055 | 0.41891 | 68.9714 | -0.020121 | -0.0005189 | 0.013057 | 0.026633 | 0.046235 | -0.021761 | -0.0021595 | 0.011416 | 0.024993 | 0.044594 | 15 | 18
2013-08-29 | 5 | Average Per Ton | 50% Cycling | 415155Average Per Ton50% Cycling | 0.41004 | 0.42094 | 0.42507 | 68.9184 | -0.0144 | 0.0005494 | 0.010903 | 0.021257 | 0.036207 | -0.010273 | 0.0046769 | 0.015031 | 0.025385 | 0.040334 | 15 | 18
2013-08-29 | 6 | Average Per Device | 30% Cycling | 415156Average Per Device30% Cycling | 1.7047 | 1.8173 | 1.8102 | 68.5279 | -0.031109 | 0.053793 | 0.1126 | 0.1714 | 0.2563 | -0.038198 | 0.046703 | 0.10551 | 0.16431 | 0.24921 | 15 | 18
2013-08-29 | 6 | Average Per Device | 50% Cycling | 415156Average Per Device50% Cycling | 1.7548 | 1.7648 | 1.7821 | 68.5121 | -0.099066 | -0.034629 | 0.01 | 0.054629 | 0.11907 | -0.081761 | -0.017324 | 0.027305 | 0.071933 | 0.13637 | 15 | 18
2013-08-29 | 6 | Average Per Premise | 30% Cycling | 415156Average Per Premise30% Cycling | 4.2895 | 4.5728 | 4.5549 | 68.5279 | -0.078278 | 0.13535 | 0.28332 | 0.43128 | 0.64491 | -0.096116 | 0.11752 | 0.26548 | 0.41344 | 0.62707 | 15 | 18
2013-08-29 | 6 | Average Per Premise | 50% Cycling | 415156Average Per Premise50% Cycling | 4.2972 | 4.3217 | 4.3641 | 68.5121 | -0.2426 | -0.084802 | 0.024489 | 0.13378 | 0.29158 | -0.20022 | -0.042424 | 0.066866 | 0.17616 | 0.33396 | 15 | 18
2013-08-29 | 6 | Average Per Ton | 30% Cycling | 415156Average Per Ton30% Cycling | 0.44169 | 0.47086 | 0.46903 | 68.5279 | -0.0080604 | 0.013938 | 0.029173 | 0.044409 | 0.066407 | -0.0098972 | 0.012101 | 0.027336 | 0.042572 | 0.06457 | 15 | 18
2013-08-29 | 6 | Average Per Ton | 50% Cycling | 415156Average Per Ton50% Cycling | 0.45085 | 0.45342 | 0.45787 | 68.5121 | -0.025453 | -0.0088972 | 0.0025693 | 0.014036 | 0.030592 | -0.021007 | -0.0044511 | 0.0070154 | 0.018482 | 0.035038 | 15 | 18
2013-08-29 | 7 | Average Per Device | 30% Cycling | 415157Average Per Device30% Cycling | 1.8946 | 2.0601 | 2.0521 | 69.5711 | 0.0076333 | 0.1009 | 0.1655 | 0.2301 | 0.32337 | -0.0004031 | 0.092868 | 0.15747 | 0.22207 | 0.31534 | 15 | 18
2013-08-29 | 7 | Average Per Device | 50% Cycling | 415157Average Per Device50% Cycling | 1.9878 | 1.9934 | 2.013 | 69.4195 | -0.11491 | -0.043672 | 0.0056665 | 0.055005 | 0.12624 | -0.095363 | -0.024126 | 0.025213 | 0.074552 | 0.14579 | 15 | 18
2013-08-29 | 7 | Average Per Premise | 30% Cycling | 415157Average Per Premise30% Cycling | 4.7672 | 5.1837 | 5.1635 | 69.5711 | 0.019207 | 0.2539 | 0.41644 | 0.57899 | 0.81368 | -0.0010143 | 0.23368 | 0.39622 | 0.55877 | 0.79346 | 15 | 18
2013-08-29 | 7 | Average Per Premise | 50% Cycling | 415157Average Per Premise50% Cycling | 4.8678 | 4.8816 | 4.9295 | 69.4195 | -0.2814 | -0.10695 | 0.013876 | 0.1347 | 0.30915 | -0.23353 | -0.05908 | 0.061745 | 0.18257 | 0.35702 | 15 | 18
2013-08-29 | 7 | Average Per Ton | 30% Cycling | 415157Average Per Ton30% Cycling | 0.49089 | 0.53377 | 0.53169 | 69.5711 | 0.0019777 | 0.026144 | 0.042882 | 0.059619 | 0.083785 | -0.0001046 | 0.024062 | 0.040799 | 0.057537 | 0.081703 | 15 | 18
2013-08-29 | 7 | Average Per Ton | 50% Cycling | 415157Average Per Ton50% Cycling | 0.51072 | 0.51217 | 0.5172 | 69.4195 | -0.029524 | -0.011221 | 0.0014559 | 0.014133 | 0.032436 | -0.024502 | -0.0061986 | 0.0064781 | 0.019155 | 0.037458 | 15 | 18
2013-08-29 | 8 | Average Per Device | 30% Cycling | 415158Average Per Device30% Cycling | 2.2834 | 2.4745 | 2.4648 | 72.6129 | 0.012045 | 0.11782 | 0.19107 | 0.26433 | 0.3701 | 0.0023921 | 0.10816 | 0.18142 | 0.25468 | 0.36045 | 15 | 18
2013-08-29 | 8 | Average Per Device | 50% Cycling | 415158Average Per Device50% Cycling | 2.3448 | 2.4052 | 2.4288 | 72.3256 | -0.072705 | 0.0059366 | 0.060403 | 0.11487 | 0.19351 | -0.04912 | 0.029521 | 0.083988 | 0.13845 | 0.2171 | 15 | 18
2013-08-29 | 8 | Average Per Premise | 30% Cycling | 415158Average Per Premise30% Cycling | 5.7455 | 6.2263 | 6.202 | 72.6129 | 0.030307 | 0.29645 | 0.48079 | 0.66512 | 0.93127 | 0.0060187 | 0.27217 | 0.4565 | 0.64083 | 0.90698 | 15 | 18
2013-08-29 | 8 | Average Per Premise | 50% Cycling | 415158Average Per Premise50% Cycling | 5.7421 | 5.89 | 5.9478 | 72.3256 | -0.17804 | 0.014538 | 0.14792 | 0.2813 | 0.47389 | -0.12029 | 0.072295 | 0.20568 | 0.33906 | 0.53164 | 15 | 18
2013-08-29 | 8 | Average Per Ton | 30% Cycling | 415158Average Per Ton30% Cycling | 0.59162 | 0.64113 | 0.63863 | 72.6129 | 0.0031208 | 0.030526 | 0.049507 | 0.068488 | 0.095894 | 0.0006197 | 0.028025 | 0.047006 | 0.065987 | 0.093392 | 15 | 18
2013-08-29 | 8 | Average Per Ton | 50% Cycling | 415158Average Per Ton50% Cycling | 0.60245 | 0.61797 | 0.62403 | 72.3256 | -0.01868 | 0.0015253 | 0.01552 | 0.029514 | 0.049719 | -0.01262 | 0.0075849 | 0.021579 | 0.035573 | 0.055779 | 15 | 18
2013-08-29 | 9 | Average Per Device | 30% Cycling | 415159Average Per Device30% Cycling | 2.9302 | 3.1395 | 3.1273 | 75.955 | 0.0009601 | 0.12407 | 0.20933 | 0.29459 | 0.4177 | -0.011287 | 0.11182 | 0.19708 | 0.28235 | 0.40545 | 15 | 18
2013-08-29 | 9 | Average Per Device | 50% Cycling | 415159Average Per Device50% Cycling | 2.9229 | 3.0224 | 3.052 | 75.2993 | -0.05168 | 0.037622 | 0.099472 | 0.16132 | 0.25062 | -0.022044 | 0.067258 | 0.12911 | 0.19096 | 0.28026 | 15 | 18
2013-08-29 | 9 | Average Per Premise | 30% Cycling | 415159Average Per Premise30% Cycling | 7.3731 | 7.8998 | 7.869 | 75.955 | 0.002416 | 0.31218 | 0.52672 | 0.74126 | 1.051 | -0.028401 | 0.28136 | 0.4959 | 0.71045 | 1.0202 | 15 | 18
2013-08-29 | 9 | Average Per Premise | 50% Cycling | 415159Average Per Premise50% Cycling | 7.1579 | 7.4015 | 7.4741 | 75.2993 | -0.12656 | 0.09213 | 0.24359 | 0.39506 | 0.61375 | -0.053982 | 0.16471 | 0.31617 | 0.46764 | 0.68633 | 15 | 18
2013-08-29 | 9 | Average Per Ton | 30% Cycling | 415159Average Per Ton30% Cycling | 0.75922 | 0.81345 | 0.81028 | 75.955 | 0.0002488 | 0.032146 | 0.054237 | 0.076329 | 0.10823 | -0.0029245 | 0.028972 | 0.051064 | 0.073155 | 0.10505 | 15 | 18
2013-08-29 | 9 | Average Per Ton | 50% Cycling | 415159Average Per Ton50% Cycling | 0.75099 | 0.77655 | 0.78417 | 75.2993 | -0.013278 | 0.0096661 | 0.025557 | 0.041449 | 0.064393 | -0.0056638 | 0.017281 | 0.033172 | 0.049063 | 0.072008 | 15 | 18
2013-08-29 | 10 | Average Per Device | 30% Cycling | 4151510Average Per Device30% Cycling | 3.558 | 3.7229 | 3.7084 | 79.9818 | -0.066844 | 0.070041 | 0.16485 | 0.25965 | 0.39654 | -0.081367 | 0.055518 | 0.15032 | 0.24513 | 0.38202 | 15 | 18
2013-08-29 | 10 | Average Per Device | 50% Cycling | 4151510Average Per Device50% Cycling | 3.4829 | 3.5521 | 3.5869 | 79.1467 | -0.094746 | 0.0020859 | 0.069151 | 0.13622 | 0.23305 | -0.059915 | 0.036916 | 0.10398 | 0.17105 | 0.26788 | 15 | 18
2013-08-29 | 10 | Average Per Premise | 30% Cycling | 4151510Average Per Premise30% Cycling | 8.9529 | 9.3677 | 9.3311 | 79.9818 | -0.1682 | 0.17624 | 0.41479 | 0.65335 | 0.99778 | -0.20474 | 0.1397 | 0.37825 | 0.6168 | 0.96124 | 15 | 18
2013-08-29 | 10 | Average Per Premise | 50% Cycling | 4151510Average Per Premise50% Cycling | 8.5293 | 8.6986 | 8.7839 | 79.1467 | -0.23202 | 0.0051085 | 0.16934 | 0.33358 | 0.57071 | -0.14672 | 0.090405 | 0.25464 | 0.41887 | 0.656 | 15 | 18
2013-08-29 | 10 | Average Per Ton | 30% Cycling | 4151510Average Per Ton30% Cycling | 0.92189 | 0.9646 | 0.96084 | 79.9818 | -0.017319 | 0.018148 | 0.042712 | 0.067276 | 0.10274 | -0.021082 | 0.014385 | 0.038949 | 0.063513 | 0.09898 | 15 | 18
2013-08-29 | 10 | Average Per Ton | 50% Cycling | 4151510Average Per Ton50% Cycling | 0.89487 | 0.91264 | 0.92159 | 79.1467 | -0.024343 | 0.000536 | 0.017767 | 0.034998 | 0.059877 | -0.015394 | 0.0094851 | 0.026716 | 0.043947 | 0.068826 | 15 | 18
2013-08-29 | 11 | Average Per Device | 30% Cycling | 4151511Average Per Device30% Cycling | 4.0878 | 4.2211 | 4.2046 | 83.1761 | -0.11745 | 0.030672 | 0.13326 | 0.23585 | 0.38397 | -0.13392 | 0.014206 | 0.11679 | 0.21938 | 0.3675 | 15 | 18
2013-08-29 | 11 | Average Per Device | 50% Cycling | 4151511Average Per Device50% Cycling | 3.9985 | 3.9964 | 4.0356 | 81.9767 | -0.17768 | -0.073945 | -0.0021014 | 0.069743 | 0.17347 | -0.13849 | -0.034758 | 0.037086 | 0.10893 | 0.21266 | 15 | 18
2013-08-29 | 11 | Average Per Premise | 30% Cycling | 4151511Average Per Premise30% Cycling | 10.2859 | 10.6212 | 10.5798 | 83.1761 | -0.29553 | 0.077177 | 0.33531 | 0.59345 | 0.96616 | -0.33696 | 0.035744 | 0.29388 | 0.55202 | 0.92473 | 15 | 18
2013-08-29 | 11 | Average Per Premise | 50% Cycling | 4151511Average Per Premise50% Cycling | 9.7918 | 9.7866 | 9.8826 | 81.9767 | -0.43511 | -0.18108 | -0.005146 | 0.17079 | 0.42482 | -0.33914 | -0.085118 | 0.090819 | 0.26676 | 0.52078 | 15 | 18
2013-08-29 | 11 | Average Per Ton | 30% Cycling | 4151511Average Per Ton30% Cycling | 1.0592 | 1.0937 | 1.0894 | 83.1761 | -0.030431 | 0.007947 | 0.034528 | 0.061108 | 0.099486 | -0.034698 | 0.0036805 | 0.030261 | 0.056842 | 0.09522 | 15 | 18
2013-08-29 | 11 | Average Per Ton | 50% Cycling | 4151511Average Per Ton50% Cycling | 1.0273 | 1.0268 | 1.0369 | 81.9767 | -0.045651 | -0.018999 | -0.0005399 | 0.017919 | 0.044571 | -0.035582 | -0.0089305 | 0.0095285 | 0.027987 | 0.054639 | 15 | 18
2013-08-29 | 12 | Average Per Device | 30% Cycling | 4151512Average Per Device30% Cycling | 4.5353 | 4.5482 | 4.5304 | 85.4864 | -0.25435 | -0.096497 | 0.012835 | 0.12217 | 0.28002 | -0.2721 | -0.11424 | -0.0049071 | 0.10442 | 0.26228 | 15 | 18
2013-08-29 | 12 | Average Per Device | 50% Cycling | 4151512Average Per Device50% Cycling | 4.3582 | 4.3262 | 4.3686 | 84.2702 | -0.21725 | -0.10778 | -0.031966 | 0.043852 | 0.15332 | -0.17483 | -0.065362 | 0.010456 | 0.086273 | 0.19574 | 15 | 18
2013-08-29 | 12 | Average Per Premise | 30% Cycling | 4151512Average Per Premise30% Cycling | 11.4119 | 11.4442 | 11.3996 | 85.4864 | -0.64001 | -0.24281 | 0.032297 | 0.3074 | 0.70461 | -0.68466 | -0.28745 | -0.012347 | 0.26276 | 0.65996 | 15 | 18
2013-08-29 | 12 | Average Per Premise | 50% Cycling | 4151512Average Per Premise50% Cycling | 10.6726 | 10.5943 | 10.6982 | 84.2702 | -0.53203 | -0.26395 | -0.078281 | 0.10739 | 0.37546 | -0.42814 | -0.16006 | 0.025604 | 0.21127 | 0.47935 | 15 | 18
2013-08-29 | 12 | Average Per Ton | 30% Cycling | 4151512Average Per Ton30% Cycling | 1.1751 | 1.1784 | 1.1738 | 85.4864 | -0.065903 | -0.025002 | 0.0033256 | 0.031653 | 0.072554 | -0.0705 | -0.029599 | -0.0012715 | 0.027056 | 0.067957 | 15 | 18
2013-08-29 | 12 | Average Per Ton | 50% Cycling | 4151512Average Per Ton50% Cycling | 1.1197 | 1.1115 | 1.1224 | 84.2702 | -0.055819 | -0.027693 | -0.008213 | 0.011267 | 0.039393 | -0.04492 | -0.016794 | 0.0026863 | 0.022166 | 0.050292 | 15 | 18
2013-08-29 | 13 | Average Per Device | 30% Cycling | 4151513Average Per Device30% Cycling | 4.6196 | 4.6328 | 4.6147 | 84.3439 | -0.25926 | -0.098304 | 0.013177 | 0.12466 | 0.28562 | -0.27734 | -0.11638 | -0.0048952 | 0.10659 | 0.26755 | 15 | 18
2013-08-29 | 13 | Average Per Device | 50% Cycling | 4151513Average Per Device50% Cycling | 4.3865 | 4.346 | 4.3886 | 83.1724 | -0.22553 | -0.1162 | -0.040474 | 0.035247 | 0.14458 | -0.18291 | -0.07358 | 0.002141 | 0.077863 | 0.18719 | 15 | 18
2013-08-29 | 13 | Average Per Premise | 30% Cycling | 4151513Average Per Premise30% Cycling | 11.624 | 11.6572 | 11.6117 | 84.3439 | -0.65237 | -0.24736 | 0.033155 | 0.31367 | 0.71868 | -0.69784 | -0.29283 | -0.01232 | 0.26819 | 0.67321 | 15 | 18
2013-08-29 | 13 | Average Per Premise | 50% Cycling | 4151513Average Per Premise50% Cycling | 10.742 | 10.6428 | 10.7472 | 83.1724 | -0.55228 | -0.28455 | -0.099116 | 0.086316 | 0.35405 | -0.44792 | -0.18019 | 0.0052452 | 0.19068 | 0.45841 | 15 | 18
2013-08-29 | 13 | Average Per Ton | 30% Cycling | 4151513Average Per Ton30% Cycling | 1.1969 | 1.2004 | 1.1957 | 84.3439 | -0.067175 | -0.025471 | 0.003414 | 0.032299 | 0.074003 | -0.071858 | -0.030153 | -0.0012686 | 0.027616 | 0.069321 | 15 | 18
2013-08-29 | 13 | Average Per Ton | 50% Cycling | 4151513Average Per Ton50% Cycling | 1.127 | 1.1166 | 1.1276 | 83.1724 | -0.057945 | -0.029854 | -0.010399 | 0.009056 | 0.037146 | -0.046996 | -0.018905 | 0.00055 | 0.020005 | 0.048095 | 15 | 18
2013-08-29 | 14 | Average Per Device | 30% Cycling | 4151514Average Per Device30% Cycling | 4.5169 | 4.5346 | 4.5169 | 84.4657 | -0.2474 | -0.090784 | 0.017689 | 0.12616 | 0.28278 | -0.26509 | -0.10847 | 0 | 0.10847 | 0.26509 | 15 | 18
2013-08-29 | 14 | Average Per Device | 50% Cycling | 4151514Average Per Device50% Cycling | 4.2988 | 4.257 | 4.2988 | 83.5658 | -0.22324 | -0.11601 | -0.041743 | 0.032523 | 0.13975 | -0.18149 | -0.074266 | 0 | 0.074266 | 0.18149 | 15 | 18
2013-08-29 | 14 | Average Per Premise | 30% Cycling | 4151514Average Per Premise30% Cycling | 11.3656 | 11.4101 | 11.3656 | 84.4657 | -0.62252 | -0.22843 | 0.044511 | 0.31745 | 0.71154 | -0.66703 | -0.27294 | 0 | 0.27294 | 0.66703 | 15 | 18
2013-08-29 | 14 | Average Per Premise | 50% Cycling | 4151514Average Per Premise50% Cycling | 10.5272 | 10.425 | 10.5272 | 83.5658 | -0.54668 | -0.28409 | -0.10222 | 0.079644 | 0.34223 | -0.44446 | -0.18187 | 9.54e-07 | 0.18187 | 0.44446 | 15 | 18
2013-08-29 | 14 | Average Per Ton | 30% Cycling | 4151514Average Per Ton30% Cycling | 1.1703 | 1.1749 | 1.1703 | 84.4657 | -0.064101 | -0.023522 | 0.0045834 | 0.032689 | 0.073268 | -0.068685 | -0.028105 | 0 | 0.028105 | 0.068685 | 15 | 18
2013-08-29 | 14 | Average Per Ton | 50% Cycling | 4151514Average Per Ton50% Cycling | 1.1045 | 1.0938 | 1.1045 | 83.5658 | -0.057357 | -0.029806 | -0.010725 | 0.0083562 | 0.035907 | -0.046632 | -0.019081 | 0 | 0.019081 | 0.046632 | 15 | 18
2013-08-29 | 15 | Average Per Device | 30% Cycling | 4151515Average Per Device30% Cycling | 4.2577 | 4.5157 | 4.4981 | 88.4071 | 0.0001422 | 0.15248 | 0.25799 | 0.36351 | 0.51585 | -0.017473 | 0.13487 | 0.24038 | 0.34589 | 0.49823 | 15 | 18
2013-08-29 | 15 | Average Per Device | 50% Cycling | 4151515Average Per Device50% Cycling | 4.0603 | 4.2857 | 4.3277 | 87.1583 | 0.048588 | 0.15306 | 0.22542 | 0.29778 | 0.40225 | 0.090613 | 0.19509 | 0.26744 | 0.3398 | 0.44428 | 15 | 18
2013-08-29 | 15 | Average Per Premise | 30% Cycling | 4151515Average Per Premise30% Cycling | 10.7133 | 11.3625 | 11.3182 | 88.4071 | 0.0003574 | 0.38368 | 0.64917 | 0.91466 | 1.298 | -0.043967 | 0.33936 | 0.60485 | 0.87034 | 1.2537 | 15 | 18
2013-08-29 | 15 | Average Per Premise | 50% Cycling | 4151515Average Per Premise50% Cycling | 9.9432 | 10.4952 | 10.5981 | 87.1583 | 0.11899 | 0.37483 | 0.55202 | 0.72922 | 0.98506 | 0.2219 | 0.47774 | 0.65494 | 0.83213 | 1.088 | 15 | 18
2013-08-29 | 15 | Average Per Ton | 30% Cycling | 4151515Average Per Ton30% Cycling | 1.1032 | 1.17 | 1.1654 | 88.4071 | 3.69e-05 | 0.039508 | 0.066846 | 0.094184 | 0.13366 | -0.0045274 | 0.034944 | 0.062282 | 0.08962 | 0.12909 | 15 | 18
2013-08-29 | 15 | Average Per Ton | 50% Cycling | 4151515Average Per Ton50% Cycling | 1.0432 | 1.1011 | 1.1119 | 87.1583 | 0.012484 | 0.039326 | 0.057917 | 0.076508 | 0.10335 | 0.023281 | 0.050124 | 0.068715 | 0.087306 | 0.11415 | 15 | 18
2013-08-29 | 16 | Average Per Device | 30% Cycling | 4151516Average Per Device30% Cycling | 4.3389 | 4.5822 | 4.5643 | 89.7529 | -0.020355 | 0.13538 | 0.24324 | 0.3511 | 0.50683 | -0.038229 | 0.1175 | 0.22537 | 0.33323 | 0.48896 | 15 | 18
2013-08-29 | 16 | Average Per Device | 50% Cycling | 4151516Average Per Device50% Cycling | 4.0474 | 4.3879 | 4.4309 | 88.5726 | 0.16281 | 0.26777 | 0.34047 | 0.41317 | 0.51813 | 0.20584 | 0.3108 | 0.3835 | 0.45619 | 0.56115 | 15 | 18
2013-08-29 | 16 | Average Per Premise | 30% Cycling | 4151516Average Per Premise30% Cycling | 10.9177 | 11.5298 | 11.4848 | 89.7529 | -0.051216 | 0.34065 | 0.61205 | 0.88345 | 1.2753 | -0.096195 | 0.29567 | 0.56707 | 0.83847 | 1.2303 | 15 | 18
2013-08-29 | 16 | Average Per Premise | 50% Cycling | 4151516Average Per Premise50% Cycling | 9.9117 | 10.7455 | 10.8508 | 88.5726 | 0.39871 | 0.65575 | 0.83377 | 1899-12-31 00:17 | 1.2688 | 0.50408 | 0.76112 | 0.93914 | 1.1172 | 1.3742 | 15 | 18
2013-08-29 | 16 | Average Per Ton | 30% Cycling | 4151516Average Per Ton30% Cycling | 1.1242 | 1.1872 | 1.1826 | 89.7529 | -0.0052738 | 0.035077 | 0.063023 | 0.09097 | 0.13132 | -0.0099053 | 0.030445 | 0.058392 | 0.086338 | 0.12669 | 15 | 18
2013-08-29 | 16 | Average Per Ton | 50% Cycling | 4151516Average Per Ton50% Cycling | 1.0399 | 1.1274 | 1.1384 | 88.5726 | 0.041832 | 0.0688 | 0.087478 | 0.10616 | 0.13312 | 0.052887 | 0.079855 | 0.098532 | 0.11721 | 0.14418 | 15 | 18
2013-08-29 | 17 | Average Per Device | 30% Cycling | 4151517Average Per Device30% Cycling | 4.2476 | 4.4499 | 4.4325 | 87.9289 | -0.061308 | 0.094379 | 0.20221 | 0.31003 | 0.46572 | -0.078667 | 0.07702 | 0.18485 | 0.29268 | 0.44836 | 15 | 18
2013-08-29 | 17 | Average Per Device | 50% Cycling | 4151517Average Per Device50% Cycling | 3.9283 | 4.242 | 4.2836 | 86.5835 | 0.13851 | 0.242 | 0.31368 | 0.38535 | 0.48884 | 0.18011 | 0.2836 | 0.35527 | 0.42695 | 0.53043 | 15 | 18
2013-08-29 | 17 | Average Per Premise | 30% Cycling | 4151517Average Per Premise30% Cycling | 10.6881 | 11.1969 | 11.1532 | 87.9289 | -0.15427 | 0.23748 | 0.5088 | 0.78012 | 1.1719 | -0.19794 | 0.1938 | 0.46512 | 0.73644 | 1.1282 | 15 | 18
2013-08-29 | 17 | Average Per Premise | 50% Cycling | 4151517Average Per Premise50% Cycling | 9.6199 | 10.3881 | 10.49 | 86.5835 | 0.3392 | 0.59263 | 0.76816 | 0.94368 | 1.1971 | 0.44107 | 0.6945 | 0.87002 | 1.0455 | 1.299 | 15 | 18
2013-08-29 | 17 | Average Per Ton | 30% Cycling | 4151517Average Per Ton30% Cycling | 1.1006 | 1.153 | 1.1485 | 87.9289 | -0.015885 | 0.024453 | 0.052391 | 0.080329 | 0.12067 | -0.020383 | 0.019956 | 0.047894 | 0.075832 | 0.11617 | 15 | 18
2013-08-29 | 17 | Average Per Ton | 50% Cycling | 4151517Average Per Ton50% Cycling | 1.0093 | 1.0899 | 1.1006 | 86.5835 | 0.035589 | 0.062178 | 0.080593 | 0.099009 | 0.1256 | 0.046276 | 0.072865 | 0.091281 | 0.1097 | 0.13629 | 15 | 18
2013-08-29 | 18 | Average Per Device | 30% Cycling | 4151518Average Per Device30% Cycling | 3.8782 | 4.0116 | 3.9959 | 86.5718 | -0.11945 | 0.029932 | 0.13339 | 0.23685 | 0.38623 | -0.1351 | 0.014283 | 0.11774 | 0.2212 | 0.37058 | 15 | 18
2013-08-29 | 18 | Average Per Device | 50% Cycling | 4151518Average Per Device50% Cycling | 3.565 | 3.8133 | 3.8507 | 85.2933 | 0.079085 | 0.17904 | 0.24826 | 0.31749 | 0.41744 | 0.11648 | 0.21643 | 0.28565 | 0.35488 | 0.45483 | 15 | 18
2013-08-29 | 18 | Average Per Premise | 30% Cycling | 4151518Average Per Premise30% Cycling | 9.7585 | 10.0941 | 10.0547 | 86.5718 | -0.30055 | 0.075316 | 0.33564 | 0.59597 | 0.97184 | -0.33993 | 0.035939 | 0.29627 | 0.55659 | 0.93246 | 15 | 18
2013-08-29 | 18 | Average Per Premise | 50% Cycling | 4151518Average Per Premise50% Cycling | 8.7303 | 9.3383 | 9.4298 | 85.2933 | 0.19367 | 0.43844 | 0.60796 | 0.77749 | 1.0223 | 0.28524 | 0.53001 | 0.69953 | 0.86906 | 1.1138 | 15 | 18
2013-08-29 | 18 | Average Per Ton | 30% Cycling | 4151518Average Per Ton30% Cycling | 1.0048 | 1.0394 | 1.0353 | 86.5718 | -0.030948 | 0.0077554 | 0.034562 | 0.061368 | 0.10007 | -0.035003 | 0.0037007 | 0.030507 | 0.057313 | 0.096017 | 15 | 18
2013-08-29 | 18 | Average Per Ton | 50% Cycling | 4151518Average Per Ton50% Cycling | 0.91597 | 0.97975 | 0.98936 | 85.2933 | 0.02032 | 0.046 | 0.063786 | 0.081573 | 0.10725 | 0.029927 | 0.055607 | 0.073394 | 0.09118 | 0.11686 | 15 | 18
2013-08-29 | 19 | Average Per Device | 30% Cycling | 4151519Average Per Device30% Cycling | 3.6799 | 3.5019 | 3.4882 | 83.6411 | -0.42494 | -0.27905 | -0.17801 | -0.076961 | 0.06893 | -0.4386 | -0.29271 | -0.19167 | -0.090622 | 0.055269 | 15 | 18
2013-08-29 | 19 | Average Per Device | 50% Cycling | 4151519Average Per Device50% Cycling | 3.4484 | 3.3086 | 3.3411 | 83.4641 | -0.30688 | -0.20818 | -0.13982 | -0.071457 | 0.027245 | -0.27444 | -0.17574 | -0.10738 | -0.039014 | 0.059689 | 15 | 18
2013-08-29 | 19 | Average Per Premise | 30% Cycling | 4151519Average Per Premise30% Cycling | 9.2594 | 8.8115 | 8.7771 | 83.6411 | -1.0692 | -0.70215 | -0.4479 | -0.19365 | 0.17344 | -1.1036 | -0.73652 | -0.48228 | -0.22803 | 0.13907 | 15 | 18
2013-08-29 | 19 | Average Per Premise | 50% Cycling | 4151519Average Per Premise50% Cycling | 8.4448 | 8.1024 | 8.1819 | 83.4641 | -0.75152 | -0.50981 | -0.3424 | -0.17499 | 0.066721 | -0.67207 | -0.43036 | -0.26295 | -0.095539 | 0.14617 | 15 | 18
2013-08-29 | 19 | Average Per Ton | 30% Cycling | 4151519Average Per Ton30% Cycling | 0.95345 | 0.90733 | 0.90379 | 83.6411 | -0.1101 | -0.072301 | -0.046121 | -0.01994 | 0.01786 | -0.11364 | -0.075841 | -0.04966 | -0.02348 | 0.01432 | 15 | 18
2013-08-29 | 19 | Average Per Ton | 50% Cycling | 4151519Average Per Ton50% Cycling | 0.88601 | 0.85009 | 0.85843 | 83.4641 | -0.078848 | -0.053488 | -0.035924 | -0.01836 | 0.0070003 | -0.070512 | -0.045152 | -0.027588 | -0.010024 | 0.015336 | 15 | 18
2013-08-29 | 20 | Average Per Device | 30% Cycling | 4151520Average Per Device30% Cycling | 3.4815 | 3.2857 | 3.2729 | 83.435 | -0.44033 | -0.29586 | -0.19581 | -0.095751 | 0.048716 | -0.45315 | -0.30868 | -0.20863 | -0.10857 | 0.035899 | 15 | 18
2013-08-29 | 20 | Average Per Device | 50% Cycling | 4151520Average Per Device50% Cycling | 3.2589 | 3.0813 | 3.1115 | 82.7286 | -0.34246 | -0.24508 | -0.17763 | -0.11019 | -0.012804 | -0.31224 | -0.21486 | -0.14742 | -0.079971 | 0.01741 | 15 | 18
2013-08-29 | 20 | Average Per Premise | 30% Cycling | 4151520Average Per Premise30% Cycling | 8.7603 | 8.2676 | 8.2353 | 83.435 | -1.108 | -0.74446 | -0.4927 | -0.24093 | 0.12258 | -1.1402 | -0.77672 | -0.52495 | -0.27318 | 0.090329 | 15 | 18
2013-08-29 | 20 | Average Per Premise | 50% Cycling | 4151520Average Per Premise50% Cycling | 7.9806 | 7.5456 | 7.6196 | 82.7286 | -0.83864 | -0.60016 | -0.435 | -0.26983 | -0.031355 | -0.76465 | -0.52617 | -0.36101 | -0.19584 | 0.042636 | 15 | 18
2013-08-29 | 20 | Average Per Ton | 30% Cycling | 4151520Average Per Ton30% Cycling | 0.90205 | 0.85132 | 0.848 | 83.435 | -0.11409 | -0.076658 | -0.050734 | -0.024809 | 0.012622 | -0.11741 | -0.079979 | -0.054055 | -0.02813 | 0.0093012 | 15 | 18
2013-08-29 | 20 | Average Per Ton | 50% Cycling | 4151520Average Per Ton50% Cycling | 0.83731 | 0.79167 | 0.79943 | 82.7286 | -0.087988 | -0.062968 | -0.045639 | -0.02831 | -0.0032897 | -0.080225 | -0.055205 | -0.037876 | -0.020547 | 0.0044732 | 15 | 18
2013-08-29 | 21 | Average Per Device | 30% Cycling | 4151521Average Per Device30% Cycling | 3.1986 | 3.1229 | 3.1108 | 80.8536 | -0.31234 | -0.17253 | -0.075699 | 0.021134 | 0.16095 | -0.32453 | -0.18471 | -0.087881 | 0.0089519 | 0.14876 | 15 | 18
2013-08-29 | 21 | Average Per Device | 50% Cycling | 4151521Average Per Device50% Cycling | 2.9324 | 2.859 | 2.8871 | 80.6735 | -0.23218 | -0.13836 | -0.073377 | -0.0083977 | 0.085422 | -0.20414 | -0.11032 | -0.045342 | 0.019637 | 0.11346 | 15 | 18
2013-08-29 | 21 | Average Per Premise | 30% Cycling | 4151521Average Per Premise30% Cycling | 8.0485 | 7.858 | 7.8274 | 80.8536 | -0.78593 | -0.43413 | -0.19048 | 0.053179 | 0.40498 | -0.81658 | -0.46478 | -0.22113 | 0.022524 | 0.37432 | 15 | 18
2013-08-29 | 21 | Average Per Premise | 50% Cycling | 4151521Average Per Premise50% Cycling | 7.1811 | 7.0014 | 7.07 | 80.6735 | -0.56857 | -0.33882 | -0.17969 | -0.020565 | 0.20919 | -0.49992 | -0.27016 | -0.11104 | 0.048089 | 0.27784 | 15 | 18
2013-08-29 | 21 | Average Per Ton | 30% Cycling | 4151521Average Per Ton30% Cycling | 0.82876 | 0.80915 | 0.80599 | 80.8536 | -0.080928 | -0.044703 | -0.019613 | 0.0054759 | 0.041701 | -0.084084 | -0.047859 | -0.02277 | 0.0023194 | 0.038544 | 15 | 18
2013-08-29 | 21 | Average Per Ton | 50% Cycling | 4151521Average Per Ton50% Cycling | 0.75342 | 0.73457 | 0.74177 | 80.6735 | -0.059653 | -0.035548 | -0.018853 | -0.0021577 | 0.021948 | -0.05245 | -0.028345 | -0.01165 | 0.0050453 | 0.029151 | 15 | 18
2013-08-29 | 22 | Average Per Device | 30% Cycling | 4151522Average Per Device30% Cycling | 2.7773 | 2.7411 | 2.7304 | 80.7825 | -0.25121 | -0.1242 | -0.036233 | 0.051735 | 0.17875 | -0.2619 | -0.13489 | -0.046925 | 0.041042 | 0.16805 | 15 | 18
2013-08-29 | 22 | Average Per Device | 50% Cycling | 4151522Average Per Device50% Cycling | 2.5362 | 2.51 | 2.5346 | 80.4003 | -0.16957 | -0.084838 | -0.026151 | 0.032537 | 0.11727 | -0.14496 | -0.060225 | -0.001538 | 0.057149 | 0.14188 | 15 | 18
2013-08-29 | 22 | Average Per Premise | 30% Cycling | 4151522Average Per Premise30% Cycling | 6.9883 | 6.8971 | 6.8702 | 80.7825 | -0.6321 | -0.31252 | -0.091169 | 0.13018 | 0.44977 | -0.65901 | -0.33942 | -0.11807 | 0.10327 | 0.42286 | 15 | 18
2013-08-29 | 22 | Average Per Premise | 50% Cycling | 4151522Average Per Premise50% Cycling | 6.2108 | 6.1467 | 6.207 | 80.4003 | -0.41526 | -0.20776 | -0.064039 | 0.079678 | 0.28718 | -0.35499 | -0.14748 | -0.0037656 | 0.13995 | 0.34746 | 15 | 18
2013-08-29 | 22 | Average Per Ton | 30% Cycling | 4151522Average Per Ton30% Cycling | 0.71959 | 0.71021 | 0.70744 | 80.7825 | -0.065088 | -0.03218 | -0.0093877 | 0.013404 | 0.046313 | -0.067859 | -0.034951 | -0.012158 | 0.010634 | 0.043542 | 15 | 18
2013-08-29 | 22 | Average Per Ton | 50% Cycling | 4151522Average Per Ton50% Cycling | 0.65162 | 0.6449 | 0.65123 | 80.4003 | -0.043569 | -0.021798 | -0.0067189 | 0.0083596 | 0.030131 | -0.037245 | -0.015474 | -0.0003952 | 0.014683 | 0.036454 | 15 | 18
2013-08-29 | 23 | Average Per Device | 30% Cycling | 4151523Average Per Device30% Cycling | 2.3564 | 2.3786 | 2.3693 | 79.6861 | -0.16928 | -0.056184 | 0.022146 | 0.10048 | 0.21357 | -0.17856 | -0.065463 | 0.012867 | 0.091197 | 0.20429 | 15 | 18
2013-08-29 | 23 | Average Per Device | 50% Cycling | 4151523Average Per Device50% Cycling | 2.1715 | 2.1742 | 2.1956 | 79.5118 | -0.12448 | -0.049311 | 0.0027485 | 0.054808 | 0.12997 | -0.10316 | -0.027991 | 0.024069 | 0.076128 | 0.15129 | 15 | 18
2013-08-29 | 23 | Average Per Premise | 30% Cycling | 4151523Average Per Premise30% Cycling | 5.9293 | 5.9851 | 5.9617 | 79.6861 | -0.42595 | -0.14137 | 0.055724 | 0.25282 | 0.5374 | -0.4493 | -0.16472 | 0.032376 | 0.22947 | 0.51405 | 15 | 18
2013-08-29 | 23 | Average Per Premise | 50% Cycling | 4151523Average Per Premise50% Cycling | 5.3177 | 5.3245 | 5.3767 | 79.5118 | -0.30483 | -0.12076 | 0.0067306 | 0.13422 | 0.31829 | -0.25262 | -0.068547 | 0.058941 | 0.18643 | 0.3705 | 15 | 18
2013-08-29 | 23 | Average Per Ton | 30% Cycling | 4151523Average Per Ton30% Cycling | 0.61055 | 0.61629 | 0.61388 | 79.6861 | -0.04386 | -0.014557 | 0.005738 | 0.026033 | 0.055336 | -0.046265 | -0.016962 | 0.0033338 | 0.023629 | 0.052932 | 15 | 18
2013-08-29 | 23 | Average Per Ton | 50% Cycling | 4151523Average Per Ton50% Cycling | 0.55793 | 0.55863 | 0.56411 | 79.5118 | -0.031982 | -0.01267 | 0.0007061 | 0.014082 | 0.033395 | -0.026504 | -0.0071919 | 0.0061839 | 0.01956 | 0.038872 | 15 | 18
2013-08-29 | 24 | Average Per Device | 30% Cycling | 4151524Average Per Device30% Cycling | 2.1172 | 2.1302 | 2.1219 | 76.1907 | -0.15932 | -0.057497 | 0.013025 | 0.083547 | 0.18537 | -0.16763 | -0.065807 | 0.0047152 | 0.075238 | 0.17706 | 15 | 18
2013-08-29 | 24 | Average Per Device | 50% Cycling | 4151524Average Per Device50% Cycling | 1.9493 | 1.9724 | 1.9918 | 75.7011 | -0.092437 | -0.024177 | 0.023099 | 0.070376 | 0.13864 | -0.073095 | -0.0048358 | 0.042441 | 0.089717 | 0.15798 | 15 | 18
2013-08-29 | 24 | Average Per Premise | 30% Cycling | 4151524Average Per Premise30% Cycling | 5.3274 | 5.3601 | 5.3392 | 76.1907 | -0.40089 | -0.14468 | 0.032774 | 0.21022 | 0.46644 | -0.4218 | -0.16559 | 0.011864 | 0.18932 | 0.44553 | 15 | 18
2013-08-29 | 24 | Average Per Premise | 50% Cycling | 4151524Average Per Premise50% Cycling | 4.7737 | 4.8303 | 4.8776 | 75.7011 | -0.22637 | -0.059206 | 0.056568 | 0.17234 | 0.3395 | -0.179 | -0.011841 | 0.10393 | 0.21971 | 0.38687 | 15 | 18
2013-08-29 | 24 | Average Per Ton | 30% Cycling | 4151524Average Per Ton30% Cycling | 0.54856 | 0.55194 | 0.54978 | 76.1907 | -0.04128 | -0.014897 | 0.0033748 | 0.021647 | 0.048029 | -0.043433 | -0.017051 | 0.0012216 | 0.019494 | 0.045876 | 15 | 18
2013-08-29 | 24 | Average Per Ton | 50% Cycling | 4151524Average Per Ton50% Cycling | 0.50085 | 0.50678 | 0.51175 | 75.7011 | -0.02375 | -0.0062118 | 0.005935 | 0.018082 | 0.03562 | -0.01878 | -0.0012424 | 0.010904 | 0.023051 | 0.040589 | 15 | 18
2013-08-30 | 1 | Average Per Device | 30% Cycling | 415161Average Per Device30% Cycling | 1.9081 | 1.946 | 1.9637 | 75.8299 | -0.11827 | -0.025984 | 0.037934 | 0.10185 | 0.19414 | -0.10061 | -0.0083234 | 0.055594 | 0.11951 | 0.2118 | 14 | 17
2013-08-30 | 1 | Average Per Device | 50% Cycling | 415161Average Per Device50% Cycling | 1.8125 | 1.8339 | 1.8347 | 75.3479 | -0.086102 | -0.022611 | 0.021362 | 0.065335 | 0.12882 | -0.085274 | -0.021784 | 0.02219 | 0.066163 | 0.12965 | 14 | 17
2013-08-30 | 1 | Average Per Premise | 30% Cycling | 415161Average Per Premise30% Cycling | 4.7908 | 4.8861 | 4.9304 | 75.8299 | -0.29696 | -0.065241 | 0.095246 | 0.25573 | 0.48745 | -0.25262 | -0.020898 | 0.13959 | 0.30008 | 0.53179 | 14 | 17
2013-08-30 | 1 | Average Per Premise | 50% Cycling | 415161Average Per Premise50% Cycling | 4.4309 | 4.4831 | 4.4851 | 75.3479 | -0.21048 | -0.055276 | 0.05222 | 0.15972 | 0.31492 | -0.20846 | -0.053253 | 0.054244 | 0.16174 | 0.31695 | 14 | 17
2013-08-30 | 1 | Average Per Ton | 30% Cycling | 415161Average Per Ton30% Cycling | 0.49736 | 0.50725 | 0.51185 | 75.8299 | -0.030829 | -0.006773 | 0.009888 | 0.026549 | 0.050605 | -0.026225 | -0.0021696 | 0.014491 | 0.031152 | 0.055208 | 14 | 17
2013-08-30 | 1 | Average Per Ton | 50% Cycling | 415161Average Per Ton50% Cycling | 0.46496 | 0.47044 | 0.47065 | 75.3479 | -0.022087 | -0.0058005 | 0.0054798 | 0.01676 | 0.033047 | -0.021875 | -0.0055881 | 0.0056922 | 0.016973 | 0.033259 | 14 | 17
2013-08-30 | 2 | Average Per Device | 30% Cycling | 415162Average Per Device30% Cycling | 1.7453 | 1.8476 | 1.8643 | 74.7197 | -0.039695 | 0.044145 | 0.10221 | 0.16028 | 0.24412 | -0.022927 | 0.060912 | 0.11898 | 0.17705 | 0.26089 | 14 | 17
2013-08-30 | 2 | Average Per Device | 50% Cycling | 415162Average Per Device50% Cycling | 1.7221 | 1.7601 | 1.7609 | 74.3684 | -0.0649 | -0.004082 | 0.038041 | 0.080163 | 0.14098 | -0.064106 | -0.0032875 | 0.038835 | 0.080958 | 0.14178 | 14 | 17
2013-08-30 | 2 | Average Per Premise | 30% Cycling | 415162Average Per Premise30% Cycling | 4.3823 | 4.6389 | 4.681 | 74.7197 | -0.099666 | 0.11084 | 0.25664 | 0.40244 | 0.61294 | -0.057566 | 0.15294 | 0.29874 | 0.44453 | 0.65504 | 14 | 17
2013-08-30 | 2 | Average Per Premise | 50% Cycling | 415162Average Per Premise50% Cycling | 4.2097 | 4.3027 | 4.3047 | 74.3684 | -0.15866 | -0.0099787 | 0.092994 | 0.19597 | 0.34464 | -0.15671 | -0.0080361 | 0.094937 | 0.19791 | 0.34659 | 14 | 17
2013-08-30 | 2 | Average Per Ton | 30% Cycling | 415162Average Per Ton30% Cycling | 0.45495 | 0.48159 | 0.48596 | 74.7197 | -0.010347 | 0.011507 | 0.026643 | 0.041779 | 0.063633 | -0.0059763 | 0.015878 | 0.031014 | 0.04615 | 0.068003 | 14 | 17
2013-08-30 | 2 | Average Per Ton | 50% Cycling | 415162Average Per Ton50% Cycling | 0.44175 | 0.45151 | 0.45171 | 74.3684 | -0.016649 | -0.0010471 | 0.0097585 | 0.020564 | 0.036166 | -0.016445 | -0.0008433 | 0.0099623 | 0.020768 | 0.036369 | 14 | 17
2013-08-30 | 3 | Average Per Device | 30% Cycling | 415163Average Per Device30% Cycling | 1.6537 | 1.7541 | 1.77 | 72.8987 | -0.03393 | 0.045421 | 0.10038 | 0.15534 | 0.23469 | -0.018011 | 0.06134 | 0.1163 | 0.17126 | 0.25061 | 14 | 17
2013-08-30 | 3 | Average Per Device | 50% Cycling | 415163Average Per Device50% Cycling | 1.6732 | 1.72 | 1.7207 | 73.0955 | -0.055252 | 0.0050175 | 0.04676 | 0.088502 | 0.14877 | -0.054476 | 0.0057939 | 0.047536 | 0.089279 | 0.14955 | 14 | 17
2013-08-30 | 3 | Average Per Premise | 30% Cycling | 415163Average Per Premise30% Cycling | 4.1522 | 4.4042 | 4.4442 | 72.8987 | -0.085193 | 0.11405 | 0.25204 | 0.39003 | 0.58927 | -0.045223 | 0.15401 | 0.29201 | 0.43 | 0.62924 | 14 | 17
2013-08-30 | 3 | Average Per Premise | 50% Cycling | 415163Average Per Premise50% Cycling | 4.0903 | 4.2046 | 4.2065 | 73.0955 | -0.13507 | 0.012266 | 0.11431 | 0.21635 | 0.36369 | -0.13317 | 0.014164 | 0.11621 | 0.21825 | 0.36558 | 14 | 17
2013-08-30 | 3 | Average Per Ton | 30% Cycling | 415163Average Per Ton30% Cycling | 0.43106 | 0.45723 | 0.46138 | 72.8987 | -0.0088444 | 0.01184 | 0.026165 | 0.040491 | 0.061175 | -0.0046949 | 0.015989 | 0.030315 | 0.04464 | 0.065324 | 14 | 17
2013-08-30 | 3 | Average Per Ton | 50% Cycling | 415163Average Per Ton50% Cycling | 0.42922 | 0.44121 | 0.44141 | 73.0955 | -0.014174 | 0.0012871 | 0.011995 | 0.022703 | 0.038164 | -0.013974 | 0.0014863 | 0.012194 | 0.022902 | 0.038363 | 14 | 17
2013-08-30 | 4 | Average Per Device | 30% Cycling | 415164Average Per Device30% Cycling | 1.5974 | 1.697 | 1.7124 | 72.1505 | -0.03054 | 0.046308 | 0.099533 | 0.15276 | 0.22961 | -0.01514 | 0.061708 | 0.11493 | 0.16816 | 0.24501 | 14 | 17
2013-08-30 | 4 | Average Per Device | 50% Cycling | 415164Average Per Device50% Cycling | 1.6573 | 1.7101 | 1.7109 | 72.2775 | -0.049002 | 0.011105 | 0.052735 | 0.094365 | 0.15447 | -0.04823 | 0.011877 | 0.053507 | 0.095137 | 0.15524 | 14 | 17
2013-08-30 | 4 | Average Per Premise | 30% Cycling | 415164Average Per Premise30% Cycling | 4.0109 | 4.2608 | 4.2995 | 72.1505 | -0.07668 | 0.11627 | 0.24991 | 0.38355 | 0.5765 | -0.038013 | 0.15494 | 0.28858 | 0.42222 | 0.61517 | 14 | 17
2013-08-30 | 4 | Average Per Premise | 50% Cycling | 415164Average Per Premise50% Cycling | 4.0515 | 4.1805 | 4.1823 | 72.2775 | -0.11979 | 0.027148 | 0.12892 | 0.23068 | 0.37762 | -0.1179 | 0.029035 | 0.1308 | 0.23257 | 0.37951 | 14 | 17
2013-08-30 | 4 | Average Per Ton | 30% Cycling | 415164Average Per Ton30% Cycling | 0.41639 | 0.44234 | 0.44635 | 72.1505 | -0.0079606 | 0.012071 | 0.025944 | 0.039818 | 0.059849 | -0.0039463 | 0.016085 | 0.029959 | 0.043832 | 0.063864 | 14 | 17
2013-08-30 | 4 | Average Per Ton | 50% Cycling | 415164Average Per Ton50% Cycling | 0.42515 | 0.43868 | 0.43888 | 72.2775 | -0.01257 | 0.0028488 | 0.013528 | 0.024207 | 0.039626 | -0.012372 | 0.0030468 | 0.013726 | 0.024405 | 0.039824 | 14 | 17
2013-08-30 | 5 | Average Per Device | 30% Cycling | 415165Average Per Device30% Cycling | 1.6364 | 1.7301 | 1.7458 | 72.4968 | -0.040561 | 0.038754 | 0.093687 | 0.14862 | 0.22793 | -0.02486 | 0.054455 | 0.10939 | 0.16432 | 0.24364 | 14 | 17
2013-08-30 | 5 | Average Per Device | 50% Cycling | 415165Average Per Device50% Cycling | 1.6912 | 1.7597 | 1.7605 | 72.569 | -0.037166 | 0.02525 | 0.06848 | 0.11171 | 0.17413 | -0.036371 | 0.026045 | 0.069274 | 0.1125 | 0.17492 | 14 | 17
2013-08-30 | 5 | Average Per Premise | 30% Cycling | 415165Average Per Premise30% Cycling | 4.1088 | 4.344 | 4.3835 | 72.4968 | -0.10184 | 0.097304 | 0.23523 | 0.37316 | 0.5723 | -0.062419 | 0.13673 | 0.27465 | 0.41258 | 0.61173 | 14 | 17
2013-08-30 | 5 | Average Per Premise | 50% Cycling | 415165Average Per Premise50% Cycling | 4.1344 | 4.3018 | 4.3038 | 72.569 | -0.090855 | 0.061728 | 0.16741 | 0.27308 | 0.42567 | -0.088913 | 0.06367 | 0.16935 | 0.27503 | 0.42761 | 14 | 17
2013-08-30 | 5 | Average Per Ton | 30% Cycling | 415165Average Per Ton30% Cycling | 0.42656 | 0.45098 | 0.45507 | 72.4968 | -0.010573 | 0.010102 | 0.024421 | 0.03874 | 0.059414 | -0.00648 | 0.014194 | 0.028513 | 0.042832 | 0.063507 | 14 | 17
2013-08-30 | 5 | Average Per Ton | 50% Cycling | 415165Average Per Ton50% Cycling | 0.43385 | 0.45142 | 0.45162 | 72.569 | -0.009534 | 0.0064774 | 0.017567 | 0.028656 | 0.044668 | -0.0093302 | 0.0066812 | 0.017771 | 0.02886 | 0.044872 | 14 | 17
2013-08-30 | 6 | Average Per Device | 30% Cycling | 415166Average Per Device30% Cycling | 1.767 | 1.9058 | 1.9231 | 72.8959 | -0.0088496 | 0.07839 | 0.13881 | 0.19923 | 0.28647 | 0.0084457 | 0.095685 | 0.15611 | 0.21653 | 0.30377 | 14 | 17
2013-08-30 | 6 | Average Per Device | 50% Cycling | 415166Average Per Device50% Cycling | 1.8507 | 1.8929 | 1.8938 | 72.6904 | -0.074382 | -0.0054843 | 0.042234 | 0.089952 | 0.15885 | -0.073527 | -0.0046298 | 0.043088 | 0.090806 | 0.1597 | 14 | 17
2013-08-30 | 6 | Average Per Premise | 30% Cycling | 415166Average Per Premise30% Cycling | 4.4366 | 4.7851 | 4.8285 | 72.8959 | -0.02222 | 0.19682 | 0.34853 | 0.50024 | 0.71928 | 0.021206 | 0.24025 | 0.39196 | 0.54366 | 0.76271 | 14 | 17
2013-08-30 | 6 | Average Per Premise | 50% Cycling | 415166Average Per Premise50% Cycling | 4.5242 | 4.6274 | 4.6295 | 72.6904 | -0.18183 | -0.013407 | 0.10324 | 0.2199 | 0.38832 | -0.17974 | -0.011318 | 0.10533 | 0.22199 | 0.39041 | 14 | 17
2013-08-30 | 6 | Average Per Ton | 30% Cycling | 415166Average Per Ton30% Cycling | 0.46059 | 0.49677 | 0.50128 | 72.8959 | -0.0023068 | 0.020433 | 0.036183 | 0.051932 | 0.074672 | 0.0022015 | 0.024941 | 0.040691 | 0.056441 | 0.079181 | 14 | 17
2013-08-30 | 6 | Average Per Ton | 50% Cycling | 415166Average Per Ton50% Cycling | 0.47475 | 0.48558 | 0.4858 | 72.6904 | -0.019081 | -0.0014069 | 0.010834 | 0.023075 | 0.040749 | -0.018862 | -0.0011876 | 0.011053 | 0.023294 | 0.040968 | 14 | 17
2013-08-30 | 7 | Average Per Device | 30% Cycling | 415167Average Per Device30% Cycling | 1.9904 | 2.1908 | 2.2107 | 75.7661 | 0.034976 | 0.1327 | 0.20038 | 0.26806 | 0.36578 | 0.054858 | 0.15258 | 0.22026 | 0.28794 | 0.38567 | 14 | 17
2013-08-30 | 7 | Average Per Device | 50% Cycling | 415167Average Per Device50% Cycling | 2.1161 | 2.1298 | 2.1308 | 75.6168 | -0.11589 | -0.039328 | 0.013697 | 0.066722 | 0.14328 | -0.11493 | -0.038366 | 0.014658 | 0.067683 | 0.14424 | 14 | 17
2013-08-30 | 7 | Average Per Premise | 30% Cycling | 415167Average Per Premise30% Cycling | 4.9976 | 5.5007 | 5.5506 | 75.7661 | 0.087819 | 0.33318 | 0.50312 | 0.67306 | 0.91842 | 0.13774 | 0.3831 | 0.55304 | 0.72298 | 0.96834 | 14 | 17
2013-08-30 | 7 | Average Per Premise | 50% Cycling | 415167Average Per Premise50% Cycling | 5.1731 | 5.2066 | 5.2089 | 75.6168 | -0.2833 | -0.09614 | 0.033484 | 0.16311 | 0.35027 | -0.28095 | -0.09379 | 0.035834 | 0.16546 | 0.35262 | 14 | 17
2013-08-30 | 7 | Average Per Ton | 30% Cycling | 415167Average Per Ton30% Cycling | 0.51883 | 0.57106 | 0.57624 | 75.7661 | 0.009117 | 0.034589 | 0.052232 | 0.069874 | 0.095346 | 0.014299 | 0.039772 | 0.057414 | 0.075056 | 0.10053 | 14 | 17
2013-08-30 | 7 | Average Per Ton | 50% Cycling | 415167Average Per Ton50% Cycling | 0.54284 | 0.54636 | 0.5466 | 75.6168 | -0.029728 | -0.010089 | 0.0035137 | 0.017116 | 0.036756 | -0.029482 | -0.009842 | 0.0037603 | 0.017363 | 0.037002 | 14 | 17
2013-08-30 | 8 | Average Per Device | 30% Cycling | 415168Average Per Device30% Cycling | 2.5086 | 2.6867 | 2.711 | 80.3302 | -0.017523 | 0.098054 | 0.1781 | 0.25815 | 0.37373 | 0.0068586 | 0.12244 | 0.20248 | 0.28253 | 0.39811 | 14 | 17
2013-08-30 | 8 | Average Per Device | 50% Cycling | 415168Average Per Device50% Cycling | 2.5595 | 2.6609 | 2.6621 | 79.7085 | -0.04465 | 0.041671 | 0.10146 | 0.16124 | 0.24756 | -0.043449 | 0.042872 | 0.10266 | 0.16244 | 0.24876 | 14 | 17
2013-08-30 | 8 | Average Per Premise | 30% Cycling | 415168Average Per Premise30% Cycling | 6.2986 | 6.7458 | 6.807 | 80.3302 | -0.043998 | 0.2462 | 0.44718 | 0.64817 | 0.93837 | 0.017221 | 0.30742 | 0.5084 | 0.70939 | 0.99958 | 14 | 17
2013-08-30 | 8 | Average Per Premise | 50% Cycling | 415168Average Per Premise50% Cycling | 6.2569 | 6.5049 | 6.5078 | 79.7085 | -0.10915 | 0.10187 | 0.24802 | 0.39417 | 0.60519 | -0.10622 | 0.1048 | 0.25096 | 0.39711 | 0.60813 | 14 | 17
2013-08-30 | 8 | Average Per Ton | 30% Cycling | 415168Average Per Ton30% Cycling | 0.65389 | 0.70031 | 0.70667 | 80.3302 | -0.0045676 | 0.025559 | 0.046425 | 0.06729 | 0.097417 | 0.0017878 | 0.031914 | 0.05278 | 0.073646 | 0.10377 | 14 | 17
2013-08-30 | 8 | Average Per Ton | 50% Cycling | 415168Average Per Ton50% Cycling | 0.65657 | 0.6826 | 0.6829 | 79.7085 | -0.011454 | 0.01069 | 0.026026 | 0.041363 | 0.063507 | -0.011146 | 0.010998 | 0.026335 | 0.041671 | 0.063815 | 14 | 17
2013-08-30 | 9 | Average Per Device | 30% Cycling | 415169Average Per Device30% Cycling | 3.3298 | 3.4721 | 3.5036 | 84.3367 | -0.092298 | 0.046336 | 0.14235 | 0.23837 | 0.377 | -0.060788 | 0.077845 | 0.17386 | 0.26988 | 0.40851 | 14 | 17
2013-08-30 | 9 | Average Per Device | 50% Cycling | 415169Average Per Device50% Cycling | 3.2515 | 3.4171 | 3.4186 | 83.7383 | -0.0029892 | 0.096614 | 0.1656 | 0.23458 | 0.33419 | -0.0014466 | 0.098157 | 0.16714 | 0.23613 | 0.33573 | 14 | 17
2013-08-30 | 9 | Average Per Premise | 30% Cycling | 415169Average Per Premise30% Cycling | 8.3604 | 8.7179 | 8.797 | 84.3367 | -0.23174 | 0.11634 | 0.35742 | 0.5985 | 0.94659 | -0.15263 | 0.19546 | 0.43654 | 0.67762 | 1.0257 | 14 | 17
2013-08-30 | 9 | Average Per Premise | 50% Cycling | 415169Average Per Premise50% Cycling | 7.9485 | 8.3533 | 8.3571 | 83.7383 | -0.0073067 | 0.23618 | 0.40483 | 0.57347 | 0.81696 | -0.0035358 | 0.23996 | 0.4086 | 0.57724 | 0.82073 | 14 | 17
2013-08-30 | 9 | Average Per Ton | 30% Cycling | 415169Average Per Ton30% Cycling | 0.86794 | 0.90505 | 0.91326 | 84.3367 | -0.024059 | 0.012078 | 0.037106 | 0.062134 | 0.098271 | -0.015845 | 0.020292 | 0.045319 | 0.070347 | 0.10648 | 14 | 17
2013-08-30 | 9 | Average Per Ton | 50% Cycling | 415169Average Per Ton50% Cycling | 0.83409 | 0.87657 | 0.87696 | 83.7383 | -0.0007668 | 0.024784 | 0.042481 | 0.060177 | 0.085728 | -0.0003711 | 0.02518 | 0.042876 | 0.060573 | 0.086124 | 14 | 17
2013-08-30 | 10 | Average Per Device | 30% Cycling | 4151610Average Per Device30% Cycling | 4.0743 | 4.1709 | 4.2087 | 87.8784 | -0.16537 | -0.01058 | 0.09663 | 0.20384 | 0.35863 | -0.12752 | 0.027272 | 0.13448 | 0.24169 | 0.39648 | 14 | 17
2013-08-30 | 10 | Average Per Device | 50% Cycling | 4151610Average Per Device50% Cycling | 3.9692 | 4.0591 | 4.0609 | 87.5008 | -0.094005 | 0.01465 | 0.089904 | 0.16516 | 0.27381 | -0.092172 | 0.016482 | 0.091736 | 0.16699 | 0.27564 | 14 | 17
2013-08-30 | 10 | Average Per Premise | 30% Cycling | 4151610Average Per Premise30% Cycling | 10.2298 | 10.4724 | 10.5674 | 87.8784 | -0.41522 | -0.026564 | 0.24262 | 0.5118 | 0.90046 | -0.32019 | 0.068474 | 0.33766 | 0.60684 | 0.9955 | 14 | 17
2013-08-30 | 10 | Average Per Premise | 50% Cycling | 4151610Average Per Premise50% Cycling | 9.7031 | 9.9229 | 9.9274 | 87.5008 | -0.2298 | 0.035813 | 0.21978 | 0.40374 | 0.66936 | -0.22532 | 0.040292 | 0.22426 | 0.40822 | 0.67384 | 14 | 17
2013-08-30 | 10 | Average Per Ton | 30% Cycling | 4151610Average Per Ton30% Cycling | 1.062 | 1.0872 | 1.0971 | 87.8784 | -0.043107 | -0.0027578 | 0.025188 | 0.053133 | 0.093482 | -0.03324 | 0.0071087 | 0.035054 | 0.063 | 0.10335 | 14 | 17
2013-08-30 | 10 | Average Per Ton | 50% Cycling | 4151610Average Per Ton50% Cycling | 1.0182 | 1.0413 | 1.0417 | 87.5008 | -0.024115 | 0.0037582 | 0.023063 | 0.042367 | 0.07024 | -0.023644 | 0.0042283 | 0.023533 | 0.042838 | 0.07071 | 14 | 17
2013-08-30 | 11 | Average Per Device | 30% Cycling | 4151611Average Per Device30% Cycling | 4.6342 | 4.6795 | 4.722 | 89.3388 | -0.23303 | -0.0686 | 0.045286 | 0.15917 | 0.32361 | -0.19057 | -0.026133 | 0.087753 | 0.20164 | 0.36607 | 14 | 17
2013-08-30 | 11 | Average Per Device | 50% Cycling | 4151611Average Per Device50% Cycling | 4.4875 | 4.5528 | 4.5549 | 88.8445 | -0.12953 | -0.014429 | 0.065288 | 0.14501 | 0.2601 | -0.12747 | -0.012373 | 0.067344 | 0.14706 | 0.26216 | 14 | 17
2013-08-30 | 11 | Average Per Premise | 30% Cycling | 4151611Average Per Premise30% Cycling | 11.6357 | 11.7494 | 11.8561 | 89.3388 | -0.58511 | -0.17224 | 0.11371 | 0.39966 | 0.81252 | -0.47848 | -0.065615 | 0.22033 | 0.50628 | 0.91915 | 14 | 17
2013-08-30 | 11 | Average Per Premise | 50% Cycling | 4151611Average Per Premise50% Cycling | 10.9702 | 11.1298 | 11.1349 | 88.8445 | -0.31664 | -0.035272 | 0.1596 | 0.35448 | 0.63585 | -0.31162 | -0.030248 | 0.16463 | 0.35951 | 0.64088 | 14 | 17
2013-08-30 | 11 | Average Per Ton | 30% Cycling | 4151611Average Per Ton30% Cycling | 1.208 | 1.2198 | 1.2308 | 89.3388 | -0.060743 | -0.017882 | 0.011805 | 0.04149 | 0.084352 | -0.049674 | -0.0068119 | 0.022874 | 0.05256 | 0.095422 | 14 | 17
2013-08-30 | 11 | Average Per Ton | 50% Cycling | 4151611Average Per Ton50% Cycling | 1.1512 | 1.1679 | 1.1684 | 88.8445 | -0.033227 | -0.0037014 | 0.016748 | 0.037198 | 0.066724 | -0.0327 | -0.0031741 | 0.017275 | 0.037725 | 0.067251 | 14 | 17
2013-08-30 | 12 | Average Per Device | 30% Cycling | 4151612Average Per Device30% Cycling | 4.9128 | 4.9062 | 4.9508 | 91.2946 | -0.29408 | -0.12419 | -0.0065346 | 0.11113 | 0.28101 | -0.24955 | -0.07967 | 0.037991 | 0.15565 | 0.32553 | 14 | 17
2013-08-30 | 12 | Average Per Device | 50% Cycling | 4151612Average Per Device50% Cycling | 4.7599 | 4.7515 | 4.7536 | 90.7614 | -0.20922 | -0.090584 | -0.0084152 | 0.073754 | 0.19239 | -0.20708 | -0.08844 | -0.0062704 | 0.075899 | 0.19454 | 14 | 17
2013-08-30 | 12 | Average Per Premise | 30% Cycling | 4151612Average Per Premise30% Cycling | 12.3352 | 12.3187 | 12.4305 | 91.2946 | -0.73838 | -0.31183 | -0.016407 | 0.27902 | 0.70556 | -0.62658 | -0.20004 | 0.095388 | 0.39081 | 0.81736 | 14 | 17
2013-08-30 | 12 | Average Per Premise | 50% Cycling | 4151612Average Per Premise50% Cycling | 11.6361 | 11.6155 | 11.6207 | 90.7614 | -0.51147 | -0.22144 | -0.020573 | 0.1803 | 0.47032 | -0.50623 | -0.2162 | -0.015329 | 0.18554 | 0.47557 | 14 | 17
2013-08-30 | 12 | Average Per Ton | 30% Cycling | 4151612Average Per Ton30% Cycling | 1.2806 | 1.2789 | 1.2905 | 91.2946 | -0.076655 | -0.032373 | -0.0017034 | 0.028966 | 0.073248 | -0.065049 | -0.020767 | 0.0099026 | 0.040572 | 0.084854 | 14 | 17
2013-08-30 | 12 | Average Per Ton | 50% Cycling | 4151612Average Per Ton50% Cycling | 1.221 | 1.2189 | 1.2194 | 90.7614 | -0.053671 | -0.023237 | -0.0021588 | 0.01892 | 0.049354 | -0.053121 | -0.022687 | -0.0016085 | 0.01947 | 0.049904 | 14 | 17
2013-08-30 | 13 | Average Per Device | 30% Cycling | 4151613Average Per Device30% Cycling | 4.9959 | 4.951 | 4.9959 | 91.8078 | -0.33781 | -0.16477 | -0.044931 | 0.074912 | 0.24795 | -0.29288 | -0.11984 | 0 | 0.11984 | 0.29288 | 14 | 17
2013-08-30 | 13 | Average Per Device | 50% Cycling | 4151613Average Per Device50% Cycling | 4.8018 | 4.7997 | 4.8018 | 91.1434 | -0.20445 | -0.08494 | -0.0021667 | 0.080606 | 0.20012 | -0.20228 | -0.082773 | 0 | 0.082773 | 0.20228 | 14 | 17
2013-08-30 | 13 | Average Per Premise | 30% Cycling | 4151613Average Per Premise30% Cycling | 12.5439 | 12.4311 | 12.5439 | 91.8078 | -0.84818 | -0.41372 | -0.11281 | 0.18809 | 0.62255 | -0.73537 | -0.30091 | 0 | 0.30091 | 0.73537 | 14 | 17
2013-08-30 | 13 | Average Per Premise | 50% Cycling | 4151613Average Per Premise50% Cycling | 11.7386 | 11.7332 | 11.7386 | 91.1434 | -0.4998 | -0.20764 | -0.0052967 | 0.19705 | 0.48921 | -0.4945 | -0.20235 | 0 | 0.20235 | 0.4945 | 14 | 17
2013-08-30 | 13 | Average Per Ton | 30% Cycling | 4151613Average Per Ton30% Cycling | 1.3022 | 1.2905 | 1.3022 | 91.8078 | -0.088054 | -0.042951 | -0.011712 | 0.019527 | 0.06463 | -0.076342 | -0.031239 | 0 | 0.031239 | 0.076342 | 14 | 17
2013-08-30 | 13 | Average Per Ton | 50% Cycling | 4151613Average Per Ton50% Cycling | 1.2318 | 1.2312 | 1.2318 | 91.1434 | -0.052447 | -0.021789 | -0.0005559 | 0.020678 | 0.051335 | -0.051891 | -0.021233 | 0 | 0.021233 | 0.051891 | 14 | 17
2013-08-30 | 14 | Average Per Device | 30% Cycling | 4151614Average Per Device30% Cycling | 4.6734 | 4.9688 | 5.0139 | 90.8902 | 0.011105 | 0.17905 | 0.29537 | 0.41169 | 0.57963 | 0.056197 | 0.22414 | 0.34046 | 0.45678 | 0.62473 | 14 | 17
2013-08-30 | 14 | Average Per Device | 50% Cycling | 4151614Average Per Device50% Cycling | 4.501 | 4.8086 | 4.8108 | 90.4313 | 0.11067 | 0.22702 | 0.3076 | 0.38818 | 0.50452 | 0.11285 | 0.22919 | 0.30977 | 0.39035 | 0.50669 | 14 | 17
2013-08-30 | 14 | Average Per Premise | 30% Cycling | 4151614Average Per Premise30% Cycling | 11.7342 | 12.4758 | 12.5891 | 90.8902 | 0.027882 | 0.44956 | 0.74162 | 1899-12-31 00:48 | 1.4554 | 0.1411 | 0.56278 | 0.85484 | 1.1469 | 1.5686 | 14 | 17
2013-08-30 | 14 | Average Per Premise | 50% Cycling | 4151614Average Per Premise50% Cycling | 11.0032 | 11.7552 | 11.7605 | 90.4313 | 0.27055 | 0.55497 | 0.75195 | 0.94894 | 1.2334 | 0.27586 | 0.56028 | 0.75726 | 0.95424 | 1.2387 | 14 | 17
2013-08-30 | 14 | Average Per Ton | 30% Cycling | 4151614Average Per Ton30% Cycling | 1.2182 | 1.2952 | 1.3069 | 90.8902 | 0.0028947 | 0.046672 | 0.076992 | 0.10731 | 0.15109 | 0.014649 | 0.058426 | 0.088746 | 0.11907 | 0.16284 | 14 | 17
2013-08-30 | 14 | Average Per Ton | 50% Cycling | 4151614Average Per Ton50% Cycling | 1.1546 | 1.2335 | 1.2341 | 90.4313 | 0.028391 | 0.058236 | 0.078907 | 0.099578 | 0.12942 | 0.028948 | 0.058793 | 0.079464 | 0.10013 | 0.12998 | 14 | 17
2013-08-30 | 15 | Average Per Device | 30% Cycling | 4151615Average Per Device30% Cycling | 4.5968 | 4.9202 | 4.9649 | 90.5114 | 0.04103 | 0.20787 | 0.32343 | 0.43898 | 0.60582 | 0.085682 | 0.25252 | 0.36808 | 0.48363 | 0.65047 | 14 | 17
2013-08-30 | 15 | Average Per Device | 50% Cycling | 4151615Average Per Device50% Cycling | 4.4248 | 4.7743 | 4.7765 | 90.058 | 0.15323 | 0.26921 | 0.34954 | 0.42987 | 0.54585 | 0.15539 | 0.27137 | 0.3517 | 0.43202 | 0.548 | 14 | 17
2013-08-30 | 15 | Average Per Premise | 30% Cycling | 4151615Average Per Premise30% Cycling | 11.5418 | 12.3539 | 12.466 | 90.5114 | 0.10302 | 0.52193 | 0.81207 | 1899-12-31 02:27 | 1.5211 | 0.21513 | 0.63404 | 0.92418 | 1.2143 | 1.6332 | 14 | 17
2013-08-30 | 15 | Average Per Premise | 50% Cycling | 4151615Average Per Premise50% Cycling | 10.8168 | 11.6713 | 11.6766 | 90.058 | 0.3746 | 0.65812 | 0.85448 | 1899-12-31 01:13 | 1.3344 | 0.37987 | 0.66339 | 0.85975 | 1.0561 | 1.3396 | 14 | 17
2013-08-30 | 15 | Average Per Ton | 30% Cycling | 4151615Average Per Ton30% Cycling | 1.1982 | 1.2825 | 1.2942 | 90.5114 | 0.010695 | 0.054184 | 0.084305 | 0.11443 | 0.15791 | 0.022334 | 0.065823 | 0.095944 | 0.12606 | 0.16955 | 14 | 17
2013-08-30 | 15 | Average Per Ton | 50% Cycling | 4151615Average Per Ton50% Cycling | 1.1351 | 1.2247 | 1.2253 | 90.058 | 0.039309 | 0.06906 | 0.089666 | 0.11027 | 0.14002 | 0.039862 | 0.069613 | 0.090219 | 0.11083 | 0.14058 | 14 | 17
2013-08-30 | 16 | Average Per Device | 30% Cycling | 4151616Average Per Device30% Cycling | 4.506 | 4.7405 | 4.7836 | 90.2414 | -0.042891 | 0.12101 | 0.23452 | 0.34803 | 0.51193 | 0.0001302 | 0.16403 | 0.27754 | 0.39106 | 0.55495 | 14 | 17
2013-08-30 | 16 | Average Per Device | 50% Cycling | 4151616Average Per Device50% Cycling | 4.2629 | 4.6411 | 4.6432 | 89.7544 | 0.18735 | 0.30013 | 0.37824 | 0.45636 | 0.56914 | 0.18944 | 0.30222 | 0.38034 | 0.45845 | 0.57123 | 14 | 17
2013-08-30 | 16 | Average Per Premise | 30% Cycling | 4151616Average Per Premise30% Cycling | 11.3139 | 11.9027 | 12.0107 | 90.2414 | -0.10769 | 0.30382 | 0.58884 | 0.87385 | 1.2854 | 0.0003275 | 0.41184 | 0.69686 | 0.98187 | 1.3934 | 14 | 17
2013-08-30 | 16 | Average Per Premise | 50% Cycling | 4151616Average Per Premise50% Cycling | 10.421 | 11.3457 | 11.3508 | 89.7544 | 0.45799 | 0.7337 | 0.92465 | 1899-12-31 02:46 | 1.3913 | 0.46311 | 0.73882 | 0.92977 | 1.1207 | 1.3964 | 14 | 17
2013-08-30 | 16 | Average Per Ton | 30% Cycling | 4151616Average Per Ton30% Cycling | 1.1746 | 1.2357 | 1.2469 | 90.2414 | -0.01118 | 0.031542 | 0.061131 | 0.09072 | 0.13344 | 3.4e-05 | 0.042756 | 0.072345 | 0.10193 | 0.14466 | 14 | 17
2013-08-30 | 16 | Average Per Ton | 50% Cycling | 4151616Average Per Ton50% Cycling | 1.0935 | 1.1906 | 1.1911 | 89.7544 | 0.04806 | 0.076991 | 0.097029 | 0.11707 | 0.146 | 0.048597 | 0.077529 | 0.097567 | 0.11761 | 0.14654 | 14 | 17
2013-08-30 | 17 | Average Per Device | 30% Cycling | 4151617Average Per Device30% Cycling | 4.3036 | 4.4919 | 4.5326 | 88.423 | -0.084133 | 0.076828 | 0.18831 | 0.29979 | 0.46075 | -0.043369 | 0.11759 | 0.22907 | 0.34055 | 0.50152 | 14 | 17
2013-08-30 | 17 | Average Per Device | 50% Cycling | 4151617Average Per Device50% Cycling | 4.0137 | 4.3857 | 4.3877 | 88.149 | 0.18685 | 0.29627 | 0.37205 | 0.44784 | 0.55725 | 0.18883 | 0.29825 | 0.37403 | 0.44982 | 0.55923 | 14 | 17
2013-08-30 | 17 | Average Per Premise | 30% Cycling | 4151617Average Per Premise30% Cycling | 10.8055 | 11.2783 | 11.3807 | 88.423 | -0.21124 | 0.1929 | 0.47281 | 0.75272 | 1.1569 | -0.10889 | 0.29525 | 0.57516 | 0.85507 | 1.2592 | 14 | 17
2013-08-30 | 17 | Average Per Premise | 50% Cycling | 4151617Average Per Premise50% Cycling | 9.8119 | 10.7214 | 10.7262 | 88.149 | 0.45678 | 0.72426 | 0.90952 | 1899-12-31 02:16 | 1.3623 | 0.46162 | 0.7291 | 0.91436 | 1.0996 | 1.3671 | 14 | 17
2013-08-30 | 17 | Average Per Ton | 30% Cycling | 4151617Average Per Ton30% Cycling | 1.1218 | 1.1709 | 1.1815 | 88.423 | -0.02193 | 0.020026 | 0.049085 | 0.078144 | 0.1201 | -0.011305 | 0.030652 | 0.059711 | 0.08877 | 0.13073 | 14 | 17
2013-08-30 | 17 | Average Per Ton | 50% Cycling | 4151617Average Per Ton50% Cycling | 1.0296 | 1.1251 | 1.1256 | 88.149 | 0.047933 | 0.076001 | 0.095442 | 0.11488 | 0.14295 | 0.048441 | 0.076509 | 0.095949 | 0.11539 | 0.14346 | 14 | 17
2013-08-30 | 18 | Average Per Device | 30% Cycling | 4151618Average Per Device30% Cycling | 4.1535 | 4.1073 | 4.1445 | 85.8213 | -0.31466 | -0.1561 | -0.046288 | 0.063528 | 0.22208 | -0.27739 | -0.11883 | -0.0090137 | 0.1008 | 0.25936 | 14 | 17
2013-08-30 | 18 | Average Per Device | 50% Cycling | 4151618Average Per Device50% Cycling | 3.9246 | 3.9384 | 3.9401 | 85.3971 | -0.16945 | -0.061188 | 0.013797 | 0.088781 | 0.19705 | -0.16768 | -0.05941 | 0.015574 | 0.090559 | 0.19883 | 14 | 17
2013-08-30 | 18 | Average Per Premise | 30% Cycling | 4151618Average Per Premise30% Cycling | 10.4288 | 10.3126 | 10.4062 | 85.8213 | -0.79006 | -0.39195 | -0.11622 | 0.15951 | 0.55762 | -0.69647 | -0.29836 | -0.022632 | 0.2531 | 0.6512 | 14 | 17
2013-08-30 | 18 | Average Per Premise | 50% Cycling | 4151618Average Per Premise50% Cycling | 9.594 | 9.6277 | 9.6321 | 85.3971 | -0.41425 | -0.14958 | 0.033727 | 0.21703 | 0.4817 | -0.4099 | -0.14523 | 0.038074 | 0.22138 | 0.48605 | 14 | 17
2013-08-30 | 18 | Average Per Ton | 30% Cycling | 4151618Average Per Ton30% Cycling | 1.0827 | 1.0706 | 1.0803 | 85.8213 | -0.08202 | -0.04069 | -0.012065 | 0.016559 | 0.057889 | -0.072304 | -0.030974 | -0.0023496 | 0.026275 | 0.067605 | 14 | 17
2013-08-30 | 18 | Average Per Ton | 50% Cycling | 4151618Average Per Ton50% Cycling | 1.0068 | 1.0103 | 1.0108 | 85.3971 | -0.04347 | -0.015696 | 0.0035392 | 0.022775 | 0.050548 | -0.043014 | -0.01524 | 0.0039953 | 0.023231 | 0.051004 | 14 | 17
2013-08-30 | 19 | Average Per Device | 30% Cycling | 4151619Average Per Device30% Cycling | 3.6735 | 3.5816 | 3.6141 | 83.0827 | -0.3502 | -0.19759 | -0.091892 | 0.013804 | 0.16641 | -0.31769 | -0.16508 | -0.059388 | 0.046308 | 0.19892 | 14 | 17
2013-08-30 | 19 | Average Per Device | 50% Cycling | 4151619Average Per Device50% Cycling | 3.5505 | 3.4254 | 3.427 | 83.0218 | -0.30062 | -0.1969 | -0.12507 | -0.05323 | 0.05049 | -0.29908 | -0.19536 | -0.12352 | -0.051684 | 0.052036 | 14 | 17
2013-08-30 | 19 | Average Per Premise | 30% Cycling | 4151619Average Per Premise30% Cycling | 9.2236 | 8.9928 | 9.0745 | 83.0827 | -0.87928 | -0.49611 | -0.23073 | 0.034659 | 0.41783 | -0.79767 | -0.4145 | -0.14911 | 0.11627 | 0.49944 | 14 | 17
2013-08-30 | 19 | Average Per Premise | 50% Cycling | 4151619Average Per Premise50% Cycling | 8.6795 | 8.3738 | 8.3776 | 83.0218 | -0.7349 | -0.48135 | -0.30574 | -0.13013 | 0.12343 | -0.73112 | -0.47757 | -0.30196 | -0.12635 | 0.12721 | 14 | 17
2013-08-30 | 19 | Average Per Ton | 30% Cycling | 4151619Average Per Ton30% Cycling | 0.95755 | 0.9336 | 0.94207 | 83.0827 | -0.091283 | -0.051504 | -0.023953 | 0.0035982 | 0.043377 | -0.08281 | -0.043031 | -0.01548 | 0.012071 | 0.05185 | 14 | 17
2013-08-30 | 19 | Average Per Ton | 50% Cycling | 4151619Average Per Ton50% Cycling | 0.9108 | 0.87871 | 0.87911 | 83.0218 | -0.077118 | -0.050511 | -0.032083 | -0.013655 | 0.012952 | -0.076721 | -0.050114 | -0.031686 | -0.013258 | 0.013349 | 14 | 17
2013-08-30 | 20 | Average Per Device | 30% Cycling | 4151620Average Per Device30% Cycling | 3.5426 | 3.3641 | 3.3946 | 81.1894 | -0.43436 | -0.28321 | -0.17852 | -0.073834 | 0.077316 | -0.40383 | -0.25268 | -0.14799 | -0.043304 | 0.10785 | 14 | 17
2013-08-30 | 20 | Average Per Device | 50% Cycling | 4151620Average Per Device50% Cycling | 3.3412 | 3.2133 | 3.2148 | 81.2715 | -0.30174 | -0.19899 | -0.12782 | -0.056655 | 0.046099 | -0.30029 | -0.19754 | -0.12637 | -0.055204 | 0.04755 | 14 | 17
2013-08-30 | 20 | Average Per Premise | 30% Cycling | 4151620Average Per Premise30% Cycling | 8.8949 | 8.4467 | 8.5234 | 81.1894 | -1.0906 | -0.71108 | -0.44823 | -0.18538 | 0.19413 | -1.0139 | -0.63443 | -0.37158 | -0.10873 | 0.27078 | 14 | 17
2013-08-30 | 20 | Average Per Premise | 50% Cycling | 4151620Average Per Premise50% Cycling | 8.1678 | 7.8553 | 7.8589 | 81.2715 | -0.73764 | -0.48645 | -0.31247 | -0.1385 | 0.11269 | -0.73409 | -0.4829 | -0.30893 | -0.13495 | 0.11624 | 14 | 17
2013-08-30 | 20 | Average Per Ton | 30% Cycling | 4151620Average Per Ton30% Cycling | 0.92343 | 0.8769 | 0.88486 | 81.1894 | -0.11322 | -0.073821 | -0.046533 | -0.019246 | 0.020153 | -0.10526 | -0.065863 | -0.038575 | -0.011288 | 0.028111 | 14 | 17
2013-08-30 | 20 | Average Per Ton | 50% Cycling | 4151620Average Per Ton50% Cycling | 0.8571 | 0.82431 | 0.82468 | 81.2715 | -0.077405 | -0.051046 | -0.03279 | -0.014533 | 0.011826 | -0.077033 | -0.050674 | -0.032418 | -0.014161 | 0.012198 | 14 | 17
2013-08-30 | 21 | Average Per Device | 30% Cycling | 4151621Average Per Device30% Cycling | 3.3262 | 3.2032 | 3.2322 | 79.3905 | -0.37135 | -0.22465 | -0.12305 | -0.021452 | 0.12524 | -0.34228 | -0.19559 | -0.093984 | 0.0076172 | 0.15431 | 14 | 17
2013-08-30 | 21 | Average Per Device | 50% Cycling | 4151621Average Per Device50% Cycling | 3.0986 | 2.9982 | 2.9996 | 79.354 | -0.26956 | -0.16959 | -0.10034 | -0.031103 | 0.068871 | -0.26821 | -0.16823 | -0.098991 | -0.02975 | 0.070224 | 14 | 17
2013-08-30 | 21 | Average Per Premise | 30% Cycling | 4151621Average Per Premise30% Cycling | 8.3516 | 8.0426 | 8.1156 | 79.3905 | -0.9324 | -0.56407 | -0.30897 | -0.053863 | 0.31447 | -0.85941 | -0.49108 | -0.23598 | 0.019125 | 0.38745 | 14 | 17
2013-08-30 | 21 | Average Per Premise | 50% Cycling | 4151621Average Per Premise50% Cycling | 7.5748 | 7.3295 | 7.3328 | 79.354 | -0.65897 | -0.41457 | -0.2453 | -0.076035 | 0.16836 | -0.65566 | -0.41126 | -0.24199 | -0.072726 | 0.17167 | 14 | 17
2013-08-30 | 21 | Average Per Ton | 30% Cycling | 4151621Average Per Ton30% Cycling | 0.86702 | 0.83495 | 0.84253 | 79.3905 | -0.096797 | -0.058559 | -0.032075 | -0.0055918 | 0.032646 | -0.08922 | -0.050982 | -0.024498 | 0.0019855 | 0.040224 | 14 | 17
2013-08-30 | 21 | Average Per Ton | 50% Cycling | 4151621Average Per Ton50% Cycling | 0.79487 | 0.76913 | 0.76948 | 79.354 | -0.06915 | -0.043504 | -0.025741 | -0.0079788 | 0.017667 | -0.068802 | -0.043156 | -0.025394 | -0.0076316 | 0.018014 | 14 | 17
2013-08-30 | 22 | Average Per Device | 30% Cycling | 4151622Average Per Device30% Cycling | 2.9974 | 2.8375 | 2.8633 | 79.2603 | -0.38794 | -0.25318 | -0.15984 | -0.066503 | 0.068263 | -0.36219 | -0.22743 | -0.13409 | -0.040752 | 0.094014 | 14 | 17
2013-08-30 | 22 | Average Per Device | 50% Cycling | 4151622Average Per Device50% Cycling | 2.7611 | 2.6723 | 2.6735 | 79.3234 | -0.24582 | -0.15304 | -0.088777 | -0.024515 | 0.068268 | -0.24462 | -0.15183 | -0.08757 | -0.023309 | 0.069474 | 14 | 17
2013-08-30 | 22 | Average Per Premise | 30% Cycling | 4151622Average Per Premise30% Cycling | 7.5259 | 7.1245 | 7.1892 | 79.2603 | -0.97406 | -0.63569 | -0.40133 | -0.16698 | 0.1714 | -0.90941 | -0.57103 | -0.33668 | -0.10232 | 0.23605 | 14 | 17
2013-08-30 | 22 | Average Per Premise | 50% Cycling | 4151622Average Per Premise50% Cycling | 6.7497 | 6.5327 | 6.5357 | 79.3234 | -0.60094 | -0.37412 | -0.21702 | -0.05993 | 0.16689 | -0.59799 | -0.37117 | -0.21407 | -0.056981 | 0.16984 | 14 | 17
2013-08-30 | 22 | Average Per Ton | 30% Cycling | 4151622Average Per Ton30% Cycling | 0.7813 | 0.73964 | 0.74635 | 79.2603 | -0.10112 | -0.065994 | -0.041665 | -0.017335 | 0.017794 | -0.09441 | -0.059282 | -0.034952 | -0.010622 | 0.024506 | 14 | 17
2013-08-30 | 22 | Average Per Ton | 50% Cycling | 4151622Average Per Ton50% Cycling | 0.70829 | 0.68552 | 0.68583 | 79.3234 | -0.06306 | -0.039258 | -0.022774 | -0.0062888 | 0.017513 | -0.06275 | -0.038949 | -0.022464 | -0.0059794 | 0.017822 | 14 | 17
2013-08-30 | 23 | Average Per Device | 30% Cycling | 4151623Average Per Device30% Cycling | 2.607 | 2.5153 | 2.5382 | 78.9843 | -0.2993 | -0.17666 | -0.091714 | -0.0067704 | 0.11588 | -0.27648 | -0.15383 | -0.068887 | 0.016057 | 0.1387 | 14 | 17
2013-08-30 | 23 | Average Per Device | 50% Cycling | 4151623Average Per Device50% Cycling | 2.4371 | 2.3855 | 2.3866 | 79.1202 | -0.19534 | -0.11039 | -0.051546 | 0.0072938 | 0.092249 | -0.19426 | -0.10931 | -0.050469 | 0.0083707 | 0.093326 | 14 | 17
2013-08-30 | 23 | Average Per Premise | 30% Cycling | 4151623Average Per Premise30% Cycling | 6.5458 | 6.3155 | 6.3729 | 78.9843 | -0.7515 | -0.44356 | -0.23028 | -0.016999 | 0.29094 | -0.69418 | -0.38624 | -0.17296 | 0.040315 | 0.34826 | 14 | 17
2013-08-30 | 23 | Average Per Premise | 50% Cycling | 4151623Average Per Premise50% Cycling | 5.9577 | 5.8317 | 5.8343 | 79.1202 | -0.47753 | -0.26985 | -0.12601 | 0.01783 | 0.22551 | -0.4749 | -0.26722 | -0.12338 | 0.020463 | 0.22814 | 14 | 17
2013-08-30 | 23 | Average Per Ton | 30% Cycling | 4151623Average Per Ton30% Cycling | 0.67956 | 0.65565 | 0.6616 | 78.9843 | -0.078017 | -0.046048 | -0.023906 | -0.0017647 | 0.030204 | -0.072067 | -0.040098 | -0.017956 | 0.0041854 | 0.036154 | 14 | 17
2013-08-30 | 23 | Average Per Ton | 50% Cycling | 4151623Average Per Ton50% Cycling | 0.62518 | 0.61195 | 0.61223 | 79.1202 | -0.05011 | -0.028317 | -0.013223 | 0.001871 | 0.023664 | -0.049834 | -0.028041 | -0.012947 | 0.0021473 | 0.02394 | 14 | 17
2013-08-30 | 24 | Average Per Device | 30% Cycling | 4151624Average Per Device30% Cycling | 2.312 | 2.2689 | 2.2895 | 77.6662 | -0.23225 | -0.12051 | -0.043129 | 0.034257 | 0.14599 | -0.21166 | -0.099924 | -0.022538 | 0.054848 | 0.16658 | 14 | 17
2013-08-30 | 24 | Average Per Device | 50% Cycling | 4151624Average Per Device50% Cycling | 2.2013 | 2.1605 | 2.1615 | 77.6616 | -0.17249 | -0.094677 | -0.040782 | 0.013114 | 0.09093 | -0.17152 | -0.093702 | -0.039806 | 0.014089 | 0.091906 | 14 | 17
2013-08-30 | 24 | Average Per Premise | 30% Cycling | 4151624Average Per Premise30% Cycling | 5.8051 | 5.6968 | 5.7485 | 77.6662 | -0.58313 | -0.30259 | -0.10829 | 0.086013 | 0.36655 | -0.53143 | -0.25089 | -0.056589 | 0.13771 | 0.41825 | 14 | 17
2013-08-30 | 24 | Average Per Premise | 50% Cycling | 4151624Average Per Premise50% Cycling | 5.3813 | 5.2816 | 5.284 | 77.6616 | -0.42168 | -0.23145 | -0.099695 | 0.032058 | 0.22229 | -0.41929 | -0.22906 | -0.097311 | 0.034442 | 0.22467 | 14 | 17
2013-08-30 | 24 | Average Per Ton | 30% Cycling | 4151624Average Per Ton30% Cycling | 0.60266 | 0.59142 | 0.59678 | 77.6662 | -0.060538 | -0.031414 | -0.011242 | 0.0089295 | 0.038054 | -0.055171 | -0.026046 | -0.0058748 | 0.014297 | 0.043421 | 14 | 17
2013-08-30 | 24 | Average Per Ton | 50% Cycling | 4151624Average Per Ton50% Cycling | 0.56469 | 0.55423 | 0.55448 | 77.6616 | -0.044249 | -0.024287 | -0.010462 | 0.003364 | 0.023326 | -0.043999 | -0.024037 | -0.010211 | 0.0036142 | 0.023576 | 14 | 17
2013-09-03 | 1 | Average Per Device | 30% Cycling | 415201Average Per Device30% Cycling | 1.726 | 1.7487 | 1.7998 | 70.725 | -0.11876 | -0.035185 | 0.022701 | 0.080587 | 0.16416 | -0.067673 | 0.015905 | 0.073791 | 0.13168 | 0.21525 | 14 | 17
2013-09-03 | 1 | Average Per Device | 50% Cycling | 415201Average Per Device50% Cycling | 1.6632 | 1.6758 | 1.692 | 70.8744 | -0.088351 | -0.028708 | 0.0126 | 0.053908 | 0.11355 | -0.072178 | -0.012535 | 0.028773 | 0.070081 | 0.12972 | 14 | 17
2013-09-03 | 1 | Average Per Premise | 30% Cycling | 415201Average Per Premise30% Cycling | 4.3408 | 4.3979 | 4.5264 | 70.725 | -0.29869 | -0.08849 | 0.057094 | 0.20268 | 0.41288 | -0.1702 | 0.040001 | 0.18558 | 0.33117 | 0.54137 | 14 | 17
2013-09-03 | 1 | Average Per Premise | 50% Cycling | 415201Average Per Premise50% Cycling | 4.0731 | 4.1039 | 4.1435 | 70.8744 | -0.21636 | -0.070303 | 0.030856 | 0.13201 | 0.27807 | -0.17675 | -0.030697 | 0.070462 | 0.17162 | 0.31768 | 14 | 17
2013-09-03 | 1 | Average Per Ton | 30% Cycling | 415201Average Per Ton30% Cycling | 0.44723 | 0.45311 | 0.46635 | 70.725 | -0.030773 | -0.009117 | 0.0058822 | 0.020882 | 0.042538 | -0.017535 | 0.0041212 | 0.01912 | 0.03412 | 0.055776 | 14 | 17
2013-09-03 | 1 | Average Per Ton | 50% Cycling | 415201Average Per Ton50% Cycling | 0.42734 | 0.43058 | 0.43473 | 70.8744 | -0.0227 | -0.0073761 | 0.0032373 | 0.013851 | 0.029175 | -0.018545 | -0.0032207 | 0.0073927 | 0.018006 | 0.03333 | 14 | 17
2013-09-03 | 2 | Average Per Device | 30% Cycling | 415202Average Per Device30% Cycling | 1.6205 | 1.6626 | 1.7112 | 69.4807 | -0.089907 | -0.011947 | 0.042048 | 0.096043 | 0.174 | -0.041332 | 0.036628 | 0.090622 | 0.14462 | 0.22258 | 14 | 17
2013-09-03 | 2 | Average Per Device | 50% Cycling | 415202Average Per Device50% Cycling | 1.5994 | 1.6325 | 1.6483 | 69.7298 | -0.065334 | -0.0072028 | 0.033059 | 0.07332 | 0.13145 | -0.049579 | 0.0085523 | 0.048814 | 0.089075 | 0.14721 | 14 | 17
2013-09-03 | 2 | Average Per Premise | 30% Cycling | 415202Average Per Premise30% Cycling | 4.0757 | 4.1814 | 4.3036 | 69.4807 | -0.22612 | -0.030047 | 0.10575 | 0.24155 | 0.43762 | -0.10395 | 0.092119 | 0.22792 | 0.36371 | 0.55978 | 14 | 17
2013-09-03 | 2 | Average Per Premise | 50% Cycling | 415202Average Per Premise50% Cycling | 3.9168 | 3.9978 | 4.0364 | 69.7298 | -0.16 | -0.017639 | 0.080957 | 0.17955 | 0.32191 | -0.12141 | 0.020944 | 0.11954 | 0.21813 | 0.36049 | 14 | 17
2013-09-03 | 2 | Average Per Ton | 30% Cycling | 415202Average Per Ton30% Cycling | 0.41991 | 0.4308 | 0.44339 | 69.4807 | -0.023296 | -0.0030957 | 0.010895 | 0.024886 | 0.045087 | -0.01071 | 0.0094908 | 0.023482 | 0.037473 | 0.057674 | 14 | 17
2013-09-03 | 2 | Average Per Ton | 50% Cycling | 415202Average Per Ton50% Cycling | 0.41095 | 0.41944 | 0.42349 | 69.7298 | -0.016786 | -0.0018506 | 0.0084938 | 0.018838 | 0.033774 | -0.012738 | 0.0021973 | 0.012542 | 0.022886 | 0.037822 | 14 | 17
2013-09-03 | 3 | Average Per Device | 30% Cycling | 415203Average Per Device30% Cycling | 1.5462 | 1.6012 | 1.648 | 70.0257 | -0.070981 | 0.0034661 | 0.055028 | 0.10659 | 0.18104 | -0.024198 | 0.050249 | 0.10181 | 0.15337 | 0.22782 | 14 | 17
2013-09-03 | 3 | Average Per Device | 50% Cycling | 415203Average Per Device50% Cycling | 1.5595 | 1.5833 | 1.5986 | 70.2635 | -0.071784 | -0.01532 | 0.023786 | 0.062893 | 0.11936 | -0.056504 | -4e-05 | 0.039067 | 0.078173 | 0.13464 | 14 | 17
2013-09-03 | 3 | Average Per Premise | 30% Cycling | 415203Average Per Premise30% Cycling | 3.8887 | 4.0271 | 4.1448 | 70.0257 | -0.17852 | 0.0087173 | 0.1384 | 0.26807 | 0.45531 | -0.060859 | 0.12638 | 0.25605 | 0.38573 | 0.57297 | 14 | 17
2013-09-03 | 3 | Average Per Premise | 50% Cycling | 415203Average Per Premise50% Cycling | 3.819 | 3.8773 | 3.9147 | 70.2635 | -0.17579 | -0.037517 | 0.05825 | 0.15402 | 0.29229 | -0.13837 | -9.83e-05 | 0.095669 | 0.19144 | 0.32971 | 14 | 17
2013-09-03 | 3 | Average Per Ton | 30% Cycling | 415203Average Per Ton30% Cycling | 0.40065 | 0.41491 | 0.42703 | 70.0257 | -0.018392 | 0.0008981 | 0.014259 | 0.027619 | 0.04691 | -0.0062702 | 0.01302 | 0.026381 | 0.039741 | 0.059032 | 14 | 17
2013-09-03 | 3 | Average Per Ton | 50% Cycling | 415203Average Per Ton50% Cycling | 0.40068 | 0.40679 | 0.41072 | 70.2635 | -0.018444 | -0.0039362 | 0.0061115 | 0.016159 | 0.030666 | -0.014518 | -1.04e-05 | 0.010037 | 0.020085 | 0.034592 | 14 | 17
2013-09-03 | 4 | Average Per Device | 30% Cycling | 415204Average Per Device30% Cycling | 1.5241 | 1.5768 | 1.6229 | 69.675 | -0.071732 | 0.0017525 | 0.052647 | 0.10354 | 0.17703 | -0.025663 | 0.047821 | 0.098715 | 0.14961 | 0.22309 | 14 | 17
2013-09-03 | 4 | Average Per Device | 50% Cycling | 415204Average Per Device50% Cycling | 1.5598 | 1.5759 | 1.5911 | 69.8227 | -0.080105 | -0.023278 | 0.01608 | 0.055438 | 0.11226 | -0.064896 | -0.0080693 | 0.031289 | 0.070647 | 0.12747 | 14 | 17
2013-09-03 | 4 | Average Per Premise | 30% Cycling | 415204Average Per Premise30% Cycling | 3.8332 | 3.9657 | 4.0815 | 69.675 | -0.18041 | 0.0044074 | 0.13241 | 0.26041 | 0.44522 | -0.064544 | 0.12027 | 0.24827 | 0.37627 | 0.56108 | 14 | 17
2013-09-03 | 4 | Average Per Premise | 50% Cycling | 415204Average Per Premise50% Cycling | 3.8198 | 3.8592 | 3.8965 | 69.8227 | -0.19617 | -0.057005 | 0.039378 | 0.13576 | 0.27492 | -0.15892 | -0.01976 | 0.076623 | 0.17301 | 0.31217 | 14 | 17
2013-09-03 | 4 | Average Per Ton | 30% Cycling | 415204Average Per Ton30% Cycling | 0.39493 | 0.40857 | 0.42051 | 69.675 | -0.018587 | 0.0004541 | 0.013642 | 0.02683 | 0.045871 | -0.0066499 | 0.012391 | 0.025579 | 0.038767 | 0.057808 | 14 | 17
2013-09-03 | 4 | Average Per Ton | 50% Cycling | 415204Average Per Ton50% Cycling | 0.40077 | 0.4049 | 0.40881 | 69.8227 | -0.020581 | -0.0059809 | 0.0041315 | 0.014244 | 0.028844 | -0.016674 | -0.0020733 | 0.0080391 | 0.018151 | 0.032752 | 14 | 17
2013-09-03 | 5 | Average Per Device | 30% Cycling | 415205Average Per Device30% Cycling | 1.5629 | 1.6174 | 1.6647 | 69.6961 | -0.074692 | 0.0016159 | 0.054466 | 0.10732 | 0.18362 | -0.027437 | 0.04887 | 0.10172 | 0.15457 | 0.23088 | 14 | 17
2013-09-03 | 5 | Average Per Device | 50% Cycling | 415205Average Per Device50% Cycling | 1.5984 | 1.6373 | 1.6531 | 69.7221 | -0.061561 | -0.0022449 | 0.038837 | 0.079919 | 0.13924 | -0.04576 | 0.013556 | 0.054638 | 0.095721 | 0.15504 | 14 | 17
2013-09-03 | 5 | Average Per Premise | 30% Cycling | 415205Average Per Premise30% Cycling | 3.9308 | 4.0678 | 4.1866 | 69.6961 | -0.18785 | 0.0040641 | 0.13698 | 0.2699 | 0.46182 | -0.069005 | 0.12291 | 0.25583 | 0.38875 | 0.58066 | 14 | 17
2013-09-03 | 5 | Average Per Premise | 50% Cycling | 415205Average Per Premise50% Cycling | 3.9144 | 4.0095 | 4.0482 | 69.7221 | -0.15076 | -0.0054977 | 0.095107 | 0.19571 | 0.34097 | -0.11206 | 0.033197 | 0.1338 | 0.23441 | 0.37966 | 14 | 17
2013-09-03 | 5 | Average Per Ton | 30% Cycling | 415205Average Per Ton30% Cycling | 0.40498 | 0.4191 | 0.43134 | 69.6961 | -0.019354 | 0.0004187 | 0.014113 | 0.027808 | 0.04758 | -0.0071095 | 0.012663 | 0.026358 | 0.040052 | 0.059825 | 14 | 17
2013-09-03 | 5 | Average Per Ton | 50% Cycling | 415205Average Per Ton50% Cycling | 0.41069 | 0.42067 | 0.42473 | 69.7221 | -0.015817 | -0.0005768 | 0.0099785 | 0.020534 | 0.035774 | -0.011757 | 0.003483 | 0.014038 | 0.024594 | 0.039834 | 14 | 17
2013-09-03 | 6 | Average Per Device | 30% Cycling | 415206Average Per Device30% Cycling | 1.7073 | 1.8091 | 1.862 | 69.4314 | -0.042543 | 0.042722 | 0.10178 | 0.16083 | 0.2461 | 0.010312 | 0.095578 | 0.15463 | 0.21369 | 0.29895 | 14 | 17
2013-09-03 | 6 | Average Per Device | 50% Cycling | 415206Average Per Device50% Cycling | 1.7515 | 1.7769 | 1.794 | 69.5347 | -0.084857 | -0.019745 | 0.025352 | 0.070449 | 0.13556 | -0.067709 | -0.0025961 | 0.0425 | 0.087597 | 0.15271 | 14 | 17
2013-09-03 | 6 | Average Per Premise | 30% Cycling | 415206Average Per Premise30% Cycling | 4.294 | 4.55 | 4.6829 | 69.4314 | -0.107 | 0.10745 | 0.25597 | 0.4045 | 0.61894 | 0.025936 | 0.24038 | 0.3889 | 0.53743 | 0.75187 | 14 | 17
2013-09-03 | 6 | Average Per Premise | 50% Cycling | 415206Average Per Premise50% Cycling | 4.2893 | 4.3514 | 4.3934 | 69.5347 | -0.2078 | -0.048352 | 0.062084 | 0.17252 | 0.33197 | -0.16581 | -0.0063578 | 0.10408 | 0.21451 | 0.37397 | 14 | 17
2013-09-03 | 6 | Average Per Ton | 30% Cycling | 415206Average Per Ton30% Cycling | 0.4424 | 0.46878 | 0.48247 | 69.4314 | -0.011024 | 0.01107 | 0.026372 | 0.041675 | 0.063768 | 0.0026721 | 0.024766 | 0.040068 | 0.05537 | 0.077464 | 14 | 17
2013-09-03 | 6 | Average Per Ton | 50% Cycling | 415206Average Per Ton50% Cycling | 0.45003 | 0.45654 | 0.46095 | 69.5347 | -0.021802 | -0.005073 | 0.0065137 | 0.0181 | 0.03483 | -0.017396 | -0.0006671 | 0.01092 | 0.022506 | 0.039236 | 14 | 17
2013-09-03 | 7 | Average Per Device | 30% Cycling | 415207Average Per Device30% Cycling | 1.956 | 2.0854 | 2.1463 | 70.6693 | -0.032848 | 0.063022 | 0.12942 | 0.19582 | 0.29169 | 0.02808 | 0.12395 | 0.19035 | 0.25675 | 0.35262 | 14 | 17
2013-09-03 | 7 | Average Per Device | 50% Cycling | 415207Average Per Device50% Cycling | 2.0582 | 2.038 | 2.0577 | 70.5905 | -0.14377 | -0.070764 | -0.020199 | 0.030365 | 0.10337 | -0.1241 | -0.051096 | -0.0005307 | 0.050034 | 0.12304 | 14 | 17
2013-09-03 | 7 | Average Per Premise | 30% Cycling | 415207Average Per Premise30% Cycling | 4.9193 | 5.2448 | 5.3981 | 70.6693 | -0.082613 | 0.1585 | 0.3255 | 0.49249 | 0.73361 | 0.070622 | 0.31174 | 0.47873 | 0.64573 | 0.88684 | 14 | 17
2013-09-03 | 7 | Average Per Premise | 50% Cycling | 415207Average Per Premise50% Cycling | 5.0404 | 4.9909 | 5.0391 | 70.5905 | -0.35208 | -0.17329 | -0.049466 | 0.074361 | 0.25315 | -0.30391 | -0.12513 | -0.0012999 | 0.12253 | 0.30131 | 14 | 17
2013-09-03 | 7 | Average Per Ton | 30% Cycling | 415207Average Per Ton30% Cycling | 0.50683 | 0.54037 | 0.55615 | 70.6693 | -0.0085114 | 0.01633 | 0.033535 | 0.050741 | 0.075582 | 0.007276 | 0.032118 | 0.049323 | 0.066528 | 0.09137 | 14 | 17
2013-09-03 | 7 | Average Per Ton | 50% Cycling | 415207Average Per Ton50% Cycling | 0.52883 | 0.52364 | 0.52869 | 70.5905 | -0.036939 | -0.018181 | -0.0051898 | 0.0078018 | 0.02656 | -0.031886 | -0.013128 | -0.0001364 | 0.012855 | 0.031613 | 14 | 17
2013-09-03 | 8 | Average Per Device | 30% Cycling | 415208Average Per Device30% Cycling | 2.4087 | 2.5794 | 2.6547 | 72.8411 | -0.018549 | 0.093218 | 0.17063 | 0.24804 | 0.3598 | 0.05681 | 0.16858 | 0.24599 | 0.3234 | 0.43516 | 14 | 17
2013-09-03 | 8 | Average Per Device | 50% Cycling | 415208Average Per Device50% Cycling | 2.4775 | 2.5196 | 2.5439 | 72.6405 | -0.096029 | -0.014468 | 0.042021 | 0.09851 | 0.18007 | -0.071713 | 0.009848 | 0.066337 | 0.12283 | 0.20439 | 14 | 17
2013-09-03 | 8 | Average Per Premise | 30% Cycling | 415208Average Per Premise30% Cycling | 6.058 | 6.4871 | 6.6766 | 72.8411 | -0.046651 | 0.23444 | 0.42913 | 0.62381 | 0.90491 | 0.14288 | 0.42397 | 0.61866 | 0.81334 | 1.0944 | 14 | 17
2013-09-03 | 8 | Average Per Premise | 50% Cycling | 415208Average Per Premise50% Cycling | 6.0672 | 6.1701 | 6.2297 | 72.6405 | -0.23516 | -0.03543 | 0.1029 | 0.24124 | 0.44097 | -0.17562 | 0.024116 | 0.16245 | 0.30079 | 0.50052 | 14 | 17
2013-09-03 | 8 | Average Per Ton | 30% Cycling | 415208Average Per Ton30% Cycling | 0.62414 | 0.66836 | 0.68788 | 72.8411 | -0.0048063 | 0.024154 | 0.044213 | 0.064271 | 0.093231 | 0.014721 | 0.043681 | 0.063739 | 0.083797 | 0.11276 | 14 | 17
2013-09-03 | 8 | Average Per Ton | 50% Cycling | 415208Average Per Ton50% Cycling | 0.63656 | 0.64736 | 0.6536 | 72.6405 | -0.024673 | -0.0037173 | 0.010797 | 0.02531 | 0.046266 | -0.018425 | 0.0025302 | 0.017044 | 0.031558 | 0.052513 | 14 | 17
2013-09-03 | 9 | Average Per Device | 30% Cycling | 415209Average Per Device30% Cycling | 3.2003 | 3.3273 | 3.4245 | 77.2714 | -0.098722 | 0.034637 | 0.127 | 0.21936 | 0.35272 | -0.0015097 | 0.13185 | 0.22421 | 0.31658 | 0.44993 | 14 | 17
2013-09-03 | 9 | Average Per Device | 50% Cycling | 415209Average Per Device50% Cycling | 3.1416 | 3.2421 | 3.2734 | 76.7699 | -0.057603 | 0.035818 | 0.10052 | 0.16522 | 0.25865 | -0.026314 | 0.067107 | 0.13181 | 0.19651 | 0.28993 | 14 | 17
2013-09-03 | 9 | Average Per Premise | 30% Cycling | 415209Average Per Premise30% Cycling | 8.0489 | 8.3683 | 8.6128 | 77.2714 | -0.24829 | 0.087112 | 0.31941 | 0.5517 | 0.8871 | -0.0037962 | 0.3316 | 0.5639 | 0.79619 | 1.1316 | 14 | 17
2013-09-03 | 9 | Average Per Premise | 50% Cycling | 415209Average Per Premise50% Cycling | 7.6933 | 7.9395 | 8.0161 | 76.7699 | -0.14106 | 0.087714 | 0.24616 | 0.40461 | 0.63339 | -0.064441 | 0.16434 | 0.32279 | 0.48124 | 0.71001 | 14 | 17
2013-09-03 | 9 | Average Per Ton | 30% Cycling | 415209Average Per Ton30% Cycling | 0.82926 | 0.86217 | 0.88736 | 77.2714 | -0.025581 | 0.008975 | 0.032908 | 0.056841 | 0.091397 | -0.0003912 | 0.034164 | 0.058098 | 0.082031 | 0.11659 | 14 | 17
2013-09-03 | 9 | Average Per Ton | 50% Cycling | 415209Average Per Ton50% Cycling | 0.80717 | 0.83299 | 0.84103 | 76.7699 | -0.0148 | 0.0092029 | 0.025827 | 0.042452 | 0.066454 | -0.006761 | 0.017242 | 0.033866 | 0.050491 | 0.074493 | 14 | 17
2013-09-03 | 10 | Average Per Device | 30% Cycling | 4152010Average Per Device30% Cycling | 3.9119 | 3.9785 | 4.0948 | 81.2221 | -0.18345 | -0.035698 | 0.066633 | 0.16896 | 0.31671 | -0.06721 | 0.08054 | 0.18287 | 0.2852 | 0.43295 | 14 | 17
2013-09-03 | 10 | Average Per Device | 50% Cycling | 4152010Average Per Device50% Cycling | 3.8101 | 3.891 | 3.9285 | 80.4117 | -0.092511 | 0.009921 | 0.080865 | 0.15181 | 0.25424 | -0.05496 | 0.047472 | 0.11842 | 0.18936 | 0.29179 | 14 | 17
2013-09-03 | 10 | Average Per Premise | 30% Cycling | 4152010Average Per Premise30% Cycling | 9.8385 | 10.0061 | 10.2984 | 81.2221 | -0.46137 | -0.08978 | 0.16758 | 0.42495 | 0.79654 | -0.16903 | 0.20256 | 0.45992 | 0.71729 | 1.0889 | 14 | 17
2013-09-03 | 10 | Average Per Premise | 50% Cycling | 4152010Average Per Premise50% Cycling | 9.3305 | 9.5285 | 9.6205 | 80.4117 | -0.22655 | 0.024296 | 0.19803 | 0.37176 | 0.62261 | -0.13459 | 0.11625 | 0.28999 | 0.46372 | 0.71457 | 14 | 17
2013-09-03 | 10 | Average Per Ton | 30% Cycling | 4152010Average Per Ton30% Cycling | 1.0136 | 1.0309 | 1.061 | 81.2221 | -0.047535 | -0.0092499 | 0.017266 | 0.043782 | 0.082066 | -0.017415 | 0.020869 | 0.047385 | 0.073901 | 0.11219 | 14 | 17
2013-09-03 | 10 | Average Per Ton | 50% Cycling | 4152010Average Per Ton50% Cycling | 0.97894 | 0.99971 | 1.0094 | 80.4117 | -0.023769 | 0.002549 | 0.020777 | 0.039005 | 0.065323 | -0.014121 | 0.012197 | 0.030425 | 0.048653 | 0.074971 | 14 | 17
2013-09-03 | 11 | Average Per Device | 30% Cycling | 4152011Average Per Device30% Cycling | 4.4849 | 4.47 | 4.6006 | 83.4871 | -0.28269 | -0.12447 | -0.014885 | 0.094697 | 0.25292 | -0.15209 | 0.0061303 | 0.11571 | 0.22529 | 0.38351 | 14 | 17
2013-09-03 | 11 | Average Per Device | 50% Cycling | 4152011Average Per Device50% Cycling | 4.311 | 4.3392 | 4.3811 | 82.6127 | -0.15495 | -0.046752 | 0.028189 | 0.10313 | 0.21133 | -0.11308 | -0.0048746 | 0.070066 | 0.14501 | 0.25321 | 14 | 17
2013-09-03 | 11 | Average Per Premise | 30% Cycling | 4152011Average Per Premise30% Cycling | 11.2796 | 11.2421 | 11.5706 | 83.4871 | -0.71096 | -0.31304 | -0.037436 | 0.23816 | 0.63609 | -0.38251 | 0.015417 | 0.29102 | 0.56662 | 0.96454 | 14 | 17
2013-09-03 | 11 | Average Per Premise | 50% Cycling | 4152011Average Per Premise50% Cycling | 10.5572 | 10.6262 | 10.7288 | 82.6127 | -0.37946 | -0.11449 | 0.069032 | 0.25255 | 0.51753 | -0.27691 | -0.011936 | 0.17158 | 0.3551 | 0.62008 | 14 | 17
2013-09-03 | 11 | Average Per Ton | 30% Cycling | 4152011Average Per Ton30% Cycling | 1.1621 | 1.1583 | 1.1921 | 83.4871 | -0.073249 | -0.032252 | -0.0038569 | 0.024538 | 0.065535 | -0.039409 | 0.0015885 | 0.029983 | 0.058378 | 0.099375 | 14 | 17
2013-09-03 | 11 | Average Per Ton | 50% Cycling | 4152011Average Per Ton50% Cycling | 1.1076 | 1.1149 | 1.1256 | 82.6127 | -0.039812 | -0.012012 | 0.0072427 | 0.026497 | 0.054298 | -0.029053 | -0.0012524 | 0.018002 | 0.037257 | 0.065057 | 14 | 17
2013-09-03 | 12 | Average Per Device | 30% Cycling | 4152012Average Per Device30% Cycling | 4.8266 | 4.7463 | 4.885 | 86.5064 | -0.36129 | -0.19526 | -0.080274 | 0.034715 | 0.20074 | -0.22262 | -0.056592 | 0.058396 | 0.17338 | 0.33941 | 14 | 17
2013-09-03 | 12 | Average Per Device | 50% Cycling | 4152012Average Per Device50% Cycling | 4.6435 | 4.5935 | 4.6378 | 85.3845 | -0.24144 | -0.12836 | -0.050047 | 0.028269 | 0.14134 | -0.19711 | -0.084032 | -0.0057163 | 0.0726 | 0.18568 | 14 | 17
2013-09-03 | 12 | Average Per Premise | 30% Cycling | 4152012Average Per Premise30% Cycling | 12.1389 | 11.937 | 12.2858 | 86.5064 | -0.90864 | -0.49109 | -0.20189 | 0.087308 | 0.50486 | -0.55988 | -0.14233 | 0.14687 | 0.43606 | 0.85362 | 14 | 17
2013-09-03 | 12 | Average Per Premise | 50% Cycling | 4152012Average Per Premise50% Cycling | 11.3714 | 11.2488 | 11.3574 | 85.3845 | -0.59125 | -0.31434 | -0.12256 | 0.069228 | 0.34614 | -0.48269 | -0.20578 | -0.013998 | 0.17779 | 0.4547 | 14 | 17
2013-09-03 | 12 | Average Per Ton | 30% Cycling | 4152012Average Per Ton30% Cycling | 1.2507 | 1.2299 | 1.2658 | 86.5064 | -0.093616 | -0.050596 | -0.0208 | 0.0089951 | 0.052015 | -0.057684 | -0.014664 | 0.015131 | 0.044927 | 0.087947 | 14 | 17
2013-09-03 | 12 | Average Per Ton | 50% Cycling | 4152012Average Per Ton50% Cycling | 1.1931 | 1.1802 | 1.1916 | 85.3845 | -0.062033 | -0.032981 | -0.012859 | 0.0072632 | 0.036316 | -0.050644 | -0.021591 | -0.0014689 | 0.018653 | 0.047706 | 14 | 17
2013-09-03 | 13 | Average Per Device | 30% Cycling | 4152013Average Per Device30% Cycling | 4.9543 | 4.8137 | 4.9543 | 87.3264 | -0.42625 | -0.25751 | -0.14064 | -0.023768 | 0.14498 | -0.28561 | -0.11687 | 0 | 0.11687 | 0.28561 | 14 | 17
2013-09-03 | 13 | Average Per Device | 50% Cycling | 4152013Average Per Device50% Cycling | 4.7081 | 4.6631 | 4.7081 | 86.0353 | -0.23839 | -0.12414 | -0.045003 | 0.034131 | 0.14839 | -0.19339 | -0.079134 | 0 | 0.079134 | 0.19339 | 14 | 17
2013-09-03 | 13 | Average Per Premise | 30% Cycling | 4152013Average Per Premise30% Cycling | 12.4602 | 12.1065 | 12.4602 | 87.3264 | -1.072 | -0.64764 | -0.35371 | -0.059776 | 0.36461 | -0.71832 | -0.29393 | 0 | 0.29393 | 0.71832 | 14 | 17
2013-09-03 | 13 | Average Per Premise | 50% Cycling | 4152013Average Per Premise50% Cycling | 11.5297 | 11.4194 | 11.5297 | 86.0353 | -0.5838 | -0.304 | -0.11021 | 0.083584 | 0.36339 | -0.47359 | -0.19379 | 0 | 0.19379 | 0.47359 | 14 | 17
2013-09-03 | 13 | Average Per Ton | 30% Cycling | 4152013Average Per Ton30% Cycling | 1.2838 | 1.2473 | 1.2838 | 87.3264 | -0.11045 | -0.066725 | -0.036442 | -0.0061586 | 0.037566 | -0.074008 | -0.030283 | 0 | 0.030283 | 0.074008 | 14 | 17
2013-09-03 | 13 | Average Per Ton | 50% Cycling | 4152013Average Per Ton50% Cycling | 1.2097 | 1.1981 | 1.2097 | 86.0353 | -0.061251 | -0.031895 | -0.011563 | 0.0087695 | 0.038126 | -0.049688 | -0.020332 | 0 | 0.020332 | 0.049688 | 14 | 17
2013-09-03 | 14 | Average Per Device | 30% Cycling | 4152014Average Per Device30% Cycling | 4.7122 | 4.8871 | 5.0299 | 86.2686 | -0.10572 | 0.060069 | 0.17489 | 0.28971 | 0.4555 | 0.037067 | 0.20285 | 0.31768 | 0.4325 | 0.59828 | 14 | 17
2013-09-03 | 14 | Average Per Device | 50% Cycling | 4152014Average Per Device50% Cycling | 4.4506 | 4.7069 | 4.7524 | 85.3383 | 0.066377 | 0.17859 | 0.25631 | 0.33403 | 0.44624 | 0.1118 | 0.22402 | 0.30173 | 0.37945 | 0.49166 | 14 | 17
2013-09-03 | 14 | Average Per Premise | 30% Cycling | 4152014Average Per Premise30% Cycling | 11.8513 | 12.2911 | 12.6502 | 86.2686 | -0.26588 | 0.15107 | 0.43986 | 0.72864 | 1.1456 | 0.093223 | 0.51018 | 0.79896 | 1.0877 | 1.5047 | 14 | 17
2013-09-03 | 14 | Average Per Premise | 50% Cycling | 4152014Average Per Premise50% Cycling | 10.899 | 11.5267 | 11.6379 | 85.3383 | 0.16255 | 0.43735 | 0.62767 | 0.81799 | 1.0928 | 0.27379 | 0.54859 | 0.73891 | 0.92923 | 1.204 | 14 | 17
2013-09-03 | 14 | Average Per Ton | 30% Cycling | 4152014Average Per Ton30% Cycling | 1.221 | 1.2663 | 1.3033 | 86.2686 | -0.027393 | 0.015565 | 0.045318 | 0.07507 | 0.11803 | 0.0096047 | 0.052563 | 0.082315 | 0.11207 | 0.15503 | 14 | 17
2013-09-03 | 14 | Average Per Ton | 50% Cycling | 4152014Average Per Ton50% Cycling | 1.1435 | 1.2094 | 1.221 | 85.3383 | 0.017054 | 0.045885 | 0.065854 | 0.085822 | 0.11465 | 0.028726 | 0.057556 | 0.077525 | 0.097493 | 0.12632 | 14 | 17
2013-09-03 | 15 | Average Per Device | 30% Cycling | 4152015Average Per Device30% Cycling | 4.698 | 4.9114 | 5.0549 | 86.5 | -0.067307 | 0.098534 | 0.21339 | 0.32826 | 0.4941 | 0.076187 | 0.24203 | 0.35689 | 0.47175 | 0.63759 | 14 | 17
2013-09-03 | 15 | Average Per Device | 50% Cycling | 4152015Average Per Device50% Cycling | 4.4114 | 4.6936 | 4.7389 | 85.4928 | 0.093418 | 0.20494 | 0.28218 | 0.35942 | 0.47094 | 0.13871 | 0.25024 | 0.32748 | 0.40472 | 0.51624 | 14 | 17
2013-09-03 | 15 | Average Per Premise | 30% Cycling | 4152015Average Per Premise30% Cycling | 11.8156 | 12.3523 | 12.7132 | 86.5 | -0.16928 | 0.24781 | 0.53669 | 0.82557 | 1.2427 | 0.19161 | 0.6087 | 0.89758 | 1.1865 | 1.6035 | 14 | 17
2013-09-03 | 15 | Average Per Premise | 50% Cycling | 4152015Average Per Premise50% Cycling | 10.803 | 11.494 | 11.6049 | 85.4928 | 0.22877 | 0.50187 | 0.69102 | 0.88017 | 1.1533 | 0.3397 | 0.6128 | 0.80195 | 0.9911 | 1.2642 | 14 | 17
2013-09-03 | 15 | Average Per Ton | 30% Cycling | 4152015Average Per Ton30% Cycling | 1.2173 | 1.2726 | 1.3098 | 86.5 | -0.01744 | 0.025532 | 0.055294 | 0.085057 | 0.12803 | 0.019741 | 0.062714 | 0.092476 | 0.12224 | 0.16521 | 14 | 17
2013-09-03 | 15 | Average Per Ton | 50% Cycling | 4152015Average Per Ton50% Cycling | 1.1334 | 1.2059 | 1.2176 | 85.4928 | 0.024002 | 0.052655 | 0.072501 | 0.092346 | 0.121 | 0.03564 | 0.064294 | 0.084139 | 0.10398 | 0.13264 | 14 | 17
2013-09-03 | 16 | Average Per Device | 30% Cycling | 4152016Average Per Device30% Cycling | 4.5918 | 4.7953 | 4.9354 | 86.1079 | -0.072104 | 0.090715 | 0.20348 | 0.31625 | 0.47907 | 0.067997 | 0.23082 | 0.34358 | 0.45635 | 0.61917 | 14 | 17
2013-09-03 | 16 | Average Per Device | 50% Cycling | 4152016Average Per Device50% Cycling | 4.2647 | 4.6048 | 4.6493 | 84.8612 | 0.15758 | 0.26544 | 0.34015 | 0.41485 | 0.52271 | 0.20202 | 0.30988 | 0.38459 | 0.45929 | 0.56715 | 14 | 17
2013-09-03 | 16 | Average Per Premise | 30% Cycling | 4152016Average Per Premise30% Cycling | 11.5485 | 12.0603 | 12.4126 | 86.1079 | -0.18134 | 0.22815 | 0.51176 | 0.79537 | 1.2049 | 0.17102 | 0.58051 | 0.86412 | 1.1477 | 1.5572 | 14 | 17
2013-09-03 | 16 | Average Per Premise | 50% Cycling | 4152016Average Per Premise50% Cycling | 10.4437 | 11.2767 | 11.3855 | 84.8612 | 0.3859 | 0.65004 | 0.83298 | 1.0159 | 1.2801 | 0.49473 | 0.75887 | 0.94181 | 1.1248 | 1.3889 | 14 | 17
2013-09-03 | 16 | Average Per Ton | 30% Cycling | 4152016Average Per Ton30% Cycling | 1.1898 | 1.2425 | 1.2789 | 86.1079 | -0.018683 | 0.023506 | 0.052726 | 0.081946 | 0.12413 | 0.017619 | 0.059809 | 0.089029 | 0.11825 | 0.16044 | 14 | 17
2013-09-03 | 16 | Average Per Ton | 50% Cycling | 4152016Average Per Ton50% Cycling | 1.0957 | 1.1831 | 1.1945 | 84.8612 | 0.040488 | 0.068201 | 0.087395 | 0.10659 | 0.1343 | 0.051906 | 0.079619 | 0.098813 | 0.11801 | 0.14572 | 14 | 17
2013-09-03 | 17 | Average Per Device | 30% Cycling | 4152017Average Per Device30% Cycling | 4.4159 | 4.5484 | 4.6813 | 85.7039 | -0.13611 | 0.022562 | 0.13246 | 0.24236 | 0.40104 | -0.0032267 | 0.15545 | 0.26535 | 0.37525 | 0.53392 | 14 | 17
2013-09-03 | 17 | Average Per Device | 50% Cycling | 4152017Average Per Device50% Cycling | 4.031 | 4.386 | 4.4284 | 84.889 | 0.17898 | 0.28299 | 0.35502 | 0.42706 | 0.53107 | 0.22131 | 0.32532 | 0.39735 | 0.46939 | 0.5734 | 14 | 17
2013-09-03 | 17 | Average Per Premise | 30% Cycling | 4152017Average Per Premise30% Cycling | 11.1061 | 11.4393 | 11.7735 | 85.7039 | -0.34233 | 0.056745 | 0.33314 | 0.60954 | 1.0086 | -0.0081159 | 0.39096 | 0.66735 | 0.94375 | 1.3428 | 14 | 17
2013-09-03 | 17 | Average Per Premise | 50% Cycling | 4152017Average Per Premise50% Cycling | 9.8714 | 10.7408 | 10.8445 | 84.889 | 0.43831 | 0.69301 | 0.86941 | 1899-12-31 01:06 | 1.3005 | 0.54197 | 0.79667 | 0.97307 | 1.1495 | 1.4042 | 14 | 17
2013-09-03 | 17 | Average Per Ton | 30% Cycling | 4152017Average Per Ton30% Cycling | 1.1442 | 1.1786 | 1.213 | 85.7039 | -0.035269 | 0.0058464 | 0.034323 | 0.0628 | 0.10392 | -0.0008361 | 0.04028 | 0.068756 | 0.097233 | 0.13835 | 14 | 17
2013-09-03 | 17 | Average Per Ton | 50% Cycling | 4152017Average Per Ton50% Cycling | 1.0357 | 1.1269 | 1.1378 | 84.889 | 0.045986 | 0.072709 | 0.091217 | 0.10973 | 0.13645 | 0.056862 | 0.083584 | 0.10209 | 0.1206 | 0.14732 | 14 | 17
2013-09-03 | 18 | Average Per Device | 30% Cycling | 4152018Average Per Device30% Cycling | 4.2389 | 4.099 | 4.2188 | 83.0521 | -0.40412 | -0.24805 | -0.13995 | -0.031852 | 0.12422 | -0.28436 | -0.12829 | -0.020191 | 0.087906 | 0.24398 | 14 | 17
2013-09-03 | 18 | Average Per Device | 50% Cycling | 4152018Average Per Device50% Cycling | 3.9209 | 3.9102 | 3.948 | 82.1753 | -0.18421 | -0.0817 | -0.010705 | 0.06029 | 0.1628 | -0.14647 | -0.043963 | 0.027032 | 0.098028 | 0.20053 | 14 | 17
2013-09-03 | 18 | Average Per Premise | 30% Cycling | 4152018Average Per Premise30% Cycling | 10.661 | 10.309 | 10.6102 | 83.0521 | -1.0164 | -0.62384 | -0.35197 | -0.080107 | 0.31242 | -0.71518 | -0.32265 | -0.050781 | 0.22108 | 0.61362 | 14 | 17
2013-09-03 | 18 | Average Per Premise | 50% Cycling | 4152018Average Per Premise50% Cycling | 9.6019 | 9.5757 | 9.6681 | 82.1753 | -0.4511 | -0.20007 | -0.026215 | 0.14764 | 0.39867 | -0.35868 | -0.10766 | 0.066198 | 0.24006 | 0.49108 | 14 | 17
2013-09-03 | 18 | Average Per Ton | 30% Cycling | 4152018Average Per Ton30% Cycling | 1.0984 | 1.0621 | 1.0932 | 83.0521 | -0.10472 | -0.064273 | -0.036263 | -0.0082533 | 0.032189 | -0.073684 | -0.033242 | -0.005232 | 0.022778 | 0.06322 | 14 | 17
2013-09-03 | 18 | Average Per Ton | 50% Cycling | 4152018Average Per Ton50% Cycling | 1.0074 | 1.0047 | 1.0144 | 82.1753 | -0.047328 | -0.020991 | -0.0027504 | 0.015491 | 0.041827 | -0.037632 | -0.011295 | 0.0069454 | 0.025186 | 0.051523 | 14 | 17
2013-09-03 | 19 | Average Per Device | 30% Cycling | 4152019Average Per Device30% Cycling | 3.7596 | 3.5243 | 3.6273 | 79.2386 | -0.48803 | -0.33868 | -0.23524 | -0.1318 | 0.017551 | -0.38507 | -0.23571 | -0.13227 | -0.028834 | 0.12052 | 14 | 17
2013-09-03 | 19 | Average Per Device | 50% Cycling | 4152019Average Per Device50% Cycling | 3.5165 | 3.3416 | 3.3738 | 78.5982 | -0.34034 | -0.24257 | -0.17486 | -0.10715 | -0.0093829 | -0.30809 | -0.21032 | -0.14261 | -0.074898 | 0.022866 | 14 | 17
2013-09-03 | 19 | Average Per Premise | 30% Cycling | 4152019Average Per Premise30% Cycling | 9.4553 | 8.8637 | 9.1227 | 79.2386 | -1.2274 | -0.85179 | -0.59164 | -0.33148 | 0.044141 | -0.96845 | -0.59283 | -0.33267 | -0.072517 | 0.30311 | 14 | 17
2013-09-03 | 19 | Average Per Premise | 50% Cycling | 4152019Average Per Premise50% Cycling | 8.6114 | 8.1831 | 8.2621 | 78.5982 | -0.83344 | -0.59403 | -0.42821 | -0.26239 | -0.022978 | -0.75447 | -0.51505 | -0.34923 | -0.18342 | 0.055996 | 14 | 17
2013-09-03 | 19 | Average Per Ton | 30% Cycling | 4152019Average Per Ton30% Cycling | 0.97417 | 0.91321 | 0.93989 | 79.2386 | -0.12646 | -0.087759 | -0.060955 | -0.034152 | 0.0045477 | -0.099778 | -0.061078 | -0.034275 | -0.0074713 | 0.031228 | 14 | 17
2013-09-03 | 19 | Average Per Ton | 50% Cycling | 4152019Average Per Ton50% Cycling | 0.90349 | 0.85856 | 0.86685 | 78.5982 | -0.087443 | -0.062324 | -0.044927 | -0.02753 | -0.0024107 | -0.079157 | -0.054038 | -0.036641 | -0.019244 | 0.005875 | 14 | 17
2013-09-03 | 20 | Average Per Device | 30% Cycling | 4152020Average Per Device30% Cycling | 3.5568 | 3.2561 | 3.3512 | 76.2129 | -0.55145 | -0.4033 | -0.30069 | -0.19808 | -0.049925 | -0.45632 | -0.30817 | -0.20556 | -0.10295 | 0.045206 | 14 | 17
2013-09-03 | 20 | Average Per Device | 50% Cycling | 4152020Average Per Device50% Cycling | 3.3315 | 3.0805 | 3.1102 | 75.7279 | -0.41701 | -0.31894 | -0.25102 | -0.1831 | -0.085029 | -0.38728 | -0.28921 | -0.22129 | -0.15337 | -0.0553 | 14 | 17
2013-09-03 | 20 | Average Per Premise | 30% Cycling | 4152020Average Per Premise30% Cycling | 8.9453 | 8.1891 | 8.4283 | 76.2129 | -1.3869 | -1.0143 | -0.75623 | -0.49817 | -0.12556 | -1.1476 | -0.77504 | -0.51698 | -0.25891 | 0.11369 | 14 | 17
2013-09-03 | 20 | Average Per Premise | 50% Cycling | 4152020Average Per Premise50% Cycling | 8.1584 | 7.5437 | 7.6165 | 75.7279 | -1.0212 | -0.78105 | -0.61471 | -0.44838 | -0.20823 | -0.9484 | -0.70824 | -0.54191 | -0.37558 | -0.13542 | 14 | 17
2013-09-03 | 20 | Average Per Ton | 30% Cycling | 4152020Average Per Ton30% Cycling | 0.92162 | 0.84371 | 0.86836 | 76.2129 | -0.14289 | -0.1045 | -0.077913 | -0.051325 | -0.012936 | -0.11824 | -0.079851 | -0.053263 | -0.026675 | 0.011714 | 14 | 17
2013-09-03 | 20 | Average Per Ton | 50% Cycling | 4152020Average Per Ton50% Cycling | 0.85597 | 0.79147 | 0.79911 | 75.7279 | -0.10714 | -0.081946 | -0.064495 | -0.047044 | -0.021847 | -0.099504 | -0.074308 | -0.056856 | -0.039405 | -0.014208 | 14 | 17
2013-09-03 | 21 | Average Per Device | 30% Cycling | 4152021Average Per Device30% Cycling | 3.204 | 3.0268 | 3.1152 | 75.1507 | -0.41399 | -0.27411 | -0.17723 | -0.080342 | 0.059542 | -0.32556 | -0.18568 | -0.088793 | 0.00809 | 0.14797 | 14 | 17
2013-09-03 | 21 | Average Per Device | 50% Cycling | 4152021Average Per Device50% Cycling | 2.9331 | 2.7973 | 2.8243 | 74.7621 | -0.28985 | -0.19879 | -0.13573 | -0.072663 | 0.018392 | -0.26285 | -0.1718 | -0.10873 | -0.045666 | 0.045389 | 14 | 17
2013-09-03 | 21 | Average Per Premise | 30% Cycling | 4152021Average Per Premise30% Cycling | 8.0582 | 7.6125 | 7.8349 | 75.1507 | -1.0412 | -0.68939 | -0.44572 | -0.20206 | 0.14975 | -0.81879 | -0.46698 | -0.22332 | 0.020346 | 0.37216 | 14 | 17
2013-09-03 | 21 | Average Per Premise | 50% Cycling | 4152021Average Per Premise50% Cycling | 7.1827 | 6.8503 | 6.9164 | 74.7621 | -0.7098 | -0.48682 | -0.33238 | -0.17794 | 0.045041 | -0.64369 | -0.42071 | -0.26627 | -0.11183 | 0.11115 | 14 | 17
2013-09-03 | 21 | Average Per Ton | 30% Cycling | 4152021Average Per Ton30% Cycling | 0.83022 | 0.7843 | 0.80721 | 75.1507 | -0.10727 | -0.071026 | -0.045922 | -0.020818 | 0.015428 | -0.084358 | -0.048112 | -0.023008 | 0.0020962 | 0.038343 | 14 | 17
2013-09-03 | 21 | Average Per Ton | 50% Cycling | 4152021Average Per Ton50% Cycling | 0.75359 | 0.71872 | 0.72566 | 74.7621 | -0.074471 | -0.051076 | -0.034873 | -0.018669 | 0.0047256 | -0.067535 | -0.04414 | -0.027936 | -0.011733 | 0.011662 | 14 | 17
2013-09-03 | 22 | Average Per Device | 30% Cycling | 4152022Average Per Device30% Cycling | 2.7445 | 2.6643 | 2.7422 | 73.9779 | -0.29252 | -0.16709 | -0.08021 | 0.0066656 | 0.1321 | -0.21468 | -0.089245 | -0.0023685 | 0.084508 | 0.20994 | 14 | 17
2013-09-03 | 22 | Average Per Device | 50% Cycling | 4152022Average Per Device50% Cycling | 2.4567 | 2.4218 | 2.4452 | 73.8429 | -0.17184 | -0.09089 | -0.034825 | 0.02124 | 0.10219 | -0.14847 | -0.067517 | -0.011452 | 0.044612 | 0.12556 | 14 | 17
2013-09-03 | 22 | Average Per Premise | 30% Cycling | 4152022Average Per Premise30% Cycling | 6.9026 | 6.7008 | 6.8966 | 73.9779 | -0.7357 | -0.42022 | -0.20173 | 0.016764 | 0.33223 | -0.53992 | -0.22445 | -0.0059576 | 0.21254 | 0.52801 | 14 | 17
2013-09-03 | 22 | Average Per Premise | 50% Cycling | 4152022Average Per Premise50% Cycling | 6.0161 | 5.9308 | 5.988 | 73.8429 | -0.42081 | -0.22258 | -0.085282 | 0.052013 | 0.25025 | -0.36357 | -0.16534 | -0.028045 | 0.10925 | 0.30748 | 14 | 17
2013-09-03 | 22 | Average Per Ton | 30% Cycling | 4152022Average Per Ton30% Cycling | 0.71116 | 0.69038 | 0.71055 | 73.9779 | -0.075798 | -0.043295 | -0.020784 | 0.0017271 | 0.03423 | -0.055627 | -0.023125 | -0.0006137 | 0.021897 | 0.0544 | 14 | 17
2013-09-03 | 22 | Average Per Ton | 50% Cycling | 4152022Average Per Ton50% Cycling | 0.6312 | 0.62225 | 0.62825 | 73.8429 | -0.044151 | -0.023352 | -0.0089476 | 0.0054571 | 0.026255 | -0.038145 | -0.017347 | -0.0029425 | 0.011462 | 0.03226 | 14 | 17
2013-09-03 | 23 | Average Per Device | 30% Cycling | 4152023Average Per Device30% Cycling | 2.325 | 2.2918 | 2.3588 | 72.1854 | -0.21969 | -0.10951 | -0.033196 | 0.043114 | 0.15329 | -0.15273 | -0.042547 | 0.033763 | 0.11007 | 0.22025 | 14 | 17
2013-09-03 | 23 | Average Per Device | 50% Cycling | 4152023Average Per Device50% Cycling | 2.1091 | 2.0935 | 2.1137 | 72.3394 | -0.13761 | -0.065502 | -0.015557 | 0.034387 | 0.1065 | -0.11741 | -0.045297 | 0.0046468 | 0.054591 | 0.1267 | 14 | 17
2013-09-03 | 23 | Average Per Premise | 30% Cycling | 4152023Average Per Premise30% Cycling | 5.8475 | 5.764 | 5.9324 | 72.1854 | -0.55251 | -0.27541 | -0.083489 | 0.10843 | 0.38553 | -0.38411 | -0.10701 | 0.084913 | 0.27683 | 0.55394 | 14 | 17
2013-09-03 | 23 | Average Per Premise | 50% Cycling | 4152023Average Per Premise50% Cycling | 5.1648 | 5.1267 | 5.1762 | 72.3394 | -0.337 | -0.1604 | -0.038097 | 0.08421 | 0.2608 | -0.28752 | -0.11093 | 0.01138 | 0.13369 | 0.31028 | 14 | 17
2013-09-03 | 23 | Average Per Ton | 30% Cycling | 4152023Average Per Ton30% Cycling | 0.60246 | 0.59385 | 0.6112 | 72.1854 | -0.056925 | -0.028375 | -0.0086017 | 0.011172 | 0.039721 | -0.039574 | -0.011025 | 0.0087485 | 0.028522 | 0.057071 | 14 | 17
2013-09-03 | 23 | Average Per Ton | 50% Cycling | 4152023Average Per Ton50% Cycling | 0.54188 | 0.53789 | 0.54308 | 72.3394 | -0.035357 | -0.016829 | -0.0039971 | 0.0088351 | 0.027363 | -0.030166 | -0.011638 | 0.0011938 | 0.014026 | 0.032554 | 14 | 17
2013-09-03 | 24 | Average Per Device | 30% Cycling | 4152024Average Per Device30% Cycling | 2.0684 | 2.0692 | 2.1296 | 72.2479 | -0.16853 | -0.068489 | 0.0007982 | 0.070085 | 0.17012 | -0.10808 | -0.0080357 | 0.061251 | 0.13054 | 0.23058 | 14 | 17
2013-09-03 | 24 | Average Per Device | 50% Cycling | 4152024Average Per Device50% Cycling | 1.9115 | 1.8904 | 1.9086 | 72.2586 | -0.132 | -0.066461 | -0.021066 | 0.024328 | 0.089871 | -0.11376 | -0.048217 | -0.0028225 | 0.042572 | 0.10812 | 14 | 17
2013-09-03 | 24 | Average Per Premise | 30% Cycling | 4152024Average Per Premise30% Cycling | 5.202 | 5.204 | 5.356 | 72.2479 | -0.42385 | -0.17225 | 0.002008 | 0.17627 | 0.42787 | -0.27181 | -0.020209 | 0.15405 | 0.32831 | 0.57991 | 14 | 17
2013-09-03 | 24 | Average Per Premise | 50% Cycling | 4152024Average Per Premise50% Cycling | 4.681 | 4.6294 | 4.674 | 72.2586 | -0.32326 | -0.16276 | -0.05159 | 0.059577 | 0.22008 | -0.27859 | -0.11808 | -0.0069122 | 0.10425 | 0.26476 | 14 | 17
2013-09-03 | 24 | Average Per Ton | 30% Cycling | 4152024Average Per Ton30% Cycling | 0.53595 | 0.53616 | 0.55182 | 72.2479 | -0.043669 | -0.017747 | 0.0002068 | 0.01816 | 0.044082 | -0.028004 | -0.0020822 | 0.015871 | 0.033825 | 0.059747 | 14 | 17
2013-09-03 | 24 | Average Per Ton | 50% Cycling | 4152024Average Per Ton50% Cycling | 0.49112 | 0.4857 | 0.49039 | 72.2586 | -0.033916 | -0.017076 | -0.0054127 | 0.0062507 | 0.023091 | -0.029229 | -0.012389 | -0.0007253 | 0.010938 | 0.027778 | 14 | 17
2013-09-05 | 1 | Average Per Device | 30% Cycling | 415221Average Per Device30% Cycling | 1.8839 | 1.9036 | 1.9215 | 72.4026 | -0.13335 | -0.042925 | 0.019703 | 0.082331 | 0.17276 | -0.11543 | -0.025002 | 0.037626 | 0.10025 | 0.19068 | 14 | 17
2013-09-05 | 1 | Average Per Device | 50% Cycling | 415221Average Per Device50% Cycling | 1.8181 | 1.8128 | 1.8409 | 72.3028 | -0.11219 | -0.049081 | -0.0053709 | 0.038339 | 0.10145 | -0.084107 | -0.020996 | 0.022714 | 0.066424 | 0.12953 | 14 | 17
2013-09-05 | 1 | Average Per Premise | 30% Cycling | 415221Average Per Premise30% Cycling | 4.7301 | 4.7795 | 4.8245 | 72.4026 | -0.33482 | -0.10778 | 0.049471 | 0.20672 | 0.43376 | -0.28982 | -0.062775 | 0.094472 | 0.25172 | 0.47876 | 14 | 17
2013-09-05 | 1 | Average Per Premise | 50% Cycling | 415221Average Per Premise50% Cycling | 4.4385 | 4.4254 | 4.494 | 72.3028 | -0.27389 | -0.11982 | -0.013112 | 0.093596 | 0.24766 | -0.20533 | -0.051257 | 0.055451 | 0.16216 | 0.31623 | 14 | 17
2013-09-05 | 1 | Average Per Ton | 30% Cycling | 415221Average Per Ton30% Cycling | 0.49105 | 0.49619 | 0.50086 | 72.4026 | -0.034759 | -0.011189 | 0.0051358 | 0.021461 | 0.045031 | -0.030087 | -0.0065171 | 0.0098076 | 0.026132 | 0.049703 | 14 | 17
2013-09-05 | 1 | Average Per Ton | 50% Cycling | 415221Average Per Ton50% Cycling | 0.46639 | 0.46501 | 0.47221 | 72.3028 | -0.028779 | -0.01259 | -0.0013777 | 0.0098347 | 0.026024 | -0.021575 | -0.0053859 | 0.0058266 | 0.017039 | 0.033228 | 14 | 17
2013-09-05 | 2 | Average Per Device | 30% Cycling | 415222Average Per Device30% Cycling | 1.726 | 1.8093 | 1.8264 | 72.1983 | -0.056658 | 0.026043 | 0.083321 | 0.1406 | 0.2233 | -0.039622 | 0.043078 | 0.10036 | 0.15763 | 0.24033 | 14 | 17
2013-09-05 | 2 | Average Per Device | 50% Cycling | 415222Average Per Device50% Cycling | 1.7265 | 1.7397 | 1.7667 | 72.2092 | -0.089508 | -0.028836 | 0.013186 | 0.055208 | 0.11588 | -0.062555 | -0.0018825 | 0.040139 | 0.082161 | 0.14283 | 14 | 17
2013-09-05 | 2 | Average Per Premise | 30% Cycling | 415222Average Per Premise30% Cycling | 4.3337 | 4.5429 | 4.5857 | 72.1983 | -0.14226 | 0.065389 | 0.2092 | 0.35302 | 0.56067 | -0.099484 | 0.10816 | 0.25198 | 0.39579 | 0.60344 | 14 | 17
2013-09-05 | 2 | Average Per Premise | 50% Cycling | 415222Average Per Premise50% Cycling | 4.2149 | 4.2471 | 4.3129 | 72.2092 | -0.21851 | -0.070395 | 0.032191 | 0.13478 | 0.28289 | -0.15271 | -0.0045957 | 0.09799 | 0.20058 | 0.34869 | 14 | 17
2013-09-05 | 2 | Average Per Ton | 30% Cycling | 415222Average Per Ton30% Cycling | 0.44991 | 0.47163 | 0.47607 | 72.1983 | -0.014769 | 0.0067883 | 0.021719 | 0.036649 | 0.058206 | -0.010328 | 0.011229 | 0.026159 | 0.041089 | 0.062646 | 14 | 17
2013-09-05 | 2 | Average Per Ton | 50% Cycling | 415222Average Per Ton50% Cycling | 0.44289 | 0.44627 | 0.45318 | 72.2092 | -0.02296 | -0.0073968 | 0.0033825 | 0.014162 | 0.029725 | -0.016046 | -0.0004829 | 0.010297 | 0.021076 | 0.036639 | 14 | 17
2013-09-05 | 3 | Average Per Device | 30% Cycling | 415223Average Per Device30% Cycling | 1.6413 | 1.7394 | 1.7558 | 71.0243 | -0.036055 | 0.043203 | 0.098098 | 0.15299 | 0.23225 | -0.019678 | 0.059581 | 0.11447 | 0.16937 | 0.24863 | 14 | 17
2013-09-05 | 3 | Average Per Device | 50% Cycling | 415223Average Per Device50% Cycling | 1.6801 | 1.6962 | 1.7225 | 71.1164 | -0.083752 | -0.024725 | 0.016157 | 0.057039 | 0.11607 | -0.057473 | 0.0015545 | 0.042437 | 0.083319 | 0.14235 | 14 | 17
2013-09-05 | 3 | Average Per Premise | 30% Cycling | 415223Average Per Premise30% Cycling | 4.1211 | 4.3674 | 4.4085 | 71.0243 | -0.090529 | 0.10848 | 0.24631 | 0.38414 | 0.58314 | -0.049408 | 0.1496 | 0.28743 | 0.42526 | 0.62426 | 14 | 17
2013-09-05 | 3 | Average Per Premise | 50% Cycling | 415223Average Per Premise50% Cycling | 4.1015 | 4.1409 | 4.2051 | 71.1164 | -0.20446 | -0.060359 | 0.039444 | 0.13925 | 0.28335 | -0.1403 | 0.0037953 | 0.1036 | 0.2034 | 0.3475 | 14 | 17
2013-09-05 | 3 | Average Per Ton | 30% Cycling | 415223Average Per Ton30% Cycling | 0.42784 | 0.45341 | 0.45767 | 71.0243 | -0.0093983 | 0.011262 | 0.02557 | 0.039879 | 0.060539 | -0.0051294 | 0.01553 | 0.029839 | 0.044148 | 0.064808 | 14 | 17
2013-09-05 | 3 | Average Per Ton | 50% Cycling | 415223Average Per Ton50% Cycling | 0.43097 | 0.43512 | 0.44186 | 71.1164 | -0.021484 | -0.0063424 | 0.0041446 | 0.014632 | 0.029773 | -0.014743 | 0.0003988 | 0.010886 | 0.021373 | 0.036514 | 14 | 17
2013-09-05 | 4 | Average Per Device | 30% Cycling | 415224Average Per Device30% Cycling | 1.6048 | 1.7089 | 1.725 | 71.0371 | -0.028604 | 0.049774 | 0.10406 | 0.15834 | 0.23672 | -0.012515 | 0.065863 | 0.12015 | 0.17443 | 0.25281 | 14 | 17
2013-09-05 | 4 | Average Per Device | 50% Cycling | 415224Average Per Device50% Cycling | 1.66 | 1.6817 | 1.7078 | 71.1406 | -0.078215 | -0.019176 | 0.021713 | 0.062603 | 0.12164 | -0.05216 | 0.0068781 | 0.047768 | 0.088657 | 0.1477 | 14 | 17
2013-09-05 | 4 | Average Per Premise | 30% Cycling | 415224Average Per Premise30% Cycling | 4.0294 | 4.2907 | 4.3311 | 71.0371 | -0.07182 | 0.12497 | 0.26127 | 0.39757 | 0.59436 | -0.031421 | 0.16537 | 0.30167 | 0.43797 | 0.63476 | 14 | 17
2013-09-05 | 4 | Average Per Premise | 50% Cycling | 415224Average Per Premise50% Cycling | 4.0525 | 4.1055 | 4.1691 | 71.1406 | -0.19094 | -0.046814 | 0.053008 | 0.15283 | 0.29696 | -0.12734 | 0.016792 | 0.11661 | 0.21644 | 0.36056 | 14 | 17
2013-09-05 | 4 | Average Per Ton | 30% Cycling | 415224Average Per Ton30% Cycling | 0.41832 | 0.44544 | 0.44963 | 71.0371 | -0.007456 | 0.012974 | 0.027124 | 0.041274 | 0.061704 | -0.0032621 | 0.017168 | 0.031318 | 0.045468 | 0.065898 | 14 | 17
2013-09-05 | 4 | Average Per Ton | 50% Cycling | 415224Average Per Ton50% Cycling | 0.42582 | 0.43139 | 0.43808 | 71.1406 | -0.020063 | -0.0049191 | 0.0055698 | 0.016059 | 0.031203 | -0.01338 | 0.0017644 | 0.012253 | 0.022742 | 0.037887 | 14 | 17
2013-09-05 | 5 | Average Per Device | 30% Cycling | 415225Average Per Device30% Cycling | 1.6209 | 1.7245 | 1.7407 | 70.3873 | -0.030863 | 0.048557 | 0.10356 | 0.15857 | 0.23799 | -0.014627 | 0.064794 | 0.1198 | 0.17481 | 0.25423 | 14 | 17
2013-09-05 | 5 | Average Per Device | 50% Cycling | 415225Average Per Device50% Cycling | 1.6868 | 1.7386 | 1.7656 | 70.6178 | -0.051837 | 0.0094397 | 0.05188 | 0.09432 | 0.1556 | -0.024901 | 0.036376 | 0.078816 | 0.12126 | 0.18253 | 14 | 17
2013-09-05 | 5 | Average Per Premise | 30% Cycling | 415225Average Per Premise30% Cycling | 4.0699 | 4.3299 | 4.3707 | 70.3873 | -0.077492 | 0.12192 | 0.26003 | 0.39814 | 0.59755 | -0.036724 | 0.16269 | 0.3008 | 0.43891 | 0.63832 | 14 | 17
2013-09-05 | 5 | Average Per Premise | 50% Cycling | 415225Average Per Premise50% Cycling | 4.1178 | 4.2444 | 4.3102 | 70.6178 | -0.12655 | 0.023045 | 0.12665 | 0.23026 | 0.37985 | -0.060789 | 0.088803 | 0.19241 | 0.29602 | 0.44561 | 14 | 17
2013-09-05 | 5 | Average Per Ton | 30% Cycling | 415225Average Per Ton30% Cycling | 0.42252 | 0.44951 | 0.45374 | 70.3873 | -0.0080449 | 0.012657 | 0.026995 | 0.041333 | 0.062035 | -0.0038126 | 0.016889 | 0.031227 | 0.045565 | 0.066267 | 14 | 17
2013-09-05 | 5 | Average Per Ton | 50% Cycling | 415225Average Per Ton50% Cycling | 0.43268 | 0.44599 | 0.4529 | 70.6178 | -0.013297 | 0.0024215 | 0.013308 | 0.024195 | 0.039913 | -0.0063875 | 0.0093311 | 0.020218 | 0.031104 | 0.046823 | 14 | 17
2013-09-05 | 6 | Average Per Device | 30% Cycling | 415226Average Per Device30% Cycling | 1.7622 | 1.9165 | 1.9346 | 70.4472 | 0.005477 | 0.0934 | 0.15429 | 0.21519 | 0.30311 | 0.023522 | 0.11144 | 0.17234 | 0.23323 | 0.32116 | 14 | 17
2013-09-05 | 6 | Average Per Device | 50% Cycling | 415226Average Per Device50% Cycling | 1.8581 | 1.898 | 1.9274 | 70.5879 | -0.074867 | -0.0070629 | 0.039898 | 0.086859 | 0.15466 | -0.045462 | 0.022342 | 0.069303 | 0.11626 | 0.18407 | 14 | 17
2013-09-05 | 6 | Average Per Premise | 30% Cycling | 415226Average Per Premise30% Cycling | 4.4246 | 4.812 | 4.8573 | 70.4472 | 0.013752 | 0.23451 | 0.38741 | 0.5403 | 0.76106 | 0.059059 | 0.27982 | 0.43271 | 0.58561 | 0.80637 | 14 | 17
2013-09-05 | 6 | Average Per Premise | 50% Cycling | 415226Average Per Premise50% Cycling | 4.5361 | 4.6335 | 4.7053 | 70.5879 | -0.18277 | -0.017242 | 0.097401 | 0.21204 | 0.37757 | -0.11098 | 0.054544 | 0.16919 | 0.28383 | 0.44935 | 14 | 17
2013-09-05 | 6 | Average Per Ton | 30% Cycling | 415226Average Per Ton30% Cycling | 0.45934 | 0.49956 | 0.50427 | 70.4472 | 0.0014277 | 0.024346 | 0.040219 | 0.056092 | 0.07901 | 0.0061311 | 0.029049 | 0.044922 | 0.060795 | 0.083713 | 14 | 17
2013-09-05 | 6 | Average Per Ton | 50% Cycling | 415226Average Per Ton50% Cycling | 0.47663 | 0.48687 | 0.49441 | 70.5879 | -0.019205 | -0.0018117 | 0.010235 | 0.022281 | 0.039674 | -0.011662 | 0.0057312 | 0.017778 | 0.029824 | 0.047217 | 14 | 17
2013-09-05 | 7 | Average Per Device | 30% Cycling | 415227Average Per Device30% Cycling | 1.9838 | 2.2149 | 2.2357 | 71.1113 | 0.065217 | 0.16322 | 0.2311 | 0.29898 | 0.39699 | 0.08607 | 0.18408 | 0.25196 | 0.31983 | 0.41784 | 14 | 17
2013-09-05 | 7 | Average Per Device | 50% Cycling | 415227Average Per Device50% Cycling | 2.1376 | 2.1547 | 2.1881 | 71.0275 | -0.11138 | -0.035438 | 0.017159 | 0.069756 | 0.1457 | -0.077998 | -0.0020557 | 0.050542 | 0.10314 | 0.17908 | 14 | 17
2013-09-05 | 7 | Average Per Premise | 30% Cycling | 415227Average Per Premise30% Cycling | 4.9809 | 5.5611 | 5.6135 | 71.1113 | 0.16375 | 0.40982 | 0.58026 | 0.75069 | 0.99676 | 0.21611 | 0.46218 | 0.63262 | 0.80305 | 1.0491 | 14 | 17
2013-09-05 | 7 | Average Per Premise | 50% Cycling | 415227Average Per Premise50% Cycling | 5.2184 | 5.2603 | 5.3418 | 71.0275 | -0.27191 | -0.086514 | 0.041889 | 0.17029 | 0.35569 | -0.19041 | -0.0050178 | 0.12339 | 0.25179 | 0.43718 | 14 | 17
2013-09-05 | 7 | Average Per Ton | 30% Cycling | 415227Average Per Ton30% Cycling | 0.51709 | 0.57733 | 0.58276 | 71.1113 | 0.017 | 0.042546 | 0.06024 | 0.077933 | 0.10348 | 0.022435 | 0.047982 | 0.065675 | 0.083369 | 0.10892 | 14 | 17
2013-09-05 | 7 | Average Per Ton | 50% Cycling | 415227Average Per Ton50% Cycling | 0.54833 | 0.55273 | 0.56129 | 71.0275 | -0.028571 | -0.0090906 | 0.0044016 | 0.017894 | 0.037374 | -0.020008 | -0.0005273 | 0.012965 | 0.026457 | 0.045938 | 14 | 17
2013-09-05 | 8 | Average Per Device | 30% Cycling | 415228Average Per Device30% Cycling | 2.4897 | 2.6984 | 2.7238 | 74.0364 | 0.014428 | 0.1292 | 0.2087 | 0.28819 | 0.40297 | 0.039835 | 0.15461 | 0.2341 | 0.3136 | 0.42838 | 14 | 17
2013-09-05 | 8 | Average Per Device | 50% Cycling | 415228Average Per Device50% Cycling | 2.5564 | 2.6453 | 2.6863 | 73.8824 | -0.052117 | 0.031222 | 0.088942 | 0.14666 | 0.23 | -0.011133 | 0.072205 | 0.12993 | 0.18765 | 0.27098 | 14 | 17
2013-09-05 | 8 | Average Per Premise | 30% Cycling | 415228Average Per Premise30% Cycling | 6.2513 | 6.7753 | 6.8391 | 74.0364 | 0.036227 | 0.32441 | 0.52401 | 0.7236 | 1.0118 | 0.10002 | 0.3882 | 0.5878 | 0.78739 | 1.0756 | 14 | 17
2013-09-05 | 8 | Average Per Premise | 50% Cycling | 415228Average Per Premise50% Cycling | 6.2408 | 6.4579 | 6.558 | 73.8824 | -0.12723 | 0.07622 | 0.21713 | 0.35804 | 0.56149 | -0.027178 | 0.17627 | 0.31718 | 0.45809 | 0.66154 | 14 | 17
2013-09-05 | 8 | Average Per Ton | 30% Cycling | 415228Average Per Ton30% Cycling | 0.64898 | 0.70338 | 0.71 | 74.0364 | 0.0037609 | 0.033679 | 0.0544 | 0.075121 | 0.10504 | 0.010383 | 0.040301 | 0.061022 | 0.081743 | 0.11166 | 14 | 17
2013-09-05 | 8 | Average Per Ton | 50% Cycling | 415228Average Per Ton50% Cycling | 0.65576 | 0.67858 | 0.68909 | 73.8824 | -0.013369 | 0.0080089 | 0.022815 | 0.037621 | 0.058999 | -0.0028558 | 0.018522 | 0.033328 | 0.048134 | 0.069512 | 14 | 17
2013-09-05 | 9 | Average Per Device | 30% Cycling | 415229Average Per Device30% Cycling | 3.2873 | 3.4386 | 3.471 | 78.8902 | -0.078493 | 0.057317 | 0.15138 | 0.24544 | 0.38125 | -0.046117 | 0.089693 | 0.18375 | 0.27782 | 0.41363 | 14 | 17
2013-09-05 | 9 | Average Per Device | 50% Cycling | 415229Average Per Device50% Cycling | 3.2225 | 3.3763 | 3.4286 | 78.7811 | -0.0081297 | 0.08753 | 0.15378 | 0.22004 | 0.3157 | 0.044178 | 0.13984 | 0.20609 | 0.27234 | 0.368 | 14 | 17
2013-09-05 | 9 | Average Per Premise | 30% Cycling | 415229Average Per Premise30% Cycling | 8.2537 | 8.6338 | 8.7151 | 78.8902 | -0.19708 | 0.14391 | 0.38009 | 0.61626 | 0.95725 | -0.11579 | 0.2252 | 0.46138 | 0.69755 | 1.0385 | 14 | 17
2013-09-05 | 9 | Average Per Premise | 50% Cycling | 415229Average Per Premise50% Cycling | 7.8669 | 8.2424 | 8.3701 | 78.7811 | -0.019846 | 0.21368 | 0.37542 | 0.53716 | 0.77069 | 0.10785 | 0.34138 | 0.50312 | 0.66486 | 0.89839 | 14 | 17
2013-09-05 | 9 | Average Per Ton | 30% Cycling | 415229Average Per Ton30% Cycling | 0.85686 | 0.89632 | 0.90476 | 78.8902 | -0.02046 | 0.01494 | 0.039459 | 0.063977 | 0.099378 | -0.012021 | 0.02338 | 0.047898 | 0.072416 | 0.10782 | 14 | 17
2013-09-05 | 9 | Average Per Ton | 50% Cycling | 415229Average Per Ton50% Cycling | 0.82663 | 0.86608 | 0.8795 | 78.7811 | -0.0020854 | 0.022453 | 0.039448 | 0.056443 | 0.080982 | 0.011333 | 0.035871 | 0.052866 | 0.069861 | 0.0944 | 14 | 17
2013-09-05 | 10 | Average Per Device | 30% Cycling | 4152210Average Per Device30% Cycling | 4.0119 | 4.1087 | 4.1473 | 84.5178 | -0.15994 | -0.0082736 | 0.096772 | 0.20182 | 0.35349 | -0.12126 | 0.030411 | 0.13546 | 0.2405 | 0.39217 | 14 | 17
2013-09-05 | 10 | Average Per Device | 50% Cycling | 4152210Average Per Device50% Cycling | 3.9259 | 3.9969 | 4.0588 | 83.8649 | -0.10618 | -0.0015049 | 0.07099 | 0.14349 | 0.24816 | -0.044254 | 0.060418 | 0.13291 | 0.20541 | 0.31008 | 14 | 17
2013-09-05 | 10 | Average Per Premise | 30% Cycling | 4152210Average Per Premise30% Cycling | 10.0732 | 10.3161 | 10.4133 | 84.5178 | -0.40159 | -0.020773 | 0.24298 | 0.50673 | 0.88755 | -0.30446 | 0.076358 | 0.34011 | 0.60386 | 0.98468 | 14 | 17
2013-09-05 | 10 | Average Per Premise | 50% Cycling | 4152210Average Per Premise50% Cycling | 9.5841 | 9.7574 | 9.9086 | 83.8649 | -0.2592 | -0.0036735 | 0.1733 | 0.35028 | 0.60581 | -0.10803 | 0.1475 | 0.32447 | 0.50145 | 0.75698 | 14 | 17
2013-09-05 | 10 | Average Per Ton | 30% Cycling | 4152210Average Per Ton30% Cycling | 1.0457 | 1.071 | 1.0811 | 84.5178 | -0.041691 | -0.0021566 | 0.025225 | 0.052606 | 0.092141 | -0.031608 | 0.007927 | 0.035308 | 0.06269 | 0.10222 | 14 | 17
2013-09-05 | 10 | Average Per Ton | 50% Cycling | 4152210Average Per Ton50% Cycling | 1.0071 | 1.0253 | 1.0412 | 83.8649 | -0.027236 | -0.0003861 | 0.01821 | 0.036806 | 0.063656 | -0.011352 | 0.015498 | 0.034095 | 0.052691 | 0.079541 | 14 | 17
2013-09-05 | 11 | Average Per Device | 30% Cycling | 4152211Average Per Device30% Cycling | 4.5719 | 4.6092 | 4.6526 | 86.1715 | -0.23668 | -0.074782 | 0.03735 | 0.14948 | 0.31138 | -0.19328 | -0.031385 | 0.080747 | 0.19288 | 0.35478 | 14 | 17
2013-09-05 | 11 | Average Per Device | 50% Cycling | 4152211Average Per Device50% Cycling | 4.4551 | 4.461 | 4.5301 | 85.1957 | -0.18202 | -0.071019 | 0.0058622 | 0.082743 | 0.19375 | -0.11291 | -0.0019059 | 0.074975 | 0.15186 | 0.26286 | 14 | 17
2013-09-05 | 11 | Average Per Premise | 30% Cycling | 4152211Average Per Premise30% Cycling | 11.4792 | 11.573 | 11.6819 | 86.1715 | -0.59427 | -0.18776 | 0.093778 | 0.37532 | 0.78182 | -0.4853 | -0.0788 | 0.20274 | 0.48428 | 0.89079 | 14 | 17
2013-09-05 | 11 | Average Per Premise | 50% Cycling | 4152211Average Per Premise50% Cycling | 10.8761 | 10.8904 | 11.0591 | 85.1957 | -0.44436 | -0.17337 | 0.014311 | 0.202 | 0.47298 | -0.27564 | -0.0046514 | 0.18303 | 0.37072 | 0.64171 | 14 | 17
2013-09-05 | 11 | Average Per Ton | 30% Cycling | 4152211Average Per Ton30% Cycling | 1.1917 | 1.2015 | 1.2128 | 86.1715 | -0.061694 | -0.019493 | 0.0097356 | 0.038964 | 0.081165 | -0.050382 | -0.0081808 | 0.021048 | 0.050276 | 0.092477 | 14 | 17
2013-09-05 | 11 | Average Per Ton | 50% Cycling | 4152211Average Per Ton50% Cycling | 1.1428 | 1.1443 | 1.1621 | 85.1957 | -0.046692 | -0.018218 | 0.0015037 | 0.021225 | 0.0497 | -0.028963 | -0.0004888 | 0.019232 | 0.038954 | 0.067428 | 14 | 17
2013-09-05 | 12 | Average Per Device | 30% Cycling | 4152212Average Per Device30% Cycling | 4.8722 | 4.8139 | 4.8592 | 86.4472 | -0.3433 | -0.17495 | -0.058352 | 0.058247 | 0.2266 | -0.29797 | -0.12963 | -0.013028 | 0.10357 | 0.27192 | 14 | 17
2013-09-05 | 12 | Average Per Device | 50% Cycling | 4152212Average Per Device50% Cycling | 4.7494 | 4.6653 | 4.7376 | 85.1267 | -0.27955 | -0.16406 | -0.084076 | -0.0040907 | 0.1114 | -0.20727 | -0.091784 | -0.011798 | 0.068188 | 0.18367 | 14 | 17
2013-09-05 | 12 | Average Per Premise | 30% Cycling | 4152212Average Per Premise30% Cycling | 12.2333 | 12.0868 | 12.2006 | 86.4472 | -0.86196 | -0.43927 | -0.14651 | 0.14625 | 0.56894 | -0.74816 | -0.32547 | -0.032709 | 0.26005 | 0.68274 | 14 | 17
2013-09-05 | 12 | Average Per Premise | 50% Cycling | 4152212Average Per Premise50% Cycling | 11.5945 | 11.3893 | 11.5657 | 85.1267 | -0.68245 | -0.40052 | -0.20525 | -0.0099869 | 0.27194 | -0.506 | -0.22406 | -0.0288 | 0.16646 | 0.4484 | 14 | 17
2013-09-05 | 12 | Average Per Ton | 30% Cycling | 4152212Average Per Ton30% Cycling | 1.27 | 1.2548 | 1.2666 | 86.4472 | -0.089485 | -0.045603 | -0.01521 | 0.015183 | 0.059065 | -0.077671 | -0.033789 | -0.0033958 | 0.026997 | 0.070879 | 14 | 17
2013-09-05 | 12 | Average Per Ton | 50% Cycling | 4152212Average Per Ton50% Cycling | 1.2183 | 1.1967 | 1.2153 | 85.1267 | -0.071709 | -0.042085 | -0.021567 | -0.0010494 | 0.028575 | -0.053168 | -0.023544 | -0.0030262 | 0.017492 | 0.047116 | 14 | 17
2013-09-05 | 13 | Average Per Device | 30% Cycling | 4152213Average Per Device30% Cycling | 4.9386 | 4.8926 | 4.9386 | 87.8014 | -0.33451 | -0.16409 | -0.046065 | 0.071963 | 0.24238 | -0.28844 | -0.11803 | 0 | 0.11803 | 0.28844 | 14 | 17
2013-09-05 | 13 | Average Per Device | 50% Cycling | 4152213Average Per Device50% Cycling | 4.7864 | 4.7134 | 4.7864 | 86.5411 | -0.26834 | -0.15295 | -0.073023 | 0.0068988 | 0.12229 | -0.19532 | -0.079922 | 0 | 0.079922 | 0.19532 | 14 | 17
2013-09-05 | 13 | Average Per Premise | 30% Cycling | 4152213Average Per Premise30% Cycling | 12.4 | 12.2844 | 12.4 | 87.8014 | -0.83989 | -0.41201 | -0.11566 | 0.18069 | 0.60857 | -0.72423 | -0.29635 | 9.54e-07 | 0.29635 | 0.72423 | 14 | 17
2013-09-05 | 13 | Average Per Premise | 50% Cycling | 4152213Average Per Premise50% Cycling | 11.6848 | 11.5066 | 11.6848 | 86.5411 | -0.65509 | -0.37338 | -0.17827 | 0.016841 | 0.29855 | -0.47682 | -0.19511 | 0 | 0.19511 | 0.47682 | 14 | 17
2013-09-05 | 13 | Average Per Ton | 30% Cycling | 4152213Average Per Ton30% Cycling | 1.2873 | 1.2753 | 1.2873 | 87.8014 | -0.087193 | -0.042773 | -0.012007 | 0.018758 | 0.063179 | -0.075186 | -0.030766 | 0 | 0.030766 | 0.075186 | 14 | 17
2013-09-05 | 13 | Average Per Ton | 50% Cycling | 4152213Average Per Ton50% Cycling | 1.2278 | 1.2091 | 1.2278 | 86.5411 | -0.068834 | -0.039233 | -0.018732 | 0.0017696 | 0.03137 | -0.050102 | -0.020501 | 0 | 0.020501 | 0.050102 | 14 | 17
2013-09-05 | 14 | Average Per Device | 30% Cycling | 4152214Average Per Device30% Cycling | 4.7097 | 4.9302 | 4.9766 | 86.6362 | -0.061535 | 0.10508 | 0.22047 | 0.33587 | 0.50248 | -0.015116 | 0.1515 | 0.26689 | 0.38229 | 0.5489 | 14 | 17
2013-09-05 | 14 | Average Per Device | 50% Cycling | 4152214Average Per Device50% Cycling | 4.492 | 4.749 | 4.8226 | 86.0423 | 0.066673 | 0.17912 | 0.257 | 0.33487 | 0.44732 | 0.14025 | 0.25269 | 0.33057 | 0.40845 | 0.52089 | 14 | 17
2013-09-05 | 14 | Average Per Premise | 30% Cycling | 4152214Average Per Premise30% Cycling | 11.8253 | 12.3788 | 12.4954 | 86.6362 | -0.1545 | 0.26383 | 0.55357 | 0.84331 | 1.2616 | -0.03795 | 0.38039 | 0.67012 | 0.95986 | 1.3782 | 14 | 17
2013-09-05 | 14 | Average Per Premise | 50% Cycling | 4152214Average Per Premise50% Cycling | 10.9662 | 11.5935 | 11.7731 | 86.0423 | 0.16276 | 0.43727 | 0.62739 | 0.81751 | 1.092 | 0.34238 | 0.61688 | 0.807 | 0.99712 | 1.2716 | 14 | 17
2013-09-05 | 14 | Average Per Ton | 30% Cycling | 4152214Average Per Ton30% Cycling | 1.2276 | 1.2851 | 1.2972 | 86.6362 | -0.01604 | 0.02739 | 0.057469 | 0.087549 | 0.13098 | -0.0039399 | 0.03949 | 0.069569 | 0.099648 | 0.14308 | 14 | 17
2013-09-05 | 14 | Average Per Ton | 50% Cycling | 4152214Average Per Ton50% Cycling | 1.1523 | 1.2182 | 1.2371 | 86.0423 | 0.017103 | 0.045947 | 0.065924 | 0.085901 | 0.11474 | 0.035976 | 0.06482 | 0.084797 | 0.10477 | 0.13362 | 14 | 17
2013-09-05 | 15 | Average Per Device | 30% Cycling | 4152215Average Per Device30% Cycling | 4.7187 | 4.9217 | 4.968 | 86.2575 | -0.079914 | 0.087234 | 0.203 | 0.31877 | 0.48591 | -0.033575 | 0.13357 | 0.24934 | 0.3651 | 0.53225 | 14 | 17
2013-09-05 | 15 | Average Per Device | 50% Cycling | 4152215Average Per Device50% Cycling | 4.4444 | 4.7844 | 4.8585 | 85.5178 | 0.14978 | 0.26216 | 0.34 | 0.41783 | 0.53022 | 0.2239 | 0.33629 | 0.41412 | 0.49196 | 0.60434 | 14 | 17
2013-09-05 | 15 | Average Per Premise | 30% Cycling | 4152215Average Per Premise30% Cycling | 11.8477 | 12.3574 | 12.4738 | 86.2575 | -0.20065 | 0.21903 | 0.5097 | 0.80037 | 1.22 | -0.084299 | 0.33538 | 0.62605 | 0.91672 | 1.3364 | 14 | 17
2013-09-05 | 15 | Average Per Premise | 50% Cycling | 4152215Average Per Premise50% Cycling | 10.8498 | 11.6798 | 11.8608 | 85.5178 | 0.36565 | 0.64001 | 0.83002 | 1899-12-31 00:29 | 1.2944 | 0.54661 | 0.82096 | 1.011 | 1.201 | 1.4753 | 14 | 17
2013-09-05 | 15 | Average Per Ton | 30% Cycling | 4152215Average Per Ton30% Cycling | 1.23 | 1.2829 | 1.295 | 86.2575 | -0.02083 | 0.022739 | 0.052915 | 0.08309 | 0.12666 | -0.0087517 | 0.034818 | 0.064993 | 0.095169 | 0.13874 | 14 | 17
2013-09-05 | 15 | Average Per Ton | 50% Cycling | 4152215Average Per Ton50% Cycling | 1.1401 | 1.2273 | 1.2463 | 85.5178 | 0.038422 | 0.06725 | 0.087216 | 0.10718 | 0.13601 | 0.057436 | 0.086264 | 0.10623 | 0.1262 | 0.15502 | 14 | 17
2013-09-05 | 16 | Average Per Device | 30% Cycling | 4152216Average Per Device30% Cycling | 4.654 | 4.8156 | 4.861 | 87.0749 | -0.11706 | 0.047564 | 0.16158 | 0.2756 | 0.44023 | -0.071721 | 0.092904 | 0.20692 | 0.32094 | 0.48557 | 14 | 17
2013-09-05 | 16 | Average Per Device | 50% Cycling | 4152216Average Per Device50% Cycling | 4.3538 | 4.6984 | 4.7712 | 86.1807 | 0.15876 | 0.26854 | 0.34457 | 0.4206 | 0.53037 | 0.23155 | 0.34133 | 0.41736 | 0.49339 | 0.60316 | 14 | 17
2013-09-05 | 16 | Average Per Premise | 30% Cycling | 4152216Average Per Premise30% Cycling | 11.6855 | 12.0912 | 12.205 | 87.0749 | -0.29392 | 0.11942 | 0.40571 | 0.69199 | 1.1053 | -0.18008 | 0.23327 | 0.51955 | 0.80583 | 1.2192 | 14 | 17
2013-09-05 | 16 | Average Per Premise | 50% Cycling | 4152216Average Per Premise50% Cycling | 10.6288 | 11.47 | 11.6477 | 86.1807 | 0.38757 | 0.65556 | 0.84117 | 1899-12-31 00:39 | 1.2948 | 0.56528 | 0.83326 | 1.0189 | 1.2045 | 1.4725 | 14 | 17
2013-09-05 | 16 | Average Per Ton | 30% Cycling | 4152216Average Per Ton30% Cycling | 1.2131 | 1.2553 | 1.2671 | 87.0749 | -0.030514 | 0.012398 | 0.042118 | 0.071839 | 0.11475 | -0.018695 | 0.024216 | 0.053937 | 0.083657 | 0.12657 | 14 | 17
2013-09-05 | 16 | Average Per Ton | 50% Cycling | 4152216Average Per Ton50% Cycling | 1.1168 | 1.2052 | 1.2239 | 86.1807 | 0.040725 | 0.068884 | 0.088387 | 0.10789 | 0.13605 | 0.059397 | 0.087556 | 0.10706 | 0.12656 | 0.15472 | 14 | 17
2013-09-05 | 17 | Average Per Device | 30% Cycling | 4152217Average Per Device30% Cycling | 4.3935 | 4.5766 | 4.6197 | 85.7874 | -0.085432 | 0.073203 | 0.18307 | 0.29294 | 0.45158 | -0.042342 | 0.11629 | 0.22616 | 0.33603 | 0.49467 | 14 | 17
2013-09-05 | 17 | Average Per Device | 50% Cycling | 4152217Average Per Device50% Cycling | 4.137 | 4.4669 | 4.5361 | 84.6087 | 0.14865 | 0.25575 | 0.32993 | 0.40411 | 0.51121 | 0.21785 | 0.32496 | 0.39914 | 0.47332 | 0.58042 | 14 | 17
2013-09-05 | 17 | Average Per Premise | 30% Cycling | 4152217Average Per Premise30% Cycling | 11.0313 | 11.491 | 11.5992 | 85.7874 | -0.2145 | 0.1838 | 0.45967 | 0.73553 | 1.1338 | -0.10631 | 0.29199 | 0.56786 | 0.84372 | 1.242 | 14 | 17
2013-09-05 | 17 | Average Per Premise | 50% Cycling | 4152217Average Per Premise50% Cycling | 10.0994 | 10.9049 | 11.0738 | 84.6087 | 0.36289 | 0.62435 | 0.80544 | 0.98653 | 1.248 | 0.53184 | 0.7933 | 0.97439 | 1.1555 | 1.4169 | 14 | 17
2013-09-05 | 17 | Average Per Ton | 30% Cycling | 4152217Average Per Ton30% Cycling | 1.1452 | 1.1929 | 1.2042 | 85.7874 | -0.022269 | 0.019082 | 0.047721 | 0.07636 | 0.11771 | -0.011037 | 0.030313 | 0.058952 | 0.087592 | 0.12894 | 14 | 17
2013-09-05 | 17 | Average Per Ton | 50% Cycling | 4152217Average Per Ton50% Cycling | 1.0612 | 1.1458 | 1.1636 | 84.6087 | 0.038131 | 0.065605 | 0.084633 | 0.10366 | 0.13114 | 0.055883 | 0.083357 | 0.10239 | 0.12141 | 0.14889 | 14 | 17
2013-09-05 | 18 | Average Per Device | 30% Cycling | 4152218Average Per Device30% Cycling | 4.2563 | 4.136 | 4.1749 | 83.9586 | -0.38436 | -0.22833 | -0.12027 | -0.012203 | 0.14382 | -0.34541 | -0.18939 | -0.081325 | 0.026739 | 0.18276 | 14 | 17
2013-09-05 | 18 | Average Per Device | 50% Cycling | 4152218Average Per Device50% Cycling | 4.0235 | 3.9758 | 4.0374 | 82.9334 | -0.22587 | -0.1206 | -0.047696 | 0.025209 | 0.13047 | -0.16427 | -0.059006 | 0.0139 | 0.086805 | 0.19207 | 14 | 17
2013-09-05 | 18 | Average Per Premise | 30% Cycling | 4152218Average Per Premise30% Cycling | 10.6867 | 10.3848 | 10.4825 | 83.9586 | -0.96505 | -0.5733 | -0.30197 | -0.030639 | 0.36112 | -0.86727 | -0.47552 | -0.20419 | 0.067137 | 0.45889 | 14 | 17
2013-09-05 | 18 | Average Per Premise | 50% Cycling | 4152218Average Per Premise50% Cycling | 9.8224 | 9.706 | 9.8564 | 82.9334 | -0.55139 | -0.29442 | -0.11644 | 0.061542 | 0.31852 | -0.40102 | -0.14405 | 0.033935 | 0.21191 | 0.46889 | 14 | 17
2013-09-05 | 18 | Average Per Ton | 30% Cycling | 4152218Average Per Ton30% Cycling | 1.1094 | 1.0781 | 1.0882 | 83.9586 | -0.10019 | -0.059517 | -0.031349 | -0.0031809 | 0.037489 | -0.090037 | -0.049366 | -0.021198 | 0.0069697 | 0.04764 | 14 | 17
2013-09-05 | 18 | Average Per Ton | 50% Cycling | 4152218Average Per Ton50% Cycling | 1.0321 | 1.0199 | 1.0357 | 82.9334 | -0.057939 | -0.030936 | -0.012235 | 0.0064666 | 0.033469 | -0.042138 | -0.015136 | 0.0035657 | 0.022267 | 0.049269 | 14 | 17
2013-09-05 | 19 | Average Per Device | 30% Cycling | 4152219Average Per Device30% Cycling | 3.7241 | 3.6181 | 3.6522 | 82.7764 | -0.3563 | -0.20839 | -0.10594 | -0.0034995 | 0.14441 | -0.32224 | -0.17432 | -0.071878 | 0.030566 | 0.17848 | 14 | 17
2013-09-05 | 19 | Average Per Device | 50% Cycling | 4152219Average Per Device50% Cycling | 3.6289 | 3.4253 | 3.4784 | 81.9572 | -0.37428 | -0.27345 | -0.20362 | -0.13378 | -0.032955 | -0.32121 | -0.22038 | -0.15055 | -0.080715 | 0.020112 | 14 | 17
2013-09-05 | 19 | Average Per Premise | 30% Cycling | 4152219Average Per Premise30% Cycling | 9.3505 | 9.0845 | 9.17 | 82.7764 | -0.89461 | -0.52323 | -0.26601 | -0.008786 | 0.3626 | -0.80908 | -0.43769 | -0.18047 | 0.076748 | 0.44813 | 14 | 17
2013-09-05 | 19 | Average Per Premise | 50% Cycling | 4152219Average Per Premise50% Cycling | 8.8591 | 8.362 | 8.4916 | 81.9572 | -0.9137 | -0.66756 | -0.49708 | -0.3266 | -0.080451 | -0.78415 | -0.538 | -0.36752 | -0.19704 | 0.0491 | 14 | 17
2013-09-05 | 19 | Average Per Ton | 30% Cycling | 4152219Average Per Ton30% Cycling | 0.97073 | 0.94311 | 0.95199 | 82.7764 | -0.092874 | -0.054319 | -0.027616 | -0.0009121 | 0.037643 | -0.083995 | -0.045439 | -0.018736 | 0.0079675 | 0.046523 | 14 | 17
2013-09-05 | 19 | Average Per Ton | 50% Cycling | 4152219Average Per Ton50% Cycling | 0.93089 | 0.87865 | 0.89227 | 81.9572 | -0.096008 | -0.070144 | -0.052231 | -0.034318 | -0.0084535 | -0.082396 | -0.056532 | -0.038618 | -0.020705 | 0.0051593 | 14 | 17
2013-09-05 | 20 | Average Per Device | 30% Cycling | 4152220Average Per Device30% Cycling | 3.5654 | 3.4015 | 3.4335 | 78.6519 | -0.41309 | -0.2659 | -0.16396 | -0.062018 | 0.085172 | -0.38107 | -0.23388 | -0.13194 | -0.029992 | 0.1172 | 14 | 17
2013-09-05 | 20 | Average Per Device | 50% Cycling | 4152220Average Per Device50% Cycling | 3.4317 | 3.2206 | 3.2705 | 78.1497 | -0.38168 | -0.28086 | -0.21102 | -0.14119 | -0.040365 | -0.33179 | -0.23096 | -0.16113 | -0.091295 | 0.0095313 | 14 | 17
2013-09-05 | 20 | Average Per Premise | 30% Cycling | 4152220Average Per Premise30% Cycling | 8.9522 | 8.5405 | 8.6209 | 78.6519 | -1.0372 | -0.66764 | -0.41168 | -0.15572 | 0.21385 | -0.9568 | -0.58723 | -0.33127 | -0.075305 | 0.29426 | 14 | 17
2013-09-05 | 20 | Average Per Premise | 50% Cycling | 4152220Average Per Premise50% Cycling | 8.3775 | 7.8624 | 7.9842 | 78.1497 | -0.93178 | -0.68564 | -0.51516 | -0.34468 | -0.098541 | -0.80997 | -0.56383 | -0.39335 | -0.22287 | 0.023269 | 14 | 17
2013-09-05 | 20 | Average Per Ton | 30% Cycling | 4152220Average Per Ton30% Cycling | 0.92938 | 0.88664 | 0.89499 | 78.6519 | -0.10768 | -0.069311 | -0.042739 | -0.016166 | 0.022201 | -0.09933 | -0.060963 | -0.034391 | -0.0078179 | 0.030549 | 14 | 17
2013-09-05 | 20 | Average Per Ton | 50% Cycling | 4152220Average Per Ton50% Cycling | 0.88028 | 0.82615 | 0.83895 | 78.1497 | -0.097908 | -0.072044 | -0.054131 | -0.036218 | -0.010354 | -0.085109 | -0.059245 | -0.041332 | -0.023419 | 0.002445 | 14 | 17
2013-09-05 | 21 | Average Per Device | 30% Cycling | 4152221Average Per Device30% Cycling | 3.2258 | 3.1399 | 3.1694 | 77.0588 | -0.32155 | -0.18236 | -0.085963 | 0.010438 | 0.14962 | -0.29199 | -0.1528 | -0.0564 | 0.04 | 0.17919 | 14 | 17
2013-09-05 | 21 | Average Per Device | 50% Cycling | 4152221Average Per Device50% Cycling | 3.0585 | 2.9273 | 2.9726 | 76.5426 | -0.29169 | -0.19686 | -0.13117 | -0.065486 | 0.029353 | -0.24634 | -0.1515 | -0.085819 | -0.020134 | 0.074705 | 14 | 17
2013-09-05 | 21 | Average Per Premise | 30% Cycling | 4152221Average Per Premise30% Cycling | 8.0995 | 7.8837 | 7.9579 | 77.0588 | -0.80736 | -0.45788 | -0.21584 | 0.026207 | 0.37568 | -0.73313 | -0.38366 | -0.14161 | 0.10043 | 0.44991 | 14 | 17
2013-09-05 | 21 | Average Per Premise | 50% Cycling | 4152221Average Per Premise50% Cycling | 7.4665 | 7.1463 | 7.257 | 76.5426 | -0.7121 | -0.48057 | -0.32022 | -0.15987 | 0.071658 | -0.60138 | -0.36986 | -0.2095 | -0.049151 | 0.18237 | 14 | 17
2013-09-05 | 21 | Average Per Ton | 30% Cycling | 4152221Average Per Ton30% Cycling | 0.84085 | 0.81845 | 0.82615 | 77.0588 | -0.083816 | -0.047536 | -0.022407 | 0.0027207 | 0.039002 | -0.07611 | -0.039829 | -0.014701 | 0.010427 | 0.046707 | 14 | 17
2013-09-05 | 21 | Average Per Ton | 50% Cycling | 4152221Average Per Ton50% Cycling | 0.78455 | 0.7509 | 0.76254 | 76.5426 | -0.074825 | -0.050497 | -0.033647 | -0.016798 | 0.0075296 | -0.063191 | -0.038863 | -0.022014 | -0.0051646 | 0.019163 | 14 | 17
2013-09-05 | 22 | Average Per Device | 30% Cycling | 4152222Average Per Device30% Cycling | 2.7872 | 2.7215 | 2.7471 | 75.245 | -0.2779 | -0.15253 | -0.065697 | 0.021136 | 0.14651 | -0.25228 | -0.12691 | -0.040073 | 0.04676 | 0.17213 | 14 | 17
2013-09-05 | 22 | Average Per Device | 50% Cycling | 4152222Average Per Device50% Cycling | 2.5667 | 2.5259 | 2.5651 | 74.7633 | -0.18404 | -0.099425 | -0.04082 | 0.017785 | 0.1024 | -0.14491 | -0.060292 | -0.0016866 | 0.056918 | 0.14153 | 14 | 17
2013-09-05 | 22 | Average Per Premise | 30% Cycling | 4152222Average Per Premise30% Cycling | 6.9981 | 6.8331 | 6.8975 | 75.245 | -0.69777 | -0.38298 | -0.16495 | 0.05307 | 0.36786 | -0.63343 | -0.31864 | -0.10062 | 0.11741 | 0.4322 | 14 | 17
2013-09-05 | 22 | Average Per Premise | 50% Cycling | 4152222Average Per Premise50% Cycling | 6.266 | 6.1664 | 6.2619 | 74.7633 | -0.44929 | -0.24272 | -0.099651 | 0.043418 | 0.24999 | -0.35376 | -0.14719 | -0.0041165 | 0.13895 | 0.34552 | 14 | 17
2013-09-05 | 22 | Average Per Ton | 30% Cycling | 4152222Average Per Ton30% Cycling | 0.72651 | 0.70938 | 0.71606 | 75.245 | -0.072439 | -0.039759 | -0.017125 | 0.0055095 | 0.03819 | -0.06576 | -0.03308 | -0.010446 | 0.012189 | 0.044869 | 14 | 17
2013-09-05 | 22 | Average Per Ton | 50% Cycling | 4152222Average Per Ton50% Cycling | 0.65841 | 0.64794 | 0.65798 | 74.7633 | -0.04721 | -0.025504 | -0.010471 | 0.0045622 | 0.026268 | -0.037172 | -0.015466 | -0.0004326 | 0.014601 | 0.036306 | 14 | 17
2013-09-05 | 23 | Average Per Device | 30% Cycling | 4152223Average Per Device30% Cycling | 2.3809 | 2.3626 | 2.3848 | 73.4462 | -0.20775 | -0.095846 | -0.018343 | 0.05916 | 0.17106 | -0.1855 | -0.073602 | 0.0039012 | 0.081404 | 0.19331 | 14 | 17
2013-09-05 | 23 | Average Per Device | 50% Cycling | 4152223Average Per Device50% Cycling | 2.1998 | 2.175 | 2.2087 | 73.1528 | -0.15146 | -0.076615 | -0.024779 | 0.027057 | 0.1019 | -0.11776 | -0.042919 | 0.0089169 | 0.060753 | 0.1356 | 14 | 17
2013-09-05 | 23 | Average Per Premise | 30% Cycling | 4152223Average Per Premise30% Cycling | 5.978 | 5.932 | 5.9878 | 73.4462 | -0.52162 | -0.24065 | -0.046055 | 0.14854 | 0.42951 | -0.46577 | -0.1848 | 0.0097966 | 0.20439 | 0.48536 | 14 | 17
2013-09-05 | 23 | Average Per Premise | 50% Cycling | 4152223Average Per Premise50% Cycling | 5.3701 | 5.3096 | 5.3919 | 73.1528 | -0.36975 | -0.18704 | -0.060492 | 0.066052 | 0.24876 | -0.28749 | -0.10478 | 0.021769 | 0.14831 | 0.33102 | 14 | 17
2013-09-05 | 23 | Average Per Ton | 30% Cycling | 4152223Average Per Ton30% Cycling | 0.62061 | 0.61583 | 0.62163 | 73.4462 | -0.054152 | -0.024983 | -0.0047812 | 0.015421 | 0.04459 | -0.048354 | -0.019185 | 0.001017 | 0.021219 | 0.050388 | 14 | 17
2013-09-05 | 23 | Average Per Ton | 50% Cycling | 4152223Average Per Ton50% Cycling | 0.56428 | 0.55792 | 0.56656 | 73.1528 | -0.038852 | -0.019653 | -0.0063563 | 0.0069405 | 0.026139 | -0.030208 | -0.011009 | 0.0022874 | 0.015584 | 0.034783 | 14 | 17
2013-09-05 | 24 | Average Per Device | 30% Cycling | 4152224Average Per Device30% Cycling | 2.1095 | 2.1078 | 2.1276 | 71.852 | -0.17215 | -0.071462 | -0.0017273 | 0.068007 | 0.16869 | -0.1523 | -0.051616 | 0.018118 | 0.087852 | 0.18854 | 14 | 17
2013-09-05 | 24 | Average Per Device | 50% Cycling | 4152224Average Per Device50% Cycling | 1.9785 | 1.959 | 1.9894 | 71.8966 | -0.13416 | -0.066415 | -0.019493 | 0.027428 | 0.095175 | -0.10381 | -0.036064 | 0.010858 | 0.057779 | 0.12553 | 14 | 17
2013-09-05 | 24 | Average Per Premise | 30% Cycling | 4152224Average Per Premise30% Cycling | 5.2966 | 5.2923 | 5.3421 | 71.852 | -0.43223 | -0.17943 | -0.0043373 | 0.17075 | 0.42356 | -0.3824 | -0.1296 | 0.045492 | 0.22058 | 0.47339 | 14 | 17
2013-09-05 | 24 | Average Per Premise | 50% Cycling | 4152224Average Per Premise50% Cycling | 4.8301 | 4.7825 | 4.8566 | 71.8966 | -0.32752 | -0.16213 | -0.047588 | 0.066959 | 0.23235 | -0.25343 | -0.08804 | 0.026506 | 0.14105 | 0.30644 | 14 | 17
2013-09-05 | 24 | Average Per Ton | 30% Cycling | 4152224Average Per Ton30% Cycling | 0.54987 | 0.54942 | 0.55459 | 71.852 | -0.044872 | -0.018627 | -0.0004503 | 0.017727 | 0.043972 | -0.039699 | -0.013454 | 0.0047226 | 0.0229 | 0.049145 | 14 | 17
2013-09-05 | 24 | Average Per Ton | 50% Cycling | 4152224Average Per Ton50% Cycling | 0.50753 | 0.50253 | 0.51031 | 71.8966 | -0.034415 | -0.017036 | -0.0050004 | 0.0070358 | 0.024414 | -0.026629 | -0.009251 | 0.0027852 | 0.014821 | 0.0322 | 14 | 17
2013-09-06 | 1 | Average Per Device | 30% Cycling | 415231Average Per Device30% Cycling | 1.9585 | 1.9123 | 1.9459 | 70.7675 | -0.19994 | -0.10914 | -0.046255 | 0.01663 | 0.10743 | -0.16632 | -0.075529 | -0.012644 | 0.050241 | 0.14104 | 14 | 17
2013-09-06 | 1 | Average Per Device | 50% Cycling | 415231Average Per Device50% Cycling | 1.8274 | 1.8334 | 1.8687 | 71.0454 | -0.10137 | -0.037915 | 0.0060349 | 0.049984 | 0.11344 | -0.066049 | -0.0025935 | 0.041356 | 0.085305 | 0.14876 | 14 | 17
2013-09-06 | 1 | Average Per Premise | 30% Cycling | 415231Average Per Premise30% Cycling | 4.9257 | 4.8094 | 4.8939 | 70.7675 | -0.50284 | -0.27449 | -0.11633 | 0.041824 | 0.27018 | -0.41831 | -0.18996 | -0.031799 | 0.12636 | 0.35471 | 14 | 17
2013-09-06 | 1 | Average Per Premise | 50% Cycling | 415231Average Per Premise50% Cycling | 4.4689 | 4.4836 | 4.57 | 71.0454 | -0.2479 | -0.092721 | 0.014759 | 0.12224 | 0.27742 | -0.16153 | -0.0063423 | 0.10114 | 0.20862 | 0.3638 | 14 | 17
2013-09-06 | 1 | Average Per Ton | 30% Cycling | 415231Average Per Ton30% Cycling | 0.50749 | 0.4955 | 0.50421 | 70.7675 | -0.051807 | -0.02828 | -0.011985 | 0.0043091 | 0.027836 | -0.043097 | -0.019571 | -0.0032762 | 0.013018 | 0.036545 | 14 | 17
2013-09-06 | 1 | Average Per Ton | 50% Cycling | 415231Average Per Ton50% Cycling | 0.46949 | 0.47104 | 0.48012 | 71.0454 | -0.026044 | -0.0097411 | 0.0015505 | 0.012842 | 0.029145 | -0.01697 | -0.0006663 | 0.010625 | 0.021917 | 0.03822 | 14 | 17
2013-09-06 | 2 | Average Per Device | 30% Cycling | 415232Average Per Device30% Cycling | 1.7834 | 1.8259 | 1.858 | 71.3021 | -0.09966 | -0.015635 | 0.042561 | 0.10076 | 0.18478 | -0.067566 | 0.016459 | 0.074655 | 0.13285 | 0.21688 | 14 | 17
2013-09-06 | 2 | Average Per Device | 50% Cycling | 415232Average Per Device50% Cycling | 1.7448 | 1.7579 | 1.7918 | 71.4411 | -0.090765 | -0.029428 | 0.013053 | 0.055535 | 0.11687 | -0.056899 | 0.0044381 | 0.04692 | 0.089401 | 0.15074 | 14 | 17
2013-09-06 | 2 | Average Per Premise | 30% Cycling | 415232Average Per Premise30% Cycling | 4.4852 | 4.5923 | 4.673 | 71.3021 | -0.25065 | -0.039322 | 0.10704 | 0.2534 | 0.46473 | -0.16993 | 0.041395 | 0.18776 | 0.33412 | 0.54544 | 14 | 17
2013-09-06 | 2 | Average Per Premise | 50% Cycling | 415232Average Per Premise50% Cycling | 4.2671 | 4.299 | 4.3818 | 71.4411 | -0.22197 | -0.071967 | 0.031923 | 0.13581 | 0.28581 | -0.13915 | 0.010854 | 0.11474 | 0.21863 | 0.36863 | 14 | 17
2013-09-06 | 2 | Average Per Ton | 30% Cycling | 415232Average Per Ton30% Cycling | 0.4621 | 0.47313 | 0.48145 | 71.3021 | -0.025824 | -0.0040513 | 0.011028 | 0.026108 | 0.04788 | -0.017507 | 0.0042648 | 0.019344 | 0.034424 | 0.056196 | 14 | 17
2013-09-06 | 2 | Average Per Ton | 50% Cycling | 415232Average Per Ton50% Cycling | 0.44829 | 0.45164 | 0.46035 | 71.4411 | -0.02332 | -0.0075608 | 0.0033537 | 0.014268 | 0.030027 | -0.014619 | 0.0011403 | 0.012055 | 0.022969 | 0.038728 | 14 | 17
2013-09-06 | 3 | Average Per Device | 30% Cycling | 415233Average Per Device30% Cycling | 1.683 | 1.7378 | 1.7683 | 71.3225 | -0.07888 | 5.96e-05 | 0.054733 | 0.10941 | 0.18835 | -0.048336 | 0.030604 | 0.085277 | 0.13995 | 0.21889 | 14 | 17
2013-09-06 | 3 | Average Per Device | 50% Cycling | 415233Average Per Device50% Cycling | 1.6949 | 1.7056 | 1.7384 | 71.2137 | -0.090135 | -0.030599 | 0.010636 | 0.051871 | 0.11141 | -0.057277 | 0.0022597 | 0.043495 | 0.08473 | 0.14427 | 14 | 17
2013-09-06 | 3 | Average Per Premise | 30% Cycling | 415233Average Per Premise30% Cycling | 4.2328 | 4.3705 | 4.4473 | 71.3225 | -0.19838 | 0.0001493 | 0.13765 | 0.27516 | 0.47369 | -0.12157 | 0.076968 | 0.21447 | 0.35198 | 0.55051 | 14 | 17
2013-09-06 | 3 | Average Per Premise | 50% Cycling | 415233Average Per Premise50% Cycling | 4.145 | 4.171 | 4.2514 | 71.2137 | -0.22043 | -0.074829 | 0.026012 | 0.12685 | 0.27245 | -0.14007 | 0.0055264 | 0.10637 | 0.20721 | 0.35281 | 14 | 17
2013-09-06 | 3 | Average Per Ton | 30% Cycling | 415233Average Per Ton30% Cycling | 0.4361 | 0.45028 | 0.4582 | 71.3225 | -0.020439 | 1.54e-05 | 0.014182 | 0.028349 | 0.048804 | -0.012525 | 0.0079299 | 0.022097 | 0.036264 | 0.056718 | 14 | 17
2013-09-06 | 3 | Average Per Ton | 50% Cycling | 415233Average Per Ton50% Cycling | 0.43547 | 0.4382 | 0.44664 | 71.2137 | -0.023158 | -0.0078615 | 0.0027327 | 0.013327 | 0.028623 | -0.014716 | 0.0005806 | 0.011175 | 0.021769 | 0.037065 | 14 | 17
2013-09-06 | 4 | Average Per Device | 30% Cycling | 415234Average Per Device30% Cycling | 1.6479 | 1.7202 | 1.7504 | 71.0782 | -0.060434 | 0.017994 | 0.072313 | 0.12663 | 0.20506 | -0.030199 | 0.048229 | 0.10255 | 0.15687 | 0.2353 | 14 | 17
2013-09-06 | 4 | Average Per Device | 50% Cycling | 415234Average Per Device50% Cycling | 1.67 | 1.6813 | 1.7137 | 71.0692 | -0.088581 | -0.029585 | 0.011275 | 0.052135 | 0.11113 | -0.056191 | 0.0028047 | 0.043665 | 0.084525 | 0.14352 | 14 | 17
2013-09-06 | 4 | Average Per Premise | 30% Cycling | 415234Average Per Premise30% Cycling | 4.1444 | 4.3263 | 4.4023 | 71.0782 | -0.15199 | 0.045255 | 0.18187 | 0.31848 | 0.51573 | -0.075951 | 0.1213 | 0.25791 | 0.39452 | 0.59177 | 14 | 17
2013-09-06 | 4 | Average Per Premise | 50% Cycling | 415234Average Per Premise50% Cycling | 4.084 | 4.1116 | 4.1908 | 71.0692 | -0.21663 | -0.072351 | 0.027574 | 0.1275 | 0.27177 | -0.13742 | 0.0068594 | 0.10678 | 0.20671 | 0.35098 | 14 | 17
2013-09-06 | 4 | Average Per Ton | 30% Cycling | 415234Average Per Ton30% Cycling | 0.42699 | 0.44573 | 0.45357 | 71.0782 | -0.01566 | 0.0046626 | 0.018738 | 0.032813 | 0.053135 | -0.0078251 | 0.012497 | 0.026572 | 0.040647 | 0.060969 | 14 | 17
2013-09-06 | 4 | Average Per Ton | 50% Cycling | 415234Average Per Ton50% Cycling | 0.42906 | 0.43195 | 0.44028 | 71.0692 | -0.022759 | -0.0076011 | 0.0028968 | 0.013395 | 0.028552 | -0.014437 | 0.0007206 | 0.011218 | 0.021716 | 0.036874 | 14 | 17
2013-09-06 | 5 | Average Per Device | 30% Cycling | 415235Average Per Device30% Cycling | 1.6794 | 1.7496 | 1.7803 | 71.1125 | -0.066577 | 0.014249 | 0.070229 | 0.12621 | 0.20704 | -0.035826 | 0.045001 | 0.10098 | 0.15696 | 0.23779 | 14 | 17
2013-09-06 | 5 | Average Per Device | 50% Cycling | 415235Average Per Device50% Cycling | 1.7034 | 1.7442 | 1.7779 | 71.2432 | -0.063221 | -0.0017242 | 0.040869 | 0.083461 | 0.14496 | -0.029618 | 0.031879 | 0.074472 | 0.11706 | 0.17856 | 14 | 17
2013-09-06 | 5 | Average Per Premise | 30% Cycling | 415235Average Per Premise30% Cycling | 4.2236 | 4.4002 | 4.4776 | 71.1125 | -0.16744 | 0.035837 | 0.17663 | 0.31742 | 0.5207 | -0.090101 | 0.11318 | 0.25397 | 0.39476 | 0.59804 | 14 | 17
2013-09-06 | 5 | Average Per Premise | 50% Cycling | 415235Average Per Premise50% Cycling | 4.1657 | 4.2656 | 4.3478 | 71.2432 | -0.15461 | -0.004216 | 0.099946 | 0.20411 | 0.3545 | -0.072431 | 0.077962 | 0.18212 | 0.28629 | 0.43668 | 14 | 17
2013-09-06 | 5 | Average Per Ton | 30% Cycling | 415235Average Per Ton30% Cycling | 0.43515 | 0.45335 | 0.46132 | 71.1125 | -0.017251 | 0.0036922 | 0.018198 | 0.032703 | 0.053647 | -0.009283 | 0.011661 | 0.026166 | 0.040671 | 0.061615 | 14 | 17
2013-09-06 | 5 | Average Per Ton | 50% Cycling | 415235Average Per Ton50% Cycling | 0.43764 | 0.44814 | 0.45677 | 71.2432 | -0.016243 | -0.000443 | 0.0105 | 0.021443 | 0.037243 | -0.0076095 | 0.0081905 | 0.019134 | 0.030077 | 0.045877 | 14 | 17
2013-09-06 | 6 | Average Per Device | 30% Cycling | 415236Average Per Device30% Cycling | 1.8356 | 1.9251 | 1.9589 | 72.2457 | -0.059949 | 0.028345 | 0.089498 | 0.15065 | 0.23894 | -0.026113 | 0.062181 | 0.12333 | 0.18449 | 0.27278 | 14 | 17
2013-09-06 | 6 | Average Per Device | 50% Cycling | 415236Average Per Device50% Cycling | 1.8823 | 1.9002 | 1.9369 | 72.2485 | -0.097765 | -0.029415 | 0.017924 | 0.065264 | 0.13361 | -0.061156 | 0.007194 | 0.054533 | 0.10187 | 0.17022 | 14 | 17
2013-09-06 | 6 | Average Per Premise | 30% Cycling | 415236Average Per Premise30% Cycling | 4.6165 | 4.8415 | 4.9266 | 72.2457 | -0.15077 | 0.071289 | 0.22509 | 0.37889 | 0.60095 | -0.065674 | 0.15639 | 0.31019 | 0.46398 | 0.68605 | 14 | 17
2013-09-06 | 6 | Average Per Premise | 50% Cycling | 415236Average Per Premise50% Cycling | 4.6033 | 4.6471 | 4.7366 | 72.2485 | -0.23909 | -0.071934 | 0.043835 | 0.1596 | 0.32676 | -0.14956 | 0.017593 | 0.13336 | 0.24913 | 0.41628 | 14 | 17
2013-09-06 | 6 | Average Per Ton | 30% Cycling | 415236Average Per Ton30% Cycling | 0.47563 | 0.49882 | 0.50758 | 72.2457 | -0.015534 | 0.0073447 | 0.02319 | 0.039036 | 0.061915 | -0.0067664 | 0.016112 | 0.031958 | 0.047804 | 0.070682 | 14 | 17
2013-09-06 | 6 | Average Per Ton | 50% Cycling | 415236Average Per Ton50% Cycling | 0.48361 | 0.48822 | 0.49762 | 72.2485 | -0.025118 | -0.0075573 | 0.0046052 | 0.016768 | 0.034328 | -0.015712 | 0.0018483 | 0.014011 | 0.026173 | 0.043734 | 14 | 17
2013-09-06 | 7 | Average Per Device | 30% Cycling | 415237Average Per Device30% Cycling | 2.0802 | 2.2266 | 2.2658 | 74.1129 | -0.022226 | 0.077406 | 0.14641 | 0.21542 | 0.31505 | 0.016911 | 0.11654 | 0.18555 | 0.25455 | 0.35419 | 14 | 17
2013-09-06 | 7 | Average Per Device | 50% Cycling | 415237Average Per Device50% Cycling | 2.2031 | 2.1751 | 2.217 | 73.8355 | -0.15989 | -0.081937 | -0.027946 | 0.026046 | 0.104 | -0.11799 | -0.040032 | 0.013959 | 0.06795 | 0.14591 | 14 | 17
2013-09-06 | 7 | Average Per Premise | 30% Cycling | 415237Average Per Premise30% Cycling | 5.2318 | 5.6 | 5.6985 | 74.1129 | -0.055899 | 0.19468 | 0.36823 | 0.54177 | 0.79235 | 0.042532 | 0.29311 | 0.46666 | 0.6402 | 0.89078 | 14 | 17
2013-09-06 | 7 | Average Per Premise | 50% Cycling | 415237Average Per Premise50% Cycling | 5.3877 | 5.3194 | 5.4218 | 73.8355 | -0.39102 | -0.20038 | -0.068342 | 0.063696 | 0.25434 | -0.28854 | -0.0979 | 0.034137 | 0.16617 | 0.35682 | 14 | 17
2013-09-06 | 7 | Average Per Ton | 30% Cycling | 415237Average Per Ton30% Cycling | 0.53902 | 0.57696 | 0.5871 | 74.1129 | -0.0057591 | 0.020057 | 0.037938 | 0.055818 | 0.081635 | 0.004382 | 0.030198 | 0.048079 | 0.065959 | 0.091776 | 14 | 17
2013-09-06 | 7 | Average Per Ton | 50% Cycling | 415237Average Per Ton50% Cycling | 0.56602 | 0.55884 | 0.56961 | 73.8355 | -0.04108 | -0.021052 | -0.0071799 | 0.0066918 | 0.02672 | -0.030314 | -0.010285 | 0.0035864 | 0.017458 | 0.037486 | 14 | 17
2013-09-06 | 8 | Average Per Device | 30% Cycling | 415238Average Per Device30% Cycling | 2.5527 | 2.7245 | 2.7724 | 77.64 | -0.023135 | 0.092079 | 0.17188 | 0.25167 | 0.36689 | 0.024754 | 0.13997 | 0.21976 | 0.29956 | 0.41478 | 14 | 17
2013-09-06 | 8 | Average Per Device | 50% Cycling | 415238Average Per Device50% Cycling | 2.6478 | 2.6979 | 2.7499 | 77.1462 | -0.096989 | -0.010096 | 0.050085 | 0.11027 | 0.19716 | -0.045013 | 0.041879 | 0.10206 | 0.16224 | 0.24913 | 14 | 17
2013-09-06 | 8 | Average Per Premise | 30% Cycling | 415238Average Per Premise30% Cycling | 6.42 | 6.8523 | 6.9727 | 77.64 | -0.058185 | 0.23158 | 0.43227 | 0.63296 | 0.92273 | 0.062255 | 0.35202 | 0.55271 | 0.7534 | 1.0432 | 14 | 17
2013-09-06 | 8 | Average Per Premise | 50% Cycling | 415238Average Per Premise50% Cycling | 6.4753 | 6.5977 | 6.7249 | 77.1462 | -0.23719 | -0.024691 | 0.12248 | 0.26966 | 0.48216 | -0.11008 | 0.10242 | 0.24959 | 0.39677 | 0.60927 | 14 | 17
2013-09-06 | 8 | Average Per Ton | 30% Cycling | 415238Average Per Ton30% Cycling | 0.66144 | 0.70598 | 0.71839 | 77.64 | -0.0059946 | 0.023859 | 0.044536 | 0.065213 | 0.095067 | 0.0064141 | 0.036268 | 0.056945 | 0.077622 | 0.10748 | 14 | 17
2013-09-06 | 8 | Average Per Ton | 50% Cycling | 415238Average Per Ton50% Cycling | 0.68028 | 0.69315 | 0.7065 | 77.1462 | -0.024919 | -0.002594 | 0.012868 | 0.02833 | 0.050655 | -0.011565 | 0.01076 | 0.026222 | 0.041684 | 0.064008 | 14 | 17
2013-09-06 | 9 | Average Per Device | 30% Cycling | 415239Average Per Device30% Cycling | 3.3499 | 3.4464 | 3.507 | 81.5818 | -0.1359 | 0.0014283 | 0.09654 | 0.19165 | 0.32898 | -0.075321 | 0.062004 | 0.15712 | 0.25223 | 0.38955 | 14 | 17
2013-09-06 | 9 | Average Per Device | 50% Cycling | 415239Average Per Device50% Cycling | 3.2925 | 3.3787 | 3.4438 | 80.5755 | -0.080033 | 0.018184 | 0.086209 | 0.15423 | 0.25245 | -0.014941 | 0.083277 | 0.1513 | 0.21933 | 0.31755 | 14 | 17
2013-09-06 | 9 | Average Per Premise | 30% Cycling | 415239Average Per Premise30% Cycling | 8.4249 | 8.6677 | 8.8201 | 81.5818 | -0.34178 | 0.003592 | 0.2428 | 0.482 | 0.82738 | -0.18943 | 0.15594 | 0.39515 | 0.63435 | 0.97973 | 14 | 17
2013-09-06 | 9 | Average Per Premise | 50% Cycling | 415239Average Per Premise50% Cycling | 8.052 | 8.2628 | 8.422 | 80.5755 | -0.19572 | 0.04447 | 0.21083 | 0.37719 | 0.61738 | -0.036538 | 0.20366 | 0.37001 | 0.53637 | 0.77656 | 14 | 17
2013-09-06 | 9 | Average Per Ton | 30% Cycling | 415239Average Per Ton30% Cycling | 0.86801 | 0.89302 | 0.90872 | 81.5818 | -0.035213 | 0.0003701 | 0.025015 | 0.04966 | 0.085243 | -0.019517 | 0.016066 | 0.040711 | 0.065356 | 0.10094 | 14 | 17
2013-09-06 | 9 | Average Per Ton | 50% Cycling | 415239Average Per Ton50% Cycling | 0.84593 | 0.86808 | 0.8848 | 80.5755 | -0.020562 | 0.004672 | 0.022149 | 0.039626 | 0.064861 | -0.0038386 | 0.021396 | 0.038873 | 0.05635 | 0.081585 | 14 | 17
2013-09-06 | 10 | Average Per Device | 30% Cycling | 4152310Average Per Device30% Cycling | 4.0344 | 4.089 | 4.1609 | 83.0682 | -0.20021 | -0.049689 | 0.05456 | 0.15881 | 0.30933 | -0.12834 | 0.022182 | 0.12643 | 0.23068 | 0.3812 | 14 | 17
2013-09-06 | 10 | Average Per Device | 50% Cycling | 4152310Average Per Device50% Cycling | 3.8943 | 3.9292 | 4.0049 | 81.9184 | -0.14347 | -0.038116 | 0.034854 | 0.10782 | 0.21318 | -0.067775 | 0.037581 | 0.11055 | 0.18352 | 0.28888 | 14 | 17
2013-09-06 | 10 | Average Per Premise | 30% Cycling | 4152310Average Per Premise30% Cycling | 10.1467 | 10.2839 | 10.4647 | 83.0682 | -0.50353 | -0.12497 | 0.13722 | 0.39941 | 0.77797 | -0.32277 | 0.055788 | 0.31798 | 0.58016 | 0.95872 | 14 | 17
2013-09-06 | 10 | Average Per Premise | 50% Cycling | 4152310Average Per Premise50% Cycling | 9.5237 | 9.6089 | 9.794 | 81.9184 | -0.35086 | -0.093213 | 0.085235 | 0.26368 | 0.52133 | -0.16574 | 0.091906 | 0.27035 | 0.4488 | 0.70645 | 14 | 17
2013-09-06 | 10 | Average Per Ton | 30% Cycling | 4152310Average Per Ton30% Cycling | 1.0454 | 1.0595 | 1.0782 | 83.0682 | -0.051878 | -0.012875 | 0.014138 | 0.04115 | 0.080153 | -0.033254 | 0.0057478 | 0.032761 | 0.059774 | 0.098776 | 14 | 17
2013-09-06 | 10 | Average Per Ton | 50% Cycling | 4152310Average Per Ton50% Cycling | 1.0005 | 1.0095 | 1.0289 | 81.9184 | -0.036861 | -0.0097928 | 0.0089546 | 0.027702 | 0.05477 | -0.017413 | 0.0096555 | 0.028403 | 0.04715 | 0.074219 | 14 | 17
2013-09-06 | 11 | Average Per Device | 30% Cycling | 4152311Average Per Device30% Cycling | 4.526 | 4.5485 | 4.6284 | 87.5564 | -0.24692 | -0.087721 | 0.022539 | 0.1328 | 0.292 | -0.16697 | -0.0077734 | 0.10249 | 0.21275 | 0.37194 | 14 | 17
2013-09-06 | 11 | Average Per Device | 50% Cycling | 4152311Average Per Device50% Cycling | 4.3804 | 4.3682 | 4.4524 | 85.7979 | -0.20036 | -0.089185 | -0.012185 | 0.064814 | 0.17599 | -0.1162 | -0.0050296 | 0.07197 | 0.14897 | 0.26014 | 14 | 17
2013-09-06 | 11 | Average Per Premise | 30% Cycling | 4152311Average Per Premise30% Cycling | 11.3828 | 11.4395 | 11.6406 | 87.5564 | -0.621 | -0.22062 | 0.056684 | 0.33399 | 0.73437 | -0.41993 | -0.019551 | 0.25775 | 0.53506 | 0.93544 | 14 | 17
2013-09-06 | 11 | Average Per Premise | 50% Cycling | 4152311Average Per Premise50% Cycling | 10.7124 | 10.6826 | 10.8884 | 85.7979 | -0.48999 | -0.2181 | -0.029799 | 0.15851 | 0.43039 | -0.28418 | -0.012301 | 0.176 | 0.36431 | 0.63619 | 14 | 17
2013-09-06 | 11 | Average Per Ton | 30% Cycling | 4152311Average Per Ton30% Cycling | 1.1728 | 1.1786 | 1.1993 | 87.5564 | -0.063981 | -0.02273 | 0.0058402 | 0.03441 | 0.075661 | -0.043265 | -0.0020142 | 0.026556 | 0.055126 | 0.096377 | 14 | 17
2013-09-06 | 11 | Average Per Ton | 50% Cycling | 4152311Average Per Ton50% Cycling | 1.1254 | 1.1223 | 1.1439 | 85.7979 | -0.051477 | -0.022914 | -0.0031307 | 0.016652 | 0.045216 | -0.029856 | -0.0012923 | 0.018491 | 0.038274 | 0.066837 | 14 | 17
2013-09-06 | 12 | Average Per Device | 30% Cycling | 4152312Average Per Device30% Cycling | 4.8661 | 4.7979 | 4.8822 | 88.9746 | -0.34927 | -0.18324 | -0.068237 | 0.046761 | 0.2128 | -0.26494 | -0.098904 | 0.016094 | 0.13109 | 0.29713 | 14 | 17
2013-09-06 | 12 | Average Per Device | 50% Cycling | 4152312Average Per Device50% Cycling | 4.6676 | 4.5812 | 4.6695 | 87.3806 | -0.28074 | -0.16593 | -0.086412 | -0.0068927 | 0.10792 | -0.19248 | -0.077672 | 0.0018468 | 0.081366 | 0.19618 | 14 | 17
2013-09-06 | 12 | Average Per Premise | 30% Cycling | 4152312Average Per Premise30% Cycling | 12.2384 | 12.0667 | 12.2788 | 88.9746 | -0.87843 | -0.46084 | -0.17162 | 0.1176 | 0.5352 | -0.66634 | -0.24875 | 0.040476 | 0.3297 | 0.74729 | 14 | 17
2013-09-06 | 12 | Average Per Premise | 50% Cycling | 4152312Average Per Premise50% Cycling | 11.4148 | 11.2035 | 11.4193 | 87.3806 | -0.68656 | -0.40579 | -0.21132 | -0.016858 | 0.26392 | -0.47073 | -0.18995 | 0.0045156 | 0.19898 | 0.47976 | 14 | 17
2013-09-06 | 12 | Average Per Ton | 30% Cycling | 4152312Average Per Ton30% Cycling | 1.2609 | 1.2432 | 1.2651 | 88.9746 | -0.090503 | -0.04748 | -0.017681 | 0.012117 | 0.05514 | -0.068652 | -0.025628 | 0.0041702 | 0.033968 | 0.076992 | 14 | 17
2013-09-06 | 12 | Average Per Ton | 50% Cycling | 4152312Average Per Ton50% Cycling | 1.1992 | 1.177 | 1.1997 | 87.3806 | -0.072129 | -0.042631 | -0.022201 | -0.001771 | 0.027727 | -0.049454 | -0.019956 | 0.0004745 | 0.020905 | 0.050403 | 14 | 17
2013-09-06 | 13 | Average Per Device | 30% Cycling | 4152313Average Per Device30% Cycling | 4.9991 | 4.9128 | 4.9991 | 90.0886 | -0.37378 | -0.20397 | -0.08635 | 0.031265 | 0.20108 | -0.28743 | -0.11762 | 0 | 0.11762 | 0.28743 | 14 | 17
2013-09-06 | 13 | Average Per Device | 50% Cycling | 4152313Average Per Device50% Cycling | 4.7757 | 4.6854 | 4.7757 | 88.5486 | -0.28733 | -0.1709 | -0.090266 | -0.0096278 | 0.1068 | -0.19707 | -0.080638 | 0 | 0.080638 | 0.19707 | 14 | 17
2013-09-06 | 13 | Average Per Premise | 30% Cycling | 4152313Average Per Premise30% Cycling | 12.5728 | 12.3556 | 12.5728 | 90.0886 | -0.94007 | -0.51297 | -0.21717 | 0.078633 | 0.50573 | -0.7229 | -0.2958 | 9.54e-07 | 0.2958 | 0.7229 | 14 | 17
2013-09-06 | 13 | Average Per Premise | 50% Cycling | 4152313Average Per Premise50% Cycling | 11.6791 | 11.4583 | 11.6791 | 88.5486 | -0.70268 | -0.41795 | -0.22075 | -0.023545 | 0.26119 | -0.48193 | -0.1972 | 0 | 0.1972 | 0.48193 | 14 | 17
2013-09-06 | 13 | Average Per Ton | 30% Cycling | 4152313Average Per Ton30% Cycling | 1.2954 | 1.273 | 1.2954 | 90.0886 | -0.096854 | -0.052851 | -0.022375 | 0.0081014 | 0.052104 | -0.074479 | -0.030476 | 0 | 0.030476 | 0.074479 | 14 | 17
2013-09-06 | 13 | Average Per Ton | 50% Cycling | 4152313Average Per Ton50% Cycling | 1.227 | 1.2038 | 1.227 | 88.5486 | -0.073823 | -0.043909 | -0.023192 | -0.0024736 | 0.02744 | -0.050631 | -0.020718 | 0 | 0.020718 | 0.050631 | 14 | 17
2013-09-06 | 14 | Average Per Device | 30% Cycling | 4152314Average Per Device30% Cycling | 4.7273 | 4.9335 | 5.0202 | 89.1339 | -0.07523 | 0.091066 | 0.20624 | 0.32142 | 0.48772 | 0.011485 | 0.17778 | 0.29296 | 0.40813 | 0.57443 | 14 | 17
2013-09-06 | 14 | Average Per Device | 50% Cycling | 4152314Average Per Device50% Cycling | 4.5074 | 4.7685 | 4.8604 | 87.8457 | 0.067052 | 0.18166 | 0.26104 | 0.34042 | 0.45503 | 0.15892 | 0.27353 | 0.35291 | 0.43229 | 0.5469 | 14 | 17
2013-09-06 | 14 | Average Per Premise | 30% Cycling | 4152314Average Per Premise30% Cycling | 11.8891 | 12.4078 | 12.6259 | 89.1339 | -0.1892 | 0.22903 | 0.5187 | 0.80837 | 1.2266 | 0.028884 | 0.44712 | 0.73679 | 1.0265 | 1.4447 | 14 | 17
2013-09-06 | 14 | Average Per Premise | 50% Cycling | 4152314Average Per Premise50% Cycling | 11.0231 | 11.6615 | 11.8861 | 87.8457 | 0.16398 | 0.44426 | 0.63838 | 0.83251 | 1.1128 | 0.38864 | 0.66892 | 0.86304 | 1.0572 | 1.3375 | 14 | 17
2013-09-06 | 14 | Average Per Ton | 30% Cycling | 4152314Average Per Ton30% Cycling | 1.2249 | 1.2784 | 1.3008 | 89.1339 | -0.019494 | 0.023597 | 0.053441 | 0.083285 | 0.12638 | 0.0029758 | 0.046066 | 0.07591 | 0.10575 | 0.14885 | 14 | 17
2013-09-06 | 14 | Average Per Ton | 50% Cycling | 4152314Average Per Ton50% Cycling | 1.1581 | 1.2251 | 1.2487 | 87.8457 | 0.017227 | 0.046673 | 0.067067 | 0.087462 | 0.11691 | 0.04083 | 0.070276 | 0.09067 | 0.11106 | 0.14051 | 14 | 17
2013-09-06 | 15 | Average Per Device | 30% Cycling | 4152315Average Per Device30% Cycling | 4.7143 | 4.9584 | 5.0455 | 92.0536 | -0.039471 | 0.12802 | 0.24402 | 0.36002 | 0.52751 | 0.047681 | 0.21517 | 0.33117 | 0.44717 | 0.61466 | 14 | 17
2013-09-06 | 15 | Average Per Device | 50% Cycling | 4152315Average Per Device50% Cycling | 4.4416 | 4.8085 | 4.9011 | 90.2682 | 0.17195 | 0.28714 | 0.36691 | 0.44669 | 0.56188 | 0.26459 | 0.37977 | 0.45955 | 0.53933 | 0.65451 | 14 | 17
2013-09-06 | 15 | Average Per Premise | 30% Cycling | 4152315Average Per Premise30% Cycling | 11.8566 | 12.4703 | 12.6895 | 92.0536 | -0.099271 | 0.32197 | 0.61371 | 0.90546 | 1.3267 | 0.11992 | 0.54115 | 0.8329 | 1.1246 | 1.5459 | 14 | 17
2013-09-06 | 15 | Average Per Premise | 50% Cycling | 4152315Average Per Premise50% Cycling | 10.862 | 11.7593 | 11.9859 | 90.2682 | 0.42051 | 0.7022 | 0.8973 | 1899-12-31 02:13 | 1.3741 | 0.64706 | 0.92875 | 1.1238 | 1.3189 | 1.6006 | 14 | 17
2013-09-06 | 15 | Average Per Ton | 30% Cycling | 4152315Average Per Ton30% Cycling | 1.2216 | 1.2848 | 1.3074 | 92.0536 | -0.010228 | 0.033172 | 0.06323 | 0.093288 | 0.13669 | 0.012355 | 0.055754 | 0.085813 | 0.11587 | 0.15927 | 14 | 17
2013-09-06 | 15 | Average Per Ton | 50% Cycling | 4152315Average Per Ton50% Cycling | 1.1411 | 1.2354 | 1.2592 | 90.2682 | 0.044178 | 0.073772 | 0.094269 | 0.11477 | 0.14436 | 0.067979 | 0.097573 | 0.11807 | 0.13857 | 0.16816 | 14 | 17
2013-09-06 | 16 | Average Per Device | 30% Cycling | 4152316Average Per Device30% Cycling | 4.6523 | 4.8337 | 4.9187 | 92.0061 | -0.10018 | 0.066181 | 0.1814 | 0.29662 | 0.46298 | -0.015216 | 0.15114 | 0.26636 | 0.38158 | 0.54794 | 14 | 17
2013-09-06 | 16 | Average Per Device | 50% Cycling | 4152316Average Per Device50% Cycling | 4.2965 | 4.6943 | 4.7847 | 90.9222 | 0.20763 | 0.32 | 0.39782 | 0.47565 | 0.58801 | 0.29807 | 0.41043 | 0.48826 | 0.56608 | 0.67845 | 14 | 17
2013-09-06 | 16 | Average Per Premise | 30% Cycling | 4152316Average Per Premise30% Cycling | 11.7006 | 12.1568 | 12.3705 | 92.0061 | -0.25194 | 0.16645 | 0.45622 | 0.746 | 1.1644 | -0.038268 | 0.38012 | 0.6699 | 0.95968 | 1.3781 | 14 | 17
2013-09-06 | 16 | Average Per Premise | 50% Cycling | 4152316Average Per Premise50% Cycling | 10.5071 | 11.48 | 11.7012 | 90.9222 | 0.50777 | 0.78256 | 0.97288 | 1899-12-31 03:55 | 1.438 | 0.72894 | 1.0037 | 1.194 | 1.3844 | 1.6592 | 14 | 17
2013-09-06 | 16 | Average Per Ton | 30% Cycling | 4152316Average Per Ton30% Cycling | 1.2055 | 1.2525 | 1.2745 | 92.0061 | -0.025957 | 0.017149 | 0.047004 | 0.076859 | 0.11997 | -0.0039427 | 0.039163 | 0.069019 | 0.098874 | 0.14198 | 14 | 17
2013-09-06 | 16 | Average Per Ton | 50% Cycling | 4152316Average Per Ton50% Cycling | 1.1039 | 1.2061 | 1.2293 | 90.9222 | 0.053345 | 0.082215 | 0.10221 | 0.1222 | 0.15107 | 0.076581 | 0.10545 | 0.12544 | 0.14544 | 0.17431 | 14 | 17
2013-09-06 | 17 | Average Per Device | 30% Cycling | 4152317Average Per Device30% Cycling | 4.4469 | 4.5786 | 4.6591 | 90.2879 | -0.1416 | 0.019884 | 0.13173 | 0.24357 | 0.40505 | -0.061121 | 0.10036 | 0.2122 | 0.32404 | 0.48553 | 14 | 17
2013-09-06 | 17 | Average Per Device | 50% Cycling | 4152317Average Per Device50% Cycling | 4.0801 | 4.4412 | 4.5268 | 88.6207 | 0.17577 | 0.28526 | 0.36109 | 0.43692 | 0.54641 | 0.26133 | 0.37082 | 0.44665 | 0.52249 | 0.63198 | 14 | 17
2013-09-06 | 17 | Average Per Premise | 30% Cycling | 4152317Average Per Premise30% Cycling | 11.184 | 11.5153 | 11.7177 | 90.2879 | -0.35612 | 0.050007 | 0.33129 | 0.61257 | 1.0187 | -0.15372 | 0.25241 | 0.53369 | 0.81497 | 1.2211 | 14 | 17
2013-09-06 | 17 | Average Per Premise | 50% Cycling | 4152317Average Per Premise50% Cycling | 9.978 | 10.8611 | 11.0703 | 88.6207 | 0.42985 | 0.69761 | 0.88306 | 1899-12-31 01:39 | 1.3363 | 0.63909 | 0.90685 | 1.0923 | 1.2778 | 1.5455 | 14 | 17
2013-09-06 | 17 | Average Per Ton | 30% Cycling | 4152317Average Per Ton30% Cycling | 1.1523 | 1.1864 | 1.2073 | 90.2879 | -0.036691 | 0.0051522 | 0.034132 | 0.063113 | 0.10496 | -0.015838 | 0.026005 | 0.054985 | 0.083965 | 0.12581 | 14 | 17
2013-09-06 | 17 | Average Per Ton | 50% Cycling | 4152317Average Per Ton50% Cycling | 1.0483 | 1.141 | 1.163 | 88.6207 | 0.04516 | 0.07329 | 0.092773 | 0.11226 | 0.14039 | 0.067142 | 0.095273 | 0.11476 | 0.13424 | 0.16237 | 14 | 17
2013-09-06 | 18 | Average Per Device | 30% Cycling | 4152318Average Per Device30% Cycling | 4.2688 | 4.0912 | 4.1632 | 85.0371 | -0.44424 | -0.28671 | -0.17759 | -0.068483 | 0.089055 | -0.37233 | -0.21479 | -0.10568 | 0.0034271 | 0.16097 | 14 | 17
2013-09-06 | 18 | Average Per Device | 50% Cycling | 4152318Average Per Device50% Cycling | 3.9502 | 3.9261 | 4.0017 | 83.6054 | -0.20557 | -0.098381 | -0.024142 | 0.050098 | 0.15729 | -0.12993 | -0.022743 | 0.051496 | 0.12574 | 0.23292 | 14 | 17
2013-09-06 | 18 | Average Per Premise | 30% Cycling | 4152318Average Per Premise30% Cycling | 10.7362 | 10.2895 | 10.4704 | 85.0371 | -1.1173 | -0.72107 | -0.44665 | -0.17224 | 0.22398 | -0.93642 | -0.54021 | -0.2658 | 0.0086195 | 0.40483 | 14 | 17
2013-09-06 | 18 | Average Per Premise | 50% Cycling | 4152318Average Per Premise50% Cycling | 9.6604 | 9.6014 | 9.7864 | 83.6054 | -0.50273 | -0.24059 | -0.059038 | 0.12252 | 0.38465 | -0.31775 | -0.055618 | 0.12594 | 0.30749 | 0.56962 | 14 | 17
2013-09-06 | 18 | Average Per Ton | 30% Cycling | 4152318Average Per Ton30% Cycling | 1.1061 | 1.0601 | 1.0787 | 85.0371 | -0.11511 | -0.07429 | -0.046018 | -0.017745 | 0.023076 | -0.096478 | -0.055657 | -0.027385 | 0.0008879 | 0.041709 | 14 | 17
2013-09-06 | 18 | Average Per Ton | 50% Cycling | 4152318Average Per Ton50% Cycling | 1.0149 | 1.0087 | 1.0281 | 83.6054 | -0.052816 | -0.025276 | -0.0062025 | 0.012871 | 0.040411 | -0.033383 | -0.0058432 | 0.013231 | 0.032304 | 0.059844 | 14 | 17
2013-09-06 | 19 | Average Per Device | 30% Cycling | 4152319Average Per Device30% Cycling | 3.7019 | 3.5511 | 3.6136 | 79.6739 | -0.4031 | -0.25403 | -0.15079 | -0.047551 | 0.10151 | -0.34068 | -0.19162 | -0.088375 | 0.014867 | 0.16393 | 14 | 17
2013-09-06 | 19 | Average Per Device | 50% Cycling | 4152319Average Per Device50% Cycling | 3.5378 | 3.3616 | 3.4264 | 78.7505 | -0.34752 | -0.24626 | -0.17613 | -0.10599 | -0.0047272 | -0.28276 | -0.1815 | -0.11136 | -0.041228 | 0.060036 | 14 | 17
2013-09-06 | 19 | Average Per Premise | 30% Cycling | 4152319Average Per Premise30% Cycling | 9.3104 | 8.9311 | 9.0881 | 79.6739 | -1.0138 | -0.6389 | -0.37924 | -0.11959 | 0.25531 | -0.85682 | -0.48192 | -0.22226 | 0.03739 | 0.41229 | 14 | 17
2013-09-06 | 19 | Average Per Premise | 50% Cycling | 4152319Average Per Premise50% Cycling | 8.6517 | 8.2209 | 8.3793 | 78.7505 | -0.84988 | -0.60224 | -0.43072 | -0.2592 | -0.01156 | -0.6915 | -0.44386 | -0.27234 | -0.10082 | 0.14682 | 14 | 17
2013-09-06 | 19 | Average Per Ton | 30% Cycling | 4152319Average Per Ton30% Cycling | 0.95923 | 0.92016 | 0.93634 | 79.6739 | -0.10445 | -0.065825 | -0.039073 | -0.012321 | 0.026304 | -0.088277 | -0.049651 | -0.0229 | 0.0038522 | 0.042478 | 14 | 17
2013-09-06 | 19 | Average Per Ton | 50% Cycling | 4152319Average Per Ton50% Cycling | 0.90893 | 0.86368 | 0.88032 | 78.7505 | -0.089287 | -0.06327 | -0.045251 | -0.027231 | -0.0012145 | -0.072648 | -0.046631 | -0.028612 | -0.010592 | 0.015425 | 14 | 17
2013-09-06 | 20 | Average Per Device | 30% Cycling | 4152320Average Per Device30% Cycling | 3.5162 | 3.3426 | 3.4013 | 77.1043 | -0.4265 | -0.27709 | -0.17361 | -0.070124 | 0.079287 | -0.36775 | -0.21834 | -0.11485 | -0.011372 | 0.13804 | 14 | 17
2013-09-06 | 20 | Average Per Device | 50% Cycling | 4152320Average Per Device50% Cycling | 3.2977 | 3.1522 | 3.213 | 76.4882 | -0.31361 | -0.21426 | -0.14545 | -0.076641 | 0.022708 | -0.25288 | -0.15353 | -0.08472 | -0.015912 | 0.083436 | 14 | 17
2013-09-06 | 20 | Average Per Premise | 30% Cycling | 4152320Average Per Premise30% Cycling | 8.8433 | 8.4067 | 8.5544 | 77.1043 | -1.0727 | -0.69688 | -0.43662 | -0.17636 | 0.19941 | -0.92489 | -0.54912 | -0.28886 | -0.028601 | 0.34717 | 14 | 17
2013-09-06 | 20 | Average Per Premise | 50% Cycling | 4152320Average Per Premise50% Cycling | 8.0646 | 7.7089 | 7.8574 | 76.4882 | -0.76693 | -0.52397 | -0.3557 | -0.18743 | 0.055532 | -0.61842 | -0.37546 | -0.20719 | -0.038913 | 0.20405 | 14 | 17
2013-09-06 | 20 | Average Per Ton | 30% Cycling | 4152320Average Per Ton30% Cycling | 0.91111 | 0.86612 | 0.88135 | 77.1043 | -0.11051 | -0.071798 | -0.044984 | -0.01817 | 0.020545 | -0.09529 | -0.056575 | -0.029761 | -0.0029467 | 0.035768 | 14 | 17
2013-09-06 | 20 | Average Per Ton | 50% Cycling | 4152320Average Per Ton50% Cycling | 0.84725 | 0.80988 | 0.82549 | 76.4882 | -0.080573 | -0.055048 | -0.037369 | -0.019691 | 0.0058341 | -0.06497 | -0.039445 | -0.021767 | -0.0040881 | 0.021437 | 14 | 17
2013-09-06 | 21 | Average Per Device | 30% Cycling | 4152321Average Per Device30% Cycling | 3.2311 | 3.1312 | 3.1863 | 76.1121 | -0.34098 | -0.19851 | -0.09983 | -0.0011556 | 0.14132 | -0.28594 | -0.14347 | -0.044794 | 0.053881 | 0.19635 | 14 | 17
2013-09-06 | 21 | Average Per Device | 50% Cycling | 4152321Average Per Device50% Cycling | 3.018 | 2.8876 | 2.9433 | 75.68 | -0.29195 | -0.19649 | -0.13038 | -0.064262 | 0.031195 | -0.23631 | -0.14086 | -0.074745 | -0.0086312 | 0.086826 | 14 | 17
2013-09-06 | 21 | Average Per Premise | 30% Cycling | 4152321Average Per Premise30% Cycling | 8.1261 | 7.8751 | 8.0135 | 76.1121 | -0.85756 | -0.49924 | -0.25107 | -0.0029066 | 0.35541 | -0.71914 | -0.36082 | -0.11266 | 0.13551 | 0.49383 | 14 | 17
2013-09-06 | 21 | Average Per Premise | 50% Cycling | 4152321Average Per Premise50% Cycling | 7.3806 | 7.0618 | 7.1978 | 75.68 | -0.71396 | -0.48052 | -0.31884 | -0.15715 | 0.076288 | -0.57791 | -0.34447 | -0.18279 | -0.021108 | 0.21233 | 14 | 17
2013-09-06 | 21 | Average Per Ton | 30% Cycling | 4152321Average Per Ton30% Cycling | 0.83722 | 0.81136 | 0.82562 | 76.1121 | -0.088353 | -0.051436 | -0.025868 | -0.0002995 | 0.036617 | -0.074092 | -0.037175 | -0.011607 | 0.013961 | 0.050878 | 14 | 17
2013-09-06 | 21 | Average Per Ton | 50% Cycling | 4152321Average Per Ton50% Cycling | 0.77539 | 0.7419 | 0.75619 | 75.68 | -0.075008 | -0.050482 | -0.033496 | -0.01651 | 0.0080147 | -0.060715 | -0.03619 | -0.019203 | -0.0022175 | 0.022308 | 14 | 17
2013-09-06 | 22 | Average Per Device | 30% Cycling | 4152322Average Per Device30% Cycling | 2.9188 | 2.7788 | 2.8277 | 74.5057 | -0.36245 | -0.23099 | -0.13993 | -0.04888 | 0.082586 | -0.31361 | -0.18214 | -0.09109 | -3.73e-05 | 0.13143 | 14 | 17
2013-09-06 | 22 | Average Per Device | 50% Cycling | 4152322Average Per Device50% Cycling | 2.6577 | 2.5672 | 2.6167 | 74.3674 | -0.23854 | -0.15105 | -0.090449 | -0.029851 | 0.057642 | -0.18908 | -0.10159 | -0.04099 | 0.019607 | 0.1071 | 14 | 17
2013-09-06 | 22 | Average Per Premise | 30% Cycling | 4152322Average Per Premise30% Cycling | 7.3407 | 6.9888 | 7.1116 | 74.5057 | -0.91157 | -0.58093 | -0.35193 | -0.12293 | 0.2077 | -0.78873 | -0.45809 | -0.22909 | -9.35e-05 | 0.33054 | 14 | 17
2013-09-06 | 22 | Average Per Premise | 50% Cycling | 4152322Average Per Premise50% Cycling | 6.4994 | 6.2782 | 6.3992 | 74.3674 | -0.58335 | -0.36939 | -0.22119 | -0.073002 | 0.14097 | -0.4624 | -0.24844 | -0.10024 | 0.04795 | 0.26192 | 14 | 17
2013-09-06 | 22 | Average Per Ton | 30% Cycling | 4152322Average Per Ton30% Cycling | 0.7563 | 0.72004 | 0.7327 | 74.5057 | -0.093918 | -0.059853 | -0.036259 | -0.012666 | 0.021399 | -0.081262 | -0.047197 | -0.023603 | -9.67e-06 | 0.034056 | 14 | 17
2013-09-06 | 22 | Average Per Ton | 50% Cycling | 4152322Average Per Ton50% Cycling | 0.68282 | 0.65958 | 0.67229 | 74.3674 | -0.061286 | -0.038807 | -0.023238 | -0.0076695 | 0.01481 | -0.048579 | -0.0261 | -0.010531 | 0.0050375 | 0.027517 | 14 | 17
2013-09-06 | 23 | Average Per Device | 30% Cycling | 4152323Average Per Device30% Cycling | 2.5389 | 2.4297 | 2.4725 | 74.75 | -0.30985 | -0.19129 | -0.10917 | -0.02705 | 0.091516 | -0.26715 | -0.14858 | -0.066461 | 0.015657 | 0.13422 | 14 | 17
2013-09-06 | 23 | Average Per Device | 50% Cycling | 4152323Average Per Device50% Cycling | 2.312 | 2.262 | 2.3056 | 74.251 | -0.18375 | -0.10471 | -0.049976 | 0.0047624 | 0.083795 | -0.14017 | -0.061135 | -0.0063968 | 0.048341 | 0.12737 | 14 | 17
2013-09-06 | 23 | Average Per Premise | 30% Cycling | 4152323Average Per Premise30% Cycling | 6.3854 | 6.1108 | 6.2182 | 74.75 | -0.77928 | -0.48109 | -0.27456 | -0.068031 | 0.23016 | -0.67187 | -0.37368 | -0.16715 | 0.039378 | 0.33757 | 14 | 17
2013-09-06 | 23 | Average Per Premise | 50% Cycling | 4152323Average Per Premise50% Cycling | 5.6541 | 5.5319 | 5.6385 | 74.251 | -0.44936 | -0.25608 | -0.12222 | 0.011647 | 0.20492 | -0.34278 | -0.14951 | -0.015644 | 0.11822 | 0.3115 | 14 | 17
2013-09-06 | 23 | Average Per Ton | 30% Cycling | 4152323Average Per Ton30% Cycling | 0.65788 | 0.62959 | 0.64066 | 74.75 | -0.080288 | -0.049566 | -0.028287 | -0.0070091 | 0.023713 | -0.069222 | -0.0385 | -0.017221 | 0.004057 | 0.034779 | 14 | 17
2013-09-06 | 23 | Average Per Ton | 50% Cycling | 4152323Average Per Ton50% Cycling | 0.59401 | 0.58117 | 0.59237 | 74.251 | -0.047209 | -0.026903 | -0.01284 | 0.0012235 | 0.021529 | -0.036012 | -0.015707 | -0.0016435 | 0.01242 | 0.032725 | 14 | 17
2013-09-06 | 24 | Average Per Device | 30% Cycling | 4152324Average Per Device30% Cycling | 2.2407 | 2.1568 | 2.1947 | 73.7054 | -0.26392 | -0.15755 | -0.083876 | -0.010204 | 0.096167 | -0.22601 | -0.11964 | -0.045967 | 0.027705 | 0.13408 | 14 | 17
2013-09-06 | 24 | Average Per Device | 50% Cycling | 4152324Average Per Device50% Cycling | 2.0908 | 2.0229 | 2.0618 | 73.2877 | -0.18979 | -0.11779 | -0.067921 | -0.018054 | 0.053946 | -0.15082 | -0.078817 | -0.02895 | 0.020917 | 0.092917 | 14 | 17
2013-09-06 | 24 | Average Per Premise | 30% Cycling | 4152324Average Per Premise30% Cycling | 5.6353 | 5.4244 | 5.5197 | 73.7054 | -0.66376 | -0.39624 | -0.21095 | -0.025662 | 0.24186 | -0.56842 | -0.30089 | -0.11561 | 0.06968 | 0.3372 | 14 | 17
2013-09-06 | 24 | Average Per Premise | 50% Cycling | 4152324Average Per Premise50% Cycling | 5.113 | 4.9469 | 5.0422 | 73.2877 | -0.46413 | -0.28805 | -0.1661 | -0.044151 | 0.13193 | -0.36883 | -0.19275 | -0.070797 | 0.051154 | 0.22723 | 14 | 17
2013-09-06 | 24 | Average Per Ton | 30% Cycling | 4152324Average Per Ton30% Cycling | 0.5806 | 0.55886 | 0.56869 | 73.7054 | -0.068386 | -0.040823 | -0.021734 | -0.002644 | 0.024919 | -0.058563 | -0.031001 | -0.011911 | 0.007179 | 0.034742 | 14 | 17
2013-09-06 | 24 | Average Per Ton | 50% Cycling | 4152324Average Per Ton50% Cycling | 0.53717 | 0.51972 | 0.52973 | 73.2877 | -0.048761 | -0.030262 | -0.01745 | -0.0046385 | 0.01386 | -0.038748 | -0.02025 | -0.0074379 | 0.0053741 | 0.023873 | 14 | 17
2013-08-28 | 1 | Average Per Device | All | 415141Average Per DeviceAll | 1.6623 | 1.7001 | 1.6941 | 68.5789 | -0.074279 | -0.008095 | 0.037744 | 0.083583 | 0.14977 | -0.080223 | -0.014039 | 0.0318 | 0.077639 | 0.14382 | 16 | 19
2013-08-28 | 1 | Average Per Premise | All | 415141Average Per PremiseAll | 4.1029 | 4.197 | 4.1819 | 68.5789 | -0.183 | -0.019277 | 0.094114 | 0.20751 | 0.37122 | -0.19808 | -0.034357 | 0.079034 | 0.19243 | 0.35614 | 16 | 19
2013-08-28 | 1 | Average Per Ton | All | 415141Average Per TonAll | 0.42884 | 0.43864 | 0.43708 | 68.5789 | -0.019142 | -0.0020462 | 0.0097944 | 0.021635 | 0.038731 | -0.0207 | -0.0036042 | 0.0082365 | 0.020077 | 0.037173 | 16 | 19
2013-08-28 | 2 | Average Per Device | All | 415142Average Per DeviceAll | 1.5614 | 1.6239 | 1.6183 | 68.4454 | -0.043317 | 0.019209 | 0.062513 | 0.10582 | 0.16834 | -0.048891 | 0.013635 | 0.056939 | 0.10024 | 0.16277 | 16 | 19
2013-08-28 | 2 | Average Per Premise | All | 415142Average Per PremiseAll | 3.853 | 4.0085 | 3.9944 | 68.4454 | -0.10613 | 0.048498 | 0.15559 | 0.26269 | 0.41731 | -0.12027 | 0.034353 | 0.14145 | 0.24854 | 0.40317 | 16 | 19
2013-08-28 | 2 | Average Per Ton | All | 415142Average Per TonAll | 0.40276 | 0.41896 | 0.4175 | 68.4454 | -0.011128 | 0.0050207 | 0.016205 | 0.02739 | 0.043538 | -0.012589 | 0.0035595 | 0.014744 | 0.025928 | 0.042077 | 16 | 19
2013-08-28 | 3 | Average Per Device | All | 415143Average Per DeviceAll | 1.5211 | 1.5839 | 1.5786 | 68.1787 | -0.041008 | 0.020327 | 0.062808 | 0.10529 | 0.16662 | -0.046355 | 0.014981 | 0.057461 | 0.099942 | 0.16128 | 16 | 19
2013-08-28 | 3 | Average Per Premise | All | 415143Average Per PremiseAll | 3.7531 | 3.9095 | 3.8959 | 68.1787 | -0.10031 | 0.051338 | 0.15636 | 0.26139 | 0.41303 | -0.11388 | 0.037766 | 0.14279 | 0.24782 | 0.39946 | 16 | 19
2013-08-28 | 3 | Average Per Ton | All | 415143Average Per TonAll | 0.39234 | 0.40863 | 0.40722 | 68.1787 | -0.010525 | 0.0053139 | 0.016284 | 0.027253 | 0.043092 | -0.011926 | 0.0039122 | 0.014882 | 0.025852 | 0.04169 | 16 | 19
2013-08-28 | 4 | Average Per Device | All | 415144Average Per DeviceAll | 1.4987 | 1.5545 | 1.5494 | 67.2519 | -0.046583 | 0.013919 | 0.055823 | 0.097727 | 0.15823 | -0.051744 | 0.0087584 | 0.050662 | 0.092566 | 0.15307 | 16 | 19
2013-08-28 | 4 | Average Per Premise | All | 415144Average Per PremiseAll | 3.6975 | 3.8365 | 3.8234 | 67.2519 | -0.11422 | 0.035344 | 0.13894 | 0.24253 | 0.39209 | -0.12733 | 0.022241 | 0.12583 | 0.22942 | 0.37899 | 16 | 19
2013-08-28 | 4 | Average Per Ton | All | 415144Average Per TonAll | 0.38654 | 0.40101 | 0.39966 | 67.2519 | -0.011973 | 0.0036502 | 0.014471 | 0.025291 | 0.040913 | -0.013326 | 0.0022969 | 0.013117 | 0.023937 | 0.03956 | 16 | 19
2013-08-28 | 5 | Average Per Device | All | 415145Average Per DeviceAll | 1.5406 | 1.5927 | 1.5875 | 67.3701 | -0.054834 | 0.0083776 | 0.052158 | 0.095938 | 0.15915 | -0.060063 | 0.0031484 | 0.046929 | 0.090709 | 0.15392 | 16 | 19
2013-08-28 | 5 | Average Per Premise | All | 415145Average Per PremiseAll | 3.801 | 3.9305 | 3.9172 | 67.3701 | -0.13494 | 0.021302 | 0.12952 | 0.23773 | 0.39397 | -0.14822 | 0.0080242 | 0.11624 | 0.22445 | 0.38069 | 16 | 19
2013-08-28 | 5 | Average Per Ton | All | 415145Average Per TonAll | 0.39735 | 0.41085 | 0.40948 | 67.3701 | -0.014122 | 0.0021987 | 0.013503 | 0.024806 | 0.041127 | -0.015494 | 0.0008274 | 0.012131 | 0.023435 | 0.039756 | 16 | 19
2013-08-28 | 6 | Average Per Device | All | 415146Average Per DeviceAll | 1.6648 | 1.7374 | 1.7316 | 67.5577 | -0.044584 | 0.024672 | 0.072639 | 0.12061 | 0.18986 | -0.050403 | 0.018853 | 0.066819 | 0.11479 | 0.18404 | 16 | 19
2013-08-28 | 6 | Average Per Premise | All | 415146Average Per PremiseAll | 4.1071 | 4.2882 | 4.2734 | 67.5577 | -0.10871 | 0.062482 | 0.18105 | 0.29962 | 0.47082 | -0.12349 | 0.047708 | 0.16628 | 0.28485 | 0.45604 | 16 | 19
2013-08-28 | 6 | Average Per Ton | All | 415146Average Per TonAll | 0.42937 | 0.44822 | 0.44669 | 67.5577 | -0.011422 | 0.0064601 | 0.018845 | 0.031231 | 0.049113 | -0.012948 | 0.0049342 | 0.017319 | 0.029705 | 0.047587 | 16 | 19
2013-08-28 | 7 | Average Per Device | All | 415147Average Per DeviceAll | 1.8654 | 1.9594 | 1.9529 | 67.4831 | -0.035672 | 0.040968 | 0.094049 | 0.14713 | 0.22377 | -0.042191 | 0.034449 | 0.08753 | 0.14061 | 0.21725 | 16 | 19
2013-08-28 | 7 | Average Per Premise | All | 415147Average Per PremiseAll | 4.6017 | 4.8359 | 4.8193 | 67.4831 | -0.086476 | 0.10297 | 0.23418 | 0.36539 | 0.55483 | -0.10303 | 0.086418 | 0.21763 | 0.34884 | 0.53828 | 16 | 19
2013-08-28 | 7 | Average Per Ton | All | 415147Average Per TonAll | 0.48109 | 0.50547 | 0.50376 | 67.4831 | -0.0091086 | 0.01068 | 0.024386 | 0.038091 | 0.05788 | -0.010818 | 0.0089706 | 0.022676 | 0.036382 | 0.05617 | 16 | 19
2013-08-28 | 8 | Average Per Device | All | 415148Average Per DeviceAll | 2.2793 | 2.3898 | 2.3817 | 70.9342 | -0.03682 | 0.050195 | 0.11046 | 0.17073 | 0.25774 | -0.044851 | 0.042165 | 0.10243 | 0.1627 | 0.24971 | 16 | 19
2013-08-28 | 8 | Average Per Premise | All | 415148Average Per PremiseAll | 5.6244 | 5.8982 | 5.8779 | 70.9342 | -0.090356 | 0.12483 | 0.27387 | 0.42291 | 0.6381 | -0.11074 | 0.10445 | 0.25349 | 0.40253 | 0.61772 | 16 | 19
2013-08-28 | 8 | Average Per Ton | All | 415148Average Per TonAll | 0.58793 | 0.6165 | 0.6144 | 70.9342 | -0.0094676 | 0.013006 | 0.028571 | 0.044136 | 0.066609 | -0.011573 | 0.0109 | 0.026465 | 0.04203 | 0.064504 | 16 | 19
2013-08-28 | 9 | Average Per Device | All | 415149Average Per DeviceAll | 2.9213 | 3.0582 | 3.0479 | 75.9445 | -0.035132 | 0.066493 | 0.13688 | 0.20726 | 0.30889 | -0.045414 | 0.056211 | 0.1266 | 0.19698 | 0.29861 | 16 | 19
2013-08-28 | 9 | Average Per Premise | All | 415149Average Per PremiseAll | 7.2099 | 7.5481 | 7.522 | 75.9445 | -0.087241 | 0.16411 | 0.3382 | 0.51228 | 0.76363 | -0.11334 | 0.13801 | 0.3121 | 0.48618 | 0.73754 | 16 | 19
2013-08-28 | 9 | Average Per Ton | All | 415149Average Per TonAll | 0.75362 | 0.78895 | 0.78626 | 75.9445 | -0.0090951 | 0.017153 | 0.035333 | 0.053513 | 0.079762 | -0.011791 | 0.014458 | 0.032638 | 0.050817 | 0.077066 | 16 | 19
2013-08-28 | 10 | Average Per Device | All | 4151410Average Per DeviceAll | 3.588 | 3.6769 | 3.6643 | 80.9731 | -0.10129 | 0.011074 | 0.088895 | 0.16672 | 0.27908 | -0.11382 | -0.0014628 | 0.076358 | 0.15418 | 0.26654 | 16 | 19
2013-08-28 | 10 | Average Per Premise | All | 4151410Average Per PremiseAll | 8.8561 | 9.0758 | 9.044 | 80.9731 | -0.25074 | 0.027207 | 0.21971 | 0.41222 | 0.69017 | -0.28256 | -0.0046108 | 0.1879 | 0.3804 | 0.65835 | 16 | 19
2013-08-28 | 10 | Average Per Ton | All | 4151410Average Per TonAll | 0.92564 | 0.9486 | 0.94531 | 80.9731 | -0.026175 | 0.0028493 | 0.022951 | 0.043054 | 0.072078 | -0.029462 | -0.0004373 | 0.019665 | 0.039767 | 0.068791 | 16 | 19
2013-08-28 | 11 | Average Per Device | All | 4151411Average Per DeviceAll | 4.1161 | 4.1774 | 4.1632 | 82.1687 | -0.14301 | -0.022253 | 0.061382 | 0.14502 | 0.26577 | -0.15725 | -0.036491 | 0.047144 | 0.13078 | 0.25154 | 16 | 19
2013-08-28 | 11 | Average Per Premise | All | 4151411Average Per PremiseAll | 10.1602 | 10.3113 | 10.2752 | 82.1687 | -0.35454 | -0.055802 | 0.15111 | 0.35801 | 0.65676 | -0.39068 | -0.091937 | 0.11497 | 0.32188 | 0.62062 | 16 | 19
2013-08-28 | 11 | Average Per Ton | All | 4151411Average Per TonAll | 1.0619 | 1.0777 | 1.074 | 82.1687 | -0.036988 | -0.0057934 | 0.015812 | 0.037417 | 0.068611 | -0.04072 | -0.009526 | 0.012079 | 0.033684 | 0.064879 | 16 | 19
2013-08-28 | 12 | Average Per Device | All | 4151412Average Per DeviceAll | 4.4337 | 4.4345 | 4.4192 | 84.7552 | -0.21168 | -0.086118 | 0.0008467 | 0.087811 | 0.21337 | -0.22699 | -0.10143 | -0.014464 | 0.072501 | 0.19806 | 16 | 19
2013-08-28 | 12 | Average Per Premise | All | 4151412Average Per PremiseAll | 10.9445 | 10.9469 | 10.908 | 84.7552 | -0.52346 | -0.2128 | 0.0023648 | 0.21753 | 0.52819 | -0.56232 | -0.25165 | -0.036486 | 0.17868 | 0.48934 | 16 | 19
2013-08-28 | 12 | Average Per Ton | All | 4151412Average Per TonAll | 1.1439 | 1.1441 | 1.1401 | 84.7552 | -0.054669 | -0.022232 | 0.0002349 | 0.022701 | 0.055139 | -0.058683 | -0.026245 | -0.0037785 | 0.018688 | 0.051126 | 16 | 19
2013-08-28 | 13 | Average Per Device | All | 4151413Average Per DeviceAll | 4.5493 | 4.5515 | 4.5357 | 85.9711 | -0.21484 | -0.086656 | 0.0021218 | 0.0909 | 0.21908 | -0.23058 | -0.1024 | -0.013621 | 0.075158 | 0.20334 | 16 | 19
2013-08-28 | 13 | Average Per Premise | All | 4151413Average Per PremiseAll | 11.2299 | 11.2356 | 11.1957 | 85.9711 | -0.53106 | -0.21391 | 0.0057399 | 0.22539 | 0.54254 | -0.571 | -0.25386 | -0.034206 | 0.18545 | 0.50259 | 16 | 19
2013-08-28 | 13 | Average Per Ton | All | 4151413Average Per TonAll | 1.1737 | 1.1743 | 1.1702 | 85.9711 | -0.055472 | -0.022357 | 0.0005775 | 0.023512 | 0.056627 | -0.059599 | -0.026484 | -0.0035491 | 0.019386 | 0.0525 | 16 | 19
2013-08-28 | 14 | Average Per Device | All | 4151414Average Per DeviceAll | 4.6064 | 4.5999 | 4.5839 | 84.7116 | -0.22535 | -0.09605 | -0.0064989 | 0.083052 | 0.21235 | -0.24135 | -0.11205 | -0.022497 | 0.067054 | 0.19635 | 16 | 19
2013-08-28 | 14 | Average Per Premise | All | 4151414Average Per PremiseAll | 11.3706 | 11.3556 | 11.315 | 84.7116 | -0.55645 | -0.23655 | -0.014988 | 0.20657 | 0.52647 | -0.59704 | -0.27714 | -0.055579 | 0.16598 | 0.48588 | 16 | 19
2013-08-28 | 14 | Average Per Ton | All | 4151414Average Per TonAll | 1.1884 | 1.1868 | 1.1826 | 84.7116 | -0.05815 | -0.024748 | -0.0016134 | 0.021521 | 0.054923 | -0.062344 | -0.028941 | -0.0058069 | 0.017327 | 0.05073 | 16 | 19
2013-08-28 | 15 | Average Per Device | All | 4151415Average Per DeviceAll | 4.5953 | 4.6113 | 4.5953 | 85.8116 | -0.20215 | -0.073225 | 0.016066 | 0.10536 | 0.23428 | -0.21821 | -0.08929 | 0 | 0.08929 | 0.21821 | 16 | 19
2013-08-28 | 15 | Average Per Premise | All | 4151415Average Per PremiseAll | 11.3432 | 11.384 | 11.3432 | 85.8116 | -0.49913 | -0.18016 | 0.040762 | 0.26168 | 0.58065 | -0.53989 | -0.22092 | 0 | 0.22092 | 0.53989 | 16 | 19
2013-08-28 | 15 | Average Per Ton | All | 4151415Average Per TonAll | 1.1856 | 1.1898 | 1.1856 | 85.8116 | -0.052161 | -0.018856 | 0.0042111 | 0.027278 | 0.060584 | -0.056372 | -0.023067 | 0 | 0.023067 | 0.056372 | 16 | 19
2013-08-28 | 16 | Average Per Device | All | 4151416Average Per DeviceAll | 4.2026 | 4.5223 | 4.5067 | 84.1044 | 0.11211 | 0.23479 | 0.31976 | 0.40473 | 0.52742 | 0.096528 | 0.21921 | 0.30418 | 0.38915 | 0.51184 | 16 | 19
2013-08-28 | 16 | Average Per Premise | All | 4151416Average Per PremiseAll | 10.3746 | 11.1634 | 11.1238 | 84.1044 | 0.27501 | 0.57855 | 0.78878 | 0.99901 | 1.3025 | 0.23548 | 0.53902 | 0.74925 | 0.95948 | 1.263 | 16 | 19
2013-08-28 | 16 | Average Per Ton | All | 4151416Average Per TonAll | 1.0843 | 1.1668 | 1.1627 | 84.1044 | 0.02882 | 0.060514 | 0.082465 | 0.10442 | 0.13611 | 0.024736 | 0.05643 | 0.078381 | 0.10033 | 0.13203 | 16 | 19
2013-08-28 | 17 | Average Per Device | All | 4151417Average Per DeviceAll | 3.9953 | 4.2956 | 4.2809 | 83.9605 | 0.098751 | 0.21786 | 0.30035 | 0.38285 | 0.50195 | 0.084055 | 0.20316 | 0.28566 | 0.36815 | 0.48726 | 16 | 19
2013-08-28 | 17 | Average Per Premise | All | 4151417Average Per PremiseAll | 9.8632 | 10.6033 | 10.566 | 83.9605 | 0.24135 | 0.53604 | 0.74014 | 0.94424 | 1.2389 | 0.20405 | 0.49874 | 0.70285 | 0.90695 | 1.2016 | 16 | 19
2013-08-28 | 17 | Average Per Ton | All | 4151417Average Per TonAll | 1.0308 | 1.1082 | 1.1044 | 83.9605 | 0.025333 | 0.056103 | 0.077414 | 0.098725 | 0.1295 | 0.02148 | 0.05225 | 0.073561 | 0.094872 | 0.12564 | 16 | 19
2013-08-28 | 18 | Average Per Device | All | 4151418Average Per DeviceAll | 3.6009 | 3.8195 | 3.8064 | 81.3933 | 0.026667 | 0.14002 | 0.21853 | 0.29704 | 0.4104 | 0.013598 | 0.12695 | 0.20546 | 0.28398 | 0.39733 | 16 | 19
2013-08-28 | 18 | Average Per Premise | All | 4151418Average Per PremiseAll | 8.8894 | 9.428 | 9.3948 | 81.3933 | 0.063873 | 0.34434 | 0.53858 | 0.73283 | 1.0133 | 0.030705 | 0.31117 | 0.50542 | 0.69966 | 0.98012 | 16 | 19
2013-08-28 | 18 | Average Per Ton | All | 4151418Average Per TonAll | 0.92907 | 0.9854 | 0.98197 | 81.3933 | 0.0067628 | 0.036047 | 0.056329 | 0.076612 | 0.1059 | 0.0033366 | 0.032621 | 0.052903 | 0.073186 | 0.10247 | 16 | 19
2013-08-28 | 19 | Average Per Device | All | 4151419Average Per DeviceAll | 3.2703 | 3.294 | 3.2826 | 77.4056 | -0.15913 | -0.051104 | 0.023716 | 0.098536 | 0.20656 | -0.17058 | -0.062552 | 0.012269 | 0.087089 | 0.19512 | 16 | 19
2013-08-28 | 19 | Average Per Premise | All | 4151419Average Per PremiseAll | 8.0709 | 8.1317 | 8.1027 | 77.4056 | -0.39154 | -0.12429 | 0.060805 | 0.2459 | 0.51315 | -0.42059 | -0.15334 | 0.031759 | 0.21686 | 0.48411 | 16 | 19
2013-08-28 | 19 | Average Per Ton | All | 4151419Average Per TonAll | 0.84363 | 0.84988 | 0.84688 | 77.4056 | -0.04098 | -0.013073 | 0.0062544 | 0.025582 | 0.053489 | -0.04398 | -0.016074 | 0.0032537 | 0.022582 | 0.050488 | 16 | 19
2013-08-28 | 20 | Average Per Device | All | 4151420Average Per DeviceAll | 3.2841 | 3.0618 | 3.0512 | 74.7611 | -0.40976 | -0.299 | -0.2223 | -0.14559 | -0.034835 | -0.42042 | -0.30967 | -0.23296 | -0.15625 | -0.045499 | 16 | 19
2013-08-28 | 20 | Average Per Premise | All | 4151420Average Per PremiseAll | 8.1048 | 7.5587 | 7.5316 | 74.7611 | -1.0098 | -0.73585 | -0.54609 | -0.35634 | -0.082366 | -1.0369 | -0.7629 | -0.57315 | -0.3834 | -0.10942 | 16 | 19
2013-08-28 | 20 | Average Per Ton | All | 4151420Average Per TonAll | 0.84718 | 0.78998 | 0.78719 | 74.7611 | -0.10562 | -0.077008 | -0.057194 | -0.037379 | -0.0087701 | -0.10841 | -0.079803 | -0.059989 | -0.040174 | -0.011565 | 16 | 19
2013-08-28 | 21 | Average Per Device | All | 4151421Average Per DeviceAll | 2.9303 | 2.825 | 2.815 | 74.0751 | -0.28246 | -0.17778 | -0.10527 | -0.032773 | 0.071908 | -0.29253 | -0.18785 | -0.11535 | -0.04285 | 0.061831 | 16 | 19
2013-08-28 | 21 | Average Per Premise | All | 4151421Average Per PremiseAll | 7.2325 | 6.9752 | 6.9496 | 74.0751 | -0.69565 | -0.43667 | -0.2573 | -0.077931 | 0.18105 | -0.72121 | -0.46223 | -0.28286 | -0.10349 | 0.15549 | 16 | 19
2013-08-28 | 21 | Average Per Ton | All | 4151421Average Per TonAll | 0.75596 | 0.72895 | 0.72631 | 74.0751 | -0.072778 | -0.045736 | -0.027007 | -0.0082773 | 0.018765 | -0.075419 | -0.048377 | -0.029648 | -0.010918 | 0.016124 | 16 | 19
2013-08-28 | 22 | Average Per Device | All | 4151422Average Per DeviceAll | 2.481 | 2.4599 | 2.4511 | 72.8029 | -0.18036 | -0.086237 | -0.02105 | 0.044137 | 0.13826 | -0.18917 | -0.095048 | -0.029861 | 0.035326 | 0.12945 | 16 | 19
2013-08-28 | 22 | Average Per Premise | All | 4151422Average Per PremiseAll | 6.1248 | 6.0738 | 6.0515 | 72.8029 | -0.44515 | -0.21226 | -0.050972 | 0.11032 | 0.3432 | -0.46749 | -0.23461 | -0.073319 | 0.087974 | 0.32085 | 16 | 19
2013-08-28 | 22 | Average Per Ton | All | 4151422Average Per TonAll | 0.64012 | 0.63475 | 0.63244 | 72.8029 | -0.046528 | -0.022212 | -0.0053716 | 0.011469 | 0.035785 | -0.048837 | -0.024522 | -0.0076806 | 0.0091604 | 0.033476 | 16 | 19
2013-08-28 | 23 | Average Per Device | All | 4151423Average Per DeviceAll | 2.1169 | 2.1141 | 2.1065 | 71.7321 | -0.14414 | -0.060616 | -0.00277 | 0.055076 | 0.1386 | -0.15171 | -0.068189 | -0.010343 | 0.047503 | 0.13102 | 16 | 19
2013-08-28 | 23 | Average Per Premise | All | 4151423Average Per PremiseAll | 5.2259 | 5.22 | 5.2008 | 71.7321 | -0.35571 | -0.14906 | -0.0059404 | 0.13718 | 0.34383 | -0.37492 | -0.16827 | -0.025149 | 0.11797 | 0.32462 | 16 | 19
2013-08-28 | 23 | Average Per Ton | All | 4151423Average Per TonAll | 0.54618 | 0.54552 | 0.54353 | 71.7321 | -0.037182 | -0.015605 | -0.0006608 | 0.014283 | 0.03586 | -0.039166 | -0.01759 | -0.0026455 | 0.012299 | 0.033875 | 16 | 19
2013-08-28 | 24 | Average Per Device | All | 4151424Average Per DeviceAll | 1.8923 | 1.8989 | 1.8922 | 71.6057 | -0.12059 | -0.045411 | 0.0066554 | 0.058722 | 0.1339 | -0.12728 | -0.052104 | -3.82e-05 | 0.052028 | 0.1272 | 16 | 19
2013-08-28 | 24 | Average Per Premise | All | 4151424Average Per PremiseAll | 4.6712 | 4.6882 | 4.6712 | 71.6057 | -0.29778 | -0.11179 | 0.017023 | 0.14584 | 0.33182 | -0.31476 | -0.12877 | 4.23e-05 | 0.12886 | 0.31484 | 16 | 19
2013-08-28 | 24 | Average Per Ton | All | 4151424Average Per TonAll | 0.48821 | 0.48996 | 0.48821 | 71.6057 | -0.031118 | -0.011698 | 0.0017527 | 0.015203 | 0.034623 | -0.032872 | -0.013452 | -1.64e-06 | 0.013449 | 0.032869 | 16 | 19
2013-08-29 | 1 | Average Per Device | All | 415151Average Per DeviceAll | 1.7513 | 1.7387 | 1.7473 | 70.5311 | -0.12855 | -0.060028 | -0.012572 | 0.034884 | 0.1034 | -0.11998 | -0.051457 | -0.004001 | 0.043455 | 0.11197 | 15 | 18
2013-08-29 | 1 | Average Per Premise | All | 415151Average Per PremiseAll | 4.3304 | 4.2995 | 4.3203 | 70.5311 | -0.31832 | -0.14853 | -0.030929 | 0.086668 | 0.25646 | -0.29749 | -0.1277 | -0.010102 | 0.1075 | 0.27729 | 15 | 18
2013-08-29 | 1 | Average Per Ton | All | 415151Average Per TonAll | 0.4513 | 0.44807 | 0.45026 | 70.5311 | -0.033141 | -0.015472 | -0.0032347 | 0.0090027 | 0.026672 | -0.030944 | -0.013275 | -0.0010378 | 0.0112 | 0.028868 | 15 | 18
2013-08-29 | 2 | Average Per Device | All | 415152Average Per DeviceAll | 1.6584 | 1.662 | 1.6702 | 69.7204 | -0.10623 | -0.041363 | 0.0035617 | 0.048486 | 0.11335 | -0.097995 | -0.033131 | 0.011793 | 0.056717 | 0.12158 | 15 | 18
2013-08-29 | 2 | Average Per Premise | All | 415152Average Per PremiseAll | 4.0999 | 4.1097 | 4.1297 | 69.7204 | -0.26221 | -0.10153 | 0.0097554 | 0.12104 | 0.28172 | -0.2422 | -0.081526 | 0.029758 | 0.14104 | 0.30172 | 15 | 18
2013-08-29 | 2 | Average Per Ton | All | 415152Average Per TonAll | 0.42735 | 0.4283 | 0.43041 | 69.7204 | -0.027359 | -0.010635 | 0.0009483 | 0.012532 | 0.029256 | -0.02525 | -0.0085251 | 0.0030582 | 0.014642 | 0.031366 | 15 | 18
2013-08-29 | 3 | Average Per Device | All | 415153Average Per DeviceAll | 1.5953 | 1.6225 | 1.6306 | 69.105 | -0.079873 | -0.016659 | 0.027123 | 0.070906 | 0.13412 | -0.071723 | -0.0085086 | 0.035274 | 0.079056 | 0.14227 | 15 | 18
2013-08-29 | 3 | Average Per Premise | All | 415153Average Per PremiseAll | 3.9433 | 4.0114 | 4.0312 | 69.105 | -0.19697 | -0.040412 | 0.068018 | 0.17645 | 0.333 | -0.17716 | -0.020601 | 0.087828 | 0.19626 | 0.35281 | 15 | 18
2013-08-29 | 3 | Average Per Ton | All | 415153Average Per TonAll | 0.41107 | 0.41809 | 0.42018 | 69.105 | -0.020566 | -0.0042678 | 0.0070202 | 0.018308 | 0.034606 | -0.018477 | -0.0021786 | 0.0091095 | 0.020397 | 0.036696 | 15 | 18
2013-08-29 | 4 | Average Per Device | All | 415154Average Per DeviceAll | 1.5663 | 1.6047 | 1.6128 | 68.9341 | -0.067602 | -0.0050002 | 0.038358 | 0.081716 | 0.14432 | -0.059459 | 0.0031427 | 0.046501 | 0.089859 | 0.15246 | 15 | 18
2013-08-29 | 4 | Average Per Premise | All | 415154Average Per PremiseAll | 3.8713 | 3.9669 | 3.9867 | 68.9341 | -0.16678 | -0.011756 | 0.095613 | 0.20298 | 0.35801 | -0.14698 | 0.0080397 | 0.11541 | 0.22278 | 0.3778 | 15 | 18
2013-08-29 | 4 | Average Per Ton | All | 415154Average Per TonAll | 0.40358 | 0.41349 | 0.41558 | 68.9341 | -0.017409 | -0.001269 | 0.0099094 | 0.021088 | 0.037227 | -0.015321 | 0.0008185 | 0.011997 | 0.023175 | 0.039315 | 15 | 18
2013-08-29 | 5 | Average Per Device | All | 415155Average Per DeviceAll | 1.588 | 1.6331 | 1.6415 | 68.9365 | -0.063436 | 0.0007222 | 0.045158 | 0.089593 | 0.15375 | -0.055029 | 0.0091288 | 0.053564 | 0.098 | 0.16216 | 15 | 18
2013-08-29 | 5 | Average Per Premise | All | 415155Average Per PremiseAll | 3.925 | 4.0367 | 4.0572 | 68.9365 | -0.15713 | 0.0017223 | 0.11175 | 0.22177 | 0.38063 | -0.13669 | 0.022163 | 0.13219 | 0.24221 | 0.40107 | 15 | 18
2013-08-29 | 5 | Average Per Ton | All | 415155Average Per TonAll | 0.40917 | 0.42081 | 0.42296 | 68.9365 | -0.016356 | 0.0001841 | 0.01164 | 0.023096 | 0.039636 | -0.014201 | 0.0023393 | 0.013795 | 0.025251 | 0.041791 | 15 | 18
2013-08-29 | 6 | Average Per Device | All | 415156Average Per DeviceAll | 1.7376 | 1.7827 | 1.7917 | 68.5175 | -0.075829 | -0.0043942 | 0.045081 | 0.094557 | 0.16599 | -0.066865 | 0.0045692 | 0.054045 | 0.10352 | 0.17495 | 15 | 18
2013-08-29 | 6 | Average Per Premise | All | 415156Average Per PremiseAll | 4.2945 | 4.4075 | 4.4293 | 68.5175 | -0.18641 | -0.0095219 | 0.11299 | 0.23551 | 0.4124 | -0.16462 | 0.012265 | 0.13478 | 0.25729 | 0.43418 | 15 | 18
2013-08-29 | 6 | Average Per Ton | All | 415156Average Per TonAll | 0.44772 | 0.45939 | 0.46168 | 68.5175 | -0.019506 | -0.0010891 | 0.011666 | 0.024422 | 0.042838 | -0.017208 | 0.0012086 | 0.013964 | 0.026719 | 0.045136 | 15 | 18
2013-08-29 | 7 | Average Per Device | All | 415157Average Per DeviceAll | 1.9559 | 2.0162 | 2.0263 | 69.4713 | -0.073008 | 0.0057639 | 0.060321 | 0.11488 | 0.19365 | -0.062893 | 0.015879 | 0.070436 | 0.12499 | 0.20376 | 15 | 18
2013-08-29 | 7 | Average Per Premise | All | 415157Average Per PremiseAll | 4.8334 | 4.9849 | 5.0095 | 69.4713 | -0.17861 | 0.016439 | 0.15153 | 0.28662 | 0.48167 | -0.15403 | 0.041025 | 0.17612 | 0.31121 | 0.50626 | 15 | 18
2013-08-29 | 7 | Average Per Ton | All | 415157Average Per TonAll | 0.50394 | 0.51956 | 0.52215 | 69.4713 | -0.018752 | 0.0015557 | 0.015621 | 0.029686 | 0.049994 | -0.016159 | 0.0041486 | 0.018214 | 0.032279 | 0.052587 | 15 | 18
2013-08-29 | 8 | Average Per Device | All | 415158Average Per DeviceAll | 2.3238 | 2.4289 | 2.4411 | 72.4238 | -0.043726 | 0.044193 | 0.10508 | 0.16598 | 0.25389 | -0.031506 | 0.056412 | 0.1173 | 0.1782 | 0.26611 | 15 | 18
2013-08-29 | 8 | Average Per Premise | All | 415158Average Per PremiseAll | 5.7433 | 6.005 | 6.0347 | 72.4238 | -0.1068 | 0.11094 | 0.26174 | 0.41254 | 0.63028 | -0.077099 | 0.14064 | 0.29144 | 0.44225 | 0.65998 | 15 | 18
2013-08-29 | 8 | Average Per Ton | All | 415158Average Per TonAll | 0.59875 | 0.62589 | 0.62902 | 72.4238 | -0.011225 | 0.011442 | 0.027141 | 0.04284 | 0.065508 | -0.0080931 | 0.014574 | 0.030274 | 0.045973 | 0.06864 | 15 | 18
2013-08-29 | 9 | Average Per Device | All | 415159Average Per DeviceAll | 2.9254 | 3.0625 | 3.0778 | 75.5235 | -0.033681 | 0.06718 | 0.13704 | 0.20689 | 0.30775 | -0.018366 | 0.082495 | 0.15235 | 0.22221 | 0.32307 | 15 | 18
2013-08-29 | 9 | Average Per Premise | All | 415159Average Per PremiseAll | 7.2315 | 7.5719 | 7.6091 | 75.5235 | -0.082458 | 0.16737 | 0.34041 | 0.51344 | 0.76327 | -0.045235 | 0.2046 | 0.37763 | 0.55066 | 0.80049 | 15 | 18
2013-08-29 | 9 | Average Per Ton | All | 415159Average Per TonAll | 0.75381 | 0.78917 | 0.7931 | 75.5235 | -0.0086529 | 0.017353 | 0.035364 | 0.053375 | 0.079381 | -0.0047271 | 0.021278 | 0.03929 | 0.057301 | 0.083307 | 15 | 18
2013-08-29 | 10 | Average Per Device | All | 4151510Average Per DeviceAll | 3.5086 | 3.6105 | 3.6284 | 79.4322 | -0.085205 | 0.025322 | 0.10187 | 0.17842 | 0.28895 | -0.06725 | 0.043277 | 0.11983 | 0.19638 | 0.30691 | 15 | 18
2013-08-29 | 10 | Average Per Premise | All | 4151510Average Per PremiseAll | 8.6741 | 8.9274 | 8.971 | 79.4322 | -0.2102 | 0.063625 | 0.25327 | 0.44292 | 0.71674 | -0.16656 | 0.10726 | 0.29691 | 0.48655 | 0.76037 | 15 | 18
2013-08-29 | 10 | Average Per Ton | All | 4151510Average Per TonAll | 0.90411 | 0.93041 | 0.93501 | 79.4322 | -0.021941 | 0.006558 | 0.026297 | 0.046035 | 0.074535 | -0.017339 | 0.01116 | 0.030899 | 0.050638 | 0.079137 | 15 | 18
2013-08-29 | 11 | Average Per Device | All | 4151511Average Per DeviceAll | 4.029 | 4.0732 | 4.0934 | 82.3868 | -0.15708 | -0.038173 | 0.044184 | 0.12654 | 0.24545 | -0.13693 | -0.018016 | 0.064341 | 0.1467 | 0.26561 | 15 | 18
2013-08-29 | 11 | Average Per Premise | All | 4151511Average Per PremiseAll | 9.9608 | 10.072 | 10.121 | 82.3868 | -0.38738 | -0.092774 | 0.11127 | 0.31531 | 0.60992 | -0.3384 | -0.043791 | 0.16025 | 0.3643 | 0.65891 | 15 | 18
2013-08-29 | 11 | Average Per Ton | All | 4151511Average Per TonAll | 1.0382 | 1.0497 | 1.0548 | 82.3868 | -0.040447 | -0.0097851 | 0.011451 | 0.032687 | 0.063349 | -0.03528 | -0.0046183 | 0.016618 | 0.037854 | 0.068515 | 15 | 18
2013-08-29 | 12 | Average Per Device | All | 4151512Average Per DeviceAll | 4.4187 | 4.4021 | 4.4239 | 84.6861 | -0.22994 | -0.10392 | -0.016647 | 0.070631 | 0.19665 | -0.20809 | -0.082075 | 0.0052025 | 0.09248 | 0.21849 | 15 | 18
2013-08-29 | 12 | Average Per Premise | All | 4151512Average Per PremiseAll | 10.9254 | 10.8849 | 10.938 | 84.6861 | -0.56895 | -0.25672 | -0.04047 | 0.17578 | 0.48801 | -0.51585 | -0.20362 | 0.012627 | 0.22888 | 0.54111 | 15 | 18
2013-08-29 | 12 | Average Per Ton | All | 4151512Average Per TonAll | 1.1387 | 1.1344 | 1.14 | 84.6861 | -0.059267 | -0.026773 | -0.0042675 | 0.018238 | 0.050732 | -0.053667 | -0.021172 | 0.001333 | 0.023838 | 0.056333 | 15 | 18
2013-08-29 | 13 | Average Per Device | All | 4151513Average Per DeviceAll | 4.4662 | 4.4441 | 4.4659 | 83.573 | -0.23706 | -0.11008 | -0.022129 | 0.06582 | 0.1928 | -0.2152 | -0.088214 | -0.000265 | 0.087684 | 0.21467 | 15 | 18
2013-08-29 | 13 | Average Per Premise | All | 4151513Average Per PremiseAll | 11.0436 | 10.9897 | 11.0428 | 83.573 | -0.58651 | -0.27183 | -0.053887 | 0.16406 | 0.47873 | -0.53338 | -0.2187 | -0.0007609 | 0.21718 | 0.53186 | 15 | 18
2013-08-29 | 13 | Average Per Ton | All | 4151513Average Per TonAll | 1.1509 | 1.1453 | 1.1509 | 83.573 | -0.061101 | -0.028355 | -0.0056759 | 0.017004 | 0.049749 | -0.055497 | -0.022751 | -7.18e-05 | 0.022608 | 0.055353 | 15 | 18
2013-08-29 | 14 | Average Per Device | All | 4151514Average Per DeviceAll | 4.3734 | 4.3519 | 4.3734 | 83.8735 | -0.2315 | -0.10738 | -0.021421 | 0.064542 | 0.18866 | -0.21008 | -0.085963 | 0 | 0.085963 | 0.21008 | 15 | 18
2013-08-29 | 14 | Average Per Premise | All | 4151514Average Per PremiseAll | 10.8139 | 10.7618 | 10.8139 | 83.8735 | -0.57261 | -0.26506 | -0.05205 | 0.16096 | 0.46851 | -0.52056 | -0.21301 | 6.28e-07 | 0.21301 | 0.52056 | 15 | 18
2013-08-29 | 14 | Average Per Ton | All | 4151514Average Per TonAll | 1.127 | 1.1215 | 1.127 | 83.8735 | -0.059663 | -0.027658 | -0.0054906 | 0.016676 | 0.048682 | -0.054172 | -0.022167 | 0 | 0.022167 | 0.054172 | 15 | 18
2013-08-29 | 15 | Average Per Device | All | 4151515Average Per DeviceAll | 4.1278 | 4.3644 | 4.386 | 87.5854 | 0.032023 | 0.15286 | 0.23656 | 0.32025 | 0.44109 | 0.053654 | 0.1745 | 0.25819 | 0.34188 | 0.46273 | 15 | 18
2013-08-29 | 15 | Average Per Premise | All | 4151515Average Per PremiseAll | 10.2065 | 10.7918 | 10.8443 | 87.5854 | 0.078423 | 0.37786 | 0.58524 | 0.79263 | 1.0921 | 0.13099 | 0.43042 | 0.63781 | 0.8452 | 1.1446 | 15 | 18
2013-08-29 | 15 | Average Per Ton | All | 4151515Average Per TonAll | 1.0637 | 1.1247 | 1.1302 | 87.5854 | 0.0082278 | 0.039389 | 0.06097 | 0.082552 | 0.11371 | 0.013773 | 0.044933 | 0.066515 | 0.088097 | 0.11926 | 15 | 18
2013-08-29 | 16 | Average Per Device | All | 4151516Average Per DeviceAll | 4.1471 | 4.4543 | 4.4765 | 88.9762 | 0.10018 | 0.2225 | 0.30722 | 0.39194 | 0.51426 | 0.12238 | 0.24471 | 0.32943 | 0.41414 | 0.53647 | 15 | 18
2013-08-29 | 16 | Average Per Premise | All | 4151516Average Per PremiseAll | 10.2557 | 11.0137 | 11.0676 | 88.9762 | 0.24486 | 0.548 | 0.75795 | 0.96791 | 1.271 | 0.29882 | 0.60196 | 0.81191 | 1.0219 | 1.325 | 15 | 18
2013-08-29 | 16 | Average Per Ton | All | 4151516Average Per TonAll | 1.0687 | 1.1479 | 1.1535 | 88.9762 | 0.025725 | 0.057269 | 0.079116 | 0.10096 | 0.13251 | 0.031416 | 0.06296 | 0.084807 | 0.10665 | 0.1382 | 15 | 18
2013-08-29 | 17 | Average Per Device | All | 4151517Average Per DeviceAll | 4.0375 | 4.3131 | 4.3345 | 87.0435 | 0.070188 | 0.19152 | 0.27556 | 0.3596 | 0.48093 | 0.091624 | 0.21296 | 0.297 | 0.38103 | 0.50237 | 15 | 18
2013-08-29 | 17 | Average Per Premise | All | 4151517Average Per PremiseAll | 9.9852 | 10.6646 | 10.7167 | 87.0435 | 0.17047 | 0.47119 | 0.67947 | 0.88775 | 1.1885 | 0.22257 | 0.52329 | 0.73157 | 0.93985 | 1.2406 | 15 | 18
2013-08-29 | 17 | Average Per Ton | All | 4151517Average Per TonAll | 1.0405 | 1.1115 | 1.117 | 87.0435 | 0.017988 | 0.049278 | 0.07095 | 0.092622 | 0.12391 | 0.023483 | 0.054773 | 0.076445 | 0.098117 | 0.12941 | 15 | 18
2013-08-29 | 18 | Average Per Device | All | 4151518Average Per DeviceAll | 3.6721 | 3.8811 | 3.9004 | 85.7305 | 0.0112 | 0.12805 | 0.20898 | 0.28991 | 0.40677 | 0.030455 | 0.14731 | 0.22824 | 0.30917 | 0.42602 | 15 | 18
2013-08-29 | 18 | Average Per Premise | All | 4151518Average Per PremiseAll | 9.0819 | 9.5967 | 9.6435 | 85.7305 | 0.024676 | 0.31427 | 0.51485 | 0.71542 | 1.005 | 0.07147 | 0.36107 | 0.56164 | 0.76221 | 1.0518 | 15 | 18
2013-08-29 | 18 | Average Per Ton | All | 4151518Average Per TonAll | 0.94636 | 1.0001 | 1.0051 | 85.7305 | 0.0027891 | 0.032923 | 0.053793 | 0.074664 | 0.1048 | 0.0077247 | 0.037858 | 0.058729 | 0.079599 | 0.10973 | 15 | 18
2013-08-29 | 19 | Average Per Device | All | 4151519Average Per DeviceAll | 3.5276 | 3.3747 | 3.3914 | 83.5246 | -0.34725 | -0.23241 | -0.15288 | -0.07334 | 0.041499 | -0.33057 | -0.21573 | -0.1362 | -0.056661 | 0.058178 | 15 | 18
2013-08-29 | 19 | Average Per Premise | All | 4151519Average Per PremiseAll | 8.7234 | 8.3449 | 8.3854 | 83.5246 | -0.86016 | -0.57558 | -0.37847 | -0.18137 | 0.10321 | -0.81963 | -0.53505 | -0.33794 | -0.14084 | 0.14374 | 15 | 18
2013-08-29 | 19 | Average Per Ton | All | 4151519Average Per TonAll | 0.90907 | 0.86966 | 0.87394 | 83.5246 | -0.089535 | -0.059921 | -0.039411 | -0.0189 | 0.010714 | -0.08526 | -0.055646 | -0.035136 | -0.014625 | 0.014989 | 15 | 18
2013-08-29 | 20 | Average Per Device | All | 4151520Average Per DeviceAll | 3.335 | 3.1512 | 3.1667 | 82.9701 | -0.37592 | -0.26244 | -0.18385 | -0.10525 | 0.0082321 | -0.36043 | -0.24694 | -0.16835 | -0.08975 | 0.023732 | 15 | 18
2013-08-29 | 20 | Average Per Premise | All | 4151520Average Per PremiseAll | 8.2472 | 7.7925 | 7.8301 | 82.9701 | -0.93074 | -0.64951 | -0.45473 | -0.25995 | 0.021281 | -0.89307 | -0.61184 | -0.41706 | -0.22229 | 0.058944 | 15 | 18
2013-08-29 | 20 | Average Per Ton | All | 4151520Average Per TonAll | 0.85945 | 0.81207 | 0.81604 | 82.9701 | -0.096913 | -0.067649 | -0.047381 | -0.027113 | 0.0021512 | -0.09294 | -0.063676 | -0.043408 | -0.02314 | 0.0061241 | 15 | 18
2013-08-29 | 21 | Average Per Device | All | 4151521Average Per DeviceAll | 3.0234 | 2.9493 | 2.9635 | 80.7351 | -0.25959 | -0.15004 | -0.074171 | 0.0017005 | 0.11125 | -0.24531 | -0.13576 | -0.059888 | 0.015983 | 0.12553 | 15 | 18
2013-08-29 | 21 | Average Per Premise | All | 4151521Average Per PremiseAll | 7.4777 | 7.2943 | 7.329 | 80.7351 | -0.64289 | -0.37141 | -0.18338 | 0.0046507 | 0.27614 | -0.6082 | -0.33671 | -0.14868 | 0.039347 | 0.31083 | 15 | 18
2013-08-29 | 21 | Average Per Ton | All | 4151521Average Per TonAll | 0.77919 | 0.76007 | 0.76373 | 80.7351 | -0.066928 | -0.038678 | -0.019113 | 0.0004525 | 0.028702 | -0.063267 | -0.035018 | -0.015452 | 0.0041132 | 0.032363 | 15 | 18
2013-08-29 | 22 | Average Per Device | All | 4151522Average Per DeviceAll | 2.6186 | 2.589 | 2.6016 | 80.531 | -0.19749 | -0.098297 | -0.029598 | 0.039101 | 0.13829 | -0.18495 | -0.085757 | -0.017058 | 0.051641 | 0.15083 | 15 | 18
2013-08-29 | 22 | Average Per Premise | All | 4151522Average Per PremiseAll | 6.4766 | 6.4033 | 6.4338 | 80.531 | -0.48941 | -0.24358 | -0.073316 | 0.096946 | 0.34278 | -0.45895 | -0.21311 | -0.042852 | 0.12741 | 0.37324 | 15 | 18
2013-08-29 | 22 | Average Per Ton | All | 4151522Average Per TonAll | 0.67486 | 0.66723 | 0.67045 | 80.531 | -0.050927 | -0.025348 | -0.0076315 | 0.010085 | 0.035664 | -0.047713 | -0.022134 | -0.0044175 | 0.013299 | 0.038878 | 15 | 18
2013-08-29 | 23 | Average Per Device | All | 4151523Average Per DeviceAll | 2.2347 | 2.2441 | 2.255 | 79.5714 | -0.1398 | -0.051661 | 0.0093812 | 0.070424 | 0.15856 | -0.12894 | -0.040804 | 0.020238 | 0.081281 | 0.16942 | 15 | 18
2013-08-29 | 23 | Average Per Premise | All | 4151523Average Per PremiseAll | 5.5269 | 5.5503 | 5.5767 | 79.5714 | -0.34625 | -0.12781 | 0.023483 | 0.17477 | 0.39321 | -0.31987 | -0.10143 | 0.049858 | 0.20115 | 0.41959 | 15 | 18
2013-08-29 | 23 | Average Per Ton | All | 4151523Average Per TonAll | 0.57592 | 0.57835 | 0.58113 | 79.5714 | -0.036044 | -0.013315 | 0.0024267 | 0.018169 | 0.040897 | -0.033261 | -0.010533 | 0.0052094 | 0.020951 | 0.04368 | 15 | 18
2013-08-29 | 24 | Average Per Device | All | 4151524Average Per DeviceAll | 2.0067 | 2.0264 | 2.0363 | 75.8685 | -0.11531 | -0.03557 | 0.019655 | 0.07488 | 0.15462 | -0.10542 | -0.025684 | 0.029541 | 0.084766 | 0.1645 | 15 | 18
2013-08-29 | 24 | Average Per Premise | All | 4151524Average Per PremiseAll | 4.963 | 5.0114 | 5.0355 | 75.8685 | -0.28604 | -0.088432 | 0.048432 | 0.1853 | 0.38291 | -0.26202 | -0.064413 | 0.072451 | 0.20931 | 0.40692 | 15 | 18
2013-08-29 | 24 | Average Per Ton | All | 4151524Average Per TonAll | 0.51716 | 0.52222 | 0.52476 | 75.8685 | -0.029744 | -0.0091818 | 0.0050596 | 0.019301 | 0.039863 | -0.02721 | -0.0066479 | 0.0075935 | 0.021835 | 0.042397 | 15 | 18
2013-08-30 | 1 | Average Per Device | All | 415161Average Per DeviceAll | 1.8452 | 1.8722 | 1.8788 | 75.5127 | -0.097102 | -0.023765 | 0.027028 | 0.077821 | 0.15116 | -0.090518 | -0.017181 | 0.033612 | 0.084405 | 0.15774 | 14 | 17
2013-08-30 | 1 | Average Per Premise | All | 415161Average Per PremiseAll | 4.554 | 4.6209 | 4.6374 | 75.5127 | -0.24005 | -0.058683 | 0.066933 | 0.19255 | 0.37392 | -0.22356 | -0.042189 | 0.083427 | 0.20904 | 0.39041 | 14 | 17
2013-08-30 | 1 | Average Per Ton | All | 415161Average Per TonAll | 0.47604 | 0.48303 | 0.48474 | 75.5127 | -0.025076 | -0.006133 | 0.0069871 | 0.020107 | 0.039051 | -0.023363 | -0.0044192 | 0.008701 | 0.021821 | 0.040765 | 14 | 17
2013-08-30 | 2 | Average Per Device | All | 415162Average Per DeviceAll | 1.73 | 1.79 | 1.7963 | 74.4885 | -0.056281 | 0.012409 | 0.059984 | 0.10756 | 0.17625 | -0.050025 | 0.018665 | 0.06624 | 0.11381 | 0.1825 | 14 | 17
2013-08-30 | 2 | Average Per Premise | All | 415162Average Per PremiseAll | 4.2687 | 4.4177 | 4.4333 | 74.4885 | -0.13848 | 0.031335 | 0.14895 | 0.26657 | 0.43639 | -0.12281 | 0.047008 | 0.16462 | 0.28224 | 0.45206 | 14 | 17
2013-08-30 | 2 | Average Per Ton | All | 415162Average Per TonAll | 0.44626 | 0.4618 | 0.46342 | 74.4885 | -0.014494 | 0.0032457 | 0.015532 | 0.027818 | 0.045558 | -0.012865 | 0.0048742 | 0.01716 | 0.029447 | 0.047186 | 14 | 17
2013-08-30 | 3 | Average Per Device | All | 415163Average Per DeviceAll | 1.6665 | 1.7316 | 1.7376 | 73.0282 | -0.047961 | 0.018833 | 0.065095 | 0.11136 | 0.17815 | -0.042007 | 0.024787 | 0.071049 | 0.11731 | 0.1841 | 14 | 17
2013-08-30 | 3 | Average Per Premise | All | 415163Average Per PremiseAll | 4.1115 | 4.2729 | 4.2878 | 73.0282 | -0.11801 | 0.047068 | 0.1614 | 0.27574 | 0.44082 | -0.1031 | 0.061984 | 0.17632 | 0.29066 | 0.45574 | 14 | 17
2013-08-30 | 3 | Average Per Ton | All | 415163Average Per TonAll | 0.42985 | 0.44669 | 0.44824 | 73.0282 | -0.012351 | 0.0048954 | 0.016841 | 0.028785 | 0.046032 | -0.010801 | 0.0064454 | 0.01839 | 0.030335 | 0.047582 | 14 | 17
2013-08-30 | 4 | Average Per Device | All | 415164Average Per DeviceAll | 1.6369 | 1.7056 | 1.7114 | 72.2341 | -0.042689 | 0.023142 | 0.068737 | 0.11433 | 0.18016 | -0.036915 | 0.028916 | 0.074511 | 0.12011 | 0.18594 | 14 | 17
2013-08-30 | 4 | Average Per Premise | All | 415164Average Per PremiseAll | 4.0376 | 4.2079 | 4.2224 | 72.2341 | -0.10505 | 0.057623 | 0.17029 | 0.28295 | 0.44563 | -0.090585 | 0.072086 | 0.18475 | 0.29742 | 0.46009 | 14 | 17
2013-08-30 | 4 | Average Per Ton | All | 415164Average Per TonAll | 0.42216 | 0.43993 | 0.44143 | 72.2341 | -0.010994 | 0.0060021 | 0.017774 | 0.029545 | 0.046541 | -0.0094911 | 0.0075051 | 0.019277 | 0.031048 | 0.048044 | 14 | 17
2013-08-30 | 5 | Average Per Device | All | 415165Average Per DeviceAll | 1.6725 | 1.7496 | 1.7555 | 72.5443 | -0.038327 | 0.029868 | 0.077099 | 0.12433 | 0.19252 | -0.032435 | 0.035759 | 0.082991 | 0.13022 | 0.19842 | 14 | 17
2013-08-30 | 5 | Average Per Premise | All | 415165Average Per PremiseAll | 4.1257 | 4.3163 | 4.331 | 72.5443 | -0.094612 | 0.073893 | 0.1906 | 0.3073 | 0.47581 | -0.079853 | 0.088651 | 0.20536 | 0.32206 | 0.49057 | 14 | 17
2013-08-30 | 5 | Average Per Ton | All | 415165Average Per TonAll | 0.43136 | 0.45127 | 0.4528 | 72.5443 | -0.0098892 | 0.0077167 | 0.019911 | 0.032104 | 0.04971 | -0.0083556 | 0.0092503 | 0.021444 | 0.033638 | 0.051244 | 14 | 17
2013-08-30 | 6 | Average Per Device | All | 415166Average Per DeviceAll | 1.8221 | 1.8973 | 1.9038 | 72.7607 | -0.051974 | 0.023195 | 0.075257 | 0.12732 | 0.20249 | -0.045498 | 0.029672 | 0.081734 | 0.1338 | 0.20896 | 14 | 17
2013-08-30 | 6 | Average Per Premise | All | 415166Average Per PremiseAll | 4.4942 | 4.6813 | 4.6976 | 72.7607 | -0.12726 | 0.058479 | 0.18712 | 0.31576 | 0.50149 | -0.11103 | 0.074702 | 0.20334 | 0.33198 | 0.51771 | 14 | 17
2013-08-30 | 6 | Average Per Ton | All | 415166Average Per TonAll | 0.46991 | 0.48941 | 0.49109 | 72.7607 | -0.013345 | 0.0060611 | 0.019502 | 0.032942 | 0.052349 | -0.011659 | 0.0077469 | 0.021188 | 0.034628 | 0.054035 | 14 | 17
2013-08-30 | 7 | Average Per Device | All | 415167Average Per DeviceAll | 2.0731 | 2.1507 | 2.1581 | 75.6679 | -0.064301 | 0.019494 | 0.077531 | 0.13557 | 0.21936 | -0.05687 | 0.026925 | 0.084962 | 0.143 | 0.22679 | 14 | 17
2013-08-30 | 7 | Average Per Premise | All | 415167Average Per PremiseAll | 5.1131 | 5.3071 | 5.3258 | 75.6679 | -0.1564 | 0.050661 | 0.19407 | 0.33748 | 0.54454 | -0.13778 | 0.069278 | 0.21269 | 0.3561 | 0.56316 | 14 | 17
2013-08-30 | 7 | Average Per Ton | All | 415167Average Per TonAll | 0.53463 | 0.5548 | 0.55674 | 75.6679 | -0.016445 | 0.0051885 | 0.020172 | 0.035156 | 0.05679 | -0.014511 | 0.0071229 | 0.022107 | 0.03709 | 0.058724 | 14 | 17
2013-08-30 | 8 | Average Per Device | All | 415168Average Per DeviceAll | 2.5421 | 2.6697 | 2.6789 | 79.9211 | -0.035374 | 0.060951 | 0.12766 | 0.19438 | 0.2907 | -0.026247 | 0.070078 | 0.13679 | 0.20351 | 0.29983 | 14 | 17
2013-08-30 | 8 | Average Per Premise | All | 415168Average Per PremiseAll | 6.2711 | 6.5872 | 6.6101 | 79.9211 | -0.086873 | 0.15122 | 0.31612 | 0.48102 | 0.71912 | -0.064008 | 0.17409 | 0.33899 | 0.50389 | 0.74198 | 14 | 17
2013-08-30 | 8 | Average Per Ton | All | 415168Average Per TonAll | 0.65565 | 0.68865 | 0.69103 | 79.9211 | -0.0090992 | 0.015774 | 0.033001 | 0.050229 | 0.075102 | -0.0067233 | 0.01815 | 0.035377 | 0.052604 | 0.077478 | 14 | 17
2013-08-30 | 9 | Average Per Device | All | 415169Average Per DeviceAll | 3.2782 | 3.4359 | 3.4477 | 83.9429 | -0.033527 | 0.079422 | 0.15765 | 0.23588 | 0.34883 | -0.021738 | 0.091212 | 0.16944 | 0.24767 | 0.36062 | 14 | 17
2013-08-30 | 9 | Average Per Premise | All | 415169Average Per PremiseAll | 8.0894 | 8.478 | 8.5075 | 83.9429 | -0.08405 | 0.19521 | 0.38862 | 0.58203 | 0.86128 | -0.054516 | 0.22474 | 0.41815 | 0.61156 | 0.89082 | 14 | 17
2013-08-30 | 9 | Average Per Ton | All | 415169Average Per TonAll | 0.84566 | 0.88631 | 0.88938 | 83.9429 | -0.0087311 | 0.020439 | 0.040643 | 0.060846 | 0.090017 | -0.0056622 | 0.023508 | 0.043712 | 0.063915 | 0.093086 | 14 | 17
2013-08-30 | 10 | Average Per Device | All | 4151610Average Per DeviceAll | 4.0051 | 4.0973 | 4.1115 | 87.6299 | -0.11841 | 0.0060229 | 0.092203 | 0.17838 | 0.30282 | -0.10426 | 0.020172 | 0.10635 | 0.19253 | 0.31696 | 14 | 17
2013-08-30 | 10 | Average Per Premise | All | 4151610Average Per PremiseAll | 9.8832 | 10.1108 | 10.1462 | 87.6299 | -0.29321 | 0.014484 | 0.22759 | 0.44069 | 0.74838 | -0.25776 | 0.049929 | 0.26303 | 0.47614 | 0.78383 | 14 | 17
2013-08-30 | 10 | Average Per Ton | All | 4151610Average Per TonAll | 1.0332 | 1.057 | 1.0607 | 87.6299 | -0.030609 | 0.0015302 | 0.023789 | 0.046049 | 0.078187 | -0.026926 | 0.0052132 | 0.027473 | 0.049732 | 0.08187 | 14 | 17
2013-08-30 | 11 | Average Per Device | All | 4151611Average Per DeviceAll | 4.5377 | 4.5961 | 4.612 | 89.0135 | -0.16492 | -0.032952 | 0.058449 | 0.14985 | 0.28182 | -0.14905 | -0.017078 | 0.074322 | 0.16572 | 0.29769 | 14 | 17
2013-08-30 | 11 | Average Per Premise | All | 4151611Average Per PremiseAll | 11.1978 | 11.3417 | 11.3815 | 89.0135 | -0.40844 | -0.082108 | 0.14391 | 0.36993 | 0.69626 | -0.36867 | -0.042341 | 0.18368 | 0.40969 | 0.73603 | 14 | 17
2013-08-30 | 11 | Average Per Ton | All | 4151611Average Per TonAll | 1.1706 | 1.1857 | 1.1898 | 89.0135 | -0.042636 | -0.0085501 | 0.015058 | 0.038666 | 0.072752 | -0.038504 | -0.004418 | 0.01919 | 0.042798 | 0.076884 | 14 | 17
2013-08-30 | 12 | Average Per Device | All | 4151612Average Per DeviceAll | 4.8122 | 4.8044 | 4.8211 | 90.9437 | -0.23824 | -0.10208 | -0.0077722 | 0.086533 | 0.22269 | -0.2216 | -0.085441 | 0.0088641 | 0.10317 | 0.23933 | 14 | 17
2013-08-30 | 12 | Average Per Premise | All | 4151612Average Per PremiseAll | 11.8751 | 11.856 | 11.8977 | 90.9437 | -0.58906 | -0.25235 | -0.019148 | 0.21405 | 0.55076 | -0.54738 | -0.21067 | 0.022529 | 0.25573 | 0.59244 | 14 | 17
2013-08-30 | 12 | Average Per Ton | All | 4151612Average Per TonAll | 1.2414 | 1.2394 | 1.2437 | 90.9437 | -0.06153 | -0.026361 | -0.002003 | 0.022355 | 0.057524 | -0.0572 | -0.022031 | 0.0023276 | 0.026686 | 0.061855 | 14 | 17
2013-08-30 | 13 | Average Per Device | All | 4151613Average Per DeviceAll | 4.8682 | 4.8514 | 4.8682 | 91.3706 | -0.25005 | -0.11224 | -0.016789 | 0.078659 | 0.21647 | -0.23326 | -0.095449 | 0 | 0.095449 | 0.23326 | 14 | 17
2013-08-30 | 13 | Average Per Premise | All | 4151613Average Per PremiseAll | 12.0139 | 11.9719 | 12.0139 | 91.3706 | -0.61892 | -0.27811 | -0.042061 | 0.19399 | 0.5348 | -0.57686 | -0.23605 | 0 | 0.23605 | 0.57686 | 14 | 17
2013-08-30 | 13 | Average Per Ton | All | 4151613Average Per TonAll | 1.2559 | 1.2515 | 1.2559 | 91.3706 | -0.064622 | -0.029025 | -0.0043705 | 0.020284 | 0.055882 | -0.060252 | -0.024655 | 0 | 0.024655 | 0.060252 | 14 | 17
2013-08-30 | 14 | Average Per Device | All | 4151614Average Per DeviceAll | 4.56 | 4.8634 | 4.8803 | 90.5882 | 0.076628 | 0.21062 | 0.30342 | 0.39622 | 0.5302 | 0.093475 | 0.22746 | 0.32026 | 0.41306 | 0.54705 | 14 | 17
2013-08-30 | 14 | Average Per Premise | All | 4151614Average Per PremiseAll | 11.2532 | 12.0016 | 12.0438 | 90.5882 | 0.18758 | 0.51893 | 0.74842 | 0.97791 | 1.3093 | 0.22978 | 0.56113 | 0.79063 | 1.0201 | 1.3515 | 14 | 17
2013-08-30 | 14 | Average Per Ton | All | 4151614Average Per TonAll | 1.1764 | 1.2546 | 1.259 | 90.5882 | 0.019673 | 0.054282 | 0.078252 | 0.10222 | 0.13683 | 0.024058 | 0.058668 | 0.082638 | 0.10661 | 0.14122 | 14 | 17
2013-08-30 | 15 | Average Per Device | All | 4151615Average Per DeviceAll | 4.4836 | 4.8242 | 4.8409 | 90.213 | 0.11487 | 0.24824 | 0.34061 | 0.43298 | 0.56635 | 0.13155 | 0.26492 | 0.3573 | 0.44967 | 0.58304 | 14 | 17
2013-08-30 | 15 | Average Per Premise | All | 4151615Average Per PremiseAll | 11.0647 | 11.9047 | 11.9465 | 90.213 | 0.28173 | 0.61155 | 0.83998 | 1899-12-31 01:39 | 1.3982 | 0.32354 | 0.65335 | 0.88178 | 1.1102 | 1.44 | 14 | 17
2013-08-30 | 15 | Average Per Ton | All | 4151615Average Per TonAll | 1.1567 | 1.2445 | 1.2488 | 90.213 | 0.029524 | 0.063974 | 0.087833 | 0.11169 | 0.14614 | 0.033868 | 0.068317 | 0.092177 | 0.11604 | 0.15049 | 14 | 17
2013-08-30 | 16 | Average Per Device | All | 4151616Average Per DeviceAll | 4.346 | 4.6751 | 4.6912 | 89.9209 | 0.10862 | 0.23888 | 0.3291 | 0.41932 | 0.54958 | 0.12471 | 0.25497 | 0.34519 | 0.43541 | 0.56567 | 14 | 17
2013-08-30 | 16 | Average Per Premise | All | 4151616Average Per PremiseAll | 10.7263 | 11.5362 | 11.5765 | 89.9209 | 0.26456 | 0.58671 | 0.80982 | 1899-12-31 00:47 | 1.3551 | 0.30487 | 0.62701 | 0.85013 | 1.0732 | 1.3954 | 14 | 17
2013-08-30 | 16 | Average Per Ton | All | 4151616Average Per TonAll | 1.1212 | 1.206 | 1.2102 | 89.9209 | 0.027803 | 0.06145 | 0.084754 | 0.10806 | 0.14171 | 0.031992 | 0.065639 | 0.088942 | 0.11225 | 0.14589 | 14 | 17
2013-08-30 | 17 | Average Per Device | All | 4151617Average Per DeviceAll | 4.1128 | 4.422 | 4.4373 | 88.2427 | 0.094192 | 0.22123 | 0.30922 | 0.39721 | 0.52426 | 0.10943 | 0.23648 | 0.32447 | 0.41246 | 0.5395 | 14 | 17
2013-08-30 | 17 | Average Per Premise | All | 4151617Average Per PremiseAll | 10.1516 | 10.9118 | 10.95 | 88.2427 | 0.22836 | 0.54257 | 0.76019 | 0.97782 | 1.292 | 0.26654 | 0.58075 | 0.79838 | 1.016 | 1.3302 | 14 | 17
2013-08-30 | 17 | Average Per Ton | All | 4151617Average Per TonAll | 1.0611 | 1.1407 | 1.1447 | 88.2427 | 0.024044 | 0.056861 | 0.07959 | 0.10232 | 0.13514 | 0.028011 | 0.060829 | 0.083558 | 0.10629 | 0.1391 | 14 | 17
2013-08-30 | 18 | Average Per Device | All | 4151618Average Per DeviceAll | 4.0029 | 3.9961 | 4.01 | 85.5422 | -0.21911 | -0.093643 | -0.0067485 | 0.080146 | 0.20561 | -0.20519 | -0.079728 | 0.0071668 | 0.094062 | 0.21952 | 14 | 17
2013-08-30 | 18 | Average Per Premise | All | 4151618Average Per PremiseAll | 9.8794 | 9.8619 | 9.8968 | 85.5422 | -0.54275 | -0.23246 | -0.017546 | 0.19736 | 0.50766 | -0.50789 | -0.19759 | 0.017316 | 0.23223 | 0.54252 | 14 | 17
2013-08-30 | 18 | Average Per Ton | All | 4151618Average Per TonAll | 1.0327 | 1.0309 | 1.0345 | 85.5422 | -0.056652 | -0.024243 | -0.0017967 | 0.02065 | 0.053058 | -0.053029 | -0.02062 | 0.0018257 | 0.024272 | 0.056681 | 14 | 17
2013-08-30 | 19 | Average Per Device | All | 4151619Average Per DeviceAll | 3.5926 | 3.4788 | 3.491 | 83.0426 | -0.31757 | -0.19714 | -0.11372 | -0.030309 | 0.090128 | -0.30544 | -0.18501 | -0.10159 | -0.018177 | 0.10226 | 14 | 17
2013-08-30 | 19 | Average Per Premise | All | 4151619Average Per PremiseAll | 8.8656 | 8.5855 | 8.6159 | 83.0426 | -0.78427 | -0.4864 | -0.28009 | -0.07378 | 0.2241 | -0.75388 | -0.456 | -0.24969 | -0.043386 | 0.25449 | 14 | 17
2013-08-30 | 19 | Average Per Ton | All | 4151619Average Per TonAll | 0.92678 | 0.89748 | 0.90064 | 83.0426 | -0.081962 | -0.05085 | -0.029303 | -0.0077554 | 0.023356 | -0.078803 | -0.047692 | -0.026145 | -0.0045973 | 0.026514 | 14 | 17
2013-08-30 | 20 | Average Per Device | All | 4151620Average Per DeviceAll | 3.4101 | 3.2649 | 3.2763 | 81.2434 | -0.34709 | -0.22779 | -0.14516 | -0.062529 | 0.056773 | -0.33569 | -0.21639 | -0.13376 | -0.051135 | 0.068167 | 14 | 17
2013-08-30 | 20 | Average Per Premise | All | 4151620Average Per PremiseAll | 8.4164 | 8.0575 | 8.0861 | 81.2434 | -0.85833 | -0.56326 | -0.35889 | -0.15453 | 0.14054 | -0.82978 | -0.53471 | -0.33035 | -0.12599 | 0.16908 | 14 | 17
2013-08-30 | 20 | Average Per Ton | All | 4151620Average Per TonAll | 0.87978 | 0.84229 | 0.84526 | 81.2434 | -0.089652 | -0.058834 | -0.037489 | -0.016145 | 0.014673 | -0.086686 | -0.055868 | -0.034523 | -0.013179 | 0.017639 | 14 | 17
2013-08-30 | 21 | Average Per Device | All | 4151621Average Per DeviceAll | 3.1764 | 3.0683 | 3.0792 | 79.3665 | -0.30437 | -0.18842 | -0.10811 | -0.027803 | 0.088147 | -0.29354 | -0.17759 | -0.097279 | -0.016973 | 0.098978 | 14 | 17
2013-08-30 | 21 | Average Per Premise | All | 4151621Average Per PremiseAll | 7.8404 | 7.5734 | 7.6005 | 79.3665 | -0.75246 | -0.46569 | -0.26707 | -0.068453 | 0.21832 | -0.72533 | -0.43856 | -0.23994 | -0.041318 | 0.24546 | 14 | 17
2013-08-30 | 21 | Average Per Ton | All | 4151621Average Per TonAll | 0.81954 | 0.79164 | 0.79446 | 79.3665 | -0.078603 | -0.048652 | -0.027907 | -0.0071626 | 0.022789 | -0.075784 | -0.045832 | -0.025088 | -0.0043431 | 0.025609 | 14 | 17
2013-08-30 | 22 | Average Per Device | All | 4151622Average Per DeviceAll | 2.8419 | 2.7288 | 2.7384 | 79.3018 | -0.29442 | -0.18728 | -0.11308 | -0.038872 | 0.068266 | -0.28482 | -0.17768 | -0.10348 | -0.029273 | 0.077866 | 14 | 17
2013-08-30 | 22 | Average Per Premise | All | 4151622Average Per PremiseAll | 7.0151 | 6.7351 | 6.7591 | 79.3018 | -0.72852 | -0.46356 | -0.28005 | -0.096533 | 0.16843 | -0.70447 | -0.43951 | -0.256 | -0.072484 | 0.19248 | 14 | 17
2013-08-30 | 22 | Average Per Ton | All | 4151622Average Per TonAll | 0.73326 | 0.70402 | 0.70652 | 79.3018 | -0.076075 | -0.0484 | -0.029233 | -0.010066 | 0.017609 | -0.073576 | -0.045902 | -0.026734 | -0.007567 | 0.020108 | 14 | 17
2013-08-30 | 23 | Average Per Device | All | 4151623Average Per DeviceAll | 2.4952 | 2.4299 | 2.4384 | 79.0737 | -0.23089 | -0.13305 | -0.065281 | 0.0024847 | 0.10033 | -0.22238 | -0.12453 | -0.056767 | 0.010999 | 0.10884 | 14 | 17
2013-08-30 | 23 | Average Per Premise | All | 4151623Average Per PremiseAll | 6.1588 | 5.9971 | 6.0185 | 79.0737 | -0.57121 | -0.32925 | -0.16166 | 0.0059207 | 0.24788 | -0.54988 | -0.30792 | -0.14033 | 0.027251 | 0.26922 | 14 | 17
2013-08-30 | 23 | Average Per Ton | All | 4151623Average Per TonAll | 0.64377 | 0.6269 | 0.62911 | 79.0737 | -0.059653 | -0.03438 | -0.016876 | 0.0006278 | 0.025901 | -0.057436 | -0.032163 | -0.01466 | 0.0028442 | 0.028117 | 14 | 17
2013-08-30 | 24 | Average Per Device | All | 4151624Average Per DeviceAll | 2.2392 | 2.1976 | 2.2053 | 77.6632 | -0.19293 | -0.10351 | -0.041584 | 0.020343 | 0.10976 | -0.18524 | -0.095829 | -0.033902 | 0.028026 | 0.11744 | 14 | 17
2013-08-30 | 24 | Average Per Premise | All | 4151624Average Per PremiseAll | 5.5262 | 5.4236 | 5.4428 | 77.6632 | -0.47689 | -0.25577 | -0.10263 | 0.050507 | 0.27162 | -0.45764 | -0.23653 | -0.083387 | 0.069754 | 0.29087 | 14 | 17
2013-08-30 | 24 | Average Per Ton | All | 4151624Average Per TonAll | 0.57767 | 0.56695 | 0.56895 | 77.6632 | -0.049819 | -0.026724 | -0.010729 | 0.0052671 | 0.028362 | -0.047819 | -0.024724 | -0.0087286 | 0.007267 | 0.030362 | 14 | 17
2013-09-03 | 1 | Average Per Device | All | 415201Average Per DeviceAll | 1.6847 | 1.7007 | 1.7289 | 70.8233 | -0.09875 | -0.030923 | 0.016054 | 0.063031 | 0.13086 | -0.070637 | -0.0028104 | 0.044166 | 0.091143 | 0.15897 | 14 | 17
2013-09-03 | 1 | Average Per Premise | All | 415201Average Per PremiseAll | 4.1646 | 4.2044 | 4.2744 | 70.8233 | -0.24451 | -0.076522 | 0.039827 | 0.15618 | 0.32417 | -0.17451 | -0.0065226 | 0.10983 | 0.22618 | 0.39417 | 14 | 17
2013-09-03 | 1 | Average Per Ton | All | 415201Average Per TonAll | 0.43414 | 0.43828 | 0.44554 | 70.8233 | -0.025461 | -0.0079714 | 0.0041417 | 0.016255 | 0.033744 | -0.0182 | -0.0007102 | 0.011403 | 0.023516 | 0.041005 | 14 | 17
2013-09-03 | 2 | Average Per Device | All | 415202Average Per DeviceAll | 1.6067 | 1.6428 | 1.6698 | 69.6446 | -0.073736 | -0.008825 | 0.036132 | 0.08109 | 0.146 | -0.046759 | 0.018152 | 0.06311 | 0.10807 | 0.17298 | 14 | 17
2013-09-03 | 2 | Average Per Premise | All | 415202Average Per PremiseAll | 3.9712 | 4.0606 | 4.1277 | 69.6446 | -0.1826 | -0.021882 | 0.089435 | 0.20075 | 0.36147 | -0.11544 | 0.045281 | 0.1566 | 0.26791 | 0.42864 | 14 | 17
2013-09-03 | 2 | Average Per Ton | All | 415202Average Per TonAll | 0.41401 | 0.42333 | 0.43029 | 69.6446 | -0.019012 | -0.0022764 | 0.009315 | 0.020906 | 0.037642 | -0.012045 | 0.0046912 | 0.016283 | 0.027874 | 0.04461 | 14 | 17
2013-09-03 | 3 | Average Per Device | All | 415203Average Per DeviceAll | 1.555 | 1.5894 | 1.6155 | 70.1822 | -0.071509 | -0.0088963 | 0.034469 | 0.077835 | 0.14045 | -0.045457 | 0.017156 | 0.060521 | 0.10389 | 0.1665 | 14 | 17
2013-09-03 | 3 | Average Per Premise | All | 415203Average Per PremiseAll | 3.8429 | 3.9285 | 3.9934 | 70.1822 | -0.17672 | -0.021708 | 0.085655 | 0.19302 | 0.34803 | -0.11187 | 0.043148 | 0.15051 | 0.25787 | 0.41289 | 14 | 17
2013-09-03 | 3 | Average Per Ton | All | 415203Average Per TonAll | 0.40067 | 0.40957 | 0.4163 | 70.1822 | -0.018426 | -0.0022832 | 0.0088973 | 0.020078 | 0.036221 | -0.011697 | 0.0044453 | 0.015626 | 0.026806 | 0.042949 | 14 | 17
2013-09-03 | 4 | Average Per Device | All | 415204Average Per DeviceAll | 1.5476 | 1.5762 | 1.602 | 69.7722 | -0.077242 | -0.014719 | 0.028584 | 0.071887 | 0.13441 | -0.051481 | 0.011042 | 0.054345 | 0.097647 | 0.16017 | 14 | 17
2013-09-03 | 4 | Average Per Premise | All | 415204Average Per PremiseAll | 3.8244 | 3.8956 | 3.9597 | 69.7722 | -0.19078 | -0.036006 | 0.071189 | 0.17838 | 0.33315 | -0.12665 | 0.028121 | 0.13532 | 0.24251 | 0.39728 | 14 | 17
2013-09-03 | 4 | Average Per Ton | All | 415204Average Per TonAll | 0.39877 | 0.40616 | 0.41281 | 69.7722 | -0.0199 | -0.0037805 | 0.0073834 | 0.018547 | 0.034666 | -0.013246 | 0.0028727 | 0.014037 | 0.025201 | 0.04132 | 14 | 17
2013-09-03 | 5 | Average Per Device | All | 415205Average Per DeviceAll | 1.5863 | 1.6305 | 1.657 | 69.7132 | -0.066051 | -0.0009248 | 0.044181 | 0.089288 | 0.15441 | -0.039495 | 0.025632 | 0.070738 | 0.11584 | 0.18097 | 14 | 17
2013-09-03 | 5 | Average Per Premise | All | 415205Average Per PremiseAll | 3.92 | 4.0294 | 4.0955 | 69.7132 | -0.16344 | -0.0022282 | 0.10943 | 0.22108 | 0.38229 | -0.097338 | 0.063873 | 0.17553 | 0.28718 | 0.44839 | 14 | 17
2013-09-03 | 5 | Average Per Ton | All | 415205Average Per TonAll | 0.40874 | 0.42013 | 0.42699 | 69.7132 | -0.017026 | -0.0002364 | 0.011392 | 0.023021 | 0.039811 | -0.010168 | 0.006622 | 0.018251 | 0.029879 | 0.046669 | 14 | 17
2013-09-03 | 6 | Average Per Device | All | 415206Average Per DeviceAll | 1.7364 | 1.7879 | 1.8173 | 69.4994 | -0.070388 | 0.0016153 | 0.051485 | 0.10135 | 0.17336 | -0.04103 | 0.030974 | 0.080843 | 0.13071 | 0.20272 | 14 | 17
2013-09-03 | 6 | Average Per Premise | All | 415206Average Per PremiseAll | 4.2909 | 4.4193 | 4.4924 | 69.4994 | -0.17333 | 0.0049216 | 0.12838 | 0.25184 | 0.4301 | -0.10024 | 0.078012 | 0.20147 | 0.32493 | 0.50319 | 14 | 17
2013-09-03 | 6 | Average Per Ton | All | 415206Average Per TonAll | 0.44742 | 0.46072 | 0.46831 | 69.4994 | -0.018117 | 0.0004469 | 0.013304 | 0.026161 | 0.044725 | -0.010534 | 0.0080295 | 0.020887 | 0.033744 | 0.052308 | 14 | 17
2013-09-03 | 7 | Average Per Device | All | 415207Average Per DeviceAll | 2.0233 | 2.0542 | 2.088 | 70.6174 | -0.10584 | -0.025018 | 0.030962 | 0.086941 | 0.16777 | -0.072066 | 0.0087593 | 0.064738 | 0.12072 | 0.20154 | 14 | 17
2013-09-03 | 7 | Average Per Premise | All | 415207Average Per PremiseAll | 4.999 | 5.0777 | 5.1618 | 70.6174 | -0.25994 | -0.05984 | 0.078748 | 0.21734 | 0.41743 | -0.17585 | 0.024253 | 0.16284 | 0.30143 | 0.50153 | 14 | 17
2013-09-03 | 7 | Average Per Ton | All | 415207Average Per TonAll | 0.52131 | 0.52936 | 0.53808 | 70.6174 | -0.027219 | -0.0063806 | 0.0080518 | 0.022484 | 0.043322 | -0.018495 | 0.0023432 | 0.016776 | 0.031208 | 0.052046 | 14 | 17
2013-09-03 | 8 | Average Per Device | All | 415208Average Per DeviceAll | 2.454 | 2.54 | 2.5818 | 72.7091 | -0.069535 | 0.022354 | 0.085996 | 0.14964 | 0.24153 | -0.027766 | 0.064124 | 0.12777 | 0.19141 | 0.2833 | 14 | 17
2013-09-03 | 8 | Average Per Premise | All | 415208Average Per PremiseAll | 6.0641 | 6.2785 | 6.3825 | 72.7091 | -0.1707 | 0.05685 | 0.21445 | 0.37206 | 0.59961 | -0.066711 | 0.16084 | 0.31845 | 0.47605 | 0.7036 | 14 | 17
2013-09-03 | 8 | Average Per Ton | All | 415208Average Per TonAll | 0.63231 | 0.65454 | 0.66533 | 72.7091 | -0.01788 | 0.0058131 | 0.022223 | 0.038632 | 0.062325 | -0.0070915 | 0.016601 | 0.033011 | 0.04942 | 0.073113 | 14 | 17
2013-09-03 | 9 | Average Per Device | All | 415209Average Per DeviceAll | 3.1617 | 3.2712 | 3.3251 | 76.9414 | -0.071663 | 0.035414 | 0.10958 | 0.18374 | 0.29081 | -0.017833 | 0.089245 | 0.16341 | 0.23757 | 0.34465 | 14 | 17
2013-09-03 | 9 | Average Per Premise | All | 415209Average Per PremiseAll | 7.8149 | 8.0861 | 8.2201 | 76.9414 | -0.17773 | 0.087508 | 0.27121 | 0.45491 | 0.72015 | -0.043704 | 0.22153 | 0.40523 | 0.58893 | 0.85417 | 14 | 17
2013-09-03 | 9 | Average Per Ton | All | 415209Average Per TonAll | 0.81472 | 0.84297 | 0.85687 | 76.9414 | -0.018486 | 0.009125 | 0.028248 | 0.047372 | 0.074983 | -0.0045829 | 0.023028 | 0.042152 | 0.061275 | 0.088886 | 14 | 17
2013-09-03 | 10 | Average Per Device | All | 4152010Average Per DeviceAll | 3.8449 | 3.9209 | 3.9854 | 80.6888 | -0.12361 | -0.0056778 | 0.075999 | 0.15768 | 0.2756 | -0.059149 | 0.058779 | 0.14046 | 0.22213 | 0.34006 | 14 | 17
2013-09-03 | 10 | Average Per Premise | All | 4152010Average Per PremiseAll | 9.5042 | 9.6918 | 9.8523 | 80.6888 | -0.30684 | -0.014711 | 0.18762 | 0.38995 | 0.68208 | -0.14637 | 0.14577 | 0.3481 | 0.55043 | 0.84256 | 14 | 17
2013-09-03 | 10 | Average Per Ton | All | 4152010Average Per TonAll | 0.9908 | 1.0104 | 1.027 | 80.6888 | -0.031895 | -0.0014855 | 0.019576 | 0.040638 | 0.071048 | -0.015248 | 0.015162 | 0.036224 | 0.057286 | 0.087696 | 14 | 17
2013-09-03 | 11 | Average Per Device | All | 4152011Average Per DeviceAll | 4.3705 | 4.3839 | 4.4562 | 82.9117 | -0.19863 | -0.073326 | 0.01346 | 0.10025 | 0.22555 | -0.12642 | -0.0011116 | 0.085674 | 0.17246 | 0.29776 | 14 | 17
2013-09-03 | 11 | Average Per Premise | All | 4152011Average Per PremiseAll | 10.8042 | 10.8368 | 11.0166 | 82.9117 | -0.49281 | -0.18238 | 0.032626 | 0.24763 | 0.55807 | -0.31302 | -0.002583 | 0.21242 | 0.42743 | 0.73786 | 14 | 17
2013-09-03 | 11 | Average Per Ton | All | 4152011Average Per TonAll | 1.1263 | 1.1297 | 1.1484 | 82.9117 | -0.051246 | -0.018933 | 0.0034473 | 0.025827 | 0.05814 | -0.032594 | -0.000281 | 0.022099 | 0.044479 | 0.076792 | 14 | 17
2013-09-03 | 12 | Average Per Device | All | 4152012Average Per DeviceAll | 4.7061 | 4.6457 | 4.7223 | 85.7681 | -0.28242 | -0.15124 | -0.060383 | 0.030473 | 0.16165 | -0.20583 | -0.07465 | 0.016206 | 0.10706 | 0.23824 | 14 | 17
2013-09-03 | 12 | Average Per Premise | All | 4152012Average Per PremiseAll | 11.6338 | 11.4841 | 11.6748 | 85.7681 | -0.69978 | -0.37478 | -0.14968 | 0.07541 | 0.40041 | -0.50909 | -0.18409 | 0.041008 | 0.2661 | 0.5911 | 14 | 17
2013-09-03 | 12 | Average Per Ton | All | 4152012Average Per TonAll | 1.2128 | 1.1972 | 1.217 | 85.7681 | -0.072832 | -0.039004 | -0.015574 | 0.0078554 | 0.041684 | -0.053051 | -0.019222 | 0.0042074 | 0.027637 | 0.061466 | 14 | 17
2013-09-03 | 13 | Average Per Device | All | 4152013Average Per DeviceAll | 4.7923 | 4.7146 | 4.7923 | 86.4768 | -0.30263 | -0.16974 | -0.077704 | 0.014334 | 0.14722 | -0.22493 | -0.092038 | 0 | 0.092038 | 0.22493 | 14 | 17
2013-09-03 | 13 | Average Per Premise | All | 4152013Average Per PremiseAll | 11.8478 | 11.6544 | 11.8478 | 86.4768 | -0.75074 | -0.4215 | -0.19347 | 0.034563 | 0.36381 | -0.55727 | -0.22803 | 0 | 0.22803 | 0.55727 | 14 | 17
2013-09-03 | 13 | Average Per Ton | All | 4152013Average Per TonAll | 1.235 | 1.2149 | 1.235 | 86.4768 | -0.078074 | -0.043805 | -0.02007 | 0.003665 | 0.037934 | -0.058004 | -0.023735 | 0 | 0.023735 | 0.058004 | 14 | 17
2013-09-03 | 14 | Average Per Device | All | 4152014Average Per DeviceAll | 4.5401 | 4.7685 | 4.8473 | 85.6564 | 0.0075316 | 0.13806 | 0.22847 | 0.31887 | 0.44941 | 0.086248 | 0.21678 | 0.30718 | 0.39759 | 0.52812 | 14 | 17
2013-09-03 | 14 | Average Per Premise | All | 4152014Average Per PremiseAll | 11.2246 | 11.7881 | 11.9841 | 85.6564 | 0.016054 | 0.33946 | 0.56345 | 0.78744 | 1.1108 | 0.21205 | 0.53545 | 0.75944 | 0.98343 | 1.3068 | 14 | 17
2013-09-03 | 14 | Average Per Ton | All | 4152014Average Per TonAll | 1.17 | 1.2288 | 1.2492 | 85.6564 | 0.0018561 | 0.035518 | 0.058832 | 0.082145 | 0.11581 | 0.022187 | 0.055849 | 0.079163 | 0.10248 | 0.13614 | 14 | 17
2013-09-03 | 15 | Average Per Device | All | 4152015Average Per DeviceAll | 4.5094 | 4.7681 | 4.8469 | 85.8372 | 0.03846 | 0.16856 | 0.25866 | 0.34876 | 0.47886 | 0.11733 | 0.24743 | 0.33753 | 0.42764 | 0.55773 | 14 | 17
2013-09-03 | 15 | Average Per Premise | All | 4152015Average Per PremiseAll | 11.1492 | 11.7875 | 11.9839 | 85.8372 | 0.092662 | 0.415 | 0.63825 | 0.8615 | 1.1838 | 0.28906 | 0.6114 | 0.83465 | 1.0579 | 1.3802 | 14 | 17
2013-09-03 | 15 | Average Per Ton | All | 4152015Average Per TonAll | 1.1621 | 1.2287 | 1.2491 | 85.8372 | 0.0098313 | 0.043381 | 0.066617 | 0.089854 | 0.1234 | 0.030204 | 0.063753 | 0.08699 | 0.11023 | 0.14378 | 14 | 17
2013-09-03 | 16 | Average Per Device | All | 4152016Average Per DeviceAll | 4.3765 | 4.67 | 4.7471 | 85.2875 | 0.079043 | 0.2057 | 0.29342 | 0.38114 | 0.50779 | 0.15619 | 0.28285 | 0.37057 | 0.45829 | 0.58494 | 14 | 17
2013-09-03 | 16 | Average Per Premise | All | 4152016Average Per PremiseAll | 10.8215 | 11.5446 | 11.7367 | 85.2875 | 0.19194 | 0.50578 | 0.72314 | 0.94051 | 1.2543 | 0.38404 | 0.69788 | 0.91524 | 1.1326 | 1.4464 | 14 | 17
2013-09-03 | 16 | Average Per Ton | All | 4152016Average Per TonAll | 1.1279 | 1.2034 | 1.2234 | 85.2875 | 0.020255 | 0.052918 | 0.07554 | 0.098162 | 0.13083 | 0.040182 | 0.072845 | 0.095467 | 0.11809 | 0.15075 | 14 | 17
2013-09-03 | 17 | Average Per Device | All | 4152017Average Per DeviceAll | 4.1626 | 4.4415 | 4.5148 | 85.1676 | 0.071239 | 0.19394 | 0.27892 | 0.3639 | 0.4866 | 0.14453 | 0.26723 | 0.35222 | 0.4372 | 0.5599 | 14 | 17
2013-09-03 | 17 | Average Per Premise | All | 4152017Average Per PremiseAll | 10.2936 | 10.9796 | 11.1622 | 85.1676 | 0.17138 | 0.47544 | 0.68604 | 0.89664 | 1.2007 | 0.35387 | 0.65794 | 0.86853 | 1.0791 | 1.3832 | 14 | 17
2013-09-03 | 17 | Average Per Ton | All | 4152017Average Per TonAll | 1.0728 | 1.1446 | 1.1635 | 85.1676 | 0.018202 | 0.049846 | 0.071763 | 0.093679 | 0.12532 | 0.037133 | 0.068777 | 0.090694 | 0.11261 | 0.14425 | 14 | 17
2013-09-03 | 18 | Average Per Device | All | 4152018Average Per DeviceAll | 4.0297 | 3.9748 | 4.0406 | 82.4751 | -0.2594 | -0.13858 | -0.054898 | 0.028784 | 0.14961 | -0.19362 | -0.072797 | 0.010885 | 0.094567 | 0.21539 | 14 | 17
2013-09-03 | 18 | Average Per Premise | All | 4152018Average Per PremiseAll | 9.9641 | 9.8265 | 9.9903 | 82.4751 | -0.64439 | -0.34497 | -0.1376 | 0.069767 | 0.36918 | -0.48058 | -0.18117 | 0.026198 | 0.23357 | 0.53298 | 14 | 17
2013-09-03 | 18 | Average Per Ton | All | 4152018Average Per TonAll | 1.0385 | 1.0243 | 1.0413 | 82.4751 | -0.066951 | -0.035791 | -0.01421 | 0.0073716 | 0.038532 | -0.04996 | -0.0188 | 0.0027815 | 0.024363 | 0.055523 | 14 | 17
2013-09-03 | 19 | Average Per Device | All | 4152019Average Per DeviceAll | 3.5996 | 3.4041 | 3.4605 | 78.8171 | -0.39084 | -0.27543 | -0.19551 | -0.11558 | -0.0001732 | -0.33441 | -0.219 | -0.13908 | -0.059147 | 0.056257 | 14 | 17
2013-09-03 | 19 | Average Per Premise | All | 4152019Average Per PremiseAll | 8.8999 | 8.4159 | 8.5564 | 78.8171 | -0.96815 | -0.68217 | -0.48409 | -0.28602 | -2.73e-05 | -0.82763 | -0.54165 | -0.34357 | -0.1455 | 0.14049 | 14 | 17
2013-09-03 | 19 | Average Per Ton | All | 4152019Average Per TonAll | 0.92766 | 0.87725 | 0.89182 | 78.8171 | -0.10078 | -0.071021 | -0.050408 | -0.029794 | -3.14e-05 | -0.086208 | -0.056445 | -0.035832 | -0.015218 | 0.014544 | 14 | 17
2013-09-03 | 20 | Average Per Device | All | 4152020Average Per DeviceAll | 3.4085 | 3.1405 | 3.1926 | 75.8937 | -0.46298 | -0.34779 | -0.268 | -0.18822 | -0.073026 | -0.41089 | -0.29569 | -0.21591 | -0.13613 | -0.020933 | 14 | 17
2013-09-03 | 20 | Average Per Premise | All | 4152020Average Per PremiseAll | 8.4275 | 7.7644 | 7.8941 | 75.8937 | -1.1462 | -0.8608 | -0.6631 | -0.46541 | -0.17996 | -1.0165 | -0.73108 | -0.53339 | -0.33569 | -0.050241 | 14 | 17
2013-09-03 | 20 | Average Per Ton | All | 4152020Average Per TonAll | 0.87842 | 0.80933 | 0.82279 | 75.8937 | -0.11937 | -0.089658 | -0.069083 | -0.048508 | -0.0188 | -0.10591 | -0.076203 | -0.055628 | -0.035052 | -0.0053447 | 14 | 17
2013-09-03 | 21 | Average Per Device | All | 4152021Average Per DeviceAll | 3.0257 | 2.8758 | 2.9238 | 74.895 | -0.3323 | -0.22455 | -0.14992 | -0.075289 | 0.032463 | -0.28429 | -0.17654 | -0.10191 | -0.027285 | 0.080467 | 14 | 17
2013-09-03 | 21 | Average Per Premise | All | 4152021Average Per PremiseAll | 7.4821 | 7.1109 | 7.2305 | 74.895 | -0.82312 | -0.55608 | -0.37114 | -0.18619 | 0.080845 | -0.70356 | -0.43653 | -0.25158 | -0.066634 | 0.2004 | 14 | 17
2013-09-03 | 21 | Average Per Ton | All | 4152021Average Per TonAll | 0.7798 | 0.74114 | 0.75354 | 74.895 | -0.085687 | -0.057898 | -0.038651 | -0.019404 | 0.0083853 | -0.073287 | -0.045498 | -0.026251 | -0.0070044 | 0.020785 | 14 | 17
2013-09-03 | 22 | Average Per Device | All | 4152022Average Per DeviceAll | 2.5551 | 2.5048 | 2.5468 | 73.8891 | -0.2131 | -0.11694 | -0.050344 | 0.016256 | 0.11242 | -0.17111 | -0.074946 | -0.0083461 | 0.058254 | 0.15441 | 14 | 17
2013-09-03 | 22 | Average Per Premise | All | 4152022Average Per PremiseAll | 6.3192 | 6.1941 | 6.2987 | 73.8891 | -0.52848 | -0.29016 | -0.1251 | 0.03996 | 0.27828 | -0.42387 | -0.18555 | -0.020492 | 0.14457 | 0.38289 | 14 | 17
2013-09-03 | 22 | Average Per Ton | All | 4152022Average Per TonAll | 0.65854 | 0.64554 | 0.65639 | 73.8891 | -0.054972 | -0.030172 | -0.012995 | 0.0041817 | 0.028982 | -0.044123 | -0.019323 | -0.0021462 | 0.01503 | 0.039831 | 14 | 17
2013-09-03 | 23 | Average Per Device | All | 4152023Average Per DeviceAll | 2.1829 | 2.1613 | 2.1975 | 72.2867 | -0.16568 | -0.080548 | -0.021589 | 0.037371 | 0.1225 | -0.12949 | -0.044357 | 0.014603 | 0.073562 | 0.15869 | 14 | 17
2013-09-03 | 23 | Average Per Premise | All | 4152023Average Per PremiseAll | 5.3983 | 5.3446 | 5.4348 | 72.2867 | -0.41069 | -0.19973 | -0.053619 | 0.092492 | 0.30345 | -0.32055 | -0.10959 | 0.036524 | 0.18263 | 0.3936 | 14 | 17
2013-09-03 | 23 | Average Per Ton | All | 4152023Average Per TonAll | 0.5626 | 0.55702 | 0.56637 | 72.2867 | -0.042732 | -0.020777 | -0.0055716 | 0.009634 | 0.031589 | -0.033383 | -0.011429 | 0.0037771 | 0.018983 | 0.040937 | 14 | 17
2013-09-03 | 24 | Average Per Device | All | 4152024Average Per DeviceAll | 1.9651 | 1.9515 | 1.9842 | 72.2549 | -0.14449 | -0.067155 | -0.01359 | 0.039974 | 0.11731 | -0.11182 | -0.034478 | 0.019087 | 0.072651 | 0.14999 | 14 | 17
2013-09-03 | 24 | Average Per Premise | All | 4152024Average Per PremiseAll | 4.8591 | 4.8258 | 4.9072 | 72.2549 | -0.35766 | -0.166 | -0.033263 | 0.099477 | 0.29113 | -0.27627 | -0.084613 | 0.048126 | 0.18087 | 0.37252 | 14 | 17
2013-09-03 | 24 | Average Per Ton | All | 4152024Average Per TonAll | 0.50645 | 0.50296 | 0.5114 | 72.2549 | -0.037251 | -0.017305 | -0.0034911 | 0.010323 | 0.030269 | -0.02881 | -0.0088645 | 0.0049497 | 0.018764 | 0.03871 | 14 | 17
2013-09-05 | 1 | Average Per Device | All | 415221Average Per DeviceAll | 1.8406 | 1.8438 | 1.8684 | 72.3369 | -0.11943 | -0.046976 | 0.0032029 | 0.053382 | 0.12583 | -0.094816 | -0.022366 | 0.027813 | 0.077992 | 0.15044 | 14 | 17
2013-09-05 | 1 | Average Per Premise | All | 415221Average Per PremiseAll | 4.5382 | 4.5465 | 4.607 | 72.3369 | -0.29472 | -0.1157 | 0.0082878 | 0.13228 | 0.3113 | -0.23422 | -0.055195 | 0.068794 | 0.19278 | 0.3718 | 14 | 17
2013-09-05 | 1 | Average Per Ton | All | 415221Average Per TonAll | 0.47482 | 0.47567 | 0.48201 | 72.3369 | -0.030824 | -0.012111 | 0.0008495 | 0.01381 | 0.032523 | -0.024486 | -0.0057727 | 0.0071878 | 0.020148 | 0.038861 | 14 | 17
2013-09-05 | 2 | Average Per Device | All | 415222Average Per DeviceAll | 1.7264 | 1.7635 | 1.7871 | 72.2055 | -0.078275 | -0.010071 | 0.037168 | 0.084406 | 0.15261 | -0.054714 | 0.013491 | 0.06073 | 0.10797 | 0.17617 | 14 | 17
2013-09-05 | 2 | Average Per Premise | All | 415222Average Per PremiseAll | 4.2555 | 4.3483 | 4.4062 | 72.2055 | -0.19244 | -0.023965 | 0.092718 | 0.2094 | 0.37787 | -0.13451 | 0.033961 | 0.15064 | 0.26733 | 0.4358 | 14 | 17
2013-09-05 | 2 | Average Per Ton | All | 415222Average Per TonAll | 0.44529 | 0.45494 | 0.46101 | 72.2055 | -0.020159 | -0.0025464 | 0.0096523 | 0.021851 | 0.039464 | -0.014091 | 0.0035218 | 0.01572 | 0.027919 | 0.045532 | 14 | 17
2013-09-05 | 3 | Average Per Device | All | 415223Average Per DeviceAll | 1.6668 | 1.711 | 1.7339 | 71.0849 | -0.067443 | -0.0014976 | 0.044176 | 0.089849 | 0.15579 | -0.044549 | 0.021396 | 0.067069 | 0.11274 | 0.17869 | 14 | 17
2013-09-05 | 3 | Average Per Premise | All | 415223Average Per PremiseAll | 4.1082 | 4.2184 | 4.2747 | 71.0849 | -0.1655 | -0.0026281 | 0.11018 | 0.22298 | 0.38586 | -0.10922 | 0.05365 | 0.16646 | 0.27926 | 0.44214 | 14 | 17
2013-09-05 | 3 | Average Per Ton | All | 415223Average Per TonAll | 0.4299 | 0.44137 | 0.44727 | 71.0849 | -0.017351 | -0.0003229 | 0.011471 | 0.023265 | 0.040293 | -0.011456 | 0.0055729 | 0.017367 | 0.029161 | 0.046189 | 14 | 17
2013-09-05 | 4 | Average Per Device | All | 415224Average Per DeviceAll | 1.6411 | 1.691 | 1.7137 | 71.1052 | -0.061251 | 0.0044003 | 0.04987 | 0.09534 | 0.16099 | -0.038604 | 0.027047 | 0.072517 | 0.11799 | 0.18364 | 14 | 17
2013-09-05 | 4 | Average Per Premise | All | 415224Average Per PremiseAll | 4.0446 | 4.1688 | 4.2245 | 71.1052 | -0.15021 | 0.011926 | 0.12422 | 0.23652 | 0.39865 | -0.094539 | 0.067597 | 0.17989 | 0.29219 | 0.45432 | 14 | 17
2013-09-05 | 4 | Average Per Ton | All | 415224Average Per TonAll | 0.42326 | 0.4362 | 0.44203 | 71.1052 | -0.015752 | 0.0011993 | 0.01294 | 0.024681 | 0.041633 | -0.0099203 | 0.0070315 | 0.018772 | 0.030513 | 0.047465 | 14 | 17
2013-09-05 | 5 | Average Per Device | All | 415225Average Per DeviceAll | 1.6642 | 1.7338 | 1.7571 | 70.539 | -0.044665 | 0.022815 | 0.069552 | 0.11629 | 0.18377 | -0.021388 | 0.046093 | 0.09283 | 0.13957 | 0.20705 | 14 | 17
2013-09-05 | 5 | Average Per Premise | All | 415225Average Per PremiseAll | 4.1014 | 4.2737 | 4.3309 | 70.539 | -0.10977 | 0.056853 | 0.17226 | 0.28766 | 0.45429 | -0.05256 | 0.11407 | 0.22947 | 0.34488 | 0.5115 | 14 | 17
2013-09-05 | 5 | Average Per Ton | All | 415225Average Per TonAll | 0.42921 | 0.44719 | 0.45319 | 70.539 | -0.011501 | 0.0059214 | 0.017988 | 0.030055 | 0.047478 | -0.005507 | 0.011916 | 0.023982 | 0.036049 | 0.053472 | 14 | 17
2013-09-05 | 6 | Average Per Device | All | 415226Average Per DeviceAll | 1.8253 | 1.9043 | 1.9298 | 70.5398 | -0.047394 | 0.027289 | 0.079015 | 0.13074 | 0.20542 | -0.021874 | 0.05281 | 0.10453 | 0.15626 | 0.23094 | 14 | 17
2013-09-05 | 6 | Average Per Premise | All | 415226Average Per PremiseAll | 4.498 | 4.6945 | 4.7573 | 70.5398 | -0.11557 | 0.068842 | 0.19657 | 0.32429 | 0.5087 | -0.052838 | 0.13157 | 0.2593 | 0.38702 | 0.57143 | 14 | 17
2013-09-05 | 6 | Average Per Ton | All | 415226Average Per TonAll | 0.47072 | 0.49121 | 0.49778 | 70.5398 | -0.01215 | 0.0071325 | 0.020487 | 0.033842 | 0.053124 | -0.0055776 | 0.013705 | 0.027059 | 0.040414 | 0.059696 | 14 | 17
2013-09-05 | 7 | Average Per Device | All | 415227Average Per DeviceAll | 2.085 | 2.1753 | 2.2044 | 71.0561 | -0.050995 | 0.032491 | 0.090314 | 0.14814 | 0.23162 | -0.021897 | 0.06159 | 0.11941 | 0.17724 | 0.26072 | 14 | 17
2013-09-05 | 7 | Average Per Premise | All | 415227Average Per PremiseAll | 5.1372 | 5.3631 | 5.4347 | 71.0561 | -0.12294 | 0.083203 | 0.22598 | 0.36875 | 0.5749 | -0.051407 | 0.15474 | 0.29751 | 0.44029 | 0.64643 | 14 | 17
2013-09-05 | 7 | Average Per Ton | All | 415227Average Per TonAll | 0.53765 | 0.56114 | 0.56864 | 71.0561 | -0.012989 | 0.008566 | 0.023495 | 0.038423 | 0.059978 | -0.0054949 | 0.01606 | 0.030989 | 0.045917 | 0.067472 | 14 | 17
2013-09-05 | 8 | Average Per Device | All | 415228Average Per DeviceAll | 2.5336 | 2.6635 | 2.6992 | 73.935 | -0.029362 | 0.064726 | 0.12989 | 0.19506 | 0.28914 | 0.0062948 | 0.10038 | 0.16555 | 0.23071 | 0.3248 | 14 | 17
2013-09-05 | 8 | Average Per Premise | All | 415228Average Per PremiseAll | 6.2444 | 6.5665 | 6.6541 | 73.935 | -0.071337 | 0.16109 | 0.32206 | 0.48304 | 0.71546 | 0.016316 | 0.24874 | 0.40971 | 0.57069 | 0.80311 | 14 | 17
2013-09-05 | 8 | Average Per Ton | All | 415228Average Per TonAll | 0.65344 | 0.68706 | 0.69624 | 73.935 | -0.0075115 | 0.016786 | 0.033615 | 0.050444 | 0.074742 | 0.0016712 | 0.025969 | 0.042798 | 0.059627 | 0.083925 | 14 | 17
2013-09-05 | 9 | Average Per Device | All | 415229Average Per DeviceAll | 3.2447 | 3.3976 | 3.4431 | 78.8184 | -0.03219 | 0.077199 | 0.15296 | 0.22872 | 0.33811 | 0.013303 | 0.12269 | 0.19845 | 0.27422 | 0.3836 | 14 | 17
2013-09-05 | 9 | Average Per Premise | All | 415229Average Per PremiseAll | 7.9992 | 8.3762 | 8.488 | 78.8184 | -0.08045 | 0.18983 | 0.37702 | 0.56421 | 0.83449 | 0.031378 | 0.30165 | 0.48885 | 0.67604 | 0.94631 | 14 | 17
2013-09-05 | 9 | Average Per Ton | All | 415229Average Per TonAll | 0.83697 | 0.87642 | 0.88814 | 78.8184 | -0.0083685 | 0.019884 | 0.039452 | 0.059019 | 0.087272 | 0.0033471 | 0.0316 | 0.051167 | 0.070735 | 0.098988 | 14 | 17
2013-09-05 | 10 | Average Per Device | All | 4152210Average Per DeviceAll | 3.9553 | 4.0351 | 4.0891 | 84.0881 | -0.12456 | -0.0038194 | 0.079806 | 0.16343 | 0.28417 | -0.070584 | 0.050157 | 0.13378 | 0.21741 | 0.33815 | 14 | 17
2013-09-05 | 10 | Average Per Premise | All | 4152210Average Per PremiseAll | 9.7513 | 9.9485 | 10.0812 | 84.0881 | -0.30789 | -0.0095204 | 0.19713 | 0.40378 | 0.70215 | -0.1752 | 0.12317 | 0.32982 | 0.53647 | 0.83484 | 14 | 17
2013-09-05 | 10 | Average Per Ton | All | 4152210Average Per TonAll | 1.0203 | 1.0409 | 1.0548 | 84.0881 | -0.032179 | -0.0009915 | 0.020609 | 0.042209 | 0.073396 | -0.018278 | 0.012909 | 0.03451 | 0.05611 | 0.087297 | 14 | 17
2013-09-05 | 11 | Average Per Device | All | 4152211Average Per DeviceAll | 4.4951 | 4.5117 | 4.572 | 85.5294 | -0.20071 | -0.072305 | 0.016629 | 0.10556 | 0.23397 | -0.14039 | -0.011986 | 0.076949 | 0.16588 | 0.29429 | 14 | 17
2013-09-05 | 11 | Average Per Premise | All | 4152211Average Per PremiseAll | 11.0823 | 11.1238 | 11.2721 | 85.5294 | -0.49562 | -0.17829 | 0.041484 | 0.26126 | 0.57859 | -0.34733 | -0.030006 | 0.18977 | 0.40955 | 0.72688 | 14 | 17
2013-09-05 | 11 | Average Per Ton | All | 4152211Average Per TonAll | 1.1595 | 1.1639 | 1.1794 | 85.5294 | -0.051822 | -0.018654 | 0.0043185 | 0.027291 | 0.060459 | -0.036287 | -0.003119 | 0.019853 | 0.042825 | 0.075994 | 14 | 17
2013-09-05 | 12 | Average Per Device | All | 4152212Average Per DeviceAll | 4.7914 | 4.7161 | 4.7792 | 85.5782 | -0.30135 | -0.16778 | -0.07528 | 0.017225 | 0.15079 | -0.23829 | -0.10472 | -0.012218 | 0.080286 | 0.21385 | 14 | 17
2013-09-05 | 12 | Average Per Premise | All | 4152212Average Per PremiseAll | 11.8129 | 11.6278 | 11.7828 | 85.5782 | -0.74383 | -0.41377 | -0.18517 | 0.043435 | 0.3735 | -0.5888 | -0.25874 | -0.030137 | 0.19846 | 0.52853 | 14 | 17
2013-09-05 | 12 | Average Per Ton | All | 4152212Average Per TonAll | 1.236 | 1.2166 | 1.2328 | 85.5782 | -0.077787 | -0.043288 | -0.019393 | 0.004501 | 0.039001 | -0.061547 | -0.027047 | -0.0031526 | 0.020742 | 0.055241 | 14 | 17
2013-09-05 | 13 | Average Per Device | All | 4152213Average Per DeviceAll | 4.8385 | 4.7747 | 4.8385 | 86.972 | -0.29097 | -0.15676 | -0.063805 | 0.029147 | 0.16335 | -0.22716 | -0.092952 | 0 | 0.092952 | 0.22716 | 14 | 17
2013-09-05 | 13 | Average Per Premise | All | 4152213Average Per PremiseAll | 11.9294 | 11.7725 | 11.9294 | 86.972 | -0.71828 | -0.38659 | -0.15686 | 0.072866 | 0.40456 | -0.56142 | -0.22973 | 3.26e-07 | 0.22973 | 0.56142 | 14 | 17
2013-09-05 | 13 | Average Per Ton | All | 4152213Average Per TonAll | 1.2482 | 1.2317 | 1.2482 | 86.972 | -0.075112 | -0.040444 | -0.016432 | 0.0075787 | 0.042247 | -0.058679 | -0.024011 | 0 | 0.024011 | 0.058679 | 14 | 17
2013-09-05 | 14 | Average Per Device | All | 4152214Average Per DeviceAll | 4.5665 | 4.811 | 4.8753 | 86.2454 | 0.022834 | 0.1538 | 0.24451 | 0.33521 | 0.46618 | 0.087123 | 0.21809 | 0.3088 | 0.3995 | 0.53047 | 14 | 17
2013-09-05 | 14 | Average Per Premise | All | 4152214Average Per PremiseAll | 11.2599 | 11.8621 | 12.0201 | 86.2454 | 0.054279 | 0.37796 | 0.60215 | 0.82633 | 1.15 | 0.21233 | 0.53602 | 0.7602 | 0.98438 | 1.3081 | 14 | 17
2013-09-05 | 14 | Average Per Ton | All | 4152214Average Per TonAll | 1.1781 | 1.2411 | 1.2576 | 86.2454 | 0.0057701 | 0.039601 | 0.063033 | 0.086464 | 0.1203 | 0.022327 | 0.056159 | 0.07959 | 0.10302 | 0.13685 | 14 | 17
2013-09-05 | 15 | Average Per Device | All | 4152215Average Per DeviceAll | 4.5382 | 4.8313 | 4.8959 | 85.7707 | 0.07124 | 0.20235 | 0.29315 | 0.38396 | 0.51507 | 0.13586 | 0.26697 | 0.35778 | 0.44858 | 0.57969 | 14 | 17
2013-09-05 | 15 | Average Per Premise | All | 4152215Average Per PremiseAll | 11.191 | 11.9115 | 12.0704 | 85.7707 | 0.17201 | 0.49606 | 0.72049 | 0.94492 | 1.269 | 0.33088 | 0.65492 | 0.87935 | 1.1038 | 1.4278 | 14 | 17
2013-09-05 | 15 | Average Per Ton | All | 4152215Average Per TonAll | 1.1708 | 1.2463 | 1.2629 | 85.7707 | 0.018161 | 0.05203 | 0.075487 | 0.098944 | 0.13281 | 0.034804 | 0.068672 | 0.092129 | 0.11559 | 0.14946 | 14 | 17
2013-09-05 | 16 | Average Per Device | All | 4152216Average Per DeviceAll | 4.4565 | 4.7385 | 4.8019 | 86.4864 | 0.064447 | 0.19298 | 0.282 | 0.37102 | 0.49955 | 0.12785 | 0.25638 | 0.3454 | 0.43442 | 0.56295 | 14 | 17
2013-09-05 | 16 | Average Per Premise | All | 4152216Average Per PremiseAll | 10.9901 | 11.6824 | 11.8383 | 86.4864 | 0.15454 | 0.47224 | 0.69227 | 0.9123 | 1.23 | 0.31041 | 0.6281 | 0.84813 | 1.0682 | 1.3859 | 14 | 17
2013-09-05 | 16 | Average Per Ton | All | 4152216Average Per TonAll | 1.1498 | 1.2223 | 1.2387 | 86.4864 | 0.016366 | 0.049569 | 0.072566 | 0.095563 | 0.12877 | 0.032694 | 0.065898 | 0.088895 | 0.11189 | 0.1451 | 14 | 17
2013-09-05 | 17 | Average Per Device | All | 4152217Average Per DeviceAll | 4.2247 | 4.5044 | 4.5647 | 85.0118 | 0.068608 | 0.19333 | 0.27972 | 0.3661 | 0.49082 | 0.12888 | 0.25361 | 0.33999 | 0.42637 | 0.5511 | 14 | 17
2013-09-05 | 17 | Average Per Premise | All | 4152217Average Per PremiseAll | 10.4181 | 11.1053 | 11.2535 | 85.0118 | 0.16546 | 0.47371 | 0.68721 | 0.90071 | 1.209 | 0.31363 | 0.62189 | 0.83538 | 1.0489 | 1.3571 | 14 | 17
2013-09-05 | 17 | Average Per Ton | All | 4152217Average Per TonAll | 1.0899 | 1.1619 | 1.1775 | 85.0118 | 0.017478 | 0.049697 | 0.072011 | 0.094326 | 0.12654 | 0.033001 | 0.065219 | 0.087534 | 0.10985 | 0.14207 | 14 | 17
2013-09-05 | 18 | Average Per Device | All | 4152218Average Per DeviceAll | 4.1031 | 4.0306 | 4.0844 | 83.284 | -0.28006 | -0.15744 | -0.072511 | 0.012417 | 0.13504 | -0.22621 | -0.10359 | -0.018661 | 0.066266 | 0.18889 | 14 | 17
2013-09-05 | 18 | Average Per Premise | All | 4152218Average Per PremiseAll | 10.118 | 9.9381 | 10.0705 | 83.284 | -0.69284 | -0.38978 | -0.17988 | 0.030022 | 0.33308 | -0.56045 | -0.25739 | -0.04749 | 0.16241 | 0.46547 | 14 | 17
2013-09-05 | 18 | Average Per Ton | All | 4152218Average Per TonAll | 1.0586 | 1.0398 | 1.0536 | 83.284 | -0.072385 | -0.040709 | -0.018771 | 0.0031678 | 0.034843 | -0.058516 | -0.026841 | -0.0049021 | 0.017036 | 0.048712 | 14 | 17
2013-09-05 | 19 | Average Per Device | All | 4152219Average Per DeviceAll | 3.6615 | 3.4912 | 3.5378 | 82.2373 | -0.36813 | -0.2512 | -0.17022 | -0.089234 | 0.027694 | -0.32156 | -0.20463 | -0.12365 | -0.042664 | 0.074264 | 14 | 17
2013-09-05 | 19 | Average Per Premise | All | 4152219Average Per PremiseAll | 9.0271 | 8.6091 | 8.7236 | 82.2373 | -0.90717 | -0.6182 | -0.41806 | -0.21792 | 0.071044 | -0.79267 | -0.5037 | -0.30356 | -0.10342 | 0.18554 | 14 | 17
2013-09-05 | 19 | Average Per Ton | All | 4152219Average Per TonAll | 0.94451 | 0.9007 | 0.91269 | 82.2373 | -0.094937 | -0.064733 | -0.043814 | -0.022895 | 0.0073087 | -0.082942 | -0.052739 | -0.03182 | -0.010901 | 0.019303 | 14 | 17
2013-09-05 | 20 | Average Per Device | All | 4152220Average Per DeviceAll | 3.4774 | 3.2825 | 3.3263 | 78.3214 | -0.39242 | -0.27574 | -0.19493 | -0.11412 | 0.0025609 | -0.34864 | -0.23196 | -0.15115 | -0.070333 | 0.046346 | 14 | 17
2013-09-05 | 20 | Average Per Premise | All | 4152220Average Per PremiseAll | 8.574 | 8.0943 | 8.2019 | 78.3214 | -0.96783 | -0.67948 | -0.47978 | -0.28007 | 0.008278 | -0.86017 | -0.57183 | -0.37212 | -0.17241 | 0.11593 | 14 | 17
2013-09-05 | 20 | Average Per Ton | All | 4152220Average Per TonAll | 0.89707 | 0.84683 | 0.85811 | 78.3214 | -0.10125 | -0.07111 | -0.050236 | -0.029361 | 0.0007776 | -0.089972 | -0.059833 | -0.038958 | -0.018084 | 0.012055 | 14 | 17
2013-09-05 | 21 | Average Per Device | All | 4152221Average Per DeviceAll | 3.1157 | 3 | 3.0399 | 76.7192 | -0.3019 | -0.1919 | -0.11571 | -0.039524 | 0.070479 | -0.26195 | -0.15195 | -0.075759 | 0.0004283 | 0.11043 | 14 | 17
2013-09-05 | 21 | Average Per Premise | All | 4152221Average Per PremiseAll | 7.6829 | 7.3984 | 7.4966 | 76.7192 | -0.74467 | -0.47281 | -0.28453 | -0.096241 | 0.17562 | -0.64643 | -0.37458 | -0.18629 | 0.0019981 | 0.27385 | 14 | 17
2013-09-05 | 21 | Average Per Ton | All | 4152221Average Per TonAll | 0.8038 | 0.774 | 0.78429 | 76.7192 | -0.077899 | -0.049484 | -0.029804 | -0.010124 | 0.018291 | -0.067609 | -0.039194 | -0.019513 | 0.0001666 | 0.028582 | 14 | 17
2013-09-05 | 22 | Average Per Device | All | 4152222Average Per DeviceAll | 2.6421 | 2.5928 | 2.6273 | 74.928 | -0.21614 | -0.11758 | -0.049326 | 0.018931 | 0.11748 | -0.18162 | -0.08307 | -0.014812 | 0.053445 | 0.152 | 14 | 17
2013-09-05 | 22 | Average Per Premise | All | 4152222Average Per PremiseAll | 6.5164 | 6.3944 | 6.4792 | 74.928 | -0.53425 | -0.29068 | -0.12198 | 0.046719 | 0.29029 | -0.44939 | -0.20581 | -0.037114 | 0.13159 | 0.37516 | 14 | 17
2013-09-05 | 22 | Average Per Ton | All | 4152222Average Per TonAll | 0.6817 | 0.66895 | 0.67784 | 74.928 | -0.055837 | -0.030378 | -0.012746 | 0.0048861 | 0.030344 | -0.046947 | -0.021489 | -0.0038564 | 0.013776 | 0.039234 | 14 | 17
2013-09-05 | 23 | Average Per Device | All | 4152223Average Per DeviceAll | 2.2617 | 2.2391 | 2.2689 | 73.2531 | -0.17071 | -0.083191 | -0.022578 | 0.038034 | 0.12555 | -0.14093 | -0.053411 | 0.0072018 | 0.067814 | 0.15533 | 14 | 17
2013-09-05 | 23 | Average Per Premise | All | 4152223Average Per PremiseAll | 5.578 | 5.5224 | 5.5957 | 73.2531 | -0.42168 | -0.20537 | -0.055556 | 0.094258 | 0.31057 | -0.34845 | -0.13214 | 0.017675 | 0.16749 | 0.3838 | 14 | 17
2013-09-05 | 23 | Average Per Ton | All | 4152223Average Per TonAll | 0.58354 | 0.57772 | 0.58539 | 73.2531 | -0.044083 | -0.021476 | -0.0058177 | 0.0098403 | 0.032448 | -0.036413 | -0.013805 | 0.001853 | 0.017511 | 0.040119 | 14 | 17
2013-09-05 | 24 | Average Per Device | All | 4152224Average Per DeviceAll | 2.0233 | 2.0099 | 2.0367 | 71.8814 | -0.14715 | -0.06814 | -0.013418 | 0.041304 | 0.12031 | -0.12039 | -0.041382 | 0.01334 | 0.068062 | 0.14707 | 14 | 17
2013-09-05 | 24 | Average Per Premise | All | 4152224Average Per PremiseAll | 4.9896 | 4.9568 | 5.0226 | 71.8814 | -0.36333 | -0.16805 | -0.032799 | 0.10245 | 0.29773 | -0.29753 | -0.10225 | 0.032998 | 0.16825 | 0.36353 | 14 | 17
2013-09-05 | 24 | Average Per Ton | All | 4152224Average Per TonAll | 0.52201 | 0.51856 | 0.52545 | 71.8814 | -0.037991 | -0.01758 | -0.0034445 | 0.010691 | 0.031102 | -0.031098 | -0.010688 | 0.0034477 | 0.017584 | 0.037994 | 14 | 17
2013-09-06 | 1 | Average Per Device | All | 415231Average Per DeviceAll | 1.8722 | 1.8604 | 1.8951 | 70.9504 | -0.13507 | -0.062269 | -0.011845 | 0.038579 | 0.11138 | -0.10034 | -0.027533 | 0.022891 | 0.073316 | 0.14612 | 14 | 17
2013-09-06 | 1 | Average Per Premise | All | 415231Average Per PremiseAll | 4.6251 | 4.595 | 4.6808 | 70.9504 | -0.33508 | -0.15487 | -0.030066 | 0.094741 | 0.27494 | -0.24933 | -0.069127 | 0.055681 | 0.18049 | 0.36069 | 14 | 17
2013-09-06 | 1 | Average Per Ton | All | 415231Average Per TonAll | 0.48249 | 0.47941 | 0.48836 | 70.9504 | -0.034854 | -0.01608 | -0.003078 | 0.0099243 | 0.028698 | -0.025904 | -0.0071305 | 0.0058718 | 0.018874 | 0.037647 | 14 | 17
2013-09-06 | 2 | Average Per Device | All | 415232Average Per DeviceAll | 1.758 | 1.7812 | 1.8144 | 71.3936 | -0.093807 | -0.024712 | 0.023143 | 0.070998 | 0.14009 | -0.060546 | 0.0085486 | 0.056403 | 0.10426 | 0.17335 | 14 | 17
2013-09-06 | 2 | Average Per Premise | All | 415232Average Per PremiseAll | 4.3417 | 4.3993 | 4.4814 | 71.3936 | -0.23177 | -0.060804 | 0.057608 | 0.17602 | 0.34699 | -0.14967 | 0.021297 | 0.13971 | 0.25812 | 0.42909 | 14 | 17
2013-09-06 | 2 | Average Per Ton | All | 415232Average Per TonAll | 0.45301 | 0.45899 | 0.46756 | 71.3936 | -0.024176 | -0.0063608 | 0.0059779 | 0.018317 | 0.036132 | -0.015606 | 0.0022087 | 0.014547 | 0.026886 | 0.044701 | 14 | 17
2013-09-06 | 3 | Average Per Device | All | 415233Average Per DeviceAll | 1.6909 | 1.7166 | 1.7486 | 71.2509 | -0.086287 | -0.020115 | 0.025715 | 0.071545 | 0.13772 | -0.05422 | 0.011952 | 0.057782 | 0.10361 | 0.16978 | 14 | 17
2013-09-06 | 3 | Average Per Premise | All | 415233Average Per PremiseAll | 4.175 | 4.2392 | 4.3184 | 71.2509 | -0.21289 | -0.049191 | 0.064186 | 0.17756 | 0.34126 | -0.13374 | 0.029955 | 0.14333 | 0.25671 | 0.42041 | 14 | 17
2013-09-06 | 3 | Average Per Ton | All | 415233Average Per TonAll | 0.43568 | 0.44233 | 0.45059 | 71.2509 | -0.022228 | -0.0051681 | 0.0066478 | 0.018464 | 0.035524 | -0.013967 | 0.0030936 | 0.014909 | 0.026725 | 0.043785 | 14 | 17
2013-09-06 | 4 | Average Per Device | All | 415234Average Per DeviceAll | 1.6624 | 1.6946 | 1.7262 | 71.0723 | -0.078957 | -0.013316 | 0.032146 | 0.077609 | 0.14325 | -0.047303 | 0.018337 | 0.0638 | 0.10926 | 0.1749 | 14 | 17
2013-09-06 | 4 | Average Per Premise | All | 415234Average Per PremiseAll | 4.1047 | 4.185 | 4.2631 | 71.0723 | -0.19453 | -0.032137 | 0.080333 | 0.1928 | 0.35519 | -0.1164 | 0.04599 | 0.15846 | 0.27093 | 0.43332 | 14 | 17
2013-09-06 | 4 | Average Per Ton | All | 415234Average Per TonAll | 0.42835 | 0.43667 | 0.44482 | 71.0723 | -0.020331 | -0.0034077 | 0.0083134 | 0.020035 | 0.036958 | -0.012176 | 0.0047474 | 0.016469 | 0.02819 | 0.045113 | 14 | 17
2013-09-06 | 5 | Average Per Device | All | 415235Average Per DeviceAll | 1.6952 | 1.7461 | 1.7787 | 71.1985 | -0.064369 | 0.0037377 | 0.050908 | 0.098078 | 0.16619 | -0.03174 | 0.036366 | 0.083536 | 0.13071 | 0.19881 | 14 | 17
2013-09-06 | 5 | Average Per Premise | All | 415235Average Per PremiseAll | 4.1855 | 4.3116 | 4.3922 | 71.1985 | -0.159 | 0.0094796 | 0.12617 | 0.24285 | 0.41133 | -0.078473 | 0.090004 | 0.20669 | 0.32338 | 0.49185 | 14 | 17
2013-09-06 | 5 | Average Per Ton | All | 415235Average Per TonAll | 0.43679 | 0.44992 | 0.45832 | 71.1985 | -0.016588 | 0.000971 | 0.013132 | 0.025293 | 0.042852 | -0.0081817 | 0.0093771 | 0.021538 | 0.033699 | 0.051258 | 14 | 17
2013-09-06 | 6 | Average Per Device | All | 415236Average Per DeviceAll | 1.8663 | 1.9087 | 1.9444 | 72.2476 | -0.084834 | -0.0096643 | 0.042398 | 0.094461 | 0.16963 | -0.049174 | 0.025996 | 0.078059 | 0.13012 | 0.20529 | 14 | 17
2013-09-06 | 6 | Average Per Premise | All | 415236Average Per PremiseAll | 4.6078 | 4.7136 | 4.8016 | 72.2476 | -0.20889 | -0.022961 | 0.10581 | 0.23458 | 0.42051 | -0.12088 | 0.065052 | 0.19383 | 0.3226 | 0.50853 | 14 | 17
2013-09-06 | 6 | Average Per Ton | All | 415236Average Per TonAll | 0.48088 | 0.49184 | 0.50103 | 72.2476 | -0.021841 | -0.0024617 | 0.01096 | 0.024382 | 0.043761 | -0.012653 | 0.0067257 | 0.020148 | 0.03357 | 0.052949 | 14 | 17
2013-09-06 | 7 | Average Per Device | All | 415237Average Per DeviceAll | 2.1611 | 2.1928 | 2.2337 | 73.9304 | -0.11282 | -0.027451 | 0.031674 | 0.090799 | 0.17617 | -0.07186 | 0.013507 | 0.072632 | 0.13176 | 0.21712 | 14 | 17
2013-09-06 | 7 | Average Per Premise | All | 415237Average Per PremiseAll | 5.3344 | 5.4153 | 5.5164 | 73.9304 | -0.27643 | -0.065294 | 0.080938 | 0.22717 | 0.4383 | -0.17533 | 0.035801 | 0.18203 | 0.32826 | 0.5394 | 14 | 17
2013-09-06 | 7 | Average Per Ton | All | 415237Average Per TonAll | 0.55679 | 0.56504 | 0.57559 | 73.9304 | -0.029002 | -0.0069948 | 0.0082476 | 0.02349 | 0.045498 | -0.01845 | 0.0035577 | 0.0188 | 0.034043 | 0.05605 | 14 | 17
2013-09-06 | 8 | Average Per Device | All | 415238Average Per DeviceAll | 2.6153 | 2.707 | 2.7576 | 77.3151 | -0.071735 | 0.024841 | 0.09173 | 0.15862 | 0.2552 | -0.021157 | 0.075419 | 0.14231 | 0.2092 | 0.30577 | 14 | 17
2013-09-06 | 8 | Average Per Premise | All | 415238Average Per PremiseAll | 6.4564 | 6.6848 | 6.8096 | 77.3151 | -0.17598 | 0.062938 | 0.22841 | 0.39389 | 0.6328 | -0.051153 | 0.18777 | 0.35324 | 0.51871 | 0.75763 | 14 | 17
2013-09-06 | 8 | Average Per Ton | All | 415238Average Per TonAll | 0.67384 | 0.69754 | 0.71057 | 77.3151 | -0.018448 | 0.0064515 | 0.023697 | 0.040942 | 0.065841 | -0.0054172 | 0.019482 | 0.036727 | 0.053972 | 0.078872 | 14 | 17
2013-09-06 | 9 | Average Per Device | All | 415239Average Per DeviceAll | 3.3121 | 3.4019 | 3.4654 | 80.9196 | -0.099135 | 0.012455 | 0.089742 | 0.16703 | 0.27862 | -0.035587 | 0.076003 | 0.15329 | 0.23058 | 0.34217 | 14 | 17
2013-09-06 | 9 | Average Per Premise | All | 415239Average Per PremiseAll | 8.1795 | 8.4013 | 8.5581 | 80.9196 | -0.24567 | 0.030492 | 0.22176 | 0.41303 | 0.68919 | -0.088819 | 0.18734 | 0.37861 | 0.56987 | 0.84603 | 14 | 17
2013-09-06 | 9 | Average Per Ton | All | 415239Average Per TonAll | 0.85348 | 0.87661 | 0.89298 | 80.9196 | -0.025572 | 0.003201 | 0.023129 | 0.043057 | 0.07183 | -0.0091997 | 0.019573 | 0.039502 | 0.05943 | 0.088203 | 14 | 17
2013-09-06 | 10 | Average Per Device | All | 4152310Average Per DeviceAll | 3.9422 | 3.9838 | 4.0582 | 82.3116 | -0.16287 | -0.042073 | 0.041592 | 0.12526 | 0.24606 | -0.088483 | 0.032316 | 0.11598 | 0.19965 | 0.32044 | 14 | 17
2013-09-06 | 10 | Average Per Premise | All | 4152310Average Per PremiseAll | 9.7367 | 9.8397 | 10.0233 | 82.3116 | -0.40307 | -0.10407 | 0.10301 | 0.31009 | 0.60909 | -0.21944 | 0.079555 | 0.28664 | 0.49372 | 0.79271 | 14 | 17
2013-09-06 | 10 | Average Per Ton | All | 4152310Average Per TonAll | 1.0159 | 1.0266 | 1.0458 | 82.3116 | -0.041996 | -0.010847 | 0.010727 | 0.032301 | 0.06345 | -0.02283 | 0.0083193 | 0.029893 | 0.051467 | 0.082616 | 14 | 17
2013-09-06 | 11 | Average Per Device | All | 4152311Average Per DeviceAll | 4.4302 | 4.4299 | 4.5126 | 86.3992 | -0.21628 | -0.088684 | -0.0003117 | 0.088061 | 0.21566 | -0.13356 | -0.0059678 | 0.082405 | 0.17078 | 0.29837 | 14 | 17
2013-09-06 | 11 | Average Per Premise | All | 4152311Average Per PremiseAll | 10.9416 | 10.9414 | 11.1456 | 86.3992 | -0.53479 | -0.21896 | -0.0002273 | 0.21851 | 0.53433 | -0.3306 | -0.01478 | 0.20396 | 0.42269 | 0.73852 | 14 | 17
2013-09-06 | 11 | Average Per Ton | All | 4152311Average Per TonAll | 1.1416 | 1.1415 | 1.1629 | 86.3992 | -0.055753 | -0.022851 | -6.32e-05 | 0.022725 | 0.055626 | -0.034441 | -0.0015391 | 0.021249 | 0.044036 | 0.076938 | 14 | 17
2013-09-06 | 12 | Average Per Device | All | 4152312Average Per DeviceAll | 4.7355 | 4.6553 | 4.7422 | 87.9257 | -0.30418 | -0.17185 | -0.080197 | 0.011454 | 0.14378 | -0.21726 | -0.084932 | 0.0067185 | 0.098369 | 0.2307 | 14 | 17
2013-09-06 | 12 | Average Per Premise | All | 4152312Average Per PremiseAll | 11.6964 | 11.4987 | 11.7132 | 87.9257 | -0.75217 | -0.42461 | -0.19775 | 0.02912 | 0.35668 | -0.53761 | -0.21005 | 0.016812 | 0.24368 | 0.57124 | 14 | 17
2013-09-06 | 12 | Average Per Ton | All | 4152312Average Per TonAll | 1.2203 | 1.1997 | 1.222 | 87.9257 | -0.078412 | -0.044289 | -0.020656 | 0.0029777 | 0.037101 | -0.056018 | -0.021895 | 0.0017382 | 0.025372 | 0.059495 | 14 | 17
2013-09-06 | 13 | Average Per Device | All | 4152313Average Per DeviceAll | 4.8521 | 4.7632 | 4.8521 | 89.0752 | -0.31689 | -0.18221 | -0.088927 | 0.0043551 | 0.13904 | -0.22797 | -0.093282 | 0 | 0.093282 | 0.22797 | 14 | 17
2013-09-06 | 13 | Average Per Premise | All | 4152313Average Per PremiseAll | 11.9847 | 11.7652 | 11.9847 | 89.0752 | -0.78385 | -0.45044 | -0.21952 | 0.011394 | 0.3448 | -0.56433 | -0.23092 | 3.26e-07 | 0.23092 | 0.56433 | 14 | 17
2013-09-06 | 13 | Average Per Ton | All | 4152313Average Per TonAll | 1.2504 | 1.2275 | 1.2504 | 89.0752 | -0.081698 | -0.046967 | -0.022912 | 0.0011424 | 0.035873 | -0.058786 | -0.024055 | 0 | 0.024055 | 0.058786 | 14 | 17
2013-09-06 | 14 | Average Per Device | All | 4152314Average Per DeviceAll | 4.5826 | 4.8249 | 4.915 | 88.2862 | 0.0184 | 0.15068 | 0.2423 | 0.33392 | 0.46621 | 0.1085 | 0.24079 | 0.33241 | 0.42403 | 0.55631 | 14 | 17
2013-09-06 | 14 | Average Per Premise | All | 4152314Average Per PremiseAll | 11.3192 | 11.9167 | 12.1391 | 88.2862 | 0.043211 | 0.37067 | 0.59746 | 0.82425 | 1.1517 | 0.26562 | 0.59308 | 0.81987 | 1.0467 | 1.3741 | 14 | 17
2013-09-06 | 14 | Average Per Ton | All | 4152314Average Per TonAll | 1.1809 | 1.2433 | 1.2665 | 88.2862 | 0.0046709 | 0.038782 | 0.062408 | 0.086034 | 0.12015 | 0.027886 | 0.061997 | 0.085623 | 0.10925 | 0.14336 | 14 | 17
2013-09-06 | 15 | Average Per Device | All | 4152315Average Per DeviceAll | 4.5349 | 4.8597 | 4.9505 | 90.8787 | 0.099658 | 0.23273 | 0.32489 | 0.41706 | 0.55013 | 0.19042 | 0.32349 | 0.41565 | 0.50782 | 0.64089 | 14 | 17
2013-09-06 | 15 | Average Per Premise | All | 4152315Average Per PremiseAll | 11.2021 | 12.0024 | 12.2265 | 90.8787 | 0.24278 | 0.57219 | 0.80033 | 1899-12-31 00:41 | 1.3579 | 0.46681 | 0.79622 | 1.0244 | 1.2525 | 1.5819 | 14 | 17
2013-09-06 | 15 | Average Per Ton | All | 4152315Average Per TonAll | 1.1686 | 1.2523 | 1.2757 | 90.8787 | 0.025575 | 0.059889 | 0.083655 | 0.10742 | 0.14174 | 0.048959 | 0.083273 | 0.10704 | 0.13081 | 0.16512 | 14 | 17
2013-09-06 | 16 | Average Per Device | All | 4152316Average Per DeviceAll | 4.4181 | 4.742 | 4.8305 | 91.2928 | 0.10238 | 0.23321 | 0.32382 | 0.41443 | 0.54526 | 0.19094 | 0.32177 | 0.41238 | 0.50299 | 0.63382 | 14 | 17
2013-09-06 | 16 | Average Per Premise | All | 4152316Average Per PremiseAll | 10.9152 | 11.7114 | 11.93 | 91.2928 | 0.248 | 0.57189 | 0.79622 | 1899-12-31 00:30 | 1.3444 | 0.4666 | 0.79049 | 1.0148 | 1.2391 | 1.563 | 14 | 17
2013-09-06 | 16 | Average Per Ton | All | 4152316Average Per TonAll | 1.1386 | 1.2219 | 1.2448 | 91.2928 | 0.026229 | 0.059966 | 0.083333 | 0.1067 | 0.14044 | 0.049047 | 0.082784 | 0.10615 | 0.12952 | 0.16325 | 14 | 17
2013-09-06 | 17 | Average Per Device | All | 4152317Average Per DeviceAll | 4.2055 | 4.4882 | 4.572 | 89.1908 | 0.06725 | 0.19452 | 0.28266 | 0.37081 | 0.49808 | 0.15107 | 0.27834 | 0.36649 | 0.45463 | 0.5819 | 14 | 17
2013-09-06 | 17 | Average Per Premise | All | 4152317Average Per PremiseAll | 10.3904 | 11.0848 | 11.2917 | 89.1908 | 0.1611 | 0.47617 | 0.69439 | 0.91261 | 1.2277 | 0.368 | 0.68307 | 0.90129 | 1.1195 | 1.4346 | 14 | 17
2013-09-06 | 17 | Average Per Ton | All | 4152317Average Per TonAll | 1.0838 | 1.1566 | 1.1782 | 89.1908 | 0.017172 | 0.049991 | 0.072722 | 0.095452 | 0.12827 | 0.038768 | 0.071587 | 0.094318 | 0.11705 | 0.14987 | 14 | 17
2013-09-06 | 18 | Average Per Device | All | 4152318Average Per DeviceAll | 4.0592 | 3.9826 | 4.0569 | 84.095 | -0.28718 | -0.16278 | -0.076613 | 0.0095502 | 0.13396 | -0.21282 | -0.088413 | -0.0022498 | 0.083913 | 0.20832 | 14 | 17
2013-09-06 | 18 | Average Per Premise | All | 4152318Average Per PremiseAll | 10.0283 | 9.8367 | 10.0203 | 84.095 | -0.71287 | -0.40488 | -0.19158 | 0.021729 | 0.32971 | -0.5293 | -0.22132 | -0.0080124 | 0.20529 | 0.51328 | 14 | 17
2013-09-06 | 18 | Average Per Ton | All | 4152318Average Per TonAll | 1.0461 | 1.0263 | 1.0454 | 84.095 | -0.074117 | -0.042036 | -0.019817 | 0.0024023 | 0.034483 | -0.054957 | -0.022877 | -0.0006573 | 0.021562 | 0.053643 | 14 | 17
2013-09-06 | 19 | Average Per Device | All | 4152319Average Per DeviceAll | 3.5939 | 3.4264 | 3.4904 | 79.0663 | -0.36653 | -0.24892 | -0.16746 | -0.086008 | 0.031601 | -0.30257 | -0.18496 | -0.1035 | -0.022047 | 0.095562 | 14 | 17
2013-09-06 | 19 | Average Per Premise | All | 4152319Average Per PremiseAll | 8.8769 | 8.4638 | 8.6217 | 79.0663 | -0.90593 | -0.61477 | -0.41312 | -0.21146 | 0.079693 | -0.74803 | -0.45687 | -0.25522 | -0.053563 | 0.23759 | 14 | 17
2013-09-06 | 19 | Average Per Ton | All | 4152319Average Per TonAll | 0.92613 | 0.88299 | 0.89947 | 79.0663 | -0.094472 | -0.064144 | -0.043138 | -0.022133 | 0.0081952 | -0.077992 | -0.047664 | -0.026659 | -0.0056532 | 0.024675 | 14 | 17
2013-09-06 | 20 | Average Per Device | All | 4152320Average Per DeviceAll | 3.3724 | 3.2173 | 3.2774 | 76.6989 | -0.35221 | -0.23574 | -0.15508 | -0.074412 | 0.042054 | -0.29216 | -0.17569 | -0.095024 | -0.01436 | 0.10211 | 14 | 17
2013-09-06 | 20 | Average Per Premise | All | 4152320Average Per PremiseAll | 8.3309 | 7.9475 | 8.0957 | 76.6989 | -0.87147 | -0.5831 | -0.38337 | -0.18364 | 0.10473 | -0.72321 | -0.43484 | -0.23511 | -0.035387 | 0.25299 | 14 | 17
2013-09-06 | 20 | Average Per Ton | All | 4152320Average Per TonAll | 0.86909 | 0.82911 | 0.84459 | 76.6989 | -0.09081 | -0.060775 | -0.039973 | -0.019171 | 0.010864 | -0.075337 | -0.045302 | -0.0245 | -0.0036978 | 0.026337 | 14 | 17
2013-09-06 | 21 | Average Per Device | All | 4152321Average Per DeviceAll | 3.0909 | 2.9709 | 3.0264 | 75.8277 | -0.30871 | -0.19718 | -0.11993 | -0.042684 | 0.068849 | -0.25328 | -0.14175 | -0.064503 | 0.012744 | 0.12428 | 14 | 17
2013-09-06 | 21 | Average Per Premise | All | 4152321Average Per PremiseAll | 7.6355 | 7.3399 | 7.4767 | 75.8277 | -0.76306 | -0.48692 | -0.29567 | -0.10441 | 0.17173 | -0.6262 | -0.35006 | -0.15881 | 0.032446 | 0.30859 | 14 | 17
2013-09-06 | 21 | Average Per Ton | All | 4152321Average Per TonAll | 0.79654 | 0.76565 | 0.77993 | 75.8277 | -0.079571 | -0.050809 | -0.030888 | -0.010967 | 0.017795 | -0.065289 | -0.036527 | -0.016606 | 0.0033147 | 0.032077 | 14 | 17
2013-09-06 | 22 | Average Per Device | All | 4152322Average Per DeviceAll | 2.747 | 2.6396 | 2.6888 | 74.4147 | -0.28091 | -0.17838 | -0.10737 | -0.036358 | 0.066171 | -0.23166 | -0.12913 | -0.058121 | 0.01289 | 0.11542 | 14 | 17
2013-09-06 | 22 | Average Per Premise | All | 4152322Average Per PremiseAll | 6.7871 | 6.5212 | 6.6428 | 74.4147 | -0.69558 | -0.44172 | -0.2659 | -0.090075 | 0.16379 | -0.57399 | -0.32012 | -0.1443 | 0.031522 | 0.28538 | 14 | 17
2013-09-06 | 22 | Average Per Ton | All | 4152322Average Per TonAll | 0.70795 | 0.68026 | 0.69295 | 74.4147 | -0.072444 | -0.046003 | -0.027691 | -0.0093778 | 0.017063 | -0.059755 | -0.033314 | -0.015001 | 0.0033117 | 0.029753 | 14 | 17
2013-09-06 | 23 | Average Per Device | All | 4152323Average Per DeviceAll | 2.3896 | 2.3194 | 2.3627 | 74.4216 | -0.22687 | -0.13432 | -0.070216 | -0.0061154 | 0.086435 | -0.18359 | -0.091036 | -0.026935 | 0.037165 | 0.12972 | 14 | 17
2013-09-06 | 23 | Average Per Premise | All | 4152323Average Per PremiseAll | 5.9042 | 5.7298 | 5.8367 | 74.4216 | -0.56217 | -0.33302 | -0.17431 | -0.015598 | 0.21355 | -0.45531 | -0.22616 | -0.06745 | 0.091261 | 0.32041 | 14 | 17
2013-09-06 | 23 | Average Per Ton | All | 4152323Average Per TonAll | 0.61585 | 0.59773 | 0.60888 | 74.4216 | -0.05852 | -0.034653 | -0.018122 | -0.0015915 | 0.022276 | -0.047368 | -0.023501 | -0.0069701 | 0.0095604 | 0.033428 | 14 | 17
2013-09-06 | 24 | Average Per Device | All | 4152324Average Per DeviceAll | 2.142 | 2.0687 | 2.1073 | 73.4305 | -0.21514 | -0.13138 | -0.073376 | -0.01537 | 0.068383 | -0.17653 | -0.092775 | -0.034769 | 0.023238 | 0.10699 | 14 | 17
2013-09-06 | 24 | Average Per Premise | All | 4152324Average Per PremiseAll | 5.2916 | 5.1102 | 5.2055 | 73.4305 | -0.53239 | -0.32504 | -0.18144 | -0.037829 | 0.16952 | -0.43707 | -0.22973 | -0.086119 | 0.057489 | 0.26484 | 14 | 17
2013-09-06 | 24 | Average Per Ton | All | 4152324Average Per TonAll | 0.55202 | 0.5331 | 0.54305 | 73.4305 | -0.055471 | -0.033874 | -0.018915 | -0.0039565 | 0.017641 | -0.045524 | -0.023926 | -0.0089673 | 0.0059912 | 0.027589 | 14 | 17
Average Event Day | 1 | Average Per Device | 30% Cycling | Average Event Day1Average Per Device30% Cycling | 1.8691 | 1.8776 | 1.9081 | 72.4325 | -0.067131 | -0.022459 | 0.0084803 | 0.03942 | 0.084092 | -0.036625 | 0.0080469 | 0.038987 | 0.069926 | 0.1146 | 14 | 17
Average Event Day | 1 | Average Per Device | 50% Cycling | Average Event Day1Average Per Device50% Cycling | 1.7803 | 1.7889 | 1.8089 | 72.3929 | -0.044195 | -0.012971 | 0.0086542 | 0.03028 | 0.061504 | -0.024235 | 0.0069885 | 0.028614 | 0.05024 | 0.081463 | 14 | 17
Average Event Day | 1 | Average Per Premise | 30% Cycling | Average Event Day1Average Per Premise30% Cycling | 4.697 | 4.7183 | 4.795 | 72.4325 | -0.1687 | -0.056438 | 0.02131 | 0.099059 | 0.21132 | -0.092036 | 0.020221 | 0.09797 | 0.17572 | 0.28798 | 14 | 17
Average Event Day | 1 | Average Per Premise | 50% Cycling | Average Event Day1Average Per Premise50% Cycling | 4.3528 | 4.374 | 4.4228 | 72.3929 | -0.10806 | -0.031716 | 0.02116 | 0.074036 | 0.15038 | -0.059257 | 0.017087 | 0.069963 | 0.12284 | 0.19918 | 14 | 17
Average Event Day | 1 | Average Per Ton | 30% Cycling | Average Event Day1Average Per Ton30% Cycling | 0.48577 | 0.48797 | 0.4959 | 72.4325 | -0.017447 | -0.0058369 | 0.002204 | 0.010245 | 0.021855 | -0.0095184 | 0.0020914 | 0.010132 | 0.018173 | 0.029783 | 14 | 17
Average Event Day | 1 | Average Per Ton | 50% Cycling | Average Event Day1Average Per Ton50% Cycling | 0.45704 | 0.45926 | 0.46438 | 72.3929 | -0.011346 | -0.0033301 | 0.0022217 | 0.0077735 | 0.01579 | -0.0062218 | 0.0017941 | 0.0073459 | 0.012898 | 0.020914 | 14 | 17
Average Event Day | 2 | Average Per Device | 30% Cycling | Average Event Day2Average Per Device30% Cycling | 1.7188 | 1.7864 | 1.8154 | 71.9263 | -0.0020299 | 0.039055 | 0.06751 | 0.095965 | 0.13705 | 0.026994 | 0.068078 | 0.096533 | 0.12499 | 0.16607 | 14 | 17
Average Event Day | 2 | Average Per Device | 50% Cycling | Average Event Day2Average Per Device50% Cycling | 1.6982 | 1.7225 | 1.7417 | 71.9373 | -0.026655 | 0.0034705 | 0.024336 | 0.045201 | 0.075327 | -0.0074367 | 0.022689 | 0.043555 | 0.06442 | 0.094546 | 14 | 17
Average Event Day | 2 | Average Per Premise | 30% Cycling | Average Event Day2Average Per Premise30% Cycling | 4.3193 | 4.489 | 4.5619 | 71.9263 | -0.0051008 | 0.098142 | 0.16965 | 0.24115 | 0.3444 | 0.067832 | 0.17107 | 0.24258 | 0.31409 | 0.41733 | 14 | 17
Average Event Day | 2 | Average Per Premise | 50% Cycling | Average Event Day2Average Per Premise50% Cycling | 4.1521 | 4.2116 | 4.2586 | 71.9373 | -0.065174 | 0.0084859 | 0.059503 | 0.11052 | 0.18418 | -0.018183 | 0.055477 | 0.10649 | 0.15751 | 0.23117 | 14 | 17
Average Event Day | 2 | Average Per Ton | 30% Cycling | Average Event Day2Average Per Ton30% Cycling | 0.44671 | 0.46425 | 0.4718 | 71.9263 | -0.0005276 | 0.01015 | 0.017545 | 0.02494 | 0.035618 | 0.0070153 | 0.017693 | 0.025088 | 0.032483 | 0.043161 | 14 | 17
Average Event Day | 2 | Average Per Ton | 50% Cycling | Average Event Day2Average Per Ton50% Cycling | 0.43596 | 0.44221 | 0.44714 | 71.9373 | -0.0068431 | 0.000891 | 0.0062476 | 0.011604 | 0.019338 | -0.0019092 | 0.0058249 | 0.011182 | 0.016538 | 0.024272 | 14 | 17
Average Event Day | 3 | Average Per Device | 30% Cycling | Average Event Day3Average Per Device30% Cycling | 1.6311 | 1.7081 | 1.7359 | 71.3183 | 0.011003 | 0.050015 | 0.077035 | 0.10405 | 0.14307 | 0.038756 | 0.077768 | 0.10479 | 0.13181 | 0.17082 | 14 | 17
Average Event Day | 3 | Average Per Device | 50% Cycling | Average Event Day3Average Per Device50% Cycling | 1.6519 | 1.6762 | 1.6949 | 71.4224 | -0.025467 | 0.0039534 | 0.02433 | 0.044706 | 0.074127 | -0.0067649 | 0.022656 | 0.043032 | 0.063409 | 0.092829 | 14 | 17
Average Event Day | 3 | Average Per Premise | 30% Cycling | Average Event Day3Average Per Premise30% Cycling | 4.0988 | 4.2924 | 4.3621 | 71.3183 | 0.02765 | 0.12568 | 0.19358 | 0.26148 | 0.35951 | 0.09739 | 0.19542 | 0.26332 | 0.33122 | 0.42925 | 14 | 17
Average Event Day | 3 | Average Per Premise | 50% Cycling | Average Event Day3Average Per Premise50% Cycling | 4.0389 | 4.0984 | 4.1442 | 71.4224 | -0.062269 | 0.0096659 | 0.059488 | 0.10931 | 0.18124 | -0.016541 | 0.055394 | 0.10522 | 0.15504 | 0.22697 | 14 | 17
Average Event Day | 3 | Average Per Ton | 30% Cycling | Average Event Day3Average Per Ton30% Cycling | 0.4239 | 0.44393 | 0.45114 | 71.3183 | 0.0028596 | 0.012998 | 0.020021 | 0.027043 | 0.037181 | 0.010072 | 0.020211 | 0.027233 | 0.034255 | 0.044394 | 14 | 17
Average Event Day | 3 | Average Per Ton | 50% Cycling | Average Event Day3Average Per Ton50% Cycling | 0.42408 | 0.43032 | 0.43512 | 71.4224 | -0.006538 | 0.0010149 | 0.0062461 | 0.011477 | 0.01903 | -0.0017367 | 0.0058163 | 0.011047 | 0.016279 | 0.023832 | 14 | 17
Average Event Day | 4 | Average Per Device | 30% Cycling | Average Event Day4Average Per Device30% Cycling | 1.5936 | 1.6757 | 1.7029 | 70.9856 | 0.017126 | 0.055529 | 0.082126 | 0.10872 | 0.14713 | 0.044352 | 0.082754 | 0.10935 | 0.13595 | 0.17435 | 14 | 17
Average Event Day | 4 | Average Per Device | 50% Cycling | Average Event Day4Average Per Device50% Cycling | 1.6368 | 1.6622 | 1.6807 | 71.0776 | -0.024282 | 0.0050942 | 0.02544 | 0.045785 | 0.075161 | -0.0057357 | 0.02364 | 0.043986 | 0.064331 | 0.093707 | 14 | 17
Average Event Day | 4 | Average Per Premise | 30% Cycling | Average Event Day4Average Per Premise30% Cycling | 4.0045 | 4.2109 | 4.2793 | 70.9856 | 0.043035 | 0.13954 | 0.20638 | 0.27321 | 0.36972 | 0.11145 | 0.20795 | 0.27479 | 0.34163 | 0.43813 | 14 | 17
Average Event Day | 4 | Average Per Premise | 50% Cycling | Average Event Day4Average Per Premise50% Cycling | 4.002 | 4.0642 | 4.1095 | 71.0776 | -0.05937 | 0.012456 | 0.062202 | 0.11195 | 0.18377 | -0.014025 | 0.057801 | 0.10755 | 0.15729 | 0.22912 | 14 | 17
Average Event Day | 4 | Average Per Ton | 30% Cycling | Average Event Day4Average Per Ton30% Cycling | 0.41415 | 0.4355 | 0.44257 | 70.9856 | 0.0044508 | 0.014431 | 0.021344 | 0.028256 | 0.038237 | 0.011527 | 0.021507 | 0.028419 | 0.035332 | 0.045312 | 14 | 17
Average Event Day | 4 | Average Per Ton | 50% Cycling | Average Event Day4Average Per Ton50% Cycling | 0.4202 | 0.42673 | 0.43149 | 71.0776 | -0.0062337 | 0.0013078 | 0.0065311 | 0.011754 | 0.019296 | -0.0014725 | 0.006069 | 0.011292 | 0.016515 | 0.024057 | 14 | 17
Average Event Day | 5 | Average Per Device | 30% Cycling | Average Event Day5Average Per Device30% Cycling | 1.6249 | 1.7054 | 1.7331 | 70.9235 | 0.013644 | 0.053131 | 0.08048 | 0.10783 | 0.14732 | 0.041352 | 0.080839 | 0.10819 | 0.13554 | 0.17502 | 14 | 17
Average Event Day | 5 | Average Per Device | 50% Cycling | Average Event Day5Average Per Device50% Cycling | 1.6699 | 1.7199 | 1.7391 | 71.0381 | -0.001734 | 0.028833 | 0.050003 | 0.071174 | 0.10174 | 0.017456 | 0.048023 | 0.069194 | 0.090364 | 0.12093 | 14 | 17
Average Event Day | 5 | Average Per Premise | 30% Cycling | Average Event Day5Average Per Premise30% Cycling | 4.0833 | 4.2855 | 4.3552 | 70.9235 | 0.034286 | 0.13351 | 0.20224 | 0.27097 | 0.3702 | 0.10391 | 0.20314 | 0.27187 | 0.34059 | 0.43982 | 14 | 17
Average Event Day | 5 | Average Per Premise | 50% Cycling | Average Event Day5Average Per Premise50% Cycling | 4.0831 | 4.2053 | 4.2522 | 71.0381 | -0.0042395 | 0.070498 | 0.12226 | 0.17402 | 0.24876 | 0.042681 | 0.11742 | 0.16918 | 0.22095 | 0.29568 | 14 | 17
Average Event Day | 5 | Average Per Ton | 30% Cycling | Average Event Day5Average Per Ton30% Cycling | 0.4223 | 0.44321 | 0.45042 | 70.9235 | 0.0035459 | 0.013808 | 0.020916 | 0.028024 | 0.038286 | 0.010747 | 0.021009 | 0.028117 | 0.035225 | 0.045487 | 14 | 17
Average Event Day | 5 | Average Per Ton | 50% Cycling | Average Event Day5Average Per Ton50% Cycling | 0.42871 | 0.44155 | 0.44647 | 71.0381 | -0.0004451 | 0.0074021 | 0.012837 | 0.018272 | 0.026119 | 0.0044814 | 0.012329 | 0.017764 | 0.023199 | 0.031046 | 14 | 17
Average Event Day | 6 | Average Per Device | 30% Cycling | Average Event Day6Average Per Device30% Cycling | 1.768 | 1.8891 | 1.9198 | 71.2554 | 0.047323 | 0.090911 | 0.1211 | 0.15129 | 0.19488 | 0.078016 | 0.1216 | 0.15179 | 0.18198 | 0.22557 | 14 | 17
Average Event Day | 6 | Average Per Device | 50% Cycling | Average Event Day6Average Per Device50% Cycling | 1.8356 | 1.867 | 1.8878 | 71.2654 | -0.025831 | 0.0079454 | 0.031339 | 0.054732 | 0.088509 | -0.0050005 | 0.028776 | 0.052169 | 0.075563 | 0.10934 | 14 | 17
Average Event Day | 6 | Average Per Premise | 30% Cycling | Average Event Day6Average Per Premise30% Cycling | 4.4429 | 4.7472 | 4.8243 | 71.2554 | 0.11892 | 0.22845 | 0.30431 | 0.38018 | 0.48971 | 0.19605 | 0.30558 | 0.38144 | 0.4573 | 0.56684 | 14 | 17
Average Event Day | 6 | Average Per Premise | 50% Cycling | Average Event Day6Average Per Premise50% Cycling | 4.4882 | 4.5648 | 4.6157 | 71.2654 | -0.063158 | 0.019427 | 0.076625 | 0.13382 | 0.21641 | -0.012226 | 0.070359 | 0.12756 | 0.18476 | 0.26734 | 14 | 17
Average Event Day | 6 | Average Per Ton | 30% Cycling | Average Event Day6Average Per Ton30% Cycling | 0.45949 | 0.49096 | 0.49894 | 71.2554 | 0.012299 | 0.023627 | 0.031473 | 0.039318 | 0.050646 | 0.020276 | 0.031603 | 0.039449 | 0.047295 | 0.058623 | 14 | 17
Average Event Day | 6 | Average Per Ton | 50% Cycling | Average Event Day6Average Per Ton50% Cycling | 0.47125 | 0.47929 | 0.48464 | 71.2654 | -0.0066315 | 0.0020398 | 0.0080454 | 0.014051 | 0.022722 | -0.0012837 | 0.0073875 | 0.013393 | 0.019399 | 0.02807 | 14 | 17
Average Event Day | 7 | Average Per Device | 30% Cycling | Average Event Day7Average Per Device30% Cycling | 2.0026 | 2.1794 | 2.2148 | 72.9152 | 0.094082 | 0.14298 | 0.17685 | 0.21072 | 0.25962 | 0.12949 | 0.17839 | 0.21226 | 0.24613 | 0.29503 | 14 | 17
Average Event Day | 7 | Average Per Device | 50% Cycling | Average Event Day7Average Per Device50% Cycling | 2.1287 | 2.1244 | 2.1481 | 72.7677 | -0.06856 | -0.030619 | -0.0043411 | 0.021937 | 0.059878 | -0.044857 | -0.0069161 | 0.019362 | 0.04564 | 0.083581 | 14 | 17
Average Event Day | 7 | Average Per Premise | 30% Cycling | Average Event Day7Average Per Premise30% Cycling | 5.0323 | 5.4767 | 5.5657 | 72.9152 | 0.23642 | 0.3593 | 0.44441 | 0.52952 | 0.6524 | 0.3254 | 0.44828 | 0.53339 | 0.6185 | 0.74138 | 14 | 17
Average Event Day | 7 | Average Per Premise | 50% Cycling | Average Event Day7Average Per Premise50% Cycling | 5.2049 | 5.1943 | 5.2522 | 72.7677 | -0.16763 | -0.074865 | -0.010614 | 0.053637 | 0.1464 | -0.10968 | -0.016911 | 0.04734 | 0.11159 | 0.20436 | 14 | 17
Average Event Day | 7 | Average Per Ton | 30% Cycling | Average Event Day7Average Per Ton30% Cycling | 0.52045 | 0.56641 | 0.57561 | 72.9152 | 0.024451 | 0.037159 | 0.045962 | 0.054763 | 0.067472 | 0.033653 | 0.046362 | 0.055164 | 0.063966 | 0.076675 | 14 | 17
Average Event Day | 7 | Average Per Ton | 50% Cycling | Average Event Day7Average Per Ton50% Cycling | 0.5465 | 0.54538 | 0.55147 | 72.7677 | -0.017601 | -0.0078607 | -0.0011145 | 0.0056317 | 0.015372 | -0.011516 | -0.0017756 | 0.0049706 | 0.011717 | 0.021457 | 14 | 17
Average Event Day | 8 | Average Per Device | 30% Cycling | Average Event Day8Average Per Device30% Cycling | 2.4899 | 2.6722 | 2.7157 | 76.2126 | 0.085559 | 0.14272 | 0.18231 | 0.2219 | 0.27906 | 0.12898 | 0.18614 | 0.22573 | 0.26532 | 0.32248 | 14 | 17
Average Event Day | 8 | Average Per Device | 50% Cycling | Average Event Day8Average Per Device50% Cycling | 2.5603 | 2.6309 | 2.6602 | 75.8446 | -0.0009543 | 0.041322 | 0.070603 | 0.099884 | 0.14216 | 0.0284 | 0.070676 | 0.099957 | 0.12924 | 0.17151 | 14 | 17
Average Event Day | 8 | Average Per Premise | 30% Cycling | Average Event Day8Average Per Premise30% Cycling | 6.257 | 6.7151 | 6.8242 | 76.2126 | 0.215 | 0.35865 | 0.45814 | 0.55762 | 0.70127 | 0.32411 | 0.46775 | 0.56724 | 0.66673 | 0.81037 | 14 | 17
Average Event Day | 8 | Average Per Premise | 50% Cycling | Average Event Day8Average Per Premise50% Cycling | 6.26 | 6.4326 | 6.5044 | 75.8446 | -0.0023334 | 0.10104 | 0.17263 | 0.24422 | 0.34759 | 0.069439 | 0.17281 | 0.2444 | 0.31599 | 0.41936 | 14 | 17
Average Event Day | 8 | Average Per Ton | 30% Cycling | Average Event Day8Average Per Ton30% Cycling | 0.64711 | 0.69449 | 0.70577 | 76.2126 | 0.022236 | 0.037092 | 0.047381 | 0.05767 | 0.072526 | 0.03352 | 0.048375 | 0.058664 | 0.068954 | 0.083809 | 14 | 17
Average Event Day | 8 | Average Per Ton | 50% Cycling | Average Event Day8Average Per Ton50% Cycling | 0.65728 | 0.67541 | 0.68295 | 75.8446 | -0.000245 | 0.010608 | 0.018125 | 0.025643 | 0.036496 | 0.0072909 | 0.018144 | 0.025661 | 0.033178 | 0.044032 | 14 | 17
Average Event Day | 9 | Average Per Device | 30% Cycling | Average Event Day9Average Per Device30% Cycling | 3.2918 | 3.4211 | 3.4767 | 80.5208 | 0.013968 | 0.082103 | 0.12929 | 0.17648 | 0.24462 | 0.069552 | 0.13769 | 0.18488 | 0.23207 | 0.3002 | 14 | 17
Average Event Day | 9 | Average Per Device | 50% Cycling | Average Event Day9Average Per Device50% Cycling | 3.227 | 3.3535 | 3.3909 | 79.9664 | 0.04462 | 0.092993 | 0.1265 | 0.16 | 0.20837 | 0.082036 | 0.13041 | 0.16391 | 0.19742 | 0.24579 | 14 | 17
Average Event Day | 9 | Average Per Premise | 30% Cycling | Average Event Day9Average Per Premise30% Cycling | 8.2721 | 8.597 | 8.7366 | 80.5208 | 0.0351 | 0.20632 | 0.3249 | 0.44349 | 0.6147 | 0.17478 | 0.34599 | 0.46458 | 0.58316 | 0.75438 | 14 | 17
Average Event Day | 9 | Average Per Premise | 50% Cycling | Average Event Day9Average Per Premise50% Cycling | 7.8902 | 8.1995 | 8.291 | 79.9664 | 0.1091 | 0.22737 | 0.30929 | 0.39121 | 0.50949 | 0.20058 | 0.31886 | 0.40078 | 0.4827 | 0.60097 | 14 | 17
Average Event Day | 9 | Average Per Ton | 30% Cycling | Average Event Day9Average Per Ton30% Cycling | 0.85551 | 0.88911 | 0.90356 | 80.5208 | 0.0036301 | 0.021338 | 0.033602 | 0.045866 | 0.063573 | 0.018076 | 0.035783 | 0.048047 | 0.060311 | 0.078019 | 14 | 17
Average Event Day | 9 | Average Per Ton | 50% Cycling | Average Event Day9Average Per Ton50% Cycling | 0.82845 | 0.86092 | 0.87053 | 79.9664 | 0.011455 | 0.023874 | 0.032475 | 0.041076 | 0.053495 | 0.021061 | 0.033479 | 0.042081 | 0.050682 | 0.063101 | 14 | 17
Average Event Day | 10 | Average Per Device | 30% Cycling | Average Event Day10Average Per Device30% Cycling | 4.0082 | 4.0868 | 4.1532 | 84.1731 | -0.049345 | 0.026244 | 0.078596 | 0.13095 | 0.20654 | 0.017054 | 0.092643 | 0.145 | 0.19735 | 0.27294 | 14 | 17
Average Event Day | 10 | Average Per Device | 50% Cycling | Average Event Day10Average Per Device50% Cycling | 3.8998 | 3.969 | 4.0133 | 83.4243 | -0.019968 | 0.032679 | 0.069142 | 0.1056 | 0.15825 | 0.024316 | 0.076963 | 0.11343 | 0.14989 | 0.20254 | 14 | 17
Average Event Day | 10 | Average Per Premise | 30% Cycling | Average Event Day10Average Per Premise30% Cycling | 10.0722 | 10.2697 | 10.4366 | 84.1731 | -0.124 | 0.06595 | 0.19751 | 0.32906 | 0.51901 | 0.042857 | 0.2328 | 0.36436 | 0.49592 | 0.68587 | 14 | 17
Average Event Day | 10 | Average Per Premise | 50% Cycling | Average Event Day10Average Per Premise50% Cycling | 9.5354 | 9.7044 | 9.8127 | 83.4243 | -0.048824 | 0.079901 | 0.16906 | 0.25821 | 0.38693 | 0.059453 | 0.18818 | 0.27733 | 0.36649 | 0.49521 | 14 | 17
Average Event Day | 10 | Average Per Ton | 30% Cycling | Average Event Day10Average Per Ton30% Cycling | 1.0417 | 1.0621 | 1.0794 | 84.1731 | -0.012824 | 0.0068206 | 0.020426 | 0.034032 | 0.053677 | 0.0044323 | 0.024077 | 0.037683 | 0.051289 | 0.070933 | 14 | 17
Average Event Day | 10 | Average Per Ton | 50% Cycling | Average Event Day10Average Per Ton50% Cycling | 1.0012 | 1.0189 | 1.0303 | 83.4243 | -0.0051263 | 0.0083894 | 0.01775 | 0.027111 | 0.040627 | 0.0062425 | 0.019758 | 0.029119 | 0.03848 | 0.051996 | 14 | 17
Average Event Day | 11 | Average Per Device | 30% Cycling | Average Event Day11Average Per Device30% Cycling | 4.5543 | 4.5768 | 4.6512 | 86.6393 | -0.11369 | -0.03323 | 0.022499 | 0.078228 | 0.15869 | -0.039333 | 0.041131 | 0.09686 | 0.15259 | 0.23305 | 14 | 17
Average Event Day | 11 | Average Per Device | 50% Cycling | Average Event Day11Average Per Device50% Cycling | 4.4085 | 4.4303 | 4.4797 | 85.613 | -0.072492 | -0.016797 | 0.021778 | 0.060352 | 0.11605 | -0.023061 | 0.032634 | 0.071208 | 0.10978 | 0.16548 | 14 | 17
Average Event Day | 11 | Average Per Premise | 30% Cycling | Average Event Day11Average Per Premise30% Cycling | 11.4446 | 11.5011 | 11.688 | 86.6393 | -0.2857 | -0.083503 | 0.056539 | 0.19658 | 0.39878 | -0.09884 | 0.10336 | 0.2434 | 0.38344 | 0.58564 | 14 | 17
Average Event Day | 11 | Average Per Premise | 50% Cycling | Average Event Day11Average Per Premise50% Cycling | 10.779 | 10.8322 | 10.9531 | 85.613 | -0.17725 | -0.041069 | 0.053248 | 0.14756 | 0.28374 | -0.056386 | 0.079792 | 0.17411 | 0.26842 | 0.4046 | 14 | 17
Average Event Day | 11 | Average Per Ton | 30% Cycling | Average Event Day11Average Per Ton30% Cycling | 1.1836 | 1.1895 | 1.2088 | 86.6393 | -0.029548 | -0.0086361 | 0.0058472 | 0.020331 | 0.041242 | -0.010222 | 0.010689 | 0.025173 | 0.039656 | 0.060568 | 14 | 17
Average Event Day | 11 | Average Per Ton | 50% Cycling | Average Event Day11Average Per Ton50% Cycling | 1.1318 | 1.1374 | 1.15 | 85.613 | -0.01861 | -0.004312 | 0.0055909 | 0.015494 | 0.029792 | -0.0059203 | 0.008378 | 0.018281 | 0.028184 | 0.042482 | 14 | 17
Average Event Day | 12 | Average Per Device | 30% Cycling | Average Event Day12Average Per Device30% Cycling | 4.8695 | 4.8161 | 4.8943 | 88.3061 | -0.19518 | -0.1114 | -0.053384 | 0.0046366 | 0.088409 | -0.11693 | -0.033156 | 0.024864 | 0.082885 | 0.16666 | 14 | 17
Average Event Day | 12 | Average Per Device | 50% Cycling | Average Event Day12Average Per Device50% Cycling | 4.7051 | 4.6478 | 4.6997 | 87.1636 | -0.155 | -0.097241 | -0.057239 | -0.017238 | 0.040517 | -0.10314 | -0.045382 | -0.0053811 | 0.03462 | 0.092375 | 14 | 17
Average Event Day | 12 | Average Per Premise | 30% Cycling | Average Event Day12Average Per Premise30% Cycling | 12.2365 | 12.1024 | 12.299 | 88.3061 | -0.49046 | -0.27995 | -0.13415 | 0.011652 | 0.22216 | -0.29383 | -0.083318 | 0.062483 | 0.20828 | 0.4188 | 14 | 17
Average Event Day | 12 | Average Per Premise | 50% Cycling | Average Event Day12Average Per Premise50% Cycling | 11.5042 | 11.3642 | 11.491 | 87.1636 | -0.37897 | -0.23776 | -0.13995 | -0.042148 | 0.099067 | -0.25218 | -0.11096 | -0.013157 | 0.084648 | 0.22586 | 14 | 17
Average Event Day | 12 | Average Per Ton | 30% Cycling | Average Event Day12Average Per Ton30% Cycling | 1.2655 | 1.2516 | 1.272 | 88.3061 | -0.050724 | -0.028953 | -0.013874 | 0.001205 | 0.022977 | -0.030388 | -0.0086169 | 0.006462 | 0.021541 | 0.043312 | 14 | 17
Average Event Day | 12 | Average Per Ton | 50% Cycling | Average Event Day12Average Per Ton50% Cycling | 1.2079 | 1.1932 | 1.2065 | 87.1636 | -0.039791 | -0.024964 | -0.014695 | -0.0044254 | 0.010402 | -0.026478 | -0.011651 | -0.0013814 | 0.0088879 | 0.023715 | 14 | 17
Average Event Day | 13 | Average Per Device | 30% Cycling | Average Event Day13Average Per Device30% Cycling | 4.972 | 4.8925 | 4.972 | 89.2564 | -0.22376 | -0.13852 | -0.07949 | -0.020457 | 0.064778 | -0.14427 | -0.059033 | 0 | 0.059033 | 0.14427 | 14 | 17
Average Event Day | 13 | Average Per Device | 50% Cycling | Average Event Day13Average Per Device50% Cycling | 4.768 | 4.7154 | 4.768 | 88.0673 | -0.15112 | -0.092922 | -0.052612 | -0.012302 | 0.0459 | -0.098511 | -0.04031 | 0 | 0.04031 | 0.098511 | 14 | 17
Average Event Day | 13 | Average Per Premise | 30% Cycling | Average Event Day13Average Per Premise30% Cycling | 12.4942 | 12.2944 | 12.4942 | 89.2564 | -0.56228 | -0.3481 | -0.19975 | -0.051406 | 0.16278 | -0.36253 | -0.14835 | 0 | 0.14835 | 0.36253 | 14 | 17
Average Event Day | 13 | Average Per Premise | 50% Cycling | Average Event Day13Average Per Premise50% Cycling | 11.658 | 11.5294 | 11.658 | 88.0673 | -0.36951 | -0.2272 | -0.12864 | -0.030079 | 0.11223 | -0.24087 | -0.098561 | 0 | 0.098561 | 0.24087 | 14 | 17
Average Event Day | 13 | Average Per Ton | 30% Cycling | Average Event Day13Average Per Ton30% Cycling | 1.2922 | 1.2715 | 1.2922 | 89.2564 | -0.058152 | -0.036 | -0.020658 | -0.0053165 | 0.016835 | -0.037493 | -0.015342 | 0 | 0.015342 | 0.037493 | 14 | 17
Average Event Day | 13 | Average Per Ton | 50% Cycling | Average Event Day13Average Per Ton50% Cycling | 1.2241 | 1.2106 | 1.2241 | 88.0673 | -0.038797 | -0.023855 | -0.013507 | -0.0031582 | 0.011784 | -0.02529 | -0.010349 | 0 | 0.010349 | 0.02529 | 14 | 17
Average Event Day | 14 | Average Per Device | 30% Cycling | Average Event Day14Average Per Device30% Cycling | 4.7056 | 4.9299 | 5.01 | 88.2326 | 0.083255 | 0.16656 | 0.22426 | 0.28196 | 0.36527 | 0.16335 | 0.24666 | 0.30436 | 0.36206 | 0.44537 | 14 | 17
Average Event Day | 14 | Average Per Device | 50% Cycling | Average Event Day14Average Per Device50% Cycling | 4.4878 | 4.7582 | 4.8113 | 87.4146 | 0.17409 | 0.23104 | 0.27048 | 0.30993 | 0.36688 | 0.22718 | 0.28413 | 0.32357 | 0.36302 | 0.41997 | 14 | 17
Average Event Day | 14 | Average Per Premise | 30% Cycling | Average Event Day14Average Per Premise30% Cycling | 11.8249 | 12.3884 | 12.5897 | 88.2326 | 0.20921 | 0.41856 | 0.56356 | 0.70855 | 0.9179 | 0.41049 | 0.61984 | 0.76484 | 0.90983 | 1.1192 | 14 | 17
Average Event Day | 14 | Average Per Premise | 50% Cycling | Average Event Day14Average Per Premise50% Cycling | 10.9729 | 11.6342 | 11.764 | 87.4146 | 0.42565 | 0.5649 | 0.66134 | 0.75779 | 0.89704 | 0.55546 | 0.69471 | 0.79115 | 0.8876 | 1.0268 | 14 | 17
Average Event Day | 14 | Average Per Ton | 30% Cycling | Average Event Day14Average Per Ton30% Cycling | 1.2229 | 1.2812 | 1.302 | 88.2326 | 0.021637 | 0.043288 | 0.058284 | 0.073279 | 0.094931 | 0.042453 | 0.064105 | 0.0791 | 0.094096 | 0.11575 | 14 | 17
Average Event Day | 14 | Average Per Ton | 50% Cycling | Average Event Day14Average Per Ton50% Cycling | 1.1521 | 1.2216 | 1.2352 | 87.4146 | 0.044692 | 0.059313 | 0.069439 | 0.079566 | 0.094187 | 0.058322 | 0.072942 | 0.083069 | 0.093195 | 0.10782 | 14 | 17
Average Event Day | 15 | Average Per Device | 30% Cycling | Average Event Day15Average Per Device30% Cycling | 4.6819 | 4.9279 | 5.008 | 88.8303 | 0.10484 | 0.18824 | 0.246 | 0.30376 | 0.38715 | 0.18491 | 0.2683 | 0.32606 | 0.38382 | 0.46722 | 14 | 17
Average Event Day | 15 | Average Per Device | 50% Cycling | Average Event Day15Average Per Device50% Cycling | 4.4305 | 4.7652 | 4.8183 | 87.8342 | 0.23835 | 0.29523 | 0.33463 | 0.37403 | 0.43091 | 0.29152 | 0.3484 | 0.3878 | 0.4272 | 0.48408 | 14 | 17
Average Event Day | 15 | Average Per Premise | 30% Cycling | Average Event Day15Average Per Premise30% Cycling | 11.7653 | 12.3835 | 12.5847 | 88.8303 | 0.26346 | 0.47302 | 0.61817 | 0.76331 | 0.97288 | 0.46466 | 0.67422 | 0.81937 | 0.96451 | 1.1741 | 14 | 17
Average Event Day | 15 | Average Per Premise | 50% Cycling | Average Event Day15Average Per Premise50% Cycling | 10.8329 | 11.6511 | 11.7811 | 87.8342 | 0.58278 | 0.72186 | 0.8182 | 0.91453 | 1.0536 | 0.71277 | 0.85186 | 0.94819 | 1.0445 | 1.1836 | 14 | 17
Average Event Day | 15 | Average Per Ton | 30% Cycling | Average Event Day15Average Per Ton30% Cycling | 1.2168 | 1.2807 | 1.3015 | 88.8303 | 0.027247 | 0.048921 | 0.063932 | 0.078943 | 0.10062 | 0.048055 | 0.069729 | 0.08474 | 0.099751 | 0.12142 | 14 | 17
Average Event Day | 15 | Average Per Ton | 50% Cycling | Average Event Day15Average Per Ton50% Cycling | 1.1374 | 1.2233 | 1.237 | 87.8342 | 0.06119 | 0.075794 | 0.085908 | 0.096023 | 0.11063 | 0.074839 | 0.089443 | 0.099558 | 0.10967 | 0.12428 | 14 | 17
Average Event Day | 16 | Average Per Device | 30% Cycling | Average Event Day16Average Per Device30% Cycling | 4.601 | 4.7963 | 4.8742 | 88.8574 | 0.056154 | 0.13835 | 0.19528 | 0.25221 | 0.3344 | 0.13408 | 0.21628 | 0.2732 | 0.33013 | 0.41233 | 14 | 17
Average Event Day | 16 | Average Per Device | 50% Cycling | Average Event Day16Average Per Device50% Cycling | 4.2944 | 4.6596 | 4.7116 | 87.9295 | 0.2715 | 0.32685 | 0.36519 | 0.40353 | 0.45888 | 0.32349 | 0.37884 | 0.41718 | 0.45552 | 0.51087 | 14 | 17
Average Event Day | 16 | Average Per Premise | 30% Cycling | Average Event Day16Average Per Premise30% Cycling | 11.562 | 12.0527 | 12.2485 | 88.8574 | 0.14111 | 0.34766 | 0.49072 | 0.63377 | 0.84032 | 0.33693 | 0.54348 | 0.68654 | 0.8296 | 1.0361 | 14 | 17
Average Event Day | 16 | Average Per Premise | 50% Cycling | Average Event Day16Average Per Premise50% Cycling | 10.5001 | 11.3931 | 11.5202 | 87.9295 | 0.66384 | 0.79918 | 0.89291 | 0.98665 | 1.122 | 0.79096 | 0.9263 | 1.02 | 1.1138 | 1.2491 | 14 | 17
Average Event Day | 16 | Average Per Ton | 30% Cycling | Average Event Day16Average Per Ton30% Cycling | 1.1958 | 1.2465 | 1.2668 | 88.8574 | 0.014594 | 0.035955 | 0.05075 | 0.065546 | 0.086907 | 0.034846 | 0.056208 | 0.071003 | 0.085798 | 0.10716 | 14 | 17
Average Event Day | 16 | Average Per Ton | 50% Cycling | Average Event Day16Average Per Ton50% Cycling | 1.1025 | 1.1962 | 1.2096 | 87.9295 | 0.069702 | 0.083912 | 0.093753 | 0.1036 | 0.11781 | 0.083049 | 0.097259 | 0.1071 | 0.11694 | 0.13115 | 14 | 17
Average Event Day | 17 | Average Per Device | 30% Cycling | Average Event Day17Average Per Device30% Cycling | 4.3899 | 4.5489 | 4.6228 | 87.5502 | 0.023625 | 0.10358 | 0.15895 | 0.21433 | 0.29428 | 0.097532 | 0.17748 | 0.23286 | 0.28823 | 0.36819 | 14 | 17
Average Event Day | 17 | Average Per Device | 50% Cycling | Average Event Day17Average Per Device50% Cycling | 4.0654 | 4.4199 | 4.4693 | 86.5668 | 0.26355 | 0.3173 | 0.35454 | 0.39177 | 0.44553 | 0.31286 | 0.36662 | 0.40385 | 0.44108 | 0.49484 | 14 | 17
Average Event Day | 17 | Average Per Premise | 30% Cycling | Average Event Day17Average Per Premise30% Cycling | 11.0315 | 11.4309 | 11.6166 | 87.5502 | 0.059369 | 0.26028 | 0.39944 | 0.53859 | 0.7395 | 0.24509 | 0.446 | 0.58516 | 0.72431 | 0.92522 | 14 | 17
Average Event Day | 17 | Average Per Premise | 50% Cycling | Average Event Day17Average Per Premise50% Cycling | 9.9402 | 10.807 | 10.9276 | 86.5668 | 0.64439 | 0.77583 | 0.86686 | 0.9579 | 1.0893 | 0.76496 | 0.89641 | 0.98744 | 1.0785 | 1.2099 | 14 | 17
Average Event Day | 17 | Average Per Ton | 30% Cycling | Average Event Day17Average Per Ton30% Cycling | 1.1409 | 1.1822 | 1.2014 | 87.5502 | 0.0061399 | 0.026919 | 0.04131 | 0.055701 | 0.07648 | 0.025347 | 0.046126 | 0.060518 | 0.074909 | 0.095688 | 14 | 17
Average Event Day | 17 | Average Per Ton | 50% Cycling | Average Event Day17Average Per Ton50% Cycling | 1.0437 | 1.1347 | 1.1474 | 86.5668 | 0.067659 | 0.08146 | 0.091018 | 0.10058 | 0.11438 | 0.080319 | 0.09412 | 0.10368 | 0.11324 | 0.12704 | 14 | 17
Average Event Day | 18 | Average Per Device | 30% Cycling | Average Event Day18Average Per Device30% Cycling | 4.2294 | 4.1084 | 4.1751 | 84.4676 | -0.25387 | -0.17536 | -0.12099 | -0.066615 | 0.011891 | -0.18712 | -0.10861 | -0.054239 | 0.0001347 | 0.078641 | 14 | 17
Average Event Day | 18 | Average Per Device | 50% Cycling | Average Event Day18Average Per Device50% Cycling | 3.9548 | 3.9376 | 3.9815 | 83.528 | -0.10673 | -0.053819 | -0.017175 | 0.019469 | 0.072377 | -0.062793 | -0.009885 | 0.026759 | 0.063403 | 0.11631 | 14 | 17
Average Event Day | 18 | Average Per Premise | 30% Cycling | Average Event Day18Average Per Premise30% Cycling | 10.628 | 10.324 | 10.4917 | 84.4676 | -0.63795 | -0.44067 | -0.30403 | -0.1674 | 0.029882 | -0.47021 | -0.27293 | -0.1363 | 0.0003388 | 0.19762 | 14 | 17
Average Event Day | 18 | Average Per Premise | 50% Cycling | Average Event Day18Average Per Premise50% Cycling | 9.6697 | 9.6277 | 9.7351 | 83.528 | -0.26095 | -0.13159 | -0.041994 | 0.047602 | 0.17697 | -0.15353 | -0.02417 | 0.065427 | 0.15502 | 0.28439 | 14 | 17
Average Event Day | 18 | Average Per Ton | 30% Cycling | Average Event Day18Average Per Ton30% Cycling | 1.0992 | 1.0677 | 1.0851 | 84.4676 | -0.065978 | -0.045575 | -0.031444 | -0.017313 | 0.0030904 | -0.04863 | -0.028227 | -0.014096 | 3.49e-05 | 0.020438 | 14 | 17
Average Event Day | 18 | Average Per Ton | 50% Cycling | Average Event Day18Average Per Ton50% Cycling | 1.0153 | 1.0109 | 1.0222 | 83.528 | -0.027399 | -0.013817 | -0.0044092 | 0.0049982 | 0.018581 | -0.01612 | -0.0025377 | 0.0068697 | 0.016277 | 0.02986 | 14 | 17
Average Event Day | 19 | Average Per Device | 30% Cycling | Average Event Day19Average Per Device30% Cycling | 3.7147 | 3.5688 | 3.6268 | 81.1941 | -0.27264 | -0.19779 | -0.14595 | -0.094102 | -0.019248 | -0.21466 | -0.13981 | -0.087962 | -0.036118 | 0.038735 | 14 | 17
Average Event Day | 19 | Average Per Device | 50% Cycling | Average Event Day19Average Per Device50% Cycling | 3.5584 | 3.3884 | 3.4263 | 80.5822 | -0.25531 | -0.20486 | -0.16991 | -0.13497 | -0.084519 | -0.2175 | -0.16705 | -0.13211 | -0.097165 | -0.046712 | 14 | 17
Average Event Day | 19 | Average Per Premise | 30% Cycling | Average Event Day19Average Per Premise30% Cycling | 9.3348 | 8.9681 | 9.1138 | 81.1941 | -0.68513 | -0.49702 | -0.36675 | -0.23647 | -0.048368 | -0.53942 | -0.35132 | -0.22104 | -0.090762 | 0.097339 | 14 | 17
Average Event Day | 19 | Average Per Premise | 50% Cycling | Average Event Day19Average Per Premise50% Cycling | 8.7004 | 8.285 | 8.3774 | 80.5822 | -0.62425 | -0.50089 | -0.41545 | -0.33001 | -0.20665 | -0.53181 | -0.40845 | -0.32301 | -0.23757 | -0.11421 | 14 | 17
Average Event Day | 19 | Average Per Ton | 30% Cycling | Average Event Day19Average Per Ton30% Cycling | 0.96542 | 0.92749 | 0.94256 | 81.1941 | -0.070857 | -0.051403 | -0.037929 | -0.024456 | -0.0050024 | -0.055787 | -0.036334 | -0.02286 | -0.0093868 | 0.010067 | 14 | 17
Average Event Day | 19 | Average Per Ton | 50% Cycling | Average Event Day19Average Per Ton50% Cycling | 0.91352 | 0.8699 | 0.8796 | 80.5822 | -0.065544 | -0.052592 | -0.043621 | -0.03465 | -0.021698 | -0.055838 | -0.042886 | -0.033915 | -0.024945 | -0.011992 | 14 | 17
Average Event Day | 20 | Average Per Device | 30% Cycling | Average Event Day20Average Per Device30% Cycling | 3.5453 | 3.3411 | 3.3953 | 78.2908 | -0.33026 | -0.25579 | -0.20421 | -0.15263 | -0.078154 | -0.27598 | -0.2015 | -0.14992 | -0.098344 | -0.023871 | 14 | 17
Average Event Day | 20 | Average Per Device | 50% Cycling | Average Event Day20Average Per Device50% Cycling | 3.3505 | 3.1666 | 3.2019 | 77.9097 | -0.2687 | -0.21858 | -0.18386 | -0.14914 | -0.099013 | -0.23337 | -0.18324 | -0.14853 | -0.11381 | -0.063681 | 14 | 17
Average Event Day | 20 | Average Per Premise | 30% Cycling | Average Event Day20Average Per Premise30% Cycling | 8.909 | 8.3958 | 8.5322 | 78.2908 | -0.82992 | -0.64277 | -0.51316 | -0.38354 | -0.19639 | -0.69351 | -0.50636 | -0.37675 | -0.24713 | -0.059986 | 14 | 17
Average Event Day | 20 | Average Per Premise | 50% Cycling | Average Event Day20Average Per Premise50% Cycling | 8.1921 | 7.7426 | 7.8289 | 77.9097 | -0.657 | -0.53443 | -0.44954 | -0.36466 | -0.24209 | -0.57061 | -0.44805 | -0.36316 | -0.27827 | -0.15571 | 14 | 17
Average Event Day | 20 | Average Per Ton | 30% Cycling | Average Event Day20Average Per Ton30% Cycling | 0.92138 | 0.86831 | 0.88241 | 78.2908 | -0.085831 | -0.066476 | -0.053071 | -0.039666 | -0.020311 | -0.071723 | -0.052369 | -0.038964 | -0.025559 | -0.0062038 | 14 | 17
Average Event Day | 20 | Average Per Ton | 50% Cycling | Average Event Day20Average Per Ton50% Cycling | 0.86015 | 0.81295 | 0.82202 | 77.9097 | -0.068983 | -0.056114 | -0.047201 | -0.038288 | -0.025419 | -0.059912 | -0.047044 | -0.03813 | -0.029218 | -0.016349 | 14 | 17
Average Event Day | 21 | Average Per Device | 30% Cycling | Average Event Day21Average Per Device30% Cycling | 3.2468 | 3.1253 | 3.176 | 76.929 | -0.24179 | -0.17076 | -0.12156 | -0.072366 | -0.0013362 | -0.19101 | -0.11998 | -0.070785 | -0.021589 | 0.049441 | 14 | 17
Average Event Day | 21 | Average Per Device | 50% Cycling | Average Event Day21Average Per Device50% Cycling | 3.027 | 2.9026 | 2.9349 | 76.585 | -0.20514 | -0.15745 | -0.12442 | -0.091394 | -0.043706 | -0.17276 | -0.12507 | -0.092038 | -0.059009 | -0.01132 | 14 | 17
Average Event Day | 21 | Average Per Premise | 30% Cycling | Average Event Day21Average Per Premise30% Cycling | 8.159 | 7.8535 | 7.9811 | 76.929 | -0.60759 | -0.4291 | -0.30547 | -0.18185 | -0.003358 | -0.47999 | -0.3015 | -0.17788 | -0.054252 | 0.12424 | 14 | 17
Average Event Day | 21 | Average Per Premise | 50% Cycling | Average Event Day21Average Per Premise50% Cycling | 7.4012 | 7.0969 | 7.1761 | 76.585 | -0.50158 | -0.38498 | -0.30422 | -0.22346 | -0.10686 | -0.4224 | -0.3058 | -0.22504 | -0.14428 | -0.027679 | 14 | 17
Average Event Day | 21 | Average Per Ton | 30% Cycling | Average Event Day21Average Per Ton30% Cycling | 0.84382 | 0.81222 | 0.82542 | 76.929 | -0.062838 | -0.044378 | -0.031593 | -0.018807 | -0.0003473 | -0.049641 | -0.031182 | -0.018396 | -0.0056108 | 0.012849 | 14 | 17
Average Event Day | 21 | Average Per Ton | 50% Cycling | Average Event Day21Average Per Ton50% Cycling | 0.7771 | 0.74516 | 0.75347 | 76.585 | -0.052665 | -0.040422 | -0.031942 | -0.023463 | -0.01122 | -0.044351 | -0.032108 | -0.023628 | -0.015149 | -0.0029061 | 14 | 17
Average Event Day | 22 | Average Per Device | 30% Cycling | Average Event Day22Average Per Device30% Cycling | 2.862 | 2.7505 | 2.7952 | 75.7483 | -0.2209 | -0.15625 | -0.11147 | -0.066685 | -0.0020284 | -0.17621 | -0.11156 | -0.066777 | -0.021996 | 0.04266 | 14 | 17
Average Event Day | 22 | Average Per Device | 50% Cycling | Average Event Day22Average Per Device50% Cycling | 2.6105 | 2.5468 | 2.5752 | 75.5747 | -0.137 | -0.093712 | -0.063731 | -0.03375 | 0.0095384 | -0.10858 | -0.065296 | -0.035315 | -0.0053339 | 0.037954 | 14 | 17
Average Event Day | 22 | Average Per Premise | 30% Cycling | Average Event Day22Average Per Premise30% Cycling | 7.192 | 6.9119 | 7.0242 | 75.7483 | -0.55511 | -0.39263 | -0.2801 | -0.16757 | -0.0050968 | -0.44281 | -0.28033 | -0.1678 | -0.055273 | 0.1072 | 14 | 17
Average Event Day | 22 | Average Per Premise | 50% Cycling | Average Event Day22Average Per Premise50% Cycling | 6.3828 | 6.227 | 6.2965 | 75.5747 | -0.33497 | -0.22913 | -0.15583 | -0.082519 | 0.023322 | -0.26549 | -0.15965 | -0.086347 | -0.013041 | 0.0928 | 14 | 17
Average Event Day | 22 | Average Per Ton | 30% Cycling | Average Event Day22Average Per Ton30% Cycling | 0.7438 | 0.71483 | 0.72645 | 75.7483 | -0.05741 | -0.040606 | -0.028969 | -0.01733 | -0.0005271 | -0.045796 | -0.028992 | -0.017354 | -0.0057164 | 0.011087 | 14 | 17
Average Event Day | 22 | Average Per Ton | 50% Cycling | Average Event Day22Average Per Ton50% Cycling | 0.67018 | 0.65382 | 0.66111 | 75.5747 | -0.035171 | -0.024058 | -0.016361 | -0.0086643 | 0.0024488 | -0.027876 | -0.016763 | -0.0090662 | -0.0013693 | 0.0097438 | 14 | 17
Average Event Day | 23 | Average Per Device | 30% Cycling | Average Event Day23Average Per Device30% Cycling | 2.463 | 2.3999 | 2.4389 | 74.8424 | -0.16127 | -0.1033 | -0.063152 | -0.023002 | 0.034967 | -0.12228 | -0.06431 | -0.02416 | 0.015989 | 0.073958 | 14 | 17
Average Event Day | 23 | Average Per Device | 50% Cycling | Average Event Day23Average Per Device50% Cycling | 2.2644 | 2.229 | 2.2538 | 74.7162 | -0.10141 | -0.062455 | -0.035476 | -0.0084981 | 0.030454 | -0.076538 | -0.037585 | -0.010607 | 0.016372 | 0.055324 | 14 | 17
Average Event Day | 23 | Average Per Premise | 30% Cycling | Average Event Day23Average Per Premise30% Cycling | 6.1894 | 6.0307 | 6.1286 | 74.8424 | -0.40526 | -0.25959 | -0.15869 | -0.057802 | 0.08787 | -0.30728 | -0.1616 | -0.060712 | 0.04018 | 0.18585 | 14 | 17
Average Event Day | 23 | Average Per Premise | 50% Cycling | Average Event Day23Average Per Premise50% Cycling | 5.5367 | 5.45 | 5.5108 | 74.7162 | -0.24795 | -0.15271 | -0.086742 | -0.020778 | 0.074463 | -0.18714 | -0.091898 | -0.025934 | 0.04003 | 0.13527 | 14 | 17
Average Event Day | 23 | Average Per Ton | 30% Cycling | Average Event Day23Average Per Ton30% Cycling | 0.64011 | 0.6237 | 0.63383 | 74.8424 | -0.041912 | -0.026847 | -0.016412 | -0.005978 | 0.0090876 | -0.031779 | -0.016713 | -0.006279 | 0.0041554 | 0.019221 | 14 | 17
Average Event Day | 23 | Average Per Ton | 50% Cycling | Average Event Day23Average Per Ton50% Cycling | 0.58134 | 0.57223 | 0.57862 | 74.7162 | -0.026034 | -0.016034 | -0.0091076 | -0.0021816 | 0.0078184 | -0.019649 | -0.009649 | -0.002723 | 0.004203 | 0.014203 | 14 | 17
Average Event Day | 24 | Average Per Device | 30% Cycling | Average Event Day24Average Per Device30% Cycling | 2.1827 | 2.1507 | 2.1856 | 73.8685 | -0.12073 | -0.068324 | -0.032025 | 0.0042735 | 0.056683 | -0.085791 | -0.033381 | 0.0029173 | 0.039216 | 0.091625 | 14 | 17
Average Event Day | 24 | Average Per Device | 50% Cycling | Average Event Day24Average Per Device50% Cycling | 2.0455 | 2.0082 | 2.0306 | 73.7765 | -0.097375 | -0.0619 | -0.037331 | -0.012762 | 0.022712 | -0.074968 | -0.039494 | -0.014925 | 0.0096443 | 0.045118 | 14 | 17
Average Event Day | 24 | Average Per Premise | 30% Cycling | Average Event Day24Average Per Premise30% Cycling | 5.4849 | 5.4044 | 5.4922 | 73.8685 | -0.30339 | -0.17169 | -0.080476 | 0.010739 | 0.14244 | -0.21558 | -0.083885 | 0.0073309 | 0.098546 | 0.23025 | 14 | 17
Average Event Day | 24 | Average Per Premise | 50% Cycling | Average Event Day24Average Per Premise50% Cycling | 5.0014 | 4.9101 | 4.9649 | 73.7765 | -0.23809 | -0.15135 | -0.091277 | -0.031203 | 0.055533 | -0.1833 | -0.096566 | -0.036492 | 0.023581 | 0.11032 | 14 | 17
Average Event Day | 24 | Average Per Ton | 30% Cycling | Average Event Day24Average Per Ton30% Cycling | 0.56726 | 0.55893 | 0.56801 | 73.8685 | -0.031377 | -0.017757 | -0.008323 | 0.0011107 | 0.014731 | -0.022296 | -0.0086754 | 0.0007582 | 0.010192 | 0.023812 | 14 | 17
Average Event Day | 24 | Average Per Ton | 50% Cycling | Average Event Day24Average Per Ton50% Cycling | 0.52513 | 0.51555 | 0.5213 | 73.7765 | -0.024998 | -0.015891 | -0.0095838 | -0.0032762 | 0.0058309 | -0.019246 | -0.010139 | -0.0038316 | 0.002476 | 0.011583 | 14 | 17
Average Event Day | 1 | Average Per Device | All | Average Event Day1Average Per DeviceAll | 1.8107 | 1.8192 | 1.8428 | 72.4065 | -0.052038 | -0.016216 | 0.0085948 | 0.033405 | 0.069227 | -0.028472 | 0.0073504 | 0.032161 | 0.056971 | 0.092793 | 14 | 17
Average Event Day | 1 | Average Per Premise | All | Average Event Day1Average Per PremiseAll | 4.4705 | 4.4917 | 4.5501 | 72.4065 | -0.12879 | -0.040169 | 0.021212 | 0.082592 | 0.17122 | -0.070465 | 0.018159 | 0.07954 | 0.14092 | 0.22954 | 14 | 17
Average Event Day | 1 | Average Per Ton | All | Average Event Day1Average Per TonAll | 0.46686 | 0.46908 | 0.47516 | 72.4065 | -0.013432 | -0.0041873 | 0.0022157 | 0.0086186 | 0.017863 | -0.007349 | 0.0018957 | 0.0082987 | 0.014702 | 0.023946 | 14 | 17
Average Event Day | 2 | Average Per Device | All | Average Event Day2Average Per DeviceAll | 1.7052 | 1.7443 | 1.7669 | 71.9336 | -0.018235 | 0.015638 | 0.039099 | 0.062559 | 0.096432 | 0.0043363 | 0.03821 | 0.06167 | 0.085131 | 0.119 | 14 | 17
Average Event Day | 2 | Average Per Premise | All | Average Event Day2Average Per PremiseAll | 4.2093 | 4.3065 | 4.3623 | 71.9336 | -0.044633 | 0.039143 | 0.097165 | 0.15519 | 0.23896 | 0.011229 | 0.095005 | 0.15303 | 0.21105 | 0.29483 | 14 | 17
Average Event Day | 2 | Average Per Ton | All | Average Event Day2Average Per TonAll | 0.43964 | 0.44975 | 0.45557 | 71.9336 | -0.0046836 | 0.004057 | 0.010111 | 0.016164 | 0.024905 | 0.0011424 | 0.009883 | 0.015937 | 0.02199 | 0.030731 | 14 | 17
Average Event Day | 3 | Average Per Device | All | Average Event Day3Average Per DeviceAll | 1.6448 | 1.6871 | 1.7089 | 71.3868 | -0.012996 | 0.019704 | 0.042352 | 0.065 | 0.0977 | 0.0088004 | 0.041501 | 0.064149 | 0.086797 | 0.1195 | 14 | 17
Average Event Day | 3 | Average Per Premise | All | Average Event Day3Average Per PremiseAll | 4.0594 | 4.1648 | 4.2187 | 71.3868 | -0.031522 | 0.049337 | 0.10534 | 0.16134 | 0.2422 | 0.022416 | 0.10328 | 0.15928 | 0.21528 | 0.29614 | 14 | 17
Average Event Day | 3 | Average Per Ton | All | Average Event Day3Average Per TonAll | 0.42402 | 0.43497 | 0.4406 | 71.3868 | -0.0033246 | 0.0051125 | 0.010956 | 0.0168 | 0.025237 | 0.0023012 | 0.010738 | 0.016582 | 0.022425 | 0.030863 | 14 | 17
Average Event Day | 4 | Average Per Device | All | Average Event Day4Average Per DeviceAll | 1.622 | 1.6668 | 1.6883 | 71.0462 | -0.010123 | 0.02234 | 0.044823 | 0.067307 | 0.099769 | 0.011391 | 0.043853 | 0.066337 | 0.08882 | 0.12128 | 14 | 17
Average Event Day | 4 | Average Per Premise | All | Average Event Day4Average Per PremiseAll | 4.0028 | 4.1143 | 4.1676 | 71.0462 | -0.024354 | 0.05591 | 0.1115 | 0.16709 | 0.24736 | 0.028881 | 0.10914 | 0.16474 | 0.22033 | 0.30059 | 14 | 17
Average Event Day | 4 | Average Per Ton | All | Average Event Day4Average Per TonAll | 0.41813 | 0.42973 | 0.43528 | 71.0462 | -0.0025803 | 0.0057952 | 0.011596 | 0.017397 | 0.025772 | 0.0029724 | 0.011348 | 0.017149 | 0.02295 | 0.031325 | 14 | 17
Average Event Day | 5 | Average Per Device | All | Average Event Day5Average Per DeviceAll | 1.6545 | 1.715 | 1.7371 | 70.9989 | 0.0035243 | 0.037142 | 0.060425 | 0.083708 | 0.11732 | 0.025627 | 0.059244 | 0.082527 | 0.10581 | 0.13943 | 14 | 17
Average Event Day | 5 | Average Per Premise | All | Average Event Day5Average Per PremiseAll | 4.0831 | 4.2327 | 4.2874 | 70.9989 | 0.0089338 | 0.092046 | 0.14961 | 0.20717 | 0.29029 | 0.063619 | 0.14673 | 0.20429 | 0.26186 | 0.34497 | 14 | 17
Average Event Day | 5 | Average Per Ton | All | Average Event Day5Average Per TonAll | 0.42652 | 0.44212 | 0.44782 | 70.9989 | 0.0009196 | 0.0095926 | 0.0156 | 0.021607 | 0.03028 | 0.0066238 | 0.015297 | 0.021304 | 0.027311 | 0.035984 | 14 | 17
Average Event Day | 6 | Average Per Device | All | Average Event Day6Average Per DeviceAll | 1.8125 | 1.8745 | 1.8987 | 71.262 | -0.0008167 | 0.036314 | 0.062032 | 0.087748 | 0.12488 | 0.023386 | 0.060517 | 0.086234 | 0.11195 | 0.14908 | 14 | 17
Average Event Day | 6 | Average Per Premise | All | Average Event Day6Average Per PremiseAll | 4.4727 | 4.6272 | 4.6871 | 71.262 | -0.0008988 | 0.090901 | 0.15448 | 0.21806 | 0.30986 | 0.058991 | 0.15079 | 0.21437 | 0.27795 | 0.36975 | 14 | 17
Average Event Day | 6 | Average Per Ton | All | Average Event Day6Average Per TonAll | 0.46723 | 0.48328 | 0.48953 | 71.262 | -0.0001585 | 0.0094212 | 0.016056 | 0.022691 | 0.032271 | 0.0060882 | 0.015668 | 0.022303 | 0.028938 | 0.038517 | 14 | 17
Average Event Day | 7 | Average Per Device | All | Average Event Day7Average Per DeviceAll | 2.0856 | 2.1432 | 2.1709 | 72.8182 | -0.012946 | 0.028742 | 0.057615 | 0.086489 | 0.12818 | 0.014759 | 0.056448 | 0.085321 | 0.11419 | 0.15588 | 14 | 17
Average Event Day | 7 | Average Per Premise | All | Average Event Day7Average Per PremiseAll | 5.1459 | 5.2908 | 5.3594 | 72.8182 | -0.029472 | 0.073593 | 0.14498 | 0.21636 | 0.31942 | 0.039092 | 0.14216 | 0.21354 | 0.28492 | 0.38799 | 14 | 17
Average Event Day | 7 | Average Per Ton | All | Average Event Day7Average Per TonAll | 0.53759 | 0.55257 | 0.55972 | 72.8182 | -0.0032219 | 0.0075335 | 0.014983 | 0.022432 | 0.033187 | 0.0039292 | 0.014685 | 0.022134 | 0.029583 | 0.040338 | 14 | 17
Average Event Day | 8 | Average Per Device | All | Average Event Day8Average Per DeviceAll | 2.5362 | 2.645 | 2.6792 | 75.9704 | 0.028628 | 0.075995 | 0.1088 | 0.14161 | 0.18897 | 0.062791 | 0.11016 | 0.14296 | 0.17577 | 0.22314 | 14 | 17
Average Event Day | 8 | Average Per Premise | All | Average Event Day8Average Per PremiseAll | 6.259 | 6.5292 | 6.6138 | 75.9704 | 0.071982 | 0.18912 | 0.27025 | 0.35139 | 0.46853 | 0.15652 | 0.27366 | 0.35479 | 0.43592 | 0.55306 | 14 | 17
Average Event Day | 8 | Average Per Ton | All | Average Event Day8Average Per TonAll | 0.6538 | 0.68193 | 0.69075 | 75.9704 | 0.0074421 | 0.019664 | 0.028129 | 0.036594 | 0.048816 | 0.016259 | 0.028481 | 0.036946 | 0.045411 | 0.057633 | 14 | 17
Average Event Day | 9 | Average Per Device | All | Average Event Day9Average Per DeviceAll | 3.2492 | 3.3766 | 3.4202 | 80.156 | 0.034139 | 0.08927 | 0.12745 | 0.16564 | 0.22077 | 0.077767 | 0.1329 | 0.17108 | 0.20927 | 0.2644 | 14 | 17
Average Event Day | 9 | Average Per Premise | All | Average Event Day9Average Per PremiseAll | 8.0208 | 8.3354 | 8.4434 | 80.156 | 0.083794 | 0.22017 | 0.31463 | 0.40909 | 0.54546 | 0.19176 | 0.32814 | 0.42259 | 0.51705 | 0.65343 | 14 | 17
Average Event Day | 9 | Average Per Ton | All | Average Event Day9Average Per TonAll | 0.8377 | 0.87056 | 0.88182 | 80.156 | 0.0087793 | 0.023006 | 0.03286 | 0.042714 | 0.056941 | 0.02004 | 0.034267 | 0.044121 | 0.053975 | 0.068202 | 14 | 17
Average Event Day | 10 | Average Per Device | All | Average Event Day10Average Per DeviceAll | 3.9369 | 4.0093 | 4.0611 | 83.6804 | -0.030013 | 0.030478 | 0.072374 | 0.11427 | 0.17476 | 0.021833 | 0.082324 | 0.12422 | 0.16612 | 0.22661 | 14 | 17
Average Event Day | 10 | Average Per Premise | All | Average Event Day10Average Per PremiseAll | 9.7189 | 9.8977 | 10.026 | 83.6804 | -0.074529 | 0.07513 | 0.17878 | 0.28244 | 0.4321 | 0.053778 | 0.20344 | 0.30709 | 0.41074 | 0.5604 | 14 | 17
Average Event Day | 10 | Average Per Ton | All | Average Event Day10Average Per TonAll | 1.015 | 1.0337 | 1.0471 | 83.6804 | -0.0077585 | 0.007853 | 0.018665 | 0.029478 | 0.045089 | 0.0056235 | 0.021235 | 0.032047 | 0.04286 | 0.058471 | 14 | 17
Average Event Day | 11 | Average Per Device | All | Average Event Day11Average Per DeviceAll | 4.4583 | 4.4804 | 4.5383 | 85.9639 | -0.08658 | -0.022416 | 0.022024 | 0.066464 | 0.13063 | -0.028625 | 0.035539 | 0.079979 | 0.12442 | 0.18858 | 14 | 17
Average Event Day | 11 | Average Per Premise | All | Average Event Day11Average Per PremiseAll | 11.0066 | 11.061 | 11.2044 | 85.9639 | -0.21433 | -0.055579 | 0.054373 | 0.16432 | 0.32308 | -0.070902 | 0.08785 | 0.1978 | 0.30775 | 0.46651 | 14 | 17
Average Event Day | 11 | Average Per Ton | All | Average Event Day11Average Per TonAll | 1.1495 | 1.1552 | 1.1701 | 85.9639 | -0.02235 | -0.0057906 | 0.0056786 | 0.017148 | 0.033707 | -0.0073913 | 0.0091684 | 0.020637 | 0.032107 | 0.048666 | 14 | 17
Average Event Day | 12 | Average Per Device | All | Average Event Day12Average Per DeviceAll | 4.7613 | 4.7054 | 4.7662 | 87.5543 | -0.16874 | -0.10208 | -0.055921 | -0.0097585 | 0.056893 | -0.10785 | -0.041202 | 0.0049609 | 0.051124 | 0.11778 | 14 | 17
Average Event Day | 12 | Average Per Premise | All | Average Event Day12Average Per PremiseAll | 11.7546 | 11.6166 | 11.7673 | 87.5543 | -0.4171 | -0.25219 | -0.13797 | -0.023752 | 0.14116 | -0.26642 | -0.10151 | 0.012707 | 0.12692 | 0.29183 | 14 | 17
Average Event Day | 12 | Average Per Ton | All | Average Event Day12Average Per TonAll | 1.2276 | 1.2132 | 1.2289 | 87.5543 | -0.04353 | -0.026328 | -0.014414 | -0.0025001 | 0.014702 | -0.027815 | -0.010613 | 0.0013006 | 0.013214 | 0.030416 | 14 | 17
Average Event Day | 13 | Average Per Device | All | Average Event Day13Average Per DeviceAll | 4.8377 | 4.7759 | 4.8377 | 88.4739 | -0.17596 | -0.10851 | -0.061802 | -0.01509 | 0.052355 | -0.11416 | -0.046712 | 0 | 0.046712 | 0.11416 | 14 | 17
Average Event Day | 13 | Average Per Premise | All | Average Event Day13Average Per PremiseAll | 11.9439 | 11.791 | 11.9439 | 88.4739 | -0.43542 | -0.26854 | -0.15296 | -0.037371 | 0.12951 | -0.28247 | -0.11558 | 0 | 0.11558 | 0.28247 | 14 | 17
Average Event Day | 13 | Average Per Ton | All | Average Event Day13Average Per TonAll | 1.2473 | 1.2314 | 1.2473 | 88.4739 | -0.045415 | -0.028008 | -0.015952 | -0.0038962 | 0.013511 | -0.029463 | -0.012056 | 0 | 0.012056 | 0.029463 | 14 | 17
Average Event Day | 14 | Average Per Device | All | Average Event Day14Average Per DeviceAll | 4.5623 | 4.8169 | 4.8793 | 87.6943 | 0.14303 | 0.20899 | 0.25468 | 0.30036 | 0.36633 | 0.20535 | 0.27132 | 0.317 | 0.36269 | 0.42865 | 14 | 17
Average Event Day | 14 | Average Per Premise | All | Average Event Day14Average Per PremiseAll | 11.2642 | 11.8921 | 12.0464 | 87.6943 | 0.35164 | 0.51486 | 0.62791 | 0.74095 | 0.90417 | 0.50589 | 0.66911 | 0.78215 | 0.8952 | 1.0584 | 14 | 17
Average Event Day | 14 | Average Per Ton | All | Average Event Day14Average Per TonAll | 1.1763 | 1.242 | 1.258 | 87.6943 | 0.036809 | 0.053833 | 0.065625 | 0.077416 | 0.094441 | 0.052896 | 0.06992 | 0.081712 | 0.093503 | 0.11053 | 14 | 17
Average Event Day | 15 | Average Per Device | All | Average Event Day15Average Per DeviceAll | 4.5165 | 4.8208 | 4.8832 | 88.1748 | 0.1927 | 0.25865 | 0.30432 | 0.35 | 0.41595 | 0.25506 | 0.32101 | 0.36669 | 0.41236 | 0.47831 | 14 | 17
Average Event Day | 15 | Average Per Premise | All | Average Event Day15Average Per PremiseAll | 11.1517 | 11.9015 | 12.0559 | 88.1748 | 0.47359 | 0.63678 | 0.7498 | 0.86282 | 1.026 | 0.62793 | 0.79112 | 0.90414 | 1.0172 | 1.1804 | 14 | 17
Average Event Day | 15 | Average Per Ton | All | Average Event Day15Average Per TonAll | 1.1646 | 1.243 | 1.2591 | 88.1748 | 0.049584 | 0.066605 | 0.078394 | 0.090182 | 0.1072 | 0.065681 | 0.082702 | 0.094491 | 0.10628 | 0.1233 | 14 | 17
Average Event Day | 16 | Average Per Device | All | Average Event Day16Average Per DeviceAll | 4.3993 | 4.7064 | 4.7672 | 88.2468 | 0.19787 | 0.2624 | 0.30709 | 0.35178 | 0.41631 | 0.25873 | 0.32326 | 0.36795 | 0.41264 | 0.47717 | 14 | 17
Average Event Day | 16 | Average Per Premise | All | Average Event Day16Average Per PremiseAll | 10.8632 | 11.6186 | 11.7692 | 88.2468 | 0.4851 | 0.64479 | 0.75539 | 0.86599 | 1.0257 | 0.63571 | 0.7954 | 0.906 | 1.0166 | 1.1763 | 14 | 17
Average Event Day | 16 | Average Per Ton | All | Average Event Day16Average Per TonAll | 1.1344 | 1.2134 | 1.2291 | 88.2468 | 0.050858 | 0.067514 | 0.079049 | 0.090584 | 0.10724 | 0.066566 | 0.083222 | 0.094757 | 0.10629 | 0.12295 | 14 | 17
Average Event Day | 17 | Average Per Device | All | Average Event Day17Average Per DeviceAll | 4.1764 | 4.464 | 4.5217 | 86.9031 | 0.18151 | 0.24422 | 0.28766 | 0.33109 | 0.39381 | 0.23923 | 0.30195 | 0.34538 | 0.38882 | 0.45153 | 14 | 17
Average Event Day | 17 | Average Per Premise | All | Average Event Day17Average Per PremiseAll | 10.3133 | 11.0204 | 11.1632 | 86.9031 | 0.44435 | 0.59954 | 0.70703 | 0.81452 | 0.96972 | 0.5872 | 0.7424 | 0.84988 | 0.95737 | 1.1126 | 14 | 17
Average Event Day | 17 | Average Per Ton | All | Average Event Day17Average Per TonAll | 1.0769 | 1.1509 | 1.1658 | 86.9031 | 0.046623 | 0.06281 | 0.074021 | 0.085232 | 0.10142 | 0.061522 | 0.077709 | 0.08892 | 0.10013 | 0.11632 | 14 | 17
Average Event Day | 18 | Average Per Device | All | Average Event Day18Average Per DeviceAll | 4.0487 | 3.996 | 4.0477 | 83.8493 | -0.15704 | -0.095379 | -0.052673 | -0.0099666 | 0.051695 | -0.1053 | -0.043644 | -0.0009373 | 0.041769 | 0.10343 | 14 | 17
Average Event Day | 18 | Average Per Premise | All | Average Event Day18Average Per PremiseAll | 9.9974 | 9.8658 | 9.9938 | 83.8493 | -0.38986 | -0.23728 | -0.1316 | -0.025915 | 0.12667 | -0.26182 | -0.10923 | -0.0035504 | 0.10213 | 0.25472 | 14 | 17
Average Event Day | 18 | Average Per Ton | All | Average Event Day18Average Per TonAll | 1.044 | 1.0303 | 1.0437 | 83.8493 | -0.040591 | -0.024676 | -0.013653 | -0.0026307 | 0.013284 | -0.027237 | -0.011322 | -0.0002993 | 0.010723 | 0.026638 | 14 | 17
Average Event Day | 19 | Average Per Device | All | Average Event Day19Average Per DeviceAll | 3.6118 | 3.4501 | 3.4948 | 80.7915 | -0.26124 | -0.20244 | -0.16172 | -0.121 | -0.0622 | -0.21653 | -0.15773 | -0.11701 | -0.07629 | -0.017495 | 14 | 17
Average Event Day | 19 | Average Per Premise | All | Average Event Day19Average Per PremiseAll | 8.9174 | 8.5186 | 8.6292 | 80.7915 | -0.64506 | -0.49957 | -0.3988 | -0.29803 | -0.15253 | -0.53441 | -0.38891 | -0.28814 | -0.18737 | -0.041876 | 14 | 17
Average Event Day | 19 | Average Per Ton | All | Average Event Day19Average Per TonAll | 0.93127 | 0.88959 | 0.90113 | 80.7915 | -0.067361 | -0.052185 | -0.041675 | -0.031165 | -0.015989 | -0.055821 | -0.040646 | -0.030135 | -0.019625 | -0.0044494 | 14 | 17
Average Event Day | 20 | Average Per Device | All | Average Event Day20Average Per DeviceAll | 3.4171 | 3.2263 | 3.2681 | 78.04 | -0.28975 | -0.2313 | -0.19082 | -0.15033 | -0.09188 | -0.24794 | -0.18949 | -0.149 | -0.10852 | -0.050069 | 14 | 17
Average Event Day | 20 | Average Per Premise | All | Average Event Day20Average Per PremiseAll | 8.4372 | 7.9659 | 8.0694 | 78.04 | -0.71612 | -0.57148 | -0.4713 | -0.37111 | -0.22647 | -0.61263 | -0.46799 | -0.3678 | -0.26762 | -0.12298 | 14 | 17
Average Event Day | 20 | Average Per Ton | All | Average Event Day20Average Per TonAll | 0.88108 | 0.83188 | 0.84267 | 78.04 | -0.074744 | -0.059657 | -0.049208 | -0.038759 | -0.023673 | -0.063951 | -0.048864 | -0.038415 | -0.027966 | -0.01288 | 14 | 17
Average Event Day | 21 | Average Per Device | All | Average Event Day21Average Per DeviceAll | 3.1022 | 2.9787 | 3.0174 | 76.7026 | -0.21767 | -0.162 | -0.12344 | -0.084888 | -0.029218 | -0.179 | -0.12333 | -0.084771 | -0.046214 | 0.0094564 | 14 | 17
Average Event Day | 21 | Average Per Premise | All | Average Event Day21Average Per PremiseAll | 7.6603 | 7.3556 | 7.4514 | 76.7026 | -0.53783 | -0.40007 | -0.30465 | -0.20924 | -0.071471 | -0.44209 | -0.30433 | -0.20891 | -0.1135 | 0.024268 | 14 | 17
Average Event Day | 21 | Average Per Ton | All | Average Event Day21Average Per TonAll | 0.79991 | 0.76809 | 0.77807 | 76.7026 | -0.056143 | -0.041775 | -0.031823 | -0.021871 | -0.0075024 | -0.04616 | -0.031791 | -0.021839 | -0.011888 | 0.0024812 | 14 | 17
Average Event Day | 22 | Average Per Device | All | Average Event Day22Average Per DeviceAll | 2.6965 | 2.6164 | 2.6504 | 75.634 | -0.16569 | -0.11509 | -0.080053 | -0.045011 | 0.0055833 | -0.13171 | -0.081115 | -0.046073 | -0.011031 | 0.039563 | 14 | 17
Average Event Day | 22 | Average Per Premise | All | Average Event Day22Average Per PremiseAll | 6.6595 | 6.4612 | 6.5453 | 75.634 | -0.41025 | -0.28504 | -0.19832 | -0.1116 | 0.013605 | -0.32613 | -0.20092 | -0.1142 | -0.027482 | 0.097725 | 14 | 17
Average Event Day | 22 | Average Per Ton | All | Average Event Day22Average Per TonAll | 0.69535 | 0.67468 | 0.68345 | 75.634 | -0.042776 | -0.029717 | -0.020672 | -0.011628 | 0.0014312 | -0.034004 | -0.020945 | -0.0119 | -0.0028558 | 0.010203 | 14 | 17
Average Event Day | 23 | Average Per Device | All | Average Event Day23Average Per DeviceAll | 2.3323 | 2.2874 | 2.3171 | 74.7594 | -0.12188 | -0.076422 | -0.04494 | -0.013458 | 0.031997 | -0.092178 | -0.046723 | -0.015241 | 0.016241 | 0.061696 | 14 | 17
Average Event Day | 23 | Average Per Premise | All | Average Event Day23Average Per PremiseAll | 5.7599 | 5.6485 | 5.722 | 74.7594 | -0.30174 | -0.18925 | -0.11135 | -0.033438 | 0.079048 | -0.22822 | -0.11573 | -0.037826 | 0.040081 | 0.15257 | 14 | 17
Average Event Day | 23 | Average Per Ton | All | Average Event Day23Average Per TonAll | 0.60144 | 0.58983 | 0.5975 | 74.7594 | -0.031463 | -0.019731 | -0.011605 | -0.0034798 | 0.0082524 | -0.023797 | -0.012065 | -0.0039389 | 0.0041867 | 0.015919 | 14 | 17
Average Event Day | 24 | Average Per Device | All | Average Event Day24Average Per DeviceAll | 2.0924 | 2.0569 | 2.0836 | 73.8079 | -0.10536 | -0.064097 | -0.035517 | -0.0069368 | 0.034328 | -0.078669 | -0.037404 | -0.008824 | 0.019756 | 0.061021 | 14 | 17
Average Event Day | 24 | Average Per Premise | All | Average Event Day24Average Per PremiseAll | 5.1667 | 5.0791 | 5.1452 | 73.8079 | -0.26042 | -0.15831 | -0.087584 | -0.016862 | 0.08525 | -0.19434 | -0.09223 | -0.021507 | 0.049215 | 0.15133 | 14 | 17
Average Event Day | 24 | Average Per Ton | All | Average Event Day24Average Per TonAll | 0.53953 | 0.53038 | 0.53727 | 73.8079 | -0.02718 | -0.016529 | -0.0091526 | -0.0017762 | 0.0088743 | -0.020289 | -0.0096386 | -0.0022622 | 0.0051143 | 0.015765 | 14 | 17