## Notes
1. The “Wildfire Mitigation” categories are consistent with OEIS 2022 WMP guidelines.
2. The 2024 GRC revenue requirements are based on the 2024 GRC O&M and capital forecasts as of July 2023. These are subject to change once a final decision is approved and issued.
3. 2019-2022 WMP incremental costs are currently being addressed in the Track 2 of the 2024 GRC.
a. Currently, SDG&E does not have the ability to calculate the authorized and recorded revenue requirements for each individual Wildfire Mitigation category.
b. At the direction of SPD, SDG&E created a high-level proportion to impute the WMP mitigation category revenue requirements.
c. The authorized and actual O&M and capital expenditure direct costs are the basis for these revenue requirement proportions.
d. The resulting imputed revenue requirements included in this schedule are illustrative and do not imply accuracy.
e. SDG&E’s Track 2 request does not include tree trimming costs; the Track 2 vegetation management-related request is limited to SDG&E’s pole brushing activities, which are currently recorded to the WMPMA.
4. SDG&E does not calculate a FERC revenue requirement specific to WMP.
5. SDG&E does not collect any WMP revenue outside of GRC proceedings or FERC process.
6. The current draft schedule that is attached to this response does not include gas related detail.

## SDGE
Date: 8/16/24
Wildfire Mitigation | Authorized Revenue, Balancing or Memorandum Account Name | CPUC Proceeding Number | CPUC Decision Number | SDG&E Accounting Number | Any Other ID Number | GRC Authorized Expenditures |  | GRC Authorized Revenue Requirement (Entered Rates) |  | Recorded Cost Expenditures |  | Recorded Costs Revenue Requirement (Entered Rates) |  | Recorded Costs Revenue Requirement (Yet to Enter Rates) |  | Non-GRC Authorized Expenditures |  | Non-GRC Authorized Revenue Requirement (Entered Rates) |  | Non-GRC Recorded Cost Expenditures |  | Non-GRC Recorded Costs Revenue Requirement (Entered Rates) |  | Non-GRC Recorded Costs Revenue Requirement (Yet to Enter Rates) |  | Pending GRC Expenditures |  | Pending GRC Revenue Requests |  | Pending Non-GRC Expenditures |  | Pending Non-GRC Revenue Requests |  | Account Total |  |  |  | Third-Party or Other Funding Source | Wildfire Mitigation Program Total |  |  |  | Notes
[6 empty] | CapEx | OpEx | CapEx | OpEx | CapEx | OpEx | CapEx | OpEx | CapEx | OpEx | CapEx | OpEx | CapEx | OpEx | CapEx | OpEx | CapEx | OpEx | CapEx | OpEx | CapEx | OpEx | CapEx | OpEx | CapEx | OpEx | CapEx | OpEx | Entered Rates | Not Yet in Rates | Entered Rate Base | Not Yet in Rate Base |  | Entered Rates | Not Yet in Rates | Entered Rate Base | Not Yet in Rate Base
Covered Conductor | Authorized Revenue | a) A.17-10-007 b) A.22-05-016 | Pending | Pending | Pending | 0 | 0 | 0 | 0 | [16 empty] | 59218 | 591.7734 | 3588 | 676 |  |  |  |  | 0 | 4264 | 0 | 59218 |  | 3127.3719 | 7391.3719 | 136495.5041 | 59218
| Wildfire Plan Mitigation Balancing Account (WMPBA) | A.22-05-016 | Pending | Pending | Pending | [28 empty] | 0 | 0 | 0 | 0
| Wildfire Mitigation Plan Memorandum Account-Electric (WMPMA) | R.18-10-007 | D.19-05-039 | 1150744/(2190350) | WMPMA-Electric |  |  |  |  | 136495.5041 | 3761.8382 | 1933.0539 | 1194.318 | 1933.0539 | 1194.318 | [18 empty] | 3127.3719 | 3127.3719 | 136495.5041 | 0
| Wildfire Mitigation Plan Memorandum Account-Gas (WMPMA) | R.18-10-007 | D.19-05-039 | 1150745/(2190351) | WMPMA-Gas | [28 empty] | 0 | 0 | 0 | 0
Undergrounding | Authorized Revenue | a) A.17-10-007 b) A.22-05-016 | Pending | Pending | Pending | 0 | 0 | 0 | 0 | [16 empty] | 292062 | 2920.77 | 13123 | 3337 |  |  |  |  | 0 | 16460 | 0 | 292062 |  | 3524.1373 | 19984.1373 | 241232.5515 | 292062
| Wildfire Plan Mitigation Balancing Account (WMPBA) | A.22-05-016 | Pending | Pending | Pending | [28 empty] | 0 | 0 | 0 | 0
| Wildfire Mitigation Plan Memorandum Account-Electric (WMPMA) | R.18-10-007 | D.19-05-039 | 1150744/(2190350) | WMPMA-Electric |  |  |  |  | 241232.5515 | 175.8837 | 3469.9002 | 54.2371 | 3469.9002 | 54.2371 | [18 empty] | 3524.1373 | 3524.1373 | 241232.5515 | 0
| Wildfire Mitigation Plan Memorandum Account-Gas (WMPMA) | R.18-10-007 | D.19-05-039 | 1150745/(2190351) | WMPMA-Gas | [28 empty] | 0 | 0 | 0 | 0
Situational Awareness and Forecasting | Authorized Revenue | a) A.17-10-007 b) A.22-05-016 | Pending | Pending | Pending | 12986.8545 | 9587.8277 | 2982.0057 | 6684.9397 | [16 empty] | 1864 | 3877 | 54 | 4411 |  |  |  |  | 9666.9453 | 4465 | 12986.8545 | 1864 |  | 14879.7782 | 9677.8329 | 28984.1566 | 1864
| Wildfire Mitigation Plan Memorandum Account-Electric (WMPMA) | R.18-10-007 | D.19-05-039 | 1150744/(2190350) | WMPMA-Electric |  |  |  |  | 15997.3021 | 11441.8727 | 250.6112 | 4962.2216 | 250.6112 | 4962.2216 | [18 empty] | 5212.8329 | 5212.8329 | 15997.3021 | 0
Grid Design and System Hardening | Authorized Revenue | a) A.17-10-007 b) A.22-05-016 | Pending | Pending | Pending | 537411.8236 | 21302.3537 | 123713.015 | 14855.4502 | [16 empty] | 119867 | 21885.4566 | 5986 | 24995 |  |  |  |  | 138568.4651 | 30981 | 537411.8236 | 119867 |  | 179471.9118 | 71884.4467 | 1337063.9813 | 119867
| Wildfire Mitigation Plan Memorandum Account-Electric (WMPMA) | R.18-10-007 | D.19-05-039 | 1150744/(2190350) | WMPMA-Electric |  |  |  |  | 799652.1577 | 69424.7967 | 14682.1714 | 26221.2752 | 14682.1714 | 26221.2752 | [18 empty] | 40903.4467 | 40903.4467 | 799652.1577 | 0
Asset Management and Inspections | Authorized Revenue | a) A.17-10-007 b) A.22-05-016 | Pending | Pending | Pending | 45104.8887 | 50627.6074 | 12307.6628 | 35271.8795 | [16 empty] | 17423 | 15375 | 1438 | 17548 |  |  |  |  | 47579.5422 | 18986 | 45104.8887 | 17423 |  | 111093.755 | 82500.2127 | 184442.4759 | 17423
| Wildfire Mitigation Plan Memorandum Account-Electric (WMPMA) | R.18-10-007 | D.19-05-039 | 1150744/(2190350) | WMPMA-Electric |  |  |  |  | 139337.5872 | 145640.9291 | 2189.2274 | 61324.9853 | 2189.2274 | 61324.9853 | [18 empty] | 63514.2127 | 63514.2127 | 139337.5872 | 0
Grid Operations and Protocols | Authorized Revenue | a) A.17-10-007 b) A.22-05-016 | Pending | Pending | Pending | 0 | 36176.9409 | 0 | 25184.7634 | [16 empty] | 8100 | 14769 | 59 | 16816 |  |  |  |  | 25184.7634 | 16875 | 0 | 8100 |  | 41786.331 | 33476.5675 | 33452.3257 | 8100
| Wildfire Mitigation Plan Memorandum Account-Electric (WMPMA) | R.18-10-007 | D.19-05-039 | 1150744/(2190350) | WMPMA-Electric |  |  |  |  | 33452.3257 | 35380.1293 | 496.55 | 16105.0175 | 496.55 | 16105.0175 | [18 empty] | 16601.5675 | 16601.5675 | 33452.3257 | 0
Data Governance | Authorized Revenue | a) A.17-10-007 b) A.22-05-016 | Pending | Pending | Pending | 0 | 2013.2123 | 0 | 1402.5901 | [16 empty] | 11685 | 1650 | 487 | 1874 |  |  |  |  | 1402.5901 | 2361 | 0 | 11685 |  | 2463.5002 | 3421.9101 | 44455.5739 | 11685
| Wildfire Mitigation Plan Memorandum Account-Electric (WMPMA) | R.18-10-007 | D.19-05-039 | 1150744/(2190350) | WMPMA-Electric |  |  |  |  | 44455.5739 | 1320.941 | 652.6781 | 408.232 | 652.6781 | 408.232 | [18 empty] | 1060.9101 | 1060.9101 | 44455.5739 | 0
Resource Allocation Methodology | Authorized Revenue | a) A.17-10-007 b) A.22-05-016 | Pending | Pending | Pending | 0 | 5234.352 | 0 | 3646.7343 | [16 empty] | 0 | 7748 | 0 | 8782 |  |  |  |  | 3646.7343 | 8782 | 0 | 0 |  | 8483.0353 | 13618.301 | 0 | 0
| Wildfire Mitigation Plan Memorandum Account-Electric (WMPMA) | R.18-10-007 | D.19-05-039 | 1150744/(2190350) | WMPMA-Electric |  |  |  |  | 0 | 13198.1707 | 0 | 4836.301 | 0 | 4836.301 | [18 empty] | 4836.301 | 4836.301 | 0 | 0
Emergency Planning and Preparedness | Authorized Revenue | a) A.17-10-007 b) A.22-05-016 | Pending | Pending | Pending | 5236.818 | 7731.5876 | 1064.8742 | 5386.5399 | [16 empty] | 2496 | 16236 | -92 | 18472 |  |  |  |  | 6451.4141 | 18380 | 5236.818 | 2496 |  | 24503.3628 | 36431.9488 | 12922.7814 | 2496
| Wildfire Mitigation Plan Memorandum Account-Electric (WMPMA) | R.18-10-007 | D.19-05-039 | 1150744/(2190350) | WMPMA-Electric |  |  |  |  | 7685.9634 | 42203.4546 | 114.6981 | 17937.2507 | 114.6981 | 17937.2507 | [18 empty] | 18051.9488 | 18051.9488 | 7685.9634 | 0
Stakeholder Cooperation and Community Engagement | Authorized Revenue | a) A.17-10-007 b) A.22-05-016 | Pending | Pending | Pending | 0 | 1095.8517 | 0 | 763.4717 | [16 empty] | 3131 | 11565 | 154 | 13167 |  |  |  |  | 763.4717 | 13321 | 0 | 3131 |  | 15716.2425 | 28273.7708 | 15808.9779 | 3131
| Wildfire Mitigation Plan Memorandum Account-Electric (WMPMA) | R.18-10-007 | D.19-05-039 | 1150744/(2190350) | WMPMA-Electric |  |  |  |  | 15808.9779 | 33765.1801 | 244.0474 | 14708.7234 | 244.0474 | 14708.7234 | [18 empty] | 14952.7708 | 14952.7708 | 15808.9779 | 0
Risk Methodology and Assessment | Authorized Revenue | a) A.17-10-007 b) A.22-05-016 | Pending | Pending | Pending | 0 | 0 | 0 | 0 | [16 empty] | 2662 | 2413 | 131 | 2755 |  |  |  |  | 0 | 2886 | 0 | 2662 |  | 588.4649 | 3474.4649 | 1869.3526 | 2662
| Wildfire Mitigation Plan Memorandum Account-Electric (WMPMA) | R.18-10-007 | D.19-05-039 | 1150744/(2190350) | WMPMA-Electric |  |  |  |  | 1869.3526 | 1824.0926 | 25.7619 | 562.7029 | 25.7619 | 562.7029 | [18 empty] | 588.4649 | 588.4649 | 1869.3526 | 0
Vegetation and Fuels Management | Authorized Revenue | a) A.17-10-007 b) A.22-05-016 | Pending | Pending | Pending | 0 | 16552.0397 | 0 | 11531.6836 | [16 empty] | 0 | 85080 | 0 | 86378 |  |  |  |  | 11531.6836 | 86378 | 0 | 0 |  | 32968.4016 | 107814.718 | 0 | 0
| Wildfire Mitigation Plan Memorandum Account-Electric (WMPMA) | R.18-10-007 | D.19-05-039 | 1150744/(2190350) | WMPMA-Electric |  |  |  |  | 0 | 47550.4642 | 0 | 21436.718 | 0 | 21436.718 | [18 empty] | 21436.718 | 21436.718 | 0 | 0
| Tree Trimming Balancing Account (TTBA) | A.17-10-007 | D.19-09-051 | 1150400/(2190086) | TTBA - Electric | [28 empty] | 0 | 0 | 0 | 0
File Notes:
1. The “Wildfire Mitigation” categories are consistent with OEIS 2022 WMP guidelines.
2. The 2024 GRC revenue requirements are based on the 2024 GRC O&M and capital forecasts as of July 2023. These are subject to change once a final decision is approved and issued.
3. 2019-2022 WMP incremental costs are currently being addressed in the Track 2 of the 2024 GRC.
a. Currently, SDG&E does not have the ability to calculate the authorized and recorded revenue requirements for each individual Wildfire Mitigation category.
b. At the direction of SPD, SDG&E created a high-level proportion to impute the WMP mitigation category revenue requirements.
c. The authorized and actual O&M and capital expenditure direct costs are the basis for these revenue requirement proportions.
d. The resulting imputed revenue requirements included in this schedule are illustrative and do not imply accuracy.
e. SDG&E’s Track 2 request does not include tree trimming costs; the Track 2 vegetation management-related request is limited to SDG&E’s pole brushing activities, which are currently recorded to the WMPMA.
4. SDG&E does not calculate a FERC revenue requirement specific to WMP.
5. SDG&E does not collect any WMP revenue outside of GRC proceedings or FERC process.
6. The current draft schedule that is attached to this response does not include gas related detail.

## Actuals $ Pivot
2024 GRC Track 2 Actuals
Direct Forecasts
Row Labels | Sum of 2019 Capital $ | Sum of 2019 O&M $ | Sum of 2020 Capital $ | Sum of 2020 O&M $ | Sum of 2021 Capital $ | Sum of 2021 O&M $ | Sum of 2022 Capital $ | Sum of 2022 O&M $ | Sum of 4-Year Capital | Sum of 4-Year O&M
Asset Management and Inspections | 13689.4641 | 15478.5533 | 28709.7029 | 47921.8791 | 29700.0538 | 35865.916 | 67238.3664 | 46374.5807 | 139337.5872 | 145640.9291
Data Governance | 18.9582 | 0 | 9103.9496 | 0 | 16651.79 | 15.6197 | 18680.8761 | 1305.3214 | 44455.5739 | 1320.941
Emergency Planning and Preparedness | 63.6992 | 4671.8251 | 1880.5071 | 12218.7748 | 2970.8529 | 12919.3799 | 2770.9042 | 12393.4747 | 7685.9634 | 42203.4546
Grid Design and System Hardening | 198721.9012 | 3102.1828 | 285703.2715 | 14633.4331 | 201785.6136 | 25445.8093 | 113441.3714 | 26243.3716 | 799652.1577 | 69424.7967
Grid Operations and Protocols | 11.3229 | 5649.1907 | 7808.303 | 9336.0701 | 13804.1183 | 9923.0253 | 11828.5814 | 10471.8432 | 33452.3257 | 35380.1293
Resource Allocation Methodology | 0 | 233.3505 | 0 | 3719.3701 | 0 | 5279.3723 | 0 | 3966.0777 | 0 | 13198.1707
Risk Assessment and Mapping | 2.6259 | 0 | 342.9754 | 0 | 37.919 | 5.397 | 1485.8323 | 1818.6956 | 1869.3526 | 1824.0926
Situational Awareness and Forecasting | 1628.3211 | 1461.1783 | 3093.7654 | 3413.77 | 2975.6463 | 2840.5366 | 8299.5693 | 3726.3878 | 15997.3021 | 11441.8727
Stakeholder Cooperation and Community Engagement | 743.0194 | 4323.1768 | 4473.8742 | 8763.215 | 5187.2165 | 10797.1004 | 5404.8678 | 9881.6878 | 15808.9779 | 33765.1801
Vegetation Management and Inspections | 0 | 7685.7695 | 0 | 11241.8786 | 0 | 10547.3555 | 0 | 18075.4607 | 0 | 47550.4642
Grid Design and System Hardening (Covered Conductor) | 1486.5664 | 0 | 2109.6449 | 23.6873 | 39637.8666 | 517.3258 | 93261.4262 | 3220.8252 | 136495.5041 | 3761.8382
Grid Design and System Hardening (Undergrounding) | 197.6005 | 0 | 39293.4266 | 0 | 70533.5845 | 0.20242 | 131207.94 | 175.6813 | 241232.5515 | 175.8837
Grand Total | 216563.4789 | 42605.227 | 382519.4206 | 111272.0779 | 383284.6615 | 114157.0403 | 453619.735 | 137653.4077 | 1435987.296 | 405687.7529
Percentage of Totals
Row Labels | Sum of 2019 Capital $ | Sum of 2019 O&M $ | Sum of 2020 Capital $ | Sum of 2020 O&M $ | Sum of 2021 Capital $ | Sum of 2021 O&M $ | Sum of 2022 Capital $ | Sum of 2022 O&M $ | Sum Capital | Sum OM
Asset Management and Inspections | 13689.4641 | 15478.5533 | 28709.7029 | 47921.8791 | 29700.0538 | 35865.916 | 67238.3664 | 46374.5807 | 139337.5872 | 145640.9291
Data Governance | 18.9582 | 0 | 9103.9496 | 0 | 16651.79 | 15.6197 | 18680.8761 | 1305.3214 | 44455.5739 | 1320.941
Emergency Planning and Preparedness | 63.6992 | 4671.8251 | 1880.5071 | 12218.7748 | 2970.8529 | 12919.3799 | 2770.9042 | 12393.4747 | 7685.9634 | 42203.4546
Grid Design and System Hardening | 198721.9012 | 3102.1828 | 285703.2715 | 14633.4331 | 201785.6136 | 25445.8093 | 113441.3714 | 26243.3716 | 799652.1577 | 69424.7967
Grid Operations and Protocols | 11.3229 | 5649.1907 | 7808.303 | 9336.0701 | 13804.1183 | 9923.0253 | 11828.5814 | 10471.8432 | 33452.3257 | 35380.1293
Resource Allocation Methodology | 0 | 233.3505 | 0 | 3719.3701 | 0 | 5279.3723 | 0 | 3966.0777 | 0 | 13198.1707
Risk Assessment and Mapping | 2.6259 | 0 | 342.9754 | 0 | 37.919 | 5.397 | 1485.8323 | 1818.6956 | 1869.3526 | 1824.0926
Situational Awareness and Forecasting | 1628.3211 | 1461.1783 | 3093.7654 | 3413.77 | 2975.6463 | 2840.5366 | 8299.5693 | 3726.3878 | 15997.3021 | 11441.8727
Stakeholder Cooperation and Community Engagement | 743.0194 | 4323.1768 | 4473.8742 | 8763.215 | 5187.2165 | 10797.1004 | 5404.8678 | 9881.6878 | 15808.9779 | 33765.1801
Vegetation Management and Inspections | 0 | 7685.7695 | 0 | 11241.8786 | 0 | 10547.3555 | 0 | 18075.4607 | 0 | 47550.4642
Grid Design and System Hardening (Covered Conductor) | 1486.5664 | 0 | 2109.6449 | 23.6873 | 39637.8666 | 517.3258 | 93261.4262 | 3220.8252 | 136495.5041 | 3761.8382
Grid Design and System Hardening (Undergrounding) | 197.6005 | 0 | 39293.4266 | 0 | 70533.5845 | 0.20242 | 131207.94 | 175.6813 | 241232.5515 | 175.8837
Grand Total | 216563.4789 | 42605.227 | 382519.4206 | 111272.0779 | 383284.6615 | 114157.0403 | 453619.735 | 137653.4077
Percentage of Totals
Row Labels | Sum of 2019 Capital $ | Sum of 2019 O&M $ | Sum of 2020 Capital $ | Sum of 2020 O&M $ | Sum of 2021 Capital $ | Sum of 2021 O&M $ | Sum of 2022 Capital $ | Sum of 2022 O&M $ | Average Capital % | Average O&M %
Asset Management and Inspections | 6.321% | 36.33% | 7.505% | 43.07% | 7.749% | 31.42% | 14.82% | 33.69% | 9.1% | 36.13%
Data Governance | 0.008754% | 0% | 2.38% | 0% | 4.344% | 0.01368% | 4.118% | 0.9483% | 2.713% | 0.2405%
Emergency Planning and Preparedness | 0.02941% | 10.97% | 0.4916% | 10.98% | 0.7751% | 11.32% | 0.6108% | 9.003% | 0.4767% | 10.57%
Grid Design and System Hardening | 91.76% | 7.281% | 74.69% | 13.15% | 52.65% | 22.29% | 25.01% | 19.06% | 61.03% | 15.45%
Grid Operations and Protocols | 0.005228% | 13.26% | 2.041% | 8.39% | 3.602% | 8.692% | 2.608% | 7.607% | 2.064% | 9.487%
Resource Allocation Methodology | 0% | 0.5477% | 0% | 3.343% | 0% | 4.625% | 0% | 2.881% | 0% | 2.849%
Risk Assessment and Mapping | 0.001213% | 0% | 0.08966% | 0% | 0.009893% | 0.004728% | 0.3276% | 1.321% | 0.1071% | 0.3315%
Situational Awareness and Forecasting | 0.7519% | 3.43% | 0.8088% | 3.068% | 0.7764% | 2.488% | 1.83% | 2.707% | 1.042% | 2.923%
Stakeholder Cooperation and Community Engagement | 0.3431% | 10.15% | 1.17% | 7.875% | 1.353% | 9.458% | 1.191% | 7.179% | 1.014% | 8.665%
Vegetation Management and Inspections | 0% | 18.04% | 0% | 10.1% | 0% | 9.239% | 0% | 13.13% | 0% | 12.63%
Grid Design and System Hardening (Covered Conductor) | 0.6864% | 0% | 0.5515% | 0.02129% | 10.34% | 0.4532% | 20.56% | 2.34% | 8.035% | 0.7036%
Grid Design and System Hardening (Undergrounding) | 0.09124% | 0% | 10.27% | 0% | 18.4% | 0.0001773% | 28.92% | 0.1276% | 14.42% | 0.03195%
Grand Total | 100% | 100% | 100% | 100% | 100% | 100% | 100% | 100% | 100% | 100%
*Source: GRC Track 2 Testimony
File Notes:
1. The “Wildfire Mitigation” categories are consistent with OEIS 2022 WMP guidelines.
2. The 2024 GRC revenue requirements are based on the 2024 GRC O&M and capital forecasts as of July 2023. These are subject to change once a final decision is approved and issued.
3. 2019-2022 WMP incremental costs are currently being addressed in the Track 2 of the 2024 GRC.
a. Currently, SDG&E does not have the ability to calculate the authorized and recorded revenue requirements for each individual Wildfire Mitigation category.
b. At the direction of SPD, SDG&E created a high-level proportion to impute the WMP mitigation category revenue requirements.
c. The authorized and actual O&M and capital expenditure direct costs are the basis for these revenue requirement proportions.
d. The resulting imputed revenue requirements included in this schedule are illustrative and do not imply accuracy.
e. SDG&E’s Track 2 request does not include tree trimming costs; the Track 2 vegetation management-related request is limited to SDG&E’s pole brushing activities, which are currently recorded to the WMPMA.
4. SDG&E does not calculate a FERC revenue requirement specific to WMP.
5. SDG&E does not collect any WMP revenue outside of GRC proceedings or FERC process.
6. The current draft schedule that is attached to this response does not include gas related detail.

## Authorized $ Pivot
2024 GRC Track 2 - Authorized (2019 GRC)
Direct Forecasts
Row Labels | Sum of 2019 Authorized Capital | Sum of 2019 Authorized O&M | Sum of 2020 Authorized Capital | Sum of 2020 Authorized O&M | Sum of 2021 Authorized Capital | Sum of 2021 Authorized O&M | Sum of 2022 Authorized Capital | Sum of 2022 Authorized O&M
Asset Management and Inspections | 10078.8912 | 12196.622 | 11331.6 | 12519.1358 | 11695.1265 | 12828.3981 | 11999.271 | 13083.4516
Data Governance | 0 | 485 | 0 | 497.8248 | 0 | 510.1226 | 0 | 520.2649
Emergency Planning and Preparedness | 3175.2936 | 1862.6053 | 670.2903 | 1911.858 | 688.278 | 1959.0869 | 702.9562 | 1998.0374
Grid Design and System Hardening | 246350.4874 | 5306.9188 | 94229.7568 | 5447.5156 | 97183.7299 | 5413.6732 | 99647.8495 | 5134.2461
Grid Operations and Protocols | 0 | 8476.6856 | 0 | 8700.4701 | 0 | 9145.0641 | 0 | 9854.7211
Resource Allocation Methodology | 0 | 1261 | 0 | 1294.3445 | 0 | 1326.3189 | 0 | 1352.6887
Risk Assessment and Mapping | 0 | 0 | 0 | 0 | 0 | 0 | 0 | 0
Situational Awareness and Forecasting | 5994.8253 | 2373.2656 | 2262.0592 | 2436.0216 | 2334.628 | 2435.3861 | 2395.3421 | 2343.1543
Stakeholder Cooperation and Community Engagement | 0 | 264 | 0 | 270.9809 | 0 | 277.675 | 0 | 283.1957
Vegetation Management and Inspections | 0 | 3987.5274 | 0 | 4092.9691 | 0 | 4194.0784 | 0 | 4277.4648
Grid Design and System Hardening (Covered Conductor) | 0 | 0 | 0 | 0 | 0 | 0 | 0 | 0
Grid Design and System Hardening (Undergrounding) | 0 | 0 | 0 | 0 | 0 | 0 | 0 | 0
Grand Total | 265599.4975 | 36213.6247 | 108493.7063 | 37171.1204 | 111901.7623 | 38089.8034 | 114745.4187 | 38847.2245
Percentage of Totals
Row Labels | Sum of 2019 Authorized Capital | Sum of 2019 Authorized O&M | Sum of 2020 Authorized Capital | Sum of 2020 Authorized O&M | Sum of 2021 Authorized Capital | Sum of 2021 Authorized O&M | Sum of 2022 Authorized Capital | Sum of 2022 Authorized O&M | Sum Capital | Sum OM
Asset Management and Inspections | 10078.8912 | 12196.622 | 11331.6 | 12519.1358 | 11695.1265 | 12828.3981 | 11999.271 | 13083.4516 | 45104.8887 | 50627.6074
Data Governance | 0 | 485 | 0 | 497.8248 | 0 | 510.1226 | 0 | 520.2649 | 0 | 2013.2123
Emergency Planning and Preparedness | 3175.2936 | 1862.6053 | 670.2903 | 1911.858 | 688.278 | 1959.0869 | 702.9562 | 1998.0374 | 5236.818 | 7731.5876
Grid Design and System Hardening | 246350.4874 | 5306.9188 | 94229.7568 | 5447.5156 | 97183.7299 | 5413.6732 | 99647.8495 | 5134.2461 | 537411.8236 | 21302.3537
Grid Operations and Protocols | 0 | 8476.6856 | 0 | 8700.4701 | 0 | 9145.0641 | 0 | 9854.7211 | 0 | 36176.9409
Resource Allocation Methodology | 0 | 1261 | 0 | 1294.3445 | 0 | 1326.3189 | 0 | 1352.6887 | 0 | 5234.352
Risk Assessment and Mapping | 0 | 0 | 0 | 0 | 0 | 0 | 0 | 0 | 0 | 0
Situational Awareness and Forecasting | 5994.8253 | 2373.2656 | 2262.0592 | 2436.0216 | 2334.628 | 2435.3861 | 2395.3421 | 2343.1543 | 12986.8545 | 9587.8277
Stakeholder Cooperation and Community Engagement | 0 | 264 | 0 | 270.9809 | 0 | 277.675 | 0 | 283.1957 | 0 | 1095.8517
Vegetation Management and Inspections | 0 | 3987.5274 | 0 | 4092.9691 | 0 | 4194.0784 | 0 | 4277.4648 | 0 | 16552.0397
Grid Design and System Hardening (Covered Conductor) | 0 | 0 | 0 | 0 | 0 | 0 | 0 | 0 | 0 | 0
Grid Design and System Hardening (Undergrounding) | 0 | 0 | 0 | 0 | 0 | 0 | 0 | 0 | 0 | 0
Grand Total | 265599.4975 | 36213.6247 | 108493.7063 | 37171.1204 | 111901.7623 | 38089.8034 | 114745.4187 | 38847.2245 | 600740.3848 | 150321.773
Percentage of Totals
Row Labels | Sum of 2019 Authorized Capital | Sum of 2019 Authorized O&M | Sum of 2020 Authorized Capital | Sum of 2020 Authorized O&M | Sum of 2021 Authorized Capital | Sum of 2021 Authorized O&M | Sum of 2022 Authorized Capital | Sum of 2022 Authorized O&M | Average Capital % | Average O&M %
Asset Management and Inspections | 3.795% | 33.68% | 10.44% | 33.68% | 10.45% | 33.68% | 10.46% | 33.68% | 8.787% | 33.68%
Data Governance | 0% | 1.339% | 0% | 1.339% | 0% | 1.339% | 0% | 1.339% | 0% | 1.339%
Emergency Planning and Preparedness | 1.196% | 5.143% | 0.6178% | 5.143% | 0.6151% | 5.143% | 0.6126% | 5.143% | 0.7603% | 5.143%
Grid Design and System Hardening | 92.75% | 14.65% | 86.85% | 14.66% | 86.85% | 14.21% | 86.84% | 13.22% | 88.32% | 14.18%
Grid Operations and Protocols | 0% | 23.41% | 0% | 23.41% | 0% | 24.01% | 0% | 25.37% | 0% | 24.05%
Resource Allocation Methodology | 0% | 3.482% | 0% | 3.482% | 0% | 3.482% | 0% | 3.482% | 0% | 3.482%
Risk Assessment and Mapping | 0% | 0% | 0% | 0% | 0% | 0% | 0% | 0% | 0% | 0%
Situational Awareness and Forecasting | 2.257% | 6.554% | 2.085% | 6.554% | 2.086% | 6.394% | 2.088% | 6.032% | 2.129% | 6.383%
Stakeholder Cooperation and Community Engagement | 0% | 0.729% | 0% | 0.729% | 0% | 0.729% | 0% | 0.729% | 0% | 0.729%
Vegetation Management and Inspections | 0% | 11.01% | 0% | 11.01% | 0% | 11.01% | 0% | 11.01% | 0% | 11.01%
Grid Design and System Hardening (Covered Conductor) | 0% | 0% | 0% | 0% | 0% | 0% | 0% | 0% | 0% | 0%
Grid Design and System Hardening (Undergrounding) | 0% | 0% | 0% | 0% | 0% | 0% | 0% | 0% | 0% | 0%
Grand Total | 100% | 100% | 100% | 100% | 100% | 100% | 100% | 100% | 100% | 100%
*Source: GRC Track 2 Testimony
File Notes:
1. The “Wildfire Mitigation” categories are consistent with OEIS 2022 WMP guidelines.
2. The 2024 GRC revenue requirements are based on the 2024 GRC O&M and capital forecasts as of July 2023. These are subject to change once a final decision is approved and issued.
3. 2019-2022 WMP incremental costs are currently being addressed in the Track 2 of the 2024 GRC.
a. Currently, SDG&E does not have the ability to calculate the authorized and recorded revenue requirements for each individual Wildfire Mitigation category.
b. At the direction of SPD, SDG&E created a high-level proportion to impute the WMP mitigation category revenue requirements.
c. The authorized and actual O&M and capital expenditure direct costs are the basis for these revenue requirement proportions.
d. The resulting imputed revenue requirements included in this schedule are illustrative and do not imply accuracy.
e. SDG&E’s Track 2 request does not include tree trimming costs; the Track 2 vegetation management-related request is limited to SDG&E’s pole brushing activities, which are currently recorded to the WMPMA.
4. SDG&E does not calculate a FERC revenue requirement specific to WMP.
5. SDG&E does not collect any WMP revenue outside of GRC proceedings or FERC process.
6. The current draft schedule that is attached to this response does not include gas related detail.

## 2024 GRC WMP Category Pivot
2024 GRC Forecasts |  |  | Live Pivot Table
| Capital | O&M | Sum of Total2 | Column Labels
2022 WMP Category | 2024 Forecast (Direct 2021$) | 2024 Prorated Forecast (Direct 2021$) | Row Labels | Capital | O&M | Grand Total
Asset Management & Inspections | 17423 | 15375 | Asset Management & Inspections | 17423 | 15375 | 32798
Data Governance | 11685 | 1650 | Data Governance | 11685 | 1650 | 13335
Emergency Planning & Preparedness | 2496 | 16236 | Emergency Planning & Preparedness | 2496 | 16236 | 18732
Grid Design & System Hardening | 119867 | 21885.4566 | Grid Design & System Hardening | 119867 | 21885.4566 | 141752.4566
Grid Design & System Hardening (Covered Conductor) | 59218 | 591.7734 | Grid Design & System Hardening (Covered Conductor) | 59218 | 591.7734 | 59809.7734
Grid Design & System Hardening (Undergrounding) | 292062 | 2920.77 | Grid Design & System Hardening (Undergrounding) | 292062 | 2920.77 | 294982.77
Grid Operations & Protocols | 8100 | 14769 | Grid Operations & Protocols | 8100 | 14769 | 22869
Resource Allocation Methodology |  | 7748 | Resource Allocation Methodology |  | 7748 | 7748
Risk Assessment & Mapping | 2662 | 2413 | Risk Assessment & Mapping | 2662 | 2413 | 5075
Situational Awareness & Forecasting | 1864 | 3877 | Situational Awareness & Forecasting | 1864 | 3877 | 5741
Stakeholder Cooperation & Community Engagement | 3131 | 11565 | Stakeholder Cooperation & Community Engagement | 3131 | 11565 | 14696
Vegetation Management & Inspections |  | 15167 | Vegetation Management & Inspections |  | 15167 | 15167
Vegetation Mgmt. & Insp. - Tree Trimming Only |  | 69913 | Vegetation Mgmt. & Insp. - Tree Trimming Only2 |  | 69913 | 69913
Grand Total | 518508 | 184111 | Grand Total | 518508 | 184111 | 702619
File Notes:
1. The “Wildfire Mitigation” categories are consistent with OEIS 2022 WMP guidelines.
2. The 2024 GRC revenue requirements are based on the 2024 GRC O&M and capital forecasts as of July 2023. These are subject to change once a final decision is approved and issued.
3. 2019-2022 WMP incremental costs are currently being addressed in the Track 2 of the 2024 GRC.
a. Currently, SDG&E does not have the ability to calculate the authorized and recorded revenue requirements for each individual Wildfire Mitigation category.
b. At the direction of SPD, SDG&E created a high-level proportion to impute the WMP mitigation category revenue requirements.
c. The authorized and actual O&M and capital expenditure direct costs are the basis for these revenue requirement proportions.
d. The resulting imputed revenue requirements included in this schedule are illustrative and do not imply accuracy.
e. SDG&E’s Track 2 request does not include tree trimming costs; the Track 2 vegetation management-related request is limited to SDG&E’s pole brushing activities, which are currently recorded to the WMPMA.
4. SDG&E does not calculate a FERC revenue requirement specific to WMP.
5. SDG&E does not collect any WMP revenue outside of GRC proceedings or FERC process.
6. The current draft schedule that is attached to this response does not include gas related detail.

## Imputed Rev Req
Imputed Rev Req
WMP Revenue Requirement
(In "000)
|  | 2019 GRC |  |  | WMPMA Track 2 Incremental
|  | 2019 GRC OM/Cap RR % Split | 2019-2022 Imputed Rev Req |  |  | 50% Interim Relief | Not Yet in Rates
OM |  | 42.78% | 104728.0524 |  | OM | 169751.9828 | 164150.4268
Capital |  | 57.22% | 140067.5576 |  | Capital | 24058.6997 | 24058.6997
|  |  | 244795.61 |  |  | 193810.6825 | 188209.1265
Capital %
OM %
| OM % | 0% | 0% | 14.18% | 33.68% | 1.339% | 5.143% | 24.05% | 3.482% | 0% | 6.383% | 0.729% | 11.01% | 100%
Imputed Authorized in Rates (2019 GRC) (Electric only) | Capital % | 0% | 0% | 88.32% | 8.787% | 0% | 0.7603% | 0% | 0% | 0% | 2.129% | 0% | 0% | 100%
Total SDG&E |  | Grid Design & System Hardening (Undergrounding) | Grid Design & System Hardening (Covered Conductor) | Grid Design & System Hardening | Asset Management & Inspections | Data Governance | Emergency Planning & Preparedness | Grid Operations & Protocols | Resource Allocation Methodology | Risk Assessment & Mapping | Situational Awareness & Forecasting | Stakeholder Cooperation & Community Engagement | Vegetation Management & Inspections
O&M |  | 0 | 0 | 14855.4502 | 35271.8795 | 1402.5901 | 5386.5399 | 25184.7634 | 3646.7343 | 0 | 6684.9397 | 763.4717 | 11531.6836
Total Capital-Related |  | 0 | 0 | 123713.015 | 12307.6628 | 0 | 1064.8742 | 0 | 0 | 0 | 2982.0057 | 0 | 0
Total Rev Req |  | 0 | 0 | 138568.4651 | 47579.5422 | 1402.5901 | 6451.4141 | 25184.7634 | 3646.7343 | 0 | 9666.9453 | 763.4717 | 11531.6836
| OM % | 0.03195% | 0.7036% | 15.45% | 36.13% | 0.2405% | 10.57% | 9.487% | 2.849% | 0.3315% | 2.923% | 8.665% | 12.63% | 100%
Imputed Track 2 Incremental in Rates (50% Interim recovery of incremental rev req) (Electric only) | Capital % | 14.42% | 8.035% | 61.03% | 9.1% | 2.713% | 0.4767% | 2.064% | 0% | 0.1071% | 1.042% | 1.014% | 0% | 100%
Total SDG&E |  | Grid Design & System Hardening (Undergrounding) | Grid Design & System Hardening (Covered Conductor) | Grid Design & System Hardening | Asset Management & Inspections | Data Governance | Emergency Planning & Preparedness | Grid Operations & Protocols | Resource Allocation Methodology | Risk Assessment & Mapping | Situational Awareness & Forecasting | Stakeholder Cooperation & Community Engagement | Vegetation Management & Inspections
O&M |  | 54.2371 | 1194.318 | 26221.2752 | 61324.9853 | 408.232 | 17937.2507 | 16105.0175 | 4836.301 | 562.7029 | 4962.2216 | 14708.7234 | 21436.718
Total Capital-Related |  | 3469.9002 | 1933.0539 | 14682.1714 | 2189.2274 | 652.6781 | 114.6981 | 496.55 | 0 | 25.7619 | 250.6112 | 244.0474 | 0
Total Rev Req |  | 3524.1373 | 3127.3719 | 40903.4467 | 63514.2127 | 1060.9101 | 18051.9488 | 16601.5675 | 4836.301 | 588.4649 | 5212.8329 | 14952.7708 | 21436.718
| OM % | 0.03195% | 0.7036% | 15.45% | 36.13% | 0.2405% | 10.57% | 9.487% | 2.849% | 0.3315% | 2.923% | 8.665% | 12.63% | 100%
Imputed Track 2 Incremental Not Yet in Rates (Electric only) | Capital % | 14.42% | 8.035% | 61.03% | 9.1% | 2.713% | 0.4767% | 2.064% | 0% | 0.1071% | 1.042% | 1.014% | 0% | 100%
Total SDG&E |  | Grid Design & System Hardening (Undergrounding) | Grid Design & System Hardening (Covered Conductor) | Grid Design & System Hardening | Asset Management & Inspections | Data Governance | Emergency Planning & Preparedness | Grid Operations & Protocols | Resource Allocation Methodology | Risk Assessment & Mapping | Situational Awareness & Forecasting | Stakeholder Cooperation & Community Engagement | Vegetation Management & Inspections
O&M |  | 54.2371 | 1194.318 | 26221.2752 | 61324.9853 | 408.232 | 17937.2507 | 16105.0175 | 4836.301 | 562.7029 | 4962.2216 | 14708.7234 | 21436.718
Total Capital-Related |  | 3469.9002 | 1933.0539 | 14682.1714 | 2189.2274 | 652.6781 | 114.6981 | 496.55 | 0 | 25.7619 | 250.6112 | 244.0474 | 0
Total Rev Req |  | 3524.1373 | 3127.3719 | 40903.4467 | 63514.2127 | 1060.9101 | 18051.9488 | 16601.5675 | 4836.301 | 588.4649 | 5212.8329 | 14952.7708 | 21436.718
File Notes:
1. The “Wildfire Mitigation” categories are consistent with OEIS 2022 WMP guidelines.
2. The 2024 GRC revenue requirements are based on the 2024 GRC O&M and capital forecasts as of July 2023. These are subject to change once a final decision is approved and issued.
3. 2019-2022 WMP incremental costs are currently being addressed in the Track 2 of the 2024 GRC.
a. Currently, SDG&E does not have the ability to calculate the authorized and recorded revenue requirements for each individual Wildfire Mitigation category.
b. At the direction of SPD, SDG&E created a high-level proportion to impute the WMP mitigation category revenue requirements.
c. The authorized and actual O&M and capital expenditure direct costs are the basis for these revenue requirement proportions.
d. The resulting imputed revenue requirements included in this schedule are illustrative and do not imply accuracy.
e. SDG&E’s Track 2 request does not include tree trimming costs; the Track 2 vegetation management-related request is limited to SDG&E’s pole brushing activities, which are currently recorded to the WMPMA.
4. SDG&E does not calculate a FERC revenue requirement specific to WMP.
5. SDG&E does not collect any WMP revenue outside of GRC proceedings or FERC process.
6. The current draft schedule that is attached to this response does not include gas related detail.

## GRC Track 2 - WMPMA
San Diego Gas & Electric
Wildfire Mitigation Plan Memo Account (WMPMA) - Electric
Under / (Over) Collection
Account # 1150744 / (2190350)
|  | 2022 | Totals
Category | Text | Total | 5/30/2019 - 12/31/2022
| Beginning Balance | 182725064.59
Revenues: | WMP Electric Authorized Revenue | -78997000 | -241431008
| WMP Auth Rev TU | -3364602 | -3364602
Total Revenues |  | -82361602 | -244795610
O&M Costs: | WMPMA E O&M | 148534335 | 429127350
Capital Related Costs: | WMPMA E Depreciation | 37999618.79 | 61369091
| WMPMA E Return | 63934040.17 | 106507199
| WMPMA E Tax | 16969380.76 | 27420595
| WMPMA E Property Tax | 8407970 | 11528754
| WMPMA E Software | -3281012 | -18540683
Total Capital Costs |  | 124029997.72 | 188284957
Total Costs |  | 272564332.72 | 617412307
Net Cost / (Revenue) |  | 190202730.72 | 372616697
Interest | WMPMA - Elec Interest | 5290458 | 5601556
Net Activity | Net Activity | 195493188.72 | 378218253
| Ending Balance | 378218253.31
San Diego Gas & Electric
Wildfire Mitigation Plan Memorandum Account (WMPMA) - Gas
Under / (Over) Collection
Account # 1150745 / (2190351)
|  | 2022 | Totals
Category | Text | Total | 5/30/2019 - 12/31/2022
| Beginning Balance | -4756979.7
Revenues: | WMP Gas Authorized Revenue | -3031000 | -9188630
Revenues: | WMP Auth Revenue True-up 2019-2021 | -795863 | -795863
Total Revenues |  | -3826863 | -9984493
O&M Costs: | WMPMA G O&M | 1893145.02 | 7087383
Capital Related Costs: | WMPMA G Depreciation | 2453793.89 | 3810747
| WMPMA G Return | 1033670.49 | 1655436
| WMPMA G Tax | 933744 | 1505267
| WMPMA G Property Tax | 139492 | 178350
| WMPMA G Software Development Credits | -1508189 | -7897102
Total Capital Costs |  | -3052511 | -747302
Total Costs |  | 4945656.4 | 6340082
Net Cost / (Revenue) |  | 1118793.4 | -3644411
Monthly Interest | WMPMA - Gas Interest | -60648.23 | -54423
Net Activity | Net Activity | 1058145.17 | -3698835
| Ending Balance | -3698834.53
Incremental Interim Relief Calculation (Electric) (Includes E&Y Audit Adjustment)
Total Actual OM |  |  | 427427.35
Total Actual Capital Costs |  |  | 188184.957
Total Actual Revenue Requirement |  |  | 615612.307
Total Interest |  |  | 5601.556
Total Incremental |  |  | 621213.863
Total Auth |  |  | -244795.61
Incremental Rev Req over Authorized |  |  | 376418.253
50% Incremental Interim Relief |  |  | 193811.1265
*Source: GRC Track 2 Testimony
File Notes:
1. The “Wildfire Mitigation” categories are consistent with OEIS 2022 WMP guidelines.
2. The 2024 GRC revenue requirements are based on the 2024 GRC O&M and capital forecasts as of July 2023. These are subject to change once a final decision is approved and issued.
3. 2019-2022 WMP incremental costs are currently being addressed in the Track 2 of the 2024 GRC.
a. Currently, SDG&E does not have the ability to calculate the authorized and recorded revenue requirements for each individual Wildfire Mitigation category.
b. At the direction of SPD, SDG&E created a high-level proportion to impute the WMP mitigation category revenue requirements.
c. The authorized and actual O&M and capital expenditure direct costs are the basis for these revenue requirement proportions.
d. The resulting imputed revenue requirements included in this schedule are illustrative and do not imply accuracy.
e. SDG&E’s Track 2 request does not include tree trimming costs; the Track 2 vegetation management-related request is limited to SDG&E’s pole brushing activities, which are currently recorded to the WMPMA.
4. SDG&E does not calculate a FERC revenue requirement specific to WMP.
5. SDG&E does not collect any WMP revenue outside of GRC proceedings or FERC process.
6. The current draft schedule that is attached to this response does not include gas related detail.

## 2024 GRC Summary
TY2024 GRC (DRAFT)
WMP Revenue Requirement
(In "000)
Update Filing (Fully Loaded)
Total SDG&E | Total WMP (Excludes Vegetation Mgmt.) | Grid Design & System Hardening (Undergrounding) | Grid Design & System Hardening (Covered Conductor) | Grid Design & System Hardening | Asset Management & Inspections | Data Governance | Emergency Planning & Preparedness | Grid Operations & Protocols | Resource Allocation Methodology | Risk Assessment & Mapping | Situational Awareness & Forecasting | Stakeholder Cooperation & Community Engagement | Vegetation Management & Inspections | Vegetation Mgmt. & Insp. - Tree Trimming Only
Net O&M | 112833 | 3337 | 676 | 24995 | 17548 | 1874 | 18472 | 16816 | 8782 | 2755 | 4411 | 13167 | 16246 | 70132
Depreciation | 8509 | 4088 | 1101 | 1980 | 501 | 493 | 23 | 51 | 0 | 111 | 30 | 131 | 0 | 0
Taxes | 2846 | 1696 | 497 | 817 | 178 | -165 | -121 | -20 | 0 | -17 | 1 | -20 | 0 | 0
Return | 13573 | 7339 | 1990 | 3189 | 759 | 159 | 6 | 28 | 0 | 37 | 23 | 43 | 0 | 0
Total Capital-Related | 24928 | 13123 | 3588 | 5986 | 1438 | 487 | -92 | 59 | 0 | 131 | 54 | 154 | 0 | 0
Total Rev Req | 137761 | 16460 | 4264 | 30981 | 18986 | 2361 | 18380 | 16875 | 8782 | 2886 | 4465 | 13321 | 16246 | 70132
Rate Base | 189024 | 102211 | 27721 | 44422 | 10570 | 2214 | 75 | 393 | 0 | 505 | 319 | 594 | 0 | 0
File Notes:
1. The “Wildfire Mitigation” categories are consistent with OEIS 2022 WMP guidelines.
2. The 2024 GRC revenue requirements are based on the 2024 GRC O&M and capital forecasts as of July 2023. These are subject to change once a final decision is approved and issued.
3. 2019-2022 WMP incremental costs are currently being addressed in the Track 2 of the 2024 GRC.
a. Currently, SDG&E does not have the ability to calculate the authorized and recorded revenue requirements for each individual Wildfire Mitigation category.
b. At the direction of SPD, SDG&E created a high-level proportion to impute the WMP mitigation category revenue requirements.
c. The authorized and actual O&M and capital expenditure direct costs are the basis for these revenue requirement proportions.
d. The resulting imputed revenue requirements included in this schedule are illustrative and do not imply accuracy.
e. SDG&E’s Track 2 request does not include tree trimming costs; the Track 2 vegetation management-related request is limited to SDG&E’s pole brushing activities, which are currently recorded to the WMPMA.
4. SDG&E does not calculate a FERC revenue requirement specific to WMP.
5. SDG&E does not collect any WMP revenue outside of GRC proceedings or FERC process.
6. The current draft schedule that is attached to this response does not include gas related detail.

## 2024 GRC Input
|  |  |  | Datasheet Ref | 24 | 25 | 26
|  |  |  | 100% Incurred Ref | 17 | 18 | 19
|  | Capital Ref | 2 | 9 | 4 | 4 | 10 | 11 | 12
2022 WMP Category | WMP Initiative | O&M
[5 empty] | 2024 Forecast (Direct 2021$) |  |  |  |  | 2024 Prorated Forecast (Direct 2021$)
|  | Workpaper Group | Description | NSS/USS | Labor | Non Labor | NSE | Total |  | Labor | Non Labor | NSE | Total
Emergency Planning & Preparedness | Emergency Planning and Preparedness | 1WM001-000 | Emergency Planning & Preparedness | NSS | 5051 | 11185 | 0 | 16236 |  | 5051 | 11185 | 0 | 16236
Situational Awareness and Forecasting | Situational Awareness and Forecasting | 1WM002-000 | Situational Awareness and Forecasting | NSS | 1251 | 2626 | 0 | 3877 |  | 1251 | 2626 | 0 | 3877
Grid Design & System Hardening |  | 1WM003-000 | Grid Design & System Hardening | NSS | 687 | 24711 | 0 | 25398 |  |  |  | 0 | 0
Grid Design & System Hardening (Undergrounding) | Undergrounding | 11.5% of WM003 | [7 empty] | 79.005 | 2841.765 | 0 | 2920.77
Grid Design & System Hardening (Covered Conductor) | Covered Conductor | 2.33% of WM003 | [7 empty] | 16.0071 | 575.7663 | 0 | 591.7734
Grid Design & System Hardening | Other Programs - primarily customer resiliency programs | 86.17% of WM003 | [7 empty] | 591.9879 | 21293.4687 | 0 | 21885.4566
Asset Management & Inspections | Asset Management and Inspections | 1WM004-000 | Asset Management & Inspections | NSS | 1186 | 14189 | 0 | 15375 |  | 1186 | 14189 | 0 | 15375
Vegetation Management & Inspections |  | 1WM005-000 | Vegetation Mgmt & Insp | NSS | 473 | 7152 | 7542 | 15167
Vegetation Management & Inspections | Pole Clearing , WMPMA | 49.14% of 1WM005-000 | [7 empty] | 232.4322 | 3514.4928 | 3706.1388 | 7453.0638
Vegetation Management & Inspections | Vegetation and Fuels Management, WMPMA | 43.87% of 1WM005-000 | [7 empty] | 207.5051 | 3137.5824 | 3308.6754 | 6653.7629
Vegetation Management & Inspections | Other Programs - Tree Planting Initiative, WMPMA | 6.99% of 1WM005-000 | [7 empty] | 33.0627 | 499.9248 | 527.1858 | 1060.1733
Vegetation Mgmt & Insp. - Tree Trimming Only |  | 1WM005-001 | Vegetation Mgmt & Insp. - Tree Trimming Only | NSS | 1716 | 0 | 68197 | 69913
Vegetation Mgmt & Insp. - Tree Trimming Only | Clearance, “Enhanced” , TTBA | 18.40% of 1WM005-001 | [7 empty] | 315.744 | 0 | 12548.248 | 12863.992
Vegetation Mgmt & Insp. - Tree Trimming Only | All Other Programs - TTBA | 81.60% of 1WM005-001 | [7 empty] | 1400.256 | 0 | 55648.752 | 57049.008
Grid Operations & Operating Protocols | Grid Operations and Protocols | 1WM006-000 | Grid Operations & Operating Protocols | NSS | 0 | 14769 | 0 | 14769 |  | 0 | 14769 | 0 | 14769
Resource Allocation Methodology | Resource Allocation Methodology | 1WM007-000 | Resource Allocation Methodology | NSS | 4642 | 3106 | 0 | 7748 |  | 4642 | 3106 | 0 | 7748
Risk Assessment & Mapping | Risk Assessment and Mapping | 1WM007-001 | Risk Assessment & Mapping | NSS | 125 | 2288 | 0 | 2413 |  | 125 | 2288 | 0 | 2413
Data Governance | Data Governance | 1WM007-002 | Data Governance | NSS | 755 | 895 | 0 | 1650 |  | 755 | 895 | 0 | 1650
Stakeholder Cooperation & Community Engagement | Stakeholder Cooperation and Community Engagement | 1WM008-000 | Stakeholder Cooperation & Community Engagement | NSS | 1968 | 9597 | 0 | 11565 |  |  |  | 0 | 0
Stakeholder Cooperation & Community Engagement | Public Safety Power Shutoffs | 80.52% of WM008 | Stakeholder Cooperation & Community Engagement | [6 empty] | 1584.6336 | 7727.5044 | 0 | 9312.138
Stakeholder Cooperation & Community Engagement | Stakeholder Cooperation and Community Engagement - other programs | 19.48% of WM008 | Stakeholder Cooperation & Community Engagement | [6 empty] | 383.3664 | 1869.4956 | 0 | 2252.862
Capital
Direct 2021$
|  | Budget Code | Project Name Sub | ISD | Repair Allowance | Asset ID | 2022 | 2023 | 2024
Grid Design and System Hardening |  | 191340.001 | RAMP - HFTD Transmission Fiber Optics | Routine | N | 170 |  |  | 7700
Grid Design and System Hardening |  | 192420.001 | RAMP HFTD Expulsion Fuse Replacements | Routine | N | 130 |  |  | 0
Grid Design and System Hardening |  | 192450.001 | RAMP PSPS Engineering Enhancements | Routine | N | 130 |  |  | 1253
Grid Design and System Hardening |  | 192450.002 | RAMP PSPS Engineering Enhancements - Electric General (Same RAMP item as 192450.001 | Routine | N | 170 |  |  | 314
Grid Design and System Hardening (Undergrounding) | Undergrounding | 192460.001 | RAMP Strategic Undergrounding | Routine | N | 130 |  |  | 289158
Grid Design and System Hardening (Undergrounding) | Undergrounding | 192460.002 | RAMP Strategic Undergrounding - Common Eqmt (Same RAMP item as 192460.001) | Routine | N | 170 |  |  | 2904
Situational Awareness & Forecasting |  | 192470.001 | RAMP Advanced Station Integration and Forecast | Routine | Y | 130 |  |  | 380
Situational Awareness & Forecasting |  | 192470.002 | RAMP Advanced Station Integration and Forecast (Same RAMP as 192470.001) | 2022-12-31 | Y | 270 |  |  | 0
Risk Assessment & Mapping |  | 192480.001 | RAMP Fire Science Enhancements | Routine | N | 270 |  |  | 2662
Grid Design and System Hardening |  | 192490.001 | RAMP Microgrids - Q1 2022 ISD | 2022-04-30 | N | 130 |  |  | 0
Grid Design and System Hardening |  | 192490.002 | RAMP Microgirds - RAAB Site (Same RAMP Item as 0192490.001) | 2022-01-31 | N | 130 |  |  | 0
Grid Design and System Hardening |  | 192490.003 | RAMP Microgrids - 2023 ISDs (Same RAMP Item as 0192490.001) | 2023-12-31 | N | 130 |  |  | 0
Grid Design and System Hardening |  | 192490.004 | RAMP Microgrids - 2023 ISD Solar Costs (Same RAMP Item as 0192490.001) | 2023-12-31 | N | 60 |  |  | 0
Grid Design and System Hardening |  | 192490.005 | RAMP Microgrids - Off Grid Power Solutions (Same RAMP Item as 0192490.001) | Routine | N | 130 |  |  | 2400
Emergency Planning and Preparedness |  | 197800.001 | RAMP Emergency Operations Center Improvements | 2023-11-30 | N | 311 |  |  | 0
Grid Design and System Hardening |  | 198730.001 | RAMP WMP Private LTE | Routine | N | 310 |  |  | 70179
Grid Design and System Hardening |  | 198730.002 | RAMP WMP Private LTE - License Fees (Same RAMP item as 19873.001) | Routine | N | 310 |  |  | 0
Asset Management & Inspections |  | 201270.001 | RAMP - Transmission CMP (Distribution Costs) | Routine | N | 130 |  |  | 580
Situational Awareness & Forecasting |  | 202400.001 | RAMP - Meteorology Super Computer Replacement | 2022-07-31 | N | 300 |  |  | 0
Asset Management & Inspections |  | 202480.001 | RAMP - Drone Investigation Assessment & Repair | Routine | N | 130 |  |  | 5781
Asset Management & Inspections |  | 202480.002 | RAMP Drone Investigation Assessment & Repair - Software (Same RAMP Item as 20248.001) | Routine | N | 270 |  |  | 1200
Grid Design and System Hardening |  | 202580.001 | RAMP - HFTD SCADA Capacitor Replacement | Routine | N | 130 |  |  | 1427
Grid Operations & Protocols |  | 202770.001 | RAMP Aviation Firefighting Program - Firehawk Helicoptor | 2023-06-30 | N | 310 |  |  | 0
Grid Operations & Protocols |  | 202770.002 | RAMP Aviation Firefighting Program - Airbus Helicoptor (Same RAMP Item as 20277.001) | 2024-12-31 | N | 310 |  |  | 8000
Grid Operations & Protocols |  | 202770.003 | RAMP Aviation Firefighting Program - Unmanned Aerial Systems (Same RAMP Item as 20277.001) | Routine | N | 310 |  |  | 100
Grid Operations & Protocols |  | 202770.004 | RAMP - Aviation Training Acquisition (Same RAMP Item as 20277.001) | 2023-12-31 | N | 310 |  |  | 0
Grid Design and System Hardening |  | 202820.001 | RAMP Lightning Arrestor Replacement Program | Routine | N | 130 |  |  | 2186
Grid Design and System Hardening |  | 202820.002 | RAMP - Avian Protection HFTD | Routine | N | 130 |  |  | 1371
Grid Design and System Hardening |  | 202840.001 | RAMP OH System Traditional Hardening | Routine | N | 130 |  |  | 5479
Grid Design and System Hardening (Covered Conductor) | Covered Conductor | 202850.001 | RAMP OH System Covered Conductor | Routine | N | 130 |  |  | 59218
Situational Awareness & Forecasting |  | 208770.001 | RAMP - Circuit Risk Index | Routine | N | 100 |  |  | 420
Stakeholder Cooperation and Community Engagement |  | 208900.001 | RAMP - PSPS Mobile and ENS Enhancements | Routine | N | 270 |  |  | 3131
Stakeholder Cooperation and Community Engagement |  | 208900.002 | RAMP - PSPP Mobile App (Same RAMP as 20890.001) | 2022-09-30 | N | 100 |  |  | 0
Data Governance |  | 208910.001 | RAMP - Centralized Repository for Data | Routine | N | 270 |  |  | 5683
Grid Operations & Protocols |  | 212550.001 | RAMP Helicopter IR & HD Cameras | 2022-08-31 | N | 310 |  |  | 0
Grid Operations & Protocols |  | 212560.001 | RAMP Aviation Firefighting Program - Firehawk, Bell 412 | 2022-12-31 | N | 310 |  |  | 0
Data Governance |  | 218770.001 | RAMP - WMP Asset Investment Prioritization | 2022-09-30 | N | 270 |  |  | 0
Data Governance |  | 218770.002 | RAMP - Asset Investment Prioritization Phase 2 (Same RAMP item as 218770.001) | 2023-09-30 | N | 270 |  |  | 0
Data Governance |  | 218770.003 | RAMP - Asset Investment Prioritization Phase 3 (Same RAMP item as 218770.001) | 2024-12-31 | N | 270 |  |  | 2008
Emergency Planning and Preparedness |  | 218790.001 | RAMP - EMO Noggin Phase 3 | 2022-11-30 | N | 270 |  |  | 0
Emergency Planning and Preparedness |  | 218790.002 | RAMP - EMO Noggin Phase 4 (Same RAMP item as 218790.001 | 2024-12-31 | N | 270 |  |  | 2496
Emergency Planning and Preparedness |  | 218820.001 | RAMP - EMO Digital Fortress | Routine | N | 270 |  |  | 0
Data Governance |  | 218840.001 | RAMP - WMP Advanced Analytics | Routine | N | 100 |  |  | 3994
Stakeholder Cooperation and Community Engagement |  | 218860.001 | RAMP - Public Safety Partner Portal Enhancement | 2022-06-30 | N | 100 |  |  | 0
Grid Design and System Hardening |  | 222420.001 | RAMP - High Risk Pole Replacement Program HFTD | Routine | N | 130 |  |  | 6348
Asset Management & Inspections |  | 002390.001 | RAMP Pole Replacement and Reinforcement in HFTD | Routine | N | 130 |  |  | 6016
Asset Management & Inspections |  | 002390.002 | RAMP Pole Replacement and Reinforcement in HFTD | Routine | N | 130 |  |  | 1183
Asset Management & Inspections |  | 002390.003 | RAMP Pole Replacement and Reinforcement in HFTD | Routine | N | 130 |  |  | 1972
Asset Management & Inspections |  | 002390.004 | RAMP Pole Replacement and Reinforcement in HFTD | Routine | N | 130 |  |  | 691
Grid Design and System Hardening |  | 081650.001 | RAMP CNF Fire Hardening | Routine | N | 130 |  |  | 1206
Situational Awareness & Forecasting |  | 112530.001 | RAMP - Wireless Fault Indicators | Routine | N | 130 |  |  | 1064
Grid Design and System Hardening |  | 141400.001 | RAMP - OH Transmission Fire Hardening (Dist. Underbuild) - 2022 ISDs | 2022-12-31 | N | 130 |  |  | 0
Grid Design and System Hardening |  | 141400.002 | RAMP OH Transmission Fire Hardening (Dist. Underbuild) 2023 ISDs (Same RAMP Item as 141400.001) | 2023-12-31 | N | 130 |  |  | 8932
Grid Design and System Hardening |  | 141400.003 | OH Transmission Fire Hardening (Dist. Underbuild) - 2024 ISDs (Same RAMP Item as 141400.001) | 2024-12-31 | N | 130 |  |  | 4645
Grid Design and System Hardening |  | 141400.004 | RAMP OH Transmission Fire Hardening (Dist. Underbuild) - 2024-2 ISDs (Same RAMP Item as 141400.001) | 2024-12-31 | N | 130 |  |  | 887
Grid Design and System Hardening |  | 152590.001 | RAMP - Advanced Protection | Routine | N | 130 |  |  | 4709
Grid Design and System Hardening |  | 152590.002 | Advanced Protection - Electric General (Same RAMP item as 152590.001) | Routine | N | 170 |  |  | 831

## 2024 GRC Extract
[7 empty] | 2024 Forecast (Direct 2021$) |  |  |  | 2024 Prorated Forecast (Direct 2021$)
PCAT | 2023 WMP Category | 2022 WMP Category | WMP Initiative | Workpaper Group | Description | NSS/USS | Labor | Non Labor | NSE | Total | Labor | Non Labor | NSE | Total
O&M | Emergency Preparedness | Emergency Planning & Preparedness | Emergency Planning and Preparedness | 1WM001-000 | Emergency Planning & Preparedness | NSS | 5051 | 11185 | 0 | 16236 | 5051 | 11185 | 0 | 16236
O&M | Situational Awareness and Forecasting | Situational Awareness & Forecasting | Situational Awareness and Forecasting | 1WM002-000 | Situational Awareness and Forecasting | NSS | 1251 | 2626 | 0 | 3877 | 1251 | 2626 | 0 | 3877
O&M | Grid Design, Operations and Maintenance | Grid Design & System Hardening |  | 1WM003-000 | Grid Design & System Hardening | NSS | 687 | 24711 | 0 | 25398 |  |  | 0 | 0
O&M | Grid Design, Operations and Maintenance | Grid Design & System Hardening (Undergrounding) | Undergrounding | 11.5% of WM003 | [6 empty] | 79.005 | 2841.765 | 0 | 2920.77
O&M | Grid Design, Operations and Maintenance | Grid Design & System Hardening (Covered Conductor) | Covered Conductor | 2.33% of WM003 | [6 empty] | 16.0071 | 575.7663 | 0 | 591.7734
O&M | Grid Design, Operations and Maintenance | Grid Design & System Hardening | Other Programs - primarily customer resiliency programs | 86.17% of WM003 | [6 empty] | 591.9879 | 21293.4687 | 0 | 21885.4566
O&M | Grid Design, Operations and Maintenance | Asset Management & Inspections | Asset Management and Inspections | 1WM004-000 | Asset Management & Inspections | NSS | 1186 | 14189 | 0 | 15375 | 1186 | 14189 | 0 | 15375
O&M | Vegetation Management and Inspection (Excl. Tree Trimming) | Vegetation Management & Inspections |  | 1WM005-000 | Vegetation Mgmt & Insp | NSS | 473 | 7152 | 7542 | 15167
O&M | Vegetation Management and Inspection (Excl. Tree Trimming) | Vegetation Management & Inspections | Pole Clearing , WMPMA | 49.14% of 1WM005-000 | [6 empty] | 232.4322 | 3514.4928 | 3706.1388 | 7453.0638
O&M | Vegetation Management and Inspection (Excl. Tree Trimming) | Vegetation Management & Inspections | Vegetation and Fuels Management, WMPMA | 43.87% of 1WM005-000 | [6 empty] | 207.5051 | 3137.5824 | 3308.6754 | 6653.7629
O&M | Vegetation Management and Inspection (Excl. Tree Trimming) | Vegetation Management & Inspections | Other Programs - Tree Planting Initiative, WMPMA | 6.99% of 1WM005-000 | [6 empty] | 33.0627 | 499.9248 | 527.1858 | 1060.1733
O&M | Vegetation Management and Inspection - Tree Trimming | Vegetation Mgmt. & Insp. - Tree Trimming Only |  | 1WM005-001 | Vegetation Mgmt & Insp. - Tree Trimming Only | NSS | 1716 | 0 | 68197 | 69913
O&M | Vegetation Management and Inspection - Tree Trimming | Vegetation Mgmt. & Insp. - Tree Trimming Only | Clearance, “Enhanced” , TTBA | 18.40% of 1WM005-001 | [6 empty] | 315.744 | 0 | 12548.248 | 12863.992
O&M | Vegetation Management and Inspection - Tree Trimming | Vegetation Mgmt. & Insp. - Tree Trimming Only | All Other Programs - TTBA | 81.60% of 1WM005-001 | [6 empty] | 1400.256 | 0 | 55648.752 | 57049.008
O&M | Emergency Preparedness | Grid Operations & Protocols | Grid Operations and Protocols | 1WM006-000 | Grid Operations & Operating Protocols | NSS | 0 | 14769 | 0 | 14769 | 0 | 14769 | 0 | 14769
O&M | Wildfire Mitigation Strategy Development | Resource Allocation Methodology | Resource Allocation Methodology | 1WM007-000 | Resource Allocation Methodology | NSS | 4642 | 3106 | 0 | 7748 | 4642 | 3106 | 0 | 7748
O&M | Wildfire Mitigation Strategy Development | Risk Assessment & Mapping | Risk Assessment and Mapping | 1WM007-001 | Risk Assessment & Mapping | NSS | 125 | 2288 | 0 | 2413 | 125 | 2288 | 0 | 2413
O&M | Wildfire Mitigation Strategy Development | Data Governance | Data Governance | 1WM007-002 | Data Governance | NSS | 755 | 895 | 0 | 1650 | 755 | 895 | 0 | 1650
O&M | Community Outreach and Engagement | Stakeholder Cooperation & Community Engagement | Stakeholder Cooperation and Community Engagement | 1WM008-000 | Stakeholder Cooperation & Community Engagement | NSS | 1968 | 9597 | 0 | 11565 |  |  | 0 | 0
O&M | Community Outreach and Engagement | Stakeholder Cooperation & Community Engagement | Public Safety Power Shutoffs | 80.52% of WM008 | Stakeholder Cooperation & Community Engagement | [5 empty] | 1584.6336 | 7727.5044 | 0 | 9312.138
O&M | Community Outreach and Engagement | Stakeholder Cooperation & Community Engagement | Stakeholder Cooperation and Community Engagement - other programs | 19.48% of WM008 | Stakeholder Cooperation & Community Engagement | [5 empty] | 383.3664 | 1869.4956 | 0 | 2252.862
Capital | Grid Design, Operations, and Maintenance | Grid Design & System Hardening |  | 191340.001 | RAMP - HFTD Transmission Fiber Optics | Routine | [7 empty] | 7700
Capital |  | Grid Design & System Hardening |  | 192420.001 | RAMP HFTD Expulsion Fuse Replacements | Routine | [7 empty] | 0
Capital |  | Grid Design & System Hardening |  | 192450.001 | RAMP PSPS Engineering Enhancements | Routine | [7 empty] | 1253
Capital |  | Grid Design & System Hardening |  | 192450.002 | RAMP PSPS Engineering Enhancements - Electric General (Same RAMP item as 192450.001 | Routine | [7 empty] | 314
Capital |  | Grid Design & System Hardening (Undergrounding) | Undergrounding | 192460.001 | RAMP Strategic Undergrounding | Routine | [7 empty] | 289158
Capital |  | Grid Design & System Hardening (Undergrounding) | Undergrounding | 192460.002 | RAMP Strategic Undergrounding - Common Eqmt (Same RAMP item as 192460.001) | Routine | [7 empty] | 2904
Capital |  | Situational Awareness & Forecasting |  | 192470.001 | RAMP Advanced Station Integration and Forecast | Routine | [7 empty] | 380
Capital |  | Situational Awareness & Forecasting |  | 192470.002 | RAMP Advanced Station Integration and Forecast (Same RAMP as 192470.001) | 2022-12-31 | [7 empty] | 0
Capital |  | Risk Assessment & Mapping |  | 192480.001 | RAMP Fire Science Enhancements | Routine | [7 empty] | 2662
Capital |  | Grid Design & System Hardening |  | 192490.001 | RAMP Microgrids - Q1 2022 ISD | 2022-04-30 | [7 empty] | 0
Capital |  | Grid Design & System Hardening |  | 192490.002 | RAMP Microgirds - RAAB Site (Same RAMP Item as 0192490.001) | 2022-01-31 | [7 empty] | 0
Capital |  | Grid Design & System Hardening |  | 192490.003 | RAMP Microgrids - 2023 ISDs (Same RAMP Item as 0192490.001) | 2023-12-31 | [7 empty] | 0
Capital |  | Grid Design & System Hardening |  | 192490.004 | RAMP Microgrids - 2023 ISD Solar Costs (Same RAMP Item as 0192490.001) | 2023-12-31 | [7 empty] | 0
Capital |  | Grid Design & System Hardening |  | 192490.005 | RAMP Microgrids - Off Grid Power Solutions (Same RAMP Item as 0192490.001) | Routine | [7 empty] | 2400
Capital |  | Emergency Planning & Preparedness |  | 197800.001 | RAMP Emergency Operations Center Improvements | 2023-11-30 | [7 empty] | 0
Capital |  | Grid Design & System Hardening |  | 198730.001 | RAMP WMP Private LTE | Routine | [7 empty] | 70179
Capital |  | Grid Design & System Hardening |  | 198730.002 | RAMP WMP Private LTE - License Fees (Same RAMP item as 19873.001) | Routine | [7 empty] | 0
Capital | Grid Design, Operations, and Maintenance | Asset Management & Inspections |  | 201270.001 | RAMP - Transmission CMP (Distribution Costs) | Routine | [7 empty] | 580
Capital |  | Situational Awareness & Forecasting |  | 202400.001 | RAMP - Meteorology Super Computer Replacement | 2022-07-31 | [7 empty] | 0
Capital | Grid Design, Operations, and Maintenance | Asset Management & Inspections |  | 202480.001 | RAMP - Drone Investigation Assessment & Repair | Routine | [7 empty] | 5781
Capital | Grid Design, Operations, and Maintenance | Asset Management & Inspections |  | 202480.002 | RAMP Drone Investigation Assessment & Repair - Software (Same RAMP Item as 20248.001) | Routine | [7 empty] | 1200
Capital |  | Grid Design & System Hardening |  | 202580.001 | RAMP - HFTD SCADA Capacitor Replacement | Routine | [7 empty] | 1427
Capital |  | Grid Operations & Protocols |  | 202770.001 | RAMP Aviation Firefighting Program - Firehawk Helicoptor | 2023-06-30 | [7 empty] | 0
Capital |  | Grid Operations & Protocols |  | 202770.002 | RAMP Aviation Firefighting Program - Airbus Helicoptor (Same RAMP Item as 20277.001) | 2024-12-31 | [7 empty] | 8000
Capital |  | Grid Operations & Protocols |  | 202770.003 | RAMP Aviation Firefighting Program - Unmanned Aerial Systems (Same RAMP Item as 20277.001) | Routine | [7 empty] | 100
Capital |  | Grid Operations & Protocols |  | 202770.004 | RAMP - Aviation Training Acquisition (Same RAMP Item as 20277.001) | 2023-12-31 | [7 empty] | 0
Capital |  | Grid Design & System Hardening |  | 202820.001 | RAMP Lightning Arrestor Replacement Program | Routine | [7 empty] | 2186
Capital |  | Grid Design & System Hardening |  | 202820.002 | RAMP - Avian Protection HFTD | Routine | [7 empty] | 1371
Capital |  | Grid Design & System Hardening |  | 202840.001 | RAMP OH System Traditional Hardening | Routine | [7 empty] | 5479
Capital |  | Grid Design & System Hardening (Covered Conductor) | Covered Conductor | 202850.001 | RAMP OH System Covered Conductor | Routine | [7 empty] | 59218
Capital |  | Situational Awareness & Forecasting |  | 208770.001 | RAMP - Circuit Risk Index | Routine | [7 empty] | 420
Capital |  | Stakeholder Cooperation & Community Engagement |  | 208900.001 | RAMP - PSPS Mobile and ENS Enhancements | Routine | [7 empty] | 3131
Capital |  | Stakeholder Cooperation & Community Engagement |  | 208900.002 | RAMP - PSPP Mobile App (Same RAMP as 20890.001) | 2022-09-30 | [7 empty] | 0
Capital | Wildfire Mitigation Strategy Development | Data Governance |  | 208910.001 | RAMP - Centralized Repository for Data | Routine | [7 empty] | 5683
Capital |  | Grid Operations & Protocols |  | 212550.001 | RAMP Helicopter IR & HD Cameras | 2022-08-31 | [7 empty] | 0
Capital |  | Grid Operations & Protocols |  | 212560.001 | RAMP Aviation Firefighting Program - Firehawk, Bell 412 | 2022-12-31 | [7 empty] | 0
Capital |  | Data Governance |  | 218770.001 | RAMP - WMP Asset Investment Prioritization | 2022-09-30 | [7 empty] | 0
Capital |  | Data Governance |  | 218770.002 | RAMP - Asset Investment Prioritization Phase 2 (Same RAMP item as 218770.001) | 2023-09-30 | [7 empty] | 0
Capital |  | Data Governance |  | 218770.003 | RAMP - Asset Investment Prioritization Phase 3 (Same RAMP item as 218770.001) | 2024-12-31 | [7 empty] | 2008
Capital |  | Emergency Planning & Preparedness |  | 218790.001 | RAMP - EMO Noggin Phase 3 | 2022-11-30 | [7 empty] | 0
Capital |  | Emergency Planning & Preparedness |  | 218790.002 | RAMP - EMO Noggin Phase 4 (Same RAMP item as 218790.001 | 2024-12-31 | [7 empty] | 2496
Capital |  | Emergency Planning & Preparedness |  | 218820.001 | RAMP - EMO Digital Fortress | Routine | [7 empty] | 0
Capital |  | Data Governance |  | 218840.001 | RAMP - WMP Advanced Analytics | Routine | [7 empty] | 3994
Capital |  | Stakeholder Cooperation & Community Engagement |  | 218860.001 | RAMP - Public Safety Partner Portal Enhancement | 2022-06-30 | [7 empty] | 0
Capital |  | Grid Design & System Hardening |  | 222420.001 | RAMP - High Risk Pole Replacement Program HFTD | Routine | [7 empty] | 6348
Capital | Grid Design, Operations, and Maintenance | Asset Management & Inspections |  | 002390.001 | RAMP Pole Replacement and Reinforcement in HFTD | Routine | [7 empty] | 6016
Capital | Grid Design, Operations, and Maintenance | Asset Management & Inspections |  | 002390.002 | RAMP Pole Replacement and Reinforcement in HFTD | Routine | [7 empty] | 1183
Capital | Grid Design, Operations, and Maintenance | Asset Management & Inspections |  | 002390.003 | RAMP Pole Replacement and Reinforcement in HFTD | Routine | [7 empty] | 1972
Capital | Grid Design, Operations, and Maintenance | Asset Management & Inspections |  | 002390.004 | RAMP Pole Replacement and Reinforcement in HFTD | Routine | [7 empty] | 691
Capital |  | Grid Design & System Hardening |  | 081650.001 | RAMP CNF Fire Hardening | Routine | [7 empty] | 1206
Capital | Grid Design, Operations, and Maintenance | Situational Awareness & Forecasting |  | 112530.001 | RAMP - Wireless Fault Indicators | Routine | [7 empty] | 1064
Capital |  | Grid Design & System Hardening |  | 141400.001 | RAMP - OH Transmission Fire Hardening (Dist. Underbuild) - 2022 ISDs | 2022-12-31 | [7 empty] | 0
Capital |  | Grid Design & System Hardening |  | 141400.002 | RAMP OH Transmission Fire Hardening (Dist. Underbuild) 2023 ISDs (Same RAMP Item as 141400.001) | 2023-12-31 | [7 empty] | 8932
Capital |  | Grid Design & System Hardening |  | 141400.003 | OH Transmission Fire Hardening (Dist. Underbuild) - 2024 ISDs (Same RAMP Item as 141400.001) | 2024-12-31 | [7 empty] | 4645
Capital |  | Grid Design & System Hardening |  | 141400.004 | RAMP OH Transmission Fire Hardening (Dist. Underbuild) - 2024-2 ISDs (Same RAMP Item as 141400.001) | 2024-12-31 | [7 empty] | 887
Capital |  | Grid Design & System Hardening |  | 152590.001 | RAMP - Advanced Protection | Routine | [7 empty] | 4709
Capital |  | Grid Design & System Hardening |  | 152590.002 | Advanced Protection - Electric General (Same RAMP item as 152590.001) | Routine | [7 empty] | 831
File Notes:
1. The “Wildfire Mitigation” categories are consistent with OEIS 2022 WMP guidelines.
2. The 2024 GRC revenue requirements are based on the 2024 GRC O&M and capital forecasts as of July 2023. These are subject to change once a final decision is approved and issued.
3. 2019-2022 WMP incremental costs are currently being addressed in the Track 2 of the 2024 GRC.
a. Currently, SDG&E does not have the ability to calculate the authorized and recorded revenue requirements for each individual Wildfire Mitigation category.
b. At the direction of SPD, SDG&E created a high-level proportion to impute the WMP mitigation category revenue requirements.
c. The authorized and actual O&M and capital expenditure direct costs are the basis for these revenue requirement proportions.
d. The resulting imputed revenue requirements included in this schedule are illustrative and do not imply accuracy.
e. SDG&E’s Track 2 request does not include tree trimming costs; the Track 2 vegetation management-related request is limited to SDG&E’s pole brushing activities, which are currently recorded to the WMPMA.
4. SDG&E does not calculate a FERC revenue requirement specific to WMP.
5. SDG&E does not collect any WMP revenue outside of GRC proceedings or FERC process.
6. The current draft schedule that is attached to this response does not include gas related detail.

## Table JW-1_Act vs Auth
Row Labels | Sum of 2019 Actual Capital | Sum of 2019 Actual O&M | Sum of 2019 Authorized Capital | Sum of 2019 Authorized O&M | Sum of 2019 Differential Capital | Sum of 2019 Differential O&M | Sum of 2020 Actual Capital | Sum of 2020 Actual O&M | Sum of 2020 Authorized Capital | Sum of 2020 Authorized O&M | Sum of 2020 Differential Capital | Sum of 2020 Differential O&M | Sum of 2021 Actual Capital | Sum of 2021 Actual O&M | Sum of 2021 Authorized Capital | Sum of 2021 Authorized O&M | Sum of 2021 Differential Capital | Sum of 2021 Differential O&M | Sum of 2022 Actual Capital | Sum of 2022 Actual O&M | Sum of 2022 Authorized Capital | Sum of 2022 Authorized O&M | Sum of 2022 Differential Capital | Sum of 2022 Differential O&M | Sum of 4-Year Act Cap | Sum of 4-Yr Act O&M | Sum of 4-Year Auth Cap | Sum of 4-Yr Auth O&M | Sum of 4-Yr Diff Cap | Sum of 4-Yr Diff O&M
Asset Management and Inspections | 13689.4641 | 15478.5533 | 10078.8912 | 12196.622 | 3610.5729 | 3281.9313 | 28709.7029 | 47921.8791 | 11331.6 | 12519.1358 | 17378.1029 | 35402.7432 | 29700.0538 | 35865.916 | 11695.1265 | 12828.3981 | 18004.9273 | 23037.5179 | 67238.3664 | 46374.5807 | 11999.271 | 13083.4516 | 55239.0954 | 33291.1292 | 139337.5872 | 145640.9291 | 45104.8887 | 50627.6074 | 94232.6985 | 95013.3217
Data Governance | 18.9582 | 0 | 0 | 485 | 18.9582 | -485 | 9103.9496 | 0 | 0 | 497.8248 | 9103.9496 | -497.8248 | 16651.79 | 15.6197 | 0 | 510.1226 | 16651.79 | -494.503 | 18680.8761 | 1305.3214 | 0 | 520.2649 | 18680.8761 | 785.0565 | 44455.5739 | 1320.941 | 0 | 2013.2123 | 44455.5739 | -692.2713
Emergency Planning and Preparedness | 63.6992 | 4671.8251 | 3175.2936 | 1862.6053 | -3111.5944 | 2809.2198 | 1880.5071 | 12218.7748 | 670.2903 | 1911.858 | 1210.2168 | 10306.9168 | 2970.8529 | 12919.3799 | 688.278 | 1959.0869 | 2282.5749 | 10960.293 | 2770.9042 | 12393.4747 | 702.9562 | 1998.0374 | 2067.948 | 10395.4373 | 7685.9634 | 42203.4546 | 5236.818 | 7731.5876 | 2449.1453 | 34471.867
Grid Design and System Hardening | 200406.0681 | 3102.1828 | 246350.4874 | 5306.9188 | -45944.4193 | -2204.736 | 327106.343 | 14657.1203 | 94229.7568 | 5447.5156 | 232876.5861 | 9209.6048 | 311957.0647 | 25963.3375 | 97183.7299 | 5413.6732 | 214773.3348 | 20549.6643 | 337910.7376 | 29639.878 | 99647.8495 | 5134.2461 | 238262.8881 | 24505.6319 | 1177380.2133 | 73362.5186 | 537411.8236 | 21302.3537 | 639968.3897 | 52060.165
Grid Operations and Protocols | 11.3229 | 5649.1907 | 0 | 8476.6856 | 11.3229 | -2827.4949 | 7808.303 | 9336.0701 | 0 | 8700.4701 | 7808.303 | 635.6 | 13804.1183 | 9923.0253 | 0 | 9145.0641 | 13804.1183 | 777.9612 | 11828.5814 | 10471.8432 | 0 | 9854.7211 | 11828.5814 | 617.1221 | 33452.3257 | 35380.1293 | 0 | 36176.9409 | 33452.3257 | -796.8117
Resource Allocation Methodology | 0 | 233.3505 | 0 | 1261 | 0 | -1027.6495 | 0 | 3719.3701 | 0 | 1294.3445 | 0 | 2425.0256 | 0 | 5279.3723 | 0 | 1326.3189 | 0 | 3953.0534 | 0 | 3966.0777 | 0 | 1352.6887 | 0 | 2613.3891 | 0 | 13198.1707 | 0 | 5234.352 | 0 | 7963.8186
Risk Assessment and Mapping | 2.6259 | 0 | 0 | 0 | 2.6259 | 0 | 342.9754 | 0 | 0 | 0 | 342.9754 | 0 | 37.919 | 5.397 | 0 | 0 | 37.919 | 5.397 | 1485.8323 | 1818.6956 | 0 | 0 | 1485.8323 | 1818.6956 | 1869.3526 | 1824.0926 | 0 | 0 | 1869.3526 | 1824.0926
Situational Awareness and Forecasting | 1628.3211 | 1461.1783 | 5994.8253 | 2373.2656 | -4366.5042 | -912.0873 | 3093.7654 | 3413.77 | 2262.0592 | 2436.0216 | 831.7063 | 977.7484 | 2975.6463 | 2840.5366 | 2334.628 | 2435.3861 | 641.0183 | 405.1505 | 8299.5693 | 3726.3878 | 2395.3421 | 2343.1543 | 5904.2273 | 1383.2335 | 15997.3021 | 11441.8727 | 12986.8545 | 9587.8277 | 3010.4476 | 1854.045
Stakeholder Cooperation and Community Engagement | 743.0194 | 4323.1768 | 0 | 264 | 743.0194 | 4059.1768 | 4473.8742 | 8763.215 | 0 | 270.9809 | 4473.8742 | 8492.2341 | 5187.2165 | 10797.1004 | 0 | 277.675 | 5187.2165 | 10519.4254 | 5404.8678 | 9881.6878 | 0 | 283.1957 | 5404.8678 | 9598.4921 | 15808.9779 | 33765.1801 | 0 | 1095.8517 | 15808.9779 | 32669.3284
Vegetation Management and Inspections | 0 | 7685.7695 | 0 | 3987.5274 | 0 | 3698.2421 | 0 | 11241.8786 | 0 | 4092.9691 | 0 | 7148.9095 | 0 | 10547.3555 | 0 | 4194.0784 | 0 | 6353.2771 | 0 | 18075.4607 | 0 | 4277.4648 | 0 | 13797.9959 | 0 | 47550.4642 | 0 | 16552.0397 | 0 | 30998.4245
Grand Total | 216563.4789 | 42605.227 | 265599.4975 | 36213.6247 | -49036.0186 | 6391.6022 | 382519.4206 | 111272.0779 | 108493.7063 | 37171.1204 | 274025.7143 | 74100.9576 | 383284.6615 | 114157.0403 | 111901.7623 | 38089.8034 | 271382.8992 | 76067.2369 | 453619.735 | 137653.4077 | 114745.4187 | 38847.2245 | 338874.3163 | 98806.1832 | 1435987.296 | 405687.7529 | 600740.3848 | 150321.773 | 835246.9112 | 255365.9799
*Source: GRC Track 2 Testimony
File Notes:
1. The “Wildfire Mitigation” categories are consistent with OEIS 2022 WMP guidelines.
2. The 2024 GRC revenue requirements are based on the 2024 GRC O&M and capital forecasts as of July 2023. These are subject to change once a final decision is approved and issued.
3. 2019-2022 WMP incremental costs are currently being addressed in the Track 2 of the 2024 GRC.
a. Currently, SDG&E does not have the ability to calculate the authorized and recorded revenue requirements for each individual Wildfire Mitigation category.
b. At the direction of SPD, SDG&E created a high-level proportion to impute the WMP mitigation category revenue requirements.
c. The authorized and actual O&M and capital expenditure direct costs are the basis for these revenue requirement proportions.
d. The resulting imputed revenue requirements included in this schedule are illustrative and do not imply accuracy.
e. SDG&E’s Track 2 request does not include tree trimming costs; the Track 2 vegetation management-related request is limited to SDG&E’s pole brushing activities, which are currently recorded to the WMPMA.
4. SDG&E does not calculate a FERC revenue requirement specific to WMP.
5. SDG&E does not collect any WMP revenue outside of GRC proceedings or FERC process.
6. The current draft schedule that is attached to this response does not include gas related detail.

## Units
Category | Initiative | Unit Type | 2019 |  |  | 2020 |  |  | 2021 |  |  | 2022
Category | Initiative | Unit Type | 2019 Units | 2019 Capital $ | 2019 O&M $ | 2020 Units | 2020 Capital $ | 2020 O&M $ | 2021 Units | 2021 Capital $ | 2021 O&M $ | 2022 Units | 2022 Capital $ | 2022 O&M $
Risk Assessment and Mapping | Summarized Risk Map | 0 | 0 | 2.6259 | 0 | 0 | 342.9754 | 0 | 0 | 37.919 | 5.397 | 0 | 1485.8323 | 1818.6956
Situational Awareness and Forecasting | Advanced Weather Monitoring and Weather Stations | weather stations | 13 | 558.7545 | 0 | 30 | 1040.1745 | 0 | 46 | 398.8322 | 0 | 50 | 541.5116 | 0
Situational Awareness and Forecasting | Air Quality Index | sensors | 0 | 0 | 0 | 0 | 0 | 0 | 0 | 0 | 0 | 8 | 0 | 0
Situational Awareness and Forecasting | Camera Network | cameras | 0 | 5.6004 | 0 | 0 | 0 | 0 | 0 | 0 | 0 | 12 | 3.3359 | 0
Situational Awareness and Forecasting | Wireless Fault Indicators | wireless fault indicators | 594 | 793.58 | 0 | 502 | 862.9917 | 0 | 544 | 1131.1921 | 0 | 595 | 882.705 | 0
Situational Awareness and Forecasting | Fire Science and Climate Adaptation Department | 0 | 0 | 0 | 1461.1783 | 0 | 0 | 3413.77 | 0 | 0 | 2840.5366 | 0 | 0 | 3726.3878
Situational Awareness and Forecasting | Fire Potential Index | 0 | 0 | 270.3861 | 0 | 0 | 1190.5993 | 0 | 0 | 1445.6221 | 0 | 0 | 1632.1993 | 0
Situational Awareness and Forecasting | High Performance Computing Infrastructure | 0 | 0 | 0 | 0 | 0 | 0 | 0 | 0 | 0 | 0 | 0 | 5239.8175 | 0
Grid Design and System Hardening | SCADA Capacitors | SCADA capacitors | 0 | 0 | 0 | 30 | 1024.4793 | 0 | 35 | 2086.6928 | 0 | 58 | 3856.1621 | 0
Grid Design and System Hardening (Covered Conductor) | Covered Conductor | miles | 0 | 1486.5664 | 0 | 1.9 | 2109.6449 | 23.6873 | 20 | 39637.8666 | 517.3258 | 61.23 | 93261.4262 | 3220.8252
Grid Design and System Hardening | Expulsion Fuse Replacement | fuses | 2490 | 3857.9507 | 0 | 3179 | 6743.6983 | 0 | 3976 | 6655.3795 | 0 | 231 | 664.9414 | 0
Grid Design and System Hardening | PSPS Sectionalizating Enhancements | switches | 7 | 1352.4577 | 0 | 23 | 5173.9517 | 0 | 13 | 2098.5951 | 0 | 12 | 2510.0938 | 0
Grid Design and System Hardening | Microgrids | microgrids | 0 | 193.7576 | 0 | 4 | 3609.6353 | 376.6456 | 0 | 13423.7492 | 1490.4571 | 1 | 2943.1471 | 1425.3298
Grid Design and System Hardening | Advanced Protection | circuits | 0 | 3612.2892 | 0 | 6 | 9388.2915 | 0 | 4 | 11120.8658 | 0 | 3 | 24809.3206 | 153.3058
Grid Design and System Hardening | Hotline Clamps | hotline clamps | 660 | 0 | 922.7011 | 2061 | 0 | 3304.8642 | 2743 | 0 | 3721.868 | 1903 | 0 | 1987.3728
Grid Design and System Hardening | Generator Grant Programs | generators | 0 | 0 | 592.2576 | 1420 | 0 | 5077.6504 | 2310 | 0 | 7895.6404 | 921 | 0 | 3551.8332
Grid Design and System Hardening | Standby Power Programs | generators | 0 | 0 | 0 | 75 | 0 | 1754.1631 | 355 | 0 | 8937.1581 | 376 | 0 | 12052.2458
Grid Design and System Hardening | Generator Assistance Programs | generators | 65 | 0 | 0 | 1274 | 0 | 746.1985 | 735 | 0 | 744.3811 | 140 | 0 | 759.1232
Grid Design and System Hardening (Undergrounding) | Strategic Undergrounding | miles | 3 | 197.6005 | 0 | 15.5 | 39293.4266 | 0 | 26 | 70533.5845 | 0.20242 | 65 | 131207.94 | 175.6813
Grid Design and System Hardening | Distribution Overhead System Hardening | miles | 123 | 124653.6017 | 1587.224 | 99.5 | 137412.2258 | 3370.2139 | 100 | 96479.2848 | 2400.6155 | 23.6 | 22253.3931 | 3358.1366
Grid Design and System Hardening | Transmission Overhead System Hardening - Distribution Underbuilt | miles | 10 | 3160.2103 | 0 | 9.4 | 5385.7253 | 0 | 3 | 5731.2214 | 0 | 0.6 | 3574.2404 | 0
Grid Design and System Hardening | Cleveland National Forest Fire Hardening | miles | 60.1 | 53715.4921 | 0 | 65.3 | 81047.389 | 3.6974 | 7 | 11722.2371 | 244.6981 | 0 | 1236.0038 | 2207.8476
Grid Design and System Hardening | Distribution Communications Reliability Improvements | stations | 0 | 8176.1418 | 0 | 15 | 35897.4893 | 0 | 10 | 50131.3683 | 0 | 21 | 46205.911 | 714.5451
Grid Design and System Hardening | Lightning Arrestor Replacement | lightning arrestors | 0 | 0 | 0 | 0 | 19.5385 | 0 | 1789 | 2091.851 | 10.9911 | 2710 | 3444.4197 | 17.1159
Grid Design and System Hardening | Avian Mitigation | poles | 0 | 0 | 0 | 0 | 0.84733 | 0 | 0 | 244.3687 | 0 | 973 | 1943.7384 | 16.5158
Asset Management and Inspections | Detailed Inspections of Distribution Equipment | inspections | 16329 | 9365.6483 | 567.684 | 17977 | 8806.1376 | 896.897 | 22354 | 9882.0739 | 1744.3252 | 17935 | 9085.4687 | 1421.0998
Asset Management and Inspections | Detailed Inspections of Transmission Equipment | inspections | 37* | 446.6801 | 0 | 2679 | 960.5962 | 0 | 1957 | 458.2698 | 0 | 2323 | 728.9026 | 0
Asset Management and Inspections | Infrared Inspections of Distribution Infrastructure | inspections | 0 | 0 | 98.1987 | 13077 | 0 | 174.5815 | 17068 | 0 | 145.6646 | 12264 | 0 | 158.9523
Asset Management and Inspections | Intrusive Pole Inspections | inspections | 19729 | 638.0372 | 1255.8867 | 14450 | 599.9204 | 886.485 | 8721 | 2008.0214 | 805.5308 | 967 | 1846.0334 | 39.4724
Asset Management and Inspections | HFTD Tier 3 Inspections | inspections | 11864 | 1405.2357 | 0 | 11535 | 1321.2859 | 0 | 12268 | 3247.2001 | 0 | 12263 | 2985.5323 | 0
Asset Management and Inspections | Drone Assessments of Distribution Infrastructure | inspections | 37310 | 273.6345 | 13556.784 | 21420 | 16144.9055 | 45963.9156 | 22000 | 12902.9368 | 33170.3954 | 30044 | 51487.9747 | 44755.0562
Asset Management and Inspections | Circuit Ownership | 0 | 0 | 671.6375 | 0 | 0 | 41.3517 | 0 | 0 | 0 | 0 | 0 | 0 | 0
Asset Management and Inspections | Patrol Inspections of Distribution Equipment | inspections | 86075 | 888.5906 | 0 | 86490 | 835.5056 | 0 | 86490 | 1201.5518 | 0 | 86821 | 1104.4548 | 0
Vegetation Management and Inspections | Fuels Management | poles cleared | 324 | 0 | 5094.9018 | 463 | 0 | 5806.8216 | 500 | 0 | 3445.5836 | 500 | 0 | 8094.278
Vegetation Management and Inspections | LiDAR Inspections of Vegetation around Distribution Infrastructure - Enhanced Inspections, Patrols and Trims | circuit line mile | 0 | 0 | 0 | 0 | 0 | 0 | 0 | 0 | 1150.99 | 737.5 | 0 | 3001.315
Vegetation Management and Inspections | Vegetation Restoration Initiative | 0 | 0 | 0 | 0 | 0 | 0 | 0 | 0 | 0 | 392.6522 | 0 | 0 | 872.5223
Vegetation Management and Inspections | Pole Brushing | poles | 36563 | 0 | 2590.8676 | 35102 | 0 | 5435.057 | 34000 | 0 | 5558.1296 | 35485 | 0 | 6107.3455
Grid Operations and Protocols | Personnel Work Procedures and Training in Conditions of Elevated Fire Risk | 0 | 0 | 11.3229 | 1790.6301 | 0 | 663.1793 | 2588.5185 | 0 | 176.1452 | 3072.3891 | 0 | 0.21764 | 3075.1926
Grid Operations and Protocols | Aviation Firefighting Program | 0 | 0 | 0 | 3858.5606 | 0 | 7145.1237 | 6747.5516 | 0 | 13627.9731 | 6850.6362 | 0 | 11828.3637 | 7396.6506
Data Governance | Centralized Repository for Data | 0 | 0 | 18.9582 | 0 | 0 | 6895.2202 | 0 | 0 | 13827.0455 | 0 | 0 | 15000.472 | 0
Data Governance | Documentation and disclosure of wildfire-related data and algorithms | 0 | 0 | 0 | 0 | 0 | 2208.7294 | 0 | 0 | 2824.7444 | 15.6197 | 0 | 3680.4041 | 1305.3214
Resource Allocation Methodology | Allocation Methodology Development and Application | 0 | 0 | 0 | 233.3505 | 0 | 0 | 3719.3701 | 0 | 0 | 5279.3723 | 0 | 0 | 3966.0777
Emergency Planning and Preparedness | Community Outreach, Public Awareness, and Communication Efforts | 0 | 0 | 63.6992 | 0 | 0 | 1880.5071 | 0 | 0 | 2970.8529 | 0 | 0 | 2770.9042 | 0
Emergency Planning and Preparedness | Emergency Management Operations | 0 | 0 | 0 | 4671.8251 | 0 | 0 | 12218.7748 | 0 | 0 | 12919.3799 | 0 | 0 | 12393.4747
Stakeholder Cooperation and Community Engagement | Community Engagement - Community Outreach and Public Awareness | 0 | 0 | 0 | 63.6248 | 0 | 0 | 533.5098 | 0 | 0 | 617.0836 | 0 | 0 | 400.2254
Stakeholder Cooperation and Community Engagement | PSPS Communication Practices | 0 | 0 | 743.0194 | 4259.5521 | 0 | 4473.8742 | 8229.7052 | 0 | 5187.2165 | 10180.0169 | 0 | 5404.8678 | 9481.4624
* Transmission units were originally reported in number of transmission lines before transitioning to number of structures. |  |  | 212219.1 | 216563.4789 | 42605.227 | 212003.6 | 382519.4206 | 111272.0779 | 218074 | 383284.6615 | 114157.0403 | 207503.93 | 453619.735 | 137653.4077
*Source: GRC Track 2 Testimony
File Notes:
1. The “Wildfire Mitigation” categories are consistent with OEIS 2022 WMP guidelines.
2. The 2024 GRC revenue requirements are based on the 2024 GRC O&M and capital forecasts as of July 2023. These are subject to change once a final decision is approved and issued.
3. 2019-2022 WMP incremental costs are currently being addressed in the Track 2 of the 2024 GRC.
a. Currently, SDG&E does not have the ability to calculate the authorized and recorded revenue requirements for each individual Wildfire Mitigation category.
b. At the direction of SPD, SDG&E created a high-level proportion to impute the WMP mitigation category revenue requirements.
c. The authorized and actual O&M and capital expenditure direct costs are the basis for these revenue requirement proportions.
d. The resulting imputed revenue requirements included in this schedule are illustrative and do not imply accuracy.
e. SDG&E’s Track 2 request does not include tree trimming costs; the Track 2 vegetation management-related request is limited to SDG&E’s pole brushing activities, which are currently recorded to the WMPMA.
4. SDG&E does not calculate a FERC revenue requirement specific to WMP.
5. SDG&E does not collect any WMP revenue outside of GRC proceedings or FERC process.
6. The current draft schedule that is attached to this response does not include gas related detail.

## Costs
Category | Initiative | 2019 | [5 empty] | 2020 | [5 empty] | 2021 | [5 empty] | 2022
Category | Initiative | 2019 Actual Capital | 2019 Actual O&M | 2019 Authorized Capital | 2019 Authorized O&M | 2019 Differential Capital | 2019 Differential O&M | 2020 Actual Capital | 2020 Actual O&M | 2020 Authorized Capital | 2020 Authorized O&M | 2020 Differential Capital | 2020 Differential O&M | 2021 Actual Capital | 2021 Actual O&M | 2021 Authorized Capital | 2021 Authorized O&M | 2021 Differential Capital | 2021 Differential O&M | 2022 Actual Capital | 2022 Actual O&M | 2022 Authorized Capital | 2022 Authorized O&M | 2022 Differential Capital | 2022 Differential O&M
Risk Assessment and Mapping | Summarized Risk Map | 2.6259 | 0 | 0 | 0 | 2.6259 | 0 | 342.9754 | 0 | 0 | 0 | 342.9754 | 0 | 37.919 | 5.397 | 0 | 0 | 37.919 | 5.397 | 1485.8323 | 1818.6956 | 0 | 0 | 1485.8323 | 1818.6956
Situational Awareness and Forecasting | Advanced Weather Monitoring and Weather Stations | 558.7545 | 0 | 1110.6108 | 0 | -551.8563 | 0 | 1040.1745 | 0 | 536.4067 | 0 | 503.7678 | 0 | 398.8322 | 0 | 553.6151 | 0 | -154.7829 | 0 | 541.5116 | 0 | 568.0123 | 0 | -26.5007 | 0
Situational Awareness and Forecasting | Air Quality Index | 0 | 0 | 0 | 0 | 0 | 0 | 0 | 0 | 0 | 0 | 0 | 0 | 0 | 0 | 0 | 0 | 0 | 0 | 0 | 0 | 0 | 0 | 0 | 0
Situational Awareness and Forecasting | Camera Network | 5.6004 | 0 | 0 | 0 | 5.6004 | 0 | 0 | 0 | 0 | 0 | 0 | 0 | 0 | 0 | 0 | 0 | 0 | 0 | 3.3359 | 0 | 0 | 0 | 3.3359 | 0
Situational Awareness and Forecasting | Wireless Fault Indicators | 793.58 | 0 | 4884.2145 | 0 | -4090.6345 | 0 | 862.9917 | 0 | 1725.6525 | 0 | -862.6608 | 0 | 1131.1921 | 0 | 1781.013 | 0 | -649.8209 | 0 | 882.705 | 0 | 1827.3298 | 0 | -944.6248 | 0
Situational Awareness and Forecasting | Fire Science and Climate Adaptation Department | 0 | 1461.1783 | 0 | 2373.2656 | 0 | -912.0873 | 0 | 3413.77 | 0 | 2436.0216 | 0 | 977.7484 | 0 | 2840.5366 | 0 | 2435.3861 | 0 | 405.1505 | 0 | 3726.3878 | 0 | 2343.1543 | 0 | 1383.2335
Situational Awareness and Forecasting | Fire Potential Index | 270.3861 | 0 | 0 | 0 | 270.3861 | 0 | 1190.5993 | 0 | 0 | 0 | 1190.5993 | 0 | 1445.6221 | 0 | 0 | 0 | 1445.6221 | 0 | 1632.1993 | 0 | 0 | 0 | 1632.1993 | 0
Situational Awareness and Forecasting | High Performance Computing Infrastructure | 0 | 0 | 0 | 0 | 0 | 0 | 0 | 0 | 0 | 0 | 0 | 0 | 0 | 0 | 0 | 0 | 0 | 0 | 5239.8175 | 0 | 0 | 0 | 5239.8175 | 0
Grid Design and System Hardening | SCADA Capacitors | 0 | 0 | 3571.27 | 0 | -3571.27 | 0 | 1024.4793 | 0 | 1728.36 | 0 | -703.8807 | 0 | 2086.6928 | 0 | 1783.81 | 0 | 302.8828 | 0 | 3856.1621 | 0 | 1830.2 | 0 | 2025.9621 | 0
Grid Design and System Hardening (Covered Conductor) | Covered Conductor | 1486.5664 | 0 | 0 | 0 | 1486.5664 | 0 | 2109.6449 | 23.6873 | 0 | 0 | 2109.6449 | 23.6873 | 39637.8666 | 517.3258 | 0 | 0 | 39637.8666 | 517.3258 | 93261.4262 | 3220.8252 | 0 | 0 | 93261.4262 | 3220.8252
Grid Design and System Hardening | Expulsion Fuse Replacement | 3857.9507 | 0 | 0 | 0 | 3857.9507 | 0 | 6743.6983 | 0 | 0 | 0 | 6743.6983 | 0 | 6655.3795 | 0 | 0 | 0 | 6655.3795 | 0 | 664.9414 | 0 | 0 | 0 | 664.9414 | 0
Grid Design and System Hardening | PSPS Sectionalizating Enhancements | 1352.4577 | 0 | 0 | 0 | 1352.4577 | 0 | 5173.9517 | 0 | 0 | 0 | 5173.9517 | 0 | 2098.5951 | 0 | 0 | 0 | 2098.5951 | 0 | 2510.0938 | 0 | 0 | 0 | 2510.0938 | 0
Grid Design and System Hardening | Microgrids | 193.7576 | 0 | 0 | 0 | 193.7576 | 0 | 3609.6353 | 376.6456 | 0 | 0 | 3609.6353 | 376.6456 | 13423.7492 | 1490.4571 | 0 | 0 | 13423.7492 | 1490.4571 | 2943.1471 | 1425.3298 | 0 | 0 | 2943.1471 | 1425.3298
Grid Design and System Hardening | Advanced Protection | 3612.2892 | 0 | 23533.0335 | 0 | -19920.7443 | 0 | 9388.2915 | 0 | 10567.5298 | 0 | -1179.2383 | 0 | 11120.8658 | 0 | 10906.5454 | 0 | 214.3203 | 0 | 24809.3206 | 153.3058 | 11190.1797 | 0 | 13619.1408 | 153.3058
Grid Design and System Hardening | Hotline Clamps | 0 | 922.7011 | 0 | 0 | 0 | 922.7011 | 0 | 3304.8642 | 0 | 0 | 0 | 3304.8642 | 0 | 3721.868 | 0 | 0 | 0 | 3721.868 | 0 | 1987.3728 | 0 | 0 | 0 | 1987.3728
Grid Design and System Hardening | Generator Grant Programs | 0 | 592.2576 | 0 | 0 | 0 | 592.2576 | 0 | 5077.6504 | 0 | 0 | 0 | 5077.6504 | 0 | 7895.6404 | 0 | 0 | 0 | 7895.6404 | 0 | 3551.8332 | 0 | 0 | 0 | 3551.8332
Grid Design and System Hardening | Standby Power Programs | 0 | 0 | 0 | 0 | 0 | 0 | 0 | 1754.1631 | 0 | 0 | 0 | 1754.1631 | 0 | 8937.1581 | 0 | 0 | 0 | 8937.1581 | 0 | 12052.2458 | 0 | 0 | 0 | 12052.2458
Grid Design and System Hardening | Generator Assistance Programs | 0 | 0 | 0 | 0 | 0 | 0 | 0 | 746.1985 | 0 | 0 | 0 | 746.1985 | 0 | 744.3811 | 0 | 0 | 0 | 744.3811 | 0 | 759.1232 | 0 | 0 | 0 | 759.1232
Grid Design and System Hardening (Undergrounding) | Strategic Undergrounding | 197.6005 | 0 | 0 | 0 | 197.6005 | 0 | 39293.4266 | 0 | 0 | 0 | 39293.4266 | 0 | 70533.5845 | 0.20242 | 0 | 0 | 70533.5845 | 0.20242 | 131207.94 | 175.6813 | 0 | 0 | 131207.94 | 175.6813
Grid Design and System Hardening | Distribution Overhead System Hardening | 124653.6017 | 1587.224 | 114398.861 | 5306.9188 | 10254.7407 | -3719.6948 | 137412.2258 | 3370.2139 | 54759.1699 | 5447.5156 | 82653.056 | -2077.3016 | 96479.2848 | 2400.6155 | 56515.892 | 5413.6732 | 39963.3928 | -3013.0577 | 22253.3931 | 3358.1366 | 57985.6376 | 5134.2461 | -35732.2445 | -1776.1095
Grid Design and System Hardening | Transmission Overhead System Hardening - Distribution Underbuilt | 3160.2103 | 0 | 2003.1462 | 0 | 1157.0641 | 0 | 5385.7253 | 0 | 494.026 | 0 | 4891.6993 | 0 | 5731.2214 | 0 | 509.8748 | 0 | 5221.3466 | 0 | 3574.2404 | 0 | 523.1345 | 0 | 3051.1058 | 0
Grid Design and System Hardening | Cleveland National Forest Fire Hardening | 53715.4921 | 0 | 45003.3435 | 0 | 8712.1486 | 0 | 81047.389 | 3.6974 | 12383.6117 | 0 | 68663.7773 | 3.6974 | 11722.2371 | 244.6981 | 12780.8888 | 0 | -1058.6517 | 244.6981 | 1236.0038 | 2207.8476 | 13113.2671 | 0 | -11877.2634 | 2207.8476
Grid Design and System Hardening | Distribution Communications Reliability Improvements | 8176.1418 | 0 | 56738.0932 | 0 | -48561.9514 | 0 | 35897.4893 | 0 | 13346.5794 | 0 | 22550.9099 | 0 | 50131.3683 | 0 | 13705.7388 | 0 | 36425.6295 | 0 | 46205.911 | 714.5451 | 13998.9405 | 0 | 32206.9705 | 714.5451
Grid Design and System Hardening | Lightning Arrestor Replacement | 0 | 0 | 0 | 0 | 0 | 0 | 19.5385 | 0 | 0 | 0 | 19.5385 | 0 | 2091.851 | 10.9911 | 0 | 0 | 2091.851 | 10.9911 | 3444.4197 | 17.1159 | 0 | 0 | 3444.4197 | 17.1159
Grid Design and System Hardening | Avian Mitigation | 0 | 0 | 1102.74 | 0 | -1102.74 | 0 | 0.84733 | 0 | 950.48 | 0 | -949.6327 | 0 | 244.3687 | 0 | 980.98 | 0 | -736.6113 | 0 | 1943.7384 | 16.5158 | 1006.49 | 0 | 937.2484 | 16.5158
Asset Management and Inspections | Detailed Inspections of Distribution Equipment | 9365.6483 | 567.684 | 9404.4312 | 12196.622 | -38.7829 | -11628.938 | 8806.1376 | 896.897 | 10783.26 | 12519.1358 | -1977.1225 | -11622.2389 | 9882.0739 | 1744.3252 | 11129.1965 | 12828.3981 | -1247.1226 | -11084.0729 | 9085.4687 | 1421.0998 | 11418.621 | 13083.4516 | -2333.1523 | -11662.3518
Asset Management and Inspections | Detailed Inspections of Transmission Equipment | 446.6801 | 0 | 674.46 | 0 | -227.7799 | 0 | 960.5962 | 0 | 548.34 | 0 | 412.2562 | 0 | 458.2698 | 0 | 565.93 | 0 | -107.6602 | 0 | 728.9026 | 0 | 580.65 | 0 | 148.2526 | 0
Asset Management and Inspections | Infrared Inspections of Distribution Infrastructure | 0 | 98.1987 | 0 | 0 | 0 | 98.1987 | 0 | 174.5815 | 0 | 0 | 0 | 174.5815 | 0 | 145.6646 | 0 | 0 | 0 | 145.6646 | 0 | 158.9523 | 0 | 0 | 0 | 158.9523
Asset Management and Inspections | Intrusive Pole Inspections | 638.0372 | 1255.8867 | 0 | 0 | 638.0372 | 1255.8867 | 599.9204 | 886.485 | 0 | 0 | 599.9204 | 886.485 | 2008.0214 | 805.5308 | 0 | 0 | 2008.0214 | 805.5308 | 1846.0334 | 39.4724 | 0 | 0 | 1846.0334 | 39.4724
Asset Management and Inspections | HFTD Tier 3 Inspections | 1405.2357 | 0 | 0 | 0 | 1405.2357 | 0 | 1321.2859 | 0 | 0 | 0 | 1321.2859 | 0 | 3247.2001 | 0 | 0 | 0 | 3247.2001 | 0 | 2985.5323 | 0 | 0 | 0 | 2985.5323 | 0
Asset Management and Inspections | Drone Assessments of Distribution Infrastructure | 273.6345 | 13556.784 | 0 | 0 | 273.6345 | 13556.784 | 16144.9055 | 45963.9156 | 0 | 0 | 16144.9055 | 45963.9156 | 12902.9368 | 33170.3954 | 0 | 0 | 12902.9368 | 33170.3954 | 51487.9747 | 44755.0562 | 0 | 0 | 51487.9747 | 44755.0562
Asset Management and Inspections | Circuit Ownership | 671.6375 | 0 | 0 | 0 | 671.6375 | 0 | 41.3517 | 0 | 0 | 0 | 41.3517 | 0 | 0 | 0 | 0 | 0 | 0 | 0 | 0 | 0 | 0 | 0 | 0 | 0
Asset Management and Inspections | Patrol Inspections of Distribution Equipment | 888.5906 | 0 | 0 | 0 | 888.5906 | 0 | 835.5056 | 0 | 0 | 0 | 835.5056 | 0 | 1201.5518 | 0 | 0 | 0 | 1201.5518 | 0 | 1104.4548 | 0 | 0 | 0 | 1104.4548 | 0
Vegetation Management and Inspections | Fuels Management | 0 | 5094.9018 | 0 | 0 | 0 | 5094.9018 | 0 | 5806.8216 | 0 | 0 | 0 | 5806.8216 | 0 | 3445.5836 | 0 | 0 | 0 | 3445.5836 | 0 | 8094.278 | 0 | 0 | 0 | 8094.278
Vegetation Management and Inspections | LiDAR Inspections of Vegetation around Distribution Infrastructure - Enhanced Inspections, Patrols and Trims | 0 | 0 | 0 | 0 | 0 | 0 | 0 | 0 | 0 | 0 | 0 | 0 | 0 | 1150.99 | 0 | 0 | 0 | 1150.99 | 0 | 3001.315 | 0 | 0 | 0 | 3001.315
Vegetation Management and Inspections | Vegetation Restoration Initiative | 0 | 0 | 0 | 0 | 0 | 0 | 0 | 0 | 0 | 0 | 0 | 0 | 0 | 392.6522 | 0 | 0 | 0 | 392.6522 | 0 | 872.5223 | 0 | 0 | 0 | 872.5223
Vegetation Management and Inspections | Pole Brushing | 0 | 2590.8676 | 0 | 3987.5274 | 0 | -1396.6598 | 0 | 5435.057 | 0 | 4092.9691 | 0 | 1342.0879 | 0 | 5558.1296 | 0 | 4194.0784 | 0 | 1364.0512 | 0 | 6107.3455 | 0 | 4277.4648 | 0 | 1829.8807
Grid Operations and Protocols | Personnel Work Procedures and Training in Conditions of Elevated Fire Risk | 11.3229 | 1790.6301 | 0 | 2260.7344 | 11.3229 | -470.1043 | 663.1793 | 2588.5185 | 0 | 2320.4178 | 663.1793 | 268.1007 | 176.1452 | 3072.3891 | 0 | 2438.9911 | 176.1452 | 633.398 | 0.21764 | 3075.1926 | 0 | 2628.2568 | 0.21764 | 446.9357
Grid Operations and Protocols | Aviation Firefighting Program | 0 | 3858.5606 | 0 | 6215.9512 | 0 | -2357.3906 | 7145.1237 | 6747.5516 | 0 | 6380.0523 | 7145.1237 | 367.4993 | 13627.9731 | 6850.6362 | 0 | 6706.073 | 13627.9731 | 144.5632 | 11828.3637 | 7396.6506 | 0 | 7226.4642 | 11828.3637 | 170.1863
Data Governance | Centralized Repository for Data | 18.9582 | 0 | 0 | 0 | 18.9582 | 0 | 6895.2202 | 0 | 0 | 0 | 6895.2202 | 0 | 13827.0455 | 0 | 0 | 0 | 13827.0455 | 0 | 15000.472 | 0 | 0 | 0 | 15000.472 | 0
Data Governance | Documentation and disclosure of wildfire-related data and algorithms | 0 | 0 | 0 | 485 | 0 | -485 | 2208.7294 | 0 | 0 | 497.8248 | 2208.7294 | -497.8248 | 2824.7444 | 15.6197 | 0 | 510.1226 | 2824.7444 | -494.503 | 3680.4041 | 1305.3214 | 0 | 520.2649 | 3680.4041 | 785.0565
Resource Allocation Methodology | Allocation Methodology Development and Application | 0 | 233.3505 | 0 | 1261 | 0 | -1027.6495 | 0 | 3719.3701 | 0 | 1294.3445 | 0 | 2425.0256 | 0 | 5279.3723 | 0 | 1326.3189 | 0 | 3953.0534 | 0 | 3966.0777 | 0 | 1352.6887 | 0 | 2613.3891
Emergency Planning and Preparedness | Community Outreach, Public Awareness, and Communication Efforts | 63.6992 | 0 | 0 | 0 | 63.6992 | 0 | 1880.5071 | 0 | 0 | 0 | 1880.5071 | 0 | 2970.8529 | 0 | 0 | 0 | 2970.8529 | 0 | 2770.9042 | 0 | 0 | 0 | 2770.9042 | 0
Emergency Planning and Preparedness | Emergency Management Operations | 0 | 4671.8251 | 3175.2936 | 1862.6053 | -3175.2936 | 2809.2198 | 0 | 12218.7748 | 670.2903 | 1911.858 | -670.2903 | 10306.9168 | 0 | 12919.3799 | 688.278 | 1959.0869 | -688.278 | 10960.293 | 0 | 12393.4747 | 702.9562 | 1998.0374 | -702.9562 | 10395.4373
Stakeholder Cooperation and Community Engagement | Community Engagement - Community Outreach and Public Awareness | 0 | 63.6248 | 0 | 0 | 0 | 63.6248 | 0 | 533.5098 | 0 | 0 | 0 | 533.5098 | 0 | 617.0836 | 0 | 0 | 0 | 617.0836 | 0 | 400.2254 | 0 | 0 | 0 | 400.2254
Stakeholder Cooperation and Community Engagement | PSPS Communication Practices | 743.0194 | 4259.5521 | 0 | 264 | 743.0194 | 3995.5521 | 4473.8742 | 8229.7052 | 0 | 270.9809 | 4473.8742 | 7958.7242 | 5187.2165 | 10180.0169 | 0 | 277.675 | 5187.2165 | 9902.3419 | 5404.8678 | 9481.4624 | 0 | 283.1957 | 5404.8678 | 9198.2667
|  | 216563.4789 | 42605.227 | 265599.4975 | 36213.6247 | -49036.0186 | 6391.6022 | 382519.4206 | 111272.0779 | 108493.7063 | 37171.1204 | 274025.7143 | 74100.9576 | 383284.6615 | 114157.0403 | 111901.7623 | 38089.8034 | 271382.8992 | 76067.2369 | 453619.735 | 137653.4077 | 114745.4187 | 38847.2245 | 338874.3163 | 98806.1832
|  | 0 | 0 |  |  |  |  | 0 | 0 |  |  |  |  | 0 | 0 |  |  |  |  | 0 | 0
*Source: GRC Track 2 Testimony
File Notes:
1. The “Wildfire Mitigation” categories are consistent with OEIS 2022 WMP guidelines.
2. The 2024 GRC revenue requirements are based on the 2024 GRC O&M and capital forecasts as of July 2023. These are subject to change once a final decision is approved and issued.
3. 2019-2022 WMP incremental costs are currently being addressed in the Track 2 of the 2024 GRC.
a. Currently, SDG&E does not have the ability to calculate the authorized and recorded revenue requirements for each individual Wildfire Mitigation category.
b. At the direction of SPD, SDG&E created a high-level proportion to impute the WMP mitigation category revenue requirements.
c. The authorized and actual O&M and capital expenditure direct costs are the basis for these revenue requirement proportions.
d. The resulting imputed revenue requirements included in this schedule are illustrative and do not imply accuracy.
e. SDG&E’s Track 2 request does not include tree trimming costs; the Track 2 vegetation management-related request is limited to SDG&E’s pole brushing activities, which are currently recorded to the WMPMA.
4. SDG&E does not calculate a FERC revenue requirement specific to WMP.
5. SDG&E does not collect any WMP revenue outside of GRC proceedings or FERC process.
6. The current draft schedule that is attached to this response does not include gas related detail.