## Dashboard
Cell Color Scheme |  |  |  |  | Tab Color Scheme
Yellow cells are inputs that can be changed by the user (only in the Dashboard and Custom Profiles tabs) |  |  |  |  | Light Orange tabs are where the user inputs values and views results
Orange cells contain drop down menus that allow the user to input custom values |  |  |  |  | Blue tab contains LSE-specific data from the 2017 IEPR that the user should input into the "IEPR Managed Retail Sales Forecast" cells on the Dashboard
Grey cells are intermediate calculations or results (should NOT be changed) |  |  |  |  | Gray tab documents data sources
Green cells are final outputs |  |  |  |  | Yellow tabs are read-only tabs that contain inputs and calculations
INPUTS | [7 empty] | RESULTS
Notes:
Input values (yellow cells) shown here are placeholders. Users should replace all inputs with values specific to their system.
Inputs and results are included for the 2018, 2022, 2026, and 2030 modeling years. Any intermediate years should be interpolated outside of this tool.
General Inputs
Metric |  | Unit | 2018 | 2022 | 2026 | 2030 | Notes | Energy Balance | Unit | 2018 | 2022 | 2026 | 2030 | Notes
Owned or contracted non-dispatchable GHG-emitting resources |  | MW | 80 | 63 | 0 | 0 | Perfect capacity - 100% CF; e.g. cogeneration | Energy for Load (excluding BTM PV) | GWh | 16772.8194 | 17348.7617 | 17850.7067 | 17907.8053
Emission Factor - Owned or contracted non-dispatchable GHG-emitting resources |  | tCO2/MWh | 0.428 | 0.428 | 0.428 | 0.428 | For multiple resources, input weighted average | Owned or contracted non-dispatchable GHG-emitting resources | GWh | 700.8 | 551.88 | 0 | 0
Fraction of EV owners that can charge at work |  | % | 6% | 14% | 22% | 30% | Values shown are "Mid" from CPUC IRP RESOLVE User Interface | Large Hydro | GWh | 0 | 0 | 0 | 0
[8 empty] | Nuclear | GWh | 0 | 0 | 0 | 0
Demand Inputs | [7 empty] | Renewable Generation (including BTM PV) | GWh | 7560.8911 | 8018.784 | 8735.3989 | 9457.3055 | Includes oversupply
Assigned Load Forecast for IRP (i.e., Managed Retail Sales Forecast) |  | GWh | 14682 | 14675 | 14617 | 14244 | Includes effect of BTM PV, AAEE, etc. | User-specified GHG-free Power | GWh | 0 | 0 | 0 | 0
[8 empty] | Storage Energy Imbalance | GWh | -11.6421 | -62.0518 | -68.4835 | -77.7041 | Due to storage losses and subhourly reserves.
Default Demand Inputs (based on sales-weighted share of total from IEPR) |  | Units | 2018 | 2022 | 2026 | 2030 | Notes | Clean Net Short | GWh | 8522.7704 | 8840.1495 | 9183.7913 | 8528.2038
Baseline net energy for load (no BTM PV, EV, electrification, energy efficiency) |  | GWh | 16805.4869 | 17776.9265 | 18718.9317 | 19143.3683 | Grossed up for T&D losses; demand met by BTM CHP excluded
Electrice Vehicle Load - Home Charging Only |  | GWh | 115.1594 | 297.2319 | 477.6137 | 598.0299 | Grossed up for T&D losses | Emissions | Unit | 2018 | 2022 | 2026 | 2030 | Notes
Electrice Vehicle Load - Home + Work Charging |  | GWh | 7.3506 | 48.3866 | 134.7115 | 256.2985 | Grossed up for T&D losses | Clean Net Short | MMtCO2/yr. | 3.3119 | 3.3555 | 3.5011 | 3.1553 | Includes oversupply emissions credits
Other Electrification |  | GWh | 8.0404 | 21.6336 | 36.9945 | 48.0653 | Grossed up for T&D losses | Owned or contracted non-dispatchable GHG-emitting resources | MMtCO2/yr. | 0.29994 | 0.2362 | 0 | 0
Building Electrification |  | GWh | 0 | 0 | 0 | 0 | Grossed up for T&D losses | Emissions offset for NW hydroelectric imports | MMtCO2/yr. | -0.19653 | -0.19798 | -0.19914 | -0.19711 | Scaled to LSE load ratio share within CAISO
Energy Efficiency |  | GWh | -163.2709 | -795.6776 | -1518.042 | -2138.6568 | Grossed up for T&D losses | Total | MMtCO2/yr. | 3.4153 | 3.3937 | 3.3019 | 2.9581
BTM PV |  | GWh | -927.2998 | -1516.3982 | -2086.3129 | -2551.6298 | Grossed up for T&D losses | Average emission intensity | tCO2/MWh | 0.20362 | 0.19562 | 0.18497 | 0.16519
Custom Demand Inputs (OPTIONAL; overwrites Assigned Load Forecast for IRP) | Use Custom? | Units | 2018 | 2022 | 2026 | 2030 | Notes
Baseline net energy for load (no BTM PV, EV, electrification, energy efficiency) | No | GWh |  |  |  |  | To overwrite, set "Use Custom" to "Yes" and input forecast. Custom demand values should be grossed up for T&D losses. User-specified load profiles should be input in the "Custom Profiles" tab. Energy efficiency and BTM PV subtract from demand and therefore should be entered as negative values. | Oversupply | Unit | 2018 | 2022 | 2026 | 2030 | Notes
Electrice Vehicle Load - Home Charging Only | No | GWh | [5 empty] | Oversupply | GWh | 116.6288 | 152.6567 | 243.386 | 449.3125 | Occurs when hourly supply exceeds hourly load
Electrice Vehicle Load - Home + Work Charging | No | GWh | [5 empty] | Oversupply Emission Credits | MMtCO2/yr. | 0.044358 | 0.025448 | 0.052795 | 0.018076
Other Electrification | No | GWh
Building Electrification | No | GWh | [5 empty] | Capacity/Peak | Unit | 2018 | 2022 | 2026 | 2030 | Notes
Energy Efficiency | No | GWh | [5 empty] | Profile Peak Load | MW | 3387.3341 | 3514.4134 | 3627.6151 | 3655.614 | Peak of hourly load profile - not a 1:10 peak
BTM PV | No | GWh | [5 empty] | Owned or contracted non-dispatchable GHG-emitting resources | MW | 80 | 63 | 0 | 0
Active Demand Inputs | Source | Units | 2018 | 2022 | 2026 | 2030 | Notes | Large Hydro | MW | 0 | 0 | 0 | 0
Baseline net energy for load (no BTM PV, EV, electrification, energy efficiency) | IEPR | GWh | 16805.4869 | 17776.9265 | 18718.9317 | 19143.3683 |  | Nuclear | MW | 0 | 0 | 0 | 0
Electrice Vehicle Load - Home Charging Only | IEPR | GWh | 115.1594 | 297.2319 | 477.6137 | 598.0299 |  | Total Baseload Renewables | MW | 37.3 | 20.3 | 20.3 | 32.3
Electrice Vehicle Load - Home + Work Charging | IEPR | GWh | 7.3506 | 48.3866 | 134.7115 | 256.2985 |  | Total Variable Renewables | MW | 2627.6246 | 2921.2518 | 3253.3498 | 3537.4902 | Includes BTM PV
Other Electrification | IEPR | GWh | 8.0404 | 21.6336 | 36.9945 | 48.0653 |  | User-specified GHG-free Power | MW | 0 | 0 | 0 | 0
Building Electrification | IEPR | GWh | 0 | 0 | 0 | 0 |  | Energy Storage | MW | 73 | 174 | 184 | 184
Energy Efficiency | IEPR | GWh | -163.2709 | -795.6776 | -1518.042 | -2138.6568 |  | Maximum Clean Net Short | MW | 2882.285 | 3061.7893 | 3230.8687 | 3232.5721
BTM PV | IEPR | GWh | -927.2998 | -1516.3982 | -2086.3129 | -2551.6298
Capacity Inputs (MW) | [7 empty] | SDG&E Added Calculations |  | 2018 | 2022 | 2026 | 2030 | Notes
Candidate Resource |  | Type | 2018 | 2022 | 2026 | 2030 | Notes | Oversupply as Percent of total energy needs | % | 0.694% | 0.8587% | 1.3% | 2.347% | Oversupply devided by Baseline Energy for Load
Battery Storage |  | Storage | 33 | 134 | 144 | 144 | Assumes 4-hr battery storage duration
Pumped Storage |  | Storage | 40 | 40 | 40 | 40 | Assumes at least 12-hr pumped storage duration | Emissions |  | 2018 | 2022 | 2026 | 2030
Large Hydro |  | Large Hydro | 0 | 0 | 0 | 0 | Assumes average dispatch based on RESOLVE | NOx | 1000 lb/yr. | 799.031 | 952.7845 | 954.6013 | 929.7182 | From Nox Sheet
Nuclear |  | Nuclear | 0 | 0 | 0 | 0 | Perfect capacity - 100% CF | PM 2.5 | 1000 lb/yr. | 408.6769 | 388.7419 | 405.0552 | 373.8789 | From PM Sheet
CAISO_Wind_for_CAISO |  | Wind | 0 | 0 | 0 | 0 | Existing wind located in CAISO
SW_Wind_for_CAISO |  | Wind | 0 | 0 | 0 | 0 | Existing wind located in SW and delivered to CAISO
Contracted_NW_Wind |  | Wind | 0 | 0 | 0 | 0 | Existing wind located in NW and delivered to CAISO
Northern_California_Wind |  | Wind | 0 | 0 | 0 | 0
Solano_Wind |  | Wind | 0 | 0 | 0 | 0
Central_Valley_North_Los_Banos_Wind |  | Wind | 0 | 0 | 0 | 0
Greater_Carrizo_Wind |  | Wind | 0 | 0 | 0 | 0
Tehachapi_Wind |  | Wind | 311 | 251 | 311 | 311
Kramer_Inyokern_Wind |  | Wind | 0 | 0 | 0 | 0
Southern_California_Desert_Wind |  | Wind | 0 | 0 | 0 | 0
Riverside_East_Palm_Springs_Wind |  | Wind | 53 | 11 | 0 | 53
Greater_Imperial_Wind |  | Wind | 315 | 315 | 315 | 315
Distributed_Wind |  | Wind | 0 | 0 | 0 | 0
Baja_California_Wind |  | Wind | 156 | 261 | 261 | 261
Pacific_Northwest_Wind |  | Wind | 0 | 0 | 0 | 0
NW_Ext_Tx_Wind |  | Wind | 0 | 0 | 0 | 0
Idaho_Wind |  | Wind | 0 | 0 | 0 | 0
Utah_Wind |  | Wind | 0 | 0 | 0 | 0
Wyoming_Wind |  | Wind | 0 | 0 | 0 | 0
Southern_Nevada_Northwest_Arizona_Wind |  | Wind | 0 | 0 | 0 | 0
Arizona_Wind |  | Wind | 0 | 0 | 0 | 0
New_Mexico_Wind |  | Wind | 0 | 0 | 0 | 0
SW_Ext_Tx_Wind |  | Wind | 0 | 0 | 0 | 0
BTM_Distributed_PV |  | Solar | 460.6246 | 753.2518 | 1036.3498 | 1267.4902 | Derived from demand inputs, grossed up for T&D losses. DO NOT EDIT
CAISO_Solar_for_CAISO |  | Solar | 0 | 0 | 0 | 0 | Existing solar located in CAISO
SW_Solar_for_CAISO |  | Solar | 0 | 0 | 0 | 0 | Existing solar located in SW and delivered to CAISO
IID_Solar_for_CAISO |  | Solar | 0 | 0 | 0 | 0 | Existing solar located in IID and delivered to CAISO
Northern_California_Solar |  | Solar | 0 | 0 | 0 | 0
Solano_Solar |  | Solar | 0 | 0 | 0 | 0
Central_Valley_North_Los_Banos_Solar |  | Solar | 0 | 0 | 0 | 0
Westlands_Solar |  | Solar | 0 | 0 | 0 | 0
Greater_Carrizo_Solar |  | Solar | 0 | 0 | 0 | 0
Tehachapi_Solar |  | Solar | 0 | 0 | 0 | 0
Kramer_Inyokern_Solar |  | Solar | 0 | 0 | 0 | 0
Mountain_Pass_El_Dorado_Solar |  | Solar | 0 | 0 | 0 | 0
Southern_California_Desert_Solar |  | Solar | 0 | 0 | 0 | 0
Riverside_East_Palm_Springs_Solar |  | Solar | 0 | 0 | 0 | 0
Greater_Imperial_Solar |  | Solar | 1205 | 1203 | 1203 | 1203
Baja_California_Solar |  | Solar | 0 | 0 | 0 | 0
Utah_Solar |  | Solar | 0 | 0 | 0 | 0
Southern_Nevada_Solar |  | Solar | 0 | 0 | 0 | 0
Arizona_Solar |  | Solar | 127 | 127 | 127 | 127
New_Mexico_Solar |  | Solar | 0 | 0 | 0 | 0
Geothermal |  | Geothermal | 0 | 0 | 0 | 0 | perfect capacity - 100% CF
Biomass |  | Biomass | 37 | 20 | 20 | 32 | perfect capacity - 100% CF
Small Hydro |  | Small Hydro | 0.3 | 0.3 | 0.3 | 0.3 | perfect capacity - 100% CF

## Custom Profiles
Notes:
RESOLVE renewable and load shapes in this document are based on 2007 weather year. If possible, user should synchronize custom shapes with 2007 weather
Profiles
|  |  | User-defined GHG-free power |  |  |  | Load and load modifier shapes
|  | Use Shape? | No |  |  |  | No | No | No | No | No
|  | Notes | To include a custom shape, set toggle to "yes" and add profile below (units = MW). Users wishing to add multiple custom GHG-free resources should add together the hourly production values outside of this tool and input the final 8760 shape in this tab. |  |  |  | Set toggle to "yes" to override default shape with custom shape below. Shape should be normalized - the sum of the hourly values over the entire year should equal 1. To normalize, divide original non-normalized shape by the annual total to get the normalized shape in "MW / annual MWh".
Month | Day | Hour | 2018 | 2022 | 2026 | 2030 | Baseline Load | EV - Home Charging | EV - Home and Work Charging | Building Electrification | Energy Efficiency
1 | 1 | 1 | 0 | 0 | 0 | 0 | 0 | 0 | 0 | 0 | 0
1 | 1 | 2 | 0 | 0 | 0 | 0 | 0 | 0 | 0 | 0 | 0
1 | 1 | 3 | 0 | 0 | 0 | 0 | 0 | 0 | 0 | 0 | 0
1 | 1 | 4 | 0 | 0 | 0 | 0 | 0 | 0 | 0 | 0 | 0
1 | 1 | 5 | 0 | 0 | 0 | 0 | 0 | 0 | 0 | 0 | 0
1 | 1 | 6 | 0 | 0 | 0 | 0 | 0 | 0 | 0 | 0 | 0
1 | 1 | 7 | 0 | 0 | 0 | 0 | 0 | 0 | 0 | 0 | 0
1 | 1 | 8 | 0 | 0 | 0 | 0 | 0 | 0 | 0 | 0 | 0
1 | 1 | 9 | 0 | 0 | 0 | 0 | 0 | 0 | 0 | 0 | 0
1 | 1 | 10 | 0 | 0 | 0 | 0 | 0 | 0 | 0 | 0 | 0
1 | 1 | 11 | 0 | 0 | 0 | 0 | 0 | 0 | 0 | 0 | 0
1 | 1 | 12 | 0 | 0 | 0 | 0 | 0 | 0 | 0 | 0 | 0
1 | 1 | 13 | 0 | 0 | 0 | 0 | 0 | 0 | 0 | 0 | 0
1 | 1 | 14 | 0 | 0 | 0 | 0 | 0 | 0 | 0 | 0 | 0
1 | 1 | 15 | 0 | 0 | 0 | 0 | 0 | 0 | 0 | 0 | 0
1 | 1 | 16 | 0 | 0 | 0 | 0 | 0 | 0 | 0 | 0 | 0
1 | 1 | 17 | 0 | 0 | 0 | 0 | 0 | 0 | 0 | 0 | 0
1 | 1 | 18 | 0 | 0 | 0 | 0 | 0 | 0 | 0 | 0 | 0
1 | 1 | 19 | 0 | 0 | 0 | 0 | 0 | 0 | 0 | 0 | 0
1 | 1 | 20 | 0 | 0 | 0 | 0 | 0 | 0 | 0 | 0 | 0
1 | 1 | 21 | 0 | 0 | 0 | 0 | 0 | 0 | 0 | 0 | 0
1 | 1 | 22 | 0 | 0 | 0 | 0 | 0 | 0 | 0 | 0 | 0
1 | 1 | 23 | 0 | 0 | 0 | 0 | 0 | 0 | 0 | 0 | 0
1 | 1 | 24 | 0 | 0 | 0 | 0 | 0 | 0 | 0 | 0 | 0
1 | 2 | 1 | 0 | 0 | 0 | 0 | 0 | 0 | 0 | 0 | 0
1 | 2 | 2 | 0 | 0 | 0 | 0 | 0 | 0 | 0 | 0 | 0
1 | 2 | 3 | 0 | 0 | 0 | 0 | 0 | 0 | 0 | 0 | 0
1 | 2 | 4 | 0 | 0 | 0 | 0 | 0 | 0 | 0 | 0 | 0
1 | 2 | 5 | 0 | 0 | 0 | 0 | 0 | 0 | 0 | 0 | 0
1 | 2 | 6 | 0 | 0 | 0 | 0 | 0 | 0 | 0 | 0 | 0
1 | 2 | 7 | 0 | 0 | 0 | 0 | 0 | 0 | 0 | 0 | 0
1 | 2 | 8 | 0 | 0 | 0 | 0 | 0 | 0 | 0 | 0 | 0
1 | 2 | 9 | 0 | 0 | 0 | 0 | 0 | 0 | 0 | 0 | 0
1 | 2 | 10 | 0 | 0 | 0 | 0 | 0 | 0 | 0 | 0 | 0
1 | 2 | 11 | 0 | 0 | 0 | 0 | 0 | 0 | 0 | 0 | 0
1 | 2 | 12 | 0 | 0 | 0 | 0 | 0 | 0 | 0 | 0 | 0
1 | 2 | 13 | 0 | 0 | 0 | 0 | 0 | 0 | 0 | 0 | 0
1 | 2 | 14 | 0 | 0 | 0 | 0 | 0 | 0 | 0 | 0 | 0
1 | 2 | 15 | 0 | 0 | 0 | 0 | 0 | 0 | 0 | 0 | 0
1 | 2 | 16 | 0 | 0 | 0 | 0 | 0 | 0 | 0 | 0 | 0
1 | 2 | 17 | 0 | 0 | 0 | 0 | 0 | 0 | 0 | 0 | 0
1 | 2 | 18 | 0 | 0 | 0 | 0 | 0 | 0 | 0 | 0 | 0
1 | 2 | 19 | 0 | 0 | 0 | 0 | 0 | 0 | 0 | 0 | 0
1 | 2 | 20 | 0 | 0 | 0 | 0 | 0 | 0 | 0 | 0 | 0
1 | 2 | 21 | 0 | 0 | 0 | 0 | 0 | 0 | 0 | 0 | 0
1 | 2 | 22 | 0 | 0 | 0 | 0 | 0 | 0 | 0 | 0 | 0
1 | 2 | 23 | 0 | 0 | 0 | 0 | 0 | 0 | 0 | 0 | 0
1 | 2 | 24 | 0 | 0 | 0 | 0 | 0 | 0 | 0 | 0 | 0
1 | 3 | 1 | 0 | 0 | 0 | 0 | 0 | 0 | 0 | 0 | 0
1 | 3 | 2 | 0 | 0 | 0 | 0 | 0 | 0 | 0 | 0 | 0
1 | 3 | 3 | 0 | 0 | 0 | 0 | 0 | 0 | 0 | 0 | 0
1 | 3 | 4 | 0 | 0 | 0 | 0 | 0 | 0 | 0 | 0 | 0
1 | 3 | 5 | 0 | 0 | 0 | 0 | 0 | 0 | 0 | 0 | 0
1 | 3 | 6 | 0 | 0 | 0 | 0 | 0 | 0 | 0 | 0 | 0
1 | 3 | 7 | 0 | 0 | 0 | 0 | 0 | 0 | 0 | 0 | 0
1 | 3 | 8 | 0 | 0 | 0 | 0 | 0 | 0 | 0 | 0 | 0
1 | 3 | 9 | 0 | 0 | 0 | 0 | 0 | 0 | 0 | 0 | 0
1 | 3 | 10 | 0 | 0 | 0 | 0 | 0 | 0 | 0 | 0 | 0
1 | 3 | 11 | 0 | 0 | 0 | 0 | 0 | 0 | 0 | 0 | 0
1 | 3 | 12 | 0 | 0 | 0 | 0 | 0 | 0 | 0 | 0 | 0
1 | 3 | 13 | 0 | 0 | 0 | 0 | 0 | 0 | 0 | 0 | 0
1 | 3 | 14 | 0 | 0 | 0 | 0 | 0 | 0 | 0 | 0 | 0
1 | 3 | 15 | 0 | 0 | 0 | 0 | 0 | 0 | 0 | 0 | 0
1 | 3 | 16 | 0 | 0 | 0 | 0 | 0 | 0 | 0 | 0 | 0
1 | 3 | 17 | 0 | 0 | 0 | 0 | 0 | 0 | 0 | 0 | 0
1 | 3 | 18 | 0 | 0 | 0 | 0 | 0 | 0 | 0 | 0 | 0
1 | 3 | 19 | 0 | 0 | 0 | 0 | 0 | 0 | 0 | 0 | 0
1 | 3 | 20 | 0 | 0 | 0 | 0 | 0 | 0 | 0 | 0 | 0
1 | 3 | 21 | 0 | 0 | 0 | 0 | 0 | 0 | 0 | 0 | 0
1 | 3 | 22 | 0 | 0 | 0 | 0 | 0 | 0 | 0 | 0 | 0
1 | 3 | 23 | 0 | 0 | 0 | 0 | 0 | 0 | 0 | 0 | 0
1 | 3 | 24 | 0 | 0 | 0 | 0 | 0 | 0 | 0 | 0 | 0
1 | 4 | 1 | 0 | 0 | 0 | 0 | 0 | 0 | 0 | 0 | 0
1 | 4 | 2 | 0 | 0 | 0 | 0 | 0 | 0 | 0 | 0 | 0
1 | 4 | 3 | 0 | 0 | 0 | 0 | 0 | 0 | 0 | 0 | 0
1 | 4 | 4 | 0 | 0 | 0 | 0 | 0 | 0 | 0 | 0 | 0
1 | 4 | 5 | 0 | 0 | 0 | 0 | 0 | 0 | 0 | 0 | 0
1 | 4 | 6 | 0 | 0 | 0 | 0 | 0 | 0 | 0 | 0 | 0
1 | 4 | 7 | 0 | 0 | 0 | 0 | 0 | 0 | 0 | 0 | 0
1 | 4 | 8 | 0 | 0 | 0 | 0 | 0 | 0 | 0 | 0 | 0
1 | 4 | 9 | 0 | 0 | 0 | 0 | 0 | 0 | 0 | 0 | 0
1 | 4 | 10 | 0 | 0 | 0 | 0 | 0 | 0 | 0 | 0 | 0
1 | 4 | 11 | 0 | 0 | 0 | 0 | 0 | 0 | 0 | 0 | 0
1 | 4 | 12 | 0 | 0 | 0 | 0 | 0 | 0 | 0 | 0 | 0
1 | 4 | 13 | 0 | 0 | 0 | 0 | 0 | 0 | 0 | 0 | 0
1 | 4 | 14 | 0 | 0 | 0 | 0 | 0 | 0 | 0 | 0 | 0
1 | 4 | 15 | 0 | 0 | 0 | 0 | 0 | 0 | 0 | 0 | 0
1 | 4 | 16 | 0 | 0 | 0 | 0 | 0 | 0 | 0 | 0 | 0
1 | 4 | 17 | 0 | 0 | 0 | 0 | 0 | 0 | 0 | 0 | 0
1 | 4 | 18 | 0 | 0 | 0 | 0 | 0 | 0 | 0 | 0 | 0
1 | 4 | 19 | 0 | 0 | 0 | 0 | 0 | 0 | 0 | 0 | 0
1 | 4 | 20 | 0 | 0 | 0 | 0 | 0 | 0 | 0 | 0 | 0
1 | 4 | 21 | 0 | 0 | 0 | 0 | 0 | 0 | 0 | 0 | 0
1 | 4 | 22 | 0 | 0 | 0 | 0 | 0 | 0 | 0 | 0 | 0
1 | 4 | 23 | 0 | 0 | 0 | 0 | 0 | 0 | 0 | 0 | 0
1 | 4 | 24 | 0 | 0 | 0 | 0 | 0 | 0 | 0 | 0 | 0
1 | 5 | 1 | 0 | 0 | 0 | 0 | 0 | 0 | 0 | 0 | 0
1 | 5 | 2 | 0 | 0 | 0 | 0 | 0 | 0 | 0 | 0 | 0
1 | 5 | 3 | 0 | 0 | 0 | 0 | 0 | 0 | 0 | 0 | 0
1 | 5 | 4 | 0 | 0 | 0 | 0 | 0 | 0 | 0 | 0 | 0
1 | 5 | 5 | 0 | 0 | 0 | 0 | 0 | 0 | 0 | 0 | 0
1 | 5 | 6 | 0 | 0 | 0 | 0 | 0 | 0 | 0 | 0 | 0
1 | 5 | 7 | 0 | 0 | 0 | 0 | 0 | 0 | 0 | 0 | 0
1 | 5 | 8 | 0 | 0 | 0 | 0 | 0 | 0 | 0 | 0 | 0
1 | 5 | 9 | 0 | 0 | 0 | 0 | 0 | 0 | 0 | 0 | 0
1 | 5 | 10 | 0 | 0 | 0 | 0 | 0 | 0 | 0 | 0 | 0
1 | 5 | 11 | 0 | 0 | 0 | 0 | 0 | 0 | 0 | 0 | 0
1 | 5 | 12 | 0 | 0 | 0 | 0 | 0 | 0 | 0 | 0 | 0
1 | 5 | 13 | 0 | 0 | 0 | 0 | 0 | 0 | 0 | 0 | 0
1 | 5 | 14 | 0 | 0 | 0 | 0 | 0 | 0 | 0 | 0 | 0
1 | 5 | 15 | 0 | 0 | 0 | 0 | 0 | 0 | 0 | 0 | 0
1 | 5 | 16 | 0 | 0 | 0 | 0 | 0 | 0 | 0 | 0 | 0
1 | 5 | 17 | 0 | 0 | 0 | 0 | 0 | 0 | 0 | 0 | 0
1 | 5 | 18 | 0 | 0 | 0 | 0 | 0 | 0 | 0 | 0 | 0
1 | 5 | 19 | 0 | 0 | 0 | 0 | 0 | 0 | 0 | 0 | 0
1 | 5 | 20 | 0 | 0 | 0 | 0 | 0 | 0 | 0 | 0 | 0
1 | 5 | 21 | 0 | 0 | 0 | 0 | 0 | 0 | 0 | 0 | 0
1 | 5 | 22 | 0 | 0 | 0 | 0 | 0 | 0 | 0 | 0 | 0
1 | 5 | 23 | 0 | 0 | 0 | 0 | 0 | 0 | 0 | 0 | 0
1 | 5 | 24 | 0 | 0 | 0 | 0 | 0 | 0 | 0 | 0 | 0
1 | 6 | 1 | 0 | 0 | 0 | 0 | 0 | 0 | 0 | 0 | 0
1 | 6 | 2 | 0 | 0 | 0 | 0 | 0 | 0 | 0 | 0 | 0
1 | 6 | 3 | 0 | 0 | 0 | 0 | 0 | 0 | 0 | 0 | 0
1 | 6 | 4 | 0 | 0 | 0 | 0 | 0 | 0 | 0 | 0 | 0
1 | 6 | 5 | 0 | 0 | 0 | 0 | 0 | 0 | 0 | 0 | 0
1 | 6 | 6 | 0 | 0 | 0 | 0 | 0 | 0 | 0 | 0 | 0
1 | 6 | 7 | 0 | 0 | 0 | 0 | 0 | 0 | 0 | 0 | 0
1 | 6 | 8 | 0 | 0 | 0 | 0 | 0 | 0 | 0 | 0 | 0
1 | 6 | 9 | 0 | 0 | 0 | 0 | 0 | 0 | 0 | 0 | 0
1 | 6 | 10 | 0 | 0 | 0 | 0 | 0 | 0 | 0 | 0 | 0
1 | 6 | 11 | 0 | 0 | 0 | 0 | 0 | 0 | 0 | 0 | 0
1 | 6 | 12 | 0 | 0 | 0 | 0 | 0 | 0 | 0 | 0 | 0
1 | 6 | 13 | 0 | 0 | 0 | 0 | 0 | 0 | 0 | 0 | 0
1 | 6 | 14 | 0 | 0 | 0 | 0 | 0 | 0 | 0 | 0 | 0
1 | 6 | 15 | 0 | 0 | 0 | 0 | 0 | 0 | 0 | 0 | 0
1 | 6 | 16 | 0 | 0 | 0 | 0 | 0 | 0 | 0 | 0 | 0
1 | 6 | 17 | 0 | 0 | 0 | 0 | 0 | 0 | 0 | 0 | 0
1 | 6 | 18 | 0 | 0 | 0 | 0 | 0 | 0 | 0 | 0 | 0
1 | 6 | 19 | 0 | 0 | 0 | 0 | 0 | 0 | 0 | 0 | 0
1 | 6 | 20 | 0 | 0 | 0 | 0 | 0 | 0 | 0 | 0 | 0
1 | 6 | 21 | 0 | 0 | 0 | 0 | 0 | 0 | 0 | 0 | 0
1 | 6 | 22 | 0 | 0 | 0 | 0 | 0 | 0 | 0 | 0 | 0
1 | 6 | 23 | 0 | 0 | 0 | 0 | 0 | 0 | 0 | 0 | 0
1 | 6 | 24 | 0 | 0 | 0 | 0 | 0 | 0 | 0 | 0 | 0
1 | 7 | 1 | 0 | 0 | 0 | 0 | 0 | 0 | 0 | 0 | 0
1 | 7 | 2 | 0 | 0 | 0 | 0 | 0 | 0 | 0 | 0 | 0
1 | 7 | 3 | 0 | 0 | 0 | 0 | 0 | 0 | 0 | 0 | 0
1 | 7 | 4 | 0 | 0 | 0 | 0 | 0 | 0 | 0 | 0 | 0
1 | 7 | 5 | 0 | 0 | 0 | 0 | 0 | 0 | 0 | 0 | 0
1 | 7 | 6 | 0 | 0 | 0 | 0 | 0 | 0 | 0 | 0 | 0
1 | 7 | 7 | 0 | 0 | 0 | 0 | 0 | 0 | 0 | 0 | 0
1 | 7 | 8 | 0 | 0 | 0 | 0 | 0 | 0 | 0 | 0 | 0
1 | 7 | 9 | 0 | 0 | 0 | 0 | 0 | 0 | 0 | 0 | 0
1 | 7 | 10 | 0 | 0 | 0 | 0 | 0 | 0 | 0 | 0 | 0
1 | 7 | 11 | 0 | 0 | 0 | 0 | 0 | 0 | 0 | 0 | 0
1 | 7 | 12 | 0 | 0 | 0 | 0 | 0 | 0 | 0 | 0 | 0
1 | 7 | 13 | 0 | 0 | 0 | 0 | 0 | 0 | 0 | 0 | 0
1 | 7 | 14 | 0 | 0 | 0 | 0 | 0 | 0 | 0 | 0 | 0
1 | 7 | 15 | 0 | 0 | 0 | 0 | 0 | 0 | 0 | 0 | 0
1 | 7 | 16 | 0 | 0 | 0 | 0 | 0 | 0 | 0 | 0 | 0
1 | 7 | 17 | 0 | 0 | 0 | 0 | 0 | 0 | 0 | 0 | 0
1 | 7 | 18 | 0 | 0 | 0 | 0 | 0 | 0 | 0 | 0 | 0
1 | 7 | 19 | 0 | 0 | 0 | 0 | 0 | 0 | 0 | 0 | 0
1 | 7 | 20 | 0 | 0 | 0 | 0 | 0 | 0 | 0 | 0 | 0
1 | 7 | 21 | 0 | 0 | 0 | 0 | 0 | 0 | 0 | 0 | 0
1 | 7 | 22 | 0 | 0 | 0 | 0 | 0 | 0 | 0 | 0 | 0
1 | 7 | 23 | 0 | 0 | 0 | 0 | 0 | 0 | 0 | 0 | 0
1 | 7 | 24 | 0 | 0 | 0 | 0 | 0 | 0 | 0 | 0 | 0
1 | 8 | 1 | 0 | 0 | 0 | 0 | 0 | 0 | 0 | 0 | 0
1 | 8 | 2 | 0 | 0 | 0 | 0 | 0 | 0 | 0 | 0 | 0
1 | 8 | 3 | 0 | 0 | 0 | 0 | 0 | 0 | 0 | 0 | 0
1 | 8 | 4 | 0 | 0 | 0 | 0 | 0 | 0 | 0 | 0 | 0
1 | 8 | 5 | 0 | 0 | 0 | 0 | 0 | 0 | 0 | 0 | 0
1 | 8 | 6 | 0 | 0 | 0 | 0 | 0 | 0 | 0 | 0 | 0
1 | 8 | 7 | 0 | 0 | 0 | 0 | 0 | 0 | 0 | 0 | 0
1 | 8 | 8 | 0 | 0 | 0 | 0 | 0 | 0 | 0 | 0 | 0
1 | 8 | 9 | 0 | 0 | 0 | 0 | 0 | 0 | 0 | 0 | 0
1 | 8 | 10 | 0 | 0 | 0 | 0 | 0 | 0 | 0 | 0 | 0
1 | 8 | 11 | 0 | 0 | 0 | 0 | 0 | 0 | 0 | 0 | 0
1 | 8 | 12 | 0 | 0 | 0 | 0 | 0 | 0 | 0 | 0 | 0
1 | 8 | 13 | 0 | 0 | 0 | 0 | 0 | 0 | 0 | 0 | 0
1 | 8 | 14 | 0 | 0 | 0 | 0 | 0 | 0 | 0 | 0 | 0
1 | 8 | 15 | 0 | 0 | 0 | 0 | 0 | 0 | 0 | 0 | 0
1 | 8 | 16 | 0 | 0 | 0 | 0 | 0 | 0 | 0 | 0 | 0
1 | 8 | 17 | 0 | 0 | 0 | 0 | 0 | 0 | 0 | 0 | 0
1 | 8 | 18 | 0 | 0 | 0 | 0 | 0 | 0 | 0 | 0 | 0
1 | 8 | 19 | 0 | 0 | 0 | 0 | 0 | 0 | 0 | 0 | 0
1 | 8 | 20 | 0 | 0 | 0 | 0 | 0 | 0 | 0 | 0 | 0
1 | 8 | 21 | 0 | 0 | 0 | 0 | 0 | 0 | 0 | 0 | 0
1 | 8 | 22 | 0 | 0 | 0 | 0 | 0 | 0 | 0 | 0 | 0
1 | 8 | 23 | 0 | 0 | 0 | 0 | 0 | 0 | 0 | 0 | 0
1 | 8 | 24 | 0 | 0 | 0 | 0 | 0 | 0 | 0 | 0 | 0
1 | 9 | 1 | 0 | 0 | 0 | 0 | 0 | 0 | 0 | 0 | 0
1 | 9 | 2 | 0 | 0 | 0 | 0 | 0 | 0 | 0 | 0 | 0
1 | 9 | 3 | 0 | 0 | 0 | 0 | 0 | 0 | 0 | 0 | 0
1 | 9 | 4 | 0 | 0 | 0 | 0 | 0 | 0 | 0 | 0 | 0
1 | 9 | 5 | 0 | 0 | 0 | 0 | 0 | 0 | 0 | 0 | 0
1 | 9 | 6 | 0 | 0 | 0 | 0 | 0 | 0 | 0 | 0 | 0
1 | 9 | 7 | 0 | 0 | 0 | 0 | 0 | 0 | 0 | 0 | 0
1 | 9 | 8 | 0 | 0 | 0 | 0 | 0 | 0 | 0 | 0 | 0
1 | 9 | 9 | 0 | 0 | 0 | 0 | 0 | 0 | 0 | 0 | 0
1 | 9 | 10 | 0 | 0 | 0 | 0 | 0 | 0 | 0 | 0 | 0
1 | 9 | 11 | 0 | 0 | 0 | 0 | 0 | 0 | 0 | 0 | 0
1 | 9 | 12 | 0 | 0 | 0 | 0 | 0 | 0 | 0 | 0 | 0
1 | 9 | 13 | 0 | 0 | 0 | 0 | 0 | 0 | 0 | 0 | 0
1 | 9 | 14 | 0 | 0 | 0 | 0 | 0 | 0 | 0 | 0 | 0
1 | 9 | 15 | 0 | 0 | 0 | 0 | 0 | 0 | 0 | 0 | 0
1 | 9 | 16 | 0 | 0 | 0 | 0 | 0 | 0 | 0 | 0 | 0
1 | 9 | 17 | 0 | 0 | 0 | 0 | 0 | 0 | 0 | 0 | 0
1 | 9 | 18 | 0 | 0 | 0 | 0 | 0 | 0 | 0 | 0 | 0
1 | 9 | 19 | 0 | 0 | 0 | 0 | 0 | 0 | 0 | 0 | 0
1 | 9 | 20 | 0 | 0 | 0 | 0 | 0 | 0 | 0 | 0 | 0
1 | 9 | 21 | 0 | 0 | 0 | 0 | 0 | 0 | 0 | 0 | 0
1 | 9 | 22 | 0 | 0 | 0 | 0 | 0 | 0 | 0 | 0 | 0
1 | 9 | 23 | 0 | 0 | 0 | 0 | 0 | 0 | 0 | 0 | 0
1 | 9 | 24 | 0 | 0 | 0 | 0 | 0 | 0 | 0 | 0 | 0
1 | 10 | 1 | 0 | 0 | 0 | 0 | 0 | 0 | 0 | 0 | 0
1 | 10 | 2 | 0 | 0 | 0 | 0 | 0 | 0 | 0 | 0 | 0
1 | 10 | 3 | 0 | 0 | 0 | 0 | 0 | 0 | 0 | 0 | 0
1 | 10 | 4 | 0 | 0 | 0 | 0 | 0 | 0 | 0 | 0 | 0
1 | 10 | 5 | 0 | 0 | 0 | 0 | 0 | 0 | 0 | 0 | 0
1 | 10 | 6 | 0 | 0 | 0 | 0 | 0 | 0 | 0 | 0 | 0
1 | 10 | 7 | 0 | 0 | 0 | 0 | 0 | 0 | 0 | 0 | 0
1 | 10 | 8 | 0 | 0 | 0 | 0 | 0 | 0 | 0 | 0 | 0
1 | 10 | 9 | 0 | 0 | 0 | 0 | 0 | 0 | 0 | 0 | 0
1 | 10 | 10 | 0 | 0 | 0 | 0 | 0 | 0 | 0 | 0 | 0
1 | 10 | 11 | 0 | 0 | 0 | 0 | 0 | 0 | 0 | 0 | 0
1 | 10 | 12 | 0 | 0 | 0 | 0 | 0 | 0 | 0 | 0 | 0
1 | 10 | 13 | 0 | 0 | 0 | 0 | 0 | 0 | 0 | 0 | 0
1 | 10 | 14 | 0 | 0 | 0 | 0 | 0 | 0 | 0 | 0 | 0
1 | 10 | 15 | 0 | 0 | 0 | 0 | 0 | 0 | 0 | 0 | 0
1 | 10 | 16 | 0 | 0 | 0 | 0 | 0 | 0 | 0 | 0 | 0
1 | 10 | 17 | 0 | 0 | 0 | 0 | 0 | 0 | 0 | 0 | 0
1 | 10 | 18 | 0 | 0 | 0 | 0 | 0 | 0 | 0 | 0 | 0
1 | 10 | 19 | 0 | 0 | 0 | 0 | 0 | 0 | 0 | 0 | 0
1 | 10 | 20 | 0 | 0 | 0 | 0 | 0 | 0 | 0 | 0 | 0
1 | 10 | 21 | 0 | 0 | 0 | 0 | 0 | 0 | 0 | 0 | 0
1 | 10 | 22 | 0 | 0 | 0 | 0 | 0 | 0 | 0 | 0 | 0
1 | 10 | 23 | 0 | 0 | 0 | 0 | 0 | 0 | 0 | 0 | 0
1 | 10 | 24 | 0 | 0 | 0 | 0 | 0 | 0 | 0 | 0 | 0
1 | 11 | 1 | 0 | 0 | 0 | 0 | 0 | 0 | 0 | 0 | 0
1 | 11 | 2 | 0 | 0 | 0 | 0 | 0 | 0 | 0 | 0 | 0
1 | 11 | 3 | 0 | 0 | 0 | 0 | 0 | 0 | 0 | 0 | 0
1 | 11 | 4 | 0 | 0 | 0 | 0 | 0 | 0 | 0 | 0 | 0
1 | 11 | 5 | 0 | 0 | 0 | 0 | 0 | 0 | 0 | 0 | 0
1 | 11 | 6 | 0 | 0 | 0 | 0 | 0 | 0 | 0 | 0 | 0
1 | 11 | 7 | 0 | 0 | 0 | 0 | 0 | 0 | 0 | 0 | 0
1 | 11 | 8 | 0 | 0 | 0 | 0 | 0 | 0 | 0 | 0 | 0
1 | 11 | 9 | 0 | 0 | 0 | 0 | 0 | 0 | 0 | 0 | 0
1 | 11 | 10 | 0 | 0 | 0 | 0 | 0 | 0 | 0 | 0 | 0
1 | 11 | 11 | 0 | 0 | 0 | 0 | 0 | 0 | 0 | 0 | 0
1 | 11 | 12 | 0 | 0 | 0 | 0 | 0 | 0 | 0 | 0 | 0
1 | 11 | 13 | 0 | 0 | 0 | 0 | 0 | 0 | 0 | 0 | 0
1 | 11 | 14 | 0 | 0 | 0 | 0 | 0 | 0 | 0 | 0 | 0
1 | 11 | 15 | 0 | 0 | 0 | 0 | 0 | 0 | 0 | 0 | 0
1 | 11 | 16 | 0 | 0 | 0 | 0 | 0 | 0 | 0 | 0 | 0
1 | 11 | 17 | 0 | 0 | 0 | 0 | 0 | 0 | 0 | 0 | 0
1 | 11 | 18 | 0 | 0 | 0 | 0 | 0 | 0 | 0 | 0 | 0
1 | 11 | 19 | 0 | 0 | 0 | 0 | 0 | 0 | 0 | 0 | 0
1 | 11 | 20 | 0 | 0 | 0 | 0 | 0 | 0 | 0 | 0 | 0
1 | 11 | 21 | 0 | 0 | 0 | 0 | 0 | 0 | 0 | 0 | 0
1 | 11 | 22 | 0 | 0 | 0 | 0 | 0 | 0 | 0 | 0 | 0
1 | 11 | 23 | 0 | 0 | 0 | 0 | 0 | 0 | 0 | 0 | 0
1 | 11 | 24 | 0 | 0 | 0 | 0 | 0 | 0 | 0 | 0 | 0
1 | 12 | 1 | 0 | 0 | 0 | 0 | 0 | 0 | 0 | 0 | 0
1 | 12 | 2 | 0 | 0 | 0 | 0 | 0 | 0 | 0 | 0 | 0
1 | 12 | 3 | 0 | 0 | 0 | 0 | 0 | 0 | 0 | 0 | 0
1 | 12 | 4 | 0 | 0 | 0 | 0 | 0 | 0 | 0 | 0 | 0
1 | 12 | 5 | 0 | 0 | 0 | 0 | 0 | 0 | 0 | 0 | 0
1 | 12 | 6 | 0 | 0 | 0 | 0 | 0 | 0 | 0 | 0 | 0
1 | 12 | 7 | 0 | 0 | 0 | 0 | 0 | 0 | 0 | 0 | 0
1 | 12 | 8 | 0 | 0 | 0 | 0 | 0 | 0 | 0 | 0 | 0
1 | 12 | 9 | 0 | 0 | 0 | 0 | 0 | 0 | 0 | 0 | 0
1 | 12 | 10 | 0 | 0 | 0 | 0 | 0 | 0 | 0 | 0 | 0
1 | 12 | 11 | 0 | 0 | 0 | 0 | 0 | 0 | 0 | 0 | 0
1 | 12 | 12 | 0 | 0 | 0 | 0 | 0 | 0 | 0 | 0 | 0
1 | 12 | 13 | 0 | 0 | 0 | 0 | 0 | 0 | 0 | 0 | 0
1 | 12 | 14 | 0 | 0 | 0 | 0 | 0 | 0 | 0 | 0 | 0
1 | 12 | 15 | 0 | 0 | 0 | 0 | 0 | 0 | 0 | 0 | 0
1 | 12 | 16 | 0 | 0 | 0 | 0 | 0 | 0 | 0 | 0 | 0
1 | 12 | 17 | 0 | 0 | 0 | 0 | 0 | 0 | 0 | 0 | 0
1 | 12 | 18 | 0 | 0 | 0 | 0 | 0 | 0 | 0 | 0 | 0
1 | 12 | 19 | 0 | 0 | 0 | 0 | 0 | 0 | 0 | 0 | 0
1 | 12 | 20 | 0 | 0 | 0 | 0 | 0 | 0 | 0 | 0 | 0
1 | 12 | 21 | 0 | 0 | 0 | 0 | 0 | 0 | 0 | 0 | 0
1 | 12 | 22 | 0 | 0 | 0 | 0 | 0 | 0 | 0 | 0 | 0
1 | 12 | 23 | 0 | 0 | 0 | 0 | 0 | 0 | 0 | 0 | 0
1 | 12 | 24 | 0 | 0 | 0 | 0 | 0 | 0 | 0 | 0 | 0
1 | 13 | 1 | 0 | 0 | 0 | 0 | 0 | 0 | 0 | 0 | 0
1 | 13 | 2 | 0 | 0 | 0 | 0 | 0 | 0 | 0 | 0 | 0
1 | 13 | 3 | 0 | 0 | 0 | 0 | 0 | 0 | 0 | 0 | 0
1 | 13 | 4 | 0 | 0 | 0 | 0 | 0 | 0 | 0 | 0 | 0
1 | 13 | 5 | 0 | 0 | 0 | 0 | 0 | 0 | 0 | 0 | 0
1 | 13 | 6 | 0 | 0 | 0 | 0 | 0 | 0 | 0 | 0 | 0
1 | 13 | 7 | 0 | 0 | 0 | 0 | 0 | 0 | 0 | 0 | 0
1 | 13 | 8 | 0 | 0 | 0 | 0 | 0 | 0 | 0 | 0 | 0
1 | 13 | 9 | 0 | 0 | 0 | 0 | 0 | 0 | 0 | 0 | 0
1 | 13 | 10 | 0 | 0 | 0 | 0 | 0 | 0 | 0 | 0 | 0
1 | 13 | 11 | 0 | 0 | 0 | 0 | 0 | 0 | 0 | 0 | 0
1 | 13 | 12 | 0 | 0 | 0 | 0 | 0 | 0 | 0 | 0 | 0
1 | 13 | 13 | 0 | 0 | 0 | 0 | 0 | 0 | 0 | 0 | 0
1 | 13 | 14 | 0 | 0 | 0 | 0 | 0 | 0 | 0 | 0 | 0
1 | 13 | 15 | 0 | 0 | 0 | 0 | 0 | 0 | 0 | 0 | 0
1 | 13 | 16 | 0 | 0 | 0 | 0 | 0 | 0 | 0 | 0 | 0
1 | 13 | 17 | 0 | 0 | 0 | 0 | 0 | 0 | 0 | 0 | 0
1 | 13 | 18 | 0 | 0 | 0 | 0 | 0 | 0 | 0 | 0 | 0
1 | 13 | 19 | 0 | 0 | 0 | 0 | 0 | 0 | 0 | 0 | 0
1 | 13 | 20 | 0 | 0 | 0 | 0 | 0 | 0 | 0 | 0 | 0
1 | 13 | 21 | 0 | 0 | 0 | 0 | 0 | 0 | 0 | 0 | 0
1 | 13 | 22 | 0 | 0 | 0 | 0 | 0 | 0 | 0 | 0 | 0
1 | 13 | 23 | 0 | 0 | 0 | 0 | 0 | 0 | 0 | 0 | 0
1 | 13 | 24 | 0 | 0 | 0 | 0 | 0 | 0 | 0 | 0 | 0
1 | 14 | 1 | 0 | 0 | 0 | 0 | 0 | 0 | 0 | 0 | 0
1 | 14 | 2 | 0 | 0 | 0 | 0 | 0 | 0 | 0 | 0 | 0
1 | 14 | 3 | 0 | 0 | 0 | 0 | 0 | 0 | 0 | 0 | 0
1 | 14 | 4 | 0 | 0 | 0 | 0 | 0 | 0 | 0 | 0 | 0
1 | 14 | 5 | 0 | 0 | 0 | 0 | 0 | 0 | 0 | 0 | 0
1 | 14 | 6 | 0 | 0 | 0 | 0 | 0 | 0 | 0 | 0 | 0
1 | 14 | 7 | 0 | 0 | 0 | 0 | 0 | 0 | 0 | 0 | 0
1 | 14 | 8 | 0 | 0 | 0 | 0 | 0 | 0 | 0 | 0 | 0
1 | 14 | 9 | 0 | 0 | 0 | 0 | 0 | 0 | 0 | 0 | 0
1 | 14 | 10 | 0 | 0 | 0 | 0 | 0 | 0 | 0 | 0 | 0
1 | 14 | 11 | 0 | 0 | 0 | 0 | 0 | 0 | 0 | 0 | 0
1 | 14 | 12 | 0 | 0 | 0 | 0 | 0 | 0 | 0 | 0 | 0
1 | 14 | 13 | 0 | 0 | 0 | 0 | 0 | 0 | 0 | 0 | 0
1 | 14 | 14 | 0 | 0 | 0 | 0 | 0 | 0 | 0 | 0 | 0
1 | 14 | 15 | 0 | 0 | 0 | 0 | 0 | 0 | 0 | 0 | 0
1 | 14 | 16 | 0 | 0 | 0 | 0 | 0 | 0 | 0 | 0 | 0
1 | 14 | 17 | 0 | 0 | 0 | 0 | 0 | 0 | 0 | 0 | 0
1 | 14 | 18 | 0 | 0 | 0 | 0 | 0 | 0 | 0 | 0 | 0
1 | 14 | 19 | 0 | 0 | 0 | 0 | 0 | 0 | 0 | 0 | 0
1 | 14 | 20 | 0 | 0 | 0 | 0 | 0 | 0 | 0 | 0 | 0
1 | 14 | 21 | 0 | 0 | 0 | 0 | 0 | 0 | 0 | 0 | 0
1 | 14 | 22 | 0 | 0 | 0 | 0 | 0 | 0 | 0 | 0 | 0
1 | 14 | 23 | 0 | 0 | 0 | 0 | 0 | 0 | 0 | 0 | 0
1 | 14 | 24 | 0 | 0 | 0 | 0 | 0 | 0 | 0 | 0 | 0
1 | 15 | 1 | 0 | 0 | 0 | 0 | 0 | 0 | 0 | 0 | 0
1 | 15 | 2 | 0 | 0 | 0 | 0 | 0 | 0 | 0 | 0 | 0
1 | 15 | 3 | 0 | 0 | 0 | 0 | 0 | 0 | 0 | 0 | 0
1 | 15 | 4 | 0 | 0 | 0 | 0 | 0 | 0 | 0 | 0 | 0
1 | 15 | 5 | 0 | 0 | 0 | 0 | 0 | 0 | 0 | 0 | 0
1 | 15 | 6 | 0 | 0 | 0 | 0 | 0 | 0 | 0 | 0 | 0
1 | 15 | 7 | 0 | 0 | 0 | 0 | 0 | 0 | 0 | 0 | 0
1 | 15 | 8 | 0 | 0 | 0 | 0 | 0 | 0 | 0 | 0 | 0
1 | 15 | 9 | 0 | 0 | 0 | 0 | 0 | 0 | 0 | 0 | 0
1 | 15 | 10 | 0 | 0 | 0 | 0 | 0 | 0 | 0 | 0 | 0
1 | 15 | 11 | 0 | 0 | 0 | 0 | 0 | 0 | 0 | 0 | 0
1 | 15 | 12 | 0 | 0 | 0 | 0 | 0 | 0 | 0 | 0 | 0
1 | 15 | 13 | 0 | 0 | 0 | 0 | 0 | 0 | 0 | 0 | 0
1 | 15 | 14 | 0 | 0 | 0 | 0 | 0 | 0 | 0 | 0 | 0
1 | 15 | 15 | 0 | 0 | 0 | 0 | 0 | 0 | 0 | 0 | 0
1 | 15 | 16 | 0 | 0 | 0 | 0 | 0 | 0 | 0 | 0 | 0
1 | 15 | 17 | 0 | 0 | 0 | 0 | 0 | 0 | 0 | 0 | 0
1 | 15 | 18 | 0 | 0 | 0 | 0 | 0 | 0 | 0 | 0 | 0
1 | 15 | 19 | 0 | 0 | 0 | 0 | 0 | 0 | 0 | 0 | 0
1 | 15 | 20 | 0 | 0 | 0 | 0 | 0 | 0 | 0 | 0 | 0
1 | 15 | 21 | 0 | 0 | 0 | 0 | 0 | 0 | 0 | 0 | 0
1 | 15 | 22 | 0 | 0 | 0 | 0 | 0 | 0 | 0 | 0 | 0
1 | 15 | 23 | 0 | 0 | 0 | 0 | 0 | 0 | 0 | 0 | 0
1 | 15 | 24 | 0 | 0 | 0 | 0 | 0 | 0 | 0 | 0 | 0
1 | 16 | 1 | 0 | 0 | 0 | 0 | 0 | 0 | 0 | 0 | 0
1 | 16 | 2 | 0 | 0 | 0 | 0 | 0 | 0 | 0 | 0 | 0
1 | 16 | 3 | 0 | 0 | 0 | 0 | 0 | 0 | 0 | 0 | 0
1 | 16 | 4 | 0 | 0 | 0 | 0 | 0 | 0 | 0 | 0 | 0
1 | 16 | 5 | 0 | 0 | 0 | 0 | 0 | 0 | 0 | 0 | 0
1 | 16 | 6 | 0 | 0 | 0 | 0 | 0 | 0 | 0 | 0 | 0
1 | 16 | 7 | 0 | 0 | 0 | 0 | 0 | 0 | 0 | 0 | 0
1 | 16 | 8 | 0 | 0 | 0 | 0 | 0 | 0 | 0 | 0 | 0
1 | 16 | 9 | 0 | 0 | 0 | 0 | 0 | 0 | 0 | 0 | 0
1 | 16 | 10 | 0 | 0 | 0 | 0 | 0 | 0 | 0 | 0 | 0
1 | 16 | 11 | 0 | 0 | 0 | 0 | 0 | 0 | 0 | 0 | 0
1 | 16 | 12 | 0 | 0 | 0 | 0 | 0 | 0 | 0 | 0 | 0
1 | 16 | 13 | 0 | 0 | 0 | 0 | 0 | 0 | 0 | 0 | 0
1 | 16 | 14 | 0 | 0 | 0 | 0 | 0 | 0 | 0 | 0 | 0
1 | 16 | 15 | 0 | 0 | 0 | 0 | 0 | 0 | 0 | 0 | 0
1 | 16 | 16 | 0 | 0 | 0 | 0 | 0 | 0 | 0 | 0 | 0
1 | 16 | 17 | 0 | 0 | 0 | 0 | 0 | 0 | 0 | 0 | 0
1 | 16 | 18 | 0 | 0 | 0 | 0 | 0 | 0 | 0 | 0 | 0
1 | 16 | 19 | 0 | 0 | 0 | 0 | 0 | 0 | 0 | 0 | 0
1 | 16 | 20 | 0 | 0 | 0 | 0 | 0 | 0 | 0 | 0 | 0
1 | 16 | 21 | 0 | 0 | 0 | 0 | 0 | 0 | 0 | 0 | 0
1 | 16 | 22 | 0 | 0 | 0 | 0 | 0 | 0 | 0 | 0 | 0
1 | 16 | 23 | 0 | 0 | 0 | 0 | 0 | 0 | 0 | 0 | 0
1 | 16 | 24 | 0 | 0 | 0 | 0 | 0 | 0 | 0 | 0 | 0
1 | 17 | 1 | 0 | 0 | 0 | 0 | 0 | 0 | 0 | 0 | 0
1 | 17 | 2 | 0 | 0 | 0 | 0 | 0 | 0 | 0 | 0 | 0
1 | 17 | 3 | 0 | 0 | 0 | 0 | 0 | 0 | 0 | 0 | 0
1 | 17 | 4 | 0 | 0 | 0 | 0 | 0 | 0 | 0 | 0 | 0
1 | 17 | 5 | 0 | 0 | 0 | 0 | 0 | 0 | 0 | 0 | 0
1 | 17 | 6 | 0 | 0 | 0 | 0 | 0 | 0 | 0 | 0 | 0
1 | 17 | 7 | 0 | 0 | 0 | 0 | 0 | 0 | 0 | 0 | 0
1 | 17 | 8 | 0 | 0 | 0 | 0 | 0 | 0 | 0 | 0 | 0
1 | 17 | 9 | 0 | 0 | 0 | 0 | 0 | 0 | 0 | 0 | 0
1 | 17 | 10 | 0 | 0 | 0 | 0 | 0 | 0 | 0 | 0 | 0
1 | 17 | 11 | 0 | 0 | 0 | 0 | 0 | 0 | 0 | 0 | 0
1 | 17 | 12 | 0 | 0 | 0 | 0 | 0 | 0 | 0 | 0 | 0
1 | 17 | 13 | 0 | 0 | 0 | 0 | 0 | 0 | 0 | 0 | 0
1 | 17 | 14 | 0 | 0 | 0 | 0 | 0 | 0 | 0 | 0 | 0
1 | 17 | 15 | 0 | 0 | 0 | 0 | 0 | 0 | 0 | 0 | 0
1 | 17 | 16 | 0 | 0 | 0 | 0 | 0 | 0 | 0 | 0 | 0
1 | 17 | 17 | 0 | 0 | 0 | 0 | 0 | 0 | 0 | 0 | 0
1 | 17 | 18 | 0 | 0 | 0 | 0 | 0 | 0 | 0 | 0 | 0
1 | 17 | 19 | 0 | 0 | 0 | 0 | 0 | 0 | 0 | 0 | 0
1 | 17 | 20 | 0 | 0 | 0 | 0 | 0 | 0 | 0 | 0 | 0
1 | 17 | 21 | 0 | 0 | 0 | 0 | 0 | 0 | 0 | 0 | 0
1 | 17 | 22 | 0 | 0 | 0 | 0 | 0 | 0 | 0 | 0 | 0
1 | 17 | 23 | 0 | 0 | 0 | 0 | 0 | 0 | 0 | 0 | 0
1 | 17 | 24 | 0 | 0 | 0 | 0 | 0 | 0 | 0 | 0 | 0
1 | 18 | 1 | 0 | 0 | 0 | 0 | 0 | 0 | 0 | 0 | 0
1 | 18 | 2 | 0 | 0 | 0 | 0 | 0 | 0 | 0 | 0 | 0
1 | 18 | 3 | 0 | 0 | 0 | 0 | 0 | 0 | 0 | 0 | 0
1 | 18 | 4 | 0 | 0 | 0 | 0 | 0 | 0 | 0 | 0 | 0
1 | 18 | 5 | 0 | 0 | 0 | 0 | 0 | 0 | 0 | 0 | 0
1 | 18 | 6 | 0 | 0 | 0 | 0 | 0 | 0 | 0 | 0 | 0
1 | 18 | 7 | 0 | 0 | 0 | 0 | 0 | 0 | 0 | 0 | 0
1 | 18 | 8 | 0 | 0 | 0 | 0 | 0 | 0 | 0 | 0 | 0
1 | 18 | 9 | 0 | 0 | 0 | 0 | 0 | 0 | 0 | 0 | 0
1 | 18 | 10 | 0 | 0 | 0 | 0 | 0 | 0 | 0 | 0 | 0
1 | 18 | 11 | 0 | 0 | 0 | 0 | 0 | 0 | 0 | 0 | 0
1 | 18 | 12 | 0 | 0 | 0 | 0 | 0 | 0 | 0 | 0 | 0
1 | 18 | 13 | 0 | 0 | 0 | 0 | 0 | 0 | 0 | 0 | 0
1 | 18 | 14 | 0 | 0 | 0 | 0 | 0 | 0 | 0 | 0 | 0
1 | 18 | 15 | 0 | 0 | 0 | 0 | 0 | 0 | 0 | 0 | 0
1 | 18 | 16 | 0 | 0 | 0 | 0 | 0 | 0 | 0 | 0 | 0
1 | 18 | 17 | 0 | 0 | 0 | 0 | 0 | 0 | 0 | 0 | 0
1 | 18 | 18 | 0 | 0 | 0 | 0 | 0 | 0 | 0 | 0 | 0
1 | 18 | 19 | 0 | 0 | 0 | 0 | 0 | 0 | 0 | 0 | 0
1 | 18 | 20 | 0 | 0 | 0 | 0 | 0 | 0 | 0 | 0 | 0
1 | 18 | 21 | 0 | 0 | 0 | 0 | 0 | 0 | 0 | 0 | 0
1 | 18 | 22 | 0 | 0 | 0 | 0 | 0 | 0 | 0 | 0 | 0
1 | 18 | 23 | 0 | 0 | 0 | 0 | 0 | 0 | 0 | 0 | 0
1 | 18 | 24 | 0 | 0 | 0 | 0 | 0 | 0 | 0 | 0 | 0
1 | 19 | 1 | 0 | 0 | 0 | 0 | 0 | 0 | 0 | 0 | 0
1 | 19 | 2 | 0 | 0 | 0 | 0 | 0 | 0 | 0 | 0 | 0
1 | 19 | 3 | 0 | 0 | 0 | 0 | 0 | 0 | 0 | 0 | 0
1 | 19 | 4 | 0 | 0 | 0 | 0 | 0 | 0 | 0 | 0 | 0
1 | 19 | 5 | 0 | 0 | 0 | 0 | 0 | 0 | 0 | 0 | 0
1 | 19 | 6 | 0 | 0 | 0 | 0 | 0 | 0 | 0 | 0 | 0
1 | 19 | 7 | 0 | 0 | 0 | 0 | 0 | 0 | 0 | 0 | 0
1 | 19 | 8 | 0 | 0 | 0 | 0 | 0 | 0 | 0 | 0 | 0
1 | 19 | 9 | 0 | 0 | 0 | 0 | 0 | 0 | 0 | 0 | 0
1 | 19 | 10 | 0 | 0 | 0 | 0 | 0 | 0 | 0 | 0 | 0
1 | 19 | 11 | 0 | 0 | 0 | 0 | 0 | 0 | 0 | 0 | 0
1 | 19 | 12 | 0 | 0 | 0 | 0 | 0 | 0 | 0 | 0 | 0
1 | 19 | 13 | 0 | 0 | 0 | 0 | 0 | 0 | 0 | 0 | 0
1 | 19 | 14 | 0 | 0 | 0 | 0 | 0 | 0 | 0 | 0 | 0
1 | 19 | 15 | 0 | 0 | 0 | 0 | 0 | 0 | 0 | 0 | 0
1 | 19 | 16 | 0 | 0 | 0 | 0 | 0 | 0 | 0 | 0 | 0
1 | 19 | 17 | 0 | 0 | 0 | 0 | 0 | 0 | 0 | 0 | 0
1 | 19 | 18 | 0 | 0 | 0 | 0 | 0 | 0 | 0 | 0 | 0
1 | 19 | 19 | 0 | 0 | 0 | 0 | 0 | 0 | 0 | 0 | 0
1 | 19 | 20 | 0 | 0 | 0 | 0 | 0 | 0 | 0 | 0 | 0
1 | 19 | 21 | 0 | 0 | 0 | 0 | 0 | 0 | 0 | 0 | 0
1 | 19 | 22 | 0 | 0 | 0 | 0 | 0 | 0 | 0 | 0 | 0
1 | 19 | 23 | 0 | 0 | 0 | 0 | 0 | 0 | 0 | 0 | 0
1 | 19 | 24 | 0 | 0 | 0 | 0 | 0 | 0 | 0 | 0 | 0
1 | 20 | 1 | 0 | 0 | 0 | 0 | 0 | 0 | 0 | 0 | 0
1 | 20 | 2 | 0 | 0 | 0 | 0 | 0 | 0 | 0 | 0 | 0
1 | 20 | 3 | 0 | 0 | 0 | 0 | 0 | 0 | 0 | 0 | 0
1 | 20 | 4 | 0 | 0 | 0 | 0 | 0 | 0 | 0 | 0 | 0
1 | 20 | 5 | 0 | 0 | 0 | 0 | 0 | 0 | 0 | 0 | 0
1 | 20 | 6 | 0 | 0 | 0 | 0 | 0 | 0 | 0 | 0 | 0
1 | 20 | 7 | 0 | 0 | 0 | 0 | 0 | 0 | 0 | 0 | 0
1 | 20 | 8 | 0 | 0 | 0 | 0 | 0 | 0 | 0 | 0 | 0
1 | 20 | 9 | 0 | 0 | 0 | 0 | 0 | 0 | 0 | 0 | 0
1 | 20 | 10 | 0 | 0 | 0 | 0 | 0 | 0 | 0 | 0 | 0
1 | 20 | 11 | 0 | 0 | 0 | 0 | 0 | 0 | 0 | 0 | 0
1 | 20 | 12 | 0 | 0 | 0 | 0 | 0 | 0 | 0 | 0 | 0
1 | 20 | 13 | 0 | 0 | 0 | 0 | 0 | 0 | 0 | 0 | 0
1 | 20 | 14 | 0 | 0 | 0 | 0 | 0 | 0 | 0 | 0 | 0
1 | 20 | 15 | 0 | 0 | 0 | 0 | 0 | 0 | 0 | 0 | 0
1 | 20 | 16 | 0 | 0 | 0 | 0 | 0 | 0 | 0 | 0 | 0
1 | 20 | 17 | 0 | 0 | 0 | 0 | 0 | 0 | 0 | 0 | 0
1 | 20 | 18 | 0 | 0 | 0 | 0 | 0 | 0 | 0 | 0 | 0
1 | 20 | 19 | 0 | 0 | 0 | 0 | 0 | 0 | 0 | 0 | 0
1 | 20 | 20 | 0 | 0 | 0 | 0 | 0 | 0 | 0 | 0 | 0
1 | 20 | 21 | 0 | 0 | 0 | 0 | 0 | 0 | 0 | 0 | 0
1 | 20 | 22 | 0 | 0 | 0 | 0 | 0 | 0 | 0 | 0 | 0
1 | 20 | 23 | 0 | 0 | 0 | 0 | 0 | 0 | 0 | 0 | 0
1 | 20 | 24 | 0 | 0 | 0 | 0 | 0 | 0 | 0 | 0 | 0
1 | 21 | 1 | 0 | 0 | 0 | 0 | 0 | 0 | 0 | 0 | 0
1 | 21 | 2 | 0 | 0 | 0 | 0 | 0 | 0 | 0 | 0 | 0
1 | 21 | 3 | 0 | 0 | 0 | 0 | 0 | 0 | 0 | 0 | 0
1 | 21 | 4 | 0 | 0 | 0 | 0 | 0 | 0 | 0 | 0 | 0
1 | 21 | 5 | 0 | 0 | 0 | 0 | 0 | 0 | 0 | 0 | 0
1 | 21 | 6 | 0 | 0 | 0 | 0 | 0 | 0 | 0 | 0 | 0
1 | 21 | 7 | 0 | 0 | 0 | 0 | 0 | 0 | 0 | 0 | 0
1 | 21 | 8 | 0 | 0 | 0 | 0 | 0 | 0 | 0 | 0 | 0
1 | 21 | 9 | 0 | 0 | 0 | 0 | 0 | 0 | 0 | 0 | 0
1 | 21 | 10 | 0 | 0 | 0 | 0 | 0 | 0 | 0 | 0 | 0
1 | 21 | 11 | 0 | 0 | 0 | 0 | 0 | 0 | 0 | 0 | 0
1 | 21 | 12 | 0 | 0 | 0 | 0 | 0 | 0 | 0 | 0 | 0
1 | 21 | 13 | 0 | 0 | 0 | 0 | 0 | 0 | 0 | 0 | 0
1 | 21 | 14 | 0 | 0 | 0 | 0 | 0 | 0 | 0 | 0 | 0
1 | 21 | 15 | 0 | 0 | 0 | 0 | 0 | 0 | 0 | 0 | 0
1 | 21 | 16 | 0 | 0 | 0 | 0 | 0 | 0 | 0 | 0 | 0
1 | 21 | 17 | 0 | 0 | 0 | 0 | 0 | 0 | 0 | 0 | 0
1 | 21 | 18 | 0 | 0 | 0 | 0 | 0 | 0 | 0 | 0 | 0
1 | 21 | 19 | 0 | 0 | 0 | 0 | 0 | 0 | 0 | 0 | 0
1 | 21 | 20 | 0 | 0 | 0 | 0 | 0 | 0 | 0 | 0 | 0
1 | 21 | 21 | 0 | 0 | 0 | 0 | 0 | 0 | 0 | 0 | 0
1 | 21 | 22 | 0 | 0 | 0 | 0 | 0 | 0 | 0 | 0 | 0
1 | 21 | 23 | 0 | 0 | 0 | 0 | 0 | 0 | 0 | 0 | 0
1 | 21 | 24 | 0 | 0 | 0 | 0 | 0 | 0 | 0 | 0 | 0
1 | 22 | 1 | 0 | 0 | 0 | 0 | 0 | 0 | 0 | 0 | 0
1 | 22 | 2 | 0 | 0 | 0 | 0 | 0 | 0 | 0 | 0 | 0
1 | 22 | 3 | 0 | 0 | 0 | 0 | 0 | 0 | 0 | 0 | 0
1 | 22 | 4 | 0 | 0 | 0 | 0 | 0 | 0 | 0 | 0 | 0
1 | 22 | 5 | 0 | 0 | 0 | 0 | 0 | 0 | 0 | 0 | 0
1 | 22 | 6 | 0 | 0 | 0 | 0 | 0 | 0 | 0 | 0 | 0
1 | 22 | 7 | 0 | 0 | 0 | 0 | 0 | 0 | 0 | 0 | 0
1 | 22 | 8 | 0 | 0 | 0 | 0 | 0 | 0 | 0 | 0 | 0
1 | 22 | 9 | 0 | 0 | 0 | 0 | 0 | 0 | 0 | 0 | 0
1 | 22 | 10 | 0 | 0 | 0 | 0 | 0 | 0 | 0 | 0 | 0
1 | 22 | 11 | 0 | 0 | 0 | 0 | 0 | 0 | 0 | 0 | 0
1 | 22 | 12 | 0 | 0 | 0 | 0 | 0 | 0 | 0 | 0 | 0
1 | 22 | 13 | 0 | 0 | 0 | 0 | 0 | 0 | 0 | 0 | 0
1 | 22 | 14 | 0 | 0 | 0 | 0 | 0 | 0 | 0 | 0 | 0
1 | 22 | 15 | 0 | 0 | 0 | 0 | 0 | 0 | 0 | 0 | 0
1 | 22 | 16 | 0 | 0 | 0 | 0 | 0 | 0 | 0 | 0 | 0
1 | 22 | 17 | 0 | 0 | 0 | 0 | 0 | 0 | 0 | 0 | 0
1 | 22 | 18 | 0 | 0 | 0 | 0 | 0 | 0 | 0 | 0 | 0
1 | 22 | 19 | 0 | 0 | 0 | 0 | 0 | 0 | 0 | 0 | 0
1 | 22 | 20 | 0 | 0 | 0 | 0 | 0 | 0 | 0 | 0 | 0
1 | 22 | 21 | 0 | 0 | 0 | 0 | 0 | 0 | 0 | 0 | 0
1 | 22 | 22 | 0 | 0 | 0 | 0 | 0 | 0 | 0 | 0 | 0
1 | 22 | 23 | 0 | 0 | 0 | 0 | 0 | 0 | 0 | 0 | 0
1 | 22 | 24 | 0 | 0 | 0 | 0 | 0 | 0 | 0 | 0 | 0
1 | 23 | 1 | 0 | 0 | 0 | 0 | 0 | 0 | 0 | 0 | 0
1 | 23 | 2 | 0 | 0 | 0 | 0 | 0 | 0 | 0 | 0 | 0
1 | 23 | 3 | 0 | 0 | 0 | 0 | 0 | 0 | 0 | 0 | 0
1 | 23 | 4 | 0 | 0 | 0 | 0 | 0 | 0 | 0 | 0 | 0
1 | 23 | 5 | 0 | 0 | 0 | 0 | 0 | 0 | 0 | 0 | 0
1 | 23 | 6 | 0 | 0 | 0 | 0 | 0 | 0 | 0 | 0 | 0
1 | 23 | 7 | 0 | 0 | 0 | 0 | 0 | 0 | 0 | 0 | 0
1 | 23 | 8 | 0 | 0 | 0 | 0 | 0 | 0 | 0 | 0 | 0
1 | 23 | 9 | 0 | 0 | 0 | 0 | 0 | 0 | 0 | 0 | 0
1 | 23 | 10 | 0 | 0 | 0 | 0 | 0 | 0 | 0 | 0 | 0
1 | 23 | 11 | 0 | 0 | 0 | 0 | 0 | 0 | 0 | 0 | 0
1 | 23 | 12 | 0 | 0 | 0 | 0 | 0 | 0 | 0 | 0 | 0
1 | 23 | 13 | 0 | 0 | 0 | 0 | 0 | 0 | 0 | 0 | 0
1 | 23 | 14 | 0 | 0 | 0 | 0 | 0 | 0 | 0 | 0 | 0
1 | 23 | 15 | 0 | 0 | 0 | 0 | 0 | 0 | 0 | 0 | 0
1 | 23 | 16 | 0 | 0 | 0 | 0 | 0 | 0 | 0 | 0 | 0
1 | 23 | 17 | 0 | 0 | 0 | 0 | 0 | 0 | 0 | 0 | 0
1 | 23 | 18 | 0 | 0 | 0 | 0 | 0 | 0 | 0 | 0 | 0
1 | 23 | 19 | 0 | 0 | 0 | 0 | 0 | 0 | 0 | 0 | 0
1 | 23 | 20 | 0 | 0 | 0 | 0 | 0 | 0 | 0 | 0 | 0
1 | 23 | 21 | 0 | 0 | 0 | 0 | 0 | 0 | 0 | 0 | 0
1 | 23 | 22 | 0 | 0 | 0 | 0 | 0 | 0 | 0 | 0 | 0
1 | 23 | 23 | 0 | 0 | 0 | 0 | 0 | 0 | 0 | 0 | 0
1 | 23 | 24 | 0 | 0 | 0 | 0 | 0 | 0 | 0 | 0 | 0
1 | 24 | 1 | 0 | 0 | 0 | 0 | 0 | 0 | 0 | 0 | 0
1 | 24 | 2 | 0 | 0 | 0 | 0 | 0 | 0 | 0 | 0 | 0
1 | 24 | 3 | 0 | 0 | 0 | 0 | 0 | 0 | 0 | 0 | 0
1 | 24 | 4 | 0 | 0 | 0 | 0 | 0 | 0 | 0 | 0 | 0
1 | 24 | 5 | 0 | 0 | 0 | 0 | 0 | 0 | 0 | 0 | 0
1 | 24 | 6 | 0 | 0 | 0 | 0 | 0 | 0 | 0 | 0 | 0
1 | 24 | 7 | 0 | 0 | 0 | 0 | 0 | 0 | 0 | 0 | 0
1 | 24 | 8 | 0 | 0 | 0 | 0 | 0 | 0 | 0 | 0 | 0
1 | 24 | 9 | 0 | 0 | 0 | 0 | 0 | 0 | 0 | 0 | 0
1 | 24 | 10 | 0 | 0 | 0 | 0 | 0 | 0 | 0 | 0 | 0
1 | 24 | 11 | 0 | 0 | 0 | 0 | 0 | 0 | 0 | 0 | 0
1 | 24 | 12 | 0 | 0 | 0 | 0 | 0 | 0 | 0 | 0 | 0
1 | 24 | 13 | 0 | 0 | 0 | 0 | 0 | 0 | 0 | 0 | 0
1 | 24 | 14 | 0 | 0 | 0 | 0 | 0 | 0 | 0 | 0 | 0
1 | 24 | 15 | 0 | 0 | 0 | 0 | 0 | 0 | 0 | 0 | 0
1 | 24 | 16 | 0 | 0 | 0 | 0 | 0 | 0 | 0 | 0 | 0
1 | 24 | 17 | 0 | 0 | 0 | 0 | 0 | 0 | 0 | 0 | 0
1 | 24 | 18 | 0 | 0 | 0 | 0 | 0 | 0 | 0 | 0 | 0
1 | 24 | 19 | 0 | 0 | 0 | 0 | 0 | 0 | 0 | 0 | 0
1 | 24 | 20 | 0 | 0 | 0 | 0 | 0 | 0 | 0 | 0 | 0
1 | 24 | 21 | 0 | 0 | 0 | 0 | 0 | 0 | 0 | 0 | 0
1 | 24 | 22 | 0 | 0 | 0 | 0 | 0 | 0 | 0 | 0 | 0
1 | 24 | 23 | 0 | 0 | 0 | 0 | 0 | 0 | 0 | 0 | 0
1 | 24 | 24 | 0 | 0 | 0 | 0 | 0 | 0 | 0 | 0 | 0
1 | 25 | 1 | 0 | 0 | 0 | 0 | 0 | 0 | 0 | 0 | 0
1 | 25 | 2 | 0 | 0 | 0 | 0 | 0 | 0 | 0 | 0 | 0
1 | 25 | 3 | 0 | 0 | 0 | 0 | 0 | 0 | 0 | 0 | 0
1 | 25 | 4 | 0 | 0 | 0 | 0 | 0 | 0 | 0 | 0 | 0
1 | 25 | 5 | 0 | 0 | 0 | 0 | 0 | 0 | 0 | 0 | 0
1 | 25 | 6 | 0 | 0 | 0 | 0 | 0 | 0 | 0 | 0 | 0
1 | 25 | 7 | 0 | 0 | 0 | 0 | 0 | 0 | 0 | 0 | 0
1 | 25 | 8 | 0 | 0 | 0 | 0 | 0 | 0 | 0 | 0 | 0
1 | 25 | 9 | 0 | 0 | 0 | 0 | 0 | 0 | 0 | 0 | 0
1 | 25 | 10 | 0 | 0 | 0 | 0 | 0 | 0 | 0 | 0 | 0
1 | 25 | 11 | 0 | 0 | 0 | 0 | 0 | 0 | 0 | 0 | 0
1 | 25 | 12 | 0 | 0 | 0 | 0 | 0 | 0 | 0 | 0 | 0
1 | 25 | 13 | 0 | 0 | 0 | 0 | 0 | 0 | 0 | 0 | 0
1 | 25 | 14 | 0 | 0 | 0 | 0 | 0 | 0 | 0 | 0 | 0
1 | 25 | 15 | 0 | 0 | 0 | 0 | 0 | 0 | 0 | 0 | 0
1 | 25 | 16 | 0 | 0 | 0 | 0 | 0 | 0 | 0 | 0 | 0
1 | 25 | 17 | 0 | 0 | 0 | 0 | 0 | 0 | 0 | 0 | 0
1 | 25 | 18 | 0 | 0 | 0 | 0 | 0 | 0 | 0 | 0 | 0
1 | 25 | 19 | 0 | 0 | 0 | 0 | 0 | 0 | 0 | 0 | 0
1 | 25 | 20 | 0 | 0 | 0 | 0 | 0 | 0 | 0 | 0 | 0
1 | 25 | 21 | 0 | 0 | 0 | 0 | 0 | 0 | 0 | 0 | 0
1 | 25 | 22 | 0 | 0 | 0 | 0 | 0 | 0 | 0 | 0 | 0
1 | 25 | 23 | 0 | 0 | 0 | 0 | 0 | 0 | 0 | 0 | 0
1 | 25 | 24 | 0 | 0 | 0 | 0 | 0 | 0 | 0 | 0 | 0
1 | 26 | 1 | 0 | 0 | 0 | 0 | 0 | 0 | 0 | 0 | 0
1 | 26 | 2 | 0 | 0 | 0 | 0 | 0 | 0 | 0 | 0 | 0
1 | 26 | 3 | 0 | 0 | 0 | 0 | 0 | 0 | 0 | 0 | 0
1 | 26 | 4 | 0 | 0 | 0 | 0 | 0 | 0 | 0 | 0 | 0
1 | 26 | 5 | 0 | 0 | 0 | 0 | 0 | 0 | 0 | 0 | 0
1 | 26 | 6 | 0 | 0 | 0 | 0 | 0 | 0 | 0 | 0 | 0
1 | 26 | 7 | 0 | 0 | 0 | 0 | 0 | 0 | 0 | 0 | 0
1 | 26 | 8 | 0 | 0 | 0 | 0 | 0 | 0 | 0 | 0 | 0
1 | 26 | 9 | 0 | 0 | 0 | 0 | 0 | 0 | 0 | 0 | 0
1 | 26 | 10 | 0 | 0 | 0 | 0 | 0 | 0 | 0 | 0 | 0
1 | 26 | 11 | 0 | 0 | 0 | 0 | 0 | 0 | 0 | 0 | 0
1 | 26 | 12 | 0 | 0 | 0 | 0 | 0 | 0 | 0 | 0 | 0
1 | 26 | 13 | 0 | 0 | 0 | 0 | 0 | 0 | 0 | 0 | 0
1 | 26 | 14 | 0 | 0 | 0 | 0 | 0 | 0 | 0 | 0 | 0
1 | 26 | 15 | 0 | 0 | 0 | 0 | 0 | 0 | 0 | 0 | 0
1 | 26 | 16 | 0 | 0 | 0 | 0 | 0 | 0 | 0 | 0 | 0
1 | 26 | 17 | 0 | 0 | 0 | 0 | 0 | 0 | 0 | 0 | 0
1 | 26 | 18 | 0 | 0 | 0 | 0 | 0 | 0 | 0 | 0 | 0
1 | 26 | 19 | 0 | 0 | 0 | 0 | 0 | 0 | 0 | 0 | 0
1 | 26 | 20 | 0 | 0 | 0 | 0 | 0 | 0 | 0 | 0 | 0
1 | 26 | 21 | 0 | 0 | 0 | 0 | 0 | 0 | 0 | 0 | 0
1 | 26 | 22 | 0 | 0 | 0 | 0 | 0 | 0 | 0 | 0 | 0
1 | 26 | 23 | 0 | 0 | 0 | 0 | 0 | 0 | 0 | 0 | 0
1 | 26 | 24 | 0 | 0 | 0 | 0 | 0 | 0 | 0 | 0 | 0
1 | 27 | 1 | 0 | 0 | 0 | 0 | 0 | 0 | 0 | 0 | 0
1 | 27 | 2 | 0 | 0 | 0 | 0 | 0 | 0 | 0 | 0 | 0
1 | 27 | 3 | 0 | 0 | 0 | 0 | 0 | 0 | 0 | 0 | 0
1 | 27 | 4 | 0 | 0 | 0 | 0 | 0 | 0 | 0 | 0 | 0
1 | 27 | 5 | 0 | 0 | 0 | 0 | 0 | 0 | 0 | 0 | 0
1 | 27 | 6 | 0 | 0 | 0 | 0 | 0 | 0 | 0 | 0 | 0
1 | 27 | 7 | 0 | 0 | 0 | 0 | 0 | 0 | 0 | 0 | 0
1 | 27 | 8 | 0 | 0 | 0 | 0 | 0 | 0 | 0 | 0 | 0
1 | 27 | 9 | 0 | 0 | 0 | 0 | 0 | 0 | 0 | 0 | 0
1 | 27 | 10 | 0 | 0 | 0 | 0 | 0 | 0 | 0 | 0 | 0
1 | 27 | 11 | 0 | 0 | 0 | 0 | 0 | 0 | 0 | 0 | 0
1 | 27 | 12 | 0 | 0 | 0 | 0 | 0 | 0 | 0 | 0 | 0
1 | 27 | 13 | 0 | 0 | 0 | 0 | 0 | 0 | 0 | 0 | 0
1 | 27 | 14 | 0 | 0 | 0 | 0 | 0 | 0 | 0 | 0 | 0
1 | 27 | 15 | 0 | 0 | 0 | 0 | 0 | 0 | 0 | 0 | 0
1 | 27 | 16 | 0 | 0 | 0 | 0 | 0 | 0 | 0 | 0 | 0
1 | 27 | 17 | 0 | 0 | 0 | 0 | 0 | 0 | 0 | 0 | 0
1 | 27 | 18 | 0 | 0 | 0 | 0 | 0 | 0 | 0 | 0 | 0
1 | 27 | 19 | 0 | 0 | 0 | 0 | 0 | 0 | 0 | 0 | 0
1 | 27 | 20 | 0 | 0 | 0 | 0 | 0 | 0 | 0 | 0 | 0
1 | 27 | 21 | 0 | 0 | 0 | 0 | 0 | 0 | 0 | 0 | 0
1 | 27 | 22 | 0 | 0 | 0 | 0 | 0 | 0 | 0 | 0 | 0
1 | 27 | 23 | 0 | 0 | 0 | 0 | 0 | 0 | 0 | 0 | 0
1 | 27 | 24 | 0 | 0 | 0 | 0 | 0 | 0 | 0 | 0 | 0
1 | 28 | 1 | 0 | 0 | 0 | 0 | 0 | 0 | 0 | 0 | 0
1 | 28 | 2 | 0 | 0 | 0 | 0 | 0 | 0 | 0 | 0 | 0
1 | 28 | 3 | 0 | 0 | 0 | 0 | 0 | 0 | 0 | 0 | 0
1 | 28 | 4 | 0 | 0 | 0 | 0 | 0 | 0 | 0 | 0 | 0
1 | 28 | 5 | 0 | 0 | 0 | 0 | 0 | 0 | 0 | 0 | 0
1 | 28 | 6 | 0 | 0 | 0 | 0 | 0 | 0 | 0 | 0 | 0
1 | 28 | 7 | 0 | 0 | 0 | 0 | 0 | 0 | 0 | 0 | 0
1 | 28 | 8 | 0 | 0 | 0 | 0 | 0 | 0 | 0 | 0 | 0
1 | 28 | 9 | 0 | 0 | 0 | 0 | 0 | 0 | 0 | 0 | 0
1 | 28 | 10 | 0 | 0 | 0 | 0 | 0 | 0 | 0 | 0 | 0
1 | 28 | 11 | 0 | 0 | 0 | 0 | 0 | 0 | 0 | 0 | 0
1 | 28 | 12 | 0 | 0 | 0 | 0 | 0 | 0 | 0 | 0 | 0
1 | 28 | 13 | 0 | 0 | 0 | 0 | 0 | 0 | 0 | 0 | 0
1 | 28 | 14 | 0 | 0 | 0 | 0 | 0 | 0 | 0 | 0 | 0
1 | 28 | 15 | 0 | 0 | 0 | 0 | 0 | 0 | 0 | 0 | 0
1 | 28 | 16 | 0 | 0 | 0 | 0 | 0 | 0 | 0 | 0 | 0
1 | 28 | 17 | 0 | 0 | 0 | 0 | 0 | 0 | 0 | 0 | 0
1 | 28 | 18 | 0 | 0 | 0 | 0 | 0 | 0 | 0 | 0 | 0
1 | 28 | 19 | 0 | 0 | 0 | 0 | 0 | 0 | 0 | 0 | 0
1 | 28 | 20 | 0 | 0 | 0 | 0 | 0 | 0 | 0 | 0 | 0
1 | 28 | 21 | 0 | 0 | 0 | 0 | 0 | 0 | 0 | 0 | 0
1 | 28 | 22 | 0 | 0 | 0 | 0 | 0 | 0 | 0 | 0 | 0
1 | 28 | 23 | 0 | 0 | 0 | 0 | 0 | 0 | 0 | 0 | 0
1 | 28 | 24 | 0 | 0 | 0 | 0 | 0 | 0 | 0 | 0 | 0
1 | 29 | 1 | 0 | 0 | 0 | 0 | 0 | 0 | 0 | 0 | 0
1 | 29 | 2 | 0 | 0 | 0 | 0 | 0 | 0 | 0 | 0 | 0
1 | 29 | 3 | 0 | 0 | 0 | 0 | 0 | 0 | 0 | 0 | 0
1 | 29 | 4 | 0 | 0 | 0 | 0 | 0 | 0 | 0 | 0 | 0
1 | 29 | 5 | 0 | 0 | 0 | 0 | 0 | 0 | 0 | 0 | 0
1 | 29 | 6 | 0 | 0 | 0 | 0 | 0 | 0 | 0 | 0 | 0
1 | 29 | 7 | 0 | 0 | 0 | 0 | 0 | 0 | 0 | 0 | 0
1 | 29 | 8 | 0 | 0 | 0 | 0 | 0 | 0 | 0 | 0 | 0
1 | 29 | 9 | 0 | 0 | 0 | 0 | 0 | 0 | 0 | 0 | 0
1 | 29 | 10 | 0 | 0 | 0 | 0 | 0 | 0 | 0 | 0 | 0
1 | 29 | 11 | 0 | 0 | 0 | 0 | 0 | 0 | 0 | 0 | 0
1 | 29 | 12 | 0 | 0 | 0 | 0 | 0 | 0 | 0 | 0 | 0
1 | 29 | 13 | 0 | 0 | 0 | 0 | 0 | 0 | 0 | 0 | 0
1 | 29 | 14 | 0 | 0 | 0 | 0 | 0 | 0 | 0 | 0 | 0
1 | 29 | 15 | 0 | 0 | 0 | 0 | 0 | 0 | 0 | 0 | 0
1 | 29 | 16 | 0 | 0 | 0 | 0 | 0 | 0 | 0 | 0 | 0
1 | 29 | 17 | 0 | 0 | 0 | 0 | 0 | 0 | 0 | 0 | 0
1 | 29 | 18 | 0 | 0 | 0 | 0 | 0 | 0 | 0 | 0 | 0
1 | 29 | 19 | 0 | 0 | 0 | 0 | 0 | 0 | 0 | 0 | 0
1 | 29 | 20 | 0 | 0 | 0 | 0 | 0 | 0 | 0 | 0 | 0
1 | 29 | 21 | 0 | 0 | 0 | 0 | 0 | 0 | 0 | 0 | 0
1 | 29 | 22 | 0 | 0 | 0 | 0 | 0 | 0 | 0 | 0 | 0
1 | 29 | 23 | 0 | 0 | 0 | 0 | 0 | 0 | 0 | 0 | 0
1 | 29 | 24 | 0 | 0 | 0 | 0 | 0 | 0 | 0 | 0 | 0
1 | 30 | 1 | 0 | 0 | 0 | 0 | 0 | 0 | 0 | 0 | 0
1 | 30 | 2 | 0 | 0 | 0 | 0 | 0 | 0 | 0 | 0 | 0
1 | 30 | 3 | 0 | 0 | 0 | 0 | 0 | 0 | 0 | 0 | 0
1 | 30 | 4 | 0 | 0 | 0 | 0 | 0 | 0 | 0 | 0 | 0
1 | 30 | 5 | 0 | 0 | 0 | 0 | 0 | 0 | 0 | 0 | 0
1 | 30 | 6 | 0 | 0 | 0 | 0 | 0 | 0 | 0 | 0 | 0
1 | 30 | 7 | 0 | 0 | 0 | 0 | 0 | 0 | 0 | 0 | 0
1 | 30 | 8 | 0 | 0 | 0 | 0 | 0 | 0 | 0 | 0 | 0
1 | 30 | 9 | 0 | 0 | 0 | 0 | 0 | 0 | 0 | 0 | 0
1 | 30 | 10 | 0 | 0 | 0 | 0 | 0 | 0 | 0 | 0 | 0
1 | 30 | 11 | 0 | 0 | 0 | 0 | 0 | 0 | 0 | 0 | 0
1 | 30 | 12 | 0 | 0 | 0 | 0 | 0 | 0 | 0 | 0 | 0
1 | 30 | 13 | 0 | 0 | 0 | 0 | 0 | 0 | 0 | 0 | 0
1 | 30 | 14 | 0 | 0 | 0 | 0 | 0 | 0 | 0 | 0 | 0
1 | 30 | 15 | 0 | 0 | 0 | 0 | 0 | 0 | 0 | 0 | 0
1 | 30 | 16 | 0 | 0 | 0 | 0 | 0 | 0 | 0 | 0 | 0
1 | 30 | 17 | 0 | 0 | 0 | 0 | 0 | 0 | 0 | 0 | 0
1 | 30 | 18 | 0 | 0 | 0 | 0 | 0 | 0 | 0 | 0 | 0
1 | 30 | 19 | 0 | 0 | 0 | 0 | 0 | 0 | 0 | 0 | 0
1 | 30 | 20 | 0 | 0 | 0 | 0 | 0 | 0 | 0 | 0 | 0
1 | 30 | 21 | 0 | 0 | 0 | 0 | 0 | 0 | 0 | 0 | 0
1 | 30 | 22 | 0 | 0 | 0 | 0 | 0 | 0 | 0 | 0 | 0
1 | 30 | 23 | 0 | 0 | 0 | 0 | 0 | 0 | 0 | 0 | 0
1 | 30 | 24 | 0 | 0 | 0 | 0 | 0 | 0 | 0 | 0 | 0
1 | 31 | 1 | 0 | 0 | 0 | 0 | 0 | 0 | 0 | 0 | 0
1 | 31 | 2 | 0 | 0 | 0 | 0 | 0 | 0 | 0 | 0 | 0
1 | 31 | 3 | 0 | 0 | 0 | 0 | 0 | 0 | 0 | 0 | 0
1 | 31 | 4 | 0 | 0 | 0 | 0 | 0 | 0 | 0 | 0 | 0
1 | 31 | 5 | 0 | 0 | 0 | 0 | 0 | 0 | 0 | 0 | 0
1 | 31 | 6 | 0 | 0 | 0 | 0 | 0 | 0 | 0 | 0 | 0
1 | 31 | 7 | 0 | 0 | 0 | 0 | 0 | 0 | 0 | 0 | 0
1 | 31 | 8 | 0 | 0 | 0 | 0 | 0 | 0 | 0 | 0 | 0
1 | 31 | 9 | 0 | 0 | 0 | 0 | 0 | 0 | 0 | 0 | 0
1 | 31 | 10 | 0 | 0 | 0 | 0 | 0 | 0 | 0 | 0 | 0
1 | 31 | 11 | 0 | 0 | 0 | 0 | 0 | 0 | 0 | 0 | 0
1 | 31 | 12 | 0 | 0 | 0 | 0 | 0 | 0 | 0 | 0 | 0
1 | 31 | 13 | 0 | 0 | 0 | 0 | 0 | 0 | 0 | 0 | 0
1 | 31 | 14 | 0 | 0 | 0 | 0 | 0 | 0 | 0 | 0 | 0
1 | 31 | 15 | 0 | 0 | 0 | 0 | 0 | 0 | 0 | 0 | 0
1 | 31 | 16 | 0 | 0 | 0 | 0 | 0 | 0 | 0 | 0 | 0
1 | 31 | 17 | 0 | 0 | 0 | 0 | 0 | 0 | 0 | 0 | 0
1 | 31 | 18 | 0 | 0 | 0 | 0 | 0 | 0 | 0 | 0 | 0
1 | 31 | 19 | 0 | 0 | 0 | 0 | 0 | 0 | 0 | 0 | 0
1 | 31 | 20 | 0 | 0 | 0 | 0 | 0 | 0 | 0 | 0 | 0
1 | 31 | 21 | 0 | 0 | 0 | 0 | 0 | 0 | 0 | 0 | 0
1 | 31 | 22 | 0 | 0 | 0 | 0 | 0 | 0 | 0 | 0 | 0
1 | 31 | 23 | 0 | 0 | 0 | 0 | 0 | 0 | 0 | 0 | 0
1 | 31 | 24 | 0 | 0 | 0 | 0 | 0 | 0 | 0 | 0 | 0
2 | 1 | 1 | 0 | 0 | 0 | 0 | 0 | 0 | 0 | 0 | 0
2 | 1 | 2 | 0 | 0 | 0 | 0 | 0 | 0 | 0 | 0 | 0
2 | 1 | 3 | 0 | 0 | 0 | 0 | 0 | 0 | 0 | 0 | 0
2 | 1 | 4 | 0 | 0 | 0 | 0 | 0 | 0 | 0 | 0 | 0
2 | 1 | 5 | 0 | 0 | 0 | 0 | 0 | 0 | 0 | 0 | 0
2 | 1 | 6 | 0 | 0 | 0 | 0 | 0 | 0 | 0 | 0 | 0
2 | 1 | 7 | 0 | 0 | 0 | 0 | 0 | 0 | 0 | 0 | 0
2 | 1 | 8 | 0 | 0 | 0 | 0 | 0 | 0 | 0 | 0 | 0
2 | 1 | 9 | 0 | 0 | 0 | 0 | 0 | 0 | 0 | 0 | 0
2 | 1 | 10 | 0 | 0 | 0 | 0 | 0 | 0 | 0 | 0 | 0
2 | 1 | 11 | 0 | 0 | 0 | 0 | 0 | 0 | 0 | 0 | 0
2 | 1 | 12 | 0 | 0 | 0 | 0 | 0 | 0 | 0 | 0 | 0
2 | 1 | 13 | 0 | 0 | 0 | 0 | 0 | 0 | 0 | 0 | 0
2 | 1 | 14 | 0 | 0 | 0 | 0 | 0 | 0 | 0 | 0 | 0
2 | 1 | 15 | 0 | 0 | 0 | 0 | 0 | 0 | 0 | 0 | 0
2 | 1 | 16 | 0 | 0 | 0 | 0 | 0 | 0 | 0 | 0 | 0
2 | 1 | 17 | 0 | 0 | 0 | 0 | 0 | 0 | 0 | 0 | 0
2 | 1 | 18 | 0 | 0 | 0 | 0 | 0 | 0 | 0 | 0 | 0
2 | 1 | 19 | 0 | 0 | 0 | 0 | 0 | 0 | 0 | 0 | 0
2 | 1 | 20 | 0 | 0 | 0 | 0 | 0 | 0 | 0 | 0 | 0
2 | 1 | 21 | 0 | 0 | 0 | 0 | 0 | 0 | 0 | 0 | 0
2 | 1 | 22 | 0 | 0 | 0 | 0 | 0 | 0 | 0 | 0 | 0
2 | 1 | 23 | 0 | 0 | 0 | 0 | 0 | 0 | 0 | 0 | 0
2 | 1 | 24 | 0 | 0 | 0 | 0 | 0 | 0 | 0 | 0 | 0
2 | 2 | 1 | 0 | 0 | 0 | 0 | 0 | 0 | 0 | 0 | 0
2 | 2 | 2 | 0 | 0 | 0 | 0 | 0 | 0 | 0 | 0 | 0
2 | 2 | 3 | 0 | 0 | 0 | 0 | 0 | 0 | 0 | 0 | 0
2 | 2 | 4 | 0 | 0 | 0 | 0 | 0 | 0 | 0 | 0 | 0
2 | 2 | 5 | 0 | 0 | 0 | 0 | 0 | 0 | 0 | 0 | 0
2 | 2 | 6 | 0 | 0 | 0 | 0 | 0 | 0 | 0 | 0 | 0
2 | 2 | 7 | 0 | 0 | 0 | 0 | 0 | 0 | 0 | 0 | 0
2 | 2 | 8 | 0 | 0 | 0 | 0 | 0 | 0 | 0 | 0 | 0
2 | 2 | 9 | 0 | 0 | 0 | 0 | 0 | 0 | 0 | 0 | 0
2 | 2 | 10 | 0 | 0 | 0 | 0 | 0 | 0 | 0 | 0 | 0
2 | 2 | 11 | 0 | 0 | 0 | 0 | 0 | 0 | 0 | 0 | 0
2 | 2 | 12 | 0 | 0 | 0 | 0 | 0 | 0 | 0 | 0 | 0
2 | 2 | 13 | 0 | 0 | 0 | 0 | 0 | 0 | 0 | 0 | 0
2 | 2 | 14 | 0 | 0 | 0 | 0 | 0 | 0 | 0 | 0 | 0
2 | 2 | 15 | 0 | 0 | 0 | 0 | 0 | 0 | 0 | 0 | 0
2 | 2 | 16 | 0 | 0 | 0 | 0 | 0 | 0 | 0 | 0 | 0
2 | 2 | 17 | 0 | 0 | 0 | 0 | 0 | 0 | 0 | 0 | 0
2 | 2 | 18 | 0 | 0 | 0 | 0 | 0 | 0 | 0 | 0 | 0
2 | 2 | 19 | 0 | 0 | 0 | 0 | 0 | 0 | 0 | 0 | 0
2 | 2 | 20 | 0 | 0 | 0 | 0 | 0 | 0 | 0 | 0 | 0
2 | 2 | 21 | 0 | 0 | 0 | 0 | 0 | 0 | 0 | 0 | 0
2 | 2 | 22 | 0 | 0 | 0 | 0 | 0 | 0 | 0 | 0 | 0
2 | 2 | 23 | 0 | 0 | 0 | 0 | 0 | 0 | 0 | 0 | 0
2 | 2 | 24 | 0 | 0 | 0 | 0 | 0 | 0 | 0 | 0 | 0
2 | 3 | 1 | 0 | 0 | 0 | 0 | 0 | 0 | 0 | 0 | 0
2 | 3 | 2 | 0 | 0 | 0 | 0 | 0 | 0 | 0 | 0 | 0
2 | 3 | 3 | 0 | 0 | 0 | 0 | 0 | 0 | 0 | 0 | 0
2 | 3 | 4 | 0 | 0 | 0 | 0 | 0 | 0 | 0 | 0 | 0
2 | 3 | 5 | 0 | 0 | 0 | 0 | 0 | 0 | 0 | 0 | 0
2 | 3 | 6 | 0 | 0 | 0 | 0 | 0 | 0 | 0 | 0 | 0
2 | 3 | 7 | 0 | 0 | 0 | 0 | 0 | 0 | 0 | 0 | 0
2 | 3 | 8 | 0 | 0 | 0 | 0 | 0 | 0 | 0 | 0 | 0
2 | 3 | 9 | 0 | 0 | 0 | 0 | 0 | 0 | 0 | 0 | 0
2 | 3 | 10 | 0 | 0 | 0 | 0 | 0 | 0 | 0 | 0 | 0
2 | 3 | 11 | 0 | 0 | 0 | 0 | 0 | 0 | 0 | 0 | 0
2 | 3 | 12 | 0 | 0 | 0 | 0 | 0 | 0 | 0 | 0 | 0
2 | 3 | 13 | 0 | 0 | 0 | 0 | 0 | 0 | 0 | 0 | 0
2 | 3 | 14 | 0 | 0 | 0 | 0 | 0 | 0 | 0 | 0 | 0
2 | 3 | 15 | 0 | 0 | 0 | 0 | 0 | 0 | 0 | 0 | 0
2 | 3 | 16 | 0 | 0 | 0 | 0 | 0 | 0 | 0 | 0 | 0
2 | 3 | 17 | 0 | 0 | 0 | 0 | 0 | 0 | 0 | 0 | 0
2 | 3 | 18 | 0 | 0 | 0 | 0 | 0 | 0 | 0 | 0 | 0
2 | 3 | 19 | 0 | 0 | 0 | 0 | 0 | 0 | 0 | 0 | 0
2 | 3 | 20 | 0 | 0 | 0 | 0 | 0 | 0 | 0 | 0 | 0
2 | 3 | 21 | 0 | 0 | 0 | 0 | 0 | 0 | 0 | 0 | 0
2 | 3 | 22 | 0 | 0 | 0 | 0 | 0 | 0 | 0 | 0 | 0
2 | 3 | 23 | 0 | 0 | 0 | 0 | 0 | 0 | 0 | 0 | 0
2 | 3 | 24 | 0 | 0 | 0 | 0 | 0 | 0 | 0 | 0 | 0
2 | 4 | 1 | 0 | 0 | 0 | 0 | 0 | 0 | 0 | 0 | 0
2 | 4 | 2 | 0 | 0 | 0 | 0 | 0 | 0 | 0 | 0 | 0
2 | 4 | 3 | 0 | 0 | 0 | 0 | 0 | 0 | 0 | 0 | 0
2 | 4 | 4 | 0 | 0 | 0 | 0 | 0 | 0 | 0 | 0 | 0
2 | 4 | 5 | 0 | 0 | 0 | 0 | 0 | 0 | 0 | 0 | 0
2 | 4 | 6 | 0 | 0 | 0 | 0 | 0 | 0 | 0 | 0 | 0
2 | 4 | 7 | 0 | 0 | 0 | 0 | 0 | 0 | 0 | 0 | 0
2 | 4 | 8 | 0 | 0 | 0 | 0 | 0 | 0 | 0 | 0 | 0
2 | 4 | 9 | 0 | 0 | 0 | 0 | 0 | 0 | 0 | 0 | 0
2 | 4 | 10 | 0 | 0 | 0 | 0 | 0 | 0 | 0 | 0 | 0
2 | 4 | 11 | 0 | 0 | 0 | 0 | 0 | 0 | 0 | 0 | 0
2 | 4 | 12 | 0 | 0 | 0 | 0 | 0 | 0 | 0 | 0 | 0
2 | 4 | 13 | 0 | 0 | 0 | 0 | 0 | 0 | 0 | 0 | 0
2 | 4 | 14 | 0 | 0 | 0 | 0 | 0 | 0 | 0 | 0 | 0
2 | 4 | 15 | 0 | 0 | 0 | 0 | 0 | 0 | 0 | 0 | 0
2 | 4 | 16 | 0 | 0 | 0 | 0 | 0 | 0 | 0 | 0 | 0
2 | 4 | 17 | 0 | 0 | 0 | 0 | 0 | 0 | 0 | 0 | 0
2 | 4 | 18 | 0 | 0 | 0 | 0 | 0 | 0 | 0 | 0 | 0
2 | 4 | 19 | 0 | 0 | 0 | 0 | 0 | 0 | 0 | 0 | 0
2 | 4 | 20 | 0 | 0 | 0 | 0 | 0 | 0 | 0 | 0 | 0
2 | 4 | 21 | 0 | 0 | 0 | 0 | 0 | 0 | 0 | 0 | 0
2 | 4 | 22 | 0 | 0 | 0 | 0 | 0 | 0 | 0 | 0 | 0
2 | 4 | 23 | 0 | 0 | 0 | 0 | 0 | 0 | 0 | 0 | 0
2 | 4 | 24 | 0 | 0 | 0 | 0 | 0 | 0 | 0 | 0 | 0
2 | 5 | 1 | 0 | 0 | 0 | 0 | 0 | 0 | 0 | 0 | 0
2 | 5 | 2 | 0 | 0 | 0 | 0 | 0 | 0 | 0 | 0 | 0
2 | 5 | 3 | 0 | 0 | 0 | 0 | 0 | 0 | 0 | 0 | 0
2 | 5 | 4 | 0 | 0 | 0 | 0 | 0 | 0 | 0 | 0 | 0
2 | 5 | 5 | 0 | 0 | 0 | 0 | 0 | 0 | 0 | 0 | 0
2 | 5 | 6 | 0 | 0 | 0 | 0 | 0 | 0 | 0 | 0 | 0
2 | 5 | 7 | 0 | 0 | 0 | 0 | 0 | 0 | 0 | 0 | 0
2 | 5 | 8 | 0 | 0 | 0 | 0 | 0 | 0 | 0 | 0 | 0
2 | 5 | 9 | 0 | 0 | 0 | 0 | 0 | 0 | 0 | 0 | 0
2 | 5 | 10 | 0 | 0 | 0 | 0 | 0 | 0 | 0 | 0 | 0
2 | 5 | 11 | 0 | 0 | 0 | 0 | 0 | 0 | 0 | 0 | 0
2 | 5 | 12 | 0 | 0 | 0 | 0 | 0 | 0 | 0 | 0 | 0
2 | 5 | 13 | 0 | 0 | 0 | 0 | 0 | 0 | 0 | 0 | 0
2 | 5 | 14 | 0 | 0 | 0 | 0 | 0 | 0 | 0 | 0 | 0
2 | 5 | 15 | 0 | 0 | 0 | 0 | 0 | 0 | 0 | 0 | 0
2 | 5 | 16 | 0 | 0 | 0 | 0 | 0 | 0 | 0 | 0 | 0
2 | 5 | 17 | 0 | 0 | 0 | 0 | 0 | 0 | 0 | 0 | 0
2 | 5 | 18 | 0 | 0 | 0 | 0 | 0 | 0 | 0 | 0 | 0
2 | 5 | 19 | 0 | 0 | 0 | 0 | 0 | 0 | 0 | 0 | 0
2 | 5 | 20 | 0 | 0 | 0 | 0 | 0 | 0 | 0 | 0 | 0
2 | 5 | 21 | 0 | 0 | 0 | 0 | 0 | 0 | 0 | 0 | 0
2 | 5 | 22 | 0 | 0 | 0 | 0 | 0 | 0 | 0 | 0 | 0
2 | 5 | 23 | 0 | 0 | 0 | 0 | 0 | 0 | 0 | 0 | 0
2 | 5 | 24 | 0 | 0 | 0 | 0 | 0 | 0 | 0 | 0 | 0
2 | 6 | 1 | 0 | 0 | 0 | 0 | 0 | 0 | 0 | 0 | 0
2 | 6 | 2 | 0 | 0 | 0 | 0 | 0 | 0 | 0 | 0 | 0
2 | 6 | 3 | 0 | 0 | 0 | 0 | 0 | 0 | 0 | 0 | 0
2 | 6 | 4 | 0 | 0 | 0 | 0 | 0 | 0 | 0 | 0 | 0
2 | 6 | 5 | 0 | 0 | 0 | 0 | 0 | 0 | 0 | 0 | 0
2 | 6 | 6 | 0 | 0 | 0 | 0 | 0 | 0 | 0 | 0 | 0
2 | 6 | 7 | 0 | 0 | 0 | 0 | 0 | 0 | 0 | 0 | 0
2 | 6 | 8 | 0 | 0 | 0 | 0 | 0 | 0 | 0 | 0 | 0
2 | 6 | 9 | 0 | 0 | 0 | 0 | 0 | 0 | 0 | 0 | 0
2 | 6 | 10 | 0 | 0 | 0 | 0 | 0 | 0 | 0 | 0 | 0
2 | 6 | 11 | 0 | 0 | 0 | 0 | 0 | 0 | 0 | 0 | 0
2 | 6 | 12 | 0 | 0 | 0 | 0 | 0 | 0 | 0 | 0 | 0
2 | 6 | 13 | 0 | 0 | 0 | 0 | 0 | 0 | 0 | 0 | 0
2 | 6 | 14 | 0 | 0 | 0 | 0 | 0 | 0 | 0 | 0 | 0
2 | 6 | 15 | 0 | 0 | 0 | 0 | 0 | 0 | 0 | 0 | 0
2 | 6 | 16 | 0 | 0 | 0 | 0 | 0 | 0 | 0 | 0 | 0
2 | 6 | 17 | 0 | 0 | 0 | 0 | 0 | 0 | 0 | 0 | 0
2 | 6 | 18 | 0 | 0 | 0 | 0 | 0 | 0 | 0 | 0 | 0
2 | 6 | 19 | 0 | 0 | 0 | 0 | 0 | 0 | 0 | 0 | 0
2 | 6 | 20 | 0 | 0 | 0 | 0 | 0 | 0 | 0 | 0 | 0
2 | 6 | 21 | 0 | 0 | 0 | 0 | 0 | 0 | 0 | 0 | 0
2 | 6 | 22 | 0 | 0 | 0 | 0 | 0 | 0 | 0 | 0 | 0
2 | 6 | 23 | 0 | 0 | 0 | 0 | 0 | 0 | 0 | 0 | 0
2 | 6 | 24 | 0 | 0 | 0 | 0 | 0 | 0 | 0 | 0 | 0
2 | 7 | 1 | 0 | 0 | 0 | 0 | 0 | 0 | 0 | 0 | 0
2 | 7 | 2 | 0 | 0 | 0 | 0 | 0 | 0 | 0 | 0 | 0
2 | 7 | 3 | 0 | 0 | 0 | 0 | 0 | 0 | 0 | 0 | 0
2 | 7 | 4 | 0 | 0 | 0 | 0 | 0 | 0 | 0 | 0 | 0
2 | 7 | 5 | 0 | 0 | 0 | 0 | 0 | 0 | 0 | 0 | 0
2 | 7 | 6 | 0 | 0 | 0 | 0 | 0 | 0 | 0 | 0 | 0
2 | 7 | 7 | 0 | 0 | 0 | 0 | 0 | 0 | 0 | 0 | 0
2 | 7 | 8 | 0 | 0 | 0 | 0 | 0 | 0 | 0 | 0 | 0
2 | 7 | 9 | 0 | 0 | 0 | 0 | 0 | 0 | 0 | 0 | 0
2 | 7 | 10 | 0 | 0 | 0 | 0 | 0 | 0 | 0 | 0 | 0
2 | 7 | 11 | 0 | 0 | 0 | 0 | 0 | 0 | 0 | 0 | 0
2 | 7 | 12 | 0 | 0 | 0 | 0 | 0 | 0 | 0 | 0 | 0
2 | 7 | 13 | 0 | 0 | 0 | 0 | 0 | 0 | 0 | 0 | 0
2 | 7 | 14 | 0 | 0 | 0 | 0 | 0 | 0 | 0 | 0 | 0
2 | 7 | 15 | 0 | 0 | 0 | 0 | 0 | 0 | 0 | 0 | 0
2 | 7 | 16 | 0 | 0 | 0 | 0 | 0 | 0 | 0 | 0 | 0
2 | 7 | 17 | 0 | 0 | 0 | 0 | 0 | 0 | 0 | 0 | 0
2 | 7 | 18 | 0 | 0 | 0 | 0 | 0 | 0 | 0 | 0 | 0
2 | 7 | 19 | 0 | 0 | 0 | 0 | 0 | 0 | 0 | 0 | 0
2 | 7 | 20 | 0 | 0 | 0 | 0 | 0 | 0 | 0 | 0 | 0
2 | 7 | 21 | 0 | 0 | 0 | 0 | 0 | 0 | 0 | 0 | 0
2 | 7 | 22 | 0 | 0 | 0 | 0 | 0 | 0 | 0 | 0 | 0
2 | 7 | 23 | 0 | 0 | 0 | 0 | 0 | 0 | 0 | 0 | 0
2 | 7 | 24 | 0 | 0 | 0 | 0 | 0 | 0 | 0 | 0 | 0
2 | 8 | 1 | 0 | 0 | 0 | 0 | 0 | 0 | 0 | 0 | 0
2 | 8 | 2 | 0 | 0 | 0 | 0 | 0 | 0 | 0 | 0 | 0
2 | 8 | 3 | 0 | 0 | 0 | 0 | 0 | 0 | 0 | 0 | 0
2 | 8 | 4 | 0 | 0 | 0 | 0 | 0 | 0 | 0 | 0 | 0
2 | 8 | 5 | 0 | 0 | 0 | 0 | 0 | 0 | 0 | 0 | 0
2 | 8 | 6 | 0 | 0 | 0 | 0 | 0 | 0 | 0 | 0 | 0
2 | 8 | 7 | 0 | 0 | 0 | 0 | 0 | 0 | 0 | 0 | 0
2 | 8 | 8 | 0 | 0 | 0 | 0 | 0 | 0 | 0 | 0 | 0
2 | 8 | 9 | 0 | 0 | 0 | 0 | 0 | 0 | 0 | 0 | 0
2 | 8 | 10 | 0 | 0 | 0 | 0 | 0 | 0 | 0 | 0 | 0
2 | 8 | 11 | 0 | 0 | 0 | 0 | 0 | 0 | 0 | 0 | 0
2 | 8 | 12 | 0 | 0 | 0 | 0 | 0 | 0 | 0 | 0 | 0
2 | 8 | 13 | 0 | 0 | 0 | 0 | 0 | 0 | 0 | 0 | 0
2 | 8 | 14 | 0 | 0 | 0 | 0 | 0 | 0 | 0 | 0 | 0
2 | 8 | 15 | 0 | 0 | 0 | 0 | 0 | 0 | 0 | 0 | 0
2 | 8 | 16 | 0 | 0 | 0 | 0 | 0 | 0 | 0 | 0 | 0
2 | 8 | 17 | 0 | 0 | 0 | 0 | 0 | 0 | 0 | 0 | 0
2 | 8 | 18 | 0 | 0 | 0 | 0 | 0 | 0 | 0 | 0 | 0
2 | 8 | 19 | 0 | 0 | 0 | 0 | 0 | 0 | 0 | 0 | 0
2 | 8 | 20 | 0 | 0 | 0 | 0 | 0 | 0 | 0 | 0 | 0
2 | 8 | 21 | 0 | 0 | 0 | 0 | 0 | 0 | 0 | 0 | 0
2 | 8 | 22 | 0 | 0 | 0 | 0 | 0 | 0 | 0 | 0 | 0
2 | 8 | 23 | 0 | 0 | 0 | 0 | 0 | 0 | 0 | 0 | 0
2 | 8 | 24 | 0 | 0 | 0 | 0 | 0 | 0 | 0 | 0 | 0
2 | 9 | 1 | 0 | 0 | 0 | 0 | 0 | 0 | 0 | 0 | 0
2 | 9 | 2 | 0 | 0 | 0 | 0 | 0 | 0 | 0 | 0 | 0
2 | 9 | 3 | 0 | 0 | 0 | 0 | 0 | 0 | 0 | 0 | 0
2 | 9 | 4 | 0 | 0 | 0 | 0 | 0 | 0 | 0 | 0 | 0
2 | 9 | 5 | 0 | 0 | 0 | 0 | 0 | 0 | 0 | 0 | 0
2 | 9 | 6 | 0 | 0 | 0 | 0 | 0 | 0 | 0 | 0 | 0
2 | 9 | 7 | 0 | 0 | 0 | 0 | 0 | 0 | 0 | 0 | 0
2 | 9 | 8 | 0 | 0 | 0 | 0 | 0 | 0 | 0 | 0 | 0
2 | 9 | 9 | 0 | 0 | 0 | 0 | 0 | 0 | 0 | 0 | 0
2 | 9 | 10 | 0 | 0 | 0 | 0 | 0 | 0 | 0 | 0 | 0
2 | 9 | 11 | 0 | 0 | 0 | 0 | 0 | 0 | 0 | 0 | 0
2 | 9 | 12 | 0 | 0 | 0 | 0 | 0 | 0 | 0 | 0 | 0
2 | 9 | 13 | 0 | 0 | 0 | 0 | 0 | 0 | 0 | 0 | 0
2 | 9 | 14 | 0 | 0 | 0 | 0 | 0 | 0 | 0 | 0 | 0
2 | 9 | 15 | 0 | 0 | 0 | 0 | 0 | 0 | 0 | 0 | 0
2 | 9 | 16 | 0 | 0 | 0 | 0 | 0 | 0 | 0 | 0 | 0
2 | 9 | 17 | 0 | 0 | 0 | 0 | 0 | 0 | 0 | 0 | 0
2 | 9 | 18 | 0 | 0 | 0 | 0 | 0 | 0 | 0 | 0 | 0
2 | 9 | 19 | 0 | 0 | 0 | 0 | 0 | 0 | 0 | 0 | 0
2 | 9 | 20 | 0 | 0 | 0 | 0 | 0 | 0 | 0 | 0 | 0
2 | 9 | 21 | 0 | 0 | 0 | 0 | 0 | 0 | 0 | 0 | 0
2 | 9 | 22 | 0 | 0 | 0 | 0 | 0 | 0 | 0 | 0 | 0
2 | 9 | 23 | 0 | 0 | 0 | 0 | 0 | 0 | 0 | 0 | 0
2 | 9 | 24 | 0 | 0 | 0 | 0 | 0 | 0 | 0 | 0 | 0
2 | 10 | 1 | 0 | 0 | 0 | 0 | 0 | 0 | 0 | 0 | 0
2 | 10 | 2 | 0 | 0 | 0 | 0 | 0 | 0 | 0 | 0 | 0
2 | 10 | 3 | 0 | 0 | 0 | 0 | 0 | 0 | 0 | 0 | 0
2 | 10 | 4 | 0 | 0 | 0 | 0 | 0 | 0 | 0 | 0 | 0
2 | 10 | 5 | 0 | 0 | 0 | 0 | 0 | 0 | 0 | 0 | 0
2 | 10 | 6 | 0 | 0 | 0 | 0 | 0 | 0 | 0 | 0 | 0
2 | 10 | 7 | 0 | 0 | 0 | 0 | 0 | 0 | 0 | 0 | 0
2 | 10 | 8 | 0 | 0 | 0 | 0 | 0 | 0 | 0 | 0 | 0
2 | 10 | 9 | 0 | 0 | 0 | 0 | 0 | 0 | 0 | 0 | 0
2 | 10 | 10 | 0 | 0 | 0 | 0 | 0 | 0 | 0 | 0 | 0
2 | 10 | 11 | 0 | 0 | 0 | 0 | 0 | 0 | 0 | 0 | 0
2 | 10 | 12 | 0 | 0 | 0 | 0 | 0 | 0 | 0 | 0 | 0
2 | 10 | 13 | 0 | 0 | 0 | 0 | 0 | 0 | 0 | 0 | 0
2 | 10 | 14 | 0 | 0 | 0 | 0 | 0 | 0 | 0 | 0 | 0
2 | 10 | 15 | 0 | 0 | 0 | 0 | 0 | 0 | 0 | 0 | 0
2 | 10 | 16 | 0 | 0 | 0 | 0 | 0 | 0 | 0 | 0 | 0
2 | 10 | 17 | 0 | 0 | 0 | 0 | 0 | 0 | 0 | 0 | 0
2 | 10 | 18 | 0 | 0 | 0 | 0 | 0 | 0 | 0 | 0 | 0
2 | 10 | 19 | 0 | 0 | 0 | 0 | 0 | 0 | 0 | 0 | 0
2 | 10 | 20 | 0 | 0 | 0 | 0 | 0 | 0 | 0 | 0 | 0
2 | 10 | 21 | 0 | 0 | 0 | 0 | 0 | 0 | 0 | 0 | 0
2 | 10 | 22 | 0 | 0 | 0 | 0 | 0 | 0 | 0 | 0 | 0
2 | 10 | 23 | 0 | 0 | 0 | 0 | 0 | 0 | 0 | 0 | 0
2 | 10 | 24 | 0 | 0 | 0 | 0 | 0 | 0 | 0 | 0 | 0
2 | 11 | 1 | 0 | 0 | 0 | 0 | 0 | 0 | 0 | 0 | 0
2 | 11 | 2 | 0 | 0 | 0 | 0 | 0 | 0 | 0 | 0 | 0
2 | 11 | 3 | 0 | 0 | 0 | 0 | 0 | 0 | 0 | 0 | 0
2 | 11 | 4 | 0 | 0 | 0 | 0 | 0 | 0 | 0 | 0 | 0
2 | 11 | 5 | 0 | 0 | 0 | 0 | 0 | 0 | 0 | 0 | 0
2 | 11 | 6 | 0 | 0 | 0 | 0 | 0 | 0 | 0 | 0 | 0
2 | 11 | 7 | 0 | 0 | 0 | 0 | 0 | 0 | 0 | 0 | 0
2 | 11 | 8 | 0 | 0 | 0 | 0 | 0 | 0 | 0 | 0 | 0
2 | 11 | 9 | 0 | 0 | 0 | 0 | 0 | 0 | 0 | 0 | 0
2 | 11 | 10 | 0 | 0 | 0 | 0 | 0 | 0 | 0 | 0 | 0
2 | 11 | 11 | 0 | 0 | 0 | 0 | 0 | 0 | 0 | 0 | 0
2 | 11 | 12 | 0 | 0 | 0 | 0 | 0 | 0 | 0 | 0 | 0
2 | 11 | 13 | 0 | 0 | 0 | 0 | 0 | 0 | 0 | 0 | 0
2 | 11 | 14 | 0 | 0 | 0 | 0 | 0 | 0 | 0 | 0 | 0
2 | 11 | 15 | 0 | 0 | 0 | 0 | 0 | 0 | 0 | 0 | 0
2 | 11 | 16 | 0 | 0 | 0 | 0 | 0 | 0 | 0 | 0 | 0
2 | 11 | 17 | 0 | 0 | 0 | 0 | 0 | 0 | 0 | 0 | 0
2 | 11 | 18 | 0 | 0 | 0 | 0 | 0 | 0 | 0 | 0 | 0
2 | 11 | 19 | 0 | 0 | 0 | 0 | 0 | 0 | 0 | 0 | 0
2 | 11 | 20 | 0 | 0 | 0 | 0 | 0 | 0 | 0 | 0 | 0
2 | 11 | 21 | 0 | 0 | 0 | 0 | 0 | 0 | 0 | 0 | 0
2 | 11 | 22 | 0 | 0 | 0 | 0 | 0 | 0 | 0 | 0 | 0
2 | 11 | 23 | 0 | 0 | 0 | 0 | 0 | 0 | 0 | 0 | 0
2 | 11 | 24 | 0 | 0 | 0 | 0 | 0 | 0 | 0 | 0 | 0
2 | 12 | 1 | 0 | 0 | 0 | 0 | 0 | 0 | 0 | 0 | 0
2 | 12 | 2 | 0 | 0 | 0 | 0 | 0 | 0 | 0 | 0 | 0
2 | 12 | 3 | 0 | 0 | 0 | 0 | 0 | 0 | 0 | 0 | 0
2 | 12 | 4 | 0 | 0 | 0 | 0 | 0 | 0 | 0 | 0 | 0
2 | 12 | 5 | 0 | 0 | 0 | 0 | 0 | 0 | 0 | 0 | 0
2 | 12 | 6 | 0 | 0 | 0 | 0 | 0 | 0 | 0 | 0 | 0
2 | 12 | 7 | 0 | 0 | 0 | 0 | 0 | 0 | 0 | 0 | 0
2 | 12 | 8 | 0 | 0 | 0 | 0 | 0 | 0 | 0 | 0 | 0
2 | 12 | 9 | 0 | 0 | 0 | 0 | 0 | 0 | 0 | 0 | 0
2 | 12 | 10 | 0 | 0 | 0 | 0 | 0 | 0 | 0 | 0 | 0
2 | 12 | 11 | 0 | 0 | 0 | 0 | 0 | 0 | 0 | 0 | 0
2 | 12 | 12 | 0 | 0 | 0 | 0 | 0 | 0 | 0 | 0 | 0
2 | 12 | 13 | 0 | 0 | 0 | 0 | 0 | 0 | 0 | 0 | 0
2 | 12 | 14 | 0 | 0 | 0 | 0 | 0 | 0 | 0 | 0 | 0
2 | 12 | 15 | 0 | 0 | 0 | 0 | 0 | 0 | 0 | 0 | 0
2 | 12 | 16 | 0 | 0 | 0 | 0 | 0 | 0 | 0 | 0 | 0
2 | 12 | 17 | 0 | 0 | 0 | 0 | 0 | 0 | 0 | 0 | 0
2 | 12 | 18 | 0 | 0 | 0 | 0 | 0 | 0 | 0 | 0 | 0
2 | 12 | 19 | 0 | 0 | 0 | 0 | 0 | 0 | 0 | 0 | 0
2 | 12 | 20 | 0 | 0 | 0 | 0 | 0 | 0 | 0 | 0 | 0
2 | 12 | 21 | 0 | 0 | 0 | 0 | 0 | 0 | 0 | 0 | 0
2 | 12 | 22 | 0 | 0 | 0 | 0 | 0 | 0 | 0 | 0 | 0
2 | 12 | 23 | 0 | 0 | 0 | 0 | 0 | 0 | 0 | 0 | 0
2 | 12 | 24 | 0 | 0 | 0 | 0 | 0 | 0 | 0 | 0 | 0
2 | 13 | 1 | 0 | 0 | 0 | 0 | 0 | 0 | 0 | 0 | 0
2 | 13 | 2 | 0 | 0 | 0 | 0 | 0 | 0 | 0 | 0 | 0
2 | 13 | 3 | 0 | 0 | 0 | 0 | 0 | 0 | 0 | 0 | 0
2 | 13 | 4 | 0 | 0 | 0 | 0 | 0 | 0 | 0 | 0 | 0
2 | 13 | 5 | 0 | 0 | 0 | 0 | 0 | 0 | 0 | 0 | 0
2 | 13 | 6 | 0 | 0 | 0 | 0 | 0 | 0 | 0 | 0 | 0
2 | 13 | 7 | 0 | 0 | 0 | 0 | 0 | 0 | 0 | 0 | 0
2 | 13 | 8 | 0 | 0 | 0 | 0 | 0 | 0 | 0 | 0 | 0
2 | 13 | 9 | 0 | 0 | 0 | 0 | 0 | 0 | 0 | 0 | 0
2 | 13 | 10 | 0 | 0 | 0 | 0 | 0 | 0 | 0 | 0 | 0
2 | 13 | 11 | 0 | 0 | 0 | 0 | 0 | 0 | 0 | 0 | 0
2 | 13 | 12 | 0 | 0 | 0 | 0 | 0 | 0 | 0 | 0 | 0
2 | 13 | 13 | 0 | 0 | 0 | 0 | 0 | 0 | 0 | 0 | 0
2 | 13 | 14 | 0 | 0 | 0 | 0 | 0 | 0 | 0 | 0 | 0
2 | 13 | 15 | 0 | 0 | 0 | 0 | 0 | 0 | 0 | 0 | 0
2 | 13 | 16 | 0 | 0 | 0 | 0 | 0 | 0 | 0 | 0 | 0
2 | 13 | 17 | 0 | 0 | 0 | 0 | 0 | 0 | 0 | 0 | 0
2 | 13 | 18 | 0 | 0 | 0 | 0 | 0 | 0 | 0 | 0 | 0
2 | 13 | 19 | 0 | 0 | 0 | 0 | 0 | 0 | 0 | 0 | 0
2 | 13 | 20 | 0 | 0 | 0 | 0 | 0 | 0 | 0 | 0 | 0
2 | 13 | 21 | 0 | 0 | 0 | 0 | 0 | 0 | 0 | 0 | 0
2 | 13 | 22 | 0 | 0 | 0 | 0 | 0 | 0 | 0 | 0 | 0
2 | 13 | 23 | 0 | 0 | 0 | 0 | 0 | 0 | 0 | 0 | 0
2 | 13 | 24 | 0 | 0 | 0 | 0 | 0 | 0 | 0 | 0 | 0
2 | 14 | 1 | 0 | 0 | 0 | 0 | 0 | 0 | 0 | 0 | 0
2 | 14 | 2 | 0 | 0 | 0 | 0 | 0 | 0 | 0 | 0 | 0
2 | 14 | 3 | 0 | 0 | 0 | 0 | 0 | 0 | 0 | 0 | 0
2 | 14 | 4 | 0 | 0 | 0 | 0 | 0 | 0 | 0 | 0 | 0
2 | 14 | 5 | 0 | 0 | 0 | 0 | 0 | 0 | 0 | 0 | 0
2 | 14 | 6 | 0 | 0 | 0 | 0 | 0 | 0 | 0 | 0 | 0
2 | 14 | 7 | 0 | 0 | 0 | 0 | 0 | 0 | 0 | 0 | 0
2 | 14 | 8 | 0 | 0 | 0 | 0 | 0 | 0 | 0 | 0 | 0
2 | 14 | 9 | 0 | 0 | 0 | 0 | 0 | 0 | 0 | 0 | 0
2 | 14 | 10 | 0 | 0 | 0 | 0 | 0 | 0 | 0 | 0 | 0
2 | 14 | 11 | 0 | 0 | 0 | 0 | 0 | 0 | 0 | 0 | 0
2 | 14 | 12 | 0 | 0 | 0 | 0 | 0 | 0 | 0 | 0 | 0
2 | 14 | 13 | 0 | 0 | 0 | 0 | 0 | 0 | 0 | 0 | 0
2 | 14 | 14 | 0 | 0 | 0 | 0 | 0 | 0 | 0 | 0 | 0
2 | 14 | 15 | 0 | 0 | 0 | 0 | 0 | 0 | 0 | 0 | 0
2 | 14 | 16 | 0 | 0 | 0 | 0 | 0 | 0 | 0 | 0 | 0
2 | 14 | 17 | 0 | 0 | 0 | 0 | 0 | 0 | 0 | 0 | 0
2 | 14 | 18 | 0 | 0 | 0 | 0 | 0 | 0 | 0 | 0 | 0
2 | 14 | 19 | 0 | 0 | 0 | 0 | 0 | 0 | 0 | 0 | 0
2 | 14 | 20 | 0 | 0 | 0 | 0 | 0 | 0 | 0 | 0 | 0
2 | 14 | 21 | 0 | 0 | 0 | 0 | 0 | 0 | 0 | 0 | 0
2 | 14 | 22 | 0 | 0 | 0 | 0 | 0 | 0 | 0 | 0 | 0
2 | 14 | 23 | 0 | 0 | 0 | 0 | 0 | 0 | 0 | 0 | 0
2 | 14 | 24 | 0 | 0 | 0 | 0 | 0 | 0 | 0 | 0 | 0
2 | 15 | 1 | 0 | 0 | 0 | 0 | 0 | 0 | 0 | 0 | 0
2 | 15 | 2 | 0 | 0 | 0 | 0 | 0 | 0 | 0 | 0 | 0
2 | 15 | 3 | 0 | 0 | 0 | 0 | 0 | 0 | 0 | 0 | 0
2 | 15 | 4 | 0 | 0 | 0 | 0 | 0 | 0 | 0 | 0 | 0
2 | 15 | 5 | 0 | 0 | 0 | 0 | 0 | 0 | 0 | 0 | 0
2 | 15 | 6 | 0 | 0 | 0 | 0 | 0 | 0 | 0 | 0 | 0
2 | 15 | 7 | 0 | 0 | 0 | 0 | 0 | 0 | 0 | 0 | 0
2 | 15 | 8 | 0 | 0 | 0 | 0 | 0 | 0 | 0 | 0 | 0
2 | 15 | 9 | 0 | 0 | 0 | 0 | 0 | 0 | 0 | 0 | 0
2 | 15 | 10 | 0 | 0 | 0 | 0 | 0 | 0 | 0 | 0 | 0
2 | 15 | 11 | 0 | 0 | 0 | 0 | 0 | 0 | 0 | 0 | 0
2 | 15 | 12 | 0 | 0 | 0 | 0 | 0 | 0 | 0 | 0 | 0
2 | 15 | 13 | 0 | 0 | 0 | 0 | 0 | 0 | 0 | 0 | 0
2 | 15 | 14 | 0 | 0 | 0 | 0 | 0 | 0 | 0 | 0 | 0
2 | 15 | 15 | 0 | 0 | 0 | 0 | 0 | 0 | 0 | 0 | 0
2 | 15 | 16 | 0 | 0 | 0 | 0 | 0 | 0 | 0 | 0 | 0
2 | 15 | 17 | 0 | 0 | 0 | 0 | 0 | 0 | 0 | 0 | 0
2 | 15 | 18 | 0 | 0 | 0 | 0 | 0 | 0 | 0 | 0 | 0
2 | 15 | 19 | 0 | 0 | 0 | 0 | 0 | 0 | 0 | 0 | 0
2 | 15 | 20 | 0 | 0 | 0 | 0 | 0 | 0 | 0 | 0 | 0
2 | 15 | 21 | 0 | 0 | 0 | 0 | 0 | 0 | 0 | 0 | 0
2 | 15 | 22 | 0 | 0 | 0 | 0 | 0 | 0 | 0 | 0 | 0
2 | 15 | 23 | 0 | 0 | 0 | 0 | 0 | 0 | 0 | 0 | 0
2 | 15 | 24 | 0 | 0 | 0 | 0 | 0 | 0 | 0 | 0 | 0
2 | 16 | 1 | 0 | 0 | 0 | 0 | 0 | 0 | 0 | 0 | 0
2 | 16 | 2 | 0 | 0 | 0 | 0 | 0 | 0 | 0 | 0 | 0
2 | 16 | 3 | 0 | 0 | 0 | 0 | 0 | 0 | 0 | 0 | 0
2 | 16 | 4 | 0 | 0 | 0 | 0 | 0 | 0 | 0 | 0 | 0
2 | 16 | 5 | 0 | 0 | 0 | 0 | 0 | 0 | 0 | 0 | 0
2 | 16 | 6 | 0 | 0 | 0 | 0 | 0 | 0 | 0 | 0 | 0
2 | 16 | 7 | 0 | 0 | 0 | 0 | 0 | 0 | 0 | 0 | 0
2 | 16 | 8 | 0 | 0 | 0 | 0 | 0 | 0 | 0 | 0 | 0
2 | 16 | 9 | 0 | 0 | 0 | 0 | 0 | 0 | 0 | 0 | 0
2 | 16 | 10 | 0 | 0 | 0 | 0 | 0 | 0 | 0 | 0 | 0
2 | 16 | 11 | 0 | 0 | 0 | 0 | 0 | 0 | 0 | 0 | 0
2 | 16 | 12 | 0 | 0 | 0 | 0 | 0 | 0 | 0 | 0 | 0
2 | 16 | 13 | 0 | 0 | 0 | 0 | 0 | 0 | 0 | 0 | 0
2 | 16 | 14 | 0 | 0 | 0 | 0 | 0 | 0 | 0 | 0 | 0
2 | 16 | 15 | 0 | 0 | 0 | 0 | 0 | 0 | 0 | 0 | 0
2 | 16 | 16 | 0 | 0 | 0 | 0 | 0 | 0 | 0 | 0 | 0
2 | 16 | 17 | 0 | 0 | 0 | 0 | 0 | 0 | 0 | 0 | 0
2 | 16 | 18 | 0 | 0 | 0 | 0 | 0 | 0 | 0 | 0 | 0
2 | 16 | 19 | 0 | 0 | 0 | 0 | 0 | 0 | 0 | 0 | 0
2 | 16 | 20 | 0 | 0 | 0 | 0 | 0 | 0 | 0 | 0 | 0
2 | 16 | 21 | 0 | 0 | 0 | 0 | 0 | 0 | 0 | 0 | 0
2 | 16 | 22 | 0 | 0 | 0 | 0 | 0 | 0 | 0 | 0 | 0
2 | 16 | 23 | 0 | 0 | 0 | 0 | 0 | 0 | 0 | 0 | 0
2 | 16 | 24 | 0 | 0 | 0 | 0 | 0 | 0 | 0 | 0 | 0
2 | 17 | 1 | 0 | 0 | 0 | 0 | 0 | 0 | 0 | 0 | 0
2 | 17 | 2 | 0 | 0 | 0 | 0 | 0 | 0 | 0 | 0 | 0
2 | 17 | 3 | 0 | 0 | 0 | 0 | 0 | 0 | 0 | 0 | 0
2 | 17 | 4 | 0 | 0 | 0 | 0 | 0 | 0 | 0 | 0 | 0
2 | 17 | 5 | 0 | 0 | 0 | 0 | 0 | 0 | 0 | 0 | 0
2 | 17 | 6 | 0 | 0 | 0 | 0 | 0 | 0 | 0 | 0 | 0
2 | 17 | 7 | 0 | 0 | 0 | 0 | 0 | 0 | 0 | 0 | 0
2 | 17 | 8 | 0 | 0 | 0 | 0 | 0 | 0 | 0 | 0 | 0
2 | 17 | 9 | 0 | 0 | 0 | 0 | 0 | 0 | 0 | 0 | 0
2 | 17 | 10 | 0 | 0 | 0 | 0 | 0 | 0 | 0 | 0 | 0
2 | 17 | 11 | 0 | 0 | 0 | 0 | 0 | 0 | 0 | 0 | 0
2 | 17 | 12 | 0 | 0 | 0 | 0 | 0 | 0 | 0 | 0 | 0
2 | 17 | 13 | 0 | 0 | 0 | 0 | 0 | 0 | 0 | 0 | 0
2 | 17 | 14 | 0 | 0 | 0 | 0 | 0 | 0 | 0 | 0 | 0
2 | 17 | 15 | 0 | 0 | 0 | 0 | 0 | 0 | 0 | 0 | 0
2 | 17 | 16 | 0 | 0 | 0 | 0 | 0 | 0 | 0 | 0 | 0
2 | 17 | 17 | 0 | 0 | 0 | 0 | 0 | 0 | 0 | 0 | 0
2 | 17 | 18 | 0 | 0 | 0 | 0 | 0 | 0 | 0 | 0 | 0
2 | 17 | 19 | 0 | 0 | 0 | 0 | 0 | 0 | 0 | 0 | 0
2 | 17 | 20 | 0 | 0 | 0 | 0 | 0 | 0 | 0 | 0 | 0
2 | 17 | 21 | 0 | 0 | 0 | 0 | 0 | 0 | 0 | 0 | 0
2 | 17 | 22 | 0 | 0 | 0 | 0 | 0 | 0 | 0 | 0 | 0
2 | 17 | 23 | 0 | 0 | 0 | 0 | 0 | 0 | 0 | 0 | 0
2 | 17 | 24 | 0 | 0 | 0 | 0 | 0 | 0 | 0 | 0 | 0
2 | 18 | 1 | 0 | 0 | 0 | 0 | 0 | 0 | 0 | 0 | 0
2 | 18 | 2 | 0 | 0 | 0 | 0 | 0 | 0 | 0 | 0 | 0
2 | 18 | 3 | 0 | 0 | 0 | 0 | 0 | 0 | 0 | 0 | 0
2 | 18 | 4 | 0 | 0 | 0 | 0 | 0 | 0 | 0 | 0 | 0
2 | 18 | 5 | 0 | 0 | 0 | 0 | 0 | 0 | 0 | 0 | 0
2 | 18 | 6 | 0 | 0 | 0 | 0 | 0 | 0 | 0 | 0 | 0
2 | 18 | 7 | 0 | 0 | 0 | 0 | 0 | 0 | 0 | 0 | 0
2 | 18 | 8 | 0 | 0 | 0 | 0 | 0 | 0 | 0 | 0 | 0
2 | 18 | 9 | 0 | 0 | 0 | 0 | 0 | 0 | 0 | 0 | 0
2 | 18 | 10 | 0 | 0 | 0 | 0 | 0 | 0 | 0 | 0 | 0
2 | 18 | 11 | 0 | 0 | 0 | 0 | 0 | 0 | 0 | 0 | 0
2 | 18 | 12 | 0 | 0 | 0 | 0 | 0 | 0 | 0 | 0 | 0
2 | 18 | 13 | 0 | 0 | 0 | 0 | 0 | 0 | 0 | 0 | 0
2 | 18 | 14 | 0 | 0 | 0 | 0 | 0 | 0 | 0 | 0 | 0
2 | 18 | 15 | 0 | 0 | 0 | 0 | 0 | 0 | 0 | 0 | 0
2 | 18 | 16 | 0 | 0 | 0 | 0 | 0 | 0 | 0 | 0 | 0
2 | 18 | 17 | 0 | 0 | 0 | 0 | 0 | 0 | 0 | 0 | 0
2 | 18 | 18 | 0 | 0 | 0 | 0 | 0 | 0 | 0 | 0 | 0
2 | 18 | 19 | 0 | 0 | 0 | 0 | 0 | 0 | 0 | 0 | 0
2 | 18 | 20 | 0 | 0 | 0 | 0 | 0 | 0 | 0 | 0 | 0
2 | 18 | 21 | 0 | 0 | 0 | 0 | 0 | 0 | 0 | 0 | 0
2 | 18 | 22 | 0 | 0 | 0 | 0 | 0 | 0 | 0 | 0 | 0
2 | 18 | 23 | 0 | 0 | 0 | 0 | 0 | 0 | 0 | 0 | 0
2 | 18 | 24 | 0 | 0 | 0 | 0 | 0 | 0 | 0 | 0 | 0
2 | 19 | 1 | 0 | 0 | 0 | 0 | 0 | 0 | 0 | 0 | 0
2 | 19 | 2 | 0 | 0 | 0 | 0 | 0 | 0 | 0 | 0 | 0
2 | 19 | 3 | 0 | 0 | 0 | 0 | 0 | 0 | 0 | 0 | 0
2 | 19 | 4 | 0 | 0 | 0 | 0 | 0 | 0 | 0 | 0 | 0
2 | 19 | 5 | 0 | 0 | 0 | 0 | 0 | 0 | 0 | 0 | 0
2 | 19 | 6 | 0 | 0 | 0 | 0 | 0 | 0 | 0 | 0 | 0
2 | 19 | 7 | 0 | 0 | 0 | 0 | 0 | 0 | 0 | 0 | 0
2 | 19 | 8 | 0 | 0 | 0 | 0 | 0 | 0 | 0 | 0 | 0
2 | 19 | 9 | 0 | 0 | 0 | 0 | 0 | 0 | 0 | 0 | 0
2 | 19 | 10 | 0 | 0 | 0 | 0 | 0 | 0 | 0 | 0 | 0
2 | 19 | 11 | 0 | 0 | 0 | 0 | 0 | 0 | 0 | 0 | 0
2 | 19 | 12 | 0 | 0 | 0 | 0 | 0 | 0 | 0 | 0 | 0
2 | 19 | 13 | 0 | 0 | 0 | 0 | 0 | 0 | 0 | 0 | 0
2 | 19 | 14 | 0 | 0 | 0 | 0 | 0 | 0 | 0 | 0 | 0
2 | 19 | 15 | 0 | 0 | 0 | 0 | 0 | 0 | 0 | 0 | 0
2 | 19 | 16 | 0 | 0 | 0 | 0 | 0 | 0 | 0 | 0 | 0
2 | 19 | 17 | 0 | 0 | 0 | 0 | 0 | 0 | 0 | 0 | 0
2 | 19 | 18 | 0 | 0 | 0 | 0 | 0 | 0 | 0 | 0 | 0
2 | 19 | 19 | 0 | 0 | 0 | 0 | 0 | 0 | 0 | 0 | 0
2 | 19 | 20 | 0 | 0 | 0 | 0 | 0 | 0 | 0 | 0 | 0
2 | 19 | 21 | 0 | 0 | 0 | 0 | 0 | 0 | 0 | 0 | 0
2 | 19 | 22 | 0 | 0 | 0 | 0 | 0 | 0 | 0 | 0 | 0
2 | 19 | 23 | 0 | 0 | 0 | 0 | 0 | 0 | 0 | 0 | 0
2 | 19 | 24 | 0 | 0 | 0 | 0 | 0 | 0 | 0 | 0 | 0
2 | 20 | 1 | 0 | 0 | 0 | 0 | 0 | 0 | 0 | 0 | 0
2 | 20 | 2 | 0 | 0 | 0 | 0 | 0 | 0 | 0 | 0 | 0
2 | 20 | 3 | 0 | 0 | 0 | 0 | 0 | 0 | 0 | 0 | 0
2 | 20 | 4 | 0 | 0 | 0 | 0 | 0 | 0 | 0 | 0 | 0
2 | 20 | 5 | 0 | 0 | 0 | 0 | 0 | 0 | 0 | 0 | 0
2 | 20 | 6 | 0 | 0 | 0 | 0 | 0 | 0 | 0 | 0 | 0
2 | 20 | 7 | 0 | 0 | 0 | 0 | 0 | 0 | 0 | 0 | 0
2 | 20 | 8 | 0 | 0 | 0 | 0 | 0 | 0 | 0 | 0 | 0
2 | 20 | 9 | 0 | 0 | 0 | 0 | 0 | 0 | 0 | 0 | 0
2 | 20 | 10 | 0 | 0 | 0 | 0 | 0 | 0 | 0 | 0 | 0
2 | 20 | 11 | 0 | 0 | 0 | 0 | 0 | 0 | 0 | 0 | 0
2 | 20 | 12 | 0 | 0 | 0 | 0 | 0 | 0 | 0 | 0 | 0
2 | 20 | 13 | 0 | 0 | 0 | 0 | 0 | 0 | 0 | 0 | 0
2 | 20 | 14 | 0 | 0 | 0 | 0 | 0 | 0 | 0 | 0 | 0
2 | 20 | 15 | 0 | 0 | 0 | 0 | 0 | 0 | 0 | 0 | 0
2 | 20 | 16 | 0 | 0 | 0 | 0 | 0 | 0 | 0 | 0 | 0
2 | 20 | 17 | 0 | 0 | 0 | 0 | 0 | 0 | 0 | 0 | 0
2 | 20 | 18 | 0 | 0 | 0 | 0 | 0 | 0 | 0 | 0 | 0
2 | 20 | 19 | 0 | 0 | 0 | 0 | 0 | 0 | 0 | 0 | 0
2 | 20 | 20 | 0 | 0 | 0 | 0 | 0 | 0 | 0 | 0 | 0
2 | 20 | 21 | 0 | 0 | 0 | 0 | 0 | 0 | 0 | 0 | 0
2 | 20 | 22 | 0 | 0 | 0 | 0 | 0 | 0 | 0 | 0 | 0
2 | 20 | 23 | 0 | 0 | 0 | 0 | 0 | 0 | 0 | 0 | 0
2 | 20 | 24 | 0 | 0 | 0 | 0 | 0 | 0 | 0 | 0 | 0
2 | 21 | 1 | 0 | 0 | 0 | 0 | 0 | 0 | 0 | 0 | 0
2 | 21 | 2 | 0 | 0 | 0 | 0 | 0 | 0 | 0 | 0 | 0
2 | 21 | 3 | 0 | 0 | 0 | 0 | 0 | 0 | 0 | 0 | 0
2 | 21 | 4 | 0 | 0 | 0 | 0 | 0 | 0 | 0 | 0 | 0
2 | 21 | 5 | 0 | 0 | 0 | 0 | 0 | 0 | 0 | 0 | 0
2 | 21 | 6 | 0 | 0 | 0 | 0 | 0 | 0 | 0 | 0 | 0
2 | 21 | 7 | 0 | 0 | 0 | 0 | 0 | 0 | 0 | 0 | 0
2 | 21 | 8 | 0 | 0 | 0 | 0 | 0 | 0 | 0 | 0 | 0
2 | 21 | 9 | 0 | 0 | 0 | 0 | 0 | 0 | 0 | 0 | 0
2 | 21 | 10 | 0 | 0 | 0 | 0 | 0 | 0 | 0 | 0 | 0
2 | 21 | 11 | 0 | 0 | 0 | 0 | 0 | 0 | 0 | 0 | 0
2 | 21 | 12 | 0 | 0 | 0 | 0 | 0 | 0 | 0 | 0 | 0
2 | 21 | 13 | 0 | 0 | 0 | 0 | 0 | 0 | 0 | 0 | 0
2 | 21 | 14 | 0 | 0 | 0 | 0 | 0 | 0 | 0 | 0 | 0
2 | 21 | 15 | 0 | 0 | 0 | 0 | 0 | 0 | 0 | 0 | 0
2 | 21 | 16 | 0 | 0 | 0 | 0 | 0 | 0 | 0 | 0 | 0
2 | 21 | 17 | 0 | 0 | 0 | 0 | 0 | 0 | 0 | 0 | 0
2 | 21 | 18 | 0 | 0 | 0 | 0 | 0 | 0 | 0 | 0 | 0
2 | 21 | 19 | 0 | 0 | 0 | 0 | 0 | 0 | 0 | 0 | 0
2 | 21 | 20 | 0 | 0 | 0 | 0 | 0 | 0 | 0 | 0 | 0
2 | 21 | 21 | 0 | 0 | 0 | 0 | 0 | 0 | 0 | 0 | 0
2 | 21 | 22 | 0 | 0 | 0 | 0 | 0 | 0 | 0 | 0 | 0
2 | 21 | 23 | 0 | 0 | 0 | 0 | 0 | 0 | 0 | 0 | 0
2 | 21 | 24 | 0 | 0 | 0 | 0 | 0 | 0 | 0 | 0 | 0
2 | 22 | 1 | 0 | 0 | 0 | 0 | 0 | 0 | 0 | 0 | 0
2 | 22 | 2 | 0 | 0 | 0 | 0 | 0 | 0 | 0 | 0 | 0
2 | 22 | 3 | 0 | 0 | 0 | 0 | 0 | 0 | 0 | 0 | 0
2 | 22 | 4 | 0 | 0 | 0 | 0 | 0 | 0 | 0 | 0 | 0
2 | 22 | 5 | 0 | 0 | 0 | 0 | 0 | 0 | 0 | 0 | 0
2 | 22 | 6 | 0 | 0 | 0 | 0 | 0 | 0 | 0 | 0 | 0
2 | 22 | 7 | 0 | 0 | 0 | 0 | 0 | 0 | 0 | 0 | 0
2 | 22 | 8 | 0 | 0 | 0 | 0 | 0 | 0 | 0 | 0 | 0
2 | 22 | 9 | 0 | 0 | 0 | 0 | 0 | 0 | 0 | 0 | 0
2 | 22 | 10 | 0 | 0 | 0 | 0 | 0 | 0 | 0 | 0 | 0
2 | 22 | 11 | 0 | 0 | 0 | 0 | 0 | 0 | 0 | 0 | 0
2 | 22 | 12 | 0 | 0 | 0 | 0 | 0 | 0 | 0 | 0 | 0
2 | 22 | 13 | 0 | 0 | 0 | 0 | 0 | 0 | 0 | 0 | 0
2 | 22 | 14 | 0 | 0 | 0 | 0 | 0 | 0 | 0 | 0 | 0
2 | 22 | 15 | 0 | 0 | 0 | 0 | 0 | 0 | 0 | 0 | 0
2 | 22 | 16 | 0 | 0 | 0 | 0 | 0 | 0 | 0 | 0 | 0
2 | 22 | 17 | 0 | 0 | 0 | 0 | 0 | 0 | 0 | 0 | 0
2 | 22 | 18 | 0 | 0 | 0 | 0 | 0 | 0 | 0 | 0 | 0
2 | 22 | 19 | 0 | 0 | 0 | 0 | 0 | 0 | 0 | 0 | 0
2 | 22 | 20 | 0 | 0 | 0 | 0 | 0 | 0 | 0 | 0 | 0
2 | 22 | 21 | 0 | 0 | 0 | 0 | 0 | 0 | 0 | 0 | 0
2 | 22 | 22 | 0 | 0 | 0 | 0 | 0 | 0 | 0 | 0 | 0
2 | 22 | 23 | 0 | 0 | 0 | 0 | 0 | 0 | 0 | 0 | 0
2 | 22 | 24 | 0 | 0 | 0 | 0 | 0 | 0 | 0 | 0 | 0
2 | 23 | 1 | 0 | 0 | 0 | 0 | 0 | 0 | 0 | 0 | 0
2 | 23 | 2 | 0 | 0 | 0 | 0 | 0 | 0 | 0 | 0 | 0
2 | 23 | 3 | 0 | 0 | 0 | 0 | 0 | 0 | 0 | 0 | 0
2 | 23 | 4 | 0 | 0 | 0 | 0 | 0 | 0 | 0 | 0 | 0
2 | 23 | 5 | 0 | 0 | 0 | 0 | 0 | 0 | 0 | 0 | 0
2 | 23 | 6 | 0 | 0 | 0 | 0 | 0 | 0 | 0 | 0 | 0
2 | 23 | 7 | 0 | 0 | 0 | 0 | 0 | 0 | 0 | 0 | 0
2 | 23 | 8 | 0 | 0 | 0 | 0 | 0 | 0 | 0 | 0 | 0
2 | 23 | 9 | 0 | 0 | 0 | 0 | 0 | 0 | 0 | 0 | 0
2 | 23 | 10 | 0 | 0 | 0 | 0 | 0 | 0 | 0 | 0 | 0
2 | 23 | 11 | 0 | 0 | 0 | 0 | 0 | 0 | 0 | 0 | 0
2 | 23 | 12 | 0 | 0 | 0 | 0 | 0 | 0 | 0 | 0 | 0
2 | 23 | 13 | 0 | 0 | 0 | 0 | 0 | 0 | 0 | 0 | 0
2 | 23 | 14 | 0 | 0 | 0 | 0 | 0 | 0 | 0 | 0 | 0
2 | 23 | 15 | 0 | 0 | 0 | 0 | 0 | 0 | 0 | 0 | 0
2 | 23 | 16 | 0 | 0 | 0 | 0 | 0 | 0 | 0 | 0 | 0
2 | 23 | 17 | 0 | 0 | 0 | 0 | 0 | 0 | 0 | 0 | 0
2 | 23 | 18 | 0 | 0 | 0 | 0 | 0 | 0 | 0 | 0 | 0
2 | 23 | 19 | 0 | 0 | 0 | 0 | 0 | 0 | 0 | 0 | 0
2 | 23 | 20 | 0 | 0 | 0 | 0 | 0 | 0 | 0 | 0 | 0
2 | 23 | 21 | 0 | 0 | 0 | 0 | 0 | 0 | 0 | 0 | 0
2 | 23 | 22 | 0 | 0 | 0 | 0 | 0 | 0 | 0 | 0 | 0
2 | 23 | 23 | 0 | 0 | 0 | 0 | 0 | 0 | 0 | 0 | 0
2 | 23 | 24 | 0 | 0 | 0 | 0 | 0 | 0 | 0 | 0 | 0
2 | 24 | 1 | 0 | 0 | 0 | 0 | 0 | 0 | 0 | 0 | 0
2 | 24 | 2 | 0 | 0 | 0 | 0 | 0 | 0 | 0 | 0 | 0
2 | 24 | 3 | 0 | 0 | 0 | 0 | 0 | 0 | 0 | 0 | 0
2 | 24 | 4 | 0 | 0 | 0 | 0 | 0 | 0 | 0 | 0 | 0
2 | 24 | 5 | 0 | 0 | 0 | 0 | 0 | 0 | 0 | 0 | 0
2 | 24 | 6 | 0 | 0 | 0 | 0 | 0 | 0 | 0 | 0 | 0
2 | 24 | 7 | 0 | 0 | 0 | 0 | 0 | 0 | 0 | 0 | 0
2 | 24 | 8 | 0 | 0 | 0 | 0 | 0 | 0 | 0 | 0 | 0
2 | 24 | 9 | 0 | 0 | 0 | 0 | 0 | 0 | 0 | 0 | 0
2 | 24 | 10 | 0 | 0 | 0 | 0 | 0 | 0 | 0 | 0 | 0
2 | 24 | 11 | 0 | 0 | 0 | 0 | 0 | 0 | 0 | 0 | 0
2 | 24 | 12 | 0 | 0 | 0 | 0 | 0 | 0 | 0 | 0 | 0
2 | 24 | 13 | 0 | 0 | 0 | 0 | 0 | 0 | 0 | 0 | 0
2 | 24 | 14 | 0 | 0 | 0 | 0 | 0 | 0 | 0 | 0 | 0
2 | 24 | 15 | 0 | 0 | 0 | 0 | 0 | 0 | 0 | 0 | 0
2 | 24 | 16 | 0 | 0 | 0 | 0 | 0 | 0 | 0 | 0 | 0
2 | 24 | 17 | 0 | 0 | 0 | 0 | 0 | 0 | 0 | 0 | 0
2 | 24 | 18 | 0 | 0 | 0 | 0 | 0 | 0 | 0 | 0 | 0
2 | 24 | 19 | 0 | 0 | 0 | 0 | 0 | 0 | 0 | 0 | 0
2 | 24 | 20 | 0 | 0 | 0 | 0 | 0 | 0 | 0 | 0 | 0
2 | 24 | 21 | 0 | 0 | 0 | 0 | 0 | 0 | 0 | 0 | 0
2 | 24 | 22 | 0 | 0 | 0 | 0 | 0 | 0 | 0 | 0 | 0
2 | 24 | 23 | 0 | 0 | 0 | 0 | 0 | 0 | 0 | 0 | 0
2 | 24 | 24 | 0 | 0 | 0 | 0 | 0 | 0 | 0 | 0 | 0
2 | 25 | 1 | 0 | 0 | 0 | 0 | 0 | 0 | 0 | 0 | 0
2 | 25 | 2 | 0 | 0 | 0 | 0 | 0 | 0 | 0 | 0 | 0
2 | 25 | 3 | 0 | 0 | 0 | 0 | 0 | 0 | 0 | 0 | 0
2 | 25 | 4 | 0 | 0 | 0 | 0 | 0 | 0 | 0 | 0 | 0
2 | 25 | 5 | 0 | 0 | 0 | 0 | 0 | 0 | 0 | 0 | 0
2 | 25 | 6 | 0 | 0 | 0 | 0 | 0 | 0 | 0 | 0 | 0
2 | 25 | 7 | 0 | 0 | 0 | 0 | 0 | 0 | 0 | 0 | 0
2 | 25 | 8 | 0 | 0 | 0 | 0 | 0 | 0 | 0 | 0 | 0
2 | 25 | 9 | 0 | 0 | 0 | 0 | 0 | 0 | 0 | 0 | 0
2 | 25 | 10 | 0 | 0 | 0 | 0 | 0 | 0 | 0 | 0 | 0
2 | 25 | 11 | 0 | 0 | 0 | 0 | 0 | 0 | 0 | 0 | 0
2 | 25 | 12 | 0 | 0 | 0 | 0 | 0 | 0 | 0 | 0 | 0
2 | 25 | 13 | 0 | 0 | 0 | 0 | 0 | 0 | 0 | 0 | 0
2 | 25 | 14 | 0 | 0 | 0 | 0 | 0 | 0 | 0 | 0 | 0
2 | 25 | 15 | 0 | 0 | 0 | 0 | 0 | 0 | 0 | 0 | 0
2 | 25 | 16 | 0 | 0 | 0 | 0 | 0 | 0 | 0 | 0 | 0
2 | 25 | 17 | 0 | 0 | 0 | 0 | 0 | 0 | 0 | 0 | 0
2 | 25 | 18 | 0 | 0 | 0 | 0 | 0 | 0 | 0 | 0 | 0
2 | 25 | 19 | 0 | 0 | 0 | 0 | 0 | 0 | 0 | 0 | 0
2 | 25 | 20 | 0 | 0 | 0 | 0 | 0 | 0 | 0 | 0 | 0
2 | 25 | 21 | 0 | 0 | 0 | 0 | 0 | 0 | 0 | 0 | 0
2 | 25 | 22 | 0 | 0 | 0 | 0 | 0 | 0 | 0 | 0 | 0
2 | 25 | 23 | 0 | 0 | 0 | 0 | 0 | 0 | 0 | 0 | 0
2 | 25 | 24 | 0 | 0 | 0 | 0 | 0 | 0 | 0 | 0 | 0
2 | 26 | 1 | 0 | 0 | 0 | 0 | 0 | 0 | 0 | 0 | 0
2 | 26 | 2 | 0 | 0 | 0 | 0 | 0 | 0 | 0 | 0 | 0
2 | 26 | 3 | 0 | 0 | 0 | 0 | 0 | 0 | 0 | 0 | 0
2 | 26 | 4 | 0 | 0 | 0 | 0 | 0 | 0 | 0 | 0 | 0
2 | 26 | 5 | 0 | 0 | 0 | 0 | 0 | 0 | 0 | 0 | 0
2 | 26 | 6 | 0 | 0 | 0 | 0 | 0 | 0 | 0 | 0 | 0
2 | 26 | 7 | 0 | 0 | 0 | 0 | 0 | 0 | 0 | 0 | 0
2 | 26 | 8 | 0 | 0 | 0 | 0 | 0 | 0 | 0 | 0 | 0
2 | 26 | 9 | 0 | 0 | 0 | 0 | 0 | 0 | 0 | 0 | 0
2 | 26 | 10 | 0 | 0 | 0 | 0 | 0 | 0 | 0 | 0 | 0
2 | 26 | 11 | 0 | 0 | 0 | 0 | 0 | 0 | 0 | 0 | 0
2 | 26 | 12 | 0 | 0 | 0 | 0 | 0 | 0 | 0 | 0 | 0
2 | 26 | 13 | 0 | 0 | 0 | 0 | 0 | 0 | 0 | 0 | 0
2 | 26 | 14 | 0 | 0 | 0 | 0 | 0 | 0 | 0 | 0 | 0
2 | 26 | 15 | 0 | 0 | 0 | 0 | 0 | 0 | 0 | 0 | 0
2 | 26 | 16 | 0 | 0 | 0 | 0 | 0 | 0 | 0 | 0 | 0
2 | 26 | 17 | 0 | 0 | 0 | 0 | 0 | 0 | 0 | 0 | 0
2 | 26 | 18 | 0 | 0 | 0 | 0 | 0 | 0 | 0 | 0 | 0
2 | 26 | 19 | 0 | 0 | 0 | 0 | 0 | 0 | 0 | 0 | 0
2 | 26 | 20 | 0 | 0 | 0 | 0 | 0 | 0 | 0 | 0 | 0
2 | 26 | 21 | 0 | 0 | 0 | 0 | 0 | 0 | 0 | 0 | 0
2 | 26 | 22 | 0 | 0 | 0 | 0 | 0 | 0 | 0 | 0 | 0
2 | 26 | 23 | 0 | 0 | 0 | 0 | 0 | 0 | 0 | 0 | 0
2 | 26 | 24 | 0 | 0 | 0 | 0 | 0 | 0 | 0 | 0 | 0
2 | 27 | 1 | 0 | 0 | 0 | 0 | 0 | 0 | 0 | 0 | 0
2 | 27 | 2 | 0 | 0 | 0 | 0 | 0 | 0 | 0 | 0 | 0
2 | 27 | 3 | 0 | 0 | 0 | 0 | 0 | 0 | 0 | 0 | 0
2 | 27 | 4 | 0 | 0 | 0 | 0 | 0 | 0 | 0 | 0 | 0
2 | 27 | 5 | 0 | 0 | 0 | 0 | 0 | 0 | 0 | 0 | 0
2 | 27 | 6 | 0 | 0 | 0 | 0 | 0 | 0 | 0 | 0 | 0
2 | 27 | 7 | 0 | 0 | 0 | 0 | 0 | 0 | 0 | 0 | 0
2 | 27 | 8 | 0 | 0 | 0 | 0 | 0 | 0 | 0 | 0 | 0
2 | 27 | 9 | 0 | 0 | 0 | 0 | 0 | 0 | 0 | 0 | 0
2 | 27 | 10 | 0 | 0 | 0 | 0 | 0 | 0 | 0 | 0 | 0
2 | 27 | 11 | 0 | 0 | 0 | 0 | 0 | 0 | 0 | 0 | 0
2 | 27 | 12 | 0 | 0 | 0 | 0 | 0 | 0 | 0 | 0 | 0
2 | 27 | 13 | 0 | 0 | 0 | 0 | 0 | 0 | 0 | 0 | 0
2 | 27 | 14 | 0 | 0 | 0 | 0 | 0 | 0 | 0 | 0 | 0
2 | 27 | 15 | 0 | 0 | 0 | 0 | 0 | 0 | 0 | 0 | 0
2 | 27 | 16 | 0 | 0 | 0 | 0 | 0 | 0 | 0 | 0 | 0
2 | 27 | 17 | 0 | 0 | 0 | 0 | 0 | 0 | 0 | 0 | 0
2 | 27 | 18 | 0 | 0 | 0 | 0 | 0 | 0 | 0 | 0 | 0
2 | 27 | 19 | 0 | 0 | 0 | 0 | 0 | 0 | 0 | 0 | 0
2 | 27 | 20 | 0 | 0 | 0 | 0 | 0 | 0 | 0 | 0 | 0
2 | 27 | 21 | 0 | 0 | 0 | 0 | 0 | 0 | 0 | 0 | 0
2 | 27 | 22 | 0 | 0 | 0 | 0 | 0 | 0 | 0 | 0 | 0
2 | 27 | 23 | 0 | 0 | 0 | 0 | 0 | 0 | 0 | 0 | 0
2 | 27 | 24 | 0 | 0 | 0 | 0 | 0 | 0 | 0 | 0 | 0
2 | 28 | 1 | 0 | 0 | 0 | 0 | 0 | 0 | 0 | 0 | 0
2 | 28 | 2 | 0 | 0 | 0 | 0 | 0 | 0 | 0 | 0 | 0
2 | 28 | 3 | 0 | 0 | 0 | 0 | 0 | 0 | 0 | 0 | 0
2 | 28 | 4 | 0 | 0 | 0 | 0 | 0 | 0 | 0 | 0 | 0
2 | 28 | 5 | 0 | 0 | 0 | 0 | 0 | 0 | 0 | 0 | 0
2 | 28 | 6 | 0 | 0 | 0 | 0 | 0 | 0 | 0 | 0 | 0
2 | 28 | 7 | 0 | 0 | 0 | 0 | 0 | 0 | 0 | 0 | 0
2 | 28 | 8 | 0 | 0 | 0 | 0 | 0 | 0 | 0 | 0 | 0
2 | 28 | 9 | 0 | 0 | 0 | 0 | 0 | 0 | 0 | 0 | 0
2 | 28 | 10 | 0 | 0 | 0 | 0 | 0 | 0 | 0 | 0 | 0
2 | 28 | 11 | 0 | 0 | 0 | 0 | 0 | 0 | 0 | 0 | 0
2 | 28 | 12 | 0 | 0 | 0 | 0 | 0 | 0 | 0 | 0 | 0
2 | 28 | 13 | 0 | 0 | 0 | 0 | 0 | 0 | 0 | 0 | 0
2 | 28 | 14 | 0 | 0 | 0 | 0 | 0 | 0 | 0 | 0 | 0
2 | 28 | 15 | 0 | 0 | 0 | 0 | 0 | 0 | 0 | 0 | 0
2 | 28 | 16 | 0 | 0 | 0 | 0 | 0 | 0 | 0 | 0 | 0
2 | 28 | 17 | 0 | 0 | 0 | 0 | 0 | 0 | 0 | 0 | 0
2 | 28 | 18 | 0 | 0 | 0 | 0 | 0 | 0 | 0 | 0 | 0
2 | 28 | 19 | 0 | 0 | 0 | 0 | 0 | 0 | 0 | 0 | 0
2 | 28 | 20 | 0 | 0 | 0 | 0 | 0 | 0 | 0 | 0 | 0
2 | 28 | 21 | 0 | 0 | 0 | 0 | 0 | 0 | 0 | 0 | 0
2 | 28 | 22 | 0 | 0 | 0 | 0 | 0 | 0 | 0 | 0 | 0
2 | 28 | 23 | 0 | 0 | 0 | 0 | 0 | 0 | 0 | 0 | 0
2 | 28 | 24 | 0 | 0 | 0 | 0 | 0 | 0 | 0 | 0 | 0
3 | 1 | 1 | 0 | 0 | 0 | 0 | 0 | 0 | 0 | 0 | 0
3 | 1 | 2 | 0 | 0 | 0 | 0 | 0 | 0 | 0 | 0 | 0
3 | 1 | 3 | 0 | 0 | 0 | 0 | 0 | 0 | 0 | 0 | 0
3 | 1 | 4 | 0 | 0 | 0 | 0 | 0 | 0 | 0 | 0 | 0
3 | 1 | 5 | 0 | 0 | 0 | 0 | 0 | 0 | 0 | 0 | 0
3 | 1 | 6 | 0 | 0 | 0 | 0 | 0 | 0 | 0 | 0 | 0
3 | 1 | 7 | 0 | 0 | 0 | 0 | 0 | 0 | 0 | 0 | 0
3 | 1 | 8 | 0 | 0 | 0 | 0 | 0 | 0 | 0 | 0 | 0
3 | 1 | 9 | 0 | 0 | 0 | 0 | 0 | 0 | 0 | 0 | 0
3 | 1 | 10 | 0 | 0 | 0 | 0 | 0 | 0 | 0 | 0 | 0
3 | 1 | 11 | 0 | 0 | 0 | 0 | 0 | 0 | 0 | 0 | 0
3 | 1 | 12 | 0 | 0 | 0 | 0 | 0 | 0 | 0 | 0 | 0
3 | 1 | 13 | 0 | 0 | 0 | 0 | 0 | 0 | 0 | 0 | 0
3 | 1 | 14 | 0 | 0 | 0 | 0 | 0 | 0 | 0 | 0 | 0
3 | 1 | 15 | 0 | 0 | 0 | 0 | 0 | 0 | 0 | 0 | 0
3 | 1 | 16 | 0 | 0 | 0 | 0 | 0 | 0 | 0 | 0 | 0
3 | 1 | 17 | 0 | 0 | 0 | 0 | 0 | 0 | 0 | 0 | 0
3 | 1 | 18 | 0 | 0 | 0 | 0 | 0 | 0 | 0 | 0 | 0
3 | 1 | 19 | 0 | 0 | 0 | 0 | 0 | 0 | 0 | 0 | 0
3 | 1 | 20 | 0 | 0 | 0 | 0 | 0 | 0 | 0 | 0 | 0
3 | 1 | 21 | 0 | 0 | 0 | 0 | 0 | 0 | 0 | 0 | 0
3 | 1 | 22 | 0 | 0 | 0 | 0 | 0 | 0 | 0 | 0 | 0
3 | 1 | 23 | 0 | 0 | 0 | 0 | 0 | 0 | 0 | 0 | 0
3 | 1 | 24 | 0 | 0 | 0 | 0 | 0 | 0 | 0 | 0 | 0
3 | 2 | 1 | 0 | 0 | 0 | 0 | 0 | 0 | 0 | 0 | 0
3 | 2 | 2 | 0 | 0 | 0 | 0 | 0 | 0 | 0 | 0 | 0
3 | 2 | 3 | 0 | 0 | 0 | 0 | 0 | 0 | 0 | 0 | 0
3 | 2 | 4 | 0 | 0 | 0 | 0 | 0 | 0 | 0 | 0 | 0
3 | 2 | 5 | 0 | 0 | 0 | 0 | 0 | 0 | 0 | 0 | 0
3 | 2 | 6 | 0 | 0 | 0 | 0 | 0 | 0 | 0 | 0 | 0
3 | 2 | 7 | 0 | 0 | 0 | 0 | 0 | 0 | 0 | 0 | 0
3 | 2 | 8 | 0 | 0 | 0 | 0 | 0 | 0 | 0 | 0 | 0
3 | 2 | 9 | 0 | 0 | 0 | 0 | 0 | 0 | 0 | 0 | 0
3 | 2 | 10 | 0 | 0 | 0 | 0 | 0 | 0 | 0 | 0 | 0
3 | 2 | 11 | 0 | 0 | 0 | 0 | 0 | 0 | 0 | 0 | 0
3 | 2 | 12 | 0 | 0 | 0 | 0 | 0 | 0 | 0 | 0 | 0
3 | 2 | 13 | 0 | 0 | 0 | 0 | 0 | 0 | 0 | 0 | 0
3 | 2 | 14 | 0 | 0 | 0 | 0 | 0 | 0 | 0 | 0 | 0
3 | 2 | 15 | 0 | 0 | 0 | 0 | 0 | 0 | 0 | 0 | 0
3 | 2 | 16 | 0 | 0 | 0 | 0 | 0 | 0 | 0 | 0 | 0
3 | 2 | 17 | 0 | 0 | 0 | 0 | 0 | 0 | 0 | 0 | 0
3 | 2 | 18 | 0 | 0 | 0 | 0 | 0 | 0 | 0 | 0 | 0
3 | 2 | 19 | 0 | 0 | 0 | 0 | 0 | 0 | 0 | 0 | 0
3 | 2 | 20 | 0 | 0 | 0 | 0 | 0 | 0 | 0 | 0 | 0
3 | 2 | 21 | 0 | 0 | 0 | 0 | 0 | 0 | 0 | 0 | 0
3 | 2 | 22 | 0 | 0 | 0 | 0 | 0 | 0 | 0 | 0 | 0
3 | 2 | 23 | 0 | 0 | 0 | 0 | 0 | 0 | 0 | 0 | 0
3 | 2 | 24 | 0 | 0 | 0 | 0 | 0 | 0 | 0 | 0 | 0
3 | 3 | 1 | 0 | 0 | 0 | 0 | 0 | 0 | 0 | 0 | 0
3 | 3 | 2 | 0 | 0 | 0 | 0 | 0 | 0 | 0 | 0 | 0
3 | 3 | 3 | 0 | 0 | 0 | 0 | 0 | 0 | 0 | 0 | 0
3 | 3 | 4 | 0 | 0 | 0 | 0 | 0 | 0 | 0 | 0 | 0
3 | 3 | 5 | 0 | 0 | 0 | 0 | 0 | 0 | 0 | 0 | 0
3 | 3 | 6 | 0 | 0 | 0 | 0 | 0 | 0 | 0 | 0 | 0
3 | 3 | 7 | 0 | 0 | 0 | 0 | 0 | 0 | 0 | 0 | 0
3 | 3 | 8 | 0 | 0 | 0 | 0 | 0 | 0 | 0 | 0 | 0
3 | 3 | 9 | 0 | 0 | 0 | 0 | 0 | 0 | 0 | 0 | 0
3 | 3 | 10 | 0 | 0 | 0 | 0 | 0 | 0 | 0 | 0 | 0
3 | 3 | 11 | 0 | 0 | 0 | 0 | 0 | 0 | 0 | 0 | 0
3 | 3 | 12 | 0 | 0 | 0 | 0 | 0 | 0 | 0 | 0 | 0
3 | 3 | 13 | 0 | 0 | 0 | 0 | 0 | 0 | 0 | 0 | 0
3 | 3 | 14 | 0 | 0 | 0 | 0 | 0 | 0 | 0 | 0 | 0
3 | 3 | 15 | 0 | 0 | 0 | 0 | 0 | 0 | 0 | 0 | 0
3 | 3 | 16 | 0 | 0 | 0 | 0 | 0 | 0 | 0 | 0 | 0
3 | 3 | 17 | 0 | 0 | 0 | 0 | 0 | 0 | 0 | 0 | 0
3 | 3 | 18 | 0 | 0 | 0 | 0 | 0 | 0 | 0 | 0 | 0
3 | 3 | 19 | 0 | 0 | 0 | 0 | 0 | 0 | 0 | 0 | 0
3 | 3 | 20 | 0 | 0 | 0 | 0 | 0 | 0 | 0 | 0 | 0
3 | 3 | 21 | 0 | 0 | 0 | 0 | 0 | 0 | 0 | 0 | 0
3 | 3 | 22 | 0 | 0 | 0 | 0 | 0 | 0 | 0 | 0 | 0
3 | 3 | 23 | 0 | 0 | 0 | 0 | 0 | 0 | 0 | 0 | 0
3 | 3 | 24 | 0 | 0 | 0 | 0 | 0 | 0 | 0 | 0 | 0
3 | 4 | 1 | 0 | 0 | 0 | 0 | 0 | 0 | 0 | 0 | 0
3 | 4 | 2 | 0 | 0 | 0 | 0 | 0 | 0 | 0 | 0 | 0
3 | 4 | 3 | 0 | 0 | 0 | 0 | 0 | 0 | 0 | 0 | 0
3 | 4 | 4 | 0 | 0 | 0 | 0 | 0 | 0 | 0 | 0 | 0
3 | 4 | 5 | 0 | 0 | 0 | 0 | 0 | 0 | 0 | 0 | 0
3 | 4 | 6 | 0 | 0 | 0 | 0 | 0 | 0 | 0 | 0 | 0
3 | 4 | 7 | 0 | 0 | 0 | 0 | 0 | 0 | 0 | 0 | 0
3 | 4 | 8 | 0 | 0 | 0 | 0 | 0 | 0 | 0 | 0 | 0
3 | 4 | 9 | 0 | 0 | 0 | 0 | 0 | 0 | 0 | 0 | 0
3 | 4 | 10 | 0 | 0 | 0 | 0 | 0 | 0 | 0 | 0 | 0
3 | 4 | 11 | 0 | 0 | 0 | 0 | 0 | 0 | 0 | 0 | 0
3 | 4 | 12 | 0 | 0 | 0 | 0 | 0 | 0 | 0 | 0 | 0
3 | 4 | 13 | 0 | 0 | 0 | 0 | 0 | 0 | 0 | 0 | 0
3 | 4 | 14 | 0 | 0 | 0 | 0 | 0 | 0 | 0 | 0 | 0
3 | 4 | 15 | 0 | 0 | 0 | 0 | 0 | 0 | 0 | 0 | 0
3 | 4 | 16 | 0 | 0 | 0 | 0 | 0 | 0 | 0 | 0 | 0
3 | 4 | 17 | 0 | 0 | 0 | 0 | 0 | 0 | 0 | 0 | 0
3 | 4 | 18 | 0 | 0 | 0 | 0 | 0 | 0 | 0 | 0 | 0
3 | 4 | 19 | 0 | 0 | 0 | 0 | 0 | 0 | 0 | 0 | 0
3 | 4 | 20 | 0 | 0 | 0 | 0 | 0 | 0 | 0 | 0 | 0
3 | 4 | 21 | 0 | 0 | 0 | 0 | 0 | 0 | 0 | 0 | 0
3 | 4 | 22 | 0 | 0 | 0 | 0 | 0 | 0 | 0 | 0 | 0
3 | 4 | 23 | 0 | 0 | 0 | 0 | 0 | 0 | 0 | 0 | 0
3 | 4 | 24 | 0 | 0 | 0 | 0 | 0 | 0 | 0 | 0 | 0
3 | 5 | 1 | 0 | 0 | 0 | 0 | 0 | 0 | 0 | 0 | 0
3 | 5 | 2 | 0 | 0 | 0 | 0 | 0 | 0 | 0 | 0 | 0
3 | 5 | 3 | 0 | 0 | 0 | 0 | 0 | 0 | 0 | 0 | 0
3 | 5 | 4 | 0 | 0 | 0 | 0 | 0 | 0 | 0 | 0 | 0
3 | 5 | 5 | 0 | 0 | 0 | 0 | 0 | 0 | 0 | 0 | 0
3 | 5 | 6 | 0 | 0 | 0 | 0 | 0 | 0 | 0 | 0 | 0
3 | 5 | 7 | 0 | 0 | 0 | 0 | 0 | 0 | 0 | 0 | 0
3 | 5 | 8 | 0 | 0 | 0 | 0 | 0 | 0 | 0 | 0 | 0
3 | 5 | 9 | 0 | 0 | 0 | 0 | 0 | 0 | 0 | 0 | 0
3 | 5 | 10 | 0 | 0 | 0 | 0 | 0 | 0 | 0 | 0 | 0
3 | 5 | 11 | 0 | 0 | 0 | 0 | 0 | 0 | 0 | 0 | 0
3 | 5 | 12 | 0 | 0 | 0 | 0 | 0 | 0 | 0 | 0 | 0
3 | 5 | 13 | 0 | 0 | 0 | 0 | 0 | 0 | 0 | 0 | 0
3 | 5 | 14 | 0 | 0 | 0 | 0 | 0 | 0 | 0 | 0 | 0
3 | 5 | 15 | 0 | 0 | 0 | 0 | 0 | 0 | 0 | 0 | 0
3 | 5 | 16 | 0 | 0 | 0 | 0 | 0 | 0 | 0 | 0 | 0
3 | 5 | 17 | 0 | 0 | 0 | 0 | 0 | 0 | 0 | 0 | 0
3 | 5 | 18 | 0 | 0 | 0 | 0 | 0 | 0 | 0 | 0 | 0
3 | 5 | 19 | 0 | 0 | 0 | 0 | 0 | 0 | 0 | 0 | 0
3 | 5 | 20 | 0 | 0 | 0 | 0 | 0 | 0 | 0 | 0 | 0
3 | 5 | 21 | 0 | 0 | 0 | 0 | 0 | 0 | 0 | 0 | 0
3 | 5 | 22 | 0 | 0 | 0 | 0 | 0 | 0 | 0 | 0 | 0
3 | 5 | 23 | 0 | 0 | 0 | 0 | 0 | 0 | 0 | 0 | 0
3 | 5 | 24 | 0 | 0 | 0 | 0 | 0 | 0 | 0 | 0 | 0
3 | 6 | 1 | 0 | 0 | 0 | 0 | 0 | 0 | 0 | 0 | 0
3 | 6 | 2 | 0 | 0 | 0 | 0 | 0 | 0 | 0 | 0 | 0
3 | 6 | 3 | 0 | 0 | 0 | 0 | 0 | 0 | 0 | 0 | 0
3 | 6 | 4 | 0 | 0 | 0 | 0 | 0 | 0 | 0 | 0 | 0
3 | 6 | 5 | 0 | 0 | 0 | 0 | 0 | 0 | 0 | 0 | 0
3 | 6 | 6 | 0 | 0 | 0 | 0 | 0 | 0 | 0 | 0 | 0
3 | 6 | 7 | 0 | 0 | 0 | 0 | 0 | 0 | 0 | 0 | 0
3 | 6 | 8 | 0 | 0 | 0 | 0 | 0 | 0 | 0 | 0 | 0
3 | 6 | 9 | 0 | 0 | 0 | 0 | 0 | 0 | 0 | 0 | 0
3 | 6 | 10 | 0 | 0 | 0 | 0 | 0 | 0 | 0 | 0 | 0
3 | 6 | 11 | 0 | 0 | 0 | 0 | 0 | 0 | 0 | 0 | 0
3 | 6 | 12 | 0 | 0 | 0 | 0 | 0 | 0 | 0 | 0 | 0
3 | 6 | 13 | 0 | 0 | 0 | 0 | 0 | 0 | 0 | 0 | 0
3 | 6 | 14 | 0 | 0 | 0 | 0 | 0 | 0 | 0 | 0 | 0
3 | 6 | 15 | 0 | 0 | 0 | 0 | 0 | 0 | 0 | 0 | 0
3 | 6 | 16 | 0 | 0 | 0 | 0 | 0 | 0 | 0 | 0 | 0
3 | 6 | 17 | 0 | 0 | 0 | 0 | 0 | 0 | 0 | 0 | 0
3 | 6 | 18 | 0 | 0 | 0 | 0 | 0 | 0 | 0 | 0 | 0
3 | 6 | 19 | 0 | 0 | 0 | 0 | 0 | 0 | 0 | 0 | 0
3 | 6 | 20 | 0 | 0 | 0 | 0 | 0 | 0 | 0 | 0 | 0
3 | 6 | 21 | 0 | 0 | 0 | 0 | 0 | 0 | 0 | 0 | 0
3 | 6 | 22 | 0 | 0 | 0 | 0 | 0 | 0 | 0 | 0 | 0
3 | 6 | 23 | 0 | 0 | 0 | 0 | 0 | 0 | 0 | 0 | 0
3 | 6 | 24 | 0 | 0 | 0 | 0 | 0 | 0 | 0 | 0 | 0
3 | 7 | 1 | 0 | 0 | 0 | 0 | 0 | 0 | 0 | 0 | 0
3 | 7 | 2 | 0 | 0 | 0 | 0 | 0 | 0 | 0 | 0 | 0
3 | 7 | 3 | 0 | 0 | 0 | 0 | 0 | 0 | 0 | 0 | 0
3 | 7 | 4 | 0 | 0 | 0 | 0 | 0 | 0 | 0 | 0 | 0
3 | 7 | 5 | 0 | 0 | 0 | 0 | 0 | 0 | 0 | 0 | 0
3 | 7 | 6 | 0 | 0 | 0 | 0 | 0 | 0 | 0 | 0 | 0
3 | 7 | 7 | 0 | 0 | 0 | 0 | 0 | 0 | 0 | 0 | 0
3 | 7 | 8 | 0 | 0 | 0 | 0 | 0 | 0 | 0 | 0 | 0
3 | 7 | 9 | 0 | 0 | 0 | 0 | 0 | 0 | 0 | 0 | 0
3 | 7 | 10 | 0 | 0 | 0 | 0 | 0 | 0 | 0 | 0 | 0
3 | 7 | 11 | 0 | 0 | 0 | 0 | 0 | 0 | 0 | 0 | 0
3 | 7 | 12 | 0 | 0 | 0 | 0 | 0 | 0 | 0 | 0 | 0
3 | 7 | 13 | 0 | 0 | 0 | 0 | 0 | 0 | 0 | 0 | 0
3 | 7 | 14 | 0 | 0 | 0 | 0 | 0 | 0 | 0 | 0 | 0
3 | 7 | 15 | 0 | 0 | 0 | 0 | 0 | 0 | 0 | 0 | 0
3 | 7 | 16 | 0 | 0 | 0 | 0 | 0 | 0 | 0 | 0 | 0
3 | 7 | 17 | 0 | 0 | 0 | 0 | 0 | 0 | 0 | 0 | 0
3 | 7 | 18 | 0 | 0 | 0 | 0 | 0 | 0 | 0 | 0 | 0
3 | 7 | 19 | 0 | 0 | 0 | 0 | 0 | 0 | 0 | 0 | 0
3 | 7 | 20 | 0 | 0 | 0 | 0 | 0 | 0 | 0 | 0 | 0
3 | 7 | 21 | 0 | 0 | 0 | 0 | 0 | 0 | 0 | 0 | 0
3 | 7 | 22 | 0 | 0 | 0 | 0 | 0 | 0 | 0 | 0 | 0
3 | 7 | 23 | 0 | 0 | 0 | 0 | 0 | 0 | 0 | 0 | 0
3 | 7 | 24 | 0 | 0 | 0 | 0 | 0 | 0 | 0 | 0 | 0
3 | 8 | 1 | 0 | 0 | 0 | 0 | 0 | 0 | 0 | 0 | 0
3 | 8 | 2 | 0 | 0 | 0 | 0 | 0 | 0 | 0 | 0 | 0
3 | 8 | 3 | 0 | 0 | 0 | 0 | 0 | 0 | 0 | 0 | 0
3 | 8 | 4 | 0 | 0 | 0 | 0 | 0 | 0 | 0 | 0 | 0
3 | 8 | 5 | 0 | 0 | 0 | 0 | 0 | 0 | 0 | 0 | 0
3 | 8 | 6 | 0 | 0 | 0 | 0 | 0 | 0 | 0 | 0 | 0
3 | 8 | 7 | 0 | 0 | 0 | 0 | 0 | 0 | 0 | 0 | 0
3 | 8 | 8 | 0 | 0 | 0 | 0 | 0 | 0 | 0 | 0 | 0
3 | 8 | 9 | 0 | 0 | 0 | 0 | 0 | 0 | 0 | 0 | 0
3 | 8 | 10 | 0 | 0 | 0 | 0 | 0 | 0 | 0 | 0 | 0
3 | 8 | 11 | 0 | 0 | 0 | 0 | 0 | 0 | 0 | 0 | 0
3 | 8 | 12 | 0 | 0 | 0 | 0 | 0 | 0 | 0 | 0 | 0
3 | 8 | 13 | 0 | 0 | 0 | 0 | 0 | 0 | 0 | 0 | 0
3 | 8 | 14 | 0 | 0 | 0 | 0 | 0 | 0 | 0 | 0 | 0
3 | 8 | 15 | 0 | 0 | 0 | 0 | 0 | 0 | 0 | 0 | 0
3 | 8 | 16 | 0 | 0 | 0 | 0 | 0 | 0 | 0 | 0 | 0
3 | 8 | 17 | 0 | 0 | 0 | 0 | 0 | 0 | 0 | 0 | 0
3 | 8 | 18 | 0 | 0 | 0 | 0 | 0 | 0 | 0 | 0 | 0
3 | 8 | 19 | 0 | 0 | 0 | 0 | 0 | 0 | 0 | 0 | 0
3 | 8 | 20 | 0 | 0 | 0 | 0 | 0 | 0 | 0 | 0 | 0
3 | 8 | 21 | 0 | 0 | 0 | 0 | 0 | 0 | 0 | 0 | 0
3 | 8 | 22 | 0 | 0 | 0 | 0 | 0 | 0 | 0 | 0 | 0
3 | 8 | 23 | 0 | 0 | 0 | 0 | 0 | 0 | 0 | 0 | 0
3 | 8 | 24 | 0 | 0 | 0 | 0 | 0 | 0 | 0 | 0 | 0
3 | 9 | 1 | 0 | 0 | 0 | 0 | 0 | 0 | 0 | 0 | 0
3 | 9 | 2 | 0 | 0 | 0 | 0 | 0 | 0 | 0 | 0 | 0
3 | 9 | 3 | 0 | 0 | 0 | 0 | 0 | 0 | 0 | 0 | 0
3 | 9 | 4 | 0 | 0 | 0 | 0 | 0 | 0 | 0 | 0 | 0
3 | 9 | 5 | 0 | 0 | 0 | 0 | 0 | 0 | 0 | 0 | 0
3 | 9 | 6 | 0 | 0 | 0 | 0 | 0 | 0 | 0 | 0 | 0
3 | 9 | 7 | 0 | 0 | 0 | 0 | 0 | 0 | 0 | 0 | 0
3 | 9 | 8 | 0 | 0 | 0 | 0 | 0 | 0 | 0 | 0 | 0
3 | 9 | 9 | 0 | 0 | 0 | 0 | 0 | 0 | 0 | 0 | 0
3 | 9 | 10 | 0 | 0 | 0 | 0 | 0 | 0 | 0 | 0 | 0
3 | 9 | 11 | 0 | 0 | 0 | 0 | 0 | 0 | 0 | 0 | 0
3 | 9 | 12 | 0 | 0 | 0 | 0 | 0 | 0 | 0 | 0 | 0
3 | 9 | 13 | 0 | 0 | 0 | 0 | 0 | 0 | 0 | 0 | 0
3 | 9 | 14 | 0 | 0 | 0 | 0 | 0 | 0 | 0 | 0 | 0
3 | 9 | 15 | 0 | 0 | 0 | 0 | 0 | 0 | 0 | 0 | 0
3 | 9 | 16 | 0 | 0 | 0 | 0 | 0 | 0 | 0 | 0 | 0
3 | 9 | 17 | 0 | 0 | 0 | 0 | 0 | 0 | 0 | 0 | 0
3 | 9 | 18 | 0 | 0 | 0 | 0 | 0 | 0 | 0 | 0 | 0
3 | 9 | 19 | 0 | 0 | 0 | 0 | 0 | 0 | 0 | 0 | 0
3 | 9 | 20 | 0 | 0 | 0 | 0 | 0 | 0 | 0 | 0 | 0
3 | 9 | 21 | 0 | 0 | 0 | 0 | 0 | 0 | 0 | 0 | 0
3 | 9 | 22 | 0 | 0 | 0 | 0 | 0 | 0 | 0 | 0 | 0
3 | 9 | 23 | 0 | 0 | 0 | 0 | 0 | 0 | 0 | 0 | 0
3 | 9 | 24 | 0 | 0 | 0 | 0 | 0 | 0 | 0 | 0 | 0
3 | 10 | 1 | 0 | 0 | 0 | 0 | 0 | 0 | 0 | 0 | 0
3 | 10 | 2 | 0 | 0 | 0 | 0 | 0 | 0 | 0 | 0 | 0
3 | 10 | 3 | 0 | 0 | 0 | 0 | 0 | 0 | 0 | 0 | 0
3 | 10 | 4 | 0 | 0 | 0 | 0 | 0 | 0 | 0 | 0 | 0
3 | 10 | 5 | 0 | 0 | 0 | 0 | 0 | 0 | 0 | 0 | 0
3 | 10 | 6 | 0 | 0 | 0 | 0 | 0 | 0 | 0 | 0 | 0
3 | 10 | 7 | 0 | 0 | 0 | 0 | 0 | 0 | 0 | 0 | 0
3 | 10 | 8 | 0 | 0 | 0 | 0 | 0 | 0 | 0 | 0 | 0
3 | 10 | 9 | 0 | 0 | 0 | 0 | 0 | 0 | 0 | 0 | 0
3 | 10 | 10 | 0 | 0 | 0 | 0 | 0 | 0 | 0 | 0 | 0
3 | 10 | 11 | 0 | 0 | 0 | 0 | 0 | 0 | 0 | 0 | 0
3 | 10 | 12 | 0 | 0 | 0 | 0 | 0 | 0 | 0 | 0 | 0
3 | 10 | 13 | 0 | 0 | 0 | 0 | 0 | 0 | 0 | 0 | 0
3 | 10 | 14 | 0 | 0 | 0 | 0 | 0 | 0 | 0 | 0 | 0
3 | 10 | 15 | 0 | 0 | 0 | 0 | 0 | 0 | 0 | 0 | 0
3 | 10 | 16 | 0 | 0 | 0 | 0 | 0 | 0 | 0 | 0 | 0
3 | 10 | 17 | 0 | 0 | 0 | 0 | 0 | 0 | 0 | 0 | 0
3 | 10 | 18 | 0 | 0 | 0 | 0 | 0 | 0 | 0 | 0 | 0
3 | 10 | 19 | 0 | 0 | 0 | 0 | 0 | 0 | 0 | 0 | 0
3 | 10 | 20 | 0 | 0 | 0 | 0 | 0 | 0 | 0 | 0 | 0
3 | 10 | 21 | 0 | 0 | 0 | 0 | 0 | 0 | 0 | 0 | 0
3 | 10 | 22 | 0 | 0 | 0 | 0 | 0 | 0 | 0 | 0 | 0
3 | 10 | 23 | 0 | 0 | 0 | 0 | 0 | 0 | 0 | 0 | 0
3 | 10 | 24 | 0 | 0 | 0 | 0 | 0 | 0 | 0 | 0 | 0
3 | 11 | 1 | 0 | 0 | 0 | 0 | 0 | 0 | 0 | 0 | 0
3 | 11 | 2 | 0 | 0 | 0 | 0 | 0 | 0 | 0 | 0 | 0
3 | 11 | 3 | 0 | 0 | 0 | 0 | 0 | 0 | 0 | 0 | 0
3 | 11 | 4 | 0 | 0 | 0 | 0 | 0 | 0 | 0 | 0 | 0
3 | 11 | 5 | 0 | 0 | 0 | 0 | 0 | 0 | 0 | 0 | 0
3 | 11 | 6 | 0 | 0 | 0 | 0 | 0 | 0 | 0 | 0 | 0
3 | 11 | 7 | 0 | 0 | 0 | 0 | 0 | 0 | 0 | 0 | 0
3 | 11 | 8 | 0 | 0 | 0 | 0 | 0 | 0 | 0 | 0 | 0
3 | 11 | 9 | 0 | 0 | 0 | 0 | 0 | 0 | 0 | 0 | 0
3 | 11 | 10 | 0 | 0 | 0 | 0 | 0 | 0 | 0 | 0 | 0
3 | 11 | 11 | 0 | 0 | 0 | 0 | 0 | 0 | 0 | 0 | 0
3 | 11 | 12 | 0 | 0 | 0 | 0 | 0 | 0 | 0 | 0 | 0
3 | 11 | 13 | 0 | 0 | 0 | 0 | 0 | 0 | 0 | 0 | 0
3 | 11 | 14 | 0 | 0 | 0 | 0 | 0 | 0 | 0 | 0 | 0
3 | 11 | 15 | 0 | 0 | 0 | 0 | 0 | 0 | 0 | 0 | 0
3 | 11 | 16 | 0 | 0 | 0 | 0 | 0 | 0 | 0 | 0 | 0
3 | 11 | 17 | 0 | 0 | 0 | 0 | 0 | 0 | 0 | 0 | 0
3 | 11 | 18 | 0 | 0 | 0 | 0 | 0 | 0 | 0 | 0 | 0
3 | 11 | 19 | 0 | 0 | 0 | 0 | 0 | 0 | 0 | 0 | 0
3 | 11 | 20 | 0 | 0 | 0 | 0 | 0 | 0 | 0 | 0 | 0
3 | 11 | 21 | 0 | 0 | 0 | 0 | 0 | 0 | 0 | 0 | 0
3 | 11 | 22 | 0 | 0 | 0 | 0 | 0 | 0 | 0 | 0 | 0
3 | 11 | 23 | 0 | 0 | 0 | 0 | 0 | 0 | 0 | 0 | 0
3 | 11 | 24 | 0 | 0 | 0 | 0 | 0 | 0 | 0 | 0 | 0
3 | 12 | 1 | 0 | 0 | 0 | 0 | 0 | 0 | 0 | 0 | 0
3 | 12 | 2 | 0 | 0 | 0 | 0 | 0 | 0 | 0 | 0 | 0
3 | 12 | 3 | 0 | 0 | 0 | 0 | 0 | 0 | 0 | 0 | 0
3 | 12 | 4 | 0 | 0 | 0 | 0 | 0 | 0 | 0 | 0 | 0
3 | 12 | 5 | 0 | 0 | 0 | 0 | 0 | 0 | 0 | 0 | 0
3 | 12 | 6 | 0 | 0 | 0 | 0 | 0 | 0 | 0 | 0 | 0
3 | 12 | 7 | 0 | 0 | 0 | 0 | 0 | 0 | 0 | 0 | 0
3 | 12 | 8 | 0 | 0 | 0 | 0 | 0 | 0 | 0 | 0 | 0
3 | 12 | 9 | 0 | 0 | 0 | 0 | 0 | 0 | 0 | 0 | 0
3 | 12 | 10 | 0 | 0 | 0 | 0 | 0 | 0 | 0 | 0 | 0
3 | 12 | 11 | 0 | 0 | 0 | 0 | 0 | 0 | 0 | 0 | 0
3 | 12 | 12 | 0 | 0 | 0 | 0 | 0 | 0 | 0 | 0 | 0
3 | 12 | 13 | 0 | 0 | 0 | 0 | 0 | 0 | 0 | 0 | 0
3 | 12 | 14 | 0 | 0 | 0 | 0 | 0 | 0 | 0 | 0 | 0
3 | 12 | 15 | 0 | 0 | 0 | 0 | 0 | 0 | 0 | 0 | 0
3 | 12 | 16 | 0 | 0 | 0 | 0 | 0 | 0 | 0 | 0 | 0
3 | 12 | 17 | 0 | 0 | 0 | 0 | 0 | 0 | 0 | 0 | 0
3 | 12 | 18 | 0 | 0 | 0 | 0 | 0 | 0 | 0 | 0 | 0
3 | 12 | 19 | 0 | 0 | 0 | 0 | 0 | 0 | 0 | 0 | 0
3 | 12 | 20 | 0 | 0 | 0 | 0 | 0 | 0 | 0 | 0 | 0
3 | 12 | 21 | 0 | 0 | 0 | 0 | 0 | 0 | 0 | 0 | 0
3 | 12 | 22 | 0 | 0 | 0 | 0 | 0 | 0 | 0 | 0 | 0
3 | 12 | 23 | 0 | 0 | 0 | 0 | 0 | 0 | 0 | 0 | 0
3 | 12 | 24 | 0 | 0 | 0 | 0 | 0 | 0 | 0 | 0 | 0
3 | 13 | 1 | 0 | 0 | 0 | 0 | 0 | 0 | 0 | 0 | 0
3 | 13 | 2 | 0 | 0 | 0 | 0 | 0 | 0 | 0 | 0 | 0
3 | 13 | 3 | 0 | 0 | 0 | 0 | 0 | 0 | 0 | 0 | 0
3 | 13 | 4 | 0 | 0 | 0 | 0 | 0 | 0 | 0 | 0 | 0
3 | 13 | 5 | 0 | 0 | 0 | 0 | 0 | 0 | 0 | 0 | 0
3 | 13 | 6 | 0 | 0 | 0 | 0 | 0 | 0 | 0 | 0 | 0
3 | 13 | 7 | 0 | 0 | 0 | 0 | 0 | 0 | 0 | 0 | 0
3 | 13 | 8 | 0 | 0 | 0 | 0 | 0 | 0 | 0 | 0 | 0
3 | 13 | 9 | 0 | 0 | 0 | 0 | 0 | 0 | 0 | 0 | 0
3 | 13 | 10 | 0 | 0 | 0 | 0 | 0 | 0 | 0 | 0 | 0
3 | 13 | 11 | 0 | 0 | 0 | 0 | 0 | 0 | 0 | 0 | 0
3 | 13 | 12 | 0 | 0 | 0 | 0 | 0 | 0 | 0 | 0 | 0
3 | 13 | 13 | 0 | 0 | 0 | 0 | 0 | 0 | 0 | 0 | 0
3 | 13 | 14 | 0 | 0 | 0 | 0 | 0 | 0 | 0 | 0 | 0
3 | 13 | 15 | 0 | 0 | 0 | 0 | 0 | 0 | 0 | 0 | 0
3 | 13 | 16 | 0 | 0 | 0 | 0 | 0 | 0 | 0 | 0 | 0
3 | 13 | 17 | 0 | 0 | 0 | 0 | 0 | 0 | 0 | 0 | 0
3 | 13 | 18 | 0 | 0 | 0 | 0 | 0 | 0 | 0 | 0 | 0
3 | 13 | 19 | 0 | 0 | 0 | 0 | 0 | 0 | 0 | 0 | 0
3 | 13 | 20 | 0 | 0 | 0 | 0 | 0 | 0 | 0 | 0 | 0
3 | 13 | 21 | 0 | 0 | 0 | 0 | 0 | 0 | 0 | 0 | 0
3 | 13 | 22 | 0 | 0 | 0 | 0 | 0 | 0 | 0 | 0 | 0
3 | 13 | 23 | 0 | 0 | 0 | 0 | 0 | 0 | 0 | 0 | 0
3 | 13 | 24 | 0 | 0 | 0 | 0 | 0 | 0 | 0 | 0 | 0
3 | 14 | 1 | 0 | 0 | 0 | 0 | 0 | 0 | 0 | 0 | 0
3 | 14 | 2 | 0 | 0 | 0 | 0 | 0 | 0 | 0 | 0 | 0
3 | 14 | 3 | 0 | 0 | 0 | 0 | 0 | 0 | 0 | 0 | 0
3 | 14 | 4 | 0 | 0 | 0 | 0 | 0 | 0 | 0 | 0 | 0
3 | 14 | 5 | 0 | 0 | 0 | 0 | 0 | 0 | 0 | 0 | 0
3 | 14 | 6 | 0 | 0 | 0 | 0 | 0 | 0 | 0 | 0 | 0
3 | 14 | 7 | 0 | 0 | 0 | 0 | 0 | 0 | 0 | 0 | 0
3 | 14 | 8 | 0 | 0 | 0 | 0 | 0 | 0 | 0 | 0 | 0
3 | 14 | 9 | 0 | 0 | 0 | 0 | 0 | 0 | 0 | 0 | 0
3 | 14 | 10 | 0 | 0 | 0 | 0 | 0 | 0 | 0 | 0 | 0
3 | 14 | 11 | 0 | 0 | 0 | 0 | 0 | 0 | 0 | 0 | 0
3 | 14 | 12 | 0 | 0 | 0 | 0 | 0 | 0 | 0 | 0 | 0
3 | 14 | 13 | 0 | 0 | 0 | 0 | 0 | 0 | 0 | 0 | 0
3 | 14 | 14 | 0 | 0 | 0 | 0 | 0 | 0 | 0 | 0 | 0
3 | 14 | 15 | 0 | 0 | 0 | 0 | 0 | 0 | 0 | 0 | 0
3 | 14 | 16 | 0 | 0 | 0 | 0 | 0 | 0 | 0 | 0 | 0
3 | 14 | 17 | 0 | 0 | 0 | 0 | 0 | 0 | 0 | 0 | 0
3 | 14 | 18 | 0 | 0 | 0 | 0 | 0 | 0 | 0 | 0 | 0
3 | 14 | 19 | 0 | 0 | 0 | 0 | 0 | 0 | 0 | 0 | 0
3 | 14 | 20 | 0 | 0 | 0 | 0 | 0 | 0 | 0 | 0 | 0
3 | 14 | 21 | 0 | 0 | 0 | 0 | 0 | 0 | 0 | 0 | 0
3 | 14 | 22 | 0 | 0 | 0 | 0 | 0 | 0 | 0 | 0 | 0
3 | 14 | 23 | 0 | 0 | 0 | 0 | 0 | 0 | 0 | 0 | 0
3 | 14 | 24 | 0 | 0 | 0 | 0 | 0 | 0 | 0 | 0 | 0
3 | 15 | 1 | 0 | 0 | 0 | 0 | 0 | 0 | 0 | 0 | 0
3 | 15 | 2 | 0 | 0 | 0 | 0 | 0 | 0 | 0 | 0 | 0
3 | 15 | 3 | 0 | 0 | 0 | 0 | 0 | 0 | 0 | 0 | 0
3 | 15 | 4 | 0 | 0 | 0 | 0 | 0 | 0 | 0 | 0 | 0
3 | 15 | 5 | 0 | 0 | 0 | 0 | 0 | 0 | 0 | 0 | 0
3 | 15 | 6 | 0 | 0 | 0 | 0 | 0 | 0 | 0 | 0 | 0
3 | 15 | 7 | 0 | 0 | 0 | 0 | 0 | 0 | 0 | 0 | 0
3 | 15 | 8 | 0 | 0 | 0 | 0 | 0 | 0 | 0 | 0 | 0
3 | 15 | 9 | 0 | 0 | 0 | 0 | 0 | 0 | 0 | 0 | 0
3 | 15 | 10 | 0 | 0 | 0 | 0 | 0 | 0 | 0 | 0 | 0
3 | 15 | 11 | 0 | 0 | 0 | 0 | 0 | 0 | 0 | 0 | 0
3 | 15 | 12 | 0 | 0 | 0 | 0 | 0 | 0 | 0 | 0 | 0
3 | 15 | 13 | 0 | 0 | 0 | 0 | 0 | 0 | 0 | 0 | 0
3 | 15 | 14 | 0 | 0 | 0 | 0 | 0 | 0 | 0 | 0 | 0
3 | 15 | 15 | 0 | 0 | 0 | 0 | 0 | 0 | 0 | 0 | 0
3 | 15 | 16 | 0 | 0 | 0 | 0 | 0 | 0 | 0 | 0 | 0
3 | 15 | 17 | 0 | 0 | 0 | 0 | 0 | 0 | 0 | 0 | 0
3 | 15 | 18 | 0 | 0 | 0 | 0 | 0 | 0 | 0 | 0 | 0
3 | 15 | 19 | 0 | 0 | 0 | 0 | 0 | 0 | 0 | 0 | 0
3 | 15 | 20 | 0 | 0 | 0 | 0 | 0 | 0 | 0 | 0 | 0
3 | 15 | 21 | 0 | 0 | 0 | 0 | 0 | 0 | 0 | 0 | 0
3 | 15 | 22 | 0 | 0 | 0 | 0 | 0 | 0 | 0 | 0 | 0
3 | 15 | 23 | 0 | 0 | 0 | 0 | 0 | 0 | 0 | 0 | 0
3 | 15 | 24 | 0 | 0 | 0 | 0 | 0 | 0 | 0 | 0 | 0
3 | 16 | 1 | 0 | 0 | 0 | 0 | 0 | 0 | 0 | 0 | 0
3 | 16 | 2 | 0 | 0 | 0 | 0 | 0 | 0 | 0 | 0 | 0
3 | 16 | 3 | 0 | 0 | 0 | 0 | 0 | 0 | 0 | 0 | 0
3 | 16 | 4 | 0 | 0 | 0 | 0 | 0 | 0 | 0 | 0 | 0
3 | 16 | 5 | 0 | 0 | 0 | 0 | 0 | 0 | 0 | 0 | 0
3 | 16 | 6 | 0 | 0 | 0 | 0 | 0 | 0 | 0 | 0 | 0
3 | 16 | 7 | 0 | 0 | 0 | 0 | 0 | 0 | 0 | 0 | 0
3 | 16 | 8 | 0 | 0 | 0 | 0 | 0 | 0 | 0 | 0 | 0
3 | 16 | 9 | 0 | 0 | 0 | 0 | 0 | 0 | 0 | 0 | 0
3 | 16 | 10 | 0 | 0 | 0 | 0 | 0 | 0 | 0 | 0 | 0
3 | 16 | 11 | 0 | 0 | 0 | 0 | 0 | 0 | 0 | 0 | 0
3 | 16 | 12 | 0 | 0 | 0 | 0 | 0 | 0 | 0 | 0 | 0
3 | 16 | 13 | 0 | 0 | 0 | 0 | 0 | 0 | 0 | 0 | 0
3 | 16 | 14 | 0 | 0 | 0 | 0 | 0 | 0 | 0 | 0 | 0
3 | 16 | 15 | 0 | 0 | 0 | 0 | 0 | 0 | 0 | 0 | 0
3 | 16 | 16 | 0 | 0 | 0 | 0 | 0 | 0 | 0 | 0 | 0
3 | 16 | 17 | 0 | 0 | 0 | 0 | 0 | 0 | 0 | 0 | 0
3 | 16 | 18 | 0 | 0 | 0 | 0 | 0 | 0 | 0 | 0 | 0
3 | 16 | 19 | 0 | 0 | 0 | 0 | 0 | 0 | 0 | 0 | 0
3 | 16 | 20 | 0 | 0 | 0 | 0 | 0 | 0 | 0 | 0 | 0
3 | 16 | 21 | 0 | 0 | 0 | 0 | 0 | 0 | 0 | 0 | 0
3 | 16 | 22 | 0 | 0 | 0 | 0 | 0 | 0 | 0 | 0 | 0
3 | 16 | 23 | 0 | 0 | 0 | 0 | 0 | 0 | 0 | 0 | 0
3 | 16 | 24 | 0 | 0 | 0 | 0 | 0 | 0 | 0 | 0 | 0
3 | 17 | 1 | 0 | 0 | 0 | 0 | 0 | 0 | 0 | 0 | 0
3 | 17 | 2 | 0 | 0 | 0 | 0 | 0 | 0 | 0 | 0 | 0
3 | 17 | 3 | 0 | 0 | 0 | 0 | 0 | 0 | 0 | 0 | 0
3 | 17 | 4 | 0 | 0 | 0 | 0 | 0 | 0 | 0 | 0 | 0
3 | 17 | 5 | 0 | 0 | 0 | 0 | 0 | 0 | 0 | 0 | 0
3 | 17 | 6 | 0 | 0 | 0 | 0 | 0 | 0 | 0 | 0 | 0
3 | 17 | 7 | 0 | 0 | 0 | 0 | 0 | 0 | 0 | 0 | 0
3 | 17 | 8 | 0 | 0 | 0 | 0 | 0 | 0 | 0 | 0 | 0
3 | 17 | 9 | 0 | 0 | 0 | 0 | 0 | 0 | 0 | 0 | 0
3 | 17 | 10 | 0 | 0 | 0 | 0 | 0 | 0 | 0 | 0 | 0
3 | 17 | 11 | 0 | 0 | 0 | 0 | 0 | 0 | 0 | 0 | 0
3 | 17 | 12 | 0 | 0 | 0 | 0 | 0 | 0 | 0 | 0 | 0
3 | 17 | 13 | 0 | 0 | 0 | 0 | 0 | 0 | 0 | 0 | 0
3 | 17 | 14 | 0 | 0 | 0 | 0 | 0 | 0 | 0 | 0 | 0
3 | 17 | 15 | 0 | 0 | 0 | 0 | 0 | 0 | 0 | 0 | 0
3 | 17 | 16 | 0 | 0 | 0 | 0 | 0 | 0 | 0 | 0 | 0
3 | 17 | 17 | 0 | 0 | 0 | 0 | 0 | 0 | 0 | 0 | 0
3 | 17 | 18 | 0 | 0 | 0 | 0 | 0 | 0 | 0 | 0 | 0
3 | 17 | 19 | 0 | 0 | 0 | 0 | 0 | 0 | 0 | 0 | 0
3 | 17 | 20 | 0 | 0 | 0 | 0 | 0 | 0 | 0 | 0 | 0
3 | 17 | 21 | 0 | 0 | 0 | 0 | 0 | 0 | 0 | 0 | 0
3 | 17 | 22 | 0 | 0 | 0 | 0 | 0 | 0 | 0 | 0 | 0
3 | 17 | 23 | 0 | 0 | 0 | 0 | 0 | 0 | 0 | 0 | 0
3 | 17 | 24 | 0 | 0 | 0 | 0 | 0 | 0 | 0 | 0 | 0
3 | 18 | 1 | 0 | 0 | 0 | 0 | 0 | 0 | 0 | 0 | 0
3 | 18 | 2 | 0 | 0 | 0 | 0 | 0 | 0 | 0 | 0 | 0
3 | 18 | 3 | 0 | 0 | 0 | 0 | 0 | 0 | 0 | 0 | 0
3 | 18 | 4 | 0 | 0 | 0 | 0 | 0 | 0 | 0 | 0 | 0
3 | 18 | 5 | 0 | 0 | 0 | 0 | 0 | 0 | 0 | 0 | 0
3 | 18 | 6 | 0 | 0 | 0 | 0 | 0 | 0 | 0 | 0 | 0
3 | 18 | 7 | 0 | 0 | 0 | 0 | 0 | 0 | 0 | 0 | 0
3 | 18 | 8 | 0 | 0 | 0 | 0 | 0 | 0 | 0 | 0 | 0
3 | 18 | 9 | 0 | 0 | 0 | 0 | 0 | 0 | 0 | 0 | 0
3 | 18 | 10 | 0 | 0 | 0 | 0 | 0 | 0 | 0 | 0 | 0
3 | 18 | 11 | 0 | 0 | 0 | 0 | 0 | 0 | 0 | 0 | 0
3 | 18 | 12 | 0 | 0 | 0 | 0 | 0 | 0 | 0 | 0 | 0
3 | 18 | 13 | 0 | 0 | 0 | 0 | 0 | 0 | 0 | 0 | 0
3 | 18 | 14 | 0 | 0 | 0 | 0 | 0 | 0 | 0 | 0 | 0
3 | 18 | 15 | 0 | 0 | 0 | 0 | 0 | 0 | 0 | 0 | 0
3 | 18 | 16 | 0 | 0 | 0 | 0 | 0 | 0 | 0 | 0 | 0
3 | 18 | 17 | 0 | 0 | 0 | 0 | 0 | 0 | 0 | 0 | 0
3 | 18 | 18 | 0 | 0 | 0 | 0 | 0 | 0 | 0 | 0 | 0
3 | 18 | 19 | 0 | 0 | 0 | 0 | 0 | 0 | 0 | 0 | 0
3 | 18 | 20 | 0 | 0 | 0 | 0 | 0 | 0 | 0 | 0 | 0
3 | 18 | 21 | 0 | 0 | 0 | 0 | 0 | 0 | 0 | 0 | 0
3 | 18 | 22 | 0 | 0 | 0 | 0 | 0 | 0 | 0 | 0 | 0
3 | 18 | 23 | 0 | 0 | 0 | 0 | 0 | 0 | 0 | 0 | 0
3 | 18 | 24 | 0 | 0 | 0 | 0 | 0 | 0 | 0 | 0 | 0
3 | 19 | 1 | 0 | 0 | 0 | 0 | 0 | 0 | 0 | 0 | 0
3 | 19 | 2 | 0 | 0 | 0 | 0 | 0 | 0 | 0 | 0 | 0
3 | 19 | 3 | 0 | 0 | 0 | 0 | 0 | 0 | 0 | 0 | 0
3 | 19 | 4 | 0 | 0 | 0 | 0 | 0 | 0 | 0 | 0 | 0
3 | 19 | 5 | 0 | 0 | 0 | 0 | 0 | 0 | 0 | 0 | 0
3 | 19 | 6 | 0 | 0 | 0 | 0 | 0 | 0 | 0 | 0 | 0
3 | 19 | 7 | 0 | 0 | 0 | 0 | 0 | 0 | 0 | 0 | 0
3 | 19 | 8 | 0 | 0 | 0 | 0 | 0 | 0 | 0 | 0 | 0
3 | 19 | 9 | 0 | 0 | 0 | 0 | 0 | 0 | 0 | 0 | 0
3 | 19 | 10 | 0 | 0 | 0 | 0 | 0 | 0 | 0 | 0 | 0
3 | 19 | 11 | 0 | 0 | 0 | 0 | 0 | 0 | 0 | 0 | 0
3 | 19 | 12 | 0 | 0 | 0 | 0 | 0 | 0 | 0 | 0 | 0
3 | 19 | 13 | 0 | 0 | 0 | 0 | 0 | 0 | 0 | 0 | 0
3 | 19 | 14 | 0 | 0 | 0 | 0 | 0 | 0 | 0 | 0 | 0
3 | 19 | 15 | 0 | 0 | 0 | 0 | 0 | 0 | 0 | 0 | 0
3 | 19 | 16 | 0 | 0 | 0 | 0 | 0 | 0 | 0 | 0 | 0
3 | 19 | 17 | 0 | 0 | 0 | 0 | 0 | 0 | 0 | 0 | 0
3 | 19 | 18 | 0 | 0 | 0 | 0 | 0 | 0 | 0 | 0 | 0
3 | 19 | 19 | 0 | 0 | 0 | 0 | 0 | 0 | 0 | 0 | 0
3 | 19 | 20 | 0 | 0 | 0 | 0 | 0 | 0 | 0 | 0 | 0
3 | 19 | 21 | 0 | 0 | 0 | 0 | 0 | 0 | 0 | 0 | 0
3 | 19 | 22 | 0 | 0 | 0 | 0 | 0 | 0 | 0 | 0 | 0
3 | 19 | 23 | 0 | 0 | 0 | 0 | 0 | 0 | 0 | 0 | 0
3 | 19 | 24 | 0 | 0 | 0 | 0 | 0 | 0 | 0 | 0 | 0
3 | 20 | 1 | 0 | 0 | 0 | 0 | 0 | 0 | 0 | 0 | 0
3 | 20 | 2 | 0 | 0 | 0 | 0 | 0 | 0 | 0 | 0 | 0
3 | 20 | 3 | 0 | 0 | 0 | 0 | 0 | 0 | 0 | 0 | 0
3 | 20 | 4 | 0 | 0 | 0 | 0 | 0 | 0 | 0 | 0 | 0
3 | 20 | 5 | 0 | 0 | 0 | 0 | 0 | 0 | 0 | 0 | 0
3 | 20 | 6 | 0 | 0 | 0 | 0 | 0 | 0 | 0 | 0 | 0
3 | 20 | 7 | 0 | 0 | 0 | 0 | 0 | 0 | 0 | 0 | 0
3 | 20 | 8 | 0 | 0 | 0 | 0 | 0 | 0 | 0 | 0 | 0
3 | 20 | 9 | 0 | 0 | 0 | 0 | 0 | 0 | 0 | 0 | 0
3 | 20 | 10 | 0 | 0 | 0 | 0 | 0 | 0 | 0 | 0 | 0
3 | 20 | 11 | 0 | 0 | 0 | 0 | 0 | 0 | 0 | 0 | 0
3 | 20 | 12 | 0 | 0 | 0 | 0 | 0 | 0 | 0 | 0 | 0
3 | 20 | 13 | 0 | 0 | 0 | 0 | 0 | 0 | 0 | 0 | 0
3 | 20 | 14 | 0 | 0 | 0 | 0 | 0 | 0 | 0 | 0 | 0
3 | 20 | 15 | 0 | 0 | 0 | 0 | 0 | 0 | 0 | 0 | 0
3 | 20 | 16 | 0 | 0 | 0 | 0 | 0 | 0 | 0 | 0 | 0
3 | 20 | 17 | 0 | 0 | 0 | 0 | 0 | 0 | 0 | 0 | 0
3 | 20 | 18 | 0 | 0 | 0 | 0 | 0 | 0 | 0 | 0 | 0
3 | 20 | 19 | 0 | 0 | 0 | 0 | 0 | 0 | 0 | 0 | 0
3 | 20 | 20 | 0 | 0 | 0 | 0 | 0 | 0 | 0 | 0 | 0
3 | 20 | 21 | 0 | 0 | 0 | 0 | 0 | 0 | 0 | 0 | 0
3 | 20 | 22 | 0 | 0 | 0 | 0 | 0 | 0 | 0 | 0 | 0
3 | 20 | 23 | 0 | 0 | 0 | 0 | 0 | 0 | 0 | 0 | 0
3 | 20 | 24 | 0 | 0 | 0 | 0 | 0 | 0 | 0 | 0 | 0
3 | 21 | 1 | 0 | 0 | 0 | 0 | 0 | 0 | 0 | 0 | 0
3 | 21 | 2 | 0 | 0 | 0 | 0 | 0 | 0 | 0 | 0 | 0
3 | 21 | 3 | 0 | 0 | 0 | 0 | 0 | 0 | 0 | 0 | 0
3 | 21 | 4 | 0 | 0 | 0 | 0 | 0 | 0 | 0 | 0 | 0
3 | 21 | 5 | 0 | 0 | 0 | 0 | 0 | 0 | 0 | 0 | 0
3 | 21 | 6 | 0 | 0 | 0 | 0 | 0 | 0 | 0 | 0 | 0
3 | 21 | 7 | 0 | 0 | 0 | 0 | 0 | 0 | 0 | 0 | 0
3 | 21 | 8 | 0 | 0 | 0 | 0 | 0 | 0 | 0 | 0 | 0
3 | 21 | 9 | 0 | 0 | 0 | 0 | 0 | 0 | 0 | 0 | 0
3 | 21 | 10 | 0 | 0 | 0 | 0 | 0 | 0 | 0 | 0 | 0
3 | 21 | 11 | 0 | 0 | 0 | 0 | 0 | 0 | 0 | 0 | 0
3 | 21 | 12 | 0 | 0 | 0 | 0 | 0 | 0 | 0 | 0 | 0
3 | 21 | 13 | 0 | 0 | 0 | 0 | 0 | 0 | 0 | 0 | 0
3 | 21 | 14 | 0 | 0 | 0 | 0 | 0 | 0 | 0 | 0 | 0
3 | 21 | 15 | 0 | 0 | 0 | 0 | 0 | 0 | 0 | 0 | 0
3 | 21 | 16 | 0 | 0 | 0 | 0 | 0 | 0 | 0 | 0 | 0
3 | 21 | 17 | 0 | 0 | 0 | 0 | 0 | 0 | 0 | 0 | 0
3 | 21 | 18 | 0 | 0 | 0 | 0 | 0 | 0 | 0 | 0 | 0
3 | 21 | 19 | 0 | 0 | 0 | 0 | 0 | 0 | 0 | 0 | 0
3 | 21 | 20 | 0 | 0 | 0 | 0 | 0 | 0 | 0 | 0 | 0
3 | 21 | 21 | 0 | 0 | 0 | 0 | 0 | 0 | 0 | 0 | 0
3 | 21 | 22 | 0 | 0 | 0 | 0 | 0 | 0 | 0 | 0 | 0
3 | 21 | 23 | 0 | 0 | 0 | 0 | 0 | 0 | 0 | 0 | 0
3 | 21 | 24 | 0 | 0 | 0 | 0 | 0 | 0 | 0 | 0 | 0
3 | 22 | 1 | 0 | 0 | 0 | 0 | 0 | 0 | 0 | 0 | 0
3 | 22 | 2 | 0 | 0 | 0 | 0 | 0 | 0 | 0 | 0 | 0
3 | 22 | 3 | 0 | 0 | 0 | 0 | 0 | 0 | 0 | 0 | 0
3 | 22 | 4 | 0 | 0 | 0 | 0 | 0 | 0 | 0 | 0 | 0
3 | 22 | 5 | 0 | 0 | 0 | 0 | 0 | 0 | 0 | 0 | 0
3 | 22 | 6 | 0 | 0 | 0 | 0 | 0 | 0 | 0 | 0 | 0
3 | 22 | 7 | 0 | 0 | 0 | 0 | 0 | 0 | 0 | 0 | 0
3 | 22 | 8 | 0 | 0 | 0 | 0 | 0 | 0 | 0 | 0 | 0
3 | 22 | 9 | 0 | 0 | 0 | 0 | 0 | 0 | 0 | 0 | 0
3 | 22 | 10 | 0 | 0 | 0 | 0 | 0 | 0 | 0 | 0 | 0
3 | 22 | 11 | 0 | 0 | 0 | 0 | 0 | 0 | 0 | 0 | 0
3 | 22 | 12 | 0 | 0 | 0 | 0 | 0 | 0 | 0 | 0 | 0
3 | 22 | 13 | 0 | 0 | 0 | 0 | 0 | 0 | 0 | 0 | 0
3 | 22 | 14 | 0 | 0 | 0 | 0 | 0 | 0 | 0 | 0 | 0
3 | 22 | 15 | 0 | 0 | 0 | 0 | 0 | 0 | 0 | 0 | 0
3 | 22 | 16 | 0 | 0 | 0 | 0 | 0 | 0 | 0 | 0 | 0
3 | 22 | 17 | 0 | 0 | 0 | 0 | 0 | 0 | 0 | 0 | 0
3 | 22 | 18 | 0 | 0 | 0 | 0 | 0 | 0 | 0 | 0 | 0
3 | 22 | 19 | 0 | 0 | 0 | 0 | 0 | 0 | 0 | 0 | 0
3 | 22 | 20 | 0 | 0 | 0 | 0 | 0 | 0 | 0 | 0 | 0
3 | 22 | 21 | 0 | 0 | 0 | 0 | 0 | 0 | 0 | 0 | 0
3 | 22 | 22 | 0 | 0 | 0 | 0 | 0 | 0 | 0 | 0 | 0
3 | 22 | 23 | 0 | 0 | 0 | 0 | 0 | 0 | 0 | 0 | 0
3 | 22 | 24 | 0 | 0 | 0 | 0 | 0 | 0 | 0 | 0 | 0
3 | 23 | 1 | 0 | 0 | 0 | 0 | 0 | 0 | 0 | 0 | 0
3 | 23 | 2 | 0 | 0 | 0 | 0 | 0 | 0 | 0 | 0 | 0
3 | 23 | 3 | 0 | 0 | 0 | 0 | 0 | 0 | 0 | 0 | 0
3 | 23 | 4 | 0 | 0 | 0 | 0 | 0 | 0 | 0 | 0 | 0
3 | 23 | 5 | 0 | 0 | 0 | 0 | 0 | 0 | 0 | 0 | 0
3 | 23 | 6 | 0 | 0 | 0 | 0 | 0 | 0 | 0 | 0 | 0
3 | 23 | 7 | 0 | 0 | 0 | 0 | 0 | 0 | 0 | 0 | 0
3 | 23 | 8 | 0 | 0 | 0 | 0 | 0 | 0 | 0 | 0 | 0
3 | 23 | 9 | 0 | 0 | 0 | 0 | 0 | 0 | 0 | 0 | 0
3 | 23 | 10 | 0 | 0 | 0 | 0 | 0 | 0 | 0 | 0 | 0
3 | 23 | 11 | 0 | 0 | 0 | 0 | 0 | 0 | 0 | 0 | 0
3 | 23 | 12 | 0 | 0 | 0 | 0 | 0 | 0 | 0 | 0 | 0
3 | 23 | 13 | 0 | 0 | 0 | 0 | 0 | 0 | 0 | 0 | 0
3 | 23 | 14 | 0 | 0 | 0 | 0 | 0 | 0 | 0 | 0 | 0
3 | 23 | 15 | 0 | 0 | 0 | 0 | 0 | 0 | 0 | 0 | 0
3 | 23 | 16 | 0 | 0 | 0 | 0 | 0 | 0 | 0 | 0 | 0
3 | 23 | 17 | 0 | 0 | 0 | 0 | 0 | 0 | 0 | 0 | 0
3 | 23 | 18 | 0 | 0 | 0 | 0 | 0 | 0 | 0 | 0 | 0
3 | 23 | 19 | 0 | 0 | 0 | 0 | 0 | 0 | 0 | 0 | 0
3 | 23 | 20 | 0 | 0 | 0 | 0 | 0 | 0 | 0 | 0 | 0
3 | 23 | 21 | 0 | 0 | 0 | 0 | 0 | 0 | 0 | 0 | 0
3 | 23 | 22 | 0 | 0 | 0 | 0 | 0 | 0 | 0 | 0 | 0
3 | 23 | 23 | 0 | 0 | 0 | 0 | 0 | 0 | 0 | 0 | 0
3 | 23 | 24 | 0 | 0 | 0 | 0 | 0 | 0 | 0 | 0 | 0
3 | 24 | 1 | 0 | 0 | 0 | 0 | 0 | 0 | 0 | 0 | 0
3 | 24 | 2 | 0 | 0 | 0 | 0 | 0 | 0 | 0 | 0 | 0
3 | 24 | 3 | 0 | 0 | 0 | 0 | 0 | 0 | 0 | 0 | 0
3 | 24 | 4 | 0 | 0 | 0 | 0 | 0 | 0 | 0 | 0 | 0
3 | 24 | 5 | 0 | 0 | 0 | 0 | 0 | 0 | 0 | 0 | 0
3 | 24 | 6 | 0 | 0 | 0 | 0 | 0 | 0 | 0 | 0 | 0
3 | 24 | 7 | 0 | 0 | 0 | 0 | 0 | 0 | 0 | 0 | 0
3 | 24 | 8 | 0 | 0 | 0 | 0 | 0 | 0 | 0 | 0 | 0
3 | 24 | 9 | 0 | 0 | 0 | 0 | 0 | 0 | 0 | 0 | 0
3 | 24 | 10 | 0 | 0 | 0 | 0 | 0 | 0 | 0 | 0 | 0
3 | 24 | 11 | 0 | 0 | 0 | 0 | 0 | 0 | 0 | 0 | 0
3 | 24 | 12 | 0 | 0 | 0 | 0 | 0 | 0 | 0 | 0 | 0
3 | 24 | 13 | 0 | 0 | 0 | 0 | 0 | 0 | 0 | 0 | 0
3 | 24 | 14 | 0 | 0 | 0 | 0 | 0 | 0 | 0 | 0 | 0
3 | 24 | 15 | 0 | 0 | 0 | 0 | 0 | 0 | 0 | 0 | 0
3 | 24 | 16 | 0 | 0 | 0 | 0 | 0 | 0 | 0 | 0 | 0
3 | 24 | 17 | 0 | 0 | 0 | 0 | 0 | 0 | 0 | 0 | 0
3 | 24 | 18 | 0 | 0 | 0 | 0 | 0 | 0 | 0 | 0 | 0
3 | 24 | 19 | 0 | 0 | 0 | 0 | 0 | 0 | 0 | 0 | 0
3 | 24 | 20 | 0 | 0 | 0 | 0 | 0 | 0 | 0 | 0 | 0
3 | 24 | 21 | 0 | 0 | 0 | 0 | 0 | 0 | 0 | 0 | 0
3 | 24 | 22 | 0 | 0 | 0 | 0 | 0 | 0 | 0 | 0 | 0
3 | 24 | 23 | 0 | 0 | 0 | 0 | 0 | 0 | 0 | 0 | 0
3 | 24 | 24 | 0 | 0 | 0 | 0 | 0 | 0 | 0 | 0 | 0
3 | 25 | 1 | 0 | 0 | 0 | 0 | 0 | 0 | 0 | 0 | 0
3 | 25 | 2 | 0 | 0 | 0 | 0 | 0 | 0 | 0 | 0 | 0
3 | 25 | 3 | 0 | 0 | 0 | 0 | 0 | 0 | 0 | 0 | 0
3 | 25 | 4 | 0 | 0 | 0 | 0 | 0 | 0 | 0 | 0 | 0
3 | 25 | 5 | 0 | 0 | 0 | 0 | 0 | 0 | 0 | 0 | 0
3 | 25 | 6 | 0 | 0 | 0 | 0 | 0 | 0 | 0 | 0 | 0
3 | 25 | 7 | 0 | 0 | 0 | 0 | 0 | 0 | 0 | 0 | 0
3 | 25 | 8 | 0 | 0 | 0 | 0 | 0 | 0 | 0 | 0 | 0
3 | 25 | 9 | 0 | 0 | 0 | 0 | 0 | 0 | 0 | 0 | 0
3 | 25 | 10 | 0 | 0 | 0 | 0 | 0 | 0 | 0 | 0 | 0
3 | 25 | 11 | 0 | 0 | 0 | 0 | 0 | 0 | 0 | 0 | 0
3 | 25 | 12 | 0 | 0 | 0 | 0 | 0 | 0 | 0 | 0 | 0
3 | 25 | 13 | 0 | 0 | 0 | 0 | 0 | 0 | 0 | 0 | 0
3 | 25 | 14 | 0 | 0 | 0 | 0 | 0 | 0 | 0 | 0 | 0
3 | 25 | 15 | 0 | 0 | 0 | 0 | 0 | 0 | 0 | 0 | 0
3 | 25 | 16 | 0 | 0 | 0 | 0 | 0 | 0 | 0 | 0 | 0
3 | 25 | 17 | 0 | 0 | 0 | 0 | 0 | 0 | 0 | 0 | 0
3 | 25 | 18 | 0 | 0 | 0 | 0 | 0 | 0 | 0 | 0 | 0
3 | 25 | 19 | 0 | 0 | 0 | 0 | 0 | 0 | 0 | 0 | 0
3 | 25 | 20 | 0 | 0 | 0 | 0 | 0 | 0 | 0 | 0 | 0
3 | 25 | 21 | 0 | 0 | 0 | 0 | 0 | 0 | 0 | 0 | 0
3 | 25 | 22 | 0 | 0 | 0 | 0 | 0 | 0 | 0 | 0 | 0
3 | 25 | 23 | 0 | 0 | 0 | 0 | 0 | 0 | 0 | 0 | 0
3 | 25 | 24 | 0 | 0 | 0 | 0 | 0 | 0 | 0 | 0 | 0
3 | 26 | 1 | 0 | 0 | 0 | 0 | 0 | 0 | 0 | 0 | 0
3 | 26 | 2 | 0 | 0 | 0 | 0 | 0 | 0 | 0 | 0 | 0
3 | 26 | 3 | 0 | 0 | 0 | 0 | 0 | 0 | 0 | 0 | 0
3 | 26 | 4 | 0 | 0 | 0 | 0 | 0 | 0 | 0 | 0 | 0
3 | 26 | 5 | 0 | 0 | 0 | 0 | 0 | 0 | 0 | 0 | 0
3 | 26 | 6 | 0 | 0 | 0 | 0 | 0 | 0 | 0 | 0 | 0
3 | 26 | 7 | 0 | 0 | 0 | 0 | 0 | 0 | 0 | 0 | 0
3 | 26 | 8 | 0 | 0 | 0 | 0 | 0 | 0 | 0 | 0 | 0
3 | 26 | 9 | 0 | 0 | 0 | 0 | 0 | 0 | 0 | 0 | 0
3 | 26 | 10 | 0 | 0 | 0 | 0 | 0 | 0 | 0 | 0 | 0
3 | 26 | 11 | 0 | 0 | 0 | 0 | 0 | 0 | 0 | 0 | 0
3 | 26 | 12 | 0 | 0 | 0 | 0 | 0 | 0 | 0 | 0 | 0
3 | 26 | 13 | 0 | 0 | 0 | 0 | 0 | 0 | 0 | 0 | 0
3 | 26 | 14 | 0 | 0 | 0 | 0 | 0 | 0 | 0 | 0 | 0
3 | 26 | 15 | 0 | 0 | 0 | 0 | 0 | 0 | 0 | 0 | 0
3 | 26 | 16 | 0 | 0 | 0 | 0 | 0 | 0 | 0 | 0 | 0
3 | 26 | 17 | 0 | 0 | 0 | 0 | 0 | 0 | 0 | 0 | 0
3 | 26 | 18 | 0 | 0 | 0 | 0 | 0 | 0 | 0 | 0 | 0
3 | 26 | 19 | 0 | 0 | 0 | 0 | 0 | 0 | 0 | 0 | 0
3 | 26 | 20 | 0 | 0 | 0 | 0 | 0 | 0 | 0 | 0 | 0
3 | 26 | 21 | 0 | 0 | 0 | 0 | 0 | 0 | 0 | 0 | 0
3 | 26 | 22 | 0 | 0 | 0 | 0 | 0 | 0 | 0 | 0 | 0
3 | 26 | 23 | 0 | 0 | 0 | 0 | 0 | 0 | 0 | 0 | 0
3 | 26 | 24 | 0 | 0 | 0 | 0 | 0 | 0 | 0 | 0 | 0
3 | 27 | 1 | 0 | 0 | 0 | 0 | 0 | 0 | 0 | 0 | 0
3 | 27 | 2 | 0 | 0 | 0 | 0 | 0 | 0 | 0 | 0 | 0
3 | 27 | 3 | 0 | 0 | 0 | 0 | 0 | 0 | 0 | 0 | 0
3 | 27 | 4 | 0 | 0 | 0 | 0 | 0 | 0 | 0 | 0 | 0
3 | 27 | 5 | 0 | 0 | 0 | 0 | 0 | 0 | 0 | 0 | 0
3 | 27 | 6 | 0 | 0 | 0 | 0 | 0 | 0 | 0 | 0 | 0
3 | 27 | 7 | 0 | 0 | 0 | 0 | 0 | 0 | 0 | 0 | 0
3 | 27 | 8 | 0 | 0 | 0 | 0 | 0 | 0 | 0 | 0 | 0
3 | 27 | 9 | 0 | 0 | 0 | 0 | 0 | 0 | 0 | 0 | 0
3 | 27 | 10 | 0 | 0 | 0 | 0 | 0 | 0 | 0 | 0 | 0
3 | 27 | 11 | 0 | 0 | 0 | 0 | 0 | 0 | 0 | 0 | 0
3 | 27 | 12 | 0 | 0 | 0 | 0 | 0 | 0 | 0 | 0 | 0
3 | 27 | 13 | 0 | 0 | 0 | 0 | 0 | 0 | 0 | 0 | 0
3 | 27 | 14 | 0 | 0 | 0 | 0 | 0 | 0 | 0 | 0 | 0
3 | 27 | 15 | 0 | 0 | 0 | 0 | 0 | 0 | 0 | 0 | 0
3 | 27 | 16 | 0 | 0 | 0 | 0 | 0 | 0 | 0 | 0 | 0
3 | 27 | 17 | 0 | 0 | 0 | 0 | 0 | 0 | 0 | 0 | 0
3 | 27 | 18 | 0 | 0 | 0 | 0 | 0 | 0 | 0 | 0 | 0
3 | 27 | 19 | 0 | 0 | 0 | 0 | 0 | 0 | 0 | 0 | 0
3 | 27 | 20 | 0 | 0 | 0 | 0 | 0 | 0 | 0 | 0 | 0
3 | 27 | 21 | 0 | 0 | 0 | 0 | 0 | 0 | 0 | 0 | 0
3 | 27 | 22 | 0 | 0 | 0 | 0 | 0 | 0 | 0 | 0 | 0
3 | 27 | 23 | 0 | 0 | 0 | 0 | 0 | 0 | 0 | 0 | 0
3 | 27 | 24 | 0 | 0 | 0 | 0 | 0 | 0 | 0 | 0 | 0
3 | 28 | 1 | 0 | 0 | 0 | 0 | 0 | 0 | 0 | 0 | 0
3 | 28 | 2 | 0 | 0 | 0 | 0 | 0 | 0 | 0 | 0 | 0
3 | 28 | 3 | 0 | 0 | 0 | 0 | 0 | 0 | 0 | 0 | 0
3 | 28 | 4 | 0 | 0 | 0 | 0 | 0 | 0 | 0 | 0 | 0
3 | 28 | 5 | 0 | 0 | 0 | 0 | 0 | 0 | 0 | 0 | 0
3 | 28 | 6 | 0 | 0 | 0 | 0 | 0 | 0 | 0 | 0 | 0
3 | 28 | 7 | 0 | 0 | 0 | 0 | 0 | 0 | 0 | 0 | 0
3 | 28 | 8 | 0 | 0 | 0 | 0 | 0 | 0 | 0 | 0 | 0
3 | 28 | 9 | 0 | 0 | 0 | 0 | 0 | 0 | 0 | 0 | 0
3 | 28 | 10 | 0 | 0 | 0 | 0 | 0 | 0 | 0 | 0 | 0
3 | 28 | 11 | 0 | 0 | 0 | 0 | 0 | 0 | 0 | 0 | 0
3 | 28 | 12 | 0 | 0 | 0 | 0 | 0 | 0 | 0 | 0 | 0
3 | 28 | 13 | 0 | 0 | 0 | 0 | 0 | 0 | 0 | 0 | 0
3 | 28 | 14 | 0 | 0 | 0 | 0 | 0 | 0 | 0 | 0 | 0
3 | 28 | 15 | 0 | 0 | 0 | 0 | 0 | 0 | 0 | 0 | 0
3 | 28 | 16 | 0 | 0 | 0 | 0 | 0 | 0 | 0 | 0 | 0
3 | 28 | 17 | 0 | 0 | 0 | 0 | 0 | 0 | 0 | 0 | 0
3 | 28 | 18 | 0 | 0 | 0 | 0 | 0 | 0 | 0 | 0 | 0
3 | 28 | 19 | 0 | 0 | 0 | 0 | 0 | 0 | 0 | 0 | 0
3 | 28 | 20 | 0 | 0 | 0 | 0 | 0 | 0 | 0 | 0 | 0
3 | 28 | 21 | 0 | 0 | 0 | 0 | 0 | 0 | 0 | 0 | 0
3 | 28 | 22 | 0 | 0 | 0 | 0 | 0 | 0 | 0 | 0 | 0
3 | 28 | 23 | 0 | 0 | 0 | 0 | 0 | 0 | 0 | 0 | 0
3 | 28 | 24 | 0 | 0 | 0 | 0 | 0 | 0 | 0 | 0 | 0
3 | 29 | 1 | 0 | 0 | 0 | 0 | 0 | 0 | 0 | 0 | 0
3 | 29 | 2 | 0 | 0 | 0 | 0 | 0 | 0 | 0 | 0 | 0
3 | 29 | 3 | 0 | 0 | 0 | 0 | 0 | 0 | 0 | 0 | 0
3 | 29 | 4 | 0 | 0 | 0 | 0 | 0 | 0 | 0 | 0 | 0
3 | 29 | 5 | 0 | 0 | 0 | 0 | 0 | 0 | 0 | 0 | 0
3 | 29 | 6 | 0 | 0 | 0 | 0 | 0 | 0 | 0 | 0 | 0
3 | 29 | 7 | 0 | 0 | 0 | 0 | 0 | 0 | 0 | 0 | 0
3 | 29 | 8 | 0 | 0 | 0 | 0 | 0 | 0 | 0 | 0 | 0
3 | 29 | 9 | 0 | 0 | 0 | 0 | 0 | 0 | 0 | 0 | 0
3 | 29 | 10 | 0 | 0 | 0 | 0 | 0 | 0 | 0 | 0 | 0
3 | 29 | 11 | 0 | 0 | 0 | 0 | 0 | 0 | 0 | 0 | 0
3 | 29 | 12 | 0 | 0 | 0 | 0 | 0 | 0 | 0 | 0 | 0
3 | 29 | 13 | 0 | 0 | 0 | 0 | 0 | 0 | 0 | 0 | 0
3 | 29 | 14 | 0 | 0 | 0 | 0 | 0 | 0 | 0 | 0 | 0
3 | 29 | 15 | 0 | 0 | 0 | 0 | 0 | 0 | 0 | 0 | 0
3 | 29 | 16 | 0 | 0 | 0 | 0 | 0 | 0 | 0 | 0 | 0
3 | 29 | 17 | 0 | 0 | 0 | 0 | 0 | 0 | 0 | 0 | 0
3 | 29 | 18 | 0 | 0 | 0 | 0 | 0 | 0 | 0 | 0 | 0
3 | 29 | 19 | 0 | 0 | 0 | 0 | 0 | 0 | 0 | 0 | 0
3 | 29 | 20 | 0 | 0 | 0 | 0 | 0 | 0 | 0 | 0 | 0
3 | 29 | 21 | 0 | 0 | 0 | 0 | 0 | 0 | 0 | 0 | 0
3 | 29 | 22 | 0 | 0 | 0 | 0 | 0 | 0 | 0 | 0 | 0
3 | 29 | 23 | 0 | 0 | 0 | 0 | 0 | 0 | 0 | 0 | 0
3 | 29 | 24 | 0 | 0 | 0 | 0 | 0 | 0 | 0 | 0 | 0
3 | 30 | 1 | 0 | 0 | 0 | 0 | 0 | 0 | 0 | 0 | 0
3 | 30 | 2 | 0 | 0 | 0 | 0 | 0 | 0 | 0 | 0 | 0
3 | 30 | 3 | 0 | 0 | 0 | 0 | 0 | 0 | 0 | 0 | 0
3 | 30 | 4 | 0 | 0 | 0 | 0 | 0 | 0 | 0 | 0 | 0
3 | 30 | 5 | 0 | 0 | 0 | 0 | 0 | 0 | 0 | 0 | 0
3 | 30 | 6 | 0 | 0 | 0 | 0 | 0 | 0 | 0 | 0 | 0
3 | 30 | 7 | 0 | 0 | 0 | 0 | 0 | 0 | 0 | 0 | 0
3 | 30 | 8 | 0 | 0 | 0 | 0 | 0 | 0 | 0 | 0 | 0
3 | 30 | 9 | 0 | 0 | 0 | 0 | 0 | 0 | 0 | 0 | 0
3 | 30 | 10 | 0 | 0 | 0 | 0 | 0 | 0 | 0 | 0 | 0
3 | 30 | 11 | 0 | 0 | 0 | 0 | 0 | 0 | 0 | 0 | 0
3 | 30 | 12 | 0 | 0 | 0 | 0 | 0 | 0 | 0 | 0 | 0
3 | 30 | 13 | 0 | 0 | 0 | 0 | 0 | 0 | 0 | 0 | 0
3 | 30 | 14 | 0 | 0 | 0 | 0 | 0 | 0 | 0 | 0 | 0
3 | 30 | 15 | 0 | 0 | 0 | 0 | 0 | 0 | 0 | 0 | 0
3 | 30 | 16 | 0 | 0 | 0 | 0 | 0 | 0 | 0 | 0 | 0
3 | 30 | 17 | 0 | 0 | 0 | 0 | 0 | 0 | 0 | 0 | 0
3 | 30 | 18 | 0 | 0 | 0 | 0 | 0 | 0 | 0 | 0 | 0
3 | 30 | 19 | 0 | 0 | 0 | 0 | 0 | 0 | 0 | 0 | 0
3 | 30 | 20 | 0 | 0 | 0 | 0 | 0 | 0 | 0 | 0 | 0
3 | 30 | 21 | 0 | 0 | 0 | 0 | 0 | 0 | 0 | 0 | 0
3 | 30 | 22 | 0 | 0 | 0 | 0 | 0 | 0 | 0 | 0 | 0
3 | 30 | 23 | 0 | 0 | 0 | 0 | 0 | 0 | 0 | 0 | 0
3 | 30 | 24 | 0 | 0 | 0 | 0 | 0 | 0 | 0 | 0 | 0
3 | 31 | 1 | 0 | 0 | 0 | 0 | 0 | 0 | 0 | 0 | 0
3 | 31 | 2 | 0 | 0 | 0 | 0 | 0 | 0 | 0 | 0 | 0
3 | 31 | 3 | 0 | 0 | 0 | 0 | 0 | 0 | 0 | 0 | 0
3 | 31 | 4 | 0 | 0 | 0 | 0 | 0 | 0 | 0 | 0 | 0
3 | 31 | 5 | 0 | 0 | 0 | 0 | 0 | 0 | 0 | 0 | 0
3 | 31 | 6 | 0 | 0 | 0 | 0 | 0 | 0 | 0 | 0 | 0
3 | 31 | 7 | 0 | 0 | 0 | 0 | 0 | 0 | 0 | 0 | 0
3 | 31 | 8 | 0 | 0 | 0 | 0 | 0 | 0 | 0 | 0 | 0
3 | 31 | 9 | 0 | 0 | 0 | 0 | 0 | 0 | 0 | 0 | 0
3 | 31 | 10 | 0 | 0 | 0 | 0 | 0 | 0 | 0 | 0 | 0
3 | 31 | 11 | 0 | 0 | 0 | 0 | 0 | 0 | 0 | 0 | 0
3 | 31 | 12 | 0 | 0 | 0 | 0 | 0 | 0 | 0 | 0 | 0
3 | 31 | 13 | 0 | 0 | 0 | 0 | 0 | 0 | 0 | 0 | 0
3 | 31 | 14 | 0 | 0 | 0 | 0 | 0 | 0 | 0 | 0 | 0
3 | 31 | 15 | 0 | 0 | 0 | 0 | 0 | 0 | 0 | 0 | 0
3 | 31 | 16 | 0 | 0 | 0 | 0 | 0 | 0 | 0 | 0 | 0
3 | 31 | 17 | 0 | 0 | 0 | 0 | 0 | 0 | 0 | 0 | 0
3 | 31 | 18 | 0 | 0 | 0 | 0 | 0 | 0 | 0 | 0 | 0
3 | 31 | 19 | 0 | 0 | 0 | 0 | 0 | 0 | 0 | 0 | 0
3 | 31 | 20 | 0 | 0 | 0 | 0 | 0 | 0 | 0 | 0 | 0
3 | 31 | 21 | 0 | 0 | 0 | 0 | 0 | 0 | 0 | 0 | 0
3 | 31 | 22 | 0 | 0 | 0 | 0 | 0 | 0 | 0 | 0 | 0
3 | 31 | 23 | 0 | 0 | 0 | 0 | 0 | 0 | 0 | 0 | 0
3 | 31 | 24 | 0 | 0 | 0 | 0 | 0 | 0 | 0 | 0 | 0
4 | 1 | 1 | 0 | 0 | 0 | 0 | 0 | 0 | 0 | 0 | 0
4 | 1 | 2 | 0 | 0 | 0 | 0 | 0 | 0 | 0 | 0 | 0
4 | 1 | 3 | 0 | 0 | 0 | 0 | 0 | 0 | 0 | 0 | 0
4 | 1 | 4 | 0 | 0 | 0 | 0 | 0 | 0 | 0 | 0 | 0
4 | 1 | 5 | 0 | 0 | 0 | 0 | 0 | 0 | 0 | 0 | 0
4 | 1 | 6 | 0 | 0 | 0 | 0 | 0 | 0 | 0 | 0 | 0
4 | 1 | 7 | 0 | 0 | 0 | 0 | 0 | 0 | 0 | 0 | 0
4 | 1 | 8 | 0 | 0 | 0 | 0 | 0 | 0 | 0 | 0 | 0
4 | 1 | 9 | 0 | 0 | 0 | 0 | 0 | 0 | 0 | 0 | 0
4 | 1 | 10 | 0 | 0 | 0 | 0 | 0 | 0 | 0 | 0 | 0
4 | 1 | 11 | 0 | 0 | 0 | 0 | 0 | 0 | 0 | 0 | 0
4 | 1 | 12 | 0 | 0 | 0 | 0 | 0 | 0 | 0 | 0 | 0
4 | 1 | 13 | 0 | 0 | 0 | 0 | 0 | 0 | 0 | 0 | 0
4 | 1 | 14 | 0 | 0 | 0 | 0 | 0 | 0 | 0 | 0 | 0
4 | 1 | 15 | 0 | 0 | 0 | 0 | 0 | 0 | 0 | 0 | 0
4 | 1 | 16 | 0 | 0 | 0 | 0 | 0 | 0 | 0 | 0 | 0
4 | 1 | 17 | 0 | 0 | 0 | 0 | 0 | 0 | 0 | 0 | 0
4 | 1 | 18 | 0 | 0 | 0 | 0 | 0 | 0 | 0 | 0 | 0
4 | 1 | 19 | 0 | 0 | 0 | 0 | 0 | 0 | 0 | 0 | 0
4 | 1 | 20 | 0 | 0 | 0 | 0 | 0 | 0 | 0 | 0 | 0
4 | 1 | 21 | 0 | 0 | 0 | 0 | 0 | 0 | 0 | 0 | 0
4 | 1 | 22 | 0 | 0 | 0 | 0 | 0 | 0 | 0 | 0 | 0
4 | 1 | 23 | 0 | 0 | 0 | 0 | 0 | 0 | 0 | 0 | 0
4 | 1 | 24 | 0 | 0 | 0 | 0 | 0 | 0 | 0 | 0 | 0
4 | 2 | 1 | 0 | 0 | 0 | 0 | 0 | 0 | 0 | 0 | 0
4 | 2 | 2 | 0 | 0 | 0 | 0 | 0 | 0 | 0 | 0 | 0
4 | 2 | 3 | 0 | 0 | 0 | 0 | 0 | 0 | 0 | 0 | 0
4 | 2 | 4 | 0 | 0 | 0 | 0 | 0 | 0 | 0 | 0 | 0
4 | 2 | 5 | 0 | 0 | 0 | 0 | 0 | 0 | 0 | 0 | 0
4 | 2 | 6 | 0 | 0 | 0 | 0 | 0 | 0 | 0 | 0 | 0
4 | 2 | 7 | 0 | 0 | 0 | 0 | 0 | 0 | 0 | 0 | 0
4 | 2 | 8 | 0 | 0 | 0 | 0 | 0 | 0 | 0 | 0 | 0
4 | 2 | 9 | 0 | 0 | 0 | 0 | 0 | 0 | 0 | 0 | 0
4 | 2 | 10 | 0 | 0 | 0 | 0 | 0 | 0 | 0 | 0 | 0
4 | 2 | 11 | 0 | 0 | 0 | 0 | 0 | 0 | 0 | 0 | 0
4 | 2 | 12 | 0 | 0 | 0 | 0 | 0 | 0 | 0 | 0 | 0
4 | 2 | 13 | 0 | 0 | 0 | 0 | 0 | 0 | 0 | 0 | 0
4 | 2 | 14 | 0 | 0 | 0 | 0 | 0 | 0 | 0 | 0 | 0
4 | 2 | 15 | 0 | 0 | 0 | 0 | 0 | 0 | 0 | 0 | 0
4 | 2 | 16 | 0 | 0 | 0 | 0 | 0 | 0 | 0 | 0 | 0
4 | 2 | 17 | 0 | 0 | 0 | 0 | 0 | 0 | 0 | 0 | 0
4 | 2 | 18 | 0 | 0 | 0 | 0 | 0 | 0 | 0 | 0 | 0
4 | 2 | 19 | 0 | 0 | 0 | 0 | 0 | 0 | 0 | 0 | 0
4 | 2 | 20 | 0 | 0 | 0 | 0 | 0 | 0 | 0 | 0 | 0
4 | 2 | 21 | 0 | 0 | 0 | 0 | 0 | 0 | 0 | 0 | 0
4 | 2 | 22 | 0 | 0 | 0 | 0 | 0 | 0 | 0 | 0 | 0
4 | 2 | 23 | 0 | 0 | 0 | 0 | 0 | 0 | 0 | 0 | 0
4 | 2 | 24 | 0 | 0 | 0 | 0 | 0 | 0 | 0 | 0 | 0
4 | 3 | 1 | 0 | 0 | 0 | 0 | 0 | 0 | 0 | 0 | 0
4 | 3 | 2 | 0 | 0 | 0 | 0 | 0 | 0 | 0 | 0 | 0
4 | 3 | 3 | 0 | 0 | 0 | 0 | 0 | 0 | 0 | 0 | 0
4 | 3 | 4 | 0 | 0 | 0 | 0 | 0 | 0 | 0 | 0 | 0
4 | 3 | 5 | 0 | 0 | 0 | 0 | 0 | 0 | 0 | 0 | 0
4 | 3 | 6 | 0 | 0 | 0 | 0 | 0 | 0 | 0 | 0 | 0
4 | 3 | 7 | 0 | 0 | 0 | 0 | 0 | 0 | 0 | 0 | 0
4 | 3 | 8 | 0 | 0 | 0 | 0 | 0 | 0 | 0 | 0 | 0
4 | 3 | 9 | 0 | 0 | 0 | 0 | 0 | 0 | 0 | 0 | 0
4 | 3 | 10 | 0 | 0 | 0 | 0 | 0 | 0 | 0 | 0 | 0
4 | 3 | 11 | 0 | 0 | 0 | 0 | 0 | 0 | 0 | 0 | 0
4 | 3 | 12 | 0 | 0 | 0 | 0 | 0 | 0 | 0 | 0 | 0
4 | 3 | 13 | 0 | 0 | 0 | 0 | 0 | 0 | 0 | 0 | 0
4 | 3 | 14 | 0 | 0 | 0 | 0 | 0 | 0 | 0 | 0 | 0
4 | 3 | 15 | 0 | 0 | 0 | 0 | 0 | 0 | 0 | 0 | 0
4 | 3 | 16 | 0 | 0 | 0 | 0 | 0 | 0 | 0 | 0 | 0
4 | 3 | 17 | 0 | 0 | 0 | 0 | 0 | 0 | 0 | 0 | 0
4 | 3 | 18 | 0 | 0 | 0 | 0 | 0 | 0 | 0 | 0 | 0
4 | 3 | 19 | 0 | 0 | 0 | 0 | 0 | 0 | 0 | 0 | 0
4 | 3 | 20 | 0 | 0 | 0 | 0 | 0 | 0 | 0 | 0 | 0
4 | 3 | 21 | 0 | 0 | 0 | 0 | 0 | 0 | 0 | 0 | 0
4 | 3 | 22 | 0 | 0 | 0 | 0 | 0 | 0 | 0 | 0 | 0
4 | 3 | 23 | 0 | 0 | 0 | 0 | 0 | 0 | 0 | 0 | 0
4 | 3 | 24 | 0 | 0 | 0 | 0 | 0 | 0 | 0 | 0 | 0
4 | 4 | 1 | 0 | 0 | 0 | 0 | 0 | 0 | 0 | 0 | 0
4 | 4 | 2 | 0 | 0 | 0 | 0 | 0 | 0 | 0 | 0 | 0
4 | 4 | 3 | 0 | 0 | 0 | 0 | 0 | 0 | 0 | 0 | 0
4 | 4 | 4 | 0 | 0 | 0 | 0 | 0 | 0 | 0 | 0 | 0
4 | 4 | 5 | 0 | 0 | 0 | 0 | 0 | 0 | 0 | 0 | 0
4 | 4 | 6 | 0 | 0 | 0 | 0 | 0 | 0 | 0 | 0 | 0
4 | 4 | 7 | 0 | 0 | 0 | 0 | 0 | 0 | 0 | 0 | 0
4 | 4 | 8 | 0 | 0 | 0 | 0 | 0 | 0 | 0 | 0 | 0
4 | 4 | 9 | 0 | 0 | 0 | 0 | 0 | 0 | 0 | 0 | 0
4 | 4 | 10 | 0 | 0 | 0 | 0 | 0 | 0 | 0 | 0 | 0
4 | 4 | 11 | 0 | 0 | 0 | 0 | 0 | 0 | 0 | 0 | 0
4 | 4 | 12 | 0 | 0 | 0 | 0 | 0 | 0 | 0 | 0 | 0
4 | 4 | 13 | 0 | 0 | 0 | 0 | 0 | 0 | 0 | 0 | 0
4 | 4 | 14 | 0 | 0 | 0 | 0 | 0 | 0 | 0 | 0 | 0
4 | 4 | 15 | 0 | 0 | 0 | 0 | 0 | 0 | 0 | 0 | 0
4 | 4 | 16 | 0 | 0 | 0 | 0 | 0 | 0 | 0 | 0 | 0
4 | 4 | 17 | 0 | 0 | 0 | 0 | 0 | 0 | 0 | 0 | 0
4 | 4 | 18 | 0 | 0 | 0 | 0 | 0 | 0 | 0 | 0 | 0
4 | 4 | 19 | 0 | 0 | 0 | 0 | 0 | 0 | 0 | 0 | 0
4 | 4 | 20 | 0 | 0 | 0 | 0 | 0 | 0 | 0 | 0 | 0
4 | 4 | 21 | 0 | 0 | 0 | 0 | 0 | 0 | 0 | 0 | 0
4 | 4 | 22 | 0 | 0 | 0 | 0 | 0 | 0 | 0 | 0 | 0
4 | 4 | 23 | 0 | 0 | 0 | 0 | 0 | 0 | 0 | 0 | 0
4 | 4 | 24 | 0 | 0 | 0 | 0 | 0 | 0 | 0 | 0 | 0
4 | 5 | 1 | 0 | 0 | 0 | 0 | 0 | 0 | 0 | 0 | 0
4 | 5 | 2 | 0 | 0 | 0 | 0 | 0 | 0 | 0 | 0 | 0
4 | 5 | 3 | 0 | 0 | 0 | 0 | 0 | 0 | 0 | 0 | 0
4 | 5 | 4 | 0 | 0 | 0 | 0 | 0 | 0 | 0 | 0 | 0
4 | 5 | 5 | 0 | 0 | 0 | 0 | 0 | 0 | 0 | 0 | 0
4 | 5 | 6 | 0 | 0 | 0 | 0 | 0 | 0 | 0 | 0 | 0
4 | 5 | 7 | 0 | 0 | 0 | 0 | 0 | 0 | 0 | 0 | 0
4 | 5 | 8 | 0 | 0 | 0 | 0 | 0 | 0 | 0 | 0 | 0
4 | 5 | 9 | 0 | 0 | 0 | 0 | 0 | 0 | 0 | 0 | 0
4 | 5 | 10 | 0 | 0 | 0 | 0 | 0 | 0 | 0 | 0 | 0
4 | 5 | 11 | 0 | 0 | 0 | 0 | 0 | 0 | 0 | 0 | 0
4 | 5 | 12 | 0 | 0 | 0 | 0 | 0 | 0 | 0 | 0 | 0
4 | 5 | 13 | 0 | 0 | 0 | 0 | 0 | 0 | 0 | 0 | 0
4 | 5 | 14 | 0 | 0 | 0 | 0 | 0 | 0 | 0 | 0 | 0
4 | 5 | 15 | 0 | 0 | 0 | 0 | 0 | 0 | 0 | 0 | 0
4 | 5 | 16 | 0 | 0 | 0 | 0 | 0 | 0 | 0 | 0 | 0
4 | 5 | 17 | 0 | 0 | 0 | 0 | 0 | 0 | 0 | 0 | 0
4 | 5 | 18 | 0 | 0 | 0 | 0 | 0 | 0 | 0 | 0 | 0
4 | 5 | 19 | 0 | 0 | 0 | 0 | 0 | 0 | 0 | 0 | 0
4 | 5 | 20 | 0 | 0 | 0 | 0 | 0 | 0 | 0 | 0 | 0
4 | 5 | 21 | 0 | 0 | 0 | 0 | 0 | 0 | 0 | 0 | 0
4 | 5 | 22 | 0 | 0 | 0 | 0 | 0 | 0 | 0 | 0 | 0
4 | 5 | 23 | 0 | 0 | 0 | 0 | 0 | 0 | 0 | 0 | 0
4 | 5 | 24 | 0 | 0 | 0 | 0 | 0 | 0 | 0 | 0 | 0
4 | 6 | 1 | 0 | 0 | 0 | 0 | 0 | 0 | 0 | 0 | 0
4 | 6 | 2 | 0 | 0 | 0 | 0 | 0 | 0 | 0 | 0 | 0
4 | 6 | 3 | 0 | 0 | 0 | 0 | 0 | 0 | 0 | 0 | 0
4 | 6 | 4 | 0 | 0 | 0 | 0 | 0 | 0 | 0 | 0 | 0
4 | 6 | 5 | 0 | 0 | 0 | 0 | 0 | 0 | 0 | 0 | 0
4 | 6 | 6 | 0 | 0 | 0 | 0 | 0 | 0 | 0 | 0 | 0
4 | 6 | 7 | 0 | 0 | 0 | 0 | 0 | 0 | 0 | 0 | 0
4 | 6 | 8 | 0 | 0 | 0 | 0 | 0 | 0 | 0 | 0 | 0
4 | 6 | 9 | 0 | 0 | 0 | 0 | 0 | 0 | 0 | 0 | 0
4 | 6 | 10 | 0 | 0 | 0 | 0 | 0 | 0 | 0 | 0 | 0
4 | 6 | 11 | 0 | 0 | 0 | 0 | 0 | 0 | 0 | 0 | 0
4 | 6 | 12 | 0 | 0 | 0 | 0 | 0 | 0 | 0 | 0 | 0
4 | 6 | 13 | 0 | 0 | 0 | 0 | 0 | 0 | 0 | 0 | 0
4 | 6 | 14 | 0 | 0 | 0 | 0 | 0 | 0 | 0 | 0 | 0
4 | 6 | 15 | 0 | 0 | 0 | 0 | 0 | 0 | 0 | 0 | 0
4 | 6 | 16 | 0 | 0 | 0 | 0 | 0 | 0 | 0 | 0 | 0
4 | 6 | 17 | 0 | 0 | 0 | 0 | 0 | 0 | 0 | 0 | 0
4 | 6 | 18 | 0 | 0 | 0 | 0 | 0 | 0 | 0 | 0 | 0
4 | 6 | 19 | 0 | 0 | 0 | 0 | 0 | 0 | 0 | 0 | 0
4 | 6 | 20 | 0 | 0 | 0 | 0 | 0 | 0 | 0 | 0 | 0
4 | 6 | 21 | 0 | 0 | 0 | 0 | 0 | 0 | 0 | 0 | 0
4 | 6 | 22 | 0 | 0 | 0 | 0 | 0 | 0 | 0 | 0 | 0
4 | 6 | 23 | 0 | 0 | 0 | 0 | 0 | 0 | 0 | 0 | 0
4 | 6 | 24 | 0 | 0 | 0 | 0 | 0 | 0 | 0 | 0 | 0
4 | 7 | 1 | 0 | 0 | 0 | 0 | 0 | 0 | 0 | 0 | 0
4 | 7 | 2 | 0 | 0 | 0 | 0 | 0 | 0 | 0 | 0 | 0
4 | 7 | 3 | 0 | 0 | 0 | 0 | 0 | 0 | 0 | 0 | 0
4 | 7 | 4 | 0 | 0 | 0 | 0 | 0 | 0 | 0 | 0 | 0
4 | 7 | 5 | 0 | 0 | 0 | 0 | 0 | 0 | 0 | 0 | 0
4 | 7 | 6 | 0 | 0 | 0 | 0 | 0 | 0 | 0 | 0 | 0
4 | 7 | 7 | 0 | 0 | 0 | 0 | 0 | 0 | 0 | 0 | 0
4 | 7 | 8 | 0 | 0 | 0 | 0 | 0 | 0 | 0 | 0 | 0
4 | 7 | 9 | 0 | 0 | 0 | 0 | 0 | 0 | 0 | 0 | 0
4 | 7 | 10 | 0 | 0 | 0 | 0 | 0 | 0 | 0 | 0 | 0
4 | 7 | 11 | 0 | 0 | 0 | 0 | 0 | 0 | 0 | 0 | 0
4 | 7 | 12 | 0 | 0 | 0 | 0 | 0 | 0 | 0 | 0 | 0
4 | 7 | 13 | 0 | 0 | 0 | 0 | 0 | 0 | 0 | 0 | 0
4 | 7 | 14 | 0 | 0 | 0 | 0 | 0 | 0 | 0 | 0 | 0
4 | 7 | 15 | 0 | 0 | 0 | 0 | 0 | 0 | 0 | 0 | 0
4 | 7 | 16 | 0 | 0 | 0 | 0 | 0 | 0 | 0 | 0 | 0
4 | 7 | 17 | 0 | 0 | 0 | 0 | 0 | 0 | 0 | 0 | 0
4 | 7 | 18 | 0 | 0 | 0 | 0 | 0 | 0 | 0 | 0 | 0
4 | 7 | 19 | 0 | 0 | 0 | 0 | 0 | 0 | 0 | 0 | 0
4 | 7 | 20 | 0 | 0 | 0 | 0 | 0 | 0 | 0 | 0 | 0
4 | 7 | 21 | 0 | 0 | 0 | 0 | 0 | 0 | 0 | 0 | 0
4 | 7 | 22 | 0 | 0 | 0 | 0 | 0 | 0 | 0 | 0 | 0
4 | 7 | 23 | 0 | 0 | 0 | 0 | 0 | 0 | 0 | 0 | 0
4 | 7 | 24 | 0 | 0 | 0 | 0 | 0 | 0 | 0 | 0 | 0
4 | 8 | 1 | 0 | 0 | 0 | 0 | 0 | 0 | 0 | 0 | 0
4 | 8 | 2 | 0 | 0 | 0 | 0 | 0 | 0 | 0 | 0 | 0
4 | 8 | 3 | 0 | 0 | 0 | 0 | 0 | 0 | 0 | 0 | 0
4 | 8 | 4 | 0 | 0 | 0 | 0 | 0 | 0 | 0 | 0 | 0
4 | 8 | 5 | 0 | 0 | 0 | 0 | 0 | 0 | 0 | 0 | 0
4 | 8 | 6 | 0 | 0 | 0 | 0 | 0 | 0 | 0 | 0 | 0
4 | 8 | 7 | 0 | 0 | 0 | 0 | 0 | 0 | 0 | 0 | 0
4 | 8 | 8 | 0 | 0 | 0 | 0 | 0 | 0 | 0 | 0 | 0
4 | 8 | 9 | 0 | 0 | 0 | 0 | 0 | 0 | 0 | 0 | 0
4 | 8 | 10 | 0 | 0 | 0 | 0 | 0 | 0 | 0 | 0 | 0
4 | 8 | 11 | 0 | 0 | 0 | 0 | 0 | 0 | 0 | 0 | 0
4 | 8 | 12 | 0 | 0 | 0 | 0 | 0 | 0 | 0 | 0 | 0
4 | 8 | 13 | 0 | 0 | 0 | 0 | 0 | 0 | 0 | 0 | 0
4 | 8 | 14 | 0 | 0 | 0 | 0 | 0 | 0 | 0 | 0 | 0
4 | 8 | 15 | 0 | 0 | 0 | 0 | 0 | 0 | 0 | 0 | 0
4 | 8 | 16 | 0 | 0 | 0 | 0 | 0 | 0 | 0 | 0 | 0
4 | 8 | 17 | 0 | 0 | 0 | 0 | 0 | 0 | 0 | 0 | 0
4 | 8 | 18 | 0 | 0 | 0 | 0 | 0 | 0 | 0 | 0 | 0
4 | 8 | 19 | 0 | 0 | 0 | 0 | 0 | 0 | 0 | 0 | 0
4 | 8 | 20 | 0 | 0 | 0 | 0 | 0 | 0 | 0 | 0 | 0
4 | 8 | 21 | 0 | 0 | 0 | 0 | 0 | 0 | 0 | 0 | 0
4 | 8 | 22 | 0 | 0 | 0 | 0 | 0 | 0 | 0 | 0 | 0
4 | 8 | 23 | 0 | 0 | 0 | 0 | 0 | 0 | 0 | 0 | 0
4 | 8 | 24 | 0 | 0 | 0 | 0 | 0 | 0 | 0 | 0 | 0
4 | 9 | 1 | 0 | 0 | 0 | 0 | 0 | 0 | 0 | 0 | 0
4 | 9 | 2 | 0 | 0 | 0 | 0 | 0 | 0 | 0 | 0 | 0
4 | 9 | 3 | 0 | 0 | 0 | 0 | 0 | 0 | 0 | 0 | 0
4 | 9 | 4 | 0 | 0 | 0 | 0 | 0 | 0 | 0 | 0 | 0
4 | 9 | 5 | 0 | 0 | 0 | 0 | 0 | 0 | 0 | 0 | 0
4 | 9 | 6 | 0 | 0 | 0 | 0 | 0 | 0 | 0 | 0 | 0
4 | 9 | 7 | 0 | 0 | 0 | 0 | 0 | 0 | 0 | 0 | 0
4 | 9 | 8 | 0 | 0 | 0 | 0 | 0 | 0 | 0 | 0 | 0
4 | 9 | 9 | 0 | 0 | 0 | 0 | 0 | 0 | 0 | 0 | 0
4 | 9 | 10 | 0 | 0 | 0 | 0 | 0 | 0 | 0 | 0 | 0
4 | 9 | 11 | 0 | 0 | 0 | 0 | 0 | 0 | 0 | 0 | 0
4 | 9 | 12 | 0 | 0 | 0 | 0 | 0 | 0 | 0 | 0 | 0
4 | 9 | 13 | 0 | 0 | 0 | 0 | 0 | 0 | 0 | 0 | 0
4 | 9 | 14 | 0 | 0 | 0 | 0 | 0 | 0 | 0 | 0 | 0
4 | 9 | 15 | 0 | 0 | 0 | 0 | 0 | 0 | 0 | 0 | 0
4 | 9 | 16 | 0 | 0 | 0 | 0 | 0 | 0 | 0 | 0 | 0
4 | 9 | 17 | 0 | 0 | 0 | 0 | 0 | 0 | 0 | 0 | 0
4 | 9 | 18 | 0 | 0 | 0 | 0 | 0 | 0 | 0 | 0 | 0
4 | 9 | 19 | 0 | 0 | 0 | 0 | 0 | 0 | 0 | 0 | 0
4 | 9 | 20 | 0 | 0 | 0 | 0 | 0 | 0 | 0 | 0 | 0
4 | 9 | 21 | 0 | 0 | 0 | 0 | 0 | 0 | 0 | 0 | 0
4 | 9 | 22 | 0 | 0 | 0 | 0 | 0 | 0 | 0 | 0 | 0
4 | 9 | 23 | 0 | 0 | 0 | 0 | 0 | 0 | 0 | 0 | 0
4 | 9 | 24 | 0 | 0 | 0 | 0 | 0 | 0 | 0 | 0 | 0
4 | 10 | 1 | 0 | 0 | 0 | 0 | 0 | 0 | 0 | 0 | 0
4 | 10 | 2 | 0 | 0 | 0 | 0 | 0 | 0 | 0 | 0 | 0
4 | 10 | 3 | 0 | 0 | 0 | 0 | 0 | 0 | 0 | 0 | 0
4 | 10 | 4 | 0 | 0 | 0 | 0 | 0 | 0 | 0 | 0 | 0
4 | 10 | 5 | 0 | 0 | 0 | 0 | 0 | 0 | 0 | 0 | 0
4 | 10 | 6 | 0 | 0 | 0 | 0 | 0 | 0 | 0 | 0 | 0
4 | 10 | 7 | 0 | 0 | 0 | 0 | 0 | 0 | 0 | 0 | 0
4 | 10 | 8 | 0 | 0 | 0 | 0 | 0 | 0 | 0 | 0 | 0
4 | 10 | 9 | 0 | 0 | 0 | 0 | 0 | 0 | 0 | 0 | 0
4 | 10 | 10 | 0 | 0 | 0 | 0 | 0 | 0 | 0 | 0 | 0
4 | 10 | 11 | 0 | 0 | 0 | 0 | 0 | 0 | 0 | 0 | 0
4 | 10 | 12 | 0 | 0 | 0 | 0 | 0 | 0 | 0 | 0 | 0
4 | 10 | 13 | 0 | 0 | 0 | 0 | 0 | 0 | 0 | 0 | 0
4 | 10 | 14 | 0 | 0 | 0 | 0 | 0 | 0 | 0 | 0 | 0
4 | 10 | 15 | 0 | 0 | 0 | 0 | 0 | 0 | 0 | 0 | 0
4 | 10 | 16 | 0 | 0 | 0 | 0 | 0 | 0 | 0 | 0 | 0
4 | 10 | 17 | 0 | 0 | 0 | 0 | 0 | 0 | 0 | 0 | 0
4 | 10 | 18 | 0 | 0 | 0 | 0 | 0 | 0 | 0 | 0 | 0
4 | 10 | 19 | 0 | 0 | 0 | 0 | 0 | 0 | 0 | 0 | 0
4 | 10 | 20 | 0 | 0 | 0 | 0 | 0 | 0 | 0 | 0 | 0
4 | 10 | 21 | 0 | 0 | 0 | 0 | 0 | 0 | 0 | 0 | 0
4 | 10 | 22 | 0 | 0 | 0 | 0 | 0 | 0 | 0 | 0 | 0
4 | 10 | 23 | 0 | 0 | 0 | 0 | 0 | 0 | 0 | 0 | 0
4 | 10 | 24 | 0 | 0 | 0 | 0 | 0 | 0 | 0 | 0 | 0
4 | 11 | 1 | 0 | 0 | 0 | 0 | 0 | 0 | 0 | 0 | 0
4 | 11 | 2 | 0 | 0 | 0 | 0 | 0 | 0 | 0 | 0 | 0
4 | 11 | 3 | 0 | 0 | 0 | 0 | 0 | 0 | 0 | 0 | 0
4 | 11 | 4 | 0 | 0 | 0 | 0 | 0 | 0 | 0 | 0 | 0
4 | 11 | 5 | 0 | 0 | 0 | 0 | 0 | 0 | 0 | 0 | 0
4 | 11 | 6 | 0 | 0 | 0 | 0 | 0 | 0 | 0 | 0 | 0
4 | 11 | 7 | 0 | 0 | 0 | 0 | 0 | 0 | 0 | 0 | 0
4 | 11 | 8 | 0 | 0 | 0 | 0 | 0 | 0 | 0 | 0 | 0
4 | 11 | 9 | 0 | 0 | 0 | 0 | 0 | 0 | 0 | 0 | 0
4 | 11 | 10 | 0 | 0 | 0 | 0 | 0 | 0 | 0 | 0 | 0
4 | 11 | 11 | 0 | 0 | 0 | 0 | 0 | 0 | 0 | 0 | 0
4 | 11 | 12 | 0 | 0 | 0 | 0 | 0 | 0 | 0 | 0 | 0
4 | 11 | 13 | 0 | 0 | 0 | 0 | 0 | 0 | 0 | 0 | 0
4 | 11 | 14 | 0 | 0 | 0 | 0 | 0 | 0 | 0 | 0 | 0
4 | 11 | 15 | 0 | 0 | 0 | 0 | 0 | 0 | 0 | 0 | 0
4 | 11 | 16 | 0 | 0 | 0 | 0 | 0 | 0 | 0 | 0 | 0
4 | 11 | 17 | 0 | 0 | 0 | 0 | 0 | 0 | 0 | 0 | 0
4 | 11 | 18 | 0 | 0 | 0 | 0 | 0 | 0 | 0 | 0 | 0
4 | 11 | 19 | 0 | 0 | 0 | 0 | 0 | 0 | 0 | 0 | 0
4 | 11 | 20 | 0 | 0 | 0 | 0 | 0 | 0 | 0 | 0 | 0
4 | 11 | 21 | 0 | 0 | 0 | 0 | 0 | 0 | 0 | 0 | 0
4 | 11 | 22 | 0 | 0 | 0 | 0 | 0 | 0 | 0 | 0 | 0
4 | 11 | 23 | 0 | 0 | 0 | 0 | 0 | 0 | 0 | 0 | 0
4 | 11 | 24 | 0 | 0 | 0 | 0 | 0 | 0 | 0 | 0 | 0
4 | 12 | 1 | 0 | 0 | 0 | 0 | 0 | 0 | 0 | 0 | 0
4 | 12 | 2 | 0 | 0 | 0 | 0 | 0 | 0 | 0 | 0 | 0
4 | 12 | 3 | 0 | 0 | 0 | 0 | 0 | 0 | 0 | 0 | 0
4 | 12 | 4 | 0 | 0 | 0 | 0 | 0 | 0 | 0 | 0 | 0
4 | 12 | 5 | 0 | 0 | 0 | 0 | 0 | 0 | 0 | 0 | 0
4 | 12 | 6 | 0 | 0 | 0 | 0 | 0 | 0 | 0 | 0 | 0
4 | 12 | 7 | 0 | 0 | 0 | 0 | 0 | 0 | 0 | 0 | 0
4 | 12 | 8 | 0 | 0 | 0 | 0 | 0 | 0 | 0 | 0 | 0
4 | 12 | 9 | 0 | 0 | 0 | 0 | 0 | 0 | 0 | 0 | 0
4 | 12 | 10 | 0 | 0 | 0 | 0 | 0 | 0 | 0 | 0 | 0
4 | 12 | 11 | 0 | 0 | 0 | 0 | 0 | 0 | 0 | 0 | 0
4 | 12 | 12 | 0 | 0 | 0 | 0 | 0 | 0 | 0 | 0 | 0
4 | 12 | 13 | 0 | 0 | 0 | 0 | 0 | 0 | 0 | 0 | 0
4 | 12 | 14 | 0 | 0 | 0 | 0 | 0 | 0 | 0 | 0 | 0
4 | 12 | 15 | 0 | 0 | 0 | 0 | 0 | 0 | 0 | 0 | 0
4 | 12 | 16 | 0 | 0 | 0 | 0 | 0 | 0 | 0 | 0 | 0
4 | 12 | 17 | 0 | 0 | 0 | 0 | 0 | 0 | 0 | 0 | 0
4 | 12 | 18 | 0 | 0 | 0 | 0 | 0 | 0 | 0 | 0 | 0
4 | 12 | 19 | 0 | 0 | 0 | 0 | 0 | 0 | 0 | 0 | 0
4 | 12 | 20 | 0 | 0 | 0 | 0 | 0 | 0 | 0 | 0 | 0
4 | 12 | 21 | 0 | 0 | 0 | 0 | 0 | 0 | 0 | 0 | 0
4 | 12 | 22 | 0 | 0 | 0 | 0 | 0 | 0 | 0 | 0 | 0
4 | 12 | 23 | 0 | 0 | 0 | 0 | 0 | 0 | 0 | 0 | 0
4 | 12 | 24 | 0 | 0 | 0 | 0 | 0 | 0 | 0 | 0 | 0
4 | 13 | 1 | 0 | 0 | 0 | 0 | 0 | 0 | 0 | 0 | 0
4 | 13 | 2 | 0 | 0 | 0 | 0 | 0 | 0 | 0 | 0 | 0
4 | 13 | 3 | 0 | 0 | 0 | 0 | 0 | 0 | 0 | 0 | 0
4 | 13 | 4 | 0 | 0 | 0 | 0 | 0 | 0 | 0 | 0 | 0
4 | 13 | 5 | 0 | 0 | 0 | 0 | 0 | 0 | 0 | 0 | 0
4 | 13 | 6 | 0 | 0 | 0 | 0 | 0 | 0 | 0 | 0 | 0
4 | 13 | 7 | 0 | 0 | 0 | 0 | 0 | 0 | 0 | 0 | 0
4 | 13 | 8 | 0 | 0 | 0 | 0 | 0 | 0 | 0 | 0 | 0
4 | 13 | 9 | 0 | 0 | 0 | 0 | 0 | 0 | 0 | 0 | 0
4 | 13 | 10 | 0 | 0 | 0 | 0 | 0 | 0 | 0 | 0 | 0
4 | 13 | 11 | 0 | 0 | 0 | 0 | 0 | 0 | 0 | 0 | 0
4 | 13 | 12 | 0 | 0 | 0 | 0 | 0 | 0 | 0 | 0 | 0
4 | 13 | 13 | 0 | 0 | 0 | 0 | 0 | 0 | 0 | 0 | 0
4 | 13 | 14 | 0 | 0 | 0 | 0 | 0 | 0 | 0 | 0 | 0
4 | 13 | 15 | 0 | 0 | 0 | 0 | 0 | 0 | 0 | 0 | 0
4 | 13 | 16 | 0 | 0 | 0 | 0 | 0 | 0 | 0 | 0 | 0
4 | 13 | 17 | 0 | 0 | 0 | 0 | 0 | 0 | 0 | 0 | 0
4 | 13 | 18 | 0 | 0 | 0 | 0 | 0 | 0 | 0 | 0 | 0
4 | 13 | 19 | 0 | 0 | 0 | 0 | 0 | 0 | 0 | 0 | 0
4 | 13 | 20 | 0 | 0 | 0 | 0 | 0 | 0 | 0 | 0 | 0
4 | 13 | 21 | 0 | 0 | 0 | 0 | 0 | 0 | 0 | 0 | 0
4 | 13 | 22 | 0 | 0 | 0 | 0 | 0 | 0 | 0 | 0 | 0
4 | 13 | 23 | 0 | 0 | 0 | 0 | 0 | 0 | 0 | 0 | 0
4 | 13 | 24 | 0 | 0 | 0 | 0 | 0 | 0 | 0 | 0 | 0
4 | 14 | 1 | 0 | 0 | 0 | 0 | 0 | 0 | 0 | 0 | 0
4 | 14 | 2 | 0 | 0 | 0 | 0 | 0 | 0 | 0 | 0 | 0
4 | 14 | 3 | 0 | 0 | 0 | 0 | 0 | 0 | 0 | 0 | 0
4 | 14 | 4 | 0 | 0 | 0 | 0 | 0 | 0 | 0 | 0 | 0
4 | 14 | 5 | 0 | 0 | 0 | 0 | 0 | 0 | 0 | 0 | 0
4 | 14 | 6 | 0 | 0 | 0 | 0 | 0 | 0 | 0 | 0 | 0
4 | 14 | 7 | 0 | 0 | 0 | 0 | 0 | 0 | 0 | 0 | 0
4 | 14 | 8 | 0 | 0 | 0 | 0 | 0 | 0 | 0 | 0 | 0
4 | 14 | 9 | 0 | 0 | 0 | 0 | 0 | 0 | 0 | 0 | 0
4 | 14 | 10 | 0 | 0 | 0 | 0 | 0 | 0 | 0 | 0 | 0
4 | 14 | 11 | 0 | 0 | 0 | 0 | 0 | 0 | 0 | 0 | 0
4 | 14 | 12 | 0 | 0 | 0 | 0 | 0 | 0 | 0 | 0 | 0
4 | 14 | 13 | 0 | 0 | 0 | 0 | 0 | 0 | 0 | 0 | 0
4 | 14 | 14 | 0 | 0 | 0 | 0 | 0 | 0 | 0 | 0 | 0
4 | 14 | 15 | 0 | 0 | 0 | 0 | 0 | 0 | 0 | 0 | 0
4 | 14 | 16 | 0 | 0 | 0 | 0 | 0 | 0 | 0 | 0 | 0
4 | 14 | 17 | 0 | 0 | 0 | 0 | 0 | 0 | 0 | 0 | 0
4 | 14 | 18 | 0 | 0 | 0 | 0 | 0 | 0 | 0 | 0 | 0
4 | 14 | 19 | 0 | 0 | 0 | 0 | 0 | 0 | 0 | 0 | 0
4 | 14 | 20 | 0 | 0 | 0 | 0 | 0 | 0 | 0 | 0 | 0
4 | 14 | 21 | 0 | 0 | 0 | 0 | 0 | 0 | 0 | 0 | 0
4 | 14 | 22 | 0 | 0 | 0 | 0 | 0 | 0 | 0 | 0 | 0
4 | 14 | 23 | 0 | 0 | 0 | 0 | 0 | 0 | 0 | 0 | 0
4 | 14 | 24 | 0 | 0 | 0 | 0 | 0 | 0 | 0 | 0 | 0
4 | 15 | 1 | 0 | 0 | 0 | 0 | 0 | 0 | 0 | 0 | 0
4 | 15 | 2 | 0 | 0 | 0 | 0 | 0 | 0 | 0 | 0 | 0
4 | 15 | 3 | 0 | 0 | 0 | 0 | 0 | 0 | 0 | 0 | 0
4 | 15 | 4 | 0 | 0 | 0 | 0 | 0 | 0 | 0 | 0 | 0
4 | 15 | 5 | 0 | 0 | 0 | 0 | 0 | 0 | 0 | 0 | 0
4 | 15 | 6 | 0 | 0 | 0 | 0 | 0 | 0 | 0 | 0 | 0
4 | 15 | 7 | 0 | 0 | 0 | 0 | 0 | 0 | 0 | 0 | 0
4 | 15 | 8 | 0 | 0 | 0 | 0 | 0 | 0 | 0 | 0 | 0
4 | 15 | 9 | 0 | 0 | 0 | 0 | 0 | 0 | 0 | 0 | 0
4 | 15 | 10 | 0 | 0 | 0 | 0 | 0 | 0 | 0 | 0 | 0
4 | 15 | 11 | 0 | 0 | 0 | 0 | 0 | 0 | 0 | 0 | 0
4 | 15 | 12 | 0 | 0 | 0 | 0 | 0 | 0 | 0 | 0 | 0
4 | 15 | 13 | 0 | 0 | 0 | 0 | 0 | 0 | 0 | 0 | 0
4 | 15 | 14 | 0 | 0 | 0 | 0 | 0 | 0 | 0 | 0 | 0
4 | 15 | 15 | 0 | 0 | 0 | 0 | 0 | 0 | 0 | 0 | 0
4 | 15 | 16 | 0 | 0 | 0 | 0 | 0 | 0 | 0 | 0 | 0
4 | 15 | 17 | 0 | 0 | 0 | 0 | 0 | 0 | 0 | 0 | 0
4 | 15 | 18 | 0 | 0 | 0 | 0 | 0 | 0 | 0 | 0 | 0
4 | 15 | 19 | 0 | 0 | 0 | 0 | 0 | 0 | 0 | 0 | 0
4 | 15 | 20 | 0 | 0 | 0 | 0 | 0 | 0 | 0 | 0 | 0
4 | 15 | 21 | 0 | 0 | 0 | 0 | 0 | 0 | 0 | 0 | 0
4 | 15 | 22 | 0 | 0 | 0 | 0 | 0 | 0 | 0 | 0 | 0
4 | 15 | 23 | 0 | 0 | 0 | 0 | 0 | 0 | 0 | 0 | 0
4 | 15 | 24 | 0 | 0 | 0 | 0 | 0 | 0 | 0 | 0 | 0
4 | 16 | 1 | 0 | 0 | 0 | 0 | 0 | 0 | 0 | 0 | 0
4 | 16 | 2 | 0 | 0 | 0 | 0 | 0 | 0 | 0 | 0 | 0
4 | 16 | 3 | 0 | 0 | 0 | 0 | 0 | 0 | 0 | 0 | 0
4 | 16 | 4 | 0 | 0 | 0 | 0 | 0 | 0 | 0 | 0 | 0
4 | 16 | 5 | 0 | 0 | 0 | 0 | 0 | 0 | 0 | 0 | 0
4 | 16 | 6 | 0 | 0 | 0 | 0 | 0 | 0 | 0 | 0 | 0
4 | 16 | 7 | 0 | 0 | 0 | 0 | 0 | 0 | 0 | 0 | 0
4 | 16 | 8 | 0 | 0 | 0 | 0 | 0 | 0 | 0 | 0 | 0
4 | 16 | 9 | 0 | 0 | 0 | 0 | 0 | 0 | 0 | 0 | 0
4 | 16 | 10 | 0 | 0 | 0 | 0 | 0 | 0 | 0 | 0 | 0
4 | 16 | 11 | 0 | 0 | 0 | 0 | 0 | 0 | 0 | 0 | 0
4 | 16 | 12 | 0 | 0 | 0 | 0 | 0 | 0 | 0 | 0 | 0
4 | 16 | 13 | 0 | 0 | 0 | 0 | 0 | 0 | 0 | 0 | 0
4 | 16 | 14 | 0 | 0 | 0 | 0 | 0 | 0 | 0 | 0 | 0
4 | 16 | 15 | 0 | 0 | 0 | 0 | 0 | 0 | 0 | 0 | 0
4 | 16 | 16 | 0 | 0 | 0 | 0 | 0 | 0 | 0 | 0 | 0
4 | 16 | 17 | 0 | 0 | 0 | 0 | 0 | 0 | 0 | 0 | 0
4 | 16 | 18 | 0 | 0 | 0 | 0 | 0 | 0 | 0 | 0 | 0
4 | 16 | 19 | 0 | 0 | 0 | 0 | 0 | 0 | 0 | 0 | 0
4 | 16 | 20 | 0 | 0 | 0 | 0 | 0 | 0 | 0 | 0 | 0
4 | 16 | 21 | 0 | 0 | 0 | 0 | 0 | 0 | 0 | 0 | 0
4 | 16 | 22 | 0 | 0 | 0 | 0 | 0 | 0 | 0 | 0 | 0
4 | 16 | 23 | 0 | 0 | 0 | 0 | 0 | 0 | 0 | 0 | 0
4 | 16 | 24 | 0 | 0 | 0 | 0 | 0 | 0 | 0 | 0 | 0
4 | 17 | 1 | 0 | 0 | 0 | 0 | 0 | 0 | 0 | 0 | 0
4 | 17 | 2 | 0 | 0 | 0 | 0 | 0 | 0 | 0 | 0 | 0
4 | 17 | 3 | 0 | 0 | 0 | 0 | 0 | 0 | 0 | 0 | 0
4 | 17 | 4 | 0 | 0 | 0 | 0 | 0 | 0 | 0 | 0 | 0
4 | 17 | 5 | 0 | 0 | 0 | 0 | 0 | 0 | 0 | 0 | 0
4 | 17 | 6 | 0 | 0 | 0 | 0 | 0 | 0 | 0 | 0 | 0
4 | 17 | 7 | 0 | 0 | 0 | 0 | 0 | 0 | 0 | 0 | 0
4 | 17 | 8 | 0 | 0 | 0 | 0 | 0 | 0 | 0 | 0 | 0
4 | 17 | 9 | 0 | 0 | 0 | 0 | 0 | 0 | 0 | 0 | 0
4 | 17 | 10 | 0 | 0 | 0 | 0 | 0 | 0 | 0 | 0 | 0
4 | 17 | 11 | 0 | 0 | 0 | 0 | 0 | 0 | 0 | 0 | 0
4 | 17 | 12 | 0 | 0 | 0 | 0 | 0 | 0 | 0 | 0 | 0
4 | 17 | 13 | 0 | 0 | 0 | 0 | 0 | 0 | 0 | 0 | 0
4 | 17 | 14 | 0 | 0 | 0 | 0 | 0 | 0 | 0 | 0 | 0
4 | 17 | 15 | 0 | 0 | 0 | 0 | 0 | 0 | 0 | 0 | 0
4 | 17 | 16 | 0 | 0 | 0 | 0 | 0 | 0 | 0 | 0 | 0
4 | 17 | 17 | 0 | 0 | 0 | 0 | 0 | 0 | 0 | 0 | 0
4 | 17 | 18 | 0 | 0 | 0 | 0 | 0 | 0 | 0 | 0 | 0
4 | 17 | 19 | 0 | 0 | 0 | 0 | 0 | 0 | 0 | 0 | 0
4 | 17 | 20 | 0 | 0 | 0 | 0 | 0 | 0 | 0 | 0 | 0
4 | 17 | 21 | 0 | 0 | 0 | 0 | 0 | 0 | 0 | 0 | 0
4 | 17 | 22 | 0 | 0 | 0 | 0 | 0 | 0 | 0 | 0 | 0
4 | 17 | 23 | 0 | 0 | 0 | 0 | 0 | 0 | 0 | 0 | 0
4 | 17 | 24 | 0 | 0 | 0 | 0 | 0 | 0 | 0 | 0 | 0
4 | 18 | 1 | 0 | 0 | 0 | 0 | 0 | 0 | 0 | 0 | 0
4 | 18 | 2 | 0 | 0 | 0 | 0 | 0 | 0 | 0 | 0 | 0
4 | 18 | 3 | 0 | 0 | 0 | 0 | 0 | 0 | 0 | 0 | 0
4 | 18 | 4 | 0 | 0 | 0 | 0 | 0 | 0 | 0 | 0 | 0
4 | 18 | 5 | 0 | 0 | 0 | 0 | 0 | 0 | 0 | 0 | 0
4 | 18 | 6 | 0 | 0 | 0 | 0 | 0 | 0 | 0 | 0 | 0
4 | 18 | 7 | 0 | 0 | 0 | 0 | 0 | 0 | 0 | 0 | 0
4 | 18 | 8 | 0 | 0 | 0 | 0 | 0 | 0 | 0 | 0 | 0
4 | 18 | 9 | 0 | 0 | 0 | 0 | 0 | 0 | 0 | 0 | 0
4 | 18 | 10 | 0 | 0 | 0 | 0 | 0 | 0 | 0 | 0 | 0
4 | 18 | 11 | 0 | 0 | 0 | 0 | 0 | 0 | 0 | 0 | 0
4 | 18 | 12 | 0 | 0 | 0 | 0 | 0 | 0 | 0 | 0 | 0
4 | 18 | 13 | 0 | 0 | 0 | 0 | 0 | 0 | 0 | 0 | 0
4 | 18 | 14 | 0 | 0 | 0 | 0 | 0 | 0 | 0 | 0 | 0
4 | 18 | 15 | 0 | 0 | 0 | 0 | 0 | 0 | 0 | 0 | 0
4 | 18 | 16 | 0 | 0 | 0 | 0 | 0 | 0 | 0 | 0 | 0
4 | 18 | 17 | 0 | 0 | 0 | 0 | 0 | 0 | 0 | 0 | 0
4 | 18 | 18 | 0 | 0 | 0 | 0 | 0 | 0 | 0 | 0 | 0
4 | 18 | 19 | 0 | 0 | 0 | 0 | 0 | 0 | 0 | 0 | 0
4 | 18 | 20 | 0 | 0 | 0 | 0 | 0 | 0 | 0 | 0 | 0
4 | 18 | 21 | 0 | 0 | 0 | 0 | 0 | 0 | 0 | 0 | 0
4 | 18 | 22 | 0 | 0 | 0 | 0 | 0 | 0 | 0 | 0 | 0
4 | 18 | 23 | 0 | 0 | 0 | 0 | 0 | 0 | 0 | 0 | 0
4 | 18 | 24 | 0 | 0 | 0 | 0 | 0 | 0 | 0 | 0 | 0
4 | 19 | 1 | 0 | 0 | 0 | 0 | 0 | 0 | 0 | 0 | 0
4 | 19 | 2 | 0 | 0 | 0 | 0 | 0 | 0 | 0 | 0 | 0
4 | 19 | 3 | 0 | 0 | 0 | 0 | 0 | 0 | 0 | 0 | 0
4 | 19 | 4 | 0 | 0 | 0 | 0 | 0 | 0 | 0 | 0 | 0
4 | 19 | 5 | 0 | 0 | 0 | 0 | 0 | 0 | 0 | 0 | 0
4 | 19 | 6 | 0 | 0 | 0 | 0 | 0 | 0 | 0 | 0 | 0
4 | 19 | 7 | 0 | 0 | 0 | 0 | 0 | 0 | 0 | 0 | 0
4 | 19 | 8 | 0 | 0 | 0 | 0 | 0 | 0 | 0 | 0 | 0
4 | 19 | 9 | 0 | 0 | 0 | 0 | 0 | 0 | 0 | 0 | 0
4 | 19 | 10 | 0 | 0 | 0 | 0 | 0 | 0 | 0 | 0 | 0
4 | 19 | 11 | 0 | 0 | 0 | 0 | 0 | 0 | 0 | 0 | 0
4 | 19 | 12 | 0 | 0 | 0 | 0 | 0 | 0 | 0 | 0 | 0
4 | 19 | 13 | 0 | 0 | 0 | 0 | 0 | 0 | 0 | 0 | 0
4 | 19 | 14 | 0 | 0 | 0 | 0 | 0 | 0 | 0 | 0 | 0
4 | 19 | 15 | 0 | 0 | 0 | 0 | 0 | 0 | 0 | 0 | 0
4 | 19 | 16 | 0 | 0 | 0 | 0 | 0 | 0 | 0 | 0 | 0
4 | 19 | 17 | 0 | 0 | 0 | 0 | 0 | 0 | 0 | 0 | 0
4 | 19 | 18 | 0 | 0 | 0 | 0 | 0 | 0 | 0 | 0 | 0
4 | 19 | 19 | 0 | 0 | 0 | 0 | 0 | 0 | 0 | 0 | 0
4 | 19 | 20 | 0 | 0 | 0 | 0 | 0 | 0 | 0 | 0 | 0
4 | 19 | 21 | 0 | 0 | 0 | 0 | 0 | 0 | 0 | 0 | 0
4 | 19 | 22 | 0 | 0 | 0 | 0 | 0 | 0 | 0 | 0 | 0
4 | 19 | 23 | 0 | 0 | 0 | 0 | 0 | 0 | 0 | 0 | 0
4 | 19 | 24 | 0 | 0 | 0 | 0 | 0 | 0 | 0 | 0 | 0
4 | 20 | 1 | 0 | 0 | 0 | 0 | 0 | 0 | 0 | 0 | 0
4 | 20 | 2 | 0 | 0 | 0 | 0 | 0 | 0 | 0 | 0 | 0
4 | 20 | 3 | 0 | 0 | 0 | 0 | 0 | 0 | 0 | 0 | 0
4 | 20 | 4 | 0 | 0 | 0 | 0 | 0 | 0 | 0 | 0 | 0
4 | 20 | 5 | 0 | 0 | 0 | 0 | 0 | 0 | 0 | 0 | 0
4 | 20 | 6 | 0 | 0 | 0 | 0 | 0 | 0 | 0 | 0 | 0
4 | 20 | 7 | 0 | 0 | 0 | 0 | 0 | 0 | 0 | 0 | 0
4 | 20 | 8 | 0 | 0 | 0 | 0 | 0 | 0 | 0 | 0 | 0
4 | 20 | 9 | 0 | 0 | 0 | 0 | 0 | 0 | 0 | 0 | 0
4 | 20 | 10 | 0 | 0 | 0 | 0 | 0 | 0 | 0 | 0 | 0
4 | 20 | 11 | 0 | 0 | 0 | 0 | 0 | 0 | 0 | 0 | 0
4 | 20 | 12 | 0 | 0 | 0 | 0 | 0 | 0 | 0 | 0 | 0
4 | 20 | 13 | 0 | 0 | 0 | 0 | 0 | 0 | 0 | 0 | 0
4 | 20 | 14 | 0 | 0 | 0 | 0 | 0 | 0 | 0 | 0 | 0
4 | 20 | 15 | 0 | 0 | 0 | 0 | 0 | 0 | 0 | 0 | 0
4 | 20 | 16 | 0 | 0 | 0 | 0 | 0 | 0 | 0 | 0 | 0
4 | 20 | 17 | 0 | 0 | 0 | 0 | 0 | 0 | 0 | 0 | 0
4 | 20 | 18 | 0 | 0 | 0 | 0 | 0 | 0 | 0 | 0 | 0
4 | 20 | 19 | 0 | 0 | 0 | 0 | 0 | 0 | 0 | 0 | 0
4 | 20 | 20 | 0 | 0 | 0 | 0 | 0 | 0 | 0 | 0 | 0
4 | 20 | 21 | 0 | 0 | 0 | 0 | 0 | 0 | 0 | 0 | 0
4 | 20 | 22 | 0 | 0 | 0 | 0 | 0 | 0 | 0 | 0 | 0
4 | 20 | 23 | 0 | 0 | 0 | 0 | 0 | 0 | 0 | 0 | 0
4 | 20 | 24 | 0 | 0 | 0 | 0 | 0 | 0 | 0 | 0 | 0
4 | 21 | 1 | 0 | 0 | 0 | 0 | 0 | 0 | 0 | 0 | 0
4 | 21 | 2 | 0 | 0 | 0 | 0 | 0 | 0 | 0 | 0 | 0
4 | 21 | 3 | 0 | 0 | 0 | 0 | 0 | 0 | 0 | 0 | 0
4 | 21 | 4 | 0 | 0 | 0 | 0 | 0 | 0 | 0 | 0 | 0
4 | 21 | 5 | 0 | 0 | 0 | 0 | 0 | 0 | 0 | 0 | 0
4 | 21 | 6 | 0 | 0 | 0 | 0 | 0 | 0 | 0 | 0 | 0
4 | 21 | 7 | 0 | 0 | 0 | 0 | 0 | 0 | 0 | 0 | 0
4 | 21 | 8 | 0 | 0 | 0 | 0 | 0 | 0 | 0 | 0 | 0
4 | 21 | 9 | 0 | 0 | 0 | 0 | 0 | 0 | 0 | 0 | 0
4 | 21 | 10 | 0 | 0 | 0 | 0 | 0 | 0 | 0 | 0 | 0
4 | 21 | 11 | 0 | 0 | 0 | 0 | 0 | 0 | 0 | 0 | 0
4 | 21 | 12 | 0 | 0 | 0 | 0 | 0 | 0 | 0 | 0 | 0
4 | 21 | 13 | 0 | 0 | 0 | 0 | 0 | 0 | 0 | 0 | 0
4 | 21 | 14 | 0 | 0 | 0 | 0 | 0 | 0 | 0 | 0 | 0
4 | 21 | 15 | 0 | 0 | 0 | 0 | 0 | 0 | 0 | 0 | 0
4 | 21 | 16 | 0 | 0 | 0 | 0 | 0 | 0 | 0 | 0 | 0
4 | 21 | 17 | 0 | 0 | 0 | 0 | 0 | 0 | 0 | 0 | 0
4 | 21 | 18 | 0 | 0 | 0 | 0 | 0 | 0 | 0 | 0 | 0
4 | 21 | 19 | 0 | 0 | 0 | 0 | 0 | 0 | 0 | 0 | 0
4 | 21 | 20 | 0 | 0 | 0 | 0 | 0 | 0 | 0 | 0 | 0
4 | 21 | 21 | 0 | 0 | 0 | 0 | 0 | 0 | 0 | 0 | 0
4 | 21 | 22 | 0 | 0 | 0 | 0 | 0 | 0 | 0 | 0 | 0
4 | 21 | 23 | 0 | 0 | 0 | 0 | 0 | 0 | 0 | 0 | 0
4 | 21 | 24 | 0 | 0 | 0 | 0 | 0 | 0 | 0 | 0 | 0
4 | 22 | 1 | 0 | 0 | 0 | 0 | 0 | 0 | 0 | 0 | 0
4 | 22 | 2 | 0 | 0 | 0 | 0 | 0 | 0 | 0 | 0 | 0
4 | 22 | 3 | 0 | 0 | 0 | 0 | 0 | 0 | 0 | 0 | 0
4 | 22 | 4 | 0 | 0 | 0 | 0 | 0 | 0 | 0 | 0 | 0
4 | 22 | 5 | 0 | 0 | 0 | 0 | 0 | 0 | 0 | 0 | 0
4 | 22 | 6 | 0 | 0 | 0 | 0 | 0 | 0 | 0 | 0 | 0
4 | 22 | 7 | 0 | 0 | 0 | 0 | 0 | 0 | 0 | 0 | 0
4 | 22 | 8 | 0 | 0 | 0 | 0 | 0 | 0 | 0 | 0 | 0
4 | 22 | 9 | 0 | 0 | 0 | 0 | 0 | 0 | 0 | 0 | 0
4 | 22 | 10 | 0 | 0 | 0 | 0 | 0 | 0 | 0 | 0 | 0
4 | 22 | 11 | 0 | 0 | 0 | 0 | 0 | 0 | 0 | 0 | 0
4 | 22 | 12 | 0 | 0 | 0 | 0 | 0 | 0 | 0 | 0 | 0
4 | 22 | 13 | 0 | 0 | 0 | 0 | 0 | 0 | 0 | 0 | 0
4 | 22 | 14 | 0 | 0 | 0 | 0 | 0 | 0 | 0 | 0 | 0
4 | 22 | 15 | 0 | 0 | 0 | 0 | 0 | 0 | 0 | 0 | 0
4 | 22 | 16 | 0 | 0 | 0 | 0 | 0 | 0 | 0 | 0 | 0
4 | 22 | 17 | 0 | 0 | 0 | 0 | 0 | 0 | 0 | 0 | 0
4 | 22 | 18 | 0 | 0 | 0 | 0 | 0 | 0 | 0 | 0 | 0
4 | 22 | 19 | 0 | 0 | 0 | 0 | 0 | 0 | 0 | 0 | 0
4 | 22 | 20 | 0 | 0 | 0 | 0 | 0 | 0 | 0 | 0 | 0
4 | 22 | 21 | 0 | 0 | 0 | 0 | 0 | 0 | 0 | 0 | 0
4 | 22 | 22 | 0 | 0 | 0 | 0 | 0 | 0 | 0 | 0 | 0
4 | 22 | 23 | 0 | 0 | 0 | 0 | 0 | 0 | 0 | 0 | 0
4 | 22 | 24 | 0 | 0 | 0 | 0 | 0 | 0 | 0 | 0 | 0
4 | 23 | 1 | 0 | 0 | 0 | 0 | 0 | 0 | 0 | 0 | 0
4 | 23 | 2 | 0 | 0 | 0 | 0 | 0 | 0 | 0 | 0 | 0
4 | 23 | 3 | 0 | 0 | 0 | 0 | 0 | 0 | 0 | 0 | 0
4 | 23 | 4 | 0 | 0 | 0 | 0 | 0 | 0 | 0 | 0 | 0
4 | 23 | 5 | 0 | 0 | 0 | 0 | 0 | 0 | 0 | 0 | 0
4 | 23 | 6 | 0 | 0 | 0 | 0 | 0 | 0 | 0 | 0 | 0
4 | 23 | 7 | 0 | 0 | 0 | 0 | 0 | 0 | 0 | 0 | 0
4 | 23 | 8 | 0 | 0 | 0 | 0 | 0 | 0 | 0 | 0 | 0
4 | 23 | 9 | 0 | 0 | 0 | 0 | 0 | 0 | 0 | 0 | 0
4 | 23 | 10 | 0 | 0 | 0 | 0 | 0 | 0 | 0 | 0 | 0
4 | 23 | 11 | 0 | 0 | 0 | 0 | 0 | 0 | 0 | 0 | 0
4 | 23 | 12 | 0 | 0 | 0 | 0 | 0 | 0 | 0 | 0 | 0
4 | 23 | 13 | 0 | 0 | 0 | 0 | 0 | 0 | 0 | 0 | 0
4 | 23 | 14 | 0 | 0 | 0 | 0 | 0 | 0 | 0 | 0 | 0
4 | 23 | 15 | 0 | 0 | 0 | 0 | 0 | 0 | 0 | 0 | 0
4 | 23 | 16 | 0 | 0 | 0 | 0 | 0 | 0 | 0 | 0 | 0
4 | 23 | 17 | 0 | 0 | 0 | 0 | 0 | 0 | 0 | 0 | 0
4 | 23 | 18 | 0 | 0 | 0 | 0 | 0 | 0 | 0 | 0 | 0
4 | 23 | 19 | 0 | 0 | 0 | 0 | 0 | 0 | 0 | 0 | 0
4 | 23 | 20 | 0 | 0 | 0 | 0 | 0 | 0 | 0 | 0 | 0
4 | 23 | 21 | 0 | 0 | 0 | 0 | 0 | 0 | 0 | 0 | 0
4 | 23 | 22 | 0 | 0 | 0 | 0 | 0 | 0 | 0 | 0 | 0
4 | 23 | 23 | 0 | 0 | 0 | 0 | 0 | 0 | 0 | 0 | 0
4 | 23 | 24 | 0 | 0 | 0 | 0 | 0 | 0 | 0 | 0 | 0
4 | 24 | 1 | 0 | 0 | 0 | 0 | 0 | 0 | 0 | 0 | 0
4 | 24 | 2 | 0 | 0 | 0 | 0 | 0 | 0 | 0 | 0 | 0
4 | 24 | 3 | 0 | 0 | 0 | 0 | 0 | 0 | 0 | 0 | 0
4 | 24 | 4 | 0 | 0 | 0 | 0 | 0 | 0 | 0 | 0 | 0
4 | 24 | 5 | 0 | 0 | 0 | 0 | 0 | 0 | 0 | 0 | 0
4 | 24 | 6 | 0 | 0 | 0 | 0 | 0 | 0 | 0 | 0 | 0
4 | 24 | 7 | 0 | 0 | 0 | 0 | 0 | 0 | 0 | 0 | 0
4 | 24 | 8 | 0 | 0 | 0 | 0 | 0 | 0 | 0 | 0 | 0
4 | 24 | 9 | 0 | 0 | 0 | 0 | 0 | 0 | 0 | 0 | 0
4 | 24 | 10 | 0 | 0 | 0 | 0 | 0 | 0 | 0 | 0 | 0
4 | 24 | 11 | 0 | 0 | 0 | 0 | 0 | 0 | 0 | 0 | 0
4 | 24 | 12 | 0 | 0 | 0 | 0 | 0 | 0 | 0 | 0 | 0
4 | 24 | 13 | 0 | 0 | 0 | 0 | 0 | 0 | 0 | 0 | 0
4 | 24 | 14 | 0 | 0 | 0 | 0 | 0 | 0 | 0 | 0 | 0
4 | 24 | 15 | 0 | 0 | 0 | 0 | 0 | 0 | 0 | 0 | 0
4 | 24 | 16 | 0 | 0 | 0 | 0 | 0 | 0 | 0 | 0 | 0
4 | 24 | 17 | 0 | 0 | 0 | 0 | 0 | 0 | 0 | 0 | 0
4 | 24 | 18 | 0 | 0 | 0 | 0 | 0 | 0 | 0 | 0 | 0
4 | 24 | 19 | 0 | 0 | 0 | 0 | 0 | 0 | 0 | 0 | 0
4 | 24 | 20 | 0 | 0 | 0 | 0 | 0 | 0 | 0 | 0 | 0
4 | 24 | 21 | 0 | 0 | 0 | 0 | 0 | 0 | 0 | 0 | 0
4 | 24 | 22 | 0 | 0 | 0 | 0 | 0 | 0 | 0 | 0 | 0
4 | 24 | 23 | 0 | 0 | 0 | 0 | 0 | 0 | 0 | 0 | 0
4 | 24 | 24 | 0 | 0 | 0 | 0 | 0 | 0 | 0 | 0 | 0
4 | 25 | 1 | 0 | 0 | 0 | 0 | 0 | 0 | 0 | 0 | 0
4 | 25 | 2 | 0 | 0 | 0 | 0 | 0 | 0 | 0 | 0 | 0
4 | 25 | 3 | 0 | 0 | 0 | 0 | 0 | 0 | 0 | 0 | 0
4 | 25 | 4 | 0 | 0 | 0 | 0 | 0 | 0 | 0 | 0 | 0
4 | 25 | 5 | 0 | 0 | 0 | 0 | 0 | 0 | 0 | 0 | 0
4 | 25 | 6 | 0 | 0 | 0 | 0 | 0 | 0 | 0 | 0 | 0
4 | 25 | 7 | 0 | 0 | 0 | 0 | 0 | 0 | 0 | 0 | 0
4 | 25 | 8 | 0 | 0 | 0 | 0 | 0 | 0 | 0 | 0 | 0
4 | 25 | 9 | 0 | 0 | 0 | 0 | 0 | 0 | 0 | 0 | 0
4 | 25 | 10 | 0 | 0 | 0 | 0 | 0 | 0 | 0 | 0 | 0
4 | 25 | 11 | 0 | 0 | 0 | 0 | 0 | 0 | 0 | 0 | 0
4 | 25 | 12 | 0 | 0 | 0 | 0 | 0 | 0 | 0 | 0 | 0
4 | 25 | 13 | 0 | 0 | 0 | 0 | 0 | 0 | 0 | 0 | 0
4 | 25 | 14 | 0 | 0 | 0 | 0 | 0 | 0 | 0 | 0 | 0
4 | 25 | 15 | 0 | 0 | 0 | 0 | 0 | 0 | 0 | 0 | 0
4 | 25 | 16 | 0 | 0 | 0 | 0 | 0 | 0 | 0 | 0 | 0
4 | 25 | 17 | 0 | 0 | 0 | 0 | 0 | 0 | 0 | 0 | 0
4 | 25 | 18 | 0 | 0 | 0 | 0 | 0 | 0 | 0 | 0 | 0
4 | 25 | 19 | 0 | 0 | 0 | 0 | 0 | 0 | 0 | 0 | 0
4 | 25 | 20 | 0 | 0 | 0 | 0 | 0 | 0 | 0 | 0 | 0
4 | 25 | 21 | 0 | 0 | 0 | 0 | 0 | 0 | 0 | 0 | 0
4 | 25 | 22 | 0 | 0 | 0 | 0 | 0 | 0 | 0 | 0 | 0
4 | 25 | 23 | 0 | 0 | 0 | 0 | 0 | 0 | 0 | 0 | 0
4 | 25 | 24 | 0 | 0 | 0 | 0 | 0 | 0 | 0 | 0 | 0
4 | 26 | 1 | 0 | 0 | 0 | 0 | 0 | 0 | 0 | 0 | 0
4 | 26 | 2 | 0 | 0 | 0 | 0 | 0 | 0 | 0 | 0 | 0
4 | 26 | 3 | 0 | 0 | 0 | 0 | 0 | 0 | 0 | 0 | 0
4 | 26 | 4 | 0 | 0 | 0 | 0 | 0 | 0 | 0 | 0 | 0
4 | 26 | 5 | 0 | 0 | 0 | 0 | 0 | 0 | 0 | 0 | 0
4 | 26 | 6 | 0 | 0 | 0 | 0 | 0 | 0 | 0 | 0 | 0
4 | 26 | 7 | 0 | 0 | 0 | 0 | 0 | 0 | 0 | 0 | 0
4 | 26 | 8 | 0 | 0 | 0 | 0 | 0 | 0 | 0 | 0 | 0
4 | 26 | 9 | 0 | 0 | 0 | 0 | 0 | 0 | 0 | 0 | 0
4 | 26 | 10 | 0 | 0 | 0 | 0 | 0 | 0 | 0 | 0 | 0
4 | 26 | 11 | 0 | 0 | 0 | 0 | 0 | 0 | 0 | 0 | 0
4 | 26 | 12 | 0 | 0 | 0 | 0 | 0 | 0 | 0 | 0 | 0
4 | 26 | 13 | 0 | 0 | 0 | 0 | 0 | 0 | 0 | 0 | 0
4 | 26 | 14 | 0 | 0 | 0 | 0 | 0 | 0 | 0 | 0 | 0
4 | 26 | 15 | 0 | 0 | 0 | 0 | 0 | 0 | 0 | 0 | 0
4 | 26 | 16 | 0 | 0 | 0 | 0 | 0 | 0 | 0 | 0 | 0
4 | 26 | 17 | 0 | 0 | 0 | 0 | 0 | 0 | 0 | 0 | 0
4 | 26 | 18 | 0 | 0 | 0 | 0 | 0 | 0 | 0 | 0 | 0
4 | 26 | 19 | 0 | 0 | 0 | 0 | 0 | 0 | 0 | 0 | 0
4 | 26 | 20 | 0 | 0 | 0 | 0 | 0 | 0 | 0 | 0 | 0
4 | 26 | 21 | 0 | 0 | 0 | 0 | 0 | 0 | 0 | 0 | 0
4 | 26 | 22 | 0 | 0 | 0 | 0 | 0 | 0 | 0 | 0 | 0
4 | 26 | 23 | 0 | 0 | 0 | 0 | 0 | 0 | 0 | 0 | 0
4 | 26 | 24 | 0 | 0 | 0 | 0 | 0 | 0 | 0 | 0 | 0
4 | 27 | 1 | 0 | 0 | 0 | 0 | 0 | 0 | 0 | 0 | 0
4 | 27 | 2 | 0 | 0 | 0 | 0 | 0 | 0 | 0 | 0 | 0
4 | 27 | 3 | 0 | 0 | 0 | 0 | 0 | 0 | 0 | 0 | 0
4 | 27 | 4 | 0 | 0 | 0 | 0 | 0 | 0 | 0 | 0 | 0
4 | 27 | 5 | 0 | 0 | 0 | 0 | 0 | 0 | 0 | 0 | 0
4 | 27 | 6 | 0 | 0 | 0 | 0 | 0 | 0 | 0 | 0 | 0
4 | 27 | 7 | 0 | 0 | 0 | 0 | 0 | 0 | 0 | 0 | 0
4 | 27 | 8 | 0 | 0 | 0 | 0 | 0 | 0 | 0 | 0 | 0
4 | 27 | 9 | 0 | 0 | 0 | 0 | 0 | 0 | 0 | 0 | 0
4 | 27 | 10 | 0 | 0 | 0 | 0 | 0 | 0 | 0 | 0 | 0
4 | 27 | 11 | 0 | 0 | 0 | 0 | 0 | 0 | 0 | 0 | 0
4 | 27 | 12 | 0 | 0 | 0 | 0 | 0 | 0 | 0 | 0 | 0
4 | 27 | 13 | 0 | 0 | 0 | 0 | 0 | 0 | 0 | 0 | 0
4 | 27 | 14 | 0 | 0 | 0 | 0 | 0 | 0 | 0 | 0 | 0
4 | 27 | 15 | 0 | 0 | 0 | 0 | 0 | 0 | 0 | 0 | 0
4 | 27 | 16 | 0 | 0 | 0 | 0 | 0 | 0 | 0 | 0 | 0
4 | 27 | 17 | 0 | 0 | 0 | 0 | 0 | 0 | 0 | 0 | 0
4 | 27 | 18 | 0 | 0 | 0 | 0 | 0 | 0 | 0 | 0 | 0
4 | 27 | 19 | 0 | 0 | 0 | 0 | 0 | 0 | 0 | 0 | 0
4 | 27 | 20 | 0 | 0 | 0 | 0 | 0 | 0 | 0 | 0 | 0
4 | 27 | 21 | 0 | 0 | 0 | 0 | 0 | 0 | 0 | 0 | 0
4 | 27 | 22 | 0 | 0 | 0 | 0 | 0 | 0 | 0 | 0 | 0
4 | 27 | 23 | 0 | 0 | 0 | 0 | 0 | 0 | 0 | 0 | 0
4 | 27 | 24 | 0 | 0 | 0 | 0 | 0 | 0 | 0 | 0 | 0
4 | 28 | 1 | 0 | 0 | 0 | 0 | 0 | 0 | 0 | 0 | 0
4 | 28 | 2 | 0 | 0 | 0 | 0 | 0 | 0 | 0 | 0 | 0
4 | 28 | 3 | 0 | 0 | 0 | 0 | 0 | 0 | 0 | 0 | 0
4 | 28 | 4 | 0 | 0 | 0 | 0 | 0 | 0 | 0 | 0 | 0
4 | 28 | 5 | 0 | 0 | 0 | 0 | 0 | 0 | 0 | 0 | 0
4 | 28 | 6 | 0 | 0 | 0 | 0 | 0 | 0 | 0 | 0 | 0
4 | 28 | 7 | 0 | 0 | 0 | 0 | 0 | 0 | 0 | 0 | 0
4 | 28 | 8 | 0 | 0 | 0 | 0 | 0 | 0 | 0 | 0 | 0
4 | 28 | 9 | 0 | 0 | 0 | 0 | 0 | 0 | 0 | 0 | 0
4 | 28 | 10 | 0 | 0 | 0 | 0 | 0 | 0 | 0 | 0 | 0
4 | 28 | 11 | 0 | 0 | 0 | 0 | 0 | 0 | 0 | 0 | 0
4 | 28 | 12 | 0 | 0 | 0 | 0 | 0 | 0 | 0 | 0 | 0
4 | 28 | 13 | 0 | 0 | 0 | 0 | 0 | 0 | 0 | 0 | 0
4 | 28 | 14 | 0 | 0 | 0 | 0 | 0 | 0 | 0 | 0 | 0
4 | 28 | 15 | 0 | 0 | 0 | 0 | 0 | 0 | 0 | 0 | 0
4 | 28 | 16 | 0 | 0 | 0 | 0 | 0 | 0 | 0 | 0 | 0
4 | 28 | 17 | 0 | 0 | 0 | 0 | 0 | 0 | 0 | 0 | 0
4 | 28 | 18 | 0 | 0 | 0 | 0 | 0 | 0 | 0 | 0 | 0
4 | 28 | 19 | 0 | 0 | 0 | 0 | 0 | 0 | 0 | 0 | 0
4 | 28 | 20 | 0 | 0 | 0 | 0 | 0 | 0 | 0 | 0 | 0
4 | 28 | 21 | 0 | 0 | 0 | 0 | 0 | 0 | 0 | 0 | 0
4 | 28 | 22 | 0 | 0 | 0 | 0 | 0 | 0 | 0 | 0 | 0
4 | 28 | 23 | 0 | 0 | 0 | 0 | 0 | 0 | 0 | 0 | 0
4 | 28 | 24 | 0 | 0 | 0 | 0 | 0 | 0 | 0 | 0 | 0
4 | 29 | 1 | 0 | 0 | 0 | 0 | 0 | 0 | 0 | 0 | 0
4 | 29 | 2 | 0 | 0 | 0 | 0 | 0 | 0 | 0 | 0 | 0
4 | 29 | 3 | 0 | 0 | 0 | 0 | 0 | 0 | 0 | 0 | 0
4 | 29 | 4 | 0 | 0 | 0 | 0 | 0 | 0 | 0 | 0 | 0
4 | 29 | 5 | 0 | 0 | 0 | 0 | 0 | 0 | 0 | 0 | 0
4 | 29 | 6 | 0 | 0 | 0 | 0 | 0 | 0 | 0 | 0 | 0
4 | 29 | 7 | 0 | 0 | 0 | 0 | 0 | 0 | 0 | 0 | 0
4 | 29 | 8 | 0 | 0 | 0 | 0 | 0 | 0 | 0 | 0 | 0
4 | 29 | 9 | 0 | 0 | 0 | 0 | 0 | 0 | 0 | 0 | 0
4 | 29 | 10 | 0 | 0 | 0 | 0 | 0 | 0 | 0 | 0 | 0
4 | 29 | 11 | 0 | 0 | 0 | 0 | 0 | 0 | 0 | 0 | 0
4 | 29 | 12 | 0 | 0 | 0 | 0 | 0 | 0 | 0 | 0 | 0
4 | 29 | 13 | 0 | 0 | 0 | 0 | 0 | 0 | 0 | 0 | 0
4 | 29 | 14 | 0 | 0 | 0 | 0 | 0 | 0 | 0 | 0 | 0
4 | 29 | 15 | 0 | 0 | 0 | 0 | 0 | 0 | 0 | 0 | 0
4 | 29 | 16 | 0 | 0 | 0 | 0 | 0 | 0 | 0 | 0 | 0
4 | 29 | 17 | 0 | 0 | 0 | 0 | 0 | 0 | 0 | 0 | 0
4 | 29 | 18 | 0 | 0 | 0 | 0 | 0 | 0 | 0 | 0 | 0
4 | 29 | 19 | 0 | 0 | 0 | 0 | 0 | 0 | 0 | 0 | 0
4 | 29 | 20 | 0 | 0 | 0 | 0 | 0 | 0 | 0 | 0 | 0
4 | 29 | 21 | 0 | 0 | 0 | 0 | 0 | 0 | 0 | 0 | 0
4 | 29 | 22 | 0 | 0 | 0 | 0 | 0 | 0 | 0 | 0 | 0
4 | 29 | 23 | 0 | 0 | 0 | 0 | 0 | 0 | 0 | 0 | 0
4 | 29 | 24 | 0 | 0 | 0 | 0 | 0 | 0 | 0 | 0 | 0
4 | 30 | 1 | 0 | 0 | 0 | 0 | 0 | 0 | 0 | 0 | 0
4 | 30 | 2 | 0 | 0 | 0 | 0 | 0 | 0 | 0 | 0 | 0
4 | 30 | 3 | 0 | 0 | 0 | 0 | 0 | 0 | 0 | 0 | 0
4 | 30 | 4 | 0 | 0 | 0 | 0 | 0 | 0 | 0 | 0 | 0
4 | 30 | 5 | 0 | 0 | 0 | 0 | 0 | 0 | 0 | 0 | 0
4 | 30 | 6 | 0 | 0 | 0 | 0 | 0 | 0 | 0 | 0 | 0
4 | 30 | 7 | 0 | 0 | 0 | 0 | 0 | 0 | 0 | 0 | 0
4 | 30 | 8 | 0 | 0 | 0 | 0 | 0 | 0 | 0 | 0 | 0
4 | 30 | 9 | 0 | 0 | 0 | 0 | 0 | 0 | 0 | 0 | 0
4 | 30 | 10 | 0 | 0 | 0 | 0 | 0 | 0 | 0 | 0 | 0
4 | 30 | 11 | 0 | 0 | 0 | 0 | 0 | 0 | 0 | 0 | 0
4 | 30 | 12 | 0 | 0 | 0 | 0 | 0 | 0 | 0 | 0 | 0
4 | 30 | 13 | 0 | 0 | 0 | 0 | 0 | 0 | 0 | 0 | 0
4 | 30 | 14 | 0 | 0 | 0 | 0 | 0 | 0 | 0 | 0 | 0
4 | 30 | 15 | 0 | 0 | 0 | 0 | 0 | 0 | 0 | 0 | 0
4 | 30 | 16 | 0 | 0 | 0 | 0 | 0 | 0 | 0 | 0 | 0
4 | 30 | 17 | 0 | 0 | 0 | 0 | 0 | 0 | 0 | 0 | 0
4 | 30 | 18 | 0 | 0 | 0 | 0 | 0 | 0 | 0 | 0 | 0
4 | 30 | 19 | 0 | 0 | 0 | 0 | 0 | 0 | 0 | 0 | 0
4 | 30 | 20 | 0 | 0 | 0 | 0 | 0 | 0 | 0 | 0 | 0
4 | 30 | 21 | 0 | 0 | 0 | 0 | 0 | 0 | 0 | 0 | 0
4 | 30 | 22 | 0 | 0 | 0 | 0 | 0 | 0 | 0 | 0 | 0
4 | 30 | 23 | 0 | 0 | 0 | 0 | 0 | 0 | 0 | 0 | 0
4 | 30 | 24 | 0 | 0 | 0 | 0 | 0 | 0 | 0 | 0 | 0
5 | 1 | 1 | 0 | 0 | 0 | 0 | 0 | 0 | 0 | 0 | 0
5 | 1 | 2 | 0 | 0 | 0 | 0 | 0 | 0 | 0 | 0 | 0
5 | 1 | 3 | 0 | 0 | 0 | 0 | 0 | 0 | 0 | 0 | 0
5 | 1 | 4 | 0 | 0 | 0 | 0 | 0 | 0 | 0 | 0 | 0
5 | 1 | 5 | 0 | 0 | 0 | 0 | 0 | 0 | 0 | 0 | 0
5 | 1 | 6 | 0 | 0 | 0 | 0 | 0 | 0 | 0 | 0 | 0
5 | 1 | 7 | 0 | 0 | 0 | 0 | 0 | 0 | 0 | 0 | 0
5 | 1 | 8 | 0 | 0 | 0 | 0 | 0 | 0 | 0 | 0 | 0
5 | 1 | 9 | 0 | 0 | 0 | 0 | 0 | 0 | 0 | 0 | 0
5 | 1 | 10 | 0 | 0 | 0 | 0 | 0 | 0 | 0 | 0 | 0
5 | 1 | 11 | 0 | 0 | 0 | 0 | 0 | 0 | 0 | 0 | 0
5 | 1 | 12 | 0 | 0 | 0 | 0 | 0 | 0 | 0 | 0 | 0
5 | 1 | 13 | 0 | 0 | 0 | 0 | 0 | 0 | 0 | 0 | 0
5 | 1 | 14 | 0 | 0 | 0 | 0 | 0 | 0 | 0 | 0 | 0
5 | 1 | 15 | 0 | 0 | 0 | 0 | 0 | 0 | 0 | 0 | 0
5 | 1 | 16 | 0 | 0 | 0 | 0 | 0 | 0 | 0 | 0 | 0
5 | 1 | 17 | 0 | 0 | 0 | 0 | 0 | 0 | 0 | 0 | 0
5 | 1 | 18 | 0 | 0 | 0 | 0 | 0 | 0 | 0 | 0 | 0
5 | 1 | 19 | 0 | 0 | 0 | 0 | 0 | 0 | 0 | 0 | 0
5 | 1 | 20 | 0 | 0 | 0 | 0 | 0 | 0 | 0 | 0 | 0
5 | 1 | 21 | 0 | 0 | 0 | 0 | 0 | 0 | 0 | 0 | 0
5 | 1 | 22 | 0 | 0 | 0 | 0 | 0 | 0 | 0 | 0 | 0
5 | 1 | 23 | 0 | 0 | 0 | 0 | 0 | 0 | 0 | 0 | 0
5 | 1 | 24 | 0 | 0 | 0 | 0 | 0 | 0 | 0 | 0 | 0
5 | 2 | 1 | 0 | 0 | 0 | 0 | 0 | 0 | 0 | 0 | 0
5 | 2 | 2 | 0 | 0 | 0 | 0 | 0 | 0 | 0 | 0 | 0
5 | 2 | 3 | 0 | 0 | 0 | 0 | 0 | 0 | 0 | 0 | 0
5 | 2 | 4 | 0 | 0 | 0 | 0 | 0 | 0 | 0 | 0 | 0
5 | 2 | 5 | 0 | 0 | 0 | 0 | 0 | 0 | 0 | 0 | 0
5 | 2 | 6 | 0 | 0 | 0 | 0 | 0 | 0 | 0 | 0 | 0
5 | 2 | 7 | 0 | 0 | 0 | 0 | 0 | 0 | 0 | 0 | 0
5 | 2 | 8 | 0 | 0 | 0 | 0 | 0 | 0 | 0 | 0 | 0
5 | 2 | 9 | 0 | 0 | 0 | 0 | 0 | 0 | 0 | 0 | 0
5 | 2 | 10 | 0 | 0 | 0 | 0 | 0 | 0 | 0 | 0 | 0
5 | 2 | 11 | 0 | 0 | 0 | 0 | 0 | 0 | 0 | 0 | 0
5 | 2 | 12 | 0 | 0 | 0 | 0 | 0 | 0 | 0 | 0 | 0
5 | 2 | 13 | 0 | 0 | 0 | 0 | 0 | 0 | 0 | 0 | 0
5 | 2 | 14 | 0 | 0 | 0 | 0 | 0 | 0 | 0 | 0 | 0
5 | 2 | 15 | 0 | 0 | 0 | 0 | 0 | 0 | 0 | 0 | 0
5 | 2 | 16 | 0 | 0 | 0 | 0 | 0 | 0 | 0 | 0 | 0
5 | 2 | 17 | 0 | 0 | 0 | 0 | 0 | 0 | 0 | 0 | 0
5 | 2 | 18 | 0 | 0 | 0 | 0 | 0 | 0 | 0 | 0 | 0
5 | 2 | 19 | 0 | 0 | 0 | 0 | 0 | 0 | 0 | 0 | 0
5 | 2 | 20 | 0 | 0 | 0 | 0 | 0 | 0 | 0 | 0 | 0
5 | 2 | 21 | 0 | 0 | 0 | 0 | 0 | 0 | 0 | 0 | 0
5 | 2 | 22 | 0 | 0 | 0 | 0 | 0 | 0 | 0 | 0 | 0
5 | 2 | 23 | 0 | 0 | 0 | 0 | 0 | 0 | 0 | 0 | 0
5 | 2 | 24 | 0 | 0 | 0 | 0 | 0 | 0 | 0 | 0 | 0
5 | 3 | 1 | 0 | 0 | 0 | 0 | 0 | 0 | 0 | 0 | 0
5 | 3 | 2 | 0 | 0 | 0 | 0 | 0 | 0 | 0 | 0 | 0
5 | 3 | 3 | 0 | 0 | 0 | 0 | 0 | 0 | 0 | 0 | 0
5 | 3 | 4 | 0 | 0 | 0 | 0 | 0 | 0 | 0 | 0 | 0
5 | 3 | 5 | 0 | 0 | 0 | 0 | 0 | 0 | 0 | 0 | 0
5 | 3 | 6 | 0 | 0 | 0 | 0 | 0 | 0 | 0 | 0 | 0
5 | 3 | 7 | 0 | 0 | 0 | 0 | 0 | 0 | 0 | 0 | 0
5 | 3 | 8 | 0 | 0 | 0 | 0 | 0 | 0 | 0 | 0 | 0
5 | 3 | 9 | 0 | 0 | 0 | 0 | 0 | 0 | 0 | 0 | 0
5 | 3 | 10 | 0 | 0 | 0 | 0 | 0 | 0 | 0 | 0 | 0
5 | 3 | 11 | 0 | 0 | 0 | 0 | 0 | 0 | 0 | 0 | 0
5 | 3 | 12 | 0 | 0 | 0 | 0 | 0 | 0 | 0 | 0 | 0
5 | 3 | 13 | 0 | 0 | 0 | 0 | 0 | 0 | 0 | 0 | 0
5 | 3 | 14 | 0 | 0 | 0 | 0 | 0 | 0 | 0 | 0 | 0
5 | 3 | 15 | 0 | 0 | 0 | 0 | 0 | 0 | 0 | 0 | 0
5 | 3 | 16 | 0 | 0 | 0 | 0 | 0 | 0 | 0 | 0 | 0
5 | 3 | 17 | 0 | 0 | 0 | 0 | 0 | 0 | 0 | 0 | 0
5 | 3 | 18 | 0 | 0 | 0 | 0 | 0 | 0 | 0 | 0 | 0
5 | 3 | 19 | 0 | 0 | 0 | 0 | 0 | 0 | 0 | 0 | 0
5 | 3 | 20 | 0 | 0 | 0 | 0 | 0 | 0 | 0 | 0 | 0
5 | 3 | 21 | 0 | 0 | 0 | 0 | 0 | 0 | 0 | 0 | 0
5 | 3 | 22 | 0 | 0 | 0 | 0 | 0 | 0 | 0 | 0 | 0
5 | 3 | 23 | 0 | 0 | 0 | 0 | 0 | 0 | 0 | 0 | 0
5 | 3 | 24 | 0 | 0 | 0 | 0 | 0 | 0 | 0 | 0 | 0
5 | 4 | 1 | 0 | 0 | 0 | 0 | 0 | 0 | 0 | 0 | 0
5 | 4 | 2 | 0 | 0 | 0 | 0 | 0 | 0 | 0 | 0 | 0
5 | 4 | 3 | 0 | 0 | 0 | 0 | 0 | 0 | 0 | 0 | 0
5 | 4 | 4 | 0 | 0 | 0 | 0 | 0 | 0 | 0 | 0 | 0
5 | 4 | 5 | 0 | 0 | 0 | 0 | 0 | 0 | 0 | 0 | 0
5 | 4 | 6 | 0 | 0 | 0 | 0 | 0 | 0 | 0 | 0 | 0
5 | 4 | 7 | 0 | 0 | 0 | 0 | 0 | 0 | 0 | 0 | 0
5 | 4 | 8 | 0 | 0 | 0 | 0 | 0 | 0 | 0 | 0 | 0
5 | 4 | 9 | 0 | 0 | 0 | 0 | 0 | 0 | 0 | 0 | 0
5 | 4 | 10 | 0 | 0 | 0 | 0 | 0 | 0 | 0 | 0 | 0
5 | 4 | 11 | 0 | 0 | 0 | 0 | 0 | 0 | 0 | 0 | 0
5 | 4 | 12 | 0 | 0 | 0 | 0 | 0 | 0 | 0 | 0 | 0
5 | 4 | 13 | 0 | 0 | 0 | 0 | 0 | 0 | 0 | 0 | 0
5 | 4 | 14 | 0 | 0 | 0 | 0 | 0 | 0 | 0 | 0 | 0
5 | 4 | 15 | 0 | 0 | 0 | 0 | 0 | 0 | 0 | 0 | 0
5 | 4 | 16 | 0 | 0 | 0 | 0 | 0 | 0 | 0 | 0 | 0
5 | 4 | 17 | 0 | 0 | 0 | 0 | 0 | 0 | 0 | 0 | 0
5 | 4 | 18 | 0 | 0 | 0 | 0 | 0 | 0 | 0 | 0 | 0
5 | 4 | 19 | 0 | 0 | 0 | 0 | 0 | 0 | 0 | 0 | 0
5 | 4 | 20 | 0 | 0 | 0 | 0 | 0 | 0 | 0 | 0 | 0
5 | 4 | 21 | 0 | 0 | 0 | 0 | 0 | 0 | 0 | 0 | 0
5 | 4 | 22 | 0 | 0 | 0 | 0 | 0 | 0 | 0 | 0 | 0
5 | 4 | 23 | 0 | 0 | 0 | 0 | 0 | 0 | 0 | 0 | 0
5 | 4 | 24 | 0 | 0 | 0 | 0 | 0 | 0 | 0 | 0 | 0
5 | 5 | 1 | 0 | 0 | 0 | 0 | 0 | 0 | 0 | 0 | 0
5 | 5 | 2 | 0 | 0 | 0 | 0 | 0 | 0 | 0 | 0 | 0
5 | 5 | 3 | 0 | 0 | 0 | 0 | 0 | 0 | 0 | 0 | 0
5 | 5 | 4 | 0 | 0 | 0 | 0 | 0 | 0 | 0 | 0 | 0
5 | 5 | 5 | 0 | 0 | 0 | 0 | 0 | 0 | 0 | 0 | 0
5 | 5 | 6 | 0 | 0 | 0 | 0 | 0 | 0 | 0 | 0 | 0
5 | 5 | 7 | 0 | 0 | 0 | 0 | 0 | 0 | 0 | 0 | 0
5 | 5 | 8 | 0 | 0 | 0 | 0 | 0 | 0 | 0 | 0 | 0
5 | 5 | 9 | 0 | 0 | 0 | 0 | 0 | 0 | 0 | 0 | 0
5 | 5 | 10 | 0 | 0 | 0 | 0 | 0 | 0 | 0 | 0 | 0
5 | 5 | 11 | 0 | 0 | 0 | 0 | 0 | 0 | 0 | 0 | 0
5 | 5 | 12 | 0 | 0 | 0 | 0 | 0 | 0 | 0 | 0 | 0
5 | 5 | 13 | 0 | 0 | 0 | 0 | 0 | 0 | 0 | 0 | 0
5 | 5 | 14 | 0 | 0 | 0 | 0 | 0 | 0 | 0 | 0 | 0
5 | 5 | 15 | 0 | 0 | 0 | 0 | 0 | 0 | 0 | 0 | 0
5 | 5 | 16 | 0 | 0 | 0 | 0 | 0 | 0 | 0 | 0 | 0
5 | 5 | 17 | 0 | 0 | 0 | 0 | 0 | 0 | 0 | 0 | 0
5 | 5 | 18 | 0 | 0 | 0 | 0 | 0 | 0 | 0 | 0 | 0
5 | 5 | 19 | 0 | 0 | 0 | 0 | 0 | 0 | 0 | 0 | 0
5 | 5 | 20 | 0 | 0 | 0 | 0 | 0 | 0 | 0 | 0 | 0
5 | 5 | 21 | 0 | 0 | 0 | 0 | 0 | 0 | 0 | 0 | 0
5 | 5 | 22 | 0 | 0 | 0 | 0 | 0 | 0 | 0 | 0 | 0
5 | 5 | 23 | 0 | 0 | 0 | 0 | 0 | 0 | 0 | 0 | 0
5 | 5 | 24 | 0 | 0 | 0 | 0 | 0 | 0 | 0 | 0 | 0
5 | 6 | 1 | 0 | 0 | 0 | 0 | 0 | 0 | 0 | 0 | 0
5 | 6 | 2 | 0 | 0 | 0 | 0 | 0 | 0 | 0 | 0 | 0
5 | 6 | 3 | 0 | 0 | 0 | 0 | 0 | 0 | 0 | 0 | 0
5 | 6 | 4 | 0 | 0 | 0 | 0 | 0 | 0 | 0 | 0 | 0
5 | 6 | 5 | 0 | 0 | 0 | 0 | 0 | 0 | 0 | 0 | 0
5 | 6 | 6 | 0 | 0 | 0 | 0 | 0 | 0 | 0 | 0 | 0
5 | 6 | 7 | 0 | 0 | 0 | 0 | 0 | 0 | 0 | 0 | 0
5 | 6 | 8 | 0 | 0 | 0 | 0 | 0 | 0 | 0 | 0 | 0
5 | 6 | 9 | 0 | 0 | 0 | 0 | 0 | 0 | 0 | 0 | 0
5 | 6 | 10 | 0 | 0 | 0 | 0 | 0 | 0 | 0 | 0 | 0
5 | 6 | 11 | 0 | 0 | 0 | 0 | 0 | 0 | 0 | 0 | 0
5 | 6 | 12 | 0 | 0 | 0 | 0 | 0 | 0 | 0 | 0 | 0
5 | 6 | 13 | 0 | 0 | 0 | 0 | 0 | 0 | 0 | 0 | 0
5 | 6 | 14 | 0 | 0 | 0 | 0 | 0 | 0 | 0 | 0 | 0
5 | 6 | 15 | 0 | 0 | 0 | 0 | 0 | 0 | 0 | 0 | 0
5 | 6 | 16 | 0 | 0 | 0 | 0 | 0 | 0 | 0 | 0 | 0
5 | 6 | 17 | 0 | 0 | 0 | 0 | 0 | 0 | 0 | 0 | 0
5 | 6 | 18 | 0 | 0 | 0 | 0 | 0 | 0 | 0 | 0 | 0
5 | 6 | 19 | 0 | 0 | 0 | 0 | 0 | 0 | 0 | 0 | 0
5 | 6 | 20 | 0 | 0 | 0 | 0 | 0 | 0 | 0 | 0 | 0
5 | 6 | 21 | 0 | 0 | 0 | 0 | 0 | 0 | 0 | 0 | 0
5 | 6 | 22 | 0 | 0 | 0 | 0 | 0 | 0 | 0 | 0 | 0
5 | 6 | 23 | 0 | 0 | 0 | 0 | 0 | 0 | 0 | 0 | 0
5 | 6 | 24 | 0 | 0 | 0 | 0 | 0 | 0 | 0 | 0 | 0
5 | 7 | 1 | 0 | 0 | 0 | 0 | 0 | 0 | 0 | 0 | 0
5 | 7 | 2 | 0 | 0 | 0 | 0 | 0 | 0 | 0 | 0 | 0
5 | 7 | 3 | 0 | 0 | 0 | 0 | 0 | 0 | 0 | 0 | 0
5 | 7 | 4 | 0 | 0 | 0 | 0 | 0 | 0 | 0 | 0 | 0
5 | 7 | 5 | 0 | 0 | 0 | 0 | 0 | 0 | 0 | 0 | 0
5 | 7 | 6 | 0 | 0 | 0 | 0 | 0 | 0 | 0 | 0 | 0
5 | 7 | 7 | 0 | 0 | 0 | 0 | 0 | 0 | 0 | 0 | 0
5 | 7 | 8 | 0 | 0 | 0 | 0 | 0 | 0 | 0 | 0 | 0
5 | 7 | 9 | 0 | 0 | 0 | 0 | 0 | 0 | 0 | 0 | 0
5 | 7 | 10 | 0 | 0 | 0 | 0 | 0 | 0 | 0 | 0 | 0
5 | 7 | 11 | 0 | 0 | 0 | 0 | 0 | 0 | 0 | 0 | 0
5 | 7 | 12 | 0 | 0 | 0 | 0 | 0 | 0 | 0 | 0 | 0
5 | 7 | 13 | 0 | 0 | 0 | 0 | 0 | 0 | 0 | 0 | 0
5 | 7 | 14 | 0 | 0 | 0 | 0 | 0 | 0 | 0 | 0 | 0
5 | 7 | 15 | 0 | 0 | 0 | 0 | 0 | 0 | 0 | 0 | 0
5 | 7 | 16 | 0 | 0 | 0 | 0 | 0 | 0 | 0 | 0 | 0
5 | 7 | 17 | 0 | 0 | 0 | 0 | 0 | 0 | 0 | 0 | 0
5 | 7 | 18 | 0 | 0 | 0 | 0 | 0 | 0 | 0 | 0 | 0
5 | 7 | 19 | 0 | 0 | 0 | 0 | 0 | 0 | 0 | 0 | 0
5 | 7 | 20 | 0 | 0 | 0 | 0 | 0 | 0 | 0 | 0 | 0
5 | 7 | 21 | 0 | 0 | 0 | 0 | 0 | 0 | 0 | 0 | 0
5 | 7 | 22 | 0 | 0 | 0 | 0 | 0 | 0 | 0 | 0 | 0
5 | 7 | 23 | 0 | 0 | 0 | 0 | 0 | 0 | 0 | 0 | 0
5 | 7 | 24 | 0 | 0 | 0 | 0 | 0 | 0 | 0 | 0 | 0
5 | 8 | 1 | 0 | 0 | 0 | 0 | 0 | 0 | 0 | 0 | 0
5 | 8 | 2 | 0 | 0 | 0 | 0 | 0 | 0 | 0 | 0 | 0
5 | 8 | 3 | 0 | 0 | 0 | 0 | 0 | 0 | 0 | 0 | 0
5 | 8 | 4 | 0 | 0 | 0 | 0 | 0 | 0 | 0 | 0 | 0
5 | 8 | 5 | 0 | 0 | 0 | 0 | 0 | 0 | 0 | 0 | 0
5 | 8 | 6 | 0 | 0 | 0 | 0 | 0 | 0 | 0 | 0 | 0
5 | 8 | 7 | 0 | 0 | 0 | 0 | 0 | 0 | 0 | 0 | 0
5 | 8 | 8 | 0 | 0 | 0 | 0 | 0 | 0 | 0 | 0 | 0
5 | 8 | 9 | 0 | 0 | 0 | 0 | 0 | 0 | 0 | 0 | 0
5 | 8 | 10 | 0 | 0 | 0 | 0 | 0 | 0 | 0 | 0 | 0
5 | 8 | 11 | 0 | 0 | 0 | 0 | 0 | 0 | 0 | 0 | 0
5 | 8 | 12 | 0 | 0 | 0 | 0 | 0 | 0 | 0 | 0 | 0
5 | 8 | 13 | 0 | 0 | 0 | 0 | 0 | 0 | 0 | 0 | 0
5 | 8 | 14 | 0 | 0 | 0 | 0 | 0 | 0 | 0 | 0 | 0
5 | 8 | 15 | 0 | 0 | 0 | 0 | 0 | 0 | 0 | 0 | 0
5 | 8 | 16 | 0 | 0 | 0 | 0 | 0 | 0 | 0 | 0 | 0
5 | 8 | 17 | 0 | 0 | 0 | 0 | 0 | 0 | 0 | 0 | 0
5 | 8 | 18 | 0 | 0 | 0 | 0 | 0 | 0 | 0 | 0 | 0
5 | 8 | 19 | 0 | 0 | 0 | 0 | 0 | 0 | 0 | 0 | 0
5 | 8 | 20 | 0 | 0 | 0 | 0 | 0 | 0 | 0 | 0 | 0
5 | 8 | 21 | 0 | 0 | 0 | 0 | 0 | 0 | 0 | 0 | 0
5 | 8 | 22 | 0 | 0 | 0 | 0 | 0 | 0 | 0 | 0 | 0
5 | 8 | 23 | 0 | 0 | 0 | 0 | 0 | 0 | 0 | 0 | 0
5 | 8 | 24 | 0 | 0 | 0 | 0 | 0 | 0 | 0 | 0 | 0
5 | 9 | 1 | 0 | 0 | 0 | 0 | 0 | 0 | 0 | 0 | 0
5 | 9 | 2 | 0 | 0 | 0 | 0 | 0 | 0 | 0 | 0 | 0
5 | 9 | 3 | 0 | 0 | 0 | 0 | 0 | 0 | 0 | 0 | 0
5 | 9 | 4 | 0 | 0 | 0 | 0 | 0 | 0 | 0 | 0 | 0
5 | 9 | 5 | 0 | 0 | 0 | 0 | 0 | 0 | 0 | 0 | 0
5 | 9 | 6 | 0 | 0 | 0 | 0 | 0 | 0 | 0 | 0 | 0
5 | 9 | 7 | 0 | 0 | 0 | 0 | 0 | 0 | 0 | 0 | 0
5 | 9 | 8 | 0 | 0 | 0 | 0 | 0 | 0 | 0 | 0 | 0
5 | 9 | 9 | 0 | 0 | 0 | 0 | 0 | 0 | 0 | 0 | 0
5 | 9 | 10 | 0 | 0 | 0 | 0 | 0 | 0 | 0 | 0 | 0
5 | 9 | 11 | 0 | 0 | 0 | 0 | 0 | 0 | 0 | 0 | 0
5 | 9 | 12 | 0 | 0 | 0 | 0 | 0 | 0 | 0 | 0 | 0
5 | 9 | 13 | 0 | 0 | 0 | 0 | 0 | 0 | 0 | 0 | 0
5 | 9 | 14 | 0 | 0 | 0 | 0 | 0 | 0 | 0 | 0 | 0
5 | 9 | 15 | 0 | 0 | 0 | 0 | 0 | 0 | 0 | 0 | 0
5 | 9 | 16 | 0 | 0 | 0 | 0 | 0 | 0 | 0 | 0 | 0
5 | 9 | 17 | 0 | 0 | 0 | 0 | 0 | 0 | 0 | 0 | 0
5 | 9 | 18 | 0 | 0 | 0 | 0 | 0 | 0 | 0 | 0 | 0
5 | 9 | 19 | 0 | 0 | 0 | 0 | 0 | 0 | 0 | 0 | 0
5 | 9 | 20 | 0 | 0 | 0 | 0 | 0 | 0 | 0 | 0 | 0
5 | 9 | 21 | 0 | 0 | 0 | 0 | 0 | 0 | 0 | 0 | 0
5 | 9 | 22 | 0 | 0 | 0 | 0 | 0 | 0 | 0 | 0 | 0
5 | 9 | 23 | 0 | 0 | 0 | 0 | 0 | 0 | 0 | 0 | 0
5 | 9 | 24 | 0 | 0 | 0 | 0 | 0 | 0 | 0 | 0 | 0
5 | 10 | 1 | 0 | 0 | 0 | 0 | 0 | 0 | 0 | 0 | 0
5 | 10 | 2 | 0 | 0 | 0 | 0 | 0 | 0 | 0 | 0 | 0
5 | 10 | 3 | 0 | 0 | 0 | 0 | 0 | 0 | 0 | 0 | 0
5 | 10 | 4 | 0 | 0 | 0 | 0 | 0 | 0 | 0 | 0 | 0
5 | 10 | 5 | 0 | 0 | 0 | 0 | 0 | 0 | 0 | 0 | 0
5 | 10 | 6 | 0 | 0 | 0 | 0 | 0 | 0 | 0 | 0 | 0
5 | 10 | 7 | 0 | 0 | 0 | 0 | 0 | 0 | 0 | 0 | 0
5 | 10 | 8 | 0 | 0 | 0 | 0 | 0 | 0 | 0 | 0 | 0
5 | 10 | 9 | 0 | 0 | 0 | 0 | 0 | 0 | 0 | 0 | 0
5 | 10 | 10 | 0 | 0 | 0 | 0 | 0 | 0 | 0 | 0 | 0
5 | 10 | 11 | 0 | 0 | 0 | 0 | 0 | 0 | 0 | 0 | 0
5 | 10 | 12 | 0 | 0 | 0 | 0 | 0 | 0 | 0 | 0 | 0
5 | 10 | 13 | 0 | 0 | 0 | 0 | 0 | 0 | 0 | 0 | 0
5 | 10 | 14 | 0 | 0 | 0 | 0 | 0 | 0 | 0 | 0 | 0
5 | 10 | 15 | 0 | 0 | 0 | 0 | 0 | 0 | 0 | 0 | 0
5 | 10 | 16 | 0 | 0 | 0 | 0 | 0 | 0 | 0 | 0 | 0
5 | 10 | 17 | 0 | 0 | 0 | 0 | 0 | 0 | 0 | 0 | 0
5 | 10 | 18 | 0 | 0 | 0 | 0 | 0 | 0 | 0 | 0 | 0
5 | 10 | 19 | 0 | 0 | 0 | 0 | 0 | 0 | 0 | 0 | 0
5 | 10 | 20 | 0 | 0 | 0 | 0 | 0 | 0 | 0 | 0 | 0
5 | 10 | 21 | 0 | 0 | 0 | 0 | 0 | 0 | 0 | 0 | 0
5 | 10 | 22 | 0 | 0 | 0 | 0 | 0 | 0 | 0 | 0 | 0
5 | 10 | 23 | 0 | 0 | 0 | 0 | 0 | 0 | 0 | 0 | 0
5 | 10 | 24 | 0 | 0 | 0 | 0 | 0 | 0 | 0 | 0 | 0
5 | 11 | 1 | 0 | 0 | 0 | 0 | 0 | 0 | 0 | 0 | 0
5 | 11 | 2 | 0 | 0 | 0 | 0 | 0 | 0 | 0 | 0 | 0
5 | 11 | 3 | 0 | 0 | 0 | 0 | 0 | 0 | 0 | 0 | 0
5 | 11 | 4 | 0 | 0 | 0 | 0 | 0 | 0 | 0 | 0 | 0
5 | 11 | 5 | 0 | 0 | 0 | 0 | 0 | 0 | 0 | 0 | 0
5 | 11 | 6 | 0 | 0 | 0 | 0 | 0 | 0 | 0 | 0 | 0
5 | 11 | 7 | 0 | 0 | 0 | 0 | 0 | 0 | 0 | 0 | 0
5 | 11 | 8 | 0 | 0 | 0 | 0 | 0 | 0 | 0 | 0 | 0
5 | 11 | 9 | 0 | 0 | 0 | 0 | 0 | 0 | 0 | 0 | 0
5 | 11 | 10 | 0 | 0 | 0 | 0 | 0 | 0 | 0 | 0 | 0
5 | 11 | 11 | 0 | 0 | 0 | 0 | 0 | 0 | 0 | 0 | 0
5 | 11 | 12 | 0 | 0 | 0 | 0 | 0 | 0 | 0 | 0 | 0
5 | 11 | 13 | 0 | 0 | 0 | 0 | 0 | 0 | 0 | 0 | 0
5 | 11 | 14 | 0 | 0 | 0 | 0 | 0 | 0 | 0 | 0 | 0
5 | 11 | 15 | 0 | 0 | 0 | 0 | 0 | 0 | 0 | 0 | 0
5 | 11 | 16 | 0 | 0 | 0 | 0 | 0 | 0 | 0 | 0 | 0
5 | 11 | 17 | 0 | 0 | 0 | 0 | 0 | 0 | 0 | 0 | 0
5 | 11 | 18 | 0 | 0 | 0 | 0 | 0 | 0 | 0 | 0 | 0
5 | 11 | 19 | 0 | 0 | 0 | 0 | 0 | 0 | 0 | 0 | 0
5 | 11 | 20 | 0 | 0 | 0 | 0 | 0 | 0 | 0 | 0 | 0
5 | 11 | 21 | 0 | 0 | 0 | 0 | 0 | 0 | 0 | 0 | 0
5 | 11 | 22 | 0 | 0 | 0 | 0 | 0 | 0 | 0 | 0 | 0
5 | 11 | 23 | 0 | 0 | 0 | 0 | 0 | 0 | 0 | 0 | 0
5 | 11 | 24 | 0 | 0 | 0 | 0 | 0 | 0 | 0 | 0 | 0
5 | 12 | 1 | 0 | 0 | 0 | 0 | 0 | 0 | 0 | 0 | 0
5 | 12 | 2 | 0 | 0 | 0 | 0 | 0 | 0 | 0 | 0 | 0
5 | 12 | 3 | 0 | 0 | 0 | 0 | 0 | 0 | 0 | 0 | 0
5 | 12 | 4 | 0 | 0 | 0 | 0 | 0 | 0 | 0 | 0 | 0
5 | 12 | 5 | 0 | 0 | 0 | 0 | 0 | 0 | 0 | 0 | 0
5 | 12 | 6 | 0 | 0 | 0 | 0 | 0 | 0 | 0 | 0 | 0
5 | 12 | 7 | 0 | 0 | 0 | 0 | 0 | 0 | 0 | 0 | 0
5 | 12 | 8 | 0 | 0 | 0 | 0 | 0 | 0 | 0 | 0 | 0
5 | 12 | 9 | 0 | 0 | 0 | 0 | 0 | 0 | 0 | 0 | 0
5 | 12 | 10 | 0 | 0 | 0 | 0 | 0 | 0 | 0 | 0 | 0
5 | 12 | 11 | 0 | 0 | 0 | 0 | 0 | 0 | 0 | 0 | 0
5 | 12 | 12 | 0 | 0 | 0 | 0 | 0 | 0 | 0 | 0 | 0
5 | 12 | 13 | 0 | 0 | 0 | 0 | 0 | 0 | 0 | 0 | 0
5 | 12 | 14 | 0 | 0 | 0 | 0 | 0 | 0 | 0 | 0 | 0
5 | 12 | 15 | 0 | 0 | 0 | 0 | 0 | 0 | 0 | 0 | 0
5 | 12 | 16 | 0 | 0 | 0 | 0 | 0 | 0 | 0 | 0 | 0
5 | 12 | 17 | 0 | 0 | 0 | 0 | 0 | 0 | 0 | 0 | 0
5 | 12 | 18 | 0 | 0 | 0 | 0 | 0 | 0 | 0 | 0 | 0
5 | 12 | 19 | 0 | 0 | 0 | 0 | 0 | 0 | 0 | 0 | 0
5 | 12 | 20 | 0 | 0 | 0 | 0 | 0 | 0 | 0 | 0 | 0
5 | 12 | 21 | 0 | 0 | 0 | 0 | 0 | 0 | 0 | 0 | 0
5 | 12 | 22 | 0 | 0 | 0 | 0 | 0 | 0 | 0 | 0 | 0
5 | 12 | 23 | 0 | 0 | 0 | 0 | 0 | 0 | 0 | 0 | 0
5 | 12 | 24 | 0 | 0 | 0 | 0 | 0 | 0 | 0 | 0 | 0
5 | 13 | 1 | 0 | 0 | 0 | 0 | 0 | 0 | 0 | 0 | 0
5 | 13 | 2 | 0 | 0 | 0 | 0 | 0 | 0 | 0 | 0 | 0
5 | 13 | 3 | 0 | 0 | 0 | 0 | 0 | 0 | 0 | 0 | 0
5 | 13 | 4 | 0 | 0 | 0 | 0 | 0 | 0 | 0 | 0 | 0
5 | 13 | 5 | 0 | 0 | 0 | 0 | 0 | 0 | 0 | 0 | 0
5 | 13 | 6 | 0 | 0 | 0 | 0 | 0 | 0 | 0 | 0 | 0
5 | 13 | 7 | 0 | 0 | 0 | 0 | 0 | 0 | 0 | 0 | 0
5 | 13 | 8 | 0 | 0 | 0 | 0 | 0 | 0 | 0 | 0 | 0
5 | 13 | 9 | 0 | 0 | 0 | 0 | 0 | 0 | 0 | 0 | 0
5 | 13 | 10 | 0 | 0 | 0 | 0 | 0 | 0 | 0 | 0 | 0
5 | 13 | 11 | 0 | 0 | 0 | 0 | 0 | 0 | 0 | 0 | 0
5 | 13 | 12 | 0 | 0 | 0 | 0 | 0 | 0 | 0 | 0 | 0
5 | 13 | 13 | 0 | 0 | 0 | 0 | 0 | 0 | 0 | 0 | 0
5 | 13 | 14 | 0 | 0 | 0 | 0 | 0 | 0 | 0 | 0 | 0
5 | 13 | 15 | 0 | 0 | 0 | 0 | 0 | 0 | 0 | 0 | 0
5 | 13 | 16 | 0 | 0 | 0 | 0 | 0 | 0 | 0 | 0 | 0
5 | 13 | 17 | 0 | 0 | 0 | 0 | 0 | 0 | 0 | 0 | 0
5 | 13 | 18 | 0 | 0 | 0 | 0 | 0 | 0 | 0 | 0 | 0
5 | 13 | 19 | 0 | 0 | 0 | 0 | 0 | 0 | 0 | 0 | 0
5 | 13 | 20 | 0 | 0 | 0 | 0 | 0 | 0 | 0 | 0 | 0
5 | 13 | 21 | 0 | 0 | 0 | 0 | 0 | 0 | 0 | 0 | 0
5 | 13 | 22 | 0 | 0 | 0 | 0 | 0 | 0 | 0 | 0 | 0
5 | 13 | 23 | 0 | 0 | 0 | 0 | 0 | 0 | 0 | 0 | 0
5 | 13 | 24 | 0 | 0 | 0 | 0 | 0 | 0 | 0 | 0 | 0
5 | 14 | 1 | 0 | 0 | 0 | 0 | 0 | 0 | 0 | 0 | 0
5 | 14 | 2 | 0 | 0 | 0 | 0 | 0 | 0 | 0 | 0 | 0
5 | 14 | 3 | 0 | 0 | 0 | 0 | 0 | 0 | 0 | 0 | 0
5 | 14 | 4 | 0 | 0 | 0 | 0 | 0 | 0 | 0 | 0 | 0
5 | 14 | 5 | 0 | 0 | 0 | 0 | 0 | 0 | 0 | 0 | 0
5 | 14 | 6 | 0 | 0 | 0 | 0 | 0 | 0 | 0 | 0 | 0
5 | 14 | 7 | 0 | 0 | 0 | 0 | 0 | 0 | 0 | 0 | 0
5 | 14 | 8 | 0 | 0 | 0 | 0 | 0 | 0 | 0 | 0 | 0
5 | 14 | 9 | 0 | 0 | 0 | 0 | 0 | 0 | 0 | 0 | 0
5 | 14 | 10 | 0 | 0 | 0 | 0 | 0 | 0 | 0 | 0 | 0
5 | 14 | 11 | 0 | 0 | 0 | 0 | 0 | 0 | 0 | 0 | 0
5 | 14 | 12 | 0 | 0 | 0 | 0 | 0 | 0 | 0 | 0 | 0
5 | 14 | 13 | 0 | 0 | 0 | 0 | 0 | 0 | 0 | 0 | 0
5 | 14 | 14 | 0 | 0 | 0 | 0 | 0 | 0 | 0 | 0 | 0
5 | 14 | 15 | 0 | 0 | 0 | 0 | 0 | 0 | 0 | 0 | 0
5 | 14 | 16 | 0 | 0 | 0 | 0 | 0 | 0 | 0 | 0 | 0
5 | 14 | 17 | 0 | 0 | 0 | 0 | 0 | 0 | 0 | 0 | 0
5 | 14 | 18 | 0 | 0 | 0 | 0 | 0 | 0 | 0 | 0 | 0
5 | 14 | 19 | 0 | 0 | 0 | 0 | 0 | 0 | 0 | 0 | 0
5 | 14 | 20 | 0 | 0 | 0 | 0 | 0 | 0 | 0 | 0 | 0
5 | 14 | 21 | 0 | 0 | 0 | 0 | 0 | 0 | 0 | 0 | 0
5 | 14 | 22 | 0 | 0 | 0 | 0 | 0 | 0 | 0 | 0 | 0
5 | 14 | 23 | 0 | 0 | 0 | 0 | 0 | 0 | 0 | 0 | 0
5 | 14 | 24 | 0 | 0 | 0 | 0 | 0 | 0 | 0 | 0 | 0
5 | 15 | 1 | 0 | 0 | 0 | 0 | 0 | 0 | 0 | 0 | 0
5 | 15 | 2 | 0 | 0 | 0 | 0 | 0 | 0 | 0 | 0 | 0
5 | 15 | 3 | 0 | 0 | 0 | 0 | 0 | 0 | 0 | 0 | 0
5 | 15 | 4 | 0 | 0 | 0 | 0 | 0 | 0 | 0 | 0 | 0
5 | 15 | 5 | 0 | 0 | 0 | 0 | 0 | 0 | 0 | 0 | 0
5 | 15 | 6 | 0 | 0 | 0 | 0 | 0 | 0 | 0 | 0 | 0
5 | 15 | 7 | 0 | 0 | 0 | 0 | 0 | 0 | 0 | 0 | 0
5 | 15 | 8 | 0 | 0 | 0 | 0 | 0 | 0 | 0 | 0 | 0
5 | 15 | 9 | 0 | 0 | 0 | 0 | 0 | 0 | 0 | 0 | 0
5 | 15 | 10 | 0 | 0 | 0 | 0 | 0 | 0 | 0 | 0 | 0
5 | 15 | 11 | 0 | 0 | 0 | 0 | 0 | 0 | 0 | 0 | 0
5 | 15 | 12 | 0 | 0 | 0 | 0 | 0 | 0 | 0 | 0 | 0
5 | 15 | 13 | 0 | 0 | 0 | 0 | 0 | 0 | 0 | 0 | 0
5 | 15 | 14 | 0 | 0 | 0 | 0 | 0 | 0 | 0 | 0 | 0
5 | 15 | 15 | 0 | 0 | 0 | 0 | 0 | 0 | 0 | 0 | 0
5 | 15 | 16 | 0 | 0 | 0 | 0 | 0 | 0 | 0 | 0 | 0
5 | 15 | 17 | 0 | 0 | 0 | 0 | 0 | 0 | 0 | 0 | 0
5 | 15 | 18 | 0 | 0 | 0 | 0 | 0 | 0 | 0 | 0 | 0
5 | 15 | 19 | 0 | 0 | 0 | 0 | 0 | 0 | 0 | 0 | 0
5 | 15 | 20 | 0 | 0 | 0 | 0 | 0 | 0 | 0 | 0 | 0
5 | 15 | 21 | 0 | 0 | 0 | 0 | 0 | 0 | 0 | 0 | 0
5 | 15 | 22 | 0 | 0 | 0 | 0 | 0 | 0 | 0 | 0 | 0
5 | 15 | 23 | 0 | 0 | 0 | 0 | 0 | 0 | 0 | 0 | 0
5 | 15 | 24 | 0 | 0 | 0 | 0 | 0 | 0 | 0 | 0 | 0
5 | 16 | 1 | 0 | 0 | 0 | 0 | 0 | 0 | 0 | 0 | 0
5 | 16 | 2 | 0 | 0 | 0 | 0 | 0 | 0 | 0 | 0 | 0
5 | 16 | 3 | 0 | 0 | 0 | 0 | 0 | 0 | 0 | 0 | 0
5 | 16 | 4 | 0 | 0 | 0 | 0 | 0 | 0 | 0 | 0 | 0
5 | 16 | 5 | 0 | 0 | 0 | 0 | 0 | 0 | 0 | 0 | 0
5 | 16 | 6 | 0 | 0 | 0 | 0 | 0 | 0 | 0 | 0 | 0
5 | 16 | 7 | 0 | 0 | 0 | 0 | 0 | 0 | 0 | 0 | 0
5 | 16 | 8 | 0 | 0 | 0 | 0 | 0 | 0 | 0 | 0 | 0
5 | 16 | 9 | 0 | 0 | 0 | 0 | 0 | 0 | 0 | 0 | 0
5 | 16 | 10 | 0 | 0 | 0 | 0 | 0 | 0 | 0 | 0 | 0
5 | 16 | 11 | 0 | 0 | 0 | 0 | 0 | 0 | 0 | 0 | 0
5 | 16 | 12 | 0 | 0 | 0 | 0 | 0 | 0 | 0 | 0 | 0
5 | 16 | 13 | 0 | 0 | 0 | 0 | 0 | 0 | 0 | 0 | 0
5 | 16 | 14 | 0 | 0 | 0 | 0 | 0 | 0 | 0 | 0 | 0
5 | 16 | 15 | 0 | 0 | 0 | 0 | 0 | 0 | 0 | 0 | 0
5 | 16 | 16 | 0 | 0 | 0 | 0 | 0 | 0 | 0 | 0 | 0
5 | 16 | 17 | 0 | 0 | 0 | 0 | 0 | 0 | 0 | 0 | 0
5 | 16 | 18 | 0 | 0 | 0 | 0 | 0 | 0 | 0 | 0 | 0
5 | 16 | 19 | 0 | 0 | 0 | 0 | 0 | 0 | 0 | 0 | 0
5 | 16 | 20 | 0 | 0 | 0 | 0 | 0 | 0 | 0 | 0 | 0
5 | 16 | 21 | 0 | 0 | 0 | 0 | 0 | 0 | 0 | 0 | 0
5 | 16 | 22 | 0 | 0 | 0 | 0 | 0 | 0 | 0 | 0 | 0
5 | 16 | 23 | 0 | 0 | 0 | 0 | 0 | 0 | 0 | 0 | 0
5 | 16 | 24 | 0 | 0 | 0 | 0 | 0 | 0 | 0 | 0 | 0
5 | 17 | 1 | 0 | 0 | 0 | 0 | 0 | 0 | 0 | 0 | 0
5 | 17 | 2 | 0 | 0 | 0 | 0 | 0 | 0 | 0 | 0 | 0
5 | 17 | 3 | 0 | 0 | 0 | 0 | 0 | 0 | 0 | 0 | 0
5 | 17 | 4 | 0 | 0 | 0 | 0 | 0 | 0 | 0 | 0 | 0
5 | 17 | 5 | 0 | 0 | 0 | 0 | 0 | 0 | 0 | 0 | 0
5 | 17 | 6 | 0 | 0 | 0 | 0 | 0 | 0 | 0 | 0 | 0
5 | 17 | 7 | 0 | 0 | 0 | 0 | 0 | 0 | 0 | 0 | 0
5 | 17 | 8 | 0 | 0 | 0 | 0 | 0 | 0 | 0 | 0 | 0
5 | 17 | 9 | 0 | 0 | 0 | 0 | 0 | 0 | 0 | 0 | 0
5 | 17 | 10 | 0 | 0 | 0 | 0 | 0 | 0 | 0 | 0 | 0
5 | 17 | 11 | 0 | 0 | 0 | 0 | 0 | 0 | 0 | 0 | 0
5 | 17 | 12 | 0 | 0 | 0 | 0 | 0 | 0 | 0 | 0 | 0
5 | 17 | 13 | 0 | 0 | 0 | 0 | 0 | 0 | 0 | 0 | 0
5 | 17 | 14 | 0 | 0 | 0 | 0 | 0 | 0 | 0 | 0 | 0
5 | 17 | 15 | 0 | 0 | 0 | 0 | 0 | 0 | 0 | 0 | 0
5 | 17 | 16 | 0 | 0 | 0 | 0 | 0 | 0 | 0 | 0 | 0
5 | 17 | 17 | 0 | 0 | 0 | 0 | 0 | 0 | 0 | 0 | 0
5 | 17 | 18 | 0 | 0 | 0 | 0 | 0 | 0 | 0 | 0 | 0
5 | 17 | 19 | 0 | 0 | 0 | 0 | 0 | 0 | 0 | 0 | 0
5 | 17 | 20 | 0 | 0 | 0 | 0 | 0 | 0 | 0 | 0 | 0
5 | 17 | 21 | 0 | 0 | 0 | 0 | 0 | 0 | 0 | 0 | 0
5 | 17 | 22 | 0 | 0 | 0 | 0 | 0 | 0 | 0 | 0 | 0
5 | 17 | 23 | 0 | 0 | 0 | 0 | 0 | 0 | 0 | 0 | 0
5 | 17 | 24 | 0 | 0 | 0 | 0 | 0 | 0 | 0 | 0 | 0
5 | 18 | 1 | 0 | 0 | 0 | 0 | 0 | 0 | 0 | 0 | 0
5 | 18 | 2 | 0 | 0 | 0 | 0 | 0 | 0 | 0 | 0 | 0
5 | 18 | 3 | 0 | 0 | 0 | 0 | 0 | 0 | 0 | 0 | 0
5 | 18 | 4 | 0 | 0 | 0 | 0 | 0 | 0 | 0 | 0 | 0
5 | 18 | 5 | 0 | 0 | 0 | 0 | 0 | 0 | 0 | 0 | 0
5 | 18 | 6 | 0 | 0 | 0 | 0 | 0 | 0 | 0 | 0 | 0
5 | 18 | 7 | 0 | 0 | 0 | 0 | 0 | 0 | 0 | 0 | 0
5 | 18 | 8 | 0 | 0 | 0 | 0 | 0 | 0 | 0 | 0 | 0
5 | 18 | 9 | 0 | 0 | 0 | 0 | 0 | 0 | 0 | 0 | 0
5 | 18 | 10 | 0 | 0 | 0 | 0 | 0 | 0 | 0 | 0 | 0
5 | 18 | 11 | 0 | 0 | 0 | 0 | 0 | 0 | 0 | 0 | 0
5 | 18 | 12 | 0 | 0 | 0 | 0 | 0 | 0 | 0 | 0 | 0
5 | 18 | 13 | 0 | 0 | 0 | 0 | 0 | 0 | 0 | 0 | 0
5 | 18 | 14 | 0 | 0 | 0 | 0 | 0 | 0 | 0 | 0 | 0
5 | 18 | 15 | 0 | 0 | 0 | 0 | 0 | 0 | 0 | 0 | 0
5 | 18 | 16 | 0 | 0 | 0 | 0 | 0 | 0 | 0 | 0 | 0
5 | 18 | 17 | 0 | 0 | 0 | 0 | 0 | 0 | 0 | 0 | 0
5 | 18 | 18 | 0 | 0 | 0 | 0 | 0 | 0 | 0 | 0 | 0
5 | 18 | 19 | 0 | 0 | 0 | 0 | 0 | 0 | 0 | 0 | 0
5 | 18 | 20 | 0 | 0 | 0 | 0 | 0 | 0 | 0 | 0 | 0
5 | 18 | 21 | 0 | 0 | 0 | 0 | 0 | 0 | 0 | 0 | 0
5 | 18 | 22 | 0 | 0 | 0 | 0 | 0 | 0 | 0 | 0 | 0
5 | 18 | 23 | 0 | 0 | 0 | 0 | 0 | 0 | 0 | 0 | 0
5 | 18 | 24 | 0 | 0 | 0 | 0 | 0 | 0 | 0 | 0 | 0
5 | 19 | 1 | 0 | 0 | 0 | 0 | 0 | 0 | 0 | 0 | 0
5 | 19 | 2 | 0 | 0 | 0 | 0 | 0 | 0 | 0 | 0 | 0
5 | 19 | 3 | 0 | 0 | 0 | 0 | 0 | 0 | 0 | 0 | 0
5 | 19 | 4 | 0 | 0 | 0 | 0 | 0 | 0 | 0 | 0 | 0
5 | 19 | 5 | 0 | 0 | 0 | 0 | 0 | 0 | 0 | 0 | 0
5 | 19 | 6 | 0 | 0 | 0 | 0 | 0 | 0 | 0 | 0 | 0
5 | 19 | 7 | 0 | 0 | 0 | 0 | 0 | 0 | 0 | 0 | 0
5 | 19 | 8 | 0 | 0 | 0 | 0 | 0 | 0 | 0 | 0 | 0
5 | 19 | 9 | 0 | 0 | 0 | 0 | 0 | 0 | 0 | 0 | 0
5 | 19 | 10 | 0 | 0 | 0 | 0 | 0 | 0 | 0 | 0 | 0
5 | 19 | 11 | 0 | 0 | 0 | 0 | 0 | 0 | 0 | 0 | 0
5 | 19 | 12 | 0 | 0 | 0 | 0 | 0 | 0 | 0 | 0 | 0
5 | 19 | 13 | 0 | 0 | 0 | 0 | 0 | 0 | 0 | 0 | 0
5 | 19 | 14 | 0 | 0 | 0 | 0 | 0 | 0 | 0 | 0 | 0
5 | 19 | 15 | 0 | 0 | 0 | 0 | 0 | 0 | 0 | 0 | 0
5 | 19 | 16 | 0 | 0 | 0 | 0 | 0 | 0 | 0 | 0 | 0
5 | 19 | 17 | 0 | 0 | 0 | 0 | 0 | 0 | 0 | 0 | 0
5 | 19 | 18 | 0 | 0 | 0 | 0 | 0 | 0 | 0 | 0 | 0
5 | 19 | 19 | 0 | 0 | 0 | 0 | 0 | 0 | 0 | 0 | 0
5 | 19 | 20 | 0 | 0 | 0 | 0 | 0 | 0 | 0 | 0 | 0
5 | 19 | 21 | 0 | 0 | 0 | 0 | 0 | 0 | 0 | 0 | 0
5 | 19 | 22 | 0 | 0 | 0 | 0 | 0 | 0 | 0 | 0 | 0
5 | 19 | 23 | 0 | 0 | 0 | 0 | 0 | 0 | 0 | 0 | 0
5 | 19 | 24 | 0 | 0 | 0 | 0 | 0 | 0 | 0 | 0 | 0
5 | 20 | 1 | 0 | 0 | 0 | 0 | 0 | 0 | 0 | 0 | 0
5 | 20 | 2 | 0 | 0 | 0 | 0 | 0 | 0 | 0 | 0 | 0
5 | 20 | 3 | 0 | 0 | 0 | 0 | 0 | 0 | 0 | 0 | 0
5 | 20 | 4 | 0 | 0 | 0 | 0 | 0 | 0 | 0 | 0 | 0
5 | 20 | 5 | 0 | 0 | 0 | 0 | 0 | 0 | 0 | 0 | 0
5 | 20 | 6 | 0 | 0 | 0 | 0 | 0 | 0 | 0 | 0 | 0
5 | 20 | 7 | 0 | 0 | 0 | 0 | 0 | 0 | 0 | 0 | 0
5 | 20 | 8 | 0 | 0 | 0 | 0 | 0 | 0 | 0 | 0 | 0
5 | 20 | 9 | 0 | 0 | 0 | 0 | 0 | 0 | 0 | 0 | 0
5 | 20 | 10 | 0 | 0 | 0 | 0 | 0 | 0 | 0 | 0 | 0
5 | 20 | 11 | 0 | 0 | 0 | 0 | 0 | 0 | 0 | 0 | 0
5 | 20 | 12 | 0 | 0 | 0 | 0 | 0 | 0 | 0 | 0 | 0
5 | 20 | 13 | 0 | 0 | 0 | 0 | 0 | 0 | 0 | 0 | 0
5 | 20 | 14 | 0 | 0 | 0 | 0 | 0 | 0 | 0 | 0 | 0
5 | 20 | 15 | 0 | 0 | 0 | 0 | 0 | 0 | 0 | 0 | 0
5 | 20 | 16 | 0 | 0 | 0 | 0 | 0 | 0 | 0 | 0 | 0
5 | 20 | 17 | 0 | 0 | 0 | 0 | 0 | 0 | 0 | 0 | 0
5 | 20 | 18 | 0 | 0 | 0 | 0 | 0 | 0 | 0 | 0 | 0
5 | 20 | 19 | 0 | 0 | 0 | 0 | 0 | 0 | 0 | 0 | 0
5 | 20 | 20 | 0 | 0 | 0 | 0 | 0 | 0 | 0 | 0 | 0
5 | 20 | 21 | 0 | 0 | 0 | 0 | 0 | 0 | 0 | 0 | 0
5 | 20 | 22 | 0 | 0 | 0 | 0 | 0 | 0 | 0 | 0 | 0
5 | 20 | 23 | 0 | 0 | 0 | 0 | 0 | 0 | 0 | 0 | 0
5 | 20 | 24 | 0 | 0 | 0 | 0 | 0 | 0 | 0 | 0 | 0
5 | 21 | 1 | 0 | 0 | 0 | 0 | 0 | 0 | 0 | 0 | 0
5 | 21 | 2 | 0 | 0 | 0 | 0 | 0 | 0 | 0 | 0 | 0
5 | 21 | 3 | 0 | 0 | 0 | 0 | 0 | 0 | 0 | 0 | 0
5 | 21 | 4 | 0 | 0 | 0 | 0 | 0 | 0 | 0 | 0 | 0
5 | 21 | 5 | 0 | 0 | 0 | 0 | 0 | 0 | 0 | 0 | 0
5 | 21 | 6 | 0 | 0 | 0 | 0 | 0 | 0 | 0 | 0 | 0
5 | 21 | 7 | 0 | 0 | 0 | 0 | 0 | 0 | 0 | 0 | 0
5 | 21 | 8 | 0 | 0 | 0 | 0 | 0 | 0 | 0 | 0 | 0
5 | 21 | 9 | 0 | 0 | 0 | 0 | 0 | 0 | 0 | 0 | 0
5 | 21 | 10 | 0 | 0 | 0 | 0 | 0 | 0 | 0 | 0 | 0
5 | 21 | 11 | 0 | 0 | 0 | 0 | 0 | 0 | 0 | 0 | 0
5 | 21 | 12 | 0 | 0 | 0 | 0 | 0 | 0 | 0 | 0 | 0
5 | 21 | 13 | 0 | 0 | 0 | 0 | 0 | 0 | 0 | 0 | 0
5 | 21 | 14 | 0 | 0 | 0 | 0 | 0 | 0 | 0 | 0 | 0
5 | 21 | 15 | 0 | 0 | 0 | 0 | 0 | 0 | 0 | 0 | 0
5 | 21 | 16 | 0 | 0 | 0 | 0 | 0 | 0 | 0 | 0 | 0
5 | 21 | 17 | 0 | 0 | 0 | 0 | 0 | 0 | 0 | 0 | 0
5 | 21 | 18 | 0 | 0 | 0 | 0 | 0 | 0 | 0 | 0 | 0
5 | 21 | 19 | 0 | 0 | 0 | 0 | 0 | 0 | 0 | 0 | 0
5 | 21 | 20 | 0 | 0 | 0 | 0 | 0 | 0 | 0 | 0 | 0
5 | 21 | 21 | 0 | 0 | 0 | 0 | 0 | 0 | 0 | 0 | 0
5 | 21 | 22 | 0 | 0 | 0 | 0 | 0 | 0 | 0 | 0 | 0
5 | 21 | 23 | 0 | 0 | 0 | 0 | 0 | 0 | 0 | 0 | 0
5 | 21 | 24 | 0 | 0 | 0 | 0 | 0 | 0 | 0 | 0 | 0
5 | 22 | 1 | 0 | 0 | 0 | 0 | 0 | 0 | 0 | 0 | 0
5 | 22 | 2 | 0 | 0 | 0 | 0 | 0 | 0 | 0 | 0 | 0
5 | 22 | 3 | 0 | 0 | 0 | 0 | 0 | 0 | 0 | 0 | 0
5 | 22 | 4 | 0 | 0 | 0 | 0 | 0 | 0 | 0 | 0 | 0
5 | 22 | 5 | 0 | 0 | 0 | 0 | 0 | 0 | 0 | 0 | 0
5 | 22 | 6 | 0 | 0 | 0 | 0 | 0 | 0 | 0 | 0 | 0
5 | 22 | 7 | 0 | 0 | 0 | 0 | 0 | 0 | 0 | 0 | 0
5 | 22 | 8 | 0 | 0 | 0 | 0 | 0 | 0 | 0 | 0 | 0
5 | 22 | 9 | 0 | 0 | 0 | 0 | 0 | 0 | 0 | 0 | 0
5 | 22 | 10 | 0 | 0 | 0 | 0 | 0 | 0 | 0 | 0 | 0
5 | 22 | 11 | 0 | 0 | 0 | 0 | 0 | 0 | 0 | 0 | 0
5 | 22 | 12 | 0 | 0 | 0 | 0 | 0 | 0 | 0 | 0 | 0
5 | 22 | 13 | 0 | 0 | 0 | 0 | 0 | 0 | 0 | 0 | 0
5 | 22 | 14 | 0 | 0 | 0 | 0 | 0 | 0 | 0 | 0 | 0
5 | 22 | 15 | 0 | 0 | 0 | 0 | 0 | 0 | 0 | 0 | 0
5 | 22 | 16 | 0 | 0 | 0 | 0 | 0 | 0 | 0 | 0 | 0
5 | 22 | 17 | 0 | 0 | 0 | 0 | 0 | 0 | 0 | 0 | 0
5 | 22 | 18 | 0 | 0 | 0 | 0 | 0 | 0 | 0 | 0 | 0
5 | 22 | 19 | 0 | 0 | 0 | 0 | 0 | 0 | 0 | 0 | 0
5 | 22 | 20 | 0 | 0 | 0 | 0 | 0 | 0 | 0 | 0 | 0
5 | 22 | 21 | 0 | 0 | 0 | 0 | 0 | 0 | 0 | 0 | 0
5 | 22 | 22 | 0 | 0 | 0 | 0 | 0 | 0 | 0 | 0 | 0
5 | 22 | 23 | 0 | 0 | 0 | 0 | 0 | 0 | 0 | 0 | 0
5 | 22 | 24 | 0 | 0 | 0 | 0 | 0 | 0 | 0 | 0 | 0
5 | 23 | 1 | 0 | 0 | 0 | 0 | 0 | 0 | 0 | 0 | 0
5 | 23 | 2 | 0 | 0 | 0 | 0 | 0 | 0 | 0 | 0 | 0
5 | 23 | 3 | 0 | 0 | 0 | 0 | 0 | 0 | 0 | 0 | 0
5 | 23 | 4 | 0 | 0 | 0 | 0 | 0 | 0 | 0 | 0 | 0
5 | 23 | 5 | 0 | 0 | 0 | 0 | 0 | 0 | 0 | 0 | 0
5 | 23 | 6 | 0 | 0 | 0 | 0 | 0 | 0 | 0 | 0 | 0
5 | 23 | 7 | 0 | 0 | 0 | 0 | 0 | 0 | 0 | 0 | 0
5 | 23 | 8 | 0 | 0 | 0 | 0 | 0 | 0 | 0 | 0 | 0
5 | 23 | 9 | 0 | 0 | 0 | 0 | 0 | 0 | 0 | 0 | 0
5 | 23 | 10 | 0 | 0 | 0 | 0 | 0 | 0 | 0 | 0 | 0
5 | 23 | 11 | 0 | 0 | 0 | 0 | 0 | 0 | 0 | 0 | 0
5 | 23 | 12 | 0 | 0 | 0 | 0 | 0 | 0 | 0 | 0 | 0
5 | 23 | 13 | 0 | 0 | 0 | 0 | 0 | 0 | 0 | 0 | 0
5 | 23 | 14 | 0 | 0 | 0 | 0 | 0 | 0 | 0 | 0 | 0
5 | 23 | 15 | 0 | 0 | 0 | 0 | 0 | 0 | 0 | 0 | 0
5 | 23 | 16 | 0 | 0 | 0 | 0 | 0 | 0 | 0 | 0 | 0
5 | 23 | 17 | 0 | 0 | 0 | 0 | 0 | 0 | 0 | 0 | 0
5 | 23 | 18 | 0 | 0 | 0 | 0 | 0 | 0 | 0 | 0 | 0
5 | 23 | 19 | 0 | 0 | 0 | 0 | 0 | 0 | 0 | 0 | 0
5 | 23 | 20 | 0 | 0 | 0 | 0 | 0 | 0 | 0 | 0 | 0
5 | 23 | 21 | 0 | 0 | 0 | 0 | 0 | 0 | 0 | 0 | 0
5 | 23 | 22 | 0 | 0 | 0 | 0 | 0 | 0 | 0 | 0 | 0
5 | 23 | 23 | 0 | 0 | 0 | 0 | 0 | 0 | 0 | 0 | 0
5 | 23 | 24 | 0 | 0 | 0 | 0 | 0 | 0 | 0 | 0 | 0
5 | 24 | 1 | 0 | 0 | 0 | 0 | 0 | 0 | 0 | 0 | 0
5 | 24 | 2 | 0 | 0 | 0 | 0 | 0 | 0 | 0 | 0 | 0
5 | 24 | 3 | 0 | 0 | 0 | 0 | 0 | 0 | 0 | 0 | 0
5 | 24 | 4 | 0 | 0 | 0 | 0 | 0 | 0 | 0 | 0 | 0
5 | 24 | 5 | 0 | 0 | 0 | 0 | 0 | 0 | 0 | 0 | 0
5 | 24 | 6 | 0 | 0 | 0 | 0 | 0 | 0 | 0 | 0 | 0
5 | 24 | 7 | 0 | 0 | 0 | 0 | 0 | 0 | 0 | 0 | 0
5 | 24 | 8 | 0 | 0 | 0 | 0 | 0 | 0 | 0 | 0 | 0
5 | 24 | 9 | 0 | 0 | 0 | 0 | 0 | 0 | 0 | 0 | 0
5 | 24 | 10 | 0 | 0 | 0 | 0 | 0 | 0 | 0 | 0 | 0
5 | 24 | 11 | 0 | 0 | 0 | 0 | 0 | 0 | 0 | 0 | 0
5 | 24 | 12 | 0 | 0 | 0 | 0 | 0 | 0 | 0 | 0 | 0
5 | 24 | 13 | 0 | 0 | 0 | 0 | 0 | 0 | 0 | 0 | 0
5 | 24 | 14 | 0 | 0 | 0 | 0 | 0 | 0 | 0 | 0 | 0
5 | 24 | 15 | 0 | 0 | 0 | 0 | 0 | 0 | 0 | 0 | 0
5 | 24 | 16 | 0 | 0 | 0 | 0 | 0 | 0 | 0 | 0 | 0
5 | 24 | 17 | 0 | 0 | 0 | 0 | 0 | 0 | 0 | 0 | 0
5 | 24 | 18 | 0 | 0 | 0 | 0 | 0 | 0 | 0 | 0 | 0
5 | 24 | 19 | 0 | 0 | 0 | 0 | 0 | 0 | 0 | 0 | 0
5 | 24 | 20 | 0 | 0 | 0 | 0 | 0 | 0 | 0 | 0 | 0
5 | 24 | 21 | 0 | 0 | 0 | 0 | 0 | 0 | 0 | 0 | 0
5 | 24 | 22 | 0 | 0 | 0 | 0 | 0 | 0 | 0 | 0 | 0
5 | 24 | 23 | 0 | 0 | 0 | 0 | 0 | 0 | 0 | 0 | 0
5 | 24 | 24 | 0 | 0 | 0 | 0 | 0 | 0 | 0 | 0 | 0
5 | 25 | 1 | 0 | 0 | 0 | 0 | 0 | 0 | 0 | 0 | 0
5 | 25 | 2 | 0 | 0 | 0 | 0 | 0 | 0 | 0 | 0 | 0
5 | 25 | 3 | 0 | 0 | 0 | 0 | 0 | 0 | 0 | 0 | 0
5 | 25 | 4 | 0 | 0 | 0 | 0 | 0 | 0 | 0 | 0 | 0
5 | 25 | 5 | 0 | 0 | 0 | 0 | 0 | 0 | 0 | 0 | 0
5 | 25 | 6 | 0 | 0 | 0 | 0 | 0 | 0 | 0 | 0 | 0
5 | 25 | 7 | 0 | 0 | 0 | 0 | 0 | 0 | 0 | 0 | 0
5 | 25 | 8 | 0 | 0 | 0 | 0 | 0 | 0 | 0 | 0 | 0
5 | 25 | 9 | 0 | 0 | 0 | 0 | 0 | 0 | 0 | 0 | 0
5 | 25 | 10 | 0 | 0 | 0 | 0 | 0 | 0 | 0 | 0 | 0
5 | 25 | 11 | 0 | 0 | 0 | 0 | 0 | 0 | 0 | 0 | 0
5 | 25 | 12 | 0 | 0 | 0 | 0 | 0 | 0 | 0 | 0 | 0
5 | 25 | 13 | 0 | 0 | 0 | 0 | 0 | 0 | 0 | 0 | 0
5 | 25 | 14 | 0 | 0 | 0 | 0 | 0 | 0 | 0 | 0 | 0
5 | 25 | 15 | 0 | 0 | 0 | 0 | 0 | 0 | 0 | 0 | 0
5 | 25 | 16 | 0 | 0 | 0 | 0 | 0 | 0 | 0 | 0 | 0
5 | 25 | 17 | 0 | 0 | 0 | 0 | 0 | 0 | 0 | 0 | 0
5 | 25 | 18 | 0 | 0 | 0 | 0 | 0 | 0 | 0 | 0 | 0
5 | 25 | 19 | 0 | 0 | 0 | 0 | 0 | 0 | 0 | 0 | 0
5 | 25 | 20 | 0 | 0 | 0 | 0 | 0 | 0 | 0 | 0 | 0
5 | 25 | 21 | 0 | 0 | 0 | 0 | 0 | 0 | 0 | 0 | 0
5 | 25 | 22 | 0 | 0 | 0 | 0 | 0 | 0 | 0 | 0 | 0
5 | 25 | 23 | 0 | 0 | 0 | 0 | 0 | 0 | 0 | 0 | 0
5 | 25 | 24 | 0 | 0 | 0 | 0 | 0 | 0 | 0 | 0 | 0
5 | 26 | 1 | 0 | 0 | 0 | 0 | 0 | 0 | 0 | 0 | 0
5 | 26 | 2 | 0 | 0 | 0 | 0 | 0 | 0 | 0 | 0 | 0
5 | 26 | 3 | 0 | 0 | 0 | 0 | 0 | 0 | 0 | 0 | 0
5 | 26 | 4 | 0 | 0 | 0 | 0 | 0 | 0 | 0 | 0 | 0
5 | 26 | 5 | 0 | 0 | 0 | 0 | 0 | 0 | 0 | 0 | 0
5 | 26 | 6 | 0 | 0 | 0 | 0 | 0 | 0 | 0 | 0 | 0
5 | 26 | 7 | 0 | 0 | 0 | 0 | 0 | 0 | 0 | 0 | 0
5 | 26 | 8 | 0 | 0 | 0 | 0 | 0 | 0 | 0 | 0 | 0
5 | 26 | 9 | 0 | 0 | 0 | 0 | 0 | 0 | 0 | 0 | 0
5 | 26 | 10 | 0 | 0 | 0 | 0 | 0 | 0 | 0 | 0 | 0
5 | 26 | 11 | 0 | 0 | 0 | 0 | 0 | 0 | 0 | 0 | 0
5 | 26 | 12 | 0 | 0 | 0 | 0 | 0 | 0 | 0 | 0 | 0
5 | 26 | 13 | 0 | 0 | 0 | 0 | 0 | 0 | 0 | 0 | 0
5 | 26 | 14 | 0 | 0 | 0 | 0 | 0 | 0 | 0 | 0 | 0
5 | 26 | 15 | 0 | 0 | 0 | 0 | 0 | 0 | 0 | 0 | 0
5 | 26 | 16 | 0 | 0 | 0 | 0 | 0 | 0 | 0 | 0 | 0
5 | 26 | 17 | 0 | 0 | 0 | 0 | 0 | 0 | 0 | 0 | 0
5 | 26 | 18 | 0 | 0 | 0 | 0 | 0 | 0 | 0 | 0 | 0
5 | 26 | 19 | 0 | 0 | 0 | 0 | 0 | 0 | 0 | 0 | 0
5 | 26 | 20 | 0 | 0 | 0 | 0 | 0 | 0 | 0 | 0 | 0
5 | 26 | 21 | 0 | 0 | 0 | 0 | 0 | 0 | 0 | 0 | 0
5 | 26 | 22 | 0 | 0 | 0 | 0 | 0 | 0 | 0 | 0 | 0
5 | 26 | 23 | 0 | 0 | 0 | 0 | 0 | 0 | 0 | 0 | 0
5 | 26 | 24 | 0 | 0 | 0 | 0 | 0 | 0 | 0 | 0 | 0
5 | 27 | 1 | 0 | 0 | 0 | 0 | 0 | 0 | 0 | 0 | 0
5 | 27 | 2 | 0 | 0 | 0 | 0 | 0 | 0 | 0 | 0 | 0
5 | 27 | 3 | 0 | 0 | 0 | 0 | 0 | 0 | 0 | 0 | 0
5 | 27 | 4 | 0 | 0 | 0 | 0 | 0 | 0 | 0 | 0 | 0
5 | 27 | 5 | 0 | 0 | 0 | 0 | 0 | 0 | 0 | 0 | 0
5 | 27 | 6 | 0 | 0 | 0 | 0 | 0 | 0 | 0 | 0 | 0
5 | 27 | 7 | 0 | 0 | 0 | 0 | 0 | 0 | 0 | 0 | 0
5 | 27 | 8 | 0 | 0 | 0 | 0 | 0 | 0 | 0 | 0 | 0
5 | 27 | 9 | 0 | 0 | 0 | 0 | 0 | 0 | 0 | 0 | 0
5 | 27 | 10 | 0 | 0 | 0 | 0 | 0 | 0 | 0 | 0 | 0
5 | 27 | 11 | 0 | 0 | 0 | 0 | 0 | 0 | 0 | 0 | 0
5 | 27 | 12 | 0 | 0 | 0 | 0 | 0 | 0 | 0 | 0 | 0
5 | 27 | 13 | 0 | 0 | 0 | 0 | 0 | 0 | 0 | 0 | 0
5 | 27 | 14 | 0 | 0 | 0 | 0 | 0 | 0 | 0 | 0 | 0
5 | 27 | 15 | 0 | 0 | 0 | 0 | 0 | 0 | 0 | 0 | 0
5 | 27 | 16 | 0 | 0 | 0 | 0 | 0 | 0 | 0 | 0 | 0
5 | 27 | 17 | 0 | 0 | 0 | 0 | 0 | 0 | 0 | 0 | 0
5 | 27 | 18 | 0 | 0 | 0 | 0 | 0 | 0 | 0 | 0 | 0
5 | 27 | 19 | 0 | 0 | 0 | 0 | 0 | 0 | 0 | 0 | 0
5 | 27 | 20 | 0 | 0 | 0 | 0 | 0 | 0 | 0 | 0 | 0
5 | 27 | 21 | 0 | 0 | 0 | 0 | 0 | 0 | 0 | 0 | 0
5 | 27 | 22 | 0 | 0 | 0 | 0 | 0 | 0 | 0 | 0 | 0
5 | 27 | 23 | 0 | 0 | 0 | 0 | 0 | 0 | 0 | 0 | 0
5 | 27 | 24 | 0 | 0 | 0 | 0 | 0 | 0 | 0 | 0 | 0
5 | 28 | 1 | 0 | 0 | 0 | 0 | 0 | 0 | 0 | 0 | 0
5 | 28 | 2 | 0 | 0 | 0 | 0 | 0 | 0 | 0 | 0 | 0
5 | 28 | 3 | 0 | 0 | 0 | 0 | 0 | 0 | 0 | 0 | 0
5 | 28 | 4 | 0 | 0 | 0 | 0 | 0 | 0 | 0 | 0 | 0
5 | 28 | 5 | 0 | 0 | 0 | 0 | 0 | 0 | 0 | 0 | 0
5 | 28 | 6 | 0 | 0 | 0 | 0 | 0 | 0 | 0 | 0 | 0
5 | 28 | 7 | 0 | 0 | 0 | 0 | 0 | 0 | 0 | 0 | 0
5 | 28 | 8 | 0 | 0 | 0 | 0 | 0 | 0 | 0 | 0 | 0
5 | 28 | 9 | 0 | 0 | 0 | 0 | 0 | 0 | 0 | 0 | 0
5 | 28 | 10 | 0 | 0 | 0 | 0 | 0 | 0 | 0 | 0 | 0
5 | 28 | 11 | 0 | 0 | 0 | 0 | 0 | 0 | 0 | 0 | 0
5 | 28 | 12 | 0 | 0 | 0 | 0 | 0 | 0 | 0 | 0 | 0
5 | 28 | 13 | 0 | 0 | 0 | 0 | 0 | 0 | 0 | 0 | 0
5 | 28 | 14 | 0 | 0 | 0 | 0 | 0 | 0 | 0 | 0 | 0
5 | 28 | 15 | 0 | 0 | 0 | 0 | 0 | 0 | 0 | 0 | 0
5 | 28 | 16 | 0 | 0 | 0 | 0 | 0 | 0 | 0 | 0 | 0
5 | 28 | 17 | 0 | 0 | 0 | 0 | 0 | 0 | 0 | 0 | 0
5 | 28 | 18 | 0 | 0 | 0 | 0 | 0 | 0 | 0 | 0 | 0
5 | 28 | 19 | 0 | 0 | 0 | 0 | 0 | 0 | 0 | 0 | 0
5 | 28 | 20 | 0 | 0 | 0 | 0 | 0 | 0 | 0 | 0 | 0
5 | 28 | 21 | 0 | 0 | 0 | 0 | 0 | 0 | 0 | 0 | 0
5 | 28 | 22 | 0 | 0 | 0 | 0 | 0 | 0 | 0 | 0 | 0
5 | 28 | 23 | 0 | 0 | 0 | 0 | 0 | 0 | 0 | 0 | 0
5 | 28 | 24 | 0 | 0 | 0 | 0 | 0 | 0 | 0 | 0 | 0
5 | 29 | 1 | 0 | 0 | 0 | 0 | 0 | 0 | 0 | 0 | 0
5 | 29 | 2 | 0 | 0 | 0 | 0 | 0 | 0 | 0 | 0 | 0
5 | 29 | 3 | 0 | 0 | 0 | 0 | 0 | 0 | 0 | 0 | 0
5 | 29 | 4 | 0 | 0 | 0 | 0 | 0 | 0 | 0 | 0 | 0
5 | 29 | 5 | 0 | 0 | 0 | 0 | 0 | 0 | 0 | 0 | 0
5 | 29 | 6 | 0 | 0 | 0 | 0 | 0 | 0 | 0 | 0 | 0
5 | 29 | 7 | 0 | 0 | 0 | 0 | 0 | 0 | 0 | 0 | 0
5 | 29 | 8 | 0 | 0 | 0 | 0 | 0 | 0 | 0 | 0 | 0
5 | 29 | 9 | 0 | 0 | 0 | 0 | 0 | 0 | 0 | 0 | 0
5 | 29 | 10 | 0 | 0 | 0 | 0 | 0 | 0 | 0 | 0 | 0
5 | 29 | 11 | 0 | 0 | 0 | 0 | 0 | 0 | 0 | 0 | 0
5 | 29 | 12 | 0 | 0 | 0 | 0 | 0 | 0 | 0 | 0 | 0
5 | 29 | 13 | 0 | 0 | 0 | 0 | 0 | 0 | 0 | 0 | 0
5 | 29 | 14 | 0 | 0 | 0 | 0 | 0 | 0 | 0 | 0 | 0
5 | 29 | 15 | 0 | 0 | 0 | 0 | 0 | 0 | 0 | 0 | 0
5 | 29 | 16 | 0 | 0 | 0 | 0 | 0 | 0 | 0 | 0 | 0
5 | 29 | 17 | 0 | 0 | 0 | 0 | 0 | 0 | 0 | 0 | 0
5 | 29 | 18 | 0 | 0 | 0 | 0 | 0 | 0 | 0 | 0 | 0
5 | 29 | 19 | 0 | 0 | 0 | 0 | 0 | 0 | 0 | 0 | 0
5 | 29 | 20 | 0 | 0 | 0 | 0 | 0 | 0 | 0 | 0 | 0
5 | 29 | 21 | 0 | 0 | 0 | 0 | 0 | 0 | 0 | 0 | 0
5 | 29 | 22 | 0 | 0 | 0 | 0 | 0 | 0 | 0 | 0 | 0
5 | 29 | 23 | 0 | 0 | 0 | 0 | 0 | 0 | 0 | 0 | 0
5 | 29 | 24 | 0 | 0 | 0 | 0 | 0 | 0 | 0 | 0 | 0
5 | 30 | 1 | 0 | 0 | 0 | 0 | 0 | 0 | 0 | 0 | 0
5 | 30 | 2 | 0 | 0 | 0 | 0 | 0 | 0 | 0 | 0 | 0
5 | 30 | 3 | 0 | 0 | 0 | 0 | 0 | 0 | 0 | 0 | 0
5 | 30 | 4 | 0 | 0 | 0 | 0 | 0 | 0 | 0 | 0 | 0
5 | 30 | 5 | 0 | 0 | 0 | 0 | 0 | 0 | 0 | 0 | 0
5 | 30 | 6 | 0 | 0 | 0 | 0 | 0 | 0 | 0 | 0 | 0
5 | 30 | 7 | 0 | 0 | 0 | 0 | 0 | 0 | 0 | 0 | 0
5 | 30 | 8 | 0 | 0 | 0 | 0 | 0 | 0 | 0 | 0 | 0
5 | 30 | 9 | 0 | 0 | 0 | 0 | 0 | 0 | 0 | 0 | 0
5 | 30 | 10 | 0 | 0 | 0 | 0 | 0 | 0 | 0 | 0 | 0
5 | 30 | 11 | 0 | 0 | 0 | 0 | 0 | 0 | 0 | 0 | 0
5 | 30 | 12 | 0 | 0 | 0 | 0 | 0 | 0 | 0 | 0 | 0
5 | 30 | 13 | 0 | 0 | 0 | 0 | 0 | 0 | 0 | 0 | 0
5 | 30 | 14 | 0 | 0 | 0 | 0 | 0 | 0 | 0 | 0 | 0
5 | 30 | 15 | 0 | 0 | 0 | 0 | 0 | 0 | 0 | 0 | 0
5 | 30 | 16 | 0 | 0 | 0 | 0 | 0 | 0 | 0 | 0 | 0
5 | 30 | 17 | 0 | 0 | 0 | 0 | 0 | 0 | 0 | 0 | 0
5 | 30 | 18 | 0 | 0 | 0 | 0 | 0 | 0 | 0 | 0 | 0
5 | 30 | 19 | 0 | 0 | 0 | 0 | 0 | 0 | 0 | 0 | 0
5 | 30 | 20 | 0 | 0 | 0 | 0 | 0 | 0 | 0 | 0 | 0
5 | 30 | 21 | 0 | 0 | 0 | 0 | 0 | 0 | 0 | 0 | 0
5 | 30 | 22 | 0 | 0 | 0 | 0 | 0 | 0 | 0 | 0 | 0
5 | 30 | 23 | 0 | 0 | 0 | 0 | 0 | 0 | 0 | 0 | 0
5 | 30 | 24 | 0 | 0 | 0 | 0 | 0 | 0 | 0 | 0 | 0
5 | 31 | 1 | 0 | 0 | 0 | 0 | 0 | 0 | 0 | 0 | 0
5 | 31 | 2 | 0 | 0 | 0 | 0 | 0 | 0 | 0 | 0 | 0
5 | 31 | 3 | 0 | 0 | 0 | 0 | 0 | 0 | 0 | 0 | 0
5 | 31 | 4 | 0 | 0 | 0 | 0 | 0 | 0 | 0 | 0 | 0
5 | 31 | 5 | 0 | 0 | 0 | 0 | 0 | 0 | 0 | 0 | 0
5 | 31 | 6 | 0 | 0 | 0 | 0 | 0 | 0 | 0 | 0 | 0
5 | 31 | 7 | 0 | 0 | 0 | 0 | 0 | 0 | 0 | 0 | 0
5 | 31 | 8 | 0 | 0 | 0 | 0 | 0 | 0 | 0 | 0 | 0
5 | 31 | 9 | 0 | 0 | 0 | 0 | 0 | 0 | 0 | 0 | 0
5 | 31 | 10 | 0 | 0 | 0 | 0 | 0 | 0 | 0 | 0 | 0
5 | 31 | 11 | 0 | 0 | 0 | 0 | 0 | 0 | 0 | 0 | 0
5 | 31 | 12 | 0 | 0 | 0 | 0 | 0 | 0 | 0 | 0 | 0
5 | 31 | 13 | 0 | 0 | 0 | 0 | 0 | 0 | 0 | 0 | 0
5 | 31 | 14 | 0 | 0 | 0 | 0 | 0 | 0 | 0 | 0 | 0
5 | 31 | 15 | 0 | 0 | 0 | 0 | 0 | 0 | 0 | 0 | 0
5 | 31 | 16 | 0 | 0 | 0 | 0 | 0 | 0 | 0 | 0 | 0
5 | 31 | 17 | 0 | 0 | 0 | 0 | 0 | 0 | 0 | 0 | 0
5 | 31 | 18 | 0 | 0 | 0 | 0 | 0 | 0 | 0 | 0 | 0
5 | 31 | 19 | 0 | 0 | 0 | 0 | 0 | 0 | 0 | 0 | 0
5 | 31 | 20 | 0 | 0 | 0 | 0 | 0 | 0 | 0 | 0 | 0
5 | 31 | 21 | 0 | 0 | 0 | 0 | 0 | 0 | 0 | 0 | 0
5 | 31 | 22 | 0 | 0 | 0 | 0 | 0 | 0 | 0 | 0 | 0
5 | 31 | 23 | 0 | 0 | 0 | 0 | 0 | 0 | 0 | 0 | 0
5 | 31 | 24 | 0 | 0 | 0 | 0 | 0 | 0 | 0 | 0 | 0
6 | 1 | 1 | 0 | 0 | 0 | 0 | 0 | 0 | 0 | 0 | 0
6 | 1 | 2 | 0 | 0 | 0 | 0 | 0 | 0 | 0 | 0 | 0
6 | 1 | 3 | 0 | 0 | 0 | 0 | 0 | 0 | 0 | 0 | 0
6 | 1 | 4 | 0 | 0 | 0 | 0 | 0 | 0 | 0 | 0 | 0
6 | 1 | 5 | 0 | 0 | 0 | 0 | 0 | 0 | 0 | 0 | 0
6 | 1 | 6 | 0 | 0 | 0 | 0 | 0 | 0 | 0 | 0 | 0
6 | 1 | 7 | 0 | 0 | 0 | 0 | 0 | 0 | 0 | 0 | 0
6 | 1 | 8 | 0 | 0 | 0 | 0 | 0 | 0 | 0 | 0 | 0
6 | 1 | 9 | 0 | 0 | 0 | 0 | 0 | 0 | 0 | 0 | 0
6 | 1 | 10 | 0 | 0 | 0 | 0 | 0 | 0 | 0 | 0 | 0
6 | 1 | 11 | 0 | 0 | 0 | 0 | 0 | 0 | 0 | 0 | 0
6 | 1 | 12 | 0 | 0 | 0 | 0 | 0 | 0 | 0 | 0 | 0
6 | 1 | 13 | 0 | 0 | 0 | 0 | 0 | 0 | 0 | 0 | 0
6 | 1 | 14 | 0 | 0 | 0 | 0 | 0 | 0 | 0 | 0 | 0
6 | 1 | 15 | 0 | 0 | 0 | 0 | 0 | 0 | 0 | 0 | 0
6 | 1 | 16 | 0 | 0 | 0 | 0 | 0 | 0 | 0 | 0 | 0
6 | 1 | 17 | 0 | 0 | 0 | 0 | 0 | 0 | 0 | 0 | 0
6 | 1 | 18 | 0 | 0 | 0 | 0 | 0 | 0 | 0 | 0 | 0
6 | 1 | 19 | 0 | 0 | 0 | 0 | 0 | 0 | 0 | 0 | 0
6 | 1 | 20 | 0 | 0 | 0 | 0 | 0 | 0 | 0 | 0 | 0
6 | 1 | 21 | 0 | 0 | 0 | 0 | 0 | 0 | 0 | 0 | 0
6 | 1 | 22 | 0 | 0 | 0 | 0 | 0 | 0 | 0 | 0 | 0
6 | 1 | 23 | 0 | 0 | 0 | 0 | 0 | 0 | 0 | 0 | 0
6 | 1 | 24 | 0 | 0 | 0 | 0 | 0 | 0 | 0 | 0 | 0
6 | 2 | 1 | 0 | 0 | 0 | 0 | 0 | 0 | 0 | 0 | 0
6 | 2 | 2 | 0 | 0 | 0 | 0 | 0 | 0 | 0 | 0 | 0
6 | 2 | 3 | 0 | 0 | 0 | 0 | 0 | 0 | 0 | 0 | 0
6 | 2 | 4 | 0 | 0 | 0 | 0 | 0 | 0 | 0 | 0 | 0
6 | 2 | 5 | 0 | 0 | 0 | 0 | 0 | 0 | 0 | 0 | 0
6 | 2 | 6 | 0 | 0 | 0 | 0 | 0 | 0 | 0 | 0 | 0
6 | 2 | 7 | 0 | 0 | 0 | 0 | 0 | 0 | 0 | 0 | 0
6 | 2 | 8 | 0 | 0 | 0 | 0 | 0 | 0 | 0 | 0 | 0
6 | 2 | 9 | 0 | 0 | 0 | 0 | 0 | 0 | 0 | 0 | 0
6 | 2 | 10 | 0 | 0 | 0 | 0 | 0 | 0 | 0 | 0 | 0
6 | 2 | 11 | 0 | 0 | 0 | 0 | 0 | 0 | 0 | 0 | 0
6 | 2 | 12 | 0 | 0 | 0 | 0 | 0 | 0 | 0 | 0 | 0
6 | 2 | 13 | 0 | 0 | 0 | 0 | 0 | 0 | 0 | 0 | 0
6 | 2 | 14 | 0 | 0 | 0 | 0 | 0 | 0 | 0 | 0 | 0
6 | 2 | 15 | 0 | 0 | 0 | 0 | 0 | 0 | 0 | 0 | 0
6 | 2 | 16 | 0 | 0 | 0 | 0 | 0 | 0 | 0 | 0 | 0
6 | 2 | 17 | 0 | 0 | 0 | 0 | 0 | 0 | 0 | 0 | 0
6 | 2 | 18 | 0 | 0 | 0 | 0 | 0 | 0 | 0 | 0 | 0
6 | 2 | 19 | 0 | 0 | 0 | 0 | 0 | 0 | 0 | 0 | 0
6 | 2 | 20 | 0 | 0 | 0 | 0 | 0 | 0 | 0 | 0 | 0
6 | 2 | 21 | 0 | 0 | 0 | 0 | 0 | 0 | 0 | 0 | 0
6 | 2 | 22 | 0 | 0 | 0 | 0 | 0 | 0 | 0 | 0 | 0
6 | 2 | 23 | 0 | 0 | 0 | 0 | 0 | 0 | 0 | 0 | 0
6 | 2 | 24 | 0 | 0 | 0 | 0 | 0 | 0 | 0 | 0 | 0
6 | 3 | 1 | 0 | 0 | 0 | 0 | 0 | 0 | 0 | 0 | 0
6 | 3 | 2 | 0 | 0 | 0 | 0 | 0 | 0 | 0 | 0 | 0
6 | 3 | 3 | 0 | 0 | 0 | 0 | 0 | 0 | 0 | 0 | 0
6 | 3 | 4 | 0 | 0 | 0 | 0 | 0 | 0 | 0 | 0 | 0
6 | 3 | 5 | 0 | 0 | 0 | 0 | 0 | 0 | 0 | 0 | 0
6 | 3 | 6 | 0 | 0 | 0 | 0 | 0 | 0 | 0 | 0 | 0
6 | 3 | 7 | 0 | 0 | 0 | 0 | 0 | 0 | 0 | 0 | 0
6 | 3 | 8 | 0 | 0 | 0 | 0 | 0 | 0 | 0 | 0 | 0
6 | 3 | 9 | 0 | 0 | 0 | 0 | 0 | 0 | 0 | 0 | 0
6 | 3 | 10 | 0 | 0 | 0 | 0 | 0 | 0 | 0 | 0 | 0
6 | 3 | 11 | 0 | 0 | 0 | 0 | 0 | 0 | 0 | 0 | 0
6 | 3 | 12 | 0 | 0 | 0 | 0 | 0 | 0 | 0 | 0 | 0
6 | 3 | 13 | 0 | 0 | 0 | 0 | 0 | 0 | 0 | 0 | 0
6 | 3 | 14 | 0 | 0 | 0 | 0 | 0 | 0 | 0 | 0 | 0
6 | 3 | 15 | 0 | 0 | 0 | 0 | 0 | 0 | 0 | 0 | 0
6 | 3 | 16 | 0 | 0 | 0 | 0 | 0 | 0 | 0 | 0 | 0
6 | 3 | 17 | 0 | 0 | 0 | 0 | 0 | 0 | 0 | 0 | 0
6 | 3 | 18 | 0 | 0 | 0 | 0 | 0 | 0 | 0 | 0 | 0
6 | 3 | 19 | 0 | 0 | 0 | 0 | 0 | 0 | 0 | 0 | 0
6 | 3 | 20 | 0 | 0 | 0 | 0 | 0 | 0 | 0 | 0 | 0
6 | 3 | 21 | 0 | 0 | 0 | 0 | 0 | 0 | 0 | 0 | 0
6 | 3 | 22 | 0 | 0 | 0 | 0 | 0 | 0 | 0 | 0 | 0
6 | 3 | 23 | 0 | 0 | 0 | 0 | 0 | 0 | 0 | 0 | 0
6 | 3 | 24 | 0 | 0 | 0 | 0 | 0 | 0 | 0 | 0 | 0
6 | 4 | 1 | 0 | 0 | 0 | 0 | 0 | 0 | 0 | 0 | 0
6 | 4 | 2 | 0 | 0 | 0 | 0 | 0 | 0 | 0 | 0 | 0
6 | 4 | 3 | 0 | 0 | 0 | 0 | 0 | 0 | 0 | 0 | 0
6 | 4 | 4 | 0 | 0 | 0 | 0 | 0 | 0 | 0 | 0 | 0
6 | 4 | 5 | 0 | 0 | 0 | 0 | 0 | 0 | 0 | 0 | 0
6 | 4 | 6 | 0 | 0 | 0 | 0 | 0 | 0 | 0 | 0 | 0
6 | 4 | 7 | 0 | 0 | 0 | 0 | 0 | 0 | 0 | 0 | 0
6 | 4 | 8 | 0 | 0 | 0 | 0 | 0 | 0 | 0 | 0 | 0
6 | 4 | 9 | 0 | 0 | 0 | 0 | 0 | 0 | 0 | 0 | 0
6 | 4 | 10 | 0 | 0 | 0 | 0 | 0 | 0 | 0 | 0 | 0
6 | 4 | 11 | 0 | 0 | 0 | 0 | 0 | 0 | 0 | 0 | 0
6 | 4 | 12 | 0 | 0 | 0 | 0 | 0 | 0 | 0 | 0 | 0
6 | 4 | 13 | 0 | 0 | 0 | 0 | 0 | 0 | 0 | 0 | 0
6 | 4 | 14 | 0 | 0 | 0 | 0 | 0 | 0 | 0 | 0 | 0
6 | 4 | 15 | 0 | 0 | 0 | 0 | 0 | 0 | 0 | 0 | 0
6 | 4 | 16 | 0 | 0 | 0 | 0 | 0 | 0 | 0 | 0 | 0
6 | 4 | 17 | 0 | 0 | 0 | 0 | 0 | 0 | 0 | 0 | 0
6 | 4 | 18 | 0 | 0 | 0 | 0 | 0 | 0 | 0 | 0 | 0
6 | 4 | 19 | 0 | 0 | 0 | 0 | 0 | 0 | 0 | 0 | 0
6 | 4 | 20 | 0 | 0 | 0 | 0 | 0 | 0 | 0 | 0 | 0
6 | 4 | 21 | 0 | 0 | 0 | 0 | 0 | 0 | 0 | 0 | 0
6 | 4 | 22 | 0 | 0 | 0 | 0 | 0 | 0 | 0 | 0 | 0
6 | 4 | 23 | 0 | 0 | 0 | 0 | 0 | 0 | 0 | 0 | 0
6 | 4 | 24 | 0 | 0 | 0 | 0 | 0 | 0 | 0 | 0 | 0
6 | 5 | 1 | 0 | 0 | 0 | 0 | 0 | 0 | 0 | 0 | 0
6 | 5 | 2 | 0 | 0 | 0 | 0 | 0 | 0 | 0 | 0 | 0
6 | 5 | 3 | 0 | 0 | 0 | 0 | 0 | 0 | 0 | 0 | 0
6 | 5 | 4 | 0 | 0 | 0 | 0 | 0 | 0 | 0 | 0 | 0
6 | 5 | 5 | 0 | 0 | 0 | 0 | 0 | 0 | 0 | 0 | 0
6 | 5 | 6 | 0 | 0 | 0 | 0 | 0 | 0 | 0 | 0 | 0
6 | 5 | 7 | 0 | 0 | 0 | 0 | 0 | 0 | 0 | 0 | 0
6 | 5 | 8 | 0 | 0 | 0 | 0 | 0 | 0 | 0 | 0 | 0
6 | 5 | 9 | 0 | 0 | 0 | 0 | 0 | 0 | 0 | 0 | 0
6 | 5 | 10 | 0 | 0 | 0 | 0 | 0 | 0 | 0 | 0 | 0
6 | 5 | 11 | 0 | 0 | 0 | 0 | 0 | 0 | 0 | 0 | 0
6 | 5 | 12 | 0 | 0 | 0 | 0 | 0 | 0 | 0 | 0 | 0
6 | 5 | 13 | 0 | 0 | 0 | 0 | 0 | 0 | 0 | 0 | 0
6 | 5 | 14 | 0 | 0 | 0 | 0 | 0 | 0 | 0 | 0 | 0
6 | 5 | 15 | 0 | 0 | 0 | 0 | 0 | 0 | 0 | 0 | 0
6 | 5 | 16 | 0 | 0 | 0 | 0 | 0 | 0 | 0 | 0 | 0
6 | 5 | 17 | 0 | 0 | 0 | 0 | 0 | 0 | 0 | 0 | 0
6 | 5 | 18 | 0 | 0 | 0 | 0 | 0 | 0 | 0 | 0 | 0
6 | 5 | 19 | 0 | 0 | 0 | 0 | 0 | 0 | 0 | 0 | 0
6 | 5 | 20 | 0 | 0 | 0 | 0 | 0 | 0 | 0 | 0 | 0
6 | 5 | 21 | 0 | 0 | 0 | 0 | 0 | 0 | 0 | 0 | 0
6 | 5 | 22 | 0 | 0 | 0 | 0 | 0 | 0 | 0 | 0 | 0
6 | 5 | 23 | 0 | 0 | 0 | 0 | 0 | 0 | 0 | 0 | 0
6 | 5 | 24 | 0 | 0 | 0 | 0 | 0 | 0 | 0 | 0 | 0
6 | 6 | 1 | 0 | 0 | 0 | 0 | 0 | 0 | 0 | 0 | 0
6 | 6 | 2 | 0 | 0 | 0 | 0 | 0 | 0 | 0 | 0 | 0
6 | 6 | 3 | 0 | 0 | 0 | 0 | 0 | 0 | 0 | 0 | 0
6 | 6 | 4 | 0 | 0 | 0 | 0 | 0 | 0 | 0 | 0 | 0
6 | 6 | 5 | 0 | 0 | 0 | 0 | 0 | 0 | 0 | 0 | 0
6 | 6 | 6 | 0 | 0 | 0 | 0 | 0 | 0 | 0 | 0 | 0
6 | 6 | 7 | 0 | 0 | 0 | 0 | 0 | 0 | 0 | 0 | 0
6 | 6 | 8 | 0 | 0 | 0 | 0 | 0 | 0 | 0 | 0 | 0
6 | 6 | 9 | 0 | 0 | 0 | 0 | 0 | 0 | 0 | 0 | 0
6 | 6 | 10 | 0 | 0 | 0 | 0 | 0 | 0 | 0 | 0 | 0
6 | 6 | 11 | 0 | 0 | 0 | 0 | 0 | 0 | 0 | 0 | 0
6 | 6 | 12 | 0 | 0 | 0 | 0 | 0 | 0 | 0 | 0 | 0
6 | 6 | 13 | 0 | 0 | 0 | 0 | 0 | 0 | 0 | 0 | 0
6 | 6 | 14 | 0 | 0 | 0 | 0 | 0 | 0 | 0 | 0 | 0
6 | 6 | 15 | 0 | 0 | 0 | 0 | 0 | 0 | 0 | 0 | 0
6 | 6 | 16 | 0 | 0 | 0 | 0 | 0 | 0 | 0 | 0 | 0
6 | 6 | 17 | 0 | 0 | 0 | 0 | 0 | 0 | 0 | 0 | 0
6 | 6 | 18 | 0 | 0 | 0 | 0 | 0 | 0 | 0 | 0 | 0
6 | 6 | 19 | 0 | 0 | 0 | 0 | 0 | 0 | 0 | 0 | 0
6 | 6 | 20 | 0 | 0 | 0 | 0 | 0 | 0 | 0 | 0 | 0
6 | 6 | 21 | 0 | 0 | 0 | 0 | 0 | 0 | 0 | 0 | 0
6 | 6 | 22 | 0 | 0 | 0 | 0 | 0 | 0 | 0 | 0 | 0
6 | 6 | 23 | 0 | 0 | 0 | 0 | 0 | 0 | 0 | 0 | 0
6 | 6 | 24 | 0 | 0 | 0 | 0 | 0 | 0 | 0 | 0 | 0
6 | 7 | 1 | 0 | 0 | 0 | 0 | 0 | 0 | 0 | 0 | 0
6 | 7 | 2 | 0 | 0 | 0 | 0 | 0 | 0 | 0 | 0 | 0
6 | 7 | 3 | 0 | 0 | 0 | 0 | 0 | 0 | 0 | 0 | 0
6 | 7 | 4 | 0 | 0 | 0 | 0 | 0 | 0 | 0 | 0 | 0
6 | 7 | 5 | 0 | 0 | 0 | 0 | 0 | 0 | 0 | 0 | 0
6 | 7 | 6 | 0 | 0 | 0 | 0 | 0 | 0 | 0 | 0 | 0
6 | 7 | 7 | 0 | 0 | 0 | 0 | 0 | 0 | 0 | 0 | 0
6 | 7 | 8 | 0 | 0 | 0 | 0 | 0 | 0 | 0 | 0 | 0
6 | 7 | 9 | 0 | 0 | 0 | 0 | 0 | 0 | 0 | 0 | 0
6 | 7 | 10 | 0 | 0 | 0 | 0 | 0 | 0 | 0 | 0 | 0
6 | 7 | 11 | 0 | 0 | 0 | 0 | 0 | 0 | 0 | 0 | 0
6 | 7 | 12 | 0 | 0 | 0 | 0 | 0 | 0 | 0 | 0 | 0
6 | 7 | 13 | 0 | 0 | 0 | 0 | 0 | 0 | 0 | 0 | 0
6 | 7 | 14 | 0 | 0 | 0 | 0 | 0 | 0 | 0 | 0 | 0
6 | 7 | 15 | 0 | 0 | 0 | 0 | 0 | 0 | 0 | 0 | 0
6 | 7 | 16 | 0 | 0 | 0 | 0 | 0 | 0 | 0 | 0 | 0
6 | 7 | 17 | 0 | 0 | 0 | 0 | 0 | 0 | 0 | 0 | 0
6 | 7 | 18 | 0 | 0 | 0 | 0 | 0 | 0 | 0 | 0 | 0
6 | 7 | 19 | 0 | 0 | 0 | 0 | 0 | 0 | 0 | 0 | 0
6 | 7 | 20 | 0 | 0 | 0 | 0 | 0 | 0 | 0 | 0 | 0
6 | 7 | 21 | 0 | 0 | 0 | 0 | 0 | 0 | 0 | 0 | 0
6 | 7 | 22 | 0 | 0 | 0 | 0 | 0 | 0 | 0 | 0 | 0
6 | 7 | 23 | 0 | 0 | 0 | 0 | 0 | 0 | 0 | 0 | 0
6 | 7 | 24 | 0 | 0 | 0 | 0 | 0 | 0 | 0 | 0 | 0
6 | 8 | 1 | 0 | 0 | 0 | 0 | 0 | 0 | 0 | 0 | 0
6 | 8 | 2 | 0 | 0 | 0 | 0 | 0 | 0 | 0 | 0 | 0
6 | 8 | 3 | 0 | 0 | 0 | 0 | 0 | 0 | 0 | 0 | 0
6 | 8 | 4 | 0 | 0 | 0 | 0 | 0 | 0 | 0 | 0 | 0
6 | 8 | 5 | 0 | 0 | 0 | 0 | 0 | 0 | 0 | 0 | 0
6 | 8 | 6 | 0 | 0 | 0 | 0 | 0 | 0 | 0 | 0 | 0
6 | 8 | 7 | 0 | 0 | 0 | 0 | 0 | 0 | 0 | 0 | 0
6 | 8 | 8 | 0 | 0 | 0 | 0 | 0 | 0 | 0 | 0 | 0
6 | 8 | 9 | 0 | 0 | 0 | 0 | 0 | 0 | 0 | 0 | 0
6 | 8 | 10 | 0 | 0 | 0 | 0 | 0 | 0 | 0 | 0 | 0
6 | 8 | 11 | 0 | 0 | 0 | 0 | 0 | 0 | 0 | 0 | 0
6 | 8 | 12 | 0 | 0 | 0 | 0 | 0 | 0 | 0 | 0 | 0
6 | 8 | 13 | 0 | 0 | 0 | 0 | 0 | 0 | 0 | 0 | 0
6 | 8 | 14 | 0 | 0 | 0 | 0 | 0 | 0 | 0 | 0 | 0
6 | 8 | 15 | 0 | 0 | 0 | 0 | 0 | 0 | 0 | 0 | 0
6 | 8 | 16 | 0 | 0 | 0 | 0 | 0 | 0 | 0 | 0 | 0
6 | 8 | 17 | 0 | 0 | 0 | 0 | 0 | 0 | 0 | 0 | 0
6 | 8 | 18 | 0 | 0 | 0 | 0 | 0 | 0 | 0 | 0 | 0
6 | 8 | 19 | 0 | 0 | 0 | 0 | 0 | 0 | 0 | 0 | 0
6 | 8 | 20 | 0 | 0 | 0 | 0 | 0 | 0 | 0 | 0 | 0
6 | 8 | 21 | 0 | 0 | 0 | 0 | 0 | 0 | 0 | 0 | 0
6 | 8 | 22 | 0 | 0 | 0 | 0 | 0 | 0 | 0 | 0 | 0
6 | 8 | 23 | 0 | 0 | 0 | 0 | 0 | 0 | 0 | 0 | 0
6 | 8 | 24 | 0 | 0 | 0 | 0 | 0 | 0 | 0 | 0 | 0
6 | 9 | 1 | 0 | 0 | 0 | 0 | 0 | 0 | 0 | 0 | 0
6 | 9 | 2 | 0 | 0 | 0 | 0 | 0 | 0 | 0 | 0 | 0
6 | 9 | 3 | 0 | 0 | 0 | 0 | 0 | 0 | 0 | 0 | 0
6 | 9 | 4 | 0 | 0 | 0 | 0 | 0 | 0 | 0 | 0 | 0
6 | 9 | 5 | 0 | 0 | 0 | 0 | 0 | 0 | 0 | 0 | 0
6 | 9 | 6 | 0 | 0 | 0 | 0 | 0 | 0 | 0 | 0 | 0
6 | 9 | 7 | 0 | 0 | 0 | 0 | 0 | 0 | 0 | 0 | 0
6 | 9 | 8 | 0 | 0 | 0 | 0 | 0 | 0 | 0 | 0 | 0
6 | 9 | 9 | 0 | 0 | 0 | 0 | 0 | 0 | 0 | 0 | 0
6 | 9 | 10 | 0 | 0 | 0 | 0 | 0 | 0 | 0 | 0 | 0
6 | 9 | 11 | 0 | 0 | 0 | 0 | 0 | 0 | 0 | 0 | 0
6 | 9 | 12 | 0 | 0 | 0 | 0 | 0 | 0 | 0 | 0 | 0
6 | 9 | 13 | 0 | 0 | 0 | 0 | 0 | 0 | 0 | 0 | 0
6 | 9 | 14 | 0 | 0 | 0 | 0 | 0 | 0 | 0 | 0 | 0
6 | 9 | 15 | 0 | 0 | 0 | 0 | 0 | 0 | 0 | 0 | 0
6 | 9 | 16 | 0 | 0 | 0 | 0 | 0 | 0 | 0 | 0 | 0
6 | 9 | 17 | 0 | 0 | 0 | 0 | 0 | 0 | 0 | 0 | 0
6 | 9 | 18 | 0 | 0 | 0 | 0 | 0 | 0 | 0 | 0 | 0
6 | 9 | 19 | 0 | 0 | 0 | 0 | 0 | 0 | 0 | 0 | 0
6 | 9 | 20 | 0 | 0 | 0 | 0 | 0 | 0 | 0 | 0 | 0
6 | 9 | 21 | 0 | 0 | 0 | 0 | 0 | 0 | 0 | 0 | 0
6 | 9 | 22 | 0 | 0 | 0 | 0 | 0 | 0 | 0 | 0 | 0
6 | 9 | 23 | 0 | 0 | 0 | 0 | 0 | 0 | 0 | 0 | 0
6 | 9 | 24 | 0 | 0 | 0 | 0 | 0 | 0 | 0 | 0 | 0
6 | 10 | 1 | 0 | 0 | 0 | 0 | 0 | 0 | 0 | 0 | 0
6 | 10 | 2 | 0 | 0 | 0 | 0 | 0 | 0 | 0 | 0 | 0
6 | 10 | 3 | 0 | 0 | 0 | 0 | 0 | 0 | 0 | 0 | 0
6 | 10 | 4 | 0 | 0 | 0 | 0 | 0 | 0 | 0 | 0 | 0
6 | 10 | 5 | 0 | 0 | 0 | 0 | 0 | 0 | 0 | 0 | 0
6 | 10 | 6 | 0 | 0 | 0 | 0 | 0 | 0 | 0 | 0 | 0
6 | 10 | 7 | 0 | 0 | 0 | 0 | 0 | 0 | 0 | 0 | 0
6 | 10 | 8 | 0 | 0 | 0 | 0 | 0 | 0 | 0 | 0 | 0
6 | 10 | 9 | 0 | 0 | 0 | 0 | 0 | 0 | 0 | 0 | 0
6 | 10 | 10 | 0 | 0 | 0 | 0 | 0 | 0 | 0 | 0 | 0
6 | 10 | 11 | 0 | 0 | 0 | 0 | 0 | 0 | 0 | 0 | 0
6 | 10 | 12 | 0 | 0 | 0 | 0 | 0 | 0 | 0 | 0 | 0
6 | 10 | 13 | 0 | 0 | 0 | 0 | 0 | 0 | 0 | 0 | 0
6 | 10 | 14 | 0 | 0 | 0 | 0 | 0 | 0 | 0 | 0 | 0
6 | 10 | 15 | 0 | 0 | 0 | 0 | 0 | 0 | 0 | 0 | 0
6 | 10 | 16 | 0 | 0 | 0 | 0 | 0 | 0 | 0 | 0 | 0
6 | 10 | 17 | 0 | 0 | 0 | 0 | 0 | 0 | 0 | 0 | 0
6 | 10 | 18 | 0 | 0 | 0 | 0 | 0 | 0 | 0 | 0 | 0
6 | 10 | 19 | 0 | 0 | 0 | 0 | 0 | 0 | 0 | 0 | 0
6 | 10 | 20 | 0 | 0 | 0 | 0 | 0 | 0 | 0 | 0 | 0
6 | 10 | 21 | 0 | 0 | 0 | 0 | 0 | 0 | 0 | 0 | 0
6 | 10 | 22 | 0 | 0 | 0 | 0 | 0 | 0 | 0 | 0 | 0
6 | 10 | 23 | 0 | 0 | 0 | 0 | 0 | 0 | 0 | 0 | 0
6 | 10 | 24 | 0 | 0 | 0 | 0 | 0 | 0 | 0 | 0 | 0
6 | 11 | 1 | 0 | 0 | 0 | 0 | 0 | 0 | 0 | 0 | 0
6 | 11 | 2 | 0 | 0 | 0 | 0 | 0 | 0 | 0 | 0 | 0
6 | 11 | 3 | 0 | 0 | 0 | 0 | 0 | 0 | 0 | 0 | 0
6 | 11 | 4 | 0 | 0 | 0 | 0 | 0 | 0 | 0 | 0 | 0
6 | 11 | 5 | 0 | 0 | 0 | 0 | 0 | 0 | 0 | 0 | 0
6 | 11 | 6 | 0 | 0 | 0 | 0 | 0 | 0 | 0 | 0 | 0
6 | 11 | 7 | 0 | 0 | 0 | 0 | 0 | 0 | 0 | 0 | 0
6 | 11 | 8 | 0 | 0 | 0 | 0 | 0 | 0 | 0 | 0 | 0
6 | 11 | 9 | 0 | 0 | 0 | 0 | 0 | 0 | 0 | 0 | 0
6 | 11 | 10 | 0 | 0 | 0 | 0 | 0 | 0 | 0 | 0 | 0
6 | 11 | 11 | 0 | 0 | 0 | 0 | 0 | 0 | 0 | 0 | 0
6 | 11 | 12 | 0 | 0 | 0 | 0 | 0 | 0 | 0 | 0 | 0
6 | 11 | 13 | 0 | 0 | 0 | 0 | 0 | 0 | 0 | 0 | 0
6 | 11 | 14 | 0 | 0 | 0 | 0 | 0 | 0 | 0 | 0 | 0
6 | 11 | 15 | 0 | 0 | 0 | 0 | 0 | 0 | 0 | 0 | 0
6 | 11 | 16 | 0 | 0 | 0 | 0 | 0 | 0 | 0 | 0 | 0
6 | 11 | 17 | 0 | 0 | 0 | 0 | 0 | 0 | 0 | 0 | 0
6 | 11 | 18 | 0 | 0 | 0 | 0 | 0 | 0 | 0 | 0 | 0
6 | 11 | 19 | 0 | 0 | 0 | 0 | 0 | 0 | 0 | 0 | 0
6 | 11 | 20 | 0 | 0 | 0 | 0 | 0 | 0 | 0 | 0 | 0
6 | 11 | 21 | 0 | 0 | 0 | 0 | 0 | 0 | 0 | 0 | 0
6 | 11 | 22 | 0 | 0 | 0 | 0 | 0 | 0 | 0 | 0 | 0
6 | 11 | 23 | 0 | 0 | 0 | 0 | 0 | 0 | 0 | 0 | 0
6 | 11 | 24 | 0 | 0 | 0 | 0 | 0 | 0 | 0 | 0 | 0
6 | 12 | 1 | 0 | 0 | 0 | 0 | 0 | 0 | 0 | 0 | 0
6 | 12 | 2 | 0 | 0 | 0 | 0 | 0 | 0 | 0 | 0 | 0
6 | 12 | 3 | 0 | 0 | 0 | 0 | 0 | 0 | 0 | 0 | 0
6 | 12 | 4 | 0 | 0 | 0 | 0 | 0 | 0 | 0 | 0 | 0
6 | 12 | 5 | 0 | 0 | 0 | 0 | 0 | 0 | 0 | 0 | 0
6 | 12 | 6 | 0 | 0 | 0 | 0 | 0 | 0 | 0 | 0 | 0
6 | 12 | 7 | 0 | 0 | 0 | 0 | 0 | 0 | 0 | 0 | 0
6 | 12 | 8 | 0 | 0 | 0 | 0 | 0 | 0 | 0 | 0 | 0
6 | 12 | 9 | 0 | 0 | 0 | 0 | 0 | 0 | 0 | 0 | 0
6 | 12 | 10 | 0 | 0 | 0 | 0 | 0 | 0 | 0 | 0 | 0
6 | 12 | 11 | 0 | 0 | 0 | 0 | 0 | 0 | 0 | 0 | 0
6 | 12 | 12 | 0 | 0 | 0 | 0 | 0 | 0 | 0 | 0 | 0
6 | 12 | 13 | 0 | 0 | 0 | 0 | 0 | 0 | 0 | 0 | 0
6 | 12 | 14 | 0 | 0 | 0 | 0 | 0 | 0 | 0 | 0 | 0
6 | 12 | 15 | 0 | 0 | 0 | 0 | 0 | 0 | 0 | 0 | 0
6 | 12 | 16 | 0 | 0 | 0 | 0 | 0 | 0 | 0 | 0 | 0
6 | 12 | 17 | 0 | 0 | 0 | 0 | 0 | 0 | 0 | 0 | 0
6 | 12 | 18 | 0 | 0 | 0 | 0 | 0 | 0 | 0 | 0 | 0
6 | 12 | 19 | 0 | 0 | 0 | 0 | 0 | 0 | 0 | 0 | 0
6 | 12 | 20 | 0 | 0 | 0 | 0 | 0 | 0 | 0 | 0 | 0
6 | 12 | 21 | 0 | 0 | 0 | 0 | 0 | 0 | 0 | 0 | 0
6 | 12 | 22 | 0 | 0 | 0 | 0 | 0 | 0 | 0 | 0 | 0
6 | 12 | 23 | 0 | 0 | 0 | 0 | 0 | 0 | 0 | 0 | 0
6 | 12 | 24 | 0 | 0 | 0 | 0 | 0 | 0 | 0 | 0 | 0
6 | 13 | 1 | 0 | 0 | 0 | 0 | 0 | 0 | 0 | 0 | 0
6 | 13 | 2 | 0 | 0 | 0 | 0 | 0 | 0 | 0 | 0 | 0
6 | 13 | 3 | 0 | 0 | 0 | 0 | 0 | 0 | 0 | 0 | 0
6 | 13 | 4 | 0 | 0 | 0 | 0 | 0 | 0 | 0 | 0 | 0
6 | 13 | 5 | 0 | 0 | 0 | 0 | 0 | 0 | 0 | 0 | 0
6 | 13 | 6 | 0 | 0 | 0 | 0 | 0 | 0 | 0 | 0 | 0
6 | 13 | 7 | 0 | 0 | 0 | 0 | 0 | 0 | 0 | 0 | 0
6 | 13 | 8 | 0 | 0 | 0 | 0 | 0 | 0 | 0 | 0 | 0
6 | 13 | 9 | 0 | 0 | 0 | 0 | 0 | 0 | 0 | 0 | 0
6 | 13 | 10 | 0 | 0 | 0 | 0 | 0 | 0 | 0 | 0 | 0
6 | 13 | 11 | 0 | 0 | 0 | 0 | 0 | 0 | 0 | 0 | 0
6 | 13 | 12 | 0 | 0 | 0 | 0 | 0 | 0 | 0 | 0 | 0
6 | 13 | 13 | 0 | 0 | 0 | 0 | 0 | 0 | 0 | 0 | 0
6 | 13 | 14 | 0 | 0 | 0 | 0 | 0 | 0 | 0 | 0 | 0
6 | 13 | 15 | 0 | 0 | 0 | 0 | 0 | 0 | 0 | 0 | 0
6 | 13 | 16 | 0 | 0 | 0 | 0 | 0 | 0 | 0 | 0 | 0
6 | 13 | 17 | 0 | 0 | 0 | 0 | 0 | 0 | 0 | 0 | 0
6 | 13 | 18 | 0 | 0 | 0 | 0 | 0 | 0 | 0 | 0 | 0
6 | 13 | 19 | 0 | 0 | 0 | 0 | 0 | 0 | 0 | 0 | 0
6 | 13 | 20 | 0 | 0 | 0 | 0 | 0 | 0 | 0 | 0 | 0
6 | 13 | 21 | 0 | 0 | 0 | 0 | 0 | 0 | 0 | 0 | 0
6 | 13 | 22 | 0 | 0 | 0 | 0 | 0 | 0 | 0 | 0 | 0
6 | 13 | 23 | 0 | 0 | 0 | 0 | 0 | 0 | 0 | 0 | 0
6 | 13 | 24 | 0 | 0 | 0 | 0 | 0 | 0 | 0 | 0 | 0
6 | 14 | 1 | 0 | 0 | 0 | 0 | 0 | 0 | 0 | 0 | 0
6 | 14 | 2 | 0 | 0 | 0 | 0 | 0 | 0 | 0 | 0 | 0
6 | 14 | 3 | 0 | 0 | 0 | 0 | 0 | 0 | 0 | 0 | 0
6 | 14 | 4 | 0 | 0 | 0 | 0 | 0 | 0 | 0 | 0 | 0
6 | 14 | 5 | 0 | 0 | 0 | 0 | 0 | 0 | 0 | 0 | 0
6 | 14 | 6 | 0 | 0 | 0 | 0 | 0 | 0 | 0 | 0 | 0
6 | 14 | 7 | 0 | 0 | 0 | 0 | 0 | 0 | 0 | 0 | 0
6 | 14 | 8 | 0 | 0 | 0 | 0 | 0 | 0 | 0 | 0 | 0
6 | 14 | 9 | 0 | 0 | 0 | 0 | 0 | 0 | 0 | 0 | 0
6 | 14 | 10 | 0 | 0 | 0 | 0 | 0 | 0 | 0 | 0 | 0
6 | 14 | 11 | 0 | 0 | 0 | 0 | 0 | 0 | 0 | 0 | 0
6 | 14 | 12 | 0 | 0 | 0 | 0 | 0 | 0 | 0 | 0 | 0
6 | 14 | 13 | 0 | 0 | 0 | 0 | 0 | 0 | 0 | 0 | 0
6 | 14 | 14 | 0 | 0 | 0 | 0 | 0 | 0 | 0 | 0 | 0
6 | 14 | 15 | 0 | 0 | 0 | 0 | 0 | 0 | 0 | 0 | 0
6 | 14 | 16 | 0 | 0 | 0 | 0 | 0 | 0 | 0 | 0 | 0
6 | 14 | 17 | 0 | 0 | 0 | 0 | 0 | 0 | 0 | 0 | 0
6 | 14 | 18 | 0 | 0 | 0 | 0 | 0 | 0 | 0 | 0 | 0
6 | 14 | 19 | 0 | 0 | 0 | 0 | 0 | 0 | 0 | 0 | 0
6 | 14 | 20 | 0 | 0 | 0 | 0 | 0 | 0 | 0 | 0 | 0
6 | 14 | 21 | 0 | 0 | 0 | 0 | 0 | 0 | 0 | 0 | 0
6 | 14 | 22 | 0 | 0 | 0 | 0 | 0 | 0 | 0 | 0 | 0
6 | 14 | 23 | 0 | 0 | 0 | 0 | 0 | 0 | 0 | 0 | 0
6 | 14 | 24 | 0 | 0 | 0 | 0 | 0 | 0 | 0 | 0 | 0
6 | 15 | 1 | 0 | 0 | 0 | 0 | 0 | 0 | 0 | 0 | 0
6 | 15 | 2 | 0 | 0 | 0 | 0 | 0 | 0 | 0 | 0 | 0
6 | 15 | 3 | 0 | 0 | 0 | 0 | 0 | 0 | 0 | 0 | 0
6 | 15 | 4 | 0 | 0 | 0 | 0 | 0 | 0 | 0 | 0 | 0
6 | 15 | 5 | 0 | 0 | 0 | 0 | 0 | 0 | 0 | 0 | 0
6 | 15 | 6 | 0 | 0 | 0 | 0 | 0 | 0 | 0 | 0 | 0
6 | 15 | 7 | 0 | 0 | 0 | 0 | 0 | 0 | 0 | 0 | 0
6 | 15 | 8 | 0 | 0 | 0 | 0 | 0 | 0 | 0 | 0 | 0
6 | 15 | 9 | 0 | 0 | 0 | 0 | 0 | 0 | 0 | 0 | 0
6 | 15 | 10 | 0 | 0 | 0 | 0 | 0 | 0 | 0 | 0 | 0
6 | 15 | 11 | 0 | 0 | 0 | 0 | 0 | 0 | 0 | 0 | 0
6 | 15 | 12 | 0 | 0 | 0 | 0 | 0 | 0 | 0 | 0 | 0
6 | 15 | 13 | 0 | 0 | 0 | 0 | 0 | 0 | 0 | 0 | 0
6 | 15 | 14 | 0 | 0 | 0 | 0 | 0 | 0 | 0 | 0 | 0
6 | 15 | 15 | 0 | 0 | 0 | 0 | 0 | 0 | 0 | 0 | 0
6 | 15 | 16 | 0 | 0 | 0 | 0 | 0 | 0 | 0 | 0 | 0
6 | 15 | 17 | 0 | 0 | 0 | 0 | 0 | 0 | 0 | 0 | 0
6 | 15 | 18 | 0 | 0 | 0 | 0 | 0 | 0 | 0 | 0 | 0
6 | 15 | 19 | 0 | 0 | 0 | 0 | 0 | 0 | 0 | 0 | 0
6 | 15 | 20 | 0 | 0 | 0 | 0 | 0 | 0 | 0 | 0 | 0
6 | 15 | 21 | 0 | 0 | 0 | 0 | 0 | 0 | 0 | 0 | 0
6 | 15 | 22 | 0 | 0 | 0 | 0 | 0 | 0 | 0 | 0 | 0
6 | 15 | 23 | 0 | 0 | 0 | 0 | 0 | 0 | 0 | 0 | 0
6 | 15 | 24 | 0 | 0 | 0 | 0 | 0 | 0 | 0 | 0 | 0
6 | 16 | 1 | 0 | 0 | 0 | 0 | 0 | 0 | 0 | 0 | 0
6 | 16 | 2 | 0 | 0 | 0 | 0 | 0 | 0 | 0 | 0 | 0
6 | 16 | 3 | 0 | 0 | 0 | 0 | 0 | 0 | 0 | 0 | 0
6 | 16 | 4 | 0 | 0 | 0 | 0 | 0 | 0 | 0 | 0 | 0
6 | 16 | 5 | 0 | 0 | 0 | 0 | 0 | 0 | 0 | 0 | 0
6 | 16 | 6 | 0 | 0 | 0 | 0 | 0 | 0 | 0 | 0 | 0
6 | 16 | 7 | 0 | 0 | 0 | 0 | 0 | 0 | 0 | 0 | 0
6 | 16 | 8 | 0 | 0 | 0 | 0 | 0 | 0 | 0 | 0 | 0
6 | 16 | 9 | 0 | 0 | 0 | 0 | 0 | 0 | 0 | 0 | 0
6 | 16 | 10 | 0 | 0 | 0 | 0 | 0 | 0 | 0 | 0 | 0
6 | 16 | 11 | 0 | 0 | 0 | 0 | 0 | 0 | 0 | 0 | 0
6 | 16 | 12 | 0 | 0 | 0 | 0 | 0 | 0 | 0 | 0 | 0
6 | 16 | 13 | 0 | 0 | 0 | 0 | 0 | 0 | 0 | 0 | 0
6 | 16 | 14 | 0 | 0 | 0 | 0 | 0 | 0 | 0 | 0 | 0
6 | 16 | 15 | 0 | 0 | 0 | 0 | 0 | 0 | 0 | 0 | 0
6 | 16 | 16 | 0 | 0 | 0 | 0 | 0 | 0 | 0 | 0 | 0
6 | 16 | 17 | 0 | 0 | 0 | 0 | 0 | 0 | 0 | 0 | 0
6 | 16 | 18 | 0 | 0 | 0 | 0 | 0 | 0 | 0 | 0 | 0
6 | 16 | 19 | 0 | 0 | 0 | 0 | 0 | 0 | 0 | 0 | 0
6 | 16 | 20 | 0 | 0 | 0 | 0 | 0 | 0 | 0 | 0 | 0
6 | 16 | 21 | 0 | 0 | 0 | 0 | 0 | 0 | 0 | 0 | 0
6 | 16 | 22 | 0 | 0 | 0 | 0 | 0 | 0 | 0 | 0 | 0
6 | 16 | 23 | 0 | 0 | 0 | 0 | 0 | 0 | 0 | 0 | 0
6 | 16 | 24 | 0 | 0 | 0 | 0 | 0 | 0 | 0 | 0 | 0
6 | 17 | 1 | 0 | 0 | 0 | 0 | 0 | 0 | 0 | 0 | 0
6 | 17 | 2 | 0 | 0 | 0 | 0 | 0 | 0 | 0 | 0 | 0
6 | 17 | 3 | 0 | 0 | 0 | 0 | 0 | 0 | 0 | 0 | 0
6 | 17 | 4 | 0 | 0 | 0 | 0 | 0 | 0 | 0 | 0 | 0
6 | 17 | 5 | 0 | 0 | 0 | 0 | 0 | 0 | 0 | 0 | 0
6 | 17 | 6 | 0 | 0 | 0 | 0 | 0 | 0 | 0 | 0 | 0
6 | 17 | 7 | 0 | 0 | 0 | 0 | 0 | 0 | 0 | 0 | 0
6 | 17 | 8 | 0 | 0 | 0 | 0 | 0 | 0 | 0 | 0 | 0
6 | 17 | 9 | 0 | 0 | 0 | 0 | 0 | 0 | 0 | 0 | 0
6 | 17 | 10 | 0 | 0 | 0 | 0 | 0 | 0 | 0 | 0 | 0
6 | 17 | 11 | 0 | 0 | 0 | 0 | 0 | 0 | 0 | 0 | 0
6 | 17 | 12 | 0 | 0 | 0 | 0 | 0 | 0 | 0 | 0 | 0
6 | 17 | 13 | 0 | 0 | 0 | 0 | 0 | 0 | 0 | 0 | 0
6 | 17 | 14 | 0 | 0 | 0 | 0 | 0 | 0 | 0 | 0 | 0
6 | 17 | 15 | 0 | 0 | 0 | 0 | 0 | 0 | 0 | 0 | 0
6 | 17 | 16 | 0 | 0 | 0 | 0 | 0 | 0 | 0 | 0 | 0
6 | 17 | 17 | 0 | 0 | 0 | 0 | 0 | 0 | 0 | 0 | 0
6 | 17 | 18 | 0 | 0 | 0 | 0 | 0 | 0 | 0 | 0 | 0
6 | 17 | 19 | 0 | 0 | 0 | 0 | 0 | 0 | 0 | 0 | 0
6 | 17 | 20 | 0 | 0 | 0 | 0 | 0 | 0 | 0 | 0 | 0
6 | 17 | 21 | 0 | 0 | 0 | 0 | 0 | 0 | 0 | 0 | 0
6 | 17 | 22 | 0 | 0 | 0 | 0 | 0 | 0 | 0 | 0 | 0
6 | 17 | 23 | 0 | 0 | 0 | 0 | 0 | 0 | 0 | 0 | 0
6 | 17 | 24 | 0 | 0 | 0 | 0 | 0 | 0 | 0 | 0 | 0
6 | 18 | 1 | 0 | 0 | 0 | 0 | 0 | 0 | 0 | 0 | 0
6 | 18 | 2 | 0 | 0 | 0 | 0 | 0 | 0 | 0 | 0 | 0
6 | 18 | 3 | 0 | 0 | 0 | 0 | 0 | 0 | 0 | 0 | 0
6 | 18 | 4 | 0 | 0 | 0 | 0 | 0 | 0 | 0 | 0 | 0
6 | 18 | 5 | 0 | 0 | 0 | 0 | 0 | 0 | 0 | 0 | 0
6 | 18 | 6 | 0 | 0 | 0 | 0 | 0 | 0 | 0 | 0 | 0
6 | 18 | 7 | 0 | 0 | 0 | 0 | 0 | 0 | 0 | 0 | 0
6 | 18 | 8 | 0 | 0 | 0 | 0 | 0 | 0 | 0 | 0 | 0
6 | 18 | 9 | 0 | 0 | 0 | 0 | 0 | 0 | 0 | 0 | 0
6 | 18 | 10 | 0 | 0 | 0 | 0 | 0 | 0 | 0 | 0 | 0
6 | 18 | 11 | 0 | 0 | 0 | 0 | 0 | 0 | 0 | 0 | 0
6 | 18 | 12 | 0 | 0 | 0 | 0 | 0 | 0 | 0 | 0 | 0
6 | 18 | 13 | 0 | 0 | 0 | 0 | 0 | 0 | 0 | 0 | 0
6 | 18 | 14 | 0 | 0 | 0 | 0 | 0 | 0 | 0 | 0 | 0
6 | 18 | 15 | 0 | 0 | 0 | 0 | 0 | 0 | 0 | 0 | 0
6 | 18 | 16 | 0 | 0 | 0 | 0 | 0 | 0 | 0 | 0 | 0
6 | 18 | 17 | 0 | 0 | 0 | 0 | 0 | 0 | 0 | 0 | 0
6 | 18 | 18 | 0 | 0 | 0 | 0 | 0 | 0 | 0 | 0 | 0
6 | 18 | 19 | 0 | 0 | 0 | 0 | 0 | 0 | 0 | 0 | 0
6 | 18 | 20 | 0 | 0 | 0 | 0 | 0 | 0 | 0 | 0 | 0
6 | 18 | 21 | 0 | 0 | 0 | 0 | 0 | 0 | 0 | 0 | 0
6 | 18 | 22 | 0 | 0 | 0 | 0 | 0 | 0 | 0 | 0 | 0
6 | 18 | 23 | 0 | 0 | 0 | 0 | 0 | 0 | 0 | 0 | 0
6 | 18 | 24 | 0 | 0 | 0 | 0 | 0 | 0 | 0 | 0 | 0
6 | 19 | 1 | 0 | 0 | 0 | 0 | 0 | 0 | 0 | 0 | 0
6 | 19 | 2 | 0 | 0 | 0 | 0 | 0 | 0 | 0 | 0 | 0
6 | 19 | 3 | 0 | 0 | 0 | 0 | 0 | 0 | 0 | 0 | 0
6 | 19 | 4 | 0 | 0 | 0 | 0 | 0 | 0 | 0 | 0 | 0
6 | 19 | 5 | 0 | 0 | 0 | 0 | 0 | 0 | 0 | 0 | 0
6 | 19 | 6 | 0 | 0 | 0 | 0 | 0 | 0 | 0 | 0 | 0
6 | 19 | 7 | 0 | 0 | 0 | 0 | 0 | 0 | 0 | 0 | 0
6 | 19 | 8 | 0 | 0 | 0 | 0 | 0 | 0 | 0 | 0 | 0
6 | 19 | 9 | 0 | 0 | 0 | 0 | 0 | 0 | 0 | 0 | 0
6 | 19 | 10 | 0 | 0 | 0 | 0 | 0 | 0 | 0 | 0 | 0
6 | 19 | 11 | 0 | 0 | 0 | 0 | 0 | 0 | 0 | 0 | 0
6 | 19 | 12 | 0 | 0 | 0 | 0 | 0 | 0 | 0 | 0 | 0
6 | 19 | 13 | 0 | 0 | 0 | 0 | 0 | 0 | 0 | 0 | 0
6 | 19 | 14 | 0 | 0 | 0 | 0 | 0 | 0 | 0 | 0 | 0
6 | 19 | 15 | 0 | 0 | 0 | 0 | 0 | 0 | 0 | 0 | 0
6 | 19 | 16 | 0 | 0 | 0 | 0 | 0 | 0 | 0 | 0 | 0
6 | 19 | 17 | 0 | 0 | 0 | 0 | 0 | 0 | 0 | 0 | 0
6 | 19 | 18 | 0 | 0 | 0 | 0 | 0 | 0 | 0 | 0 | 0
6 | 19 | 19 | 0 | 0 | 0 | 0 | 0 | 0 | 0 | 0 | 0
6 | 19 | 20 | 0 | 0 | 0 | 0 | 0 | 0 | 0 | 0 | 0
6 | 19 | 21 | 0 | 0 | 0 | 0 | 0 | 0 | 0 | 0 | 0
6 | 19 | 22 | 0 | 0 | 0 | 0 | 0 | 0 | 0 | 0 | 0
6 | 19 | 23 | 0 | 0 | 0 | 0 | 0 | 0 | 0 | 0 | 0
6 | 19 | 24 | 0 | 0 | 0 | 0 | 0 | 0 | 0 | 0 | 0
6 | 20 | 1 | 0 | 0 | 0 | 0 | 0 | 0 | 0 | 0 | 0
6 | 20 | 2 | 0 | 0 | 0 | 0 | 0 | 0 | 0 | 0 | 0
6 | 20 | 3 | 0 | 0 | 0 | 0 | 0 | 0 | 0 | 0 | 0
6 | 20 | 4 | 0 | 0 | 0 | 0 | 0 | 0 | 0 | 0 | 0
6 | 20 | 5 | 0 | 0 | 0 | 0 | 0 | 0 | 0 | 0 | 0
6 | 20 | 6 | 0 | 0 | 0 | 0 | 0 | 0 | 0 | 0 | 0
6 | 20 | 7 | 0 | 0 | 0 | 0 | 0 | 0 | 0 | 0 | 0
6 | 20 | 8 | 0 | 0 | 0 | 0 | 0 | 0 | 0 | 0 | 0
6 | 20 | 9 | 0 | 0 | 0 | 0 | 0 | 0 | 0 | 0 | 0
6 | 20 | 10 | 0 | 0 | 0 | 0 | 0 | 0 | 0 | 0 | 0
6 | 20 | 11 | 0 | 0 | 0 | 0 | 0 | 0 | 0 | 0 | 0
6 | 20 | 12 | 0 | 0 | 0 | 0 | 0 | 0 | 0 | 0 | 0
6 | 20 | 13 | 0 | 0 | 0 | 0 | 0 | 0 | 0 | 0 | 0
6 | 20 | 14 | 0 | 0 | 0 | 0 | 0 | 0 | 0 | 0 | 0
6 | 20 | 15 | 0 | 0 | 0 | 0 | 0 | 0 | 0 | 0 | 0
6 | 20 | 16 | 0 | 0 | 0 | 0 | 0 | 0 | 0 | 0 | 0
6 | 20 | 17 | 0 | 0 | 0 | 0 | 0 | 0 | 0 | 0 | 0
6 | 20 | 18 | 0 | 0 | 0 | 0 | 0 | 0 | 0 | 0 | 0
6 | 20 | 19 | 0 | 0 | 0 | 0 | 0 | 0 | 0 | 0 | 0
6 | 20 | 20 | 0 | 0 | 0 | 0 | 0 | 0 | 0 | 0 | 0
6 | 20 | 21 | 0 | 0 | 0 | 0 | 0 | 0 | 0 | 0 | 0
6 | 20 | 22 | 0 | 0 | 0 | 0 | 0 | 0 | 0 | 0 | 0
6 | 20 | 23 | 0 | 0 | 0 | 0 | 0 | 0 | 0 | 0 | 0
6 | 20 | 24 | 0 | 0 | 0 | 0 | 0 | 0 | 0 | 0 | 0
6 | 21 | 1 | 0 | 0 | 0 | 0 | 0 | 0 | 0 | 0 | 0
6 | 21 | 2 | 0 | 0 | 0 | 0 | 0 | 0 | 0 | 0 | 0
6 | 21 | 3 | 0 | 0 | 0 | 0 | 0 | 0 | 0 | 0 | 0
6 | 21 | 4 | 0 | 0 | 0 | 0 | 0 | 0 | 0 | 0 | 0
6 | 21 | 5 | 0 | 0 | 0 | 0 | 0 | 0 | 0 | 0 | 0
6 | 21 | 6 | 0 | 0 | 0 | 0 | 0 | 0 | 0 | 0 | 0
6 | 21 | 7 | 0 | 0 | 0 | 0 | 0 | 0 | 0 | 0 | 0
6 | 21 | 8 | 0 | 0 | 0 | 0 | 0 | 0 | 0 | 0 | 0
6 | 21 | 9 | 0 | 0 | 0 | 0 | 0 | 0 | 0 | 0 | 0
6 | 21 | 10 | 0 | 0 | 0 | 0 | 0 | 0 | 0 | 0 | 0
6 | 21 | 11 | 0 | 0 | 0 | 0 | 0 | 0 | 0 | 0 | 0
6 | 21 | 12 | 0 | 0 | 0 | 0 | 0 | 0 | 0 | 0 | 0
6 | 21 | 13 | 0 | 0 | 0 | 0 | 0 | 0 | 0 | 0 | 0
6 | 21 | 14 | 0 | 0 | 0 | 0 | 0 | 0 | 0 | 0 | 0
6 | 21 | 15 | 0 | 0 | 0 | 0 | 0 | 0 | 0 | 0 | 0
6 | 21 | 16 | 0 | 0 | 0 | 0 | 0 | 0 | 0 | 0 | 0
6 | 21 | 17 | 0 | 0 | 0 | 0 | 0 | 0 | 0 | 0 | 0
6 | 21 | 18 | 0 | 0 | 0 | 0 | 0 | 0 | 0 | 0 | 0
6 | 21 | 19 | 0 | 0 | 0 | 0 | 0 | 0 | 0 | 0 | 0
6 | 21 | 20 | 0 | 0 | 0 | 0 | 0 | 0 | 0 | 0 | 0
6 | 21 | 21 | 0 | 0 | 0 | 0 | 0 | 0 | 0 | 0 | 0
6 | 21 | 22 | 0 | 0 | 0 | 0 | 0 | 0 | 0 | 0 | 0
6 | 21 | 23 | 0 | 0 | 0 | 0 | 0 | 0 | 0 | 0 | 0
6 | 21 | 24 | 0 | 0 | 0 | 0 | 0 | 0 | 0 | 0 | 0
6 | 22 | 1 | 0 | 0 | 0 | 0 | 0 | 0 | 0 | 0 | 0
6 | 22 | 2 | 0 | 0 | 0 | 0 | 0 | 0 | 0 | 0 | 0
6 | 22 | 3 | 0 | 0 | 0 | 0 | 0 | 0 | 0 | 0 | 0
6 | 22 | 4 | 0 | 0 | 0 | 0 | 0 | 0 | 0 | 0 | 0
6 | 22 | 5 | 0 | 0 | 0 | 0 | 0 | 0 | 0 | 0 | 0
6 | 22 | 6 | 0 | 0 | 0 | 0 | 0 | 0 | 0 | 0 | 0
6 | 22 | 7 | 0 | 0 | 0 | 0 | 0 | 0 | 0 | 0 | 0
6 | 22 | 8 | 0 | 0 | 0 | 0 | 0 | 0 | 0 | 0 | 0
6 | 22 | 9 | 0 | 0 | 0 | 0 | 0 | 0 | 0 | 0 | 0
6 | 22 | 10 | 0 | 0 | 0 | 0 | 0 | 0 | 0 | 0 | 0
6 | 22 | 11 | 0 | 0 | 0 | 0 | 0 | 0 | 0 | 0 | 0
6 | 22 | 12 | 0 | 0 | 0 | 0 | 0 | 0 | 0 | 0 | 0
6 | 22 | 13 | 0 | 0 | 0 | 0 | 0 | 0 | 0 | 0 | 0
6 | 22 | 14 | 0 | 0 | 0 | 0 | 0 | 0 | 0 | 0 | 0
6 | 22 | 15 | 0 | 0 | 0 | 0 | 0 | 0 | 0 | 0 | 0
6 | 22 | 16 | 0 | 0 | 0 | 0 | 0 | 0 | 0 | 0 | 0
6 | 22 | 17 | 0 | 0 | 0 | 0 | 0 | 0 | 0 | 0 | 0
6 | 22 | 18 | 0 | 0 | 0 | 0 | 0 | 0 | 0 | 0 | 0
6 | 22 | 19 | 0 | 0 | 0 | 0 | 0 | 0 | 0 | 0 | 0
6 | 22 | 20 | 0 | 0 | 0 | 0 | 0 | 0 | 0 | 0 | 0
6 | 22 | 21 | 0 | 0 | 0 | 0 | 0 | 0 | 0 | 0 | 0
6 | 22 | 22 | 0 | 0 | 0 | 0 | 0 | 0 | 0 | 0 | 0
6 | 22 | 23 | 0 | 0 | 0 | 0 | 0 | 0 | 0 | 0 | 0
6 | 22 | 24 | 0 | 0 | 0 | 0 | 0 | 0 | 0 | 0 | 0
6 | 23 | 1 | 0 | 0 | 0 | 0 | 0 | 0 | 0 | 0 | 0
6 | 23 | 2 | 0 | 0 | 0 | 0 | 0 | 0 | 0 | 0 | 0
6 | 23 | 3 | 0 | 0 | 0 | 0 | 0 | 0 | 0 | 0 | 0
6 | 23 | 4 | 0 | 0 | 0 | 0 | 0 | 0 | 0 | 0 | 0
6 | 23 | 5 | 0 | 0 | 0 | 0 | 0 | 0 | 0 | 0 | 0
6 | 23 | 6 | 0 | 0 | 0 | 0 | 0 | 0 | 0 | 0 | 0
6 | 23 | 7 | 0 | 0 | 0 | 0 | 0 | 0 | 0 | 0 | 0
6 | 23 | 8 | 0 | 0 | 0 | 0 | 0 | 0 | 0 | 0 | 0
6 | 23 | 9 | 0 | 0 | 0 | 0 | 0 | 0 | 0 | 0 | 0
6 | 23 | 10 | 0 | 0 | 0 | 0 | 0 | 0 | 0 | 0 | 0
6 | 23 | 11 | 0 | 0 | 0 | 0 | 0 | 0 | 0 | 0 | 0
6 | 23 | 12 | 0 | 0 | 0 | 0 | 0 | 0 | 0 | 0 | 0
6 | 23 | 13 | 0 | 0 | 0 | 0 | 0 | 0 | 0 | 0 | 0
6 | 23 | 14 | 0 | 0 | 0 | 0 | 0 | 0 | 0 | 0 | 0
6 | 23 | 15 | 0 | 0 | 0 | 0 | 0 | 0 | 0 | 0 | 0
6 | 23 | 16 | 0 | 0 | 0 | 0 | 0 | 0 | 0 | 0 | 0
6 | 23 | 17 | 0 | 0 | 0 | 0 | 0 | 0 | 0 | 0 | 0
6 | 23 | 18 | 0 | 0 | 0 | 0 | 0 | 0 | 0 | 0 | 0
6 | 23 | 19 | 0 | 0 | 0 | 0 | 0 | 0 | 0 | 0 | 0
6 | 23 | 20 | 0 | 0 | 0 | 0 | 0 | 0 | 0 | 0 | 0
6 | 23 | 21 | 0 | 0 | 0 | 0 | 0 | 0 | 0 | 0 | 0
6 | 23 | 22 | 0 | 0 | 0 | 0 | 0 | 0 | 0 | 0 | 0
6 | 23 | 23 | 0 | 0 | 0 | 0 | 0 | 0 | 0 | 0 | 0
6 | 23 | 24 | 0 | 0 | 0 | 0 | 0 | 0 | 0 | 0 | 0
6 | 24 | 1 | 0 | 0 | 0 | 0 | 0 | 0 | 0 | 0 | 0
6 | 24 | 2 | 0 | 0 | 0 | 0 | 0 | 0 | 0 | 0 | 0
6 | 24 | 3 | 0 | 0 | 0 | 0 | 0 | 0 | 0 | 0 | 0
6 | 24 | 4 | 0 | 0 | 0 | 0 | 0 | 0 | 0 | 0 | 0
6 | 24 | 5 | 0 | 0 | 0 | 0 | 0 | 0 | 0 | 0 | 0
6 | 24 | 6 | 0 | 0 | 0 | 0 | 0 | 0 | 0 | 0 | 0
6 | 24 | 7 | 0 | 0 | 0 | 0 | 0 | 0 | 0 | 0 | 0
6 | 24 | 8 | 0 | 0 | 0 | 0 | 0 | 0 | 0 | 0 | 0
6 | 24 | 9 | 0 | 0 | 0 | 0 | 0 | 0 | 0 | 0 | 0
6 | 24 | 10 | 0 | 0 | 0 | 0 | 0 | 0 | 0 | 0 | 0
6 | 24 | 11 | 0 | 0 | 0 | 0 | 0 | 0 | 0 | 0 | 0
6 | 24 | 12 | 0 | 0 | 0 | 0 | 0 | 0 | 0 | 0 | 0
6 | 24 | 13 | 0 | 0 | 0 | 0 | 0 | 0 | 0 | 0 | 0
6 | 24 | 14 | 0 | 0 | 0 | 0 | 0 | 0 | 0 | 0 | 0
6 | 24 | 15 | 0 | 0 | 0 | 0 | 0 | 0 | 0 | 0 | 0
6 | 24 | 16 | 0 | 0 | 0 | 0 | 0 | 0 | 0 | 0 | 0
6 | 24 | 17 | 0 | 0 | 0 | 0 | 0 | 0 | 0 | 0 | 0
6 | 24 | 18 | 0 | 0 | 0 | 0 | 0 | 0 | 0 | 0 | 0
6 | 24 | 19 | 0 | 0 | 0 | 0 | 0 | 0 | 0 | 0 | 0
6 | 24 | 20 | 0 | 0 | 0 | 0 | 0 | 0 | 0 | 0 | 0
6 | 24 | 21 | 0 | 0 | 0 | 0 | 0 | 0 | 0 | 0 | 0
6 | 24 | 22 | 0 | 0 | 0 | 0 | 0 | 0 | 0 | 0 | 0
6 | 24 | 23 | 0 | 0 | 0 | 0 | 0 | 0 | 0 | 0 | 0
6 | 24 | 24 | 0 | 0 | 0 | 0 | 0 | 0 | 0 | 0 | 0
6 | 25 | 1 | 0 | 0 | 0 | 0 | 0 | 0 | 0 | 0 | 0
6 | 25 | 2 | 0 | 0 | 0 | 0 | 0 | 0 | 0 | 0 | 0
6 | 25 | 3 | 0 | 0 | 0 | 0 | 0 | 0 | 0 | 0 | 0
6 | 25 | 4 | 0 | 0 | 0 | 0 | 0 | 0 | 0 | 0 | 0
6 | 25 | 5 | 0 | 0 | 0 | 0 | 0 | 0 | 0 | 0 | 0
6 | 25 | 6 | 0 | 0 | 0 | 0 | 0 | 0 | 0 | 0 | 0
6 | 25 | 7 | 0 | 0 | 0 | 0 | 0 | 0 | 0 | 0 | 0
6 | 25 | 8 | 0 | 0 | 0 | 0 | 0 | 0 | 0 | 0 | 0
6 | 25 | 9 | 0 | 0 | 0 | 0 | 0 | 0 | 0 | 0 | 0
6 | 25 | 10 | 0 | 0 | 0 | 0 | 0 | 0 | 0 | 0 | 0
6 | 25 | 11 | 0 | 0 | 0 | 0 | 0 | 0 | 0 | 0 | 0
6 | 25 | 12 | 0 | 0 | 0 | 0 | 0 | 0 | 0 | 0 | 0
6 | 25 | 13 | 0 | 0 | 0 | 0 | 0 | 0 | 0 | 0 | 0
6 | 25 | 14 | 0 | 0 | 0 | 0 | 0 | 0 | 0 | 0 | 0
6 | 25 | 15 | 0 | 0 | 0 | 0 | 0 | 0 | 0 | 0 | 0
6 | 25 | 16 | 0 | 0 | 0 | 0 | 0 | 0 | 0 | 0 | 0
6 | 25 | 17 | 0 | 0 | 0 | 0 | 0 | 0 | 0 | 0 | 0
6 | 25 | 18 | 0 | 0 | 0 | 0 | 0 | 0 | 0 | 0 | 0
6 | 25 | 19 | 0 | 0 | 0 | 0 | 0 | 0 | 0 | 0 | 0
6 | 25 | 20 | 0 | 0 | 0 | 0 | 0 | 0 | 0 | 0 | 0
6 | 25 | 21 | 0 | 0 | 0 | 0 | 0 | 0 | 0 | 0 | 0
6 | 25 | 22 | 0 | 0 | 0 | 0 | 0 | 0 | 0 | 0 | 0
6 | 25 | 23 | 0 | 0 | 0 | 0 | 0 | 0 | 0 | 0 | 0
6 | 25 | 24 | 0 | 0 | 0 | 0 | 0 | 0 | 0 | 0 | 0
6 | 26 | 1 | 0 | 0 | 0 | 0 | 0 | 0 | 0 | 0 | 0
6 | 26 | 2 | 0 | 0 | 0 | 0 | 0 | 0 | 0 | 0 | 0
6 | 26 | 3 | 0 | 0 | 0 | 0 | 0 | 0 | 0 | 0 | 0
6 | 26 | 4 | 0 | 0 | 0 | 0 | 0 | 0 | 0 | 0 | 0
6 | 26 | 5 | 0 | 0 | 0 | 0 | 0 | 0 | 0 | 0 | 0
6 | 26 | 6 | 0 | 0 | 0 | 0 | 0 | 0 | 0 | 0 | 0
6 | 26 | 7 | 0 | 0 | 0 | 0 | 0 | 0 | 0 | 0 | 0
6 | 26 | 8 | 0 | 0 | 0 | 0 | 0 | 0 | 0 | 0 | 0
6 | 26 | 9 | 0 | 0 | 0 | 0 | 0 | 0 | 0 | 0 | 0
6 | 26 | 10 | 0 | 0 | 0 | 0 | 0 | 0 | 0 | 0 | 0
6 | 26 | 11 | 0 | 0 | 0 | 0 | 0 | 0 | 0 | 0 | 0
6 | 26 | 12 | 0 | 0 | 0 | 0 | 0 | 0 | 0 | 0 | 0
6 | 26 | 13 | 0 | 0 | 0 | 0 | 0 | 0 | 0 | 0 | 0
6 | 26 | 14 | 0 | 0 | 0 | 0 | 0 | 0 | 0 | 0 | 0
6 | 26 | 15 | 0 | 0 | 0 | 0 | 0 | 0 | 0 | 0 | 0
6 | 26 | 16 | 0 | 0 | 0 | 0 | 0 | 0 | 0 | 0 | 0
6 | 26 | 17 | 0 | 0 | 0 | 0 | 0 | 0 | 0 | 0 | 0
6 | 26 | 18 | 0 | 0 | 0 | 0 | 0 | 0 | 0 | 0 | 0
6 | 26 | 19 | 0 | 0 | 0 | 0 | 0 | 0 | 0 | 0 | 0
6 | 26 | 20 | 0 | 0 | 0 | 0 | 0 | 0 | 0 | 0 | 0
6 | 26 | 21 | 0 | 0 | 0 | 0 | 0 | 0 | 0 | 0 | 0
6 | 26 | 22 | 0 | 0 | 0 | 0 | 0 | 0 | 0 | 0 | 0
6 | 26 | 23 | 0 | 0 | 0 | 0 | 0 | 0 | 0 | 0 | 0
6 | 26 | 24 | 0 | 0 | 0 | 0 | 0 | 0 | 0 | 0 | 0
6 | 27 | 1 | 0 | 0 | 0 | 0 | 0 | 0 | 0 | 0 | 0
6 | 27 | 2 | 0 | 0 | 0 | 0 | 0 | 0 | 0 | 0 | 0
6 | 27 | 3 | 0 | 0 | 0 | 0 | 0 | 0 | 0 | 0 | 0
6 | 27 | 4 | 0 | 0 | 0 | 0 | 0 | 0 | 0 | 0 | 0
6 | 27 | 5 | 0 | 0 | 0 | 0 | 0 | 0 | 0 | 0 | 0
6 | 27 | 6 | 0 | 0 | 0 | 0 | 0 | 0 | 0 | 0 | 0
6 | 27 | 7 | 0 | 0 | 0 | 0 | 0 | 0 | 0 | 0 | 0
6 | 27 | 8 | 0 | 0 | 0 | 0 | 0 | 0 | 0 | 0 | 0
6 | 27 | 9 | 0 | 0 | 0 | 0 | 0 | 0 | 0 | 0 | 0
6 | 27 | 10 | 0 | 0 | 0 | 0 | 0 | 0 | 0 | 0 | 0
6 | 27 | 11 | 0 | 0 | 0 | 0 | 0 | 0 | 0 | 0 | 0
6 | 27 | 12 | 0 | 0 | 0 | 0 | 0 | 0 | 0 | 0 | 0
6 | 27 | 13 | 0 | 0 | 0 | 0 | 0 | 0 | 0 | 0 | 0
6 | 27 | 14 | 0 | 0 | 0 | 0 | 0 | 0 | 0 | 0 | 0
6 | 27 | 15 | 0 | 0 | 0 | 0 | 0 | 0 | 0 | 0 | 0
6 | 27 | 16 | 0 | 0 | 0 | 0 | 0 | 0 | 0 | 0 | 0
6 | 27 | 17 | 0 | 0 | 0 | 0 | 0 | 0 | 0 | 0 | 0
6 | 27 | 18 | 0 | 0 | 0 | 0 | 0 | 0 | 0 | 0 | 0
6 | 27 | 19 | 0 | 0 | 0 | 0 | 0 | 0 | 0 | 0 | 0
6 | 27 | 20 | 0 | 0 | 0 | 0 | 0 | 0 | 0 | 0 | 0
6 | 27 | 21 | 0 | 0 | 0 | 0 | 0 | 0 | 0 | 0 | 0
6 | 27 | 22 | 0 | 0 | 0 | 0 | 0 | 0 | 0 | 0 | 0
6 | 27 | 23 | 0 | 0 | 0 | 0 | 0 | 0 | 0 | 0 | 0
6 | 27 | 24 | 0 | 0 | 0 | 0 | 0 | 0 | 0 | 0 | 0
6 | 28 | 1 | 0 | 0 | 0 | 0 | 0 | 0 | 0 | 0 | 0
6 | 28 | 2 | 0 | 0 | 0 | 0 | 0 | 0 | 0 | 0 | 0
6 | 28 | 3 | 0 | 0 | 0 | 0 | 0 | 0 | 0 | 0 | 0
6 | 28 | 4 | 0 | 0 | 0 | 0 | 0 | 0 | 0 | 0 | 0
6 | 28 | 5 | 0 | 0 | 0 | 0 | 0 | 0 | 0 | 0 | 0
6 | 28 | 6 | 0 | 0 | 0 | 0 | 0 | 0 | 0 | 0 | 0
6 | 28 | 7 | 0 | 0 | 0 | 0 | 0 | 0 | 0 | 0 | 0
6 | 28 | 8 | 0 | 0 | 0 | 0 | 0 | 0 | 0 | 0 | 0
6 | 28 | 9 | 0 | 0 | 0 | 0 | 0 | 0 | 0 | 0 | 0
6 | 28 | 10 | 0 | 0 | 0 | 0 | 0 | 0 | 0 | 0 | 0
6 | 28 | 11 | 0 | 0 | 0 | 0 | 0 | 0 | 0 | 0 | 0
6 | 28 | 12 | 0 | 0 | 0 | 0 | 0 | 0 | 0 | 0 | 0
6 | 28 | 13 | 0 | 0 | 0 | 0 | 0 | 0 | 0 | 0 | 0
6 | 28 | 14 | 0 | 0 | 0 | 0 | 0 | 0 | 0 | 0 | 0
6 | 28 | 15 | 0 | 0 | 0 | 0 | 0 | 0 | 0 | 0 | 0
6 | 28 | 16 | 0 | 0 | 0 | 0 | 0 | 0 | 0 | 0 | 0
6 | 28 | 17 | 0 | 0 | 0 | 0 | 0 | 0 | 0 | 0 | 0
6 | 28 | 18 | 0 | 0 | 0 | 0 | 0 | 0 | 0 | 0 | 0
6 | 28 | 19 | 0 | 0 | 0 | 0 | 0 | 0 | 0 | 0 | 0
6 | 28 | 20 | 0 | 0 | 0 | 0 | 0 | 0 | 0 | 0 | 0
6 | 28 | 21 | 0 | 0 | 0 | 0 | 0 | 0 | 0 | 0 | 0
6 | 28 | 22 | 0 | 0 | 0 | 0 | 0 | 0 | 0 | 0 | 0
6 | 28 | 23 | 0 | 0 | 0 | 0 | 0 | 0 | 0 | 0 | 0
6 | 28 | 24 | 0 | 0 | 0 | 0 | 0 | 0 | 0 | 0 | 0
6 | 29 | 1 | 0 | 0 | 0 | 0 | 0 | 0 | 0 | 0 | 0
6 | 29 | 2 | 0 | 0 | 0 | 0 | 0 | 0 | 0 | 0 | 0
6 | 29 | 3 | 0 | 0 | 0 | 0 | 0 | 0 | 0 | 0 | 0
6 | 29 | 4 | 0 | 0 | 0 | 0 | 0 | 0 | 0 | 0 | 0
6 | 29 | 5 | 0 | 0 | 0 | 0 | 0 | 0 | 0 | 0 | 0
6 | 29 | 6 | 0 | 0 | 0 | 0 | 0 | 0 | 0 | 0 | 0
6 | 29 | 7 | 0 | 0 | 0 | 0 | 0 | 0 | 0 | 0 | 0
6 | 29 | 8 | 0 | 0 | 0 | 0 | 0 | 0 | 0 | 0 | 0
6 | 29 | 9 | 0 | 0 | 0 | 0 | 0 | 0 | 0 | 0 | 0
6 | 29 | 10 | 0 | 0 | 0 | 0 | 0 | 0 | 0 | 0 | 0
6 | 29 | 11 | 0 | 0 | 0 | 0 | 0 | 0 | 0 | 0 | 0
6 | 29 | 12 | 0 | 0 | 0 | 0 | 0 | 0 | 0 | 0 | 0
6 | 29 | 13 | 0 | 0 | 0 | 0 | 0 | 0 | 0 | 0 | 0
6 | 29 | 14 | 0 | 0 | 0 | 0 | 0 | 0 | 0 | 0 | 0
6 | 29 | 15 | 0 | 0 | 0 | 0 | 0 | 0 | 0 | 0 | 0
6 | 29 | 16 | 0 | 0 | 0 | 0 | 0 | 0 | 0 | 0 | 0
6 | 29 | 17 | 0 | 0 | 0 | 0 | 0 | 0 | 0 | 0 | 0
6 | 29 | 18 | 0 | 0 | 0 | 0 | 0 | 0 | 0 | 0 | 0
6 | 29 | 19 | 0 | 0 | 0 | 0 | 0 | 0 | 0 | 0 | 0
6 | 29 | 20 | 0 | 0 | 0 | 0 | 0 | 0 | 0 | 0 | 0
6 | 29 | 21 | 0 | 0 | 0 | 0 | 0 | 0 | 0 | 0 | 0
6 | 29 | 22 | 0 | 0 | 0 | 0 | 0 | 0 | 0 | 0 | 0
6 | 29 | 23 | 0 | 0 | 0 | 0 | 0 | 0 | 0 | 0 | 0
6 | 29 | 24 | 0 | 0 | 0 | 0 | 0 | 0 | 0 | 0 | 0
6 | 30 | 1 | 0 | 0 | 0 | 0 | 0 | 0 | 0 | 0 | 0
6 | 30 | 2 | 0 | 0 | 0 | 0 | 0 | 0 | 0 | 0 | 0
6 | 30 | 3 | 0 | 0 | 0 | 0 | 0 | 0 | 0 | 0 | 0
6 | 30 | 4 | 0 | 0 | 0 | 0 | 0 | 0 | 0 | 0 | 0
6 | 30 | 5 | 0 | 0 | 0 | 0 | 0 | 0 | 0 | 0 | 0
6 | 30 | 6 | 0 | 0 | 0 | 0 | 0 | 0 | 0 | 0 | 0
6 | 30 | 7 | 0 | 0 | 0 | 0 | 0 | 0 | 0 | 0 | 0
6 | 30 | 8 | 0 | 0 | 0 | 0 | 0 | 0 | 0 | 0 | 0
6 | 30 | 9 | 0 | 0 | 0 | 0 | 0 | 0 | 0 | 0 | 0
6 | 30 | 10 | 0 | 0 | 0 | 0 | 0 | 0 | 0 | 0 | 0
6 | 30 | 11 | 0 | 0 | 0 | 0 | 0 | 0 | 0 | 0 | 0
6 | 30 | 12 | 0 | 0 | 0 | 0 | 0 | 0 | 0 | 0 | 0
6 | 30 | 13 | 0 | 0 | 0 | 0 | 0 | 0 | 0 | 0 | 0
6 | 30 | 14 | 0 | 0 | 0 | 0 | 0 | 0 | 0 | 0 | 0
6 | 30 | 15 | 0 | 0 | 0 | 0 | 0 | 0 | 0 | 0 | 0
6 | 30 | 16 | 0 | 0 | 0 | 0 | 0 | 0 | 0 | 0 | 0
6 | 30 | 17 | 0 | 0 | 0 | 0 | 0 | 0 | 0 | 0 | 0
6 | 30 | 18 | 0 | 0 | 0 | 0 | 0 | 0 | 0 | 0 | 0
6 | 30 | 19 | 0 | 0 | 0 | 0 | 0 | 0 | 0 | 0 | 0
6 | 30 | 20 | 0 | 0 | 0 | 0 | 0 | 0 | 0 | 0 | 0
6 | 30 | 21 | 0 | 0 | 0 | 0 | 0 | 0 | 0 | 0 | 0
6 | 30 | 22 | 0 | 0 | 0 | 0 | 0 | 0 | 0 | 0 | 0
6 | 30 | 23 | 0 | 0 | 0 | 0 | 0 | 0 | 0 | 0 | 0
6 | 30 | 24 | 0 | 0 | 0 | 0 | 0 | 0 | 0 | 0 | 0
7 | 1 | 1 | 0 | 0 | 0 | 0 | 0 | 0 | 0 | 0 | 0
7 | 1 | 2 | 0 | 0 | 0 | 0 | 0 | 0 | 0 | 0 | 0
7 | 1 | 3 | 0 | 0 | 0 | 0 | 0 | 0 | 0 | 0 | 0
7 | 1 | 4 | 0 | 0 | 0 | 0 | 0 | 0 | 0 | 0 | 0
7 | 1 | 5 | 0 | 0 | 0 | 0 | 0 | 0 | 0 | 0 | 0
7 | 1 | 6 | 0 | 0 | 0 | 0 | 0 | 0 | 0 | 0 | 0
7 | 1 | 7 | 0 | 0 | 0 | 0 | 0 | 0 | 0 | 0 | 0
7 | 1 | 8 | 0 | 0 | 0 | 0 | 0 | 0 | 0 | 0 | 0
7 | 1 | 9 | 0 | 0 | 0 | 0 | 0 | 0 | 0 | 0 | 0
7 | 1 | 10 | 0 | 0 | 0 | 0 | 0 | 0 | 0 | 0 | 0
7 | 1 | 11 | 0 | 0 | 0 | 0 | 0 | 0 | 0 | 0 | 0
7 | 1 | 12 | 0 | 0 | 0 | 0 | 0 | 0 | 0 | 0 | 0
7 | 1 | 13 | 0 | 0 | 0 | 0 | 0 | 0 | 0 | 0 | 0
7 | 1 | 14 | 0 | 0 | 0 | 0 | 0 | 0 | 0 | 0 | 0
7 | 1 | 15 | 0 | 0 | 0 | 0 | 0 | 0 | 0 | 0 | 0
7 | 1 | 16 | 0 | 0 | 0 | 0 | 0 | 0 | 0 | 0 | 0
7 | 1 | 17 | 0 | 0 | 0 | 0 | 0 | 0 | 0 | 0 | 0
7 | 1 | 18 | 0 | 0 | 0 | 0 | 0 | 0 | 0 | 0 | 0
7 | 1 | 19 | 0 | 0 | 0 | 0 | 0 | 0 | 0 | 0 | 0
7 | 1 | 20 | 0 | 0 | 0 | 0 | 0 | 0 | 0 | 0 | 0
7 | 1 | 21 | 0 | 0 | 0 | 0 | 0 | 0 | 0 | 0 | 0
7 | 1 | 22 | 0 | 0 | 0 | 0 | 0 | 0 | 0 | 0 | 0
7 | 1 | 23 | 0 | 0 | 0 | 0 | 0 | 0 | 0 | 0 | 0
7 | 1 | 24 | 0 | 0 | 0 | 0 | 0 | 0 | 0 | 0 | 0
7 | 2 | 1 | 0 | 0 | 0 | 0 | 0 | 0 | 0 | 0 | 0
7 | 2 | 2 | 0 | 0 | 0 | 0 | 0 | 0 | 0 | 0 | 0
7 | 2 | 3 | 0 | 0 | 0 | 0 | 0 | 0 | 0 | 0 | 0
7 | 2 | 4 | 0 | 0 | 0 | 0 | 0 | 0 | 0 | 0 | 0
7 | 2 | 5 | 0 | 0 | 0 | 0 | 0 | 0 | 0 | 0 | 0
7 | 2 | 6 | 0 | 0 | 0 | 0 | 0 | 0 | 0 | 0 | 0
7 | 2 | 7 | 0 | 0 | 0 | 0 | 0 | 0 | 0 | 0 | 0
7 | 2 | 8 | 0 | 0 | 0 | 0 | 0 | 0 | 0 | 0 | 0
7 | 2 | 9 | 0 | 0 | 0 | 0 | 0 | 0 | 0 | 0 | 0
7 | 2 | 10 | 0 | 0 | 0 | 0 | 0 | 0 | 0 | 0 | 0
7 | 2 | 11 | 0 | 0 | 0 | 0 | 0 | 0 | 0 | 0 | 0
7 | 2 | 12 | 0 | 0 | 0 | 0 | 0 | 0 | 0 | 0 | 0
7 | 2 | 13 | 0 | 0 | 0 | 0 | 0 | 0 | 0 | 0 | 0
7 | 2 | 14 | 0 | 0 | 0 | 0 | 0 | 0 | 0 | 0 | 0
7 | 2 | 15 | 0 | 0 | 0 | 0 | 0 | 0 | 0 | 0 | 0
7 | 2 | 16 | 0 | 0 | 0 | 0 | 0 | 0 | 0 | 0 | 0
7 | 2 | 17 | 0 | 0 | 0 | 0 | 0 | 0 | 0 | 0 | 0
7 | 2 | 18 | 0 | 0 | 0 | 0 | 0 | 0 | 0 | 0 | 0
7 | 2 | 19 | 0 | 0 | 0 | 0 | 0 | 0 | 0 | 0 | 0
7 | 2 | 20 | 0 | 0 | 0 | 0 | 0 | 0 | 0 | 0 | 0
7 | 2 | 21 | 0 | 0 | 0 | 0 | 0 | 0 | 0 | 0 | 0
7 | 2 | 22 | 0 | 0 | 0 | 0 | 0 | 0 | 0 | 0 | 0
7 | 2 | 23 | 0 | 0 | 0 | 0 | 0 | 0 | 0 | 0 | 0
7 | 2 | 24 | 0 | 0 | 0 | 0 | 0 | 0 | 0 | 0 | 0
7 | 3 | 1 | 0 | 0 | 0 | 0 | 0 | 0 | 0 | 0 | 0
7 | 3 | 2 | 0 | 0 | 0 | 0 | 0 | 0 | 0 | 0 | 0
7 | 3 | 3 | 0 | 0 | 0 | 0 | 0 | 0 | 0 | 0 | 0
7 | 3 | 4 | 0 | 0 | 0 | 0 | 0 | 0 | 0 | 0 | 0
7 | 3 | 5 | 0 | 0 | 0 | 0 | 0 | 0 | 0 | 0 | 0
7 | 3 | 6 | 0 | 0 | 0 | 0 | 0 | 0 | 0 | 0 | 0
7 | 3 | 7 | 0 | 0 | 0 | 0 | 0 | 0 | 0 | 0 | 0
7 | 3 | 8 | 0 | 0 | 0 | 0 | 0 | 0 | 0 | 0 | 0
7 | 3 | 9 | 0 | 0 | 0 | 0 | 0 | 0 | 0 | 0 | 0
7 | 3 | 10 | 0 | 0 | 0 | 0 | 0 | 0 | 0 | 0 | 0
7 | 3 | 11 | 0 | 0 | 0 | 0 | 0 | 0 | 0 | 0 | 0
7 | 3 | 12 | 0 | 0 | 0 | 0 | 0 | 0 | 0 | 0 | 0
7 | 3 | 13 | 0 | 0 | 0 | 0 | 0 | 0 | 0 | 0 | 0
7 | 3 | 14 | 0 | 0 | 0 | 0 | 0 | 0 | 0 | 0 | 0
7 | 3 | 15 | 0 | 0 | 0 | 0 | 0 | 0 | 0 | 0 | 0
7 | 3 | 16 | 0 | 0 | 0 | 0 | 0 | 0 | 0 | 0 | 0
7 | 3 | 17 | 0 | 0 | 0 | 0 | 0 | 0 | 0 | 0 | 0
7 | 3 | 18 | 0 | 0 | 0 | 0 | 0 | 0 | 0 | 0 | 0
7 | 3 | 19 | 0 | 0 | 0 | 0 | 0 | 0 | 0 | 0 | 0
7 | 3 | 20 | 0 | 0 | 0 | 0 | 0 | 0 | 0 | 0 | 0
7 | 3 | 21 | 0 | 0 | 0 | 0 | 0 | 0 | 0 | 0 | 0
7 | 3 | 22 | 0 | 0 | 0 | 0 | 0 | 0 | 0 | 0 | 0
7 | 3 | 23 | 0 | 0 | 0 | 0 | 0 | 0 | 0 | 0 | 0
7 | 3 | 24 | 0 | 0 | 0 | 0 | 0 | 0 | 0 | 0 | 0
7 | 4 | 1 | 0 | 0 | 0 | 0 | 0 | 0 | 0 | 0 | 0
7 | 4 | 2 | 0 | 0 | 0 | 0 | 0 | 0 | 0 | 0 | 0
7 | 4 | 3 | 0 | 0 | 0 | 0 | 0 | 0 | 0 | 0 | 0
7 | 4 | 4 | 0 | 0 | 0 | 0 | 0 | 0 | 0 | 0 | 0
7 | 4 | 5 | 0 | 0 | 0 | 0 | 0 | 0 | 0 | 0 | 0
7 | 4 | 6 | 0 | 0 | 0 | 0 | 0 | 0 | 0 | 0 | 0
7 | 4 | 7 | 0 | 0 | 0 | 0 | 0 | 0 | 0 | 0 | 0
7 | 4 | 8 | 0 | 0 | 0 | 0 | 0 | 0 | 0 | 0 | 0
7 | 4 | 9 | 0 | 0 | 0 | 0 | 0 | 0 | 0 | 0 | 0
7 | 4 | 10 | 0 | 0 | 0 | 0 | 0 | 0 | 0 | 0 | 0
7 | 4 | 11 | 0 | 0 | 0 | 0 | 0 | 0 | 0 | 0 | 0
7 | 4 | 12 | 0 | 0 | 0 | 0 | 0 | 0 | 0 | 0 | 0
7 | 4 | 13 | 0 | 0 | 0 | 0 | 0 | 0 | 0 | 0 | 0
7 | 4 | 14 | 0 | 0 | 0 | 0 | 0 | 0 | 0 | 0 | 0
7 | 4 | 15 | 0 | 0 | 0 | 0 | 0 | 0 | 0 | 0 | 0
7 | 4 | 16 | 0 | 0 | 0 | 0 | 0 | 0 | 0 | 0 | 0
7 | 4 | 17 | 0 | 0 | 0 | 0 | 0 | 0 | 0 | 0 | 0
7 | 4 | 18 | 0 | 0 | 0 | 0 | 0 | 0 | 0 | 0 | 0
7 | 4 | 19 | 0 | 0 | 0 | 0 | 0 | 0 | 0 | 0 | 0
7 | 4 | 20 | 0 | 0 | 0 | 0 | 0 | 0 | 0 | 0 | 0
7 | 4 | 21 | 0 | 0 | 0 | 0 | 0 | 0 | 0 | 0 | 0
7 | 4 | 22 | 0 | 0 | 0 | 0 | 0 | 0 | 0 | 0 | 0
7 | 4 | 23 | 0 | 0 | 0 | 0 | 0 | 0 | 0 | 0 | 0
7 | 4 | 24 | 0 | 0 | 0 | 0 | 0 | 0 | 0 | 0 | 0
7 | 5 | 1 | 0 | 0 | 0 | 0 | 0 | 0 | 0 | 0 | 0
7 | 5 | 2 | 0 | 0 | 0 | 0 | 0 | 0 | 0 | 0 | 0
7 | 5 | 3 | 0 | 0 | 0 | 0 | 0 | 0 | 0 | 0 | 0
7 | 5 | 4 | 0 | 0 | 0 | 0 | 0 | 0 | 0 | 0 | 0
7 | 5 | 5 | 0 | 0 | 0 | 0 | 0 | 0 | 0 | 0 | 0
7 | 5 | 6 | 0 | 0 | 0 | 0 | 0 | 0 | 0 | 0 | 0
7 | 5 | 7 | 0 | 0 | 0 | 0 | 0 | 0 | 0 | 0 | 0
7 | 5 | 8 | 0 | 0 | 0 | 0 | 0 | 0 | 0 | 0 | 0
7 | 5 | 9 | 0 | 0 | 0 | 0 | 0 | 0 | 0 | 0 | 0
7 | 5 | 10 | 0 | 0 | 0 | 0 | 0 | 0 | 0 | 0 | 0
7 | 5 | 11 | 0 | 0 | 0 | 0 | 0 | 0 | 0 | 0 | 0
7 | 5 | 12 | 0 | 0 | 0 | 0 | 0 | 0 | 0 | 0 | 0
7 | 5 | 13 | 0 | 0 | 0 | 0 | 0 | 0 | 0 | 0 | 0
7 | 5 | 14 | 0 | 0 | 0 | 0 | 0 | 0 | 0 | 0 | 0
7 | 5 | 15 | 0 | 0 | 0 | 0 | 0 | 0 | 0 | 0 | 0
7 | 5 | 16 | 0 | 0 | 0 | 0 | 0 | 0 | 0 | 0 | 0
7 | 5 | 17 | 0 | 0 | 0 | 0 | 0 | 0 | 0 | 0 | 0
7 | 5 | 18 | 0 | 0 | 0 | 0 | 0 | 0 | 0 | 0 | 0
7 | 5 | 19 | 0 | 0 | 0 | 0 | 0 | 0 | 0 | 0 | 0
7 | 5 | 20 | 0 | 0 | 0 | 0 | 0 | 0 | 0 | 0 | 0
7 | 5 | 21 | 0 | 0 | 0 | 0 | 0 | 0 | 0 | 0 | 0
7 | 5 | 22 | 0 | 0 | 0 | 0 | 0 | 0 | 0 | 0 | 0
7 | 5 | 23 | 0 | 0 | 0 | 0 | 0 | 0 | 0 | 0 | 0
7 | 5 | 24 | 0 | 0 | 0 | 0 | 0 | 0 | 0 | 0 | 0
7 | 6 | 1 | 0 | 0 | 0 | 0 | 0 | 0 | 0 | 0 | 0
7 | 6 | 2 | 0 | 0 | 0 | 0 | 0 | 0 | 0 | 0 | 0
7 | 6 | 3 | 0 | 0 | 0 | 0 | 0 | 0 | 0 | 0 | 0
7 | 6 | 4 | 0 | 0 | 0 | 0 | 0 | 0 | 0 | 0 | 0
7 | 6 | 5 | 0 | 0 | 0 | 0 | 0 | 0 | 0 | 0 | 0
7 | 6 | 6 | 0 | 0 | 0 | 0 | 0 | 0 | 0 | 0 | 0
7 | 6 | 7 | 0 | 0 | 0 | 0 | 0 | 0 | 0 | 0 | 0
7 | 6 | 8 | 0 | 0 | 0 | 0 | 0 | 0 | 0 | 0 | 0
7 | 6 | 9 | 0 | 0 | 0 | 0 | 0 | 0 | 0 | 0 | 0
7 | 6 | 10 | 0 | 0 | 0 | 0 | 0 | 0 | 0 | 0 | 0
7 | 6 | 11 | 0 | 0 | 0 | 0 | 0 | 0 | 0 | 0 | 0
7 | 6 | 12 | 0 | 0 | 0 | 0 | 0 | 0 | 0 | 0 | 0
7 | 6 | 13 | 0 | 0 | 0 | 0 | 0 | 0 | 0 | 0 | 0
7 | 6 | 14 | 0 | 0 | 0 | 0 | 0 | 0 | 0 | 0 | 0
7 | 6 | 15 | 0 | 0 | 0 | 0 | 0 | 0 | 0 | 0 | 0
7 | 6 | 16 | 0 | 0 | 0 | 0 | 0 | 0 | 0 | 0 | 0
7 | 6 | 17 | 0 | 0 | 0 | 0 | 0 | 0 | 0 | 0 | 0
7 | 6 | 18 | 0 | 0 | 0 | 0 | 0 | 0 | 0 | 0 | 0
7 | 6 | 19 | 0 | 0 | 0 | 0 | 0 | 0 | 0 | 0 | 0
7 | 6 | 20 | 0 | 0 | 0 | 0 | 0 | 0 | 0 | 0 | 0
7 | 6 | 21 | 0 | 0 | 0 | 0 | 0 | 0 | 0 | 0 | 0
7 | 6 | 22 | 0 | 0 | 0 | 0 | 0 | 0 | 0 | 0 | 0
7 | 6 | 23 | 0 | 0 | 0 | 0 | 0 | 0 | 0 | 0 | 0
7 | 6 | 24 | 0 | 0 | 0 | 0 | 0 | 0 | 0 | 0 | 0
7 | 7 | 1 | 0 | 0 | 0 | 0 | 0 | 0 | 0 | 0 | 0
7 | 7 | 2 | 0 | 0 | 0 | 0 | 0 | 0 | 0 | 0 | 0
7 | 7 | 3 | 0 | 0 | 0 | 0 | 0 | 0 | 0 | 0 | 0
7 | 7 | 4 | 0 | 0 | 0 | 0 | 0 | 0 | 0 | 0 | 0
7 | 7 | 5 | 0 | 0 | 0 | 0 | 0 | 0 | 0 | 0 | 0
7 | 7 | 6 | 0 | 0 | 0 | 0 | 0 | 0 | 0 | 0 | 0
7 | 7 | 7 | 0 | 0 | 0 | 0 | 0 | 0 | 0 | 0 | 0
7 | 7 | 8 | 0 | 0 | 0 | 0 | 0 | 0 | 0 | 0 | 0
7 | 7 | 9 | 0 | 0 | 0 | 0 | 0 | 0 | 0 | 0 | 0
7 | 7 | 10 | 0 | 0 | 0 | 0 | 0 | 0 | 0 | 0 | 0
7 | 7 | 11 | 0 | 0 | 0 | 0 | 0 | 0 | 0 | 0 | 0
7 | 7 | 12 | 0 | 0 | 0 | 0 | 0 | 0 | 0 | 0 | 0
7 | 7 | 13 | 0 | 0 | 0 | 0 | 0 | 0 | 0 | 0 | 0
7 | 7 | 14 | 0 | 0 | 0 | 0 | 0 | 0 | 0 | 0 | 0
7 | 7 | 15 | 0 | 0 | 0 | 0 | 0 | 0 | 0 | 0 | 0
7 | 7 | 16 | 0 | 0 | 0 | 0 | 0 | 0 | 0 | 0 | 0
7 | 7 | 17 | 0 | 0 | 0 | 0 | 0 | 0 | 0 | 0 | 0
7 | 7 | 18 | 0 | 0 | 0 | 0 | 0 | 0 | 0 | 0 | 0
7 | 7 | 19 | 0 | 0 | 0 | 0 | 0 | 0 | 0 | 0 | 0
7 | 7 | 20 | 0 | 0 | 0 | 0 | 0 | 0 | 0 | 0 | 0
7 | 7 | 21 | 0 | 0 | 0 | 0 | 0 | 0 | 0 | 0 | 0
7 | 7 | 22 | 0 | 0 | 0 | 0 | 0 | 0 | 0 | 0 | 0
7 | 7 | 23 | 0 | 0 | 0 | 0 | 0 | 0 | 0 | 0 | 0
7 | 7 | 24 | 0 | 0 | 0 | 0 | 0 | 0 | 0 | 0 | 0
7 | 8 | 1 | 0 | 0 | 0 | 0 | 0 | 0 | 0 | 0 | 0
7 | 8 | 2 | 0 | 0 | 0 | 0 | 0 | 0 | 0 | 0 | 0
7 | 8 | 3 | 0 | 0 | 0 | 0 | 0 | 0 | 0 | 0 | 0
7 | 8 | 4 | 0 | 0 | 0 | 0 | 0 | 0 | 0 | 0 | 0
7 | 8 | 5 | 0 | 0 | 0 | 0 | 0 | 0 | 0 | 0 | 0
7 | 8 | 6 | 0 | 0 | 0 | 0 | 0 | 0 | 0 | 0 | 0
7 | 8 | 7 | 0 | 0 | 0 | 0 | 0 | 0 | 0 | 0 | 0
7 | 8 | 8 | 0 | 0 | 0 | 0 | 0 | 0 | 0 | 0 | 0
7 | 8 | 9 | 0 | 0 | 0 | 0 | 0 | 0 | 0 | 0 | 0
7 | 8 | 10 | 0 | 0 | 0 | 0 | 0 | 0 | 0 | 0 | 0
7 | 8 | 11 | 0 | 0 | 0 | 0 | 0 | 0 | 0 | 0 | 0
7 | 8 | 12 | 0 | 0 | 0 | 0 | 0 | 0 | 0 | 0 | 0
7 | 8 | 13 | 0 | 0 | 0 | 0 | 0 | 0 | 0 | 0 | 0
7 | 8 | 14 | 0 | 0 | 0 | 0 | 0 | 0 | 0 | 0 | 0
7 | 8 | 15 | 0 | 0 | 0 | 0 | 0 | 0 | 0 | 0 | 0
7 | 8 | 16 | 0 | 0 | 0 | 0 | 0 | 0 | 0 | 0 | 0
7 | 8 | 17 | 0 | 0 | 0 | 0 | 0 | 0 | 0 | 0 | 0
7 | 8 | 18 | 0 | 0 | 0 | 0 | 0 | 0 | 0 | 0 | 0
7 | 8 | 19 | 0 | 0 | 0 | 0 | 0 | 0 | 0 | 0 | 0
7 | 8 | 20 | 0 | 0 | 0 | 0 | 0 | 0 | 0 | 0 | 0
7 | 8 | 21 | 0 | 0 | 0 | 0 | 0 | 0 | 0 | 0 | 0
7 | 8 | 22 | 0 | 0 | 0 | 0 | 0 | 0 | 0 | 0 | 0
7 | 8 | 23 | 0 | 0 | 0 | 0 | 0 | 0 | 0 | 0 | 0
7 | 8 | 24 | 0 | 0 | 0 | 0 | 0 | 0 | 0 | 0 | 0
7 | 9 | 1 | 0 | 0 | 0 | 0 | 0 | 0 | 0 | 0 | 0
7 | 9 | 2 | 0 | 0 | 0 | 0 | 0 | 0 | 0 | 0 | 0
7 | 9 | 3 | 0 | 0 | 0 | 0 | 0 | 0 | 0 | 0 | 0
7 | 9 | 4 | 0 | 0 | 0 | 0 | 0 | 0 | 0 | 0 | 0
7 | 9 | 5 | 0 | 0 | 0 | 0 | 0 | 0 | 0 | 0 | 0
7 | 9 | 6 | 0 | 0 | 0 | 0 | 0 | 0 | 0 | 0 | 0
7 | 9 | 7 | 0 | 0 | 0 | 0 | 0 | 0 | 0 | 0 | 0
7 | 9 | 8 | 0 | 0 | 0 | 0 | 0 | 0 | 0 | 0 | 0
7 | 9 | 9 | 0 | 0 | 0 | 0 | 0 | 0 | 0 | 0 | 0
7 | 9 | 10 | 0 | 0 | 0 | 0 | 0 | 0 | 0 | 0 | 0
7 | 9 | 11 | 0 | 0 | 0 | 0 | 0 | 0 | 0 | 0 | 0
7 | 9 | 12 | 0 | 0 | 0 | 0 | 0 | 0 | 0 | 0 | 0
7 | 9 | 13 | 0 | 0 | 0 | 0 | 0 | 0 | 0 | 0 | 0
7 | 9 | 14 | 0 | 0 | 0 | 0 | 0 | 0 | 0 | 0 | 0
7 | 9 | 15 | 0 | 0 | 0 | 0 | 0 | 0 | 0 | 0 | 0
7 | 9 | 16 | 0 | 0 | 0 | 0 | 0 | 0 | 0 | 0 | 0
7 | 9 | 17 | 0 | 0 | 0 | 0 | 0 | 0 | 0 | 0 | 0
7 | 9 | 18 | 0 | 0 | 0 | 0 | 0 | 0 | 0 | 0 | 0
7 | 9 | 19 | 0 | 0 | 0 | 0 | 0 | 0 | 0 | 0 | 0
7 | 9 | 20 | 0 | 0 | 0 | 0 | 0 | 0 | 0 | 0 | 0
7 | 9 | 21 | 0 | 0 | 0 | 0 | 0 | 0 | 0 | 0 | 0
7 | 9 | 22 | 0 | 0 | 0 | 0 | 0 | 0 | 0 | 0 | 0
7 | 9 | 23 | 0 | 0 | 0 | 0 | 0 | 0 | 0 | 0 | 0
7 | 9 | 24 | 0 | 0 | 0 | 0 | 0 | 0 | 0 | 0 | 0
7 | 10 | 1 | 0 | 0 | 0 | 0 | 0 | 0 | 0 | 0 | 0
7 | 10 | 2 | 0 | 0 | 0 | 0 | 0 | 0 | 0 | 0 | 0
7 | 10 | 3 | 0 | 0 | 0 | 0 | 0 | 0 | 0 | 0 | 0
7 | 10 | 4 | 0 | 0 | 0 | 0 | 0 | 0 | 0 | 0 | 0
7 | 10 | 5 | 0 | 0 | 0 | 0 | 0 | 0 | 0 | 0 | 0
7 | 10 | 6 | 0 | 0 | 0 | 0 | 0 | 0 | 0 | 0 | 0
7 | 10 | 7 | 0 | 0 | 0 | 0 | 0 | 0 | 0 | 0 | 0
7 | 10 | 8 | 0 | 0 | 0 | 0 | 0 | 0 | 0 | 0 | 0
7 | 10 | 9 | 0 | 0 | 0 | 0 | 0 | 0 | 0 | 0 | 0
7 | 10 | 10 | 0 | 0 | 0 | 0 | 0 | 0 | 0 | 0 | 0
7 | 10 | 11 | 0 | 0 | 0 | 0 | 0 | 0 | 0 | 0 | 0
7 | 10 | 12 | 0 | 0 | 0 | 0 | 0 | 0 | 0 | 0 | 0
7 | 10 | 13 | 0 | 0 | 0 | 0 | 0 | 0 | 0 | 0 | 0
7 | 10 | 14 | 0 | 0 | 0 | 0 | 0 | 0 | 0 | 0 | 0
7 | 10 | 15 | 0 | 0 | 0 | 0 | 0 | 0 | 0 | 0 | 0
7 | 10 | 16 | 0 | 0 | 0 | 0 | 0 | 0 | 0 | 0 | 0
7 | 10 | 17 | 0 | 0 | 0 | 0 | 0 | 0 | 0 | 0 | 0
7 | 10 | 18 | 0 | 0 | 0 | 0 | 0 | 0 | 0 | 0 | 0
7 | 10 | 19 | 0 | 0 | 0 | 0 | 0 | 0 | 0 | 0 | 0
7 | 10 | 20 | 0 | 0 | 0 | 0 | 0 | 0 | 0 | 0 | 0
7 | 10 | 21 | 0 | 0 | 0 | 0 | 0 | 0 | 0 | 0 | 0
7 | 10 | 22 | 0 | 0 | 0 | 0 | 0 | 0 | 0 | 0 | 0
7 | 10 | 23 | 0 | 0 | 0 | 0 | 0 | 0 | 0 | 0 | 0
7 | 10 | 24 | 0 | 0 | 0 | 0 | 0 | 0 | 0 | 0 | 0
7 | 11 | 1 | 0 | 0 | 0 | 0 | 0 | 0 | 0 | 0 | 0
7 | 11 | 2 | 0 | 0 | 0 | 0 | 0 | 0 | 0 | 0 | 0
7 | 11 | 3 | 0 | 0 | 0 | 0 | 0 | 0 | 0 | 0 | 0
7 | 11 | 4 | 0 | 0 | 0 | 0 | 0 | 0 | 0 | 0 | 0
7 | 11 | 5 | 0 | 0 | 0 | 0 | 0 | 0 | 0 | 0 | 0
7 | 11 | 6 | 0 | 0 | 0 | 0 | 0 | 0 | 0 | 0 | 0
7 | 11 | 7 | 0 | 0 | 0 | 0 | 0 | 0 | 0 | 0 | 0
7 | 11 | 8 | 0 | 0 | 0 | 0 | 0 | 0 | 0 | 0 | 0
7 | 11 | 9 | 0 | 0 | 0 | 0 | 0 | 0 | 0 | 0 | 0
7 | 11 | 10 | 0 | 0 | 0 | 0 | 0 | 0 | 0 | 0 | 0
7 | 11 | 11 | 0 | 0 | 0 | 0 | 0 | 0 | 0 | 0 | 0
7 | 11 | 12 | 0 | 0 | 0 | 0 | 0 | 0 | 0 | 0 | 0
7 | 11 | 13 | 0 | 0 | 0 | 0 | 0 | 0 | 0 | 0 | 0
7 | 11 | 14 | 0 | 0 | 0 | 0 | 0 | 0 | 0 | 0 | 0
7 | 11 | 15 | 0 | 0 | 0 | 0 | 0 | 0 | 0 | 0 | 0
7 | 11 | 16 | 0 | 0 | 0 | 0 | 0 | 0 | 0 | 0 | 0
7 | 11 | 17 | 0 | 0 | 0 | 0 | 0 | 0 | 0 | 0 | 0
7 | 11 | 18 | 0 | 0 | 0 | 0 | 0 | 0 | 0 | 0 | 0
7 | 11 | 19 | 0 | 0 | 0 | 0 | 0 | 0 | 0 | 0 | 0
7 | 11 | 20 | 0 | 0 | 0 | 0 | 0 | 0 | 0 | 0 | 0
7 | 11 | 21 | 0 | 0 | 0 | 0 | 0 | 0 | 0 | 0 | 0
7 | 11 | 22 | 0 | 0 | 0 | 0 | 0 | 0 | 0 | 0 | 0
7 | 11 | 23 | 0 | 0 | 0 | 0 | 0 | 0 | 0 | 0 | 0
7 | 11 | 24 | 0 | 0 | 0 | 0 | 0 | 0 | 0 | 0 | 0
7 | 12 | 1 | 0 | 0 | 0 | 0 | 0 | 0 | 0 | 0 | 0
7 | 12 | 2 | 0 | 0 | 0 | 0 | 0 | 0 | 0 | 0 | 0
7 | 12 | 3 | 0 | 0 | 0 | 0 | 0 | 0 | 0 | 0 | 0
7 | 12 | 4 | 0 | 0 | 0 | 0 | 0 | 0 | 0 | 0 | 0
7 | 12 | 5 | 0 | 0 | 0 | 0 | 0 | 0 | 0 | 0 | 0
7 | 12 | 6 | 0 | 0 | 0 | 0 | 0 | 0 | 0 | 0 | 0
7 | 12 | 7 | 0 | 0 | 0 | 0 | 0 | 0 | 0 | 0 | 0
7 | 12 | 8 | 0 | 0 | 0 | 0 | 0 | 0 | 0 | 0 | 0
7 | 12 | 9 | 0 | 0 | 0 | 0 | 0 | 0 | 0 | 0 | 0
7 | 12 | 10 | 0 | 0 | 0 | 0 | 0 | 0 | 0 | 0 | 0
7 | 12 | 11 | 0 | 0 | 0 | 0 | 0 | 0 | 0 | 0 | 0
7 | 12 | 12 | 0 | 0 | 0 | 0 | 0 | 0 | 0 | 0 | 0
7 | 12 | 13 | 0 | 0 | 0 | 0 | 0 | 0 | 0 | 0 | 0
7 | 12 | 14 | 0 | 0 | 0 | 0 | 0 | 0 | 0 | 0 | 0
7 | 12 | 15 | 0 | 0 | 0 | 0 | 0 | 0 | 0 | 0 | 0
7 | 12 | 16 | 0 | 0 | 0 | 0 | 0 | 0 | 0 | 0 | 0
7 | 12 | 17 | 0 | 0 | 0 | 0 | 0 | 0 | 0 | 0 | 0
7 | 12 | 18 | 0 | 0 | 0 | 0 | 0 | 0 | 0 | 0 | 0
7 | 12 | 19 | 0 | 0 | 0 | 0 | 0 | 0 | 0 | 0 | 0
7 | 12 | 20 | 0 | 0 | 0 | 0 | 0 | 0 | 0 | 0 | 0
7 | 12 | 21 | 0 | 0 | 0 | 0 | 0 | 0 | 0 | 0 | 0
7 | 12 | 22 | 0 | 0 | 0 | 0 | 0 | 0 | 0 | 0 | 0
7 | 12 | 23 | 0 | 0 | 0 | 0 | 0 | 0 | 0 | 0 | 0
7 | 12 | 24 | 0 | 0 | 0 | 0 | 0 | 0 | 0 | 0 | 0
7 | 13 | 1 | 0 | 0 | 0 | 0 | 0 | 0 | 0 | 0 | 0
7 | 13 | 2 | 0 | 0 | 0 | 0 | 0 | 0 | 0 | 0 | 0
7 | 13 | 3 | 0 | 0 | 0 | 0 | 0 | 0 | 0 | 0 | 0
7 | 13 | 4 | 0 | 0 | 0 | 0 | 0 | 0 | 0 | 0 | 0
7 | 13 | 5 | 0 | 0 | 0 | 0 | 0 | 0 | 0 | 0 | 0
7 | 13 | 6 | 0 | 0 | 0 | 0 | 0 | 0 | 0 | 0 | 0
7 | 13 | 7 | 0 | 0 | 0 | 0 | 0 | 0 | 0 | 0 | 0
7 | 13 | 8 | 0 | 0 | 0 | 0 | 0 | 0 | 0 | 0 | 0
7 | 13 | 9 | 0 | 0 | 0 | 0 | 0 | 0 | 0 | 0 | 0
7 | 13 | 10 | 0 | 0 | 0 | 0 | 0 | 0 | 0 | 0 | 0
7 | 13 | 11 | 0 | 0 | 0 | 0 | 0 | 0 | 0 | 0 | 0
7 | 13 | 12 | 0 | 0 | 0 | 0 | 0 | 0 | 0 | 0 | 0
7 | 13 | 13 | 0 | 0 | 0 | 0 | 0 | 0 | 0 | 0 | 0
7 | 13 | 14 | 0 | 0 | 0 | 0 | 0 | 0 | 0 | 0 | 0
7 | 13 | 15 | 0 | 0 | 0 | 0 | 0 | 0 | 0 | 0 | 0
7 | 13 | 16 | 0 | 0 | 0 | 0 | 0 | 0 | 0 | 0 | 0
7 | 13 | 17 | 0 | 0 | 0 | 0 | 0 | 0 | 0 | 0 | 0
7 | 13 | 18 | 0 | 0 | 0 | 0 | 0 | 0 | 0 | 0 | 0
7 | 13 | 19 | 0 | 0 | 0 | 0 | 0 | 0 | 0 | 0 | 0
7 | 13 | 20 | 0 | 0 | 0 | 0 | 0 | 0 | 0 | 0 | 0
7 | 13 | 21 | 0 | 0 | 0 | 0 | 0 | 0 | 0 | 0 | 0
7 | 13 | 22 | 0 | 0 | 0 | 0 | 0 | 0 | 0 | 0 | 0
7 | 13 | 23 | 0 | 0 | 0 | 0 | 0 | 0 | 0 | 0 | 0
7 | 13 | 24 | 0 | 0 | 0 | 0 | 0 | 0 | 0 | 0 | 0
7 | 14 | 1 | 0 | 0 | 0 | 0 | 0 | 0 | 0 | 0 | 0
7 | 14 | 2 | 0 | 0 | 0 | 0 | 0 | 0 | 0 | 0 | 0
7 | 14 | 3 | 0 | 0 | 0 | 0 | 0 | 0 | 0 | 0 | 0
7 | 14 | 4 | 0 | 0 | 0 | 0 | 0 | 0 | 0 | 0 | 0
7 | 14 | 5 | 0 | 0 | 0 | 0 | 0 | 0 | 0 | 0 | 0
7 | 14 | 6 | 0 | 0 | 0 | 0 | 0 | 0 | 0 | 0 | 0
7 | 14 | 7 | 0 | 0 | 0 | 0 | 0 | 0 | 0 | 0 | 0
7 | 14 | 8 | 0 | 0 | 0 | 0 | 0 | 0 | 0 | 0 | 0
7 | 14 | 9 | 0 | 0 | 0 | 0 | 0 | 0 | 0 | 0 | 0
7 | 14 | 10 | 0 | 0 | 0 | 0 | 0 | 0 | 0 | 0 | 0
7 | 14 | 11 | 0 | 0 | 0 | 0 | 0 | 0 | 0 | 0 | 0
7 | 14 | 12 | 0 | 0 | 0 | 0 | 0 | 0 | 0 | 0 | 0
7 | 14 | 13 | 0 | 0 | 0 | 0 | 0 | 0 | 0 | 0 | 0
7 | 14 | 14 | 0 | 0 | 0 | 0 | 0 | 0 | 0 | 0 | 0
7 | 14 | 15 | 0 | 0 | 0 | 0 | 0 | 0 | 0 | 0 | 0
7 | 14 | 16 | 0 | 0 | 0 | 0 | 0 | 0 | 0 | 0 | 0
7 | 14 | 17 | 0 | 0 | 0 | 0 | 0 | 0 | 0 | 0 | 0
7 | 14 | 18 | 0 | 0 | 0 | 0 | 0 | 0 | 0 | 0 | 0
7 | 14 | 19 | 0 | 0 | 0 | 0 | 0 | 0 | 0 | 0 | 0
7 | 14 | 20 | 0 | 0 | 0 | 0 | 0 | 0 | 0 | 0 | 0
7 | 14 | 21 | 0 | 0 | 0 | 0 | 0 | 0 | 0 | 0 | 0
7 | 14 | 22 | 0 | 0 | 0 | 0 | 0 | 0 | 0 | 0 | 0
7 | 14 | 23 | 0 | 0 | 0 | 0 | 0 | 0 | 0 | 0 | 0
7 | 14 | 24 | 0 | 0 | 0 | 0 | 0 | 0 | 0 | 0 | 0
7 | 15 | 1 | 0 | 0 | 0 | 0 | 0 | 0 | 0 | 0 | 0
7 | 15 | 2 | 0 | 0 | 0 | 0 | 0 | 0 | 0 | 0 | 0
7 | 15 | 3 | 0 | 0 | 0 | 0 | 0 | 0 | 0 | 0 | 0
7 | 15 | 4 | 0 | 0 | 0 | 0 | 0 | 0 | 0 | 0 | 0
7 | 15 | 5 | 0 | 0 | 0 | 0 | 0 | 0 | 0 | 0 | 0
7 | 15 | 6 | 0 | 0 | 0 | 0 | 0 | 0 | 0 | 0 | 0
7 | 15 | 7 | 0 | 0 | 0 | 0 | 0 | 0 | 0 | 0 | 0
7 | 15 | 8 | 0 | 0 | 0 | 0 | 0 | 0 | 0 | 0 | 0
7 | 15 | 9 | 0 | 0 | 0 | 0 | 0 | 0 | 0 | 0 | 0
7 | 15 | 10 | 0 | 0 | 0 | 0 | 0 | 0 | 0 | 0 | 0
7 | 15 | 11 | 0 | 0 | 0 | 0 | 0 | 0 | 0 | 0 | 0
7 | 15 | 12 | 0 | 0 | 0 | 0 | 0 | 0 | 0 | 0 | 0
7 | 15 | 13 | 0 | 0 | 0 | 0 | 0 | 0 | 0 | 0 | 0
7 | 15 | 14 | 0 | 0 | 0 | 0 | 0 | 0 | 0 | 0 | 0
7 | 15 | 15 | 0 | 0 | 0 | 0 | 0 | 0 | 0 | 0 | 0
7 | 15 | 16 | 0 | 0 | 0 | 0 | 0 | 0 | 0 | 0 | 0
7 | 15 | 17 | 0 | 0 | 0 | 0 | 0 | 0 | 0 | 0 | 0
7 | 15 | 18 | 0 | 0 | 0 | 0 | 0 | 0 | 0 | 0 | 0
7 | 15 | 19 | 0 | 0 | 0 | 0 | 0 | 0 | 0 | 0 | 0
7 | 15 | 20 | 0 | 0 | 0 | 0 | 0 | 0 | 0 | 0 | 0
7 | 15 | 21 | 0 | 0 | 0 | 0 | 0 | 0 | 0 | 0 | 0
7 | 15 | 22 | 0 | 0 | 0 | 0 | 0 | 0 | 0 | 0 | 0
7 | 15 | 23 | 0 | 0 | 0 | 0 | 0 | 0 | 0 | 0 | 0
7 | 15 | 24 | 0 | 0 | 0 | 0 | 0 | 0 | 0 | 0 | 0
7 | 16 | 1 | 0 | 0 | 0 | 0 | 0 | 0 | 0 | 0 | 0
7 | 16 | 2 | 0 | 0 | 0 | 0 | 0 | 0 | 0 | 0 | 0
7 | 16 | 3 | 0 | 0 | 0 | 0 | 0 | 0 | 0 | 0 | 0
7 | 16 | 4 | 0 | 0 | 0 | 0 | 0 | 0 | 0 | 0 | 0
7 | 16 | 5 | 0 | 0 | 0 | 0 | 0 | 0 | 0 | 0 | 0
7 | 16 | 6 | 0 | 0 | 0 | 0 | 0 | 0 | 0 | 0 | 0
7 | 16 | 7 | 0 | 0 | 0 | 0 | 0 | 0 | 0 | 0 | 0
7 | 16 | 8 | 0 | 0 | 0 | 0 | 0 | 0 | 0 | 0 | 0
7 | 16 | 9 | 0 | 0 | 0 | 0 | 0 | 0 | 0 | 0 | 0
7 | 16 | 10 | 0 | 0 | 0 | 0 | 0 | 0 | 0 | 0 | 0
7 | 16 | 11 | 0 | 0 | 0 | 0 | 0 | 0 | 0 | 0 | 0
7 | 16 | 12 | 0 | 0 | 0 | 0 | 0 | 0 | 0 | 0 | 0
7 | 16 | 13 | 0 | 0 | 0 | 0 | 0 | 0 | 0 | 0 | 0
7 | 16 | 14 | 0 | 0 | 0 | 0 | 0 | 0 | 0 | 0 | 0
7 | 16 | 15 | 0 | 0 | 0 | 0 | 0 | 0 | 0 | 0 | 0
7 | 16 | 16 | 0 | 0 | 0 | 0 | 0 | 0 | 0 | 0 | 0
7 | 16 | 17 | 0 | 0 | 0 | 0 | 0 | 0 | 0 | 0 | 0
7 | 16 | 18 | 0 | 0 | 0 | 0 | 0 | 0 | 0 | 0 | 0
7 | 16 | 19 | 0 | 0 | 0 | 0 | 0 | 0 | 0 | 0 | 0
7 | 16 | 20 | 0 | 0 | 0 | 0 | 0 | 0 | 0 | 0 | 0
7 | 16 | 21 | 0 | 0 | 0 | 0 | 0 | 0 | 0 | 0 | 0
7 | 16 | 22 | 0 | 0 | 0 | 0 | 0 | 0 | 0 | 0 | 0
7 | 16 | 23 | 0 | 0 | 0 | 0 | 0 | 0 | 0 | 0 | 0
7 | 16 | 24 | 0 | 0 | 0 | 0 | 0 | 0 | 0 | 0 | 0
7 | 17 | 1 | 0 | 0 | 0 | 0 | 0 | 0 | 0 | 0 | 0
7 | 17 | 2 | 0 | 0 | 0 | 0 | 0 | 0 | 0 | 0 | 0
7 | 17 | 3 | 0 | 0 | 0 | 0 | 0 | 0 | 0 | 0 | 0
7 | 17 | 4 | 0 | 0 | 0 | 0 | 0 | 0 | 0 | 0 | 0
7 | 17 | 5 | 0 | 0 | 0 | 0 | 0 | 0 | 0 | 0 | 0
7 | 17 | 6 | 0 | 0 | 0 | 0 | 0 | 0 | 0 | 0 | 0
7 | 17 | 7 | 0 | 0 | 0 | 0 | 0 | 0 | 0 | 0 | 0
7 | 17 | 8 | 0 | 0 | 0 | 0 | 0 | 0 | 0 | 0 | 0
7 | 17 | 9 | 0 | 0 | 0 | 0 | 0 | 0 | 0 | 0 | 0
7 | 17 | 10 | 0 | 0 | 0 | 0 | 0 | 0 | 0 | 0 | 0
7 | 17 | 11 | 0 | 0 | 0 | 0 | 0 | 0 | 0 | 0 | 0
7 | 17 | 12 | 0 | 0 | 0 | 0 | 0 | 0 | 0 | 0 | 0
7 | 17 | 13 | 0 | 0 | 0 | 0 | 0 | 0 | 0 | 0 | 0
7 | 17 | 14 | 0 | 0 | 0 | 0 | 0 | 0 | 0 | 0 | 0
7 | 17 | 15 | 0 | 0 | 0 | 0 | 0 | 0 | 0 | 0 | 0
7 | 17 | 16 | 0 | 0 | 0 | 0 | 0 | 0 | 0 | 0 | 0
7 | 17 | 17 | 0 | 0 | 0 | 0 | 0 | 0 | 0 | 0 | 0
7 | 17 | 18 | 0 | 0 | 0 | 0 | 0 | 0 | 0 | 0 | 0
7 | 17 | 19 | 0 | 0 | 0 | 0 | 0 | 0 | 0 | 0 | 0
7 | 17 | 20 | 0 | 0 | 0 | 0 | 0 | 0 | 0 | 0 | 0
7 | 17 | 21 | 0 | 0 | 0 | 0 | 0 | 0 | 0 | 0 | 0
7 | 17 | 22 | 0 | 0 | 0 | 0 | 0 | 0 | 0 | 0 | 0
7 | 17 | 23 | 0 | 0 | 0 | 0 | 0 | 0 | 0 | 0 | 0
7 | 17 | 24 | 0 | 0 | 0 | 0 | 0 | 0 | 0 | 0 | 0
7 | 18 | 1 | 0 | 0 | 0 | 0 | 0 | 0 | 0 | 0 | 0
7 | 18 | 2 | 0 | 0 | 0 | 0 | 0 | 0 | 0 | 0 | 0
7 | 18 | 3 | 0 | 0 | 0 | 0 | 0 | 0 | 0 | 0 | 0
7 | 18 | 4 | 0 | 0 | 0 | 0 | 0 | 0 | 0 | 0 | 0
7 | 18 | 5 | 0 | 0 | 0 | 0 | 0 | 0 | 0 | 0 | 0
7 | 18 | 6 | 0 | 0 | 0 | 0 | 0 | 0 | 0 | 0 | 0
7 | 18 | 7 | 0 | 0 | 0 | 0 | 0 | 0 | 0 | 0 | 0
7 | 18 | 8 | 0 | 0 | 0 | 0 | 0 | 0 | 0 | 0 | 0
7 | 18 | 9 | 0 | 0 | 0 | 0 | 0 | 0 | 0 | 0 | 0
7 | 18 | 10 | 0 | 0 | 0 | 0 | 0 | 0 | 0 | 0 | 0
7 | 18 | 11 | 0 | 0 | 0 | 0 | 0 | 0 | 0 | 0 | 0
7 | 18 | 12 | 0 | 0 | 0 | 0 | 0 | 0 | 0 | 0 | 0
7 | 18 | 13 | 0 | 0 | 0 | 0 | 0 | 0 | 0 | 0 | 0
7 | 18 | 14 | 0 | 0 | 0 | 0 | 0 | 0 | 0 | 0 | 0
7 | 18 | 15 | 0 | 0 | 0 | 0 | 0 | 0 | 0 | 0 | 0
7 | 18 | 16 | 0 | 0 | 0 | 0 | 0 | 0 | 0 | 0 | 0
7 | 18 | 17 | 0 | 0 | 0 | 0 | 0 | 0 | 0 | 0 | 0
7 | 18 | 18 | 0 | 0 | 0 | 0 | 0 | 0 | 0 | 0 | 0
7 | 18 | 19 | 0 | 0 | 0 | 0 | 0 | 0 | 0 | 0 | 0
7 | 18 | 20 | 0 | 0 | 0 | 0 | 0 | 0 | 0 | 0 | 0
7 | 18 | 21 | 0 | 0 | 0 | 0 | 0 | 0 | 0 | 0 | 0
7 | 18 | 22 | 0 | 0 | 0 | 0 | 0 | 0 | 0 | 0 | 0
7 | 18 | 23 | 0 | 0 | 0 | 0 | 0 | 0 | 0 | 0 | 0
7 | 18 | 24 | 0 | 0 | 0 | 0 | 0 | 0 | 0 | 0 | 0
7 | 19 | 1 | 0 | 0 | 0 | 0 | 0 | 0 | 0 | 0 | 0
7 | 19 | 2 | 0 | 0 | 0 | 0 | 0 | 0 | 0 | 0 | 0
7 | 19 | 3 | 0 | 0 | 0 | 0 | 0 | 0 | 0 | 0 | 0
7 | 19 | 4 | 0 | 0 | 0 | 0 | 0 | 0 | 0 | 0 | 0
7 | 19 | 5 | 0 | 0 | 0 | 0 | 0 | 0 | 0 | 0 | 0
7 | 19 | 6 | 0 | 0 | 0 | 0 | 0 | 0 | 0 | 0 | 0
7 | 19 | 7 | 0 | 0 | 0 | 0 | 0 | 0 | 0 | 0 | 0
7 | 19 | 8 | 0 | 0 | 0 | 0 | 0 | 0 | 0 | 0 | 0
7 | 19 | 9 | 0 | 0 | 0 | 0 | 0 | 0 | 0 | 0 | 0
7 | 19 | 10 | 0 | 0 | 0 | 0 | 0 | 0 | 0 | 0 | 0
7 | 19 | 11 | 0 | 0 | 0 | 0 | 0 | 0 | 0 | 0 | 0
7 | 19 | 12 | 0 | 0 | 0 | 0 | 0 | 0 | 0 | 0 | 0
7 | 19 | 13 | 0 | 0 | 0 | 0 | 0 | 0 | 0 | 0 | 0
7 | 19 | 14 | 0 | 0 | 0 | 0 | 0 | 0 | 0 | 0 | 0
7 | 19 | 15 | 0 | 0 | 0 | 0 | 0 | 0 | 0 | 0 | 0
7 | 19 | 16 | 0 | 0 | 0 | 0 | 0 | 0 | 0 | 0 | 0
7 | 19 | 17 | 0 | 0 | 0 | 0 | 0 | 0 | 0 | 0 | 0
7 | 19 | 18 | 0 | 0 | 0 | 0 | 0 | 0 | 0 | 0 | 0
7 | 19 | 19 | 0 | 0 | 0 | 0 | 0 | 0 | 0 | 0 | 0
7 | 19 | 20 | 0 | 0 | 0 | 0 | 0 | 0 | 0 | 0 | 0
7 | 19 | 21 | 0 | 0 | 0 | 0 | 0 | 0 | 0 | 0 | 0
7 | 19 | 22 | 0 | 0 | 0 | 0 | 0 | 0 | 0 | 0 | 0
7 | 19 | 23 | 0 | 0 | 0 | 0 | 0 | 0 | 0 | 0 | 0
7 | 19 | 24 | 0 | 0 | 0 | 0 | 0 | 0 | 0 | 0 | 0
7 | 20 | 1 | 0 | 0 | 0 | 0 | 0 | 0 | 0 | 0 | 0
7 | 20 | 2 | 0 | 0 | 0 | 0 | 0 | 0 | 0 | 0 | 0
7 | 20 | 3 | 0 | 0 | 0 | 0 | 0 | 0 | 0 | 0 | 0
7 | 20 | 4 | 0 | 0 | 0 | 0 | 0 | 0 | 0 | 0 | 0
7 | 20 | 5 | 0 | 0 | 0 | 0 | 0 | 0 | 0 | 0 | 0
7 | 20 | 6 | 0 | 0 | 0 | 0 | 0 | 0 | 0 | 0 | 0
7 | 20 | 7 | 0 | 0 | 0 | 0 | 0 | 0 | 0 | 0 | 0
7 | 20 | 8 | 0 | 0 | 0 | 0 | 0 | 0 | 0 | 0 | 0
7 | 20 | 9 | 0 | 0 | 0 | 0 | 0 | 0 | 0 | 0 | 0
7 | 20 | 10 | 0 | 0 | 0 | 0 | 0 | 0 | 0 | 0 | 0
7 | 20 | 11 | 0 | 0 | 0 | 0 | 0 | 0 | 0 | 0 | 0
7 | 20 | 12 | 0 | 0 | 0 | 0 | 0 | 0 | 0 | 0 | 0
7 | 20 | 13 | 0 | 0 | 0 | 0 | 0 | 0 | 0 | 0 | 0
7 | 20 | 14 | 0 | 0 | 0 | 0 | 0 | 0 | 0 | 0 | 0
7 | 20 | 15 | 0 | 0 | 0 | 0 | 0 | 0 | 0 | 0 | 0
7 | 20 | 16 | 0 | 0 | 0 | 0 | 0 | 0 | 0 | 0 | 0
7 | 20 | 17 | 0 | 0 | 0 | 0 | 0 | 0 | 0 | 0 | 0
7 | 20 | 18 | 0 | 0 | 0 | 0 | 0 | 0 | 0 | 0 | 0
7 | 20 | 19 | 0 | 0 | 0 | 0 | 0 | 0 | 0 | 0 | 0
7 | 20 | 20 | 0 | 0 | 0 | 0 | 0 | 0 | 0 | 0 | 0
7 | 20 | 21 | 0 | 0 | 0 | 0 | 0 | 0 | 0 | 0 | 0
7 | 20 | 22 | 0 | 0 | 0 | 0 | 0 | 0 | 0 | 0 | 0
7 | 20 | 23 | 0 | 0 | 0 | 0 | 0 | 0 | 0 | 0 | 0
7 | 20 | 24 | 0 | 0 | 0 | 0 | 0 | 0 | 0 | 0 | 0
7 | 21 | 1 | 0 | 0 | 0 | 0 | 0 | 0 | 0 | 0 | 0
7 | 21 | 2 | 0 | 0 | 0 | 0 | 0 | 0 | 0 | 0 | 0
7 | 21 | 3 | 0 | 0 | 0 | 0 | 0 | 0 | 0 | 0 | 0
7 | 21 | 4 | 0 | 0 | 0 | 0 | 0 | 0 | 0 | 0 | 0
7 | 21 | 5 | 0 | 0 | 0 | 0 | 0 | 0 | 0 | 0 | 0
7 | 21 | 6 | 0 | 0 | 0 | 0 | 0 | 0 | 0 | 0 | 0
7 | 21 | 7 | 0 | 0 | 0 | 0 | 0 | 0 | 0 | 0 | 0
7 | 21 | 8 | 0 | 0 | 0 | 0 | 0 | 0 | 0 | 0 | 0
7 | 21 | 9 | 0 | 0 | 0 | 0 | 0 | 0 | 0 | 0 | 0
7 | 21 | 10 | 0 | 0 | 0 | 0 | 0 | 0 | 0 | 0 | 0
7 | 21 | 11 | 0 | 0 | 0 | 0 | 0 | 0 | 0 | 0 | 0
7 | 21 | 12 | 0 | 0 | 0 | 0 | 0 | 0 | 0 | 0 | 0
7 | 21 | 13 | 0 | 0 | 0 | 0 | 0 | 0 | 0 | 0 | 0
7 | 21 | 14 | 0 | 0 | 0 | 0 | 0 | 0 | 0 | 0 | 0
7 | 21 | 15 | 0 | 0 | 0 | 0 | 0 | 0 | 0 | 0 | 0
7 | 21 | 16 | 0 | 0 | 0 | 0 | 0 | 0 | 0 | 0 | 0
7 | 21 | 17 | 0 | 0 | 0 | 0 | 0 | 0 | 0 | 0 | 0
7 | 21 | 18 | 0 | 0 | 0 | 0 | 0 | 0 | 0 | 0 | 0
7 | 21 | 19 | 0 | 0 | 0 | 0 | 0 | 0 | 0 | 0 | 0
7 | 21 | 20 | 0 | 0 | 0 | 0 | 0 | 0 | 0 | 0 | 0
7 | 21 | 21 | 0 | 0 | 0 | 0 | 0 | 0 | 0 | 0 | 0
7 | 21 | 22 | 0 | 0 | 0 | 0 | 0 | 0 | 0 | 0 | 0
7 | 21 | 23 | 0 | 0 | 0 | 0 | 0 | 0 | 0 | 0 | 0
7 | 21 | 24 | 0 | 0 | 0 | 0 | 0 | 0 | 0 | 0 | 0
7 | 22 | 1 | 0 | 0 | 0 | 0 | 0 | 0 | 0 | 0 | 0
7 | 22 | 2 | 0 | 0 | 0 | 0 | 0 | 0 | 0 | 0 | 0
7 | 22 | 3 | 0 | 0 | 0 | 0 | 0 | 0 | 0 | 0 | 0
7 | 22 | 4 | 0 | 0 | 0 | 0 | 0 | 0 | 0 | 0 | 0
7 | 22 | 5 | 0 | 0 | 0 | 0 | 0 | 0 | 0 | 0 | 0
7 | 22 | 6 | 0 | 0 | 0 | 0 | 0 | 0 | 0 | 0 | 0
7 | 22 | 7 | 0 | 0 | 0 | 0 | 0 | 0 | 0 | 0 | 0
7 | 22 | 8 | 0 | 0 | 0 | 0 | 0 | 0 | 0 | 0 | 0
7 | 22 | 9 | 0 | 0 | 0 | 0 | 0 | 0 | 0 | 0 | 0
7 | 22 | 10 | 0 | 0 | 0 | 0 | 0 | 0 | 0 | 0 | 0
7 | 22 | 11 | 0 | 0 | 0 | 0 | 0 | 0 | 0 | 0 | 0
7 | 22 | 12 | 0 | 0 | 0 | 0 | 0 | 0 | 0 | 0 | 0
7 | 22 | 13 | 0 | 0 | 0 | 0 | 0 | 0 | 0 | 0 | 0
7 | 22 | 14 | 0 | 0 | 0 | 0 | 0 | 0 | 0 | 0 | 0
7 | 22 | 15 | 0 | 0 | 0 | 0 | 0 | 0 | 0 | 0 | 0
7 | 22 | 16 | 0 | 0 | 0 | 0 | 0 | 0 | 0 | 0 | 0
7 | 22 | 17 | 0 | 0 | 0 | 0 | 0 | 0 | 0 | 0 | 0
7 | 22 | 18 | 0 | 0 | 0 | 0 | 0 | 0 | 0 | 0 | 0
7 | 22 | 19 | 0 | 0 | 0 | 0 | 0 | 0 | 0 | 0 | 0
7 | 22 | 20 | 0 | 0 | 0 | 0 | 0 | 0 | 0 | 0 | 0
7 | 22 | 21 | 0 | 0 | 0 | 0 | 0 | 0 | 0 | 0 | 0
7 | 22 | 22 | 0 | 0 | 0 | 0 | 0 | 0 | 0 | 0 | 0
7 | 22 | 23 | 0 | 0 | 0 | 0 | 0 | 0 | 0 | 0 | 0
7 | 22 | 24 | 0 | 0 | 0 | 0 | 0 | 0 | 0 | 0 | 0
7 | 23 | 1 | 0 | 0 | 0 | 0 | 0 | 0 | 0 | 0 | 0
7 | 23 | 2 | 0 | 0 | 0 | 0 | 0 | 0 | 0 | 0 | 0
7 | 23 | 3 | 0 | 0 | 0 | 0 | 0 | 0 | 0 | 0 | 0
7 | 23 | 4 | 0 | 0 | 0 | 0 | 0 | 0 | 0 | 0 | 0
7 | 23 | 5 | 0 | 0 | 0 | 0 | 0 | 0 | 0 | 0 | 0
7 | 23 | 6 | 0 | 0 | 0 | 0 | 0 | 0 | 0 | 0 | 0
7 | 23 | 7 | 0 | 0 | 0 | 0 | 0 | 0 | 0 | 0 | 0
7 | 23 | 8 | 0 | 0 | 0 | 0 | 0 | 0 | 0 | 0 | 0
7 | 23 | 9 | 0 | 0 | 0 | 0 | 0 | 0 | 0 | 0 | 0
7 | 23 | 10 | 0 | 0 | 0 | 0 | 0 | 0 | 0 | 0 | 0
7 | 23 | 11 | 0 | 0 | 0 | 0 | 0 | 0 | 0 | 0 | 0
7 | 23 | 12 | 0 | 0 | 0 | 0 | 0 | 0 | 0 | 0 | 0
7 | 23 | 13 | 0 | 0 | 0 | 0 | 0 | 0 | 0 | 0 | 0
7 | 23 | 14 | 0 | 0 | 0 | 0 | 0 | 0 | 0 | 0 | 0
7 | 23 | 15 | 0 | 0 | 0 | 0 | 0 | 0 | 0 | 0 | 0
7 | 23 | 16 | 0 | 0 | 0 | 0 | 0 | 0 | 0 | 0 | 0
7 | 23 | 17 | 0 | 0 | 0 | 0 | 0 | 0 | 0 | 0 | 0
7 | 23 | 18 | 0 | 0 | 0 | 0 | 0 | 0 | 0 | 0 | 0
7 | 23 | 19 | 0 | 0 | 0 | 0 | 0 | 0 | 0 | 0 | 0
7 | 23 | 20 | 0 | 0 | 0 | 0 | 0 | 0 | 0 | 0 | 0
7 | 23 | 21 | 0 | 0 | 0 | 0 | 0 | 0 | 0 | 0 | 0
7 | 23 | 22 | 0 | 0 | 0 | 0 | 0 | 0 | 0 | 0 | 0
7 | 23 | 23 | 0 | 0 | 0 | 0 | 0 | 0 | 0 | 0 | 0
7 | 23 | 24 | 0 | 0 | 0 | 0 | 0 | 0 | 0 | 0 | 0
7 | 24 | 1 | 0 | 0 | 0 | 0 | 0 | 0 | 0 | 0 | 0
7 | 24 | 2 | 0 | 0 | 0 | 0 | 0 | 0 | 0 | 0 | 0
7 | 24 | 3 | 0 | 0 | 0 | 0 | 0 | 0 | 0 | 0 | 0
7 | 24 | 4 | 0 | 0 | 0 | 0 | 0 | 0 | 0 | 0 | 0
7 | 24 | 5 | 0 | 0 | 0 | 0 | 0 | 0 | 0 | 0 | 0
7 | 24 | 6 | 0 | 0 | 0 | 0 | 0 | 0 | 0 | 0 | 0
7 | 24 | 7 | 0 | 0 | 0 | 0 | 0 | 0 | 0 | 0 | 0
7 | 24 | 8 | 0 | 0 | 0 | 0 | 0 | 0 | 0 | 0 | 0
7 | 24 | 9 | 0 | 0 | 0 | 0 | 0 | 0 | 0 | 0 | 0
7 | 24 | 10 | 0 | 0 | 0 | 0 | 0 | 0 | 0 | 0 | 0
7 | 24 | 11 | 0 | 0 | 0 | 0 | 0 | 0 | 0 | 0 | 0
7 | 24 | 12 | 0 | 0 | 0 | 0 | 0 | 0 | 0 | 0 | 0
7 | 24 | 13 | 0 | 0 | 0 | 0 | 0 | 0 | 0 | 0 | 0
7 | 24 | 14 | 0 | 0 | 0 | 0 | 0 | 0 | 0 | 0 | 0
7 | 24 | 15 | 0 | 0 | 0 | 0 | 0 | 0 | 0 | 0 | 0
7 | 24 | 16 | 0 | 0 | 0 | 0 | 0 | 0 | 0 | 0 | 0
7 | 24 | 17 | 0 | 0 | 0 | 0 | 0 | 0 | 0 | 0 | 0
7 | 24 | 18 | 0 | 0 | 0 | 0 | 0 | 0 | 0 | 0 | 0
7 | 24 | 19 | 0 | 0 | 0 | 0 | 0 | 0 | 0 | 0 | 0
7 | 24 | 20 | 0 | 0 | 0 | 0 | 0 | 0 | 0 | 0 | 0
7 | 24 | 21 | 0 | 0 | 0 | 0 | 0 | 0 | 0 | 0 | 0
7 | 24 | 22 | 0 | 0 | 0 | 0 | 0 | 0 | 0 | 0 | 0
7 | 24 | 23 | 0 | 0 | 0 | 0 | 0 | 0 | 0 | 0 | 0
7 | 24 | 24 | 0 | 0 | 0 | 0 | 0 | 0 | 0 | 0 | 0
7 | 25 | 1 | 0 | 0 | 0 | 0 | 0 | 0 | 0 | 0 | 0
7 | 25 | 2 | 0 | 0 | 0 | 0 | 0 | 0 | 0 | 0 | 0
7 | 25 | 3 | 0 | 0 | 0 | 0 | 0 | 0 | 0 | 0 | 0
7 | 25 | 4 | 0 | 0 | 0 | 0 | 0 | 0 | 0 | 0 | 0
7 | 25 | 5 | 0 | 0 | 0 | 0 | 0 | 0 | 0 | 0 | 0
7 | 25 | 6 | 0 | 0 | 0 | 0 | 0 | 0 | 0 | 0 | 0
7 | 25 | 7 | 0 | 0 | 0 | 0 | 0 | 0 | 0 | 0 | 0
7 | 25 | 8 | 0 | 0 | 0 | 0 | 0 | 0 | 0 | 0 | 0
7 | 25 | 9 | 0 | 0 | 0 | 0 | 0 | 0 | 0 | 0 | 0
7 | 25 | 10 | 0 | 0 | 0 | 0 | 0 | 0 | 0 | 0 | 0
7 | 25 | 11 | 0 | 0 | 0 | 0 | 0 | 0 | 0 | 0 | 0
7 | 25 | 12 | 0 | 0 | 0 | 0 | 0 | 0 | 0 | 0 | 0
7 | 25 | 13 | 0 | 0 | 0 | 0 | 0 | 0 | 0 | 0 | 0
7 | 25 | 14 | 0 | 0 | 0 | 0 | 0 | 0 | 0 | 0 | 0
7 | 25 | 15 | 0 | 0 | 0 | 0 | 0 | 0 | 0 | 0 | 0
7 | 25 | 16 | 0 | 0 | 0 | 0 | 0 | 0 | 0 | 0 | 0
7 | 25 | 17 | 0 | 0 | 0 | 0 | 0 | 0 | 0 | 0 | 0
7 | 25 | 18 | 0 | 0 | 0 | 0 | 0 | 0 | 0 | 0 | 0
7 | 25 | 19 | 0 | 0 | 0 | 0 | 0 | 0 | 0 | 0 | 0
7 | 25 | 20 | 0 | 0 | 0 | 0 | 0 | 0 | 0 | 0 | 0
7 | 25 | 21 | 0 | 0 | 0 | 0 | 0 | 0 | 0 | 0 | 0
7 | 25 | 22 | 0 | 0 | 0 | 0 | 0 | 0 | 0 | 0 | 0
7 | 25 | 23 | 0 | 0 | 0 | 0 | 0 | 0 | 0 | 0 | 0
7 | 25 | 24 | 0 | 0 | 0 | 0 | 0 | 0 | 0 | 0 | 0
7 | 26 | 1 | 0 | 0 | 0 | 0 | 0 | 0 | 0 | 0 | 0
7 | 26 | 2 | 0 | 0 | 0 | 0 | 0 | 0 | 0 | 0 | 0
7 | 26 | 3 | 0 | 0 | 0 | 0 | 0 | 0 | 0 | 0 | 0
7 | 26 | 4 | 0 | 0 | 0 | 0 | 0 | 0 | 0 | 0 | 0
7 | 26 | 5 | 0 | 0 | 0 | 0 | 0 | 0 | 0 | 0 | 0
7 | 26 | 6 | 0 | 0 | 0 | 0 | 0 | 0 | 0 | 0 | 0
7 | 26 | 7 | 0 | 0 | 0 | 0 | 0 | 0 | 0 | 0 | 0
7 | 26 | 8 | 0 | 0 | 0 | 0 | 0 | 0 | 0 | 0 | 0
7 | 26 | 9 | 0 | 0 | 0 | 0 | 0 | 0 | 0 | 0 | 0
7 | 26 | 10 | 0 | 0 | 0 | 0 | 0 | 0 | 0 | 0 | 0
7 | 26 | 11 | 0 | 0 | 0 | 0 | 0 | 0 | 0 | 0 | 0
7 | 26 | 12 | 0 | 0 | 0 | 0 | 0 | 0 | 0 | 0 | 0
7 | 26 | 13 | 0 | 0 | 0 | 0 | 0 | 0 | 0 | 0 | 0
7 | 26 | 14 | 0 | 0 | 0 | 0 | 0 | 0 | 0 | 0 | 0
7 | 26 | 15 | 0 | 0 | 0 | 0 | 0 | 0 | 0 | 0 | 0
7 | 26 | 16 | 0 | 0 | 0 | 0 | 0 | 0 | 0 | 0 | 0
7 | 26 | 17 | 0 | 0 | 0 | 0 | 0 | 0 | 0 | 0 | 0
7 | 26 | 18 | 0 | 0 | 0 | 0 | 0 | 0 | 0 | 0 | 0
7 | 26 | 19 | 0 | 0 | 0 | 0 | 0 | 0 | 0 | 0 | 0
7 | 26 | 20 | 0 | 0 | 0 | 0 | 0 | 0 | 0 | 0 | 0
7 | 26 | 21 | 0 | 0 | 0 | 0 | 0 | 0 | 0 | 0 | 0
7 | 26 | 22 | 0 | 0 | 0 | 0 | 0 | 0 | 0 | 0 | 0
7 | 26 | 23 | 0 | 0 | 0 | 0 | 0 | 0 | 0 | 0 | 0
7 | 26 | 24 | 0 | 0 | 0 | 0 | 0 | 0 | 0 | 0 | 0
7 | 27 | 1 | 0 | 0 | 0 | 0 | 0 | 0 | 0 | 0 | 0
7 | 27 | 2 | 0 | 0 | 0 | 0 | 0 | 0 | 0 | 0 | 0
7 | 27 | 3 | 0 | 0 | 0 | 0 | 0 | 0 | 0 | 0 | 0
7 | 27 | 4 | 0 | 0 | 0 | 0 | 0 | 0 | 0 | 0 | 0
7 | 27 | 5 | 0 | 0 | 0 | 0 | 0 | 0 | 0 | 0 | 0
7 | 27 | 6 | 0 | 0 | 0 | 0 | 0 | 0 | 0 | 0 | 0
7 | 27 | 7 | 0 | 0 | 0 | 0 | 0 | 0 | 0 | 0 | 0
7 | 27 | 8 | 0 | 0 | 0 | 0 | 0 | 0 | 0 | 0 | 0
7 | 27 | 9 | 0 | 0 | 0 | 0 | 0 | 0 | 0 | 0 | 0
7 | 27 | 10 | 0 | 0 | 0 | 0 | 0 | 0 | 0 | 0 | 0
7 | 27 | 11 | 0 | 0 | 0 | 0 | 0 | 0 | 0 | 0 | 0
7 | 27 | 12 | 0 | 0 | 0 | 0 | 0 | 0 | 0 | 0 | 0
7 | 27 | 13 | 0 | 0 | 0 | 0 | 0 | 0 | 0 | 0 | 0
7 | 27 | 14 | 0 | 0 | 0 | 0 | 0 | 0 | 0 | 0 | 0
7 | 27 | 15 | 0 | 0 | 0 | 0 | 0 | 0 | 0 | 0 | 0
7 | 27 | 16 | 0 | 0 | 0 | 0 | 0 | 0 | 0 | 0 | 0
7 | 27 | 17 | 0 | 0 | 0 | 0 | 0 | 0 | 0 | 0 | 0
7 | 27 | 18 | 0 | 0 | 0 | 0 | 0 | 0 | 0 | 0 | 0
7 | 27 | 19 | 0 | 0 | 0 | 0 | 0 | 0 | 0 | 0 | 0
7 | 27 | 20 | 0 | 0 | 0 | 0 | 0 | 0 | 0 | 0 | 0
7 | 27 | 21 | 0 | 0 | 0 | 0 | 0 | 0 | 0 | 0 | 0
7 | 27 | 22 | 0 | 0 | 0 | 0 | 0 | 0 | 0 | 0 | 0
7 | 27 | 23 | 0 | 0 | 0 | 0 | 0 | 0 | 0 | 0 | 0
7 | 27 | 24 | 0 | 0 | 0 | 0 | 0 | 0 | 0 | 0 | 0
7 | 28 | 1 | 0 | 0 | 0 | 0 | 0 | 0 | 0 | 0 | 0
7 | 28 | 2 | 0 | 0 | 0 | 0 | 0 | 0 | 0 | 0 | 0
7 | 28 | 3 | 0 | 0 | 0 | 0 | 0 | 0 | 0 | 0 | 0
7 | 28 | 4 | 0 | 0 | 0 | 0 | 0 | 0 | 0 | 0 | 0
7 | 28 | 5 | 0 | 0 | 0 | 0 | 0 | 0 | 0 | 0 | 0
7 | 28 | 6 | 0 | 0 | 0 | 0 | 0 | 0 | 0 | 0 | 0
7 | 28 | 7 | 0 | 0 | 0 | 0 | 0 | 0 | 0 | 0 | 0
7 | 28 | 8 | 0 | 0 | 0 | 0 | 0 | 0 | 0 | 0 | 0
7 | 28 | 9 | 0 | 0 | 0 | 0 | 0 | 0 | 0 | 0 | 0
7 | 28 | 10 | 0 | 0 | 0 | 0 | 0 | 0 | 0 | 0 | 0
7 | 28 | 11 | 0 | 0 | 0 | 0 | 0 | 0 | 0 | 0 | 0
7 | 28 | 12 | 0 | 0 | 0 | 0 | 0 | 0 | 0 | 0 | 0
7 | 28 | 13 | 0 | 0 | 0 | 0 | 0 | 0 | 0 | 0 | 0
7 | 28 | 14 | 0 | 0 | 0 | 0 | 0 | 0 | 0 | 0 | 0
7 | 28 | 15 | 0 | 0 | 0 | 0 | 0 | 0 | 0 | 0 | 0
7 | 28 | 16 | 0 | 0 | 0 | 0 | 0 | 0 | 0 | 0 | 0
7 | 28 | 17 | 0 | 0 | 0 | 0 | 0 | 0 | 0 | 0 | 0
7 | 28 | 18 | 0 | 0 | 0 | 0 | 0 | 0 | 0 | 0 | 0
7 | 28 | 19 | 0 | 0 | 0 | 0 | 0 | 0 | 0 | 0 | 0
7 | 28 | 20 | 0 | 0 | 0 | 0 | 0 | 0 | 0 | 0 | 0
7 | 28 | 21 | 0 | 0 | 0 | 0 | 0 | 0 | 0 | 0 | 0
7 | 28 | 22 | 0 | 0 | 0 | 0 | 0 | 0 | 0 | 0 | 0
7 | 28 | 23 | 0 | 0 | 0 | 0 | 0 | 0 | 0 | 0 | 0
7 | 28 | 24 | 0 | 0 | 0 | 0 | 0 | 0 | 0 | 0 | 0
7 | 29 | 1 | 0 | 0 | 0 | 0 | 0 | 0 | 0 | 0 | 0
7 | 29 | 2 | 0 | 0 | 0 | 0 | 0 | 0 | 0 | 0 | 0
7 | 29 | 3 | 0 | 0 | 0 | 0 | 0 | 0 | 0 | 0 | 0
7 | 29 | 4 | 0 | 0 | 0 | 0 | 0 | 0 | 0 | 0 | 0
7 | 29 | 5 | 0 | 0 | 0 | 0 | 0 | 0 | 0 | 0 | 0
7 | 29 | 6 | 0 | 0 | 0 | 0 | 0 | 0 | 0 | 0 | 0
7 | 29 | 7 | 0 | 0 | 0 | 0 | 0 | 0 | 0 | 0 | 0
7 | 29 | 8 | 0 | 0 | 0 | 0 | 0 | 0 | 0 | 0 | 0
7 | 29 | 9 | 0 | 0 | 0 | 0 | 0 | 0 | 0 | 0 | 0
7 | 29 | 10 | 0 | 0 | 0 | 0 | 0 | 0 | 0 | 0 | 0
7 | 29 | 11 | 0 | 0 | 0 | 0 | 0 | 0 | 0 | 0 | 0
7 | 29 | 12 | 0 | 0 | 0 | 0 | 0 | 0 | 0 | 0 | 0
7 | 29 | 13 | 0 | 0 | 0 | 0 | 0 | 0 | 0 | 0 | 0
7 | 29 | 14 | 0 | 0 | 0 | 0 | 0 | 0 | 0 | 0 | 0
7 | 29 | 15 | 0 | 0 | 0 | 0 | 0 | 0 | 0 | 0 | 0
7 | 29 | 16 | 0 | 0 | 0 | 0 | 0 | 0 | 0 | 0 | 0
7 | 29 | 17 | 0 | 0 | 0 | 0 | 0 | 0 | 0 | 0 | 0
7 | 29 | 18 | 0 | 0 | 0 | 0 | 0 | 0 | 0 | 0 | 0
7 | 29 | 19 | 0 | 0 | 0 | 0 | 0 | 0 | 0 | 0 | 0
7 | 29 | 20 | 0 | 0 | 0 | 0 | 0 | 0 | 0 | 0 | 0
7 | 29 | 21 | 0 | 0 | 0 | 0 | 0 | 0 | 0 | 0 | 0
7 | 29 | 22 | 0 | 0 | 0 | 0 | 0 | 0 | 0 | 0 | 0
7 | 29 | 23 | 0 | 0 | 0 | 0 | 0 | 0 | 0 | 0 | 0
7 | 29 | 24 | 0 | 0 | 0 | 0 | 0 | 0 | 0 | 0 | 0
7 | 30 | 1 | 0 | 0 | 0 | 0 | 0 | 0 | 0 | 0 | 0
7 | 30 | 2 | 0 | 0 | 0 | 0 | 0 | 0 | 0 | 0 | 0
7 | 30 | 3 | 0 | 0 | 0 | 0 | 0 | 0 | 0 | 0 | 0
7 | 30 | 4 | 0 | 0 | 0 | 0 | 0 | 0 | 0 | 0 | 0
7 | 30 | 5 | 0 | 0 | 0 | 0 | 0 | 0 | 0 | 0 | 0
7 | 30 | 6 | 0 | 0 | 0 | 0 | 0 | 0 | 0 | 0 | 0
7 | 30 | 7 | 0 | 0 | 0 | 0 | 0 | 0 | 0 | 0 | 0
7 | 30 | 8 | 0 | 0 | 0 | 0 | 0 | 0 | 0 | 0 | 0
7 | 30 | 9 | 0 | 0 | 0 | 0 | 0 | 0 | 0 | 0 | 0
7 | 30 | 10 | 0 | 0 | 0 | 0 | 0 | 0 | 0 | 0 | 0
7 | 30 | 11 | 0 | 0 | 0 | 0 | 0 | 0 | 0 | 0 | 0
7 | 30 | 12 | 0 | 0 | 0 | 0 | 0 | 0 | 0 | 0 | 0
7 | 30 | 13 | 0 | 0 | 0 | 0 | 0 | 0 | 0 | 0 | 0
7 | 30 | 14 | 0 | 0 | 0 | 0 | 0 | 0 | 0 | 0 | 0
7 | 30 | 15 | 0 | 0 | 0 | 0 | 0 | 0 | 0 | 0 | 0
7 | 30 | 16 | 0 | 0 | 0 | 0 | 0 | 0 | 0 | 0 | 0
7 | 30 | 17 | 0 | 0 | 0 | 0 | 0 | 0 | 0 | 0 | 0
7 | 30 | 18 | 0 | 0 | 0 | 0 | 0 | 0 | 0 | 0 | 0
7 | 30 | 19 | 0 | 0 | 0 | 0 | 0 | 0 | 0 | 0 | 0
7 | 30 | 20 | 0 | 0 | 0 | 0 | 0 | 0 | 0 | 0 | 0
7 | 30 | 21 | 0 | 0 | 0 | 0 | 0 | 0 | 0 | 0 | 0
7 | 30 | 22 | 0 | 0 | 0 | 0 | 0 | 0 | 0 | 0 | 0
7 | 30 | 23 | 0 | 0 | 0 | 0 | 0 | 0 | 0 | 0 | 0
7 | 30 | 24 | 0 | 0 | 0 | 0 | 0 | 0 | 0 | 0 | 0
7 | 31 | 1 | 0 | 0 | 0 | 0 | 0 | 0 | 0 | 0 | 0
7 | 31 | 2 | 0 | 0 | 0 | 0 | 0 | 0 | 0 | 0 | 0
7 | 31 | 3 | 0 | 0 | 0 | 0 | 0 | 0 | 0 | 0 | 0
7 | 31 | 4 | 0 | 0 | 0 | 0 | 0 | 0 | 0 | 0 | 0
7 | 31 | 5 | 0 | 0 | 0 | 0 | 0 | 0 | 0 | 0 | 0
7 | 31 | 6 | 0 | 0 | 0 | 0 | 0 | 0 | 0 | 0 | 0
7 | 31 | 7 | 0 | 0 | 0 | 0 | 0 | 0 | 0 | 0 | 0
7 | 31 | 8 | 0 | 0 | 0 | 0 | 0 | 0 | 0 | 0 | 0
7 | 31 | 9 | 0 | 0 | 0 | 0 | 0 | 0 | 0 | 0 | 0
7 | 31 | 10 | 0 | 0 | 0 | 0 | 0 | 0 | 0 | 0 | 0
7 | 31 | 11 | 0 | 0 | 0 | 0 | 0 | 0 | 0 | 0 | 0
7 | 31 | 12 | 0 | 0 | 0 | 0 | 0 | 0 | 0 | 0 | 0
7 | 31 | 13 | 0 | 0 | 0 | 0 | 0 | 0 | 0 | 0 | 0
7 | 31 | 14 | 0 | 0 | 0 | 0 | 0 | 0 | 0 | 0 | 0
7 | 31 | 15 | 0 | 0 | 0 | 0 | 0 | 0 | 0 | 0 | 0
7 | 31 | 16 | 0 | 0 | 0 | 0 | 0 | 0 | 0 | 0 | 0
7 | 31 | 17 | 0 | 0 | 0 | 0 | 0 | 0 | 0 | 0 | 0
7 | 31 | 18 | 0 | 0 | 0 | 0 | 0 | 0 | 0 | 0 | 0
7 | 31 | 19 | 0 | 0 | 0 | 0 | 0 | 0 | 0 | 0 | 0
7 | 31 | 20 | 0 | 0 | 0 | 0 | 0 | 0 | 0 | 0 | 0
7 | 31 | 21 | 0 | 0 | 0 | 0 | 0 | 0 | 0 | 0 | 0
7 | 31 | 22 | 0 | 0 | 0 | 0 | 0 | 0 | 0 | 0 | 0
7 | 31 | 23 | 0 | 0 | 0 | 0 | 0 | 0 | 0 | 0 | 0
7 | 31 | 24 | 0 | 0 | 0 | 0 | 0 | 0 | 0 | 0 | 0
8 | 1 | 1 | 0 | 0 | 0 | 0 | 0 | 0 | 0 | 0 | 0
8 | 1 | 2 | 0 | 0 | 0 | 0 | 0 | 0 | 0 | 0 | 0
8 | 1 | 3 | 0 | 0 | 0 | 0 | 0 | 0 | 0 | 0 | 0
8 | 1 | 4 | 0 | 0 | 0 | 0 | 0 | 0 | 0 | 0 | 0
8 | 1 | 5 | 0 | 0 | 0 | 0 | 0 | 0 | 0 | 0 | 0
8 | 1 | 6 | 0 | 0 | 0 | 0 | 0 | 0 | 0 | 0 | 0
8 | 1 | 7 | 0 | 0 | 0 | 0 | 0 | 0 | 0 | 0 | 0
8 | 1 | 8 | 0 | 0 | 0 | 0 | 0 | 0 | 0 | 0 | 0
8 | 1 | 9 | 0 | 0 | 0 | 0 | 0 | 0 | 0 | 0 | 0
8 | 1 | 10 | 0 | 0 | 0 | 0 | 0 | 0 | 0 | 0 | 0
8 | 1 | 11 | 0 | 0 | 0 | 0 | 0 | 0 | 0 | 0 | 0
8 | 1 | 12 | 0 | 0 | 0 | 0 | 0 | 0 | 0 | 0 | 0
8 | 1 | 13 | 0 | 0 | 0 | 0 | 0 | 0 | 0 | 0 | 0
8 | 1 | 14 | 0 | 0 | 0 | 0 | 0 | 0 | 0 | 0 | 0
8 | 1 | 15 | 0 | 0 | 0 | 0 | 0 | 0 | 0 | 0 | 0
8 | 1 | 16 | 0 | 0 | 0 | 0 | 0 | 0 | 0 | 0 | 0
8 | 1 | 17 | 0 | 0 | 0 | 0 | 0 | 0 | 0 | 0 | 0
8 | 1 | 18 | 0 | 0 | 0 | 0 | 0 | 0 | 0 | 0 | 0
8 | 1 | 19 | 0 | 0 | 0 | 0 | 0 | 0 | 0 | 0 | 0
8 | 1 | 20 | 0 | 0 | 0 | 0 | 0 | 0 | 0 | 0 | 0
8 | 1 | 21 | 0 | 0 | 0 | 0 | 0 | 0 | 0 | 0 | 0
8 | 1 | 22 | 0 | 0 | 0 | 0 | 0 | 0 | 0 | 0 | 0
8 | 1 | 23 | 0 | 0 | 0 | 0 | 0 | 0 | 0 | 0 | 0
8 | 1 | 24 | 0 | 0 | 0 | 0 | 0 | 0 | 0 | 0 | 0
8 | 2 | 1 | 0 | 0 | 0 | 0 | 0 | 0 | 0 | 0 | 0
8 | 2 | 2 | 0 | 0 | 0 | 0 | 0 | 0 | 0 | 0 | 0
8 | 2 | 3 | 0 | 0 | 0 | 0 | 0 | 0 | 0 | 0 | 0
8 | 2 | 4 | 0 | 0 | 0 | 0 | 0 | 0 | 0 | 0 | 0
8 | 2 | 5 | 0 | 0 | 0 | 0 | 0 | 0 | 0 | 0 | 0
8 | 2 | 6 | 0 | 0 | 0 | 0 | 0 | 0 | 0 | 0 | 0
8 | 2 | 7 | 0 | 0 | 0 | 0 | 0 | 0 | 0 | 0 | 0
8 | 2 | 8 | 0 | 0 | 0 | 0 | 0 | 0 | 0 | 0 | 0
8 | 2 | 9 | 0 | 0 | 0 | 0 | 0 | 0 | 0 | 0 | 0
8 | 2 | 10 | 0 | 0 | 0 | 0 | 0 | 0 | 0 | 0 | 0
8 | 2 | 11 | 0 | 0 | 0 | 0 | 0 | 0 | 0 | 0 | 0
8 | 2 | 12 | 0 | 0 | 0 | 0 | 0 | 0 | 0 | 0 | 0
8 | 2 | 13 | 0 | 0 | 0 | 0 | 0 | 0 | 0 | 0 | 0
8 | 2 | 14 | 0 | 0 | 0 | 0 | 0 | 0 | 0 | 0 | 0
8 | 2 | 15 | 0 | 0 | 0 | 0 | 0 | 0 | 0 | 0 | 0
8 | 2 | 16 | 0 | 0 | 0 | 0 | 0 | 0 | 0 | 0 | 0
8 | 2 | 17 | 0 | 0 | 0 | 0 | 0 | 0 | 0 | 0 | 0
8 | 2 | 18 | 0 | 0 | 0 | 0 | 0 | 0 | 0 | 0 | 0
8 | 2 | 19 | 0 | 0 | 0 | 0 | 0 | 0 | 0 | 0 | 0
8 | 2 | 20 | 0 | 0 | 0 | 0 | 0 | 0 | 0 | 0 | 0
8 | 2 | 21 | 0 | 0 | 0 | 0 | 0 | 0 | 0 | 0 | 0
8 | 2 | 22 | 0 | 0 | 0 | 0 | 0 | 0 | 0 | 0 | 0
8 | 2 | 23 | 0 | 0 | 0 | 0 | 0 | 0 | 0 | 0 | 0
8 | 2 | 24 | 0 | 0 | 0 | 0 | 0 | 0 | 0 | 0 | 0
8 | 3 | 1 | 0 | 0 | 0 | 0 | 0 | 0 | 0 | 0 | 0
8 | 3 | 2 | 0 | 0 | 0 | 0 | 0 | 0 | 0 | 0 | 0
8 | 3 | 3 | 0 | 0 | 0 | 0 | 0 | 0 | 0 | 0 | 0
8 | 3 | 4 | 0 | 0 | 0 | 0 | 0 | 0 | 0 | 0 | 0
8 | 3 | 5 | 0 | 0 | 0 | 0 | 0 | 0 | 0 | 0 | 0
8 | 3 | 6 | 0 | 0 | 0 | 0 | 0 | 0 | 0 | 0 | 0
8 | 3 | 7 | 0 | 0 | 0 | 0 | 0 | 0 | 0 | 0 | 0
8 | 3 | 8 | 0 | 0 | 0 | 0 | 0 | 0 | 0 | 0 | 0
8 | 3 | 9 | 0 | 0 | 0 | 0 | 0 | 0 | 0 | 0 | 0
8 | 3 | 10 | 0 | 0 | 0 | 0 | 0 | 0 | 0 | 0 | 0
8 | 3 | 11 | 0 | 0 | 0 | 0 | 0 | 0 | 0 | 0 | 0
8 | 3 | 12 | 0 | 0 | 0 | 0 | 0 | 0 | 0 | 0 | 0
8 | 3 | 13 | 0 | 0 | 0 | 0 | 0 | 0 | 0 | 0 | 0
8 | 3 | 14 | 0 | 0 | 0 | 0 | 0 | 0 | 0 | 0 | 0
8 | 3 | 15 | 0 | 0 | 0 | 0 | 0 | 0 | 0 | 0 | 0
8 | 3 | 16 | 0 | 0 | 0 | 0 | 0 | 0 | 0 | 0 | 0
8 | 3 | 17 | 0 | 0 | 0 | 0 | 0 | 0 | 0 | 0 | 0
8 | 3 | 18 | 0 | 0 | 0 | 0 | 0 | 0 | 0 | 0 | 0
8 | 3 | 19 | 0 | 0 | 0 | 0 | 0 | 0 | 0 | 0 | 0
8 | 3 | 20 | 0 | 0 | 0 | 0 | 0 | 0 | 0 | 0 | 0
8 | 3 | 21 | 0 | 0 | 0 | 0 | 0 | 0 | 0 | 0 | 0
8 | 3 | 22 | 0 | 0 | 0 | 0 | 0 | 0 | 0 | 0 | 0
8 | 3 | 23 | 0 | 0 | 0 | 0 | 0 | 0 | 0 | 0 | 0
8 | 3 | 24 | 0 | 0 | 0 | 0 | 0 | 0 | 0 | 0 | 0
8 | 4 | 1 | 0 | 0 | 0 | 0 | 0 | 0 | 0 | 0 | 0
8 | 4 | 2 | 0 | 0 | 0 | 0 | 0 | 0 | 0 | 0 | 0
8 | 4 | 3 | 0 | 0 | 0 | 0 | 0 | 0 | 0 | 0 | 0
8 | 4 | 4 | 0 | 0 | 0 | 0 | 0 | 0 | 0 | 0 | 0
8 | 4 | 5 | 0 | 0 | 0 | 0 | 0 | 0 | 0 | 0 | 0
8 | 4 | 6 | 0 | 0 | 0 | 0 | 0 | 0 | 0 | 0 | 0
8 | 4 | 7 | 0 | 0 | 0 | 0 | 0 | 0 | 0 | 0 | 0
8 | 4 | 8 | 0 | 0 | 0 | 0 | 0 | 0 | 0 | 0 | 0
8 | 4 | 9 | 0 | 0 | 0 | 0 | 0 | 0 | 0 | 0 | 0
8 | 4 | 10 | 0 | 0 | 0 | 0 | 0 | 0 | 0 | 0 | 0
8 | 4 | 11 | 0 | 0 | 0 | 0 | 0 | 0 | 0 | 0 | 0
8 | 4 | 12 | 0 | 0 | 0 | 0 | 0 | 0 | 0 | 0 | 0
8 | 4 | 13 | 0 | 0 | 0 | 0 | 0 | 0 | 0 | 0 | 0
8 | 4 | 14 | 0 | 0 | 0 | 0 | 0 | 0 | 0 | 0 | 0
8 | 4 | 15 | 0 | 0 | 0 | 0 | 0 | 0 | 0 | 0 | 0
8 | 4 | 16 | 0 | 0 | 0 | 0 | 0 | 0 | 0 | 0 | 0
8 | 4 | 17 | 0 | 0 | 0 | 0 | 0 | 0 | 0 | 0 | 0
8 | 4 | 18 | 0 | 0 | 0 | 0 | 0 | 0 | 0 | 0 | 0
8 | 4 | 19 | 0 | 0 | 0 | 0 | 0 | 0 | 0 | 0 | 0
8 | 4 | 20 | 0 | 0 | 0 | 0 | 0 | 0 | 0 | 0 | 0
8 | 4 | 21 | 0 | 0 | 0 | 0 | 0 | 0 | 0 | 0 | 0
8 | 4 | 22 | 0 | 0 | 0 | 0 | 0 | 0 | 0 | 0 | 0
8 | 4 | 23 | 0 | 0 | 0 | 0 | 0 | 0 | 0 | 0 | 0
8 | 4 | 24 | 0 | 0 | 0 | 0 | 0 | 0 | 0 | 0 | 0
8 | 5 | 1 | 0 | 0 | 0 | 0 | 0 | 0 | 0 | 0 | 0
8 | 5 | 2 | 0 | 0 | 0 | 0 | 0 | 0 | 0 | 0 | 0
8 | 5 | 3 | 0 | 0 | 0 | 0 | 0 | 0 | 0 | 0 | 0
8 | 5 | 4 | 0 | 0 | 0 | 0 | 0 | 0 | 0 | 0 | 0
8 | 5 | 5 | 0 | 0 | 0 | 0 | 0 | 0 | 0 | 0 | 0
8 | 5 | 6 | 0 | 0 | 0 | 0 | 0 | 0 | 0 | 0 | 0
8 | 5 | 7 | 0 | 0 | 0 | 0 | 0 | 0 | 0 | 0 | 0
8 | 5 | 8 | 0 | 0 | 0 | 0 | 0 | 0 | 0 | 0 | 0
8 | 5 | 9 | 0 | 0 | 0 | 0 | 0 | 0 | 0 | 0 | 0
8 | 5 | 10 | 0 | 0 | 0 | 0 | 0 | 0 | 0 | 0 | 0
8 | 5 | 11 | 0 | 0 | 0 | 0 | 0 | 0 | 0 | 0 | 0
8 | 5 | 12 | 0 | 0 | 0 | 0 | 0 | 0 | 0 | 0 | 0
8 | 5 | 13 | 0 | 0 | 0 | 0 | 0 | 0 | 0 | 0 | 0
8 | 5 | 14 | 0 | 0 | 0 | 0 | 0 | 0 | 0 | 0 | 0
8 | 5 | 15 | 0 | 0 | 0 | 0 | 0 | 0 | 0 | 0 | 0
8 | 5 | 16 | 0 | 0 | 0 | 0 | 0 | 0 | 0 | 0 | 0
8 | 5 | 17 | 0 | 0 | 0 | 0 | 0 | 0 | 0 | 0 | 0
8 | 5 | 18 | 0 | 0 | 0 | 0 | 0 | 0 | 0 | 0 | 0
8 | 5 | 19 | 0 | 0 | 0 | 0 | 0 | 0 | 0 | 0 | 0
8 | 5 | 20 | 0 | 0 | 0 | 0 | 0 | 0 | 0 | 0 | 0
8 | 5 | 21 | 0 | 0 | 0 | 0 | 0 | 0 | 0 | 0 | 0
8 | 5 | 22 | 0 | 0 | 0 | 0 | 0 | 0 | 0 | 0 | 0
8 | 5 | 23 | 0 | 0 | 0 | 0 | 0 | 0 | 0 | 0 | 0
8 | 5 | 24 | 0 | 0 | 0 | 0 | 0 | 0 | 0 | 0 | 0
8 | 6 | 1 | 0 | 0 | 0 | 0 | 0 | 0 | 0 | 0 | 0
8 | 6 | 2 | 0 | 0 | 0 | 0 | 0 | 0 | 0 | 0 | 0
8 | 6 | 3 | 0 | 0 | 0 | 0 | 0 | 0 | 0 | 0 | 0
8 | 6 | 4 | 0 | 0 | 0 | 0 | 0 | 0 | 0 | 0 | 0
8 | 6 | 5 | 0 | 0 | 0 | 0 | 0 | 0 | 0 | 0 | 0
8 | 6 | 6 | 0 | 0 | 0 | 0 | 0 | 0 | 0 | 0 | 0
8 | 6 | 7 | 0 | 0 | 0 | 0 | 0 | 0 | 0 | 0 | 0
8 | 6 | 8 | 0 | 0 | 0 | 0 | 0 | 0 | 0 | 0 | 0
8 | 6 | 9 | 0 | 0 | 0 | 0 | 0 | 0 | 0 | 0 | 0
8 | 6 | 10 | 0 | 0 | 0 | 0 | 0 | 0 | 0 | 0 | 0
8 | 6 | 11 | 0 | 0 | 0 | 0 | 0 | 0 | 0 | 0 | 0
8 | 6 | 12 | 0 | 0 | 0 | 0 | 0 | 0 | 0 | 0 | 0
8 | 6 | 13 | 0 | 0 | 0 | 0 | 0 | 0 | 0 | 0 | 0
8 | 6 | 14 | 0 | 0 | 0 | 0 | 0 | 0 | 0 | 0 | 0
8 | 6 | 15 | 0 | 0 | 0 | 0 | 0 | 0 | 0 | 0 | 0
8 | 6 | 16 | 0 | 0 | 0 | 0 | 0 | 0 | 0 | 0 | 0
8 | 6 | 17 | 0 | 0 | 0 | 0 | 0 | 0 | 0 | 0 | 0
8 | 6 | 18 | 0 | 0 | 0 | 0 | 0 | 0 | 0 | 0 | 0
8 | 6 | 19 | 0 | 0 | 0 | 0 | 0 | 0 | 0 | 0 | 0
8 | 6 | 20 | 0 | 0 | 0 | 0 | 0 | 0 | 0 | 0 | 0
8 | 6 | 21 | 0 | 0 | 0 | 0 | 0 | 0 | 0 | 0 | 0
8 | 6 | 22 | 0 | 0 | 0 | 0 | 0 | 0 | 0 | 0 | 0
8 | 6 | 23 | 0 | 0 | 0 | 0 | 0 | 0 | 0 | 0 | 0
8 | 6 | 24 | 0 | 0 | 0 | 0 | 0 | 0 | 0 | 0 | 0
8 | 7 | 1 | 0 | 0 | 0 | 0 | 0 | 0 | 0 | 0 | 0
8 | 7 | 2 | 0 | 0 | 0 | 0 | 0 | 0 | 0 | 0 | 0
8 | 7 | 3 | 0 | 0 | 0 | 0 | 0 | 0 | 0 | 0 | 0
8 | 7 | 4 | 0 | 0 | 0 | 0 | 0 | 0 | 0 | 0 | 0
8 | 7 | 5 | 0 | 0 | 0 | 0 | 0 | 0 | 0 | 0 | 0
8 | 7 | 6 | 0 | 0 | 0 | 0 | 0 | 0 | 0 | 0 | 0
8 | 7 | 7 | 0 | 0 | 0 | 0 | 0 | 0 | 0 | 0 | 0
8 | 7 | 8 | 0 | 0 | 0 | 0 | 0 | 0 | 0 | 0 | 0
8 | 7 | 9 | 0 | 0 | 0 | 0 | 0 | 0 | 0 | 0 | 0
8 | 7 | 10 | 0 | 0 | 0 | 0 | 0 | 0 | 0 | 0 | 0
8 | 7 | 11 | 0 | 0 | 0 | 0 | 0 | 0 | 0 | 0 | 0
8 | 7 | 12 | 0 | 0 | 0 | 0 | 0 | 0 | 0 | 0 | 0
8 | 7 | 13 | 0 | 0 | 0 | 0 | 0 | 0 | 0 | 0 | 0
8 | 7 | 14 | 0 | 0 | 0 | 0 | 0 | 0 | 0 | 0 | 0
8 | 7 | 15 | 0 | 0 | 0 | 0 | 0 | 0 | 0 | 0 | 0
8 | 7 | 16 | 0 | 0 | 0 | 0 | 0 | 0 | 0 | 0 | 0
8 | 7 | 17 | 0 | 0 | 0 | 0 | 0 | 0 | 0 | 0 | 0
8 | 7 | 18 | 0 | 0 | 0 | 0 | 0 | 0 | 0 | 0 | 0
8 | 7 | 19 | 0 | 0 | 0 | 0 | 0 | 0 | 0 | 0 | 0
8 | 7 | 20 | 0 | 0 | 0 | 0 | 0 | 0 | 0 | 0 | 0
8 | 7 | 21 | 0 | 0 | 0 | 0 | 0 | 0 | 0 | 0 | 0
8 | 7 | 22 | 0 | 0 | 0 | 0 | 0 | 0 | 0 | 0 | 0
8 | 7 | 23 | 0 | 0 | 0 | 0 | 0 | 0 | 0 | 0 | 0
8 | 7 | 24 | 0 | 0 | 0 | 0 | 0 | 0 | 0 | 0 | 0
8 | 8 | 1 | 0 | 0 | 0 | 0 | 0 | 0 | 0 | 0 | 0
8 | 8 | 2 | 0 | 0 | 0 | 0 | 0 | 0 | 0 | 0 | 0
8 | 8 | 3 | 0 | 0 | 0 | 0 | 0 | 0 | 0 | 0 | 0
8 | 8 | 4 | 0 | 0 | 0 | 0 | 0 | 0 | 0 | 0 | 0
8 | 8 | 5 | 0 | 0 | 0 | 0 | 0 | 0 | 0 | 0 | 0
8 | 8 | 6 | 0 | 0 | 0 | 0 | 0 | 0 | 0 | 0 | 0
8 | 8 | 7 | 0 | 0 | 0 | 0 | 0 | 0 | 0 | 0 | 0
8 | 8 | 8 | 0 | 0 | 0 | 0 | 0 | 0 | 0 | 0 | 0
8 | 8 | 9 | 0 | 0 | 0 | 0 | 0 | 0 | 0 | 0 | 0
8 | 8 | 10 | 0 | 0 | 0 | 0 | 0 | 0 | 0 | 0 | 0
8 | 8 | 11 | 0 | 0 | 0 | 0 | 0 | 0 | 0 | 0 | 0
8 | 8 | 12 | 0 | 0 | 0 | 0 | 0 | 0 | 0 | 0 | 0
8 | 8 | 13 | 0 | 0 | 0 | 0 | 0 | 0 | 0 | 0 | 0
8 | 8 | 14 | 0 | 0 | 0 | 0 | 0 | 0 | 0 | 0 | 0
8 | 8 | 15 | 0 | 0 | 0 | 0 | 0 | 0 | 0 | 0 | 0
8 | 8 | 16 | 0 | 0 | 0 | 0 | 0 | 0 | 0 | 0 | 0
8 | 8 | 17 | 0 | 0 | 0 | 0 | 0 | 0 | 0 | 0 | 0
8 | 8 | 18 | 0 | 0 | 0 | 0 | 0 | 0 | 0 | 0 | 0
8 | 8 | 19 | 0 | 0 | 0 | 0 | 0 | 0 | 0 | 0 | 0
8 | 8 | 20 | 0 | 0 | 0 | 0 | 0 | 0 | 0 | 0 | 0
8 | 8 | 21 | 0 | 0 | 0 | 0 | 0 | 0 | 0 | 0 | 0
8 | 8 | 22 | 0 | 0 | 0 | 0 | 0 | 0 | 0 | 0 | 0
8 | 8 | 23 | 0 | 0 | 0 | 0 | 0 | 0 | 0 | 0 | 0
8 | 8 | 24 | 0 | 0 | 0 | 0 | 0 | 0 | 0 | 0 | 0
8 | 9 | 1 | 0 | 0 | 0 | 0 | 0 | 0 | 0 | 0 | 0
8 | 9 | 2 | 0 | 0 | 0 | 0 | 0 | 0 | 0 | 0 | 0
8 | 9 | 3 | 0 | 0 | 0 | 0 | 0 | 0 | 0 | 0 | 0
8 | 9 | 4 | 0 | 0 | 0 | 0 | 0 | 0 | 0 | 0 | 0
8 | 9 | 5 | 0 | 0 | 0 | 0 | 0 | 0 | 0 | 0 | 0
8 | 9 | 6 | 0 | 0 | 0 | 0 | 0 | 0 | 0 | 0 | 0
8 | 9 | 7 | 0 | 0 | 0 | 0 | 0 | 0 | 0 | 0 | 0
8 | 9 | 8 | 0 | 0 | 0 | 0 | 0 | 0 | 0 | 0 | 0
8 | 9 | 9 | 0 | 0 | 0 | 0 | 0 | 0 | 0 | 0 | 0
8 | 9 | 10 | 0 | 0 | 0 | 0 | 0 | 0 | 0 | 0 | 0
8 | 9 | 11 | 0 | 0 | 0 | 0 | 0 | 0 | 0 | 0 | 0
8 | 9 | 12 | 0 | 0 | 0 | 0 | 0 | 0 | 0 | 0 | 0
8 | 9 | 13 | 0 | 0 | 0 | 0 | 0 | 0 | 0 | 0 | 0
8 | 9 | 14 | 0 | 0 | 0 | 0 | 0 | 0 | 0 | 0 | 0
8 | 9 | 15 | 0 | 0 | 0 | 0 | 0 | 0 | 0 | 0 | 0
8 | 9 | 16 | 0 | 0 | 0 | 0 | 0 | 0 | 0 | 0 | 0
8 | 9 | 17 | 0 | 0 | 0 | 0 | 0 | 0 | 0 | 0 | 0
8 | 9 | 18 | 0 | 0 | 0 | 0 | 0 | 0 | 0 | 0 | 0
8 | 9 | 19 | 0 | 0 | 0 | 0 | 0 | 0 | 0 | 0 | 0
8 | 9 | 20 | 0 | 0 | 0 | 0 | 0 | 0 | 0 | 0 | 0
8 | 9 | 21 | 0 | 0 | 0 | 0 | 0 | 0 | 0 | 0 | 0
8 | 9 | 22 | 0 | 0 | 0 | 0 | 0 | 0 | 0 | 0 | 0
8 | 9 | 23 | 0 | 0 | 0 | 0 | 0 | 0 | 0 | 0 | 0
8 | 9 | 24 | 0 | 0 | 0 | 0 | 0 | 0 | 0 | 0 | 0
8 | 10 | 1 | 0 | 0 | 0 | 0 | 0 | 0 | 0 | 0 | 0
8 | 10 | 2 | 0 | 0 | 0 | 0 | 0 | 0 | 0 | 0 | 0
8 | 10 | 3 | 0 | 0 | 0 | 0 | 0 | 0 | 0 | 0 | 0
8 | 10 | 4 | 0 | 0 | 0 | 0 | 0 | 0 | 0 | 0 | 0
8 | 10 | 5 | 0 | 0 | 0 | 0 | 0 | 0 | 0 | 0 | 0
8 | 10 | 6 | 0 | 0 | 0 | 0 | 0 | 0 | 0 | 0 | 0
8 | 10 | 7 | 0 | 0 | 0 | 0 | 0 | 0 | 0 | 0 | 0
8 | 10 | 8 | 0 | 0 | 0 | 0 | 0 | 0 | 0 | 0 | 0
8 | 10 | 9 | 0 | 0 | 0 | 0 | 0 | 0 | 0 | 0 | 0
8 | 10 | 10 | 0 | 0 | 0 | 0 | 0 | 0 | 0 | 0 | 0
8 | 10 | 11 | 0 | 0 | 0 | 0 | 0 | 0 | 0 | 0 | 0
8 | 10 | 12 | 0 | 0 | 0 | 0 | 0 | 0 | 0 | 0 | 0
8 | 10 | 13 | 0 | 0 | 0 | 0 | 0 | 0 | 0 | 0 | 0
8 | 10 | 14 | 0 | 0 | 0 | 0 | 0 | 0 | 0 | 0 | 0
8 | 10 | 15 | 0 | 0 | 0 | 0 | 0 | 0 | 0 | 0 | 0
8 | 10 | 16 | 0 | 0 | 0 | 0 | 0 | 0 | 0 | 0 | 0
8 | 10 | 17 | 0 | 0 | 0 | 0 | 0 | 0 | 0 | 0 | 0
8 | 10 | 18 | 0 | 0 | 0 | 0 | 0 | 0 | 0 | 0 | 0
8 | 10 | 19 | 0 | 0 | 0 | 0 | 0 | 0 | 0 | 0 | 0
8 | 10 | 20 | 0 | 0 | 0 | 0 | 0 | 0 | 0 | 0 | 0
8 | 10 | 21 | 0 | 0 | 0 | 0 | 0 | 0 | 0 | 0 | 0
8 | 10 | 22 | 0 | 0 | 0 | 0 | 0 | 0 | 0 | 0 | 0
8 | 10 | 23 | 0 | 0 | 0 | 0 | 0 | 0 | 0 | 0 | 0
8 | 10 | 24 | 0 | 0 | 0 | 0 | 0 | 0 | 0 | 0 | 0
8 | 11 | 1 | 0 | 0 | 0 | 0 | 0 | 0 | 0 | 0 | 0
8 | 11 | 2 | 0 | 0 | 0 | 0 | 0 | 0 | 0 | 0 | 0
8 | 11 | 3 | 0 | 0 | 0 | 0 | 0 | 0 | 0 | 0 | 0
8 | 11 | 4 | 0 | 0 | 0 | 0 | 0 | 0 | 0 | 0 | 0
8 | 11 | 5 | 0 | 0 | 0 | 0 | 0 | 0 | 0 | 0 | 0
8 | 11 | 6 | 0 | 0 | 0 | 0 | 0 | 0 | 0 | 0 | 0
8 | 11 | 7 | 0 | 0 | 0 | 0 | 0 | 0 | 0 | 0 | 0
8 | 11 | 8 | 0 | 0 | 0 | 0 | 0 | 0 | 0 | 0 | 0
8 | 11 | 9 | 0 | 0 | 0 | 0 | 0 | 0 | 0 | 0 | 0
8 | 11 | 10 | 0 | 0 | 0 | 0 | 0 | 0 | 0 | 0 | 0
8 | 11 | 11 | 0 | 0 | 0 | 0 | 0 | 0 | 0 | 0 | 0
8 | 11 | 12 | 0 | 0 | 0 | 0 | 0 | 0 | 0 | 0 | 0
8 | 11 | 13 | 0 | 0 | 0 | 0 | 0 | 0 | 0 | 0 | 0
8 | 11 | 14 | 0 | 0 | 0 | 0 | 0 | 0 | 0 | 0 | 0
8 | 11 | 15 | 0 | 0 | 0 | 0 | 0 | 0 | 0 | 0 | 0
8 | 11 | 16 | 0 | 0 | 0 | 0 | 0 | 0 | 0 | 0 | 0
8 | 11 | 17 | 0 | 0 | 0 | 0 | 0 | 0 | 0 | 0 | 0
8 | 11 | 18 | 0 | 0 | 0 | 0 | 0 | 0 | 0 | 0 | 0
8 | 11 | 19 | 0 | 0 | 0 | 0 | 0 | 0 | 0 | 0 | 0
8 | 11 | 20 | 0 | 0 | 0 | 0 | 0 | 0 | 0 | 0 | 0
8 | 11 | 21 | 0 | 0 | 0 | 0 | 0 | 0 | 0 | 0 | 0
8 | 11 | 22 | 0 | 0 | 0 | 0 | 0 | 0 | 0 | 0 | 0
8 | 11 | 23 | 0 | 0 | 0 | 0 | 0 | 0 | 0 | 0 | 0
8 | 11 | 24 | 0 | 0 | 0 | 0 | 0 | 0 | 0 | 0 | 0
8 | 12 | 1 | 0 | 0 | 0 | 0 | 0 | 0 | 0 | 0 | 0
8 | 12 | 2 | 0 | 0 | 0 | 0 | 0 | 0 | 0 | 0 | 0
8 | 12 | 3 | 0 | 0 | 0 | 0 | 0 | 0 | 0 | 0 | 0
8 | 12 | 4 | 0 | 0 | 0 | 0 | 0 | 0 | 0 | 0 | 0
8 | 12 | 5 | 0 | 0 | 0 | 0 | 0 | 0 | 0 | 0 | 0
8 | 12 | 6 | 0 | 0 | 0 | 0 | 0 | 0 | 0 | 0 | 0
8 | 12 | 7 | 0 | 0 | 0 | 0 | 0 | 0 | 0 | 0 | 0
8 | 12 | 8 | 0 | 0 | 0 | 0 | 0 | 0 | 0 | 0 | 0
8 | 12 | 9 | 0 | 0 | 0 | 0 | 0 | 0 | 0 | 0 | 0
8 | 12 | 10 | 0 | 0 | 0 | 0 | 0 | 0 | 0 | 0 | 0
8 | 12 | 11 | 0 | 0 | 0 | 0 | 0 | 0 | 0 | 0 | 0
8 | 12 | 12 | 0 | 0 | 0 | 0 | 0 | 0 | 0 | 0 | 0
8 | 12 | 13 | 0 | 0 | 0 | 0 | 0 | 0 | 0 | 0 | 0
8 | 12 | 14 | 0 | 0 | 0 | 0 | 0 | 0 | 0 | 0 | 0
8 | 12 | 15 | 0 | 0 | 0 | 0 | 0 | 0 | 0 | 0 | 0
8 | 12 | 16 | 0 | 0 | 0 | 0 | 0 | 0 | 0 | 0 | 0
8 | 12 | 17 | 0 | 0 | 0 | 0 | 0 | 0 | 0 | 0 | 0
8 | 12 | 18 | 0 | 0 | 0 | 0 | 0 | 0 | 0 | 0 | 0
8 | 12 | 19 | 0 | 0 | 0 | 0 | 0 | 0 | 0 | 0 | 0
8 | 12 | 20 | 0 | 0 | 0 | 0 | 0 | 0 | 0 | 0 | 0
8 | 12 | 21 | 0 | 0 | 0 | 0 | 0 | 0 | 0 | 0 | 0
8 | 12 | 22 | 0 | 0 | 0 | 0 | 0 | 0 | 0 | 0 | 0
8 | 12 | 23 | 0 | 0 | 0 | 0 | 0 | 0 | 0 | 0 | 0
8 | 12 | 24 | 0 | 0 | 0 | 0 | 0 | 0 | 0 | 0 | 0
8 | 13 | 1 | 0 | 0 | 0 | 0 | 0 | 0 | 0 | 0 | 0
8 | 13 | 2 | 0 | 0 | 0 | 0 | 0 | 0 | 0 | 0 | 0
8 | 13 | 3 | 0 | 0 | 0 | 0 | 0 | 0 | 0 | 0 | 0
8 | 13 | 4 | 0 | 0 | 0 | 0 | 0 | 0 | 0 | 0 | 0
8 | 13 | 5 | 0 | 0 | 0 | 0 | 0 | 0 | 0 | 0 | 0
8 | 13 | 6 | 0 | 0 | 0 | 0 | 0 | 0 | 0 | 0 | 0
8 | 13 | 7 | 0 | 0 | 0 | 0 | 0 | 0 | 0 | 0 | 0
8 | 13 | 8 | 0 | 0 | 0 | 0 | 0 | 0 | 0 | 0 | 0
8 | 13 | 9 | 0 | 0 | 0 | 0 | 0 | 0 | 0 | 0 | 0
8 | 13 | 10 | 0 | 0 | 0 | 0 | 0 | 0 | 0 | 0 | 0
8 | 13 | 11 | 0 | 0 | 0 | 0 | 0 | 0 | 0 | 0 | 0
8 | 13 | 12 | 0 | 0 | 0 | 0 | 0 | 0 | 0 | 0 | 0
8 | 13 | 13 | 0 | 0 | 0 | 0 | 0 | 0 | 0 | 0 | 0
8 | 13 | 14 | 0 | 0 | 0 | 0 | 0 | 0 | 0 | 0 | 0
8 | 13 | 15 | 0 | 0 | 0 | 0 | 0 | 0 | 0 | 0 | 0
8 | 13 | 16 | 0 | 0 | 0 | 0 | 0 | 0 | 0 | 0 | 0
8 | 13 | 17 | 0 | 0 | 0 | 0 | 0 | 0 | 0 | 0 | 0
8 | 13 | 18 | 0 | 0 | 0 | 0 | 0 | 0 | 0 | 0 | 0
8 | 13 | 19 | 0 | 0 | 0 | 0 | 0 | 0 | 0 | 0 | 0
8 | 13 | 20 | 0 | 0 | 0 | 0 | 0 | 0 | 0 | 0 | 0
8 | 13 | 21 | 0 | 0 | 0 | 0 | 0 | 0 | 0 | 0 | 0
8 | 13 | 22 | 0 | 0 | 0 | 0 | 0 | 0 | 0 | 0 | 0
8 | 13 | 23 | 0 | 0 | 0 | 0 | 0 | 0 | 0 | 0 | 0
8 | 13 | 24 | 0 | 0 | 0 | 0 | 0 | 0 | 0 | 0 | 0
8 | 14 | 1 | 0 | 0 | 0 | 0 | 0 | 0 | 0 | 0 | 0
8 | 14 | 2 | 0 | 0 | 0 | 0 | 0 | 0 | 0 | 0 | 0
8 | 14 | 3 | 0 | 0 | 0 | 0 | 0 | 0 | 0 | 0 | 0
8 | 14 | 4 | 0 | 0 | 0 | 0 | 0 | 0 | 0 | 0 | 0
8 | 14 | 5 | 0 | 0 | 0 | 0 | 0 | 0 | 0 | 0 | 0
8 | 14 | 6 | 0 | 0 | 0 | 0 | 0 | 0 | 0 | 0 | 0
8 | 14 | 7 | 0 | 0 | 0 | 0 | 0 | 0 | 0 | 0 | 0
8 | 14 | 8 | 0 | 0 | 0 | 0 | 0 | 0 | 0 | 0 | 0
8 | 14 | 9 | 0 | 0 | 0 | 0 | 0 | 0 | 0 | 0 | 0
8 | 14 | 10 | 0 | 0 | 0 | 0 | 0 | 0 | 0 | 0 | 0
8 | 14 | 11 | 0 | 0 | 0 | 0 | 0 | 0 | 0 | 0 | 0
8 | 14 | 12 | 0 | 0 | 0 | 0 | 0 | 0 | 0 | 0 | 0
8 | 14 | 13 | 0 | 0 | 0 | 0 | 0 | 0 | 0 | 0 | 0
8 | 14 | 14 | 0 | 0 | 0 | 0 | 0 | 0 | 0 | 0 | 0
8 | 14 | 15 | 0 | 0 | 0 | 0 | 0 | 0 | 0 | 0 | 0
8 | 14 | 16 | 0 | 0 | 0 | 0 | 0 | 0 | 0 | 0 | 0
8 | 14 | 17 | 0 | 0 | 0 | 0 | 0 | 0 | 0 | 0 | 0
8 | 14 | 18 | 0 | 0 | 0 | 0 | 0 | 0 | 0 | 0 | 0
8 | 14 | 19 | 0 | 0 | 0 | 0 | 0 | 0 | 0 | 0 | 0
8 | 14 | 20 | 0 | 0 | 0 | 0 | 0 | 0 | 0 | 0 | 0
8 | 14 | 21 | 0 | 0 | 0 | 0 | 0 | 0 | 0 | 0 | 0
8 | 14 | 22 | 0 | 0 | 0 | 0 | 0 | 0 | 0 | 0 | 0
8 | 14 | 23 | 0 | 0 | 0 | 0 | 0 | 0 | 0 | 0 | 0
8 | 14 | 24 | 0 | 0 | 0 | 0 | 0 | 0 | 0 | 0 | 0
8 | 15 | 1 | 0 | 0 | 0 | 0 | 0 | 0 | 0 | 0 | 0
8 | 15 | 2 | 0 | 0 | 0 | 0 | 0 | 0 | 0 | 0 | 0
8 | 15 | 3 | 0 | 0 | 0 | 0 | 0 | 0 | 0 | 0 | 0
8 | 15 | 4 | 0 | 0 | 0 | 0 | 0 | 0 | 0 | 0 | 0
8 | 15 | 5 | 0 | 0 | 0 | 0 | 0 | 0 | 0 | 0 | 0
8 | 15 | 6 | 0 | 0 | 0 | 0 | 0 | 0 | 0 | 0 | 0
8 | 15 | 7 | 0 | 0 | 0 | 0 | 0 | 0 | 0 | 0 | 0
8 | 15 | 8 | 0 | 0 | 0 | 0 | 0 | 0 | 0 | 0 | 0
8 | 15 | 9 | 0 | 0 | 0 | 0 | 0 | 0 | 0 | 0 | 0
8 | 15 | 10 | 0 | 0 | 0 | 0 | 0 | 0 | 0 | 0 | 0
8 | 15 | 11 | 0 | 0 | 0 | 0 | 0 | 0 | 0 | 0 | 0
8 | 15 | 12 | 0 | 0 | 0 | 0 | 0 | 0 | 0 | 0 | 0
8 | 15 | 13 | 0 | 0 | 0 | 0 | 0 | 0 | 0 | 0 | 0
8 | 15 | 14 | 0 | 0 | 0 | 0 | 0 | 0 | 0 | 0 | 0
8 | 15 | 15 | 0 | 0 | 0 | 0 | 0 | 0 | 0 | 0 | 0
8 | 15 | 16 | 0 | 0 | 0 | 0 | 0 | 0 | 0 | 0 | 0
8 | 15 | 17 | 0 | 0 | 0 | 0 | 0 | 0 | 0 | 0 | 0
8 | 15 | 18 | 0 | 0 | 0 | 0 | 0 | 0 | 0 | 0 | 0
8 | 15 | 19 | 0 | 0 | 0 | 0 | 0 | 0 | 0 | 0 | 0
8 | 15 | 20 | 0 | 0 | 0 | 0 | 0 | 0 | 0 | 0 | 0
8 | 15 | 21 | 0 | 0 | 0 | 0 | 0 | 0 | 0 | 0 | 0
8 | 15 | 22 | 0 | 0 | 0 | 0 | 0 | 0 | 0 | 0 | 0
8 | 15 | 23 | 0 | 0 | 0 | 0 | 0 | 0 | 0 | 0 | 0
8 | 15 | 24 | 0 | 0 | 0 | 0 | 0 | 0 | 0 | 0 | 0
8 | 16 | 1 | 0 | 0 | 0 | 0 | 0 | 0 | 0 | 0 | 0
8 | 16 | 2 | 0 | 0 | 0 | 0 | 0 | 0 | 0 | 0 | 0
8 | 16 | 3 | 0 | 0 | 0 | 0 | 0 | 0 | 0 | 0 | 0
8 | 16 | 4 | 0 | 0 | 0 | 0 | 0 | 0 | 0 | 0 | 0
8 | 16 | 5 | 0 | 0 | 0 | 0 | 0 | 0 | 0 | 0 | 0
8 | 16 | 6 | 0 | 0 | 0 | 0 | 0 | 0 | 0 | 0 | 0
8 | 16 | 7 | 0 | 0 | 0 | 0 | 0 | 0 | 0 | 0 | 0
8 | 16 | 8 | 0 | 0 | 0 | 0 | 0 | 0 | 0 | 0 | 0
8 | 16 | 9 | 0 | 0 | 0 | 0 | 0 | 0 | 0 | 0 | 0
8 | 16 | 10 | 0 | 0 | 0 | 0 | 0 | 0 | 0 | 0 | 0
8 | 16 | 11 | 0 | 0 | 0 | 0 | 0 | 0 | 0 | 0 | 0
8 | 16 | 12 | 0 | 0 | 0 | 0 | 0 | 0 | 0 | 0 | 0
8 | 16 | 13 | 0 | 0 | 0 | 0 | 0 | 0 | 0 | 0 | 0
8 | 16 | 14 | 0 | 0 | 0 | 0 | 0 | 0 | 0 | 0 | 0
8 | 16 | 15 | 0 | 0 | 0 | 0 | 0 | 0 | 0 | 0 | 0
8 | 16 | 16 | 0 | 0 | 0 | 0 | 0 | 0 | 0 | 0 | 0
8 | 16 | 17 | 0 | 0 | 0 | 0 | 0 | 0 | 0 | 0 | 0
8 | 16 | 18 | 0 | 0 | 0 | 0 | 0 | 0 | 0 | 0 | 0
8 | 16 | 19 | 0 | 0 | 0 | 0 | 0 | 0 | 0 | 0 | 0
8 | 16 | 20 | 0 | 0 | 0 | 0 | 0 | 0 | 0 | 0 | 0
8 | 16 | 21 | 0 | 0 | 0 | 0 | 0 | 0 | 0 | 0 | 0
8 | 16 | 22 | 0 | 0 | 0 | 0 | 0 | 0 | 0 | 0 | 0
8 | 16 | 23 | 0 | 0 | 0 | 0 | 0 | 0 | 0 | 0 | 0
8 | 16 | 24 | 0 | 0 | 0 | 0 | 0 | 0 | 0 | 0 | 0
8 | 17 | 1 | 0 | 0 | 0 | 0 | 0 | 0 | 0 | 0 | 0
8 | 17 | 2 | 0 | 0 | 0 | 0 | 0 | 0 | 0 | 0 | 0
8 | 17 | 3 | 0 | 0 | 0 | 0 | 0 | 0 | 0 | 0 | 0
8 | 17 | 4 | 0 | 0 | 0 | 0 | 0 | 0 | 0 | 0 | 0
8 | 17 | 5 | 0 | 0 | 0 | 0 | 0 | 0 | 0 | 0 | 0
8 | 17 | 6 | 0 | 0 | 0 | 0 | 0 | 0 | 0 | 0 | 0
8 | 17 | 7 | 0 | 0 | 0 | 0 | 0 | 0 | 0 | 0 | 0
8 | 17 | 8 | 0 | 0 | 0 | 0 | 0 | 0 | 0 | 0 | 0
8 | 17 | 9 | 0 | 0 | 0 | 0 | 0 | 0 | 0 | 0 | 0
8 | 17 | 10 | 0 | 0 | 0 | 0 | 0 | 0 | 0 | 0 | 0
8 | 17 | 11 | 0 | 0 | 0 | 0 | 0 | 0 | 0 | 0 | 0
8 | 17 | 12 | 0 | 0 | 0 | 0 | 0 | 0 | 0 | 0 | 0
8 | 17 | 13 | 0 | 0 | 0 | 0 | 0 | 0 | 0 | 0 | 0
8 | 17 | 14 | 0 | 0 | 0 | 0 | 0 | 0 | 0 | 0 | 0
8 | 17 | 15 | 0 | 0 | 0 | 0 | 0 | 0 | 0 | 0 | 0
8 | 17 | 16 | 0 | 0 | 0 | 0 | 0 | 0 | 0 | 0 | 0
8 | 17 | 17 | 0 | 0 | 0 | 0 | 0 | 0 | 0 | 0 | 0
8 | 17 | 18 | 0 | 0 | 0 | 0 | 0 | 0 | 0 | 0 | 0
8 | 17 | 19 | 0 | 0 | 0 | 0 | 0 | 0 | 0 | 0 | 0
8 | 17 | 20 | 0 | 0 | 0 | 0 | 0 | 0 | 0 | 0 | 0
8 | 17 | 21 | 0 | 0 | 0 | 0 | 0 | 0 | 0 | 0 | 0
8 | 17 | 22 | 0 | 0 | 0 | 0 | 0 | 0 | 0 | 0 | 0
8 | 17 | 23 | 0 | 0 | 0 | 0 | 0 | 0 | 0 | 0 | 0
8 | 17 | 24 | 0 | 0 | 0 | 0 | 0 | 0 | 0 | 0 | 0
8 | 18 | 1 | 0 | 0 | 0 | 0 | 0 | 0 | 0 | 0 | 0
8 | 18 | 2 | 0 | 0 | 0 | 0 | 0 | 0 | 0 | 0 | 0
8 | 18 | 3 | 0 | 0 | 0 | 0 | 0 | 0 | 0 | 0 | 0
8 | 18 | 4 | 0 | 0 | 0 | 0 | 0 | 0 | 0 | 0 | 0
8 | 18 | 5 | 0 | 0 | 0 | 0 | 0 | 0 | 0 | 0 | 0
8 | 18 | 6 | 0 | 0 | 0 | 0 | 0 | 0 | 0 | 0 | 0
8 | 18 | 7 | 0 | 0 | 0 | 0 | 0 | 0 | 0 | 0 | 0
8 | 18 | 8 | 0 | 0 | 0 | 0 | 0 | 0 | 0 | 0 | 0
8 | 18 | 9 | 0 | 0 | 0 | 0 | 0 | 0 | 0 | 0 | 0
8 | 18 | 10 | 0 | 0 | 0 | 0 | 0 | 0 | 0 | 0 | 0
8 | 18 | 11 | 0 | 0 | 0 | 0 | 0 | 0 | 0 | 0 | 0
8 | 18 | 12 | 0 | 0 | 0 | 0 | 0 | 0 | 0 | 0 | 0
8 | 18 | 13 | 0 | 0 | 0 | 0 | 0 | 0 | 0 | 0 | 0
8 | 18 | 14 | 0 | 0 | 0 | 0 | 0 | 0 | 0 | 0 | 0
8 | 18 | 15 | 0 | 0 | 0 | 0 | 0 | 0 | 0 | 0 | 0
8 | 18 | 16 | 0 | 0 | 0 | 0 | 0 | 0 | 0 | 0 | 0
8 | 18 | 17 | 0 | 0 | 0 | 0 | 0 | 0 | 0 | 0 | 0
8 | 18 | 18 | 0 | 0 | 0 | 0 | 0 | 0 | 0 | 0 | 0
8 | 18 | 19 | 0 | 0 | 0 | 0 | 0 | 0 | 0 | 0 | 0
8 | 18 | 20 | 0 | 0 | 0 | 0 | 0 | 0 | 0 | 0 | 0
8 | 18 | 21 | 0 | 0 | 0 | 0 | 0 | 0 | 0 | 0 | 0
8 | 18 | 22 | 0 | 0 | 0 | 0 | 0 | 0 | 0 | 0 | 0
8 | 18 | 23 | 0 | 0 | 0 | 0 | 0 | 0 | 0 | 0 | 0
8 | 18 | 24 | 0 | 0 | 0 | 0 | 0 | 0 | 0 | 0 | 0
8 | 19 | 1 | 0 | 0 | 0 | 0 | 0 | 0 | 0 | 0 | 0
8 | 19 | 2 | 0 | 0 | 0 | 0 | 0 | 0 | 0 | 0 | 0
8 | 19 | 3 | 0 | 0 | 0 | 0 | 0 | 0 | 0 | 0 | 0
8 | 19 | 4 | 0 | 0 | 0 | 0 | 0 | 0 | 0 | 0 | 0
8 | 19 | 5 | 0 | 0 | 0 | 0 | 0 | 0 | 0 | 0 | 0
8 | 19 | 6 | 0 | 0 | 0 | 0 | 0 | 0 | 0 | 0 | 0
8 | 19 | 7 | 0 | 0 | 0 | 0 | 0 | 0 | 0 | 0 | 0
8 | 19 | 8 | 0 | 0 | 0 | 0 | 0 | 0 | 0 | 0 | 0
8 | 19 | 9 | 0 | 0 | 0 | 0 | 0 | 0 | 0 | 0 | 0
8 | 19 | 10 | 0 | 0 | 0 | 0 | 0 | 0 | 0 | 0 | 0
8 | 19 | 11 | 0 | 0 | 0 | 0 | 0 | 0 | 0 | 0 | 0
8 | 19 | 12 | 0 | 0 | 0 | 0 | 0 | 0 | 0 | 0 | 0
8 | 19 | 13 | 0 | 0 | 0 | 0 | 0 | 0 | 0 | 0 | 0
8 | 19 | 14 | 0 | 0 | 0 | 0 | 0 | 0 | 0 | 0 | 0
8 | 19 | 15 | 0 | 0 | 0 | 0 | 0 | 0 | 0 | 0 | 0
8 | 19 | 16 | 0 | 0 | 0 | 0 | 0 | 0 | 0 | 0 | 0
8 | 19 | 17 | 0 | 0 | 0 | 0 | 0 | 0 | 0 | 0 | 0
8 | 19 | 18 | 0 | 0 | 0 | 0 | 0 | 0 | 0 | 0 | 0
8 | 19 | 19 | 0 | 0 | 0 | 0 | 0 | 0 | 0 | 0 | 0
8 | 19 | 20 | 0 | 0 | 0 | 0 | 0 | 0 | 0 | 0 | 0
8 | 19 | 21 | 0 | 0 | 0 | 0 | 0 | 0 | 0 | 0 | 0
8 | 19 | 22 | 0 | 0 | 0 | 0 | 0 | 0 | 0 | 0 | 0
8 | 19 | 23 | 0 | 0 | 0 | 0 | 0 | 0 | 0 | 0 | 0
8 | 19 | 24 | 0 | 0 | 0 | 0 | 0 | 0 | 0 | 0 | 0
8 | 20 | 1 | 0 | 0 | 0 | 0 | 0 | 0 | 0 | 0 | 0
8 | 20 | 2 | 0 | 0 | 0 | 0 | 0 | 0 | 0 | 0 | 0
8 | 20 | 3 | 0 | 0 | 0 | 0 | 0 | 0 | 0 | 0 | 0
8 | 20 | 4 | 0 | 0 | 0 | 0 | 0 | 0 | 0 | 0 | 0
8 | 20 | 5 | 0 | 0 | 0 | 0 | 0 | 0 | 0 | 0 | 0
8 | 20 | 6 | 0 | 0 | 0 | 0 | 0 | 0 | 0 | 0 | 0
8 | 20 | 7 | 0 | 0 | 0 | 0 | 0 | 0 | 0 | 0 | 0
8 | 20 | 8 | 0 | 0 | 0 | 0 | 0 | 0 | 0 | 0 | 0
8 | 20 | 9 | 0 | 0 | 0 | 0 | 0 | 0 | 0 | 0 | 0
8 | 20 | 10 | 0 | 0 | 0 | 0 | 0 | 0 | 0 | 0 | 0
8 | 20 | 11 | 0 | 0 | 0 | 0 | 0 | 0 | 0 | 0 | 0
8 | 20 | 12 | 0 | 0 | 0 | 0 | 0 | 0 | 0 | 0 | 0
8 | 20 | 13 | 0 | 0 | 0 | 0 | 0 | 0 | 0 | 0 | 0
8 | 20 | 14 | 0 | 0 | 0 | 0 | 0 | 0 | 0 | 0 | 0
8 | 20 | 15 | 0 | 0 | 0 | 0 | 0 | 0 | 0 | 0 | 0
8 | 20 | 16 | 0 | 0 | 0 | 0 | 0 | 0 | 0 | 0 | 0
8 | 20 | 17 | 0 | 0 | 0 | 0 | 0 | 0 | 0 | 0 | 0
8 | 20 | 18 | 0 | 0 | 0 | 0 | 0 | 0 | 0 | 0 | 0
8 | 20 | 19 | 0 | 0 | 0 | 0 | 0 | 0 | 0 | 0 | 0
8 | 20 | 20 | 0 | 0 | 0 | 0 | 0 | 0 | 0 | 0 | 0
8 | 20 | 21 | 0 | 0 | 0 | 0 | 0 | 0 | 0 | 0 | 0
8 | 20 | 22 | 0 | 0 | 0 | 0 | 0 | 0 | 0 | 0 | 0
8 | 20 | 23 | 0 | 0 | 0 | 0 | 0 | 0 | 0 | 0 | 0
8 | 20 | 24 | 0 | 0 | 0 | 0 | 0 | 0 | 0 | 0 | 0
8 | 21 | 1 | 0 | 0 | 0 | 0 | 0 | 0 | 0 | 0 | 0
8 | 21 | 2 | 0 | 0 | 0 | 0 | 0 | 0 | 0 | 0 | 0
8 | 21 | 3 | 0 | 0 | 0 | 0 | 0 | 0 | 0 | 0 | 0
8 | 21 | 4 | 0 | 0 | 0 | 0 | 0 | 0 | 0 | 0 | 0
8 | 21 | 5 | 0 | 0 | 0 | 0 | 0 | 0 | 0 | 0 | 0
8 | 21 | 6 | 0 | 0 | 0 | 0 | 0 | 0 | 0 | 0 | 0
8 | 21 | 7 | 0 | 0 | 0 | 0 | 0 | 0 | 0 | 0 | 0
8 | 21 | 8 | 0 | 0 | 0 | 0 | 0 | 0 | 0 | 0 | 0
8 | 21 | 9 | 0 | 0 | 0 | 0 | 0 | 0 | 0 | 0 | 0
8 | 21 | 10 | 0 | 0 | 0 | 0 | 0 | 0 | 0 | 0 | 0
8 | 21 | 11 | 0 | 0 | 0 | 0 | 0 | 0 | 0 | 0 | 0
8 | 21 | 12 | 0 | 0 | 0 | 0 | 0 | 0 | 0 | 0 | 0
8 | 21 | 13 | 0 | 0 | 0 | 0 | 0 | 0 | 0 | 0 | 0
8 | 21 | 14 | 0 | 0 | 0 | 0 | 0 | 0 | 0 | 0 | 0
8 | 21 | 15 | 0 | 0 | 0 | 0 | 0 | 0 | 0 | 0 | 0
8 | 21 | 16 | 0 | 0 | 0 | 0 | 0 | 0 | 0 | 0 | 0
8 | 21 | 17 | 0 | 0 | 0 | 0 | 0 | 0 | 0 | 0 | 0
8 | 21 | 18 | 0 | 0 | 0 | 0 | 0 | 0 | 0 | 0 | 0
8 | 21 | 19 | 0 | 0 | 0 | 0 | 0 | 0 | 0 | 0 | 0
8 | 21 | 20 | 0 | 0 | 0 | 0 | 0 | 0 | 0 | 0 | 0
8 | 21 | 21 | 0 | 0 | 0 | 0 | 0 | 0 | 0 | 0 | 0
8 | 21 | 22 | 0 | 0 | 0 | 0 | 0 | 0 | 0 | 0 | 0
8 | 21 | 23 | 0 | 0 | 0 | 0 | 0 | 0 | 0 | 0 | 0
8 | 21 | 24 | 0 | 0 | 0 | 0 | 0 | 0 | 0 | 0 | 0
8 | 22 | 1 | 0 | 0 | 0 | 0 | 0 | 0 | 0 | 0 | 0
8 | 22 | 2 | 0 | 0 | 0 | 0 | 0 | 0 | 0 | 0 | 0
8 | 22 | 3 | 0 | 0 | 0 | 0 | 0 | 0 | 0 | 0 | 0
8 | 22 | 4 | 0 | 0 | 0 | 0 | 0 | 0 | 0 | 0 | 0
8 | 22 | 5 | 0 | 0 | 0 | 0 | 0 | 0 | 0 | 0 | 0
8 | 22 | 6 | 0 | 0 | 0 | 0 | 0 | 0 | 0 | 0 | 0
8 | 22 | 7 | 0 | 0 | 0 | 0 | 0 | 0 | 0 | 0 | 0
8 | 22 | 8 | 0 | 0 | 0 | 0 | 0 | 0 | 0 | 0 | 0
8 | 22 | 9 | 0 | 0 | 0 | 0 | 0 | 0 | 0 | 0 | 0
8 | 22 | 10 | 0 | 0 | 0 | 0 | 0 | 0 | 0 | 0 | 0
8 | 22 | 11 | 0 | 0 | 0 | 0 | 0 | 0 | 0 | 0 | 0
8 | 22 | 12 | 0 | 0 | 0 | 0 | 0 | 0 | 0 | 0 | 0
8 | 22 | 13 | 0 | 0 | 0 | 0 | 0 | 0 | 0 | 0 | 0
8 | 22 | 14 | 0 | 0 | 0 | 0 | 0 | 0 | 0 | 0 | 0
8 | 22 | 15 | 0 | 0 | 0 | 0 | 0 | 0 | 0 | 0 | 0
8 | 22 | 16 | 0 | 0 | 0 | 0 | 0 | 0 | 0 | 0 | 0
8 | 22 | 17 | 0 | 0 | 0 | 0 | 0 | 0 | 0 | 0 | 0
8 | 22 | 18 | 0 | 0 | 0 | 0 | 0 | 0 | 0 | 0 | 0
8 | 22 | 19 | 0 | 0 | 0 | 0 | 0 | 0 | 0 | 0 | 0
8 | 22 | 20 | 0 | 0 | 0 | 0 | 0 | 0 | 0 | 0 | 0
8 | 22 | 21 | 0 | 0 | 0 | 0 | 0 | 0 | 0 | 0 | 0
8 | 22 | 22 | 0 | 0 | 0 | 0 | 0 | 0 | 0 | 0 | 0
8 | 22 | 23 | 0 | 0 | 0 | 0 | 0 | 0 | 0 | 0 | 0
8 | 22 | 24 | 0 | 0 | 0 | 0 | 0 | 0 | 0 | 0 | 0
8 | 23 | 1 | 0 | 0 | 0 | 0 | 0 | 0 | 0 | 0 | 0
8 | 23 | 2 | 0 | 0 | 0 | 0 | 0 | 0 | 0 | 0 | 0
8 | 23 | 3 | 0 | 0 | 0 | 0 | 0 | 0 | 0 | 0 | 0
8 | 23 | 4 | 0 | 0 | 0 | 0 | 0 | 0 | 0 | 0 | 0
8 | 23 | 5 | 0 | 0 | 0 | 0 | 0 | 0 | 0 | 0 | 0
8 | 23 | 6 | 0 | 0 | 0 | 0 | 0 | 0 | 0 | 0 | 0
8 | 23 | 7 | 0 | 0 | 0 | 0 | 0 | 0 | 0 | 0 | 0
8 | 23 | 8 | 0 | 0 | 0 | 0 | 0 | 0 | 0 | 0 | 0
8 | 23 | 9 | 0 | 0 | 0 | 0 | 0 | 0 | 0 | 0 | 0
8 | 23 | 10 | 0 | 0 | 0 | 0 | 0 | 0 | 0 | 0 | 0
8 | 23 | 11 | 0 | 0 | 0 | 0 | 0 | 0 | 0 | 0 | 0
8 | 23 | 12 | 0 | 0 | 0 | 0 | 0 | 0 | 0 | 0 | 0
8 | 23 | 13 | 0 | 0 | 0 | 0 | 0 | 0 | 0 | 0 | 0
8 | 23 | 14 | 0 | 0 | 0 | 0 | 0 | 0 | 0 | 0 | 0
8 | 23 | 15 | 0 | 0 | 0 | 0 | 0 | 0 | 0 | 0 | 0
8 | 23 | 16 | 0 | 0 | 0 | 0 | 0 | 0 | 0 | 0 | 0
8 | 23 | 17 | 0 | 0 | 0 | 0 | 0 | 0 | 0 | 0 | 0
8 | 23 | 18 | 0 | 0 | 0 | 0 | 0 | 0 | 0 | 0 | 0
8 | 23 | 19 | 0 | 0 | 0 | 0 | 0 | 0 | 0 | 0 | 0
8 | 23 | 20 | 0 | 0 | 0 | 0 | 0 | 0 | 0 | 0 | 0
8 | 23 | 21 | 0 | 0 | 0 | 0 | 0 | 0 | 0 | 0 | 0
8 | 23 | 22 | 0 | 0 | 0 | 0 | 0 | 0 | 0 | 0 | 0
8 | 23 | 23 | 0 | 0 | 0 | 0 | 0 | 0 | 0 | 0 | 0
8 | 23 | 24 | 0 | 0 | 0 | 0 | 0 | 0 | 0 | 0 | 0
8 | 24 | 1 | 0 | 0 | 0 | 0 | 0 | 0 | 0 | 0 | 0
8 | 24 | 2 | 0 | 0 | 0 | 0 | 0 | 0 | 0 | 0 | 0
8 | 24 | 3 | 0 | 0 | 0 | 0 | 0 | 0 | 0 | 0 | 0
8 | 24 | 4 | 0 | 0 | 0 | 0 | 0 | 0 | 0 | 0 | 0
8 | 24 | 5 | 0 | 0 | 0 | 0 | 0 | 0 | 0 | 0 | 0
8 | 24 | 6 | 0 | 0 | 0 | 0 | 0 | 0 | 0 | 0 | 0
8 | 24 | 7 | 0 | 0 | 0 | 0 | 0 | 0 | 0 | 0 | 0
8 | 24 | 8 | 0 | 0 | 0 | 0 | 0 | 0 | 0 | 0 | 0
8 | 24 | 9 | 0 | 0 | 0 | 0 | 0 | 0 | 0 | 0 | 0
8 | 24 | 10 | 0 | 0 | 0 | 0 | 0 | 0 | 0 | 0 | 0
8 | 24 | 11 | 0 | 0 | 0 | 0 | 0 | 0 | 0 | 0 | 0
8 | 24 | 12 | 0 | 0 | 0 | 0 | 0 | 0 | 0 | 0 | 0
8 | 24 | 13 | 0 | 0 | 0 | 0 | 0 | 0 | 0 | 0 | 0
8 | 24 | 14 | 0 | 0 | 0 | 0 | 0 | 0 | 0 | 0 | 0
8 | 24 | 15 | 0 | 0 | 0 | 0 | 0 | 0 | 0 | 0 | 0
8 | 24 | 16 | 0 | 0 | 0 | 0 | 0 | 0 | 0 | 0 | 0
8 | 24 | 17 | 0 | 0 | 0 | 0 | 0 | 0 | 0 | 0 | 0
8 | 24 | 18 | 0 | 0 | 0 | 0 | 0 | 0 | 0 | 0 | 0
8 | 24 | 19 | 0 | 0 | 0 | 0 | 0 | 0 | 0 | 0 | 0
8 | 24 | 20 | 0 | 0 | 0 | 0 | 0 | 0 | 0 | 0 | 0
8 | 24 | 21 | 0 | 0 | 0 | 0 | 0 | 0 | 0 | 0 | 0
8 | 24 | 22 | 0 | 0 | 0 | 0 | 0 | 0 | 0 | 0 | 0
8 | 24 | 23 | 0 | 0 | 0 | 0 | 0 | 0 | 0 | 0 | 0
8 | 24 | 24 | 0 | 0 | 0 | 0 | 0 | 0 | 0 | 0 | 0
8 | 25 | 1 | 0 | 0 | 0 | 0 | 0 | 0 | 0 | 0 | 0
8 | 25 | 2 | 0 | 0 | 0 | 0 | 0 | 0 | 0 | 0 | 0
8 | 25 | 3 | 0 | 0 | 0 | 0 | 0 | 0 | 0 | 0 | 0
8 | 25 | 4 | 0 | 0 | 0 | 0 | 0 | 0 | 0 | 0 | 0
8 | 25 | 5 | 0 | 0 | 0 | 0 | 0 | 0 | 0 | 0 | 0
8 | 25 | 6 | 0 | 0 | 0 | 0 | 0 | 0 | 0 | 0 | 0
8 | 25 | 7 | 0 | 0 | 0 | 0 | 0 | 0 | 0 | 0 | 0
8 | 25 | 8 | 0 | 0 | 0 | 0 | 0 | 0 | 0 | 0 | 0
8 | 25 | 9 | 0 | 0 | 0 | 0 | 0 | 0 | 0 | 0 | 0
8 | 25 | 10 | 0 | 0 | 0 | 0 | 0 | 0 | 0 | 0 | 0
8 | 25 | 11 | 0 | 0 | 0 | 0 | 0 | 0 | 0 | 0 | 0
8 | 25 | 12 | 0 | 0 | 0 | 0 | 0 | 0 | 0 | 0 | 0
8 | 25 | 13 | 0 | 0 | 0 | 0 | 0 | 0 | 0 | 0 | 0
8 | 25 | 14 | 0 | 0 | 0 | 0 | 0 | 0 | 0 | 0 | 0
8 | 25 | 15 | 0 | 0 | 0 | 0 | 0 | 0 | 0 | 0 | 0
8 | 25 | 16 | 0 | 0 | 0 | 0 | 0 | 0 | 0 | 0 | 0
8 | 25 | 17 | 0 | 0 | 0 | 0 | 0 | 0 | 0 | 0 | 0
8 | 25 | 18 | 0 | 0 | 0 | 0 | 0 | 0 | 0 | 0 | 0
8 | 25 | 19 | 0 | 0 | 0 | 0 | 0 | 0 | 0 | 0 | 0
8 | 25 | 20 | 0 | 0 | 0 | 0 | 0 | 0 | 0 | 0 | 0
8 | 25 | 21 | 0 | 0 | 0 | 0 | 0 | 0 | 0 | 0 | 0
8 | 25 | 22 | 0 | 0 | 0 | 0 | 0 | 0 | 0 | 0 | 0
8 | 25 | 23 | 0 | 0 | 0 | 0 | 0 | 0 | 0 | 0 | 0
8 | 25 | 24 | 0 | 0 | 0 | 0 | 0 | 0 | 0 | 0 | 0
8 | 26 | 1 | 0 | 0 | 0 | 0 | 0 | 0 | 0 | 0 | 0
8 | 26 | 2 | 0 | 0 | 0 | 0 | 0 | 0 | 0 | 0 | 0
8 | 26 | 3 | 0 | 0 | 0 | 0 | 0 | 0 | 0 | 0 | 0
8 | 26 | 4 | 0 | 0 | 0 | 0 | 0 | 0 | 0 | 0 | 0
8 | 26 | 5 | 0 | 0 | 0 | 0 | 0 | 0 | 0 | 0 | 0
8 | 26 | 6 | 0 | 0 | 0 | 0 | 0 | 0 | 0 | 0 | 0
8 | 26 | 7 | 0 | 0 | 0 | 0 | 0 | 0 | 0 | 0 | 0
8 | 26 | 8 | 0 | 0 | 0 | 0 | 0 | 0 | 0 | 0 | 0
8 | 26 | 9 | 0 | 0 | 0 | 0 | 0 | 0 | 0 | 0 | 0
8 | 26 | 10 | 0 | 0 | 0 | 0 | 0 | 0 | 0 | 0 | 0
8 | 26 | 11 | 0 | 0 | 0 | 0 | 0 | 0 | 0 | 0 | 0
8 | 26 | 12 | 0 | 0 | 0 | 0 | 0 | 0 | 0 | 0 | 0
8 | 26 | 13 | 0 | 0 | 0 | 0 | 0 | 0 | 0 | 0 | 0
8 | 26 | 14 | 0 | 0 | 0 | 0 | 0 | 0 | 0 | 0 | 0
8 | 26 | 15 | 0 | 0 | 0 | 0 | 0 | 0 | 0 | 0 | 0
8 | 26 | 16 | 0 | 0 | 0 | 0 | 0 | 0 | 0 | 0 | 0
8 | 26 | 17 | 0 | 0 | 0 | 0 | 0 | 0 | 0 | 0 | 0
8 | 26 | 18 | 0 | 0 | 0 | 0 | 0 | 0 | 0 | 0 | 0
8 | 26 | 19 | 0 | 0 | 0 | 0 | 0 | 0 | 0 | 0 | 0
8 | 26 | 20 | 0 | 0 | 0 | 0 | 0 | 0 | 0 | 0 | 0
8 | 26 | 21 | 0 | 0 | 0 | 0 | 0 | 0 | 0 | 0 | 0
8 | 26 | 22 | 0 | 0 | 0 | 0 | 0 | 0 | 0 | 0 | 0
8 | 26 | 23 | 0 | 0 | 0 | 0 | 0 | 0 | 0 | 0 | 0
8 | 26 | 24 | 0 | 0 | 0 | 0 | 0 | 0 | 0 | 0 | 0
8 | 27 | 1 | 0 | 0 | 0 | 0 | 0 | 0 | 0 | 0 | 0
8 | 27 | 2 | 0 | 0 | 0 | 0 | 0 | 0 | 0 | 0 | 0
8 | 27 | 3 | 0 | 0 | 0 | 0 | 0 | 0 | 0 | 0 | 0
8 | 27 | 4 | 0 | 0 | 0 | 0 | 0 | 0 | 0 | 0 | 0
8 | 27 | 5 | 0 | 0 | 0 | 0 | 0 | 0 | 0 | 0 | 0
8 | 27 | 6 | 0 | 0 | 0 | 0 | 0 | 0 | 0 | 0 | 0
8 | 27 | 7 | 0 | 0 | 0 | 0 | 0 | 0 | 0 | 0 | 0
8 | 27 | 8 | 0 | 0 | 0 | 0 | 0 | 0 | 0 | 0 | 0
8 | 27 | 9 | 0 | 0 | 0 | 0 | 0 | 0 | 0 | 0 | 0
8 | 27 | 10 | 0 | 0 | 0 | 0 | 0 | 0 | 0 | 0 | 0
8 | 27 | 11 | 0 | 0 | 0 | 0 | 0 | 0 | 0 | 0 | 0
8 | 27 | 12 | 0 | 0 | 0 | 0 | 0 | 0 | 0 | 0 | 0
8 | 27 | 13 | 0 | 0 | 0 | 0 | 0 | 0 | 0 | 0 | 0
8 | 27 | 14 | 0 | 0 | 0 | 0 | 0 | 0 | 0 | 0 | 0
8 | 27 | 15 | 0 | 0 | 0 | 0 | 0 | 0 | 0 | 0 | 0
8 | 27 | 16 | 0 | 0 | 0 | 0 | 0 | 0 | 0 | 0 | 0
8 | 27 | 17 | 0 | 0 | 0 | 0 | 0 | 0 | 0 | 0 | 0
8 | 27 | 18 | 0 | 0 | 0 | 0 | 0 | 0 | 0 | 0 | 0
8 | 27 | 19 | 0 | 0 | 0 | 0 | 0 | 0 | 0 | 0 | 0
8 | 27 | 20 | 0 | 0 | 0 | 0 | 0 | 0 | 0 | 0 | 0
8 | 27 | 21 | 0 | 0 | 0 | 0 | 0 | 0 | 0 | 0 | 0
8 | 27 | 22 | 0 | 0 | 0 | 0 | 0 | 0 | 0 | 0 | 0
8 | 27 | 23 | 0 | 0 | 0 | 0 | 0 | 0 | 0 | 0 | 0
8 | 27 | 24 | 0 | 0 | 0 | 0 | 0 | 0 | 0 | 0 | 0
8 | 28 | 1 | 0 | 0 | 0 | 0 | 0 | 0 | 0 | 0 | 0
8 | 28 | 2 | 0 | 0 | 0 | 0 | 0 | 0 | 0 | 0 | 0
8 | 28 | 3 | 0 | 0 | 0 | 0 | 0 | 0 | 0 | 0 | 0
8 | 28 | 4 | 0 | 0 | 0 | 0 | 0 | 0 | 0 | 0 | 0
8 | 28 | 5 | 0 | 0 | 0 | 0 | 0 | 0 | 0 | 0 | 0
8 | 28 | 6 | 0 | 0 | 0 | 0 | 0 | 0 | 0 | 0 | 0
8 | 28 | 7 | 0 | 0 | 0 | 0 | 0 | 0 | 0 | 0 | 0
8 | 28 | 8 | 0 | 0 | 0 | 0 | 0 | 0 | 0 | 0 | 0
8 | 28 | 9 | 0 | 0 | 0 | 0 | 0 | 0 | 0 | 0 | 0
8 | 28 | 10 | 0 | 0 | 0 | 0 | 0 | 0 | 0 | 0 | 0
8 | 28 | 11 | 0 | 0 | 0 | 0 | 0 | 0 | 0 | 0 | 0
8 | 28 | 12 | 0 | 0 | 0 | 0 | 0 | 0 | 0 | 0 | 0
8 | 28 | 13 | 0 | 0 | 0 | 0 | 0 | 0 | 0 | 0 | 0
8 | 28 | 14 | 0 | 0 | 0 | 0 | 0 | 0 | 0 | 0 | 0
8 | 28 | 15 | 0 | 0 | 0 | 0 | 0 | 0 | 0 | 0 | 0
8 | 28 | 16 | 0 | 0 | 0 | 0 | 0 | 0 | 0 | 0 | 0
8 | 28 | 17 | 0 | 0 | 0 | 0 | 0 | 0 | 0 | 0 | 0
8 | 28 | 18 | 0 | 0 | 0 | 0 | 0 | 0 | 0 | 0 | 0
8 | 28 | 19 | 0 | 0 | 0 | 0 | 0 | 0 | 0 | 0 | 0
8 | 28 | 20 | 0 | 0 | 0 | 0 | 0 | 0 | 0 | 0 | 0
8 | 28 | 21 | 0 | 0 | 0 | 0 | 0 | 0 | 0 | 0 | 0
8 | 28 | 22 | 0 | 0 | 0 | 0 | 0 | 0 | 0 | 0 | 0
8 | 28 | 23 | 0 | 0 | 0 | 0 | 0 | 0 | 0 | 0 | 0
8 | 28 | 24 | 0 | 0 | 0 | 0 | 0 | 0 | 0 | 0 | 0
8 | 29 | 1 | 0 | 0 | 0 | 0 | 0 | 0 | 0 | 0 | 0
8 | 29 | 2 | 0 | 0 | 0 | 0 | 0 | 0 | 0 | 0 | 0
8 | 29 | 3 | 0 | 0 | 0 | 0 | 0 | 0 | 0 | 0 | 0
8 | 29 | 4 | 0 | 0 | 0 | 0 | 0 | 0 | 0 | 0 | 0
8 | 29 | 5 | 0 | 0 | 0 | 0 | 0 | 0 | 0 | 0 | 0
8 | 29 | 6 | 0 | 0 | 0 | 0 | 0 | 0 | 0 | 0 | 0
8 | 29 | 7 | 0 | 0 | 0 | 0 | 0 | 0 | 0 | 0 | 0
8 | 29 | 8 | 0 | 0 | 0 | 0 | 0 | 0 | 0 | 0 | 0
8 | 29 | 9 | 0 | 0 | 0 | 0 | 0 | 0 | 0 | 0 | 0
8 | 29 | 10 | 0 | 0 | 0 | 0 | 0 | 0 | 0 | 0 | 0
8 | 29 | 11 | 0 | 0 | 0 | 0 | 0 | 0 | 0 | 0 | 0
8 | 29 | 12 | 0 | 0 | 0 | 0 | 0 | 0 | 0 | 0 | 0
8 | 29 | 13 | 0 | 0 | 0 | 0 | 0 | 0 | 0 | 0 | 0
8 | 29 | 14 | 0 | 0 | 0 | 0 | 0 | 0 | 0 | 0 | 0
8 | 29 | 15 | 0 | 0 | 0 | 0 | 0 | 0 | 0 | 0 | 0
8 | 29 | 16 | 0 | 0 | 0 | 0 | 0 | 0 | 0 | 0 | 0
8 | 29 | 17 | 0 | 0 | 0 | 0 | 0 | 0 | 0 | 0 | 0
8 | 29 | 18 | 0 | 0 | 0 | 0 | 0 | 0 | 0 | 0 | 0
8 | 29 | 19 | 0 | 0 | 0 | 0 | 0 | 0 | 0 | 0 | 0
8 | 29 | 20 | 0 | 0 | 0 | 0 | 0 | 0 | 0 | 0 | 0
8 | 29 | 21 | 0 | 0 | 0 | 0 | 0 | 0 | 0 | 0 | 0
8 | 29 | 22 | 0 | 0 | 0 | 0 | 0 | 0 | 0 | 0 | 0
8 | 29 | 23 | 0 | 0 | 0 | 0 | 0 | 0 | 0 | 0 | 0
8 | 29 | 24 | 0 | 0 | 0 | 0 | 0 | 0 | 0 | 0 | 0
8 | 30 | 1 | 0 | 0 | 0 | 0 | 0 | 0 | 0 | 0 | 0
8 | 30 | 2 | 0 | 0 | 0 | 0 | 0 | 0 | 0 | 0 | 0
8 | 30 | 3 | 0 | 0 | 0 | 0 | 0 | 0 | 0 | 0 | 0
8 | 30 | 4 | 0 | 0 | 0 | 0 | 0 | 0 | 0 | 0 | 0
8 | 30 | 5 | 0 | 0 | 0 | 0 | 0 | 0 | 0 | 0 | 0
8 | 30 | 6 | 0 | 0 | 0 | 0 | 0 | 0 | 0 | 0 | 0
8 | 30 | 7 | 0 | 0 | 0 | 0 | 0 | 0 | 0 | 0 | 0
8 | 30 | 8 | 0 | 0 | 0 | 0 | 0 | 0 | 0 | 0 | 0
8 | 30 | 9 | 0 | 0 | 0 | 0 | 0 | 0 | 0 | 0 | 0
8 | 30 | 10 | 0 | 0 | 0 | 0 | 0 | 0 | 0 | 0 | 0
8 | 30 | 11 | 0 | 0 | 0 | 0 | 0 | 0 | 0 | 0 | 0
8 | 30 | 12 | 0 | 0 | 0 | 0 | 0 | 0 | 0 | 0 | 0
8 | 30 | 13 | 0 | 0 | 0 | 0 | 0 | 0 | 0 | 0 | 0
8 | 30 | 14 | 0 | 0 | 0 | 0 | 0 | 0 | 0 | 0 | 0
8 | 30 | 15 | 0 | 0 | 0 | 0 | 0 | 0 | 0 | 0 | 0
8 | 30 | 16 | 0 | 0 | 0 | 0 | 0 | 0 | 0 | 0 | 0
8 | 30 | 17 | 0 | 0 | 0 | 0 | 0 | 0 | 0 | 0 | 0
8 | 30 | 18 | 0 | 0 | 0 | 0 | 0 | 0 | 0 | 0 | 0
8 | 30 | 19 | 0 | 0 | 0 | 0 | 0 | 0 | 0 | 0 | 0
8 | 30 | 20 | 0 | 0 | 0 | 0 | 0 | 0 | 0 | 0 | 0
8 | 30 | 21 | 0 | 0 | 0 | 0 | 0 | 0 | 0 | 0 | 0
8 | 30 | 22 | 0 | 0 | 0 | 0 | 0 | 0 | 0 | 0 | 0
8 | 30 | 23 | 0 | 0 | 0 | 0 | 0 | 0 | 0 | 0 | 0
8 | 30 | 24 | 0 | 0 | 0 | 0 | 0 | 0 | 0 | 0 | 0
8 | 31 | 1 | 0 | 0 | 0 | 0 | 0 | 0 | 0 | 0 | 0
8 | 31 | 2 | 0 | 0 | 0 | 0 | 0 | 0 | 0 | 0 | 0
8 | 31 | 3 | 0 | 0 | 0 | 0 | 0 | 0 | 0 | 0 | 0
8 | 31 | 4 | 0 | 0 | 0 | 0 | 0 | 0 | 0 | 0 | 0
8 | 31 | 5 | 0 | 0 | 0 | 0 | 0 | 0 | 0 | 0 | 0
8 | 31 | 6 | 0 | 0 | 0 | 0 | 0 | 0 | 0 | 0 | 0
8 | 31 | 7 | 0 | 0 | 0 | 0 | 0 | 0 | 0 | 0 | 0
8 | 31 | 8 | 0 | 0 | 0 | 0 | 0 | 0 | 0 | 0 | 0
8 | 31 | 9 | 0 | 0 | 0 | 0 | 0 | 0 | 0 | 0 | 0
8 | 31 | 10 | 0 | 0 | 0 | 0 | 0 | 0 | 0 | 0 | 0
8 | 31 | 11 | 0 | 0 | 0 | 0 | 0 | 0 | 0 | 0 | 0
8 | 31 | 12 | 0 | 0 | 0 | 0 | 0 | 0 | 0 | 0 | 0
8 | 31 | 13 | 0 | 0 | 0 | 0 | 0 | 0 | 0 | 0 | 0
8 | 31 | 14 | 0 | 0 | 0 | 0 | 0 | 0 | 0 | 0 | 0
8 | 31 | 15 | 0 | 0 | 0 | 0 | 0 | 0 | 0 | 0 | 0
8 | 31 | 16 | 0 | 0 | 0 | 0 | 0 | 0 | 0 | 0 | 0
8 | 31 | 17 | 0 | 0 | 0 | 0 | 0 | 0 | 0 | 0 | 0
8 | 31 | 18 | 0 | 0 | 0 | 0 | 0 | 0 | 0 | 0 | 0
8 | 31 | 19 | 0 | 0 | 0 | 0 | 0 | 0 | 0 | 0 | 0
8 | 31 | 20 | 0 | 0 | 0 | 0 | 0 | 0 | 0 | 0 | 0
8 | 31 | 21 | 0 | 0 | 0 | 0 | 0 | 0 | 0 | 0 | 0
8 | 31 | 22 | 0 | 0 | 0 | 0 | 0 | 0 | 0 | 0 | 0
8 | 31 | 23 | 0 | 0 | 0 | 0 | 0 | 0 | 0 | 0 | 0
8 | 31 | 24 | 0 | 0 | 0 | 0 | 0 | 0 | 0 | 0 | 0
9 | 1 | 1 | 0 | 0 | 0 | 0 | 0 | 0 | 0 | 0 | 0
9 | 1 | 2 | 0 | 0 | 0 | 0 | 0 | 0 | 0 | 0 | 0
9 | 1 | 3 | 0 | 0 | 0 | 0 | 0 | 0 | 0 | 0 | 0
9 | 1 | 4 | 0 | 0 | 0 | 0 | 0 | 0 | 0 | 0 | 0
9 | 1 | 5 | 0 | 0 | 0 | 0 | 0 | 0 | 0 | 0 | 0
9 | 1 | 6 | 0 | 0 | 0 | 0 | 0 | 0 | 0 | 0 | 0
9 | 1 | 7 | 0 | 0 | 0 | 0 | 0 | 0 | 0 | 0 | 0
9 | 1 | 8 | 0 | 0 | 0 | 0 | 0 | 0 | 0 | 0 | 0
9 | 1 | 9 | 0 | 0 | 0 | 0 | 0 | 0 | 0 | 0 | 0
9 | 1 | 10 | 0 | 0 | 0 | 0 | 0 | 0 | 0 | 0 | 0
9 | 1 | 11 | 0 | 0 | 0 | 0 | 0 | 0 | 0 | 0 | 0
9 | 1 | 12 | 0 | 0 | 0 | 0 | 0 | 0 | 0 | 0 | 0
9 | 1 | 13 | 0 | 0 | 0 | 0 | 0 | 0 | 0 | 0 | 0
9 | 1 | 14 | 0 | 0 | 0 | 0 | 0 | 0 | 0 | 0 | 0
9 | 1 | 15 | 0 | 0 | 0 | 0 | 0 | 0 | 0 | 0 | 0
9 | 1 | 16 | 0 | 0 | 0 | 0 | 0 | 0 | 0 | 0 | 0
9 | 1 | 17 | 0 | 0 | 0 | 0 | 0 | 0 | 0 | 0 | 0
9 | 1 | 18 | 0 | 0 | 0 | 0 | 0 | 0 | 0 | 0 | 0
9 | 1 | 19 | 0 | 0 | 0 | 0 | 0 | 0 | 0 | 0 | 0
9 | 1 | 20 | 0 | 0 | 0 | 0 | 0 | 0 | 0 | 0 | 0
9 | 1 | 21 | 0 | 0 | 0 | 0 | 0 | 0 | 0 | 0 | 0
9 | 1 | 22 | 0 | 0 | 0 | 0 | 0 | 0 | 0 | 0 | 0
9 | 1 | 23 | 0 | 0 | 0 | 0 | 0 | 0 | 0 | 0 | 0
9 | 1 | 24 | 0 | 0 | 0 | 0 | 0 | 0 | 0 | 0 | 0
9 | 2 | 1 | 0 | 0 | 0 | 0 | 0 | 0 | 0 | 0 | 0
9 | 2 | 2 | 0 | 0 | 0 | 0 | 0 | 0 | 0 | 0 | 0
9 | 2 | 3 | 0 | 0 | 0 | 0 | 0 | 0 | 0 | 0 | 0
9 | 2 | 4 | 0 | 0 | 0 | 0 | 0 | 0 | 0 | 0 | 0
9 | 2 | 5 | 0 | 0 | 0 | 0 | 0 | 0 | 0 | 0 | 0
9 | 2 | 6 | 0 | 0 | 0 | 0 | 0 | 0 | 0 | 0 | 0
9 | 2 | 7 | 0 | 0 | 0 | 0 | 0 | 0 | 0 | 0 | 0
9 | 2 | 8 | 0 | 0 | 0 | 0 | 0 | 0 | 0 | 0 | 0
9 | 2 | 9 | 0 | 0 | 0 | 0 | 0 | 0 | 0 | 0 | 0
9 | 2 | 10 | 0 | 0 | 0 | 0 | 0 | 0 | 0 | 0 | 0
9 | 2 | 11 | 0 | 0 | 0 | 0 | 0 | 0 | 0 | 0 | 0
9 | 2 | 12 | 0 | 0 | 0 | 0 | 0 | 0 | 0 | 0 | 0
9 | 2 | 13 | 0 | 0 | 0 | 0 | 0 | 0 | 0 | 0 | 0
9 | 2 | 14 | 0 | 0 | 0 | 0 | 0 | 0 | 0 | 0 | 0
9 | 2 | 15 | 0 | 0 | 0 | 0 | 0 | 0 | 0 | 0 | 0
9 | 2 | 16 | 0 | 0 | 0 | 0 | 0 | 0 | 0 | 0 | 0
9 | 2 | 17 | 0 | 0 | 0 | 0 | 0 | 0 | 0 | 0 | 0
9 | 2 | 18 | 0 | 0 | 0 | 0 | 0 | 0 | 0 | 0 | 0
9 | 2 | 19 | 0 | 0 | 0 | 0 | 0 | 0 | 0 | 0 | 0
9 | 2 | 20 | 0 | 0 | 0 | 0 | 0 | 0 | 0 | 0 | 0
9 | 2 | 21 | 0 | 0 | 0 | 0 | 0 | 0 | 0 | 0 | 0
9 | 2 | 22 | 0 | 0 | 0 | 0 | 0 | 0 | 0 | 0 | 0
9 | 2 | 23 | 0 | 0 | 0 | 0 | 0 | 0 | 0 | 0 | 0
9 | 2 | 24 | 0 | 0 | 0 | 0 | 0 | 0 | 0 | 0 | 0
9 | 3 | 1 | 0 | 0 | 0 | 0 | 0 | 0 | 0 | 0 | 0
9 | 3 | 2 | 0 | 0 | 0 | 0 | 0 | 0 | 0 | 0 | 0
9 | 3 | 3 | 0 | 0 | 0 | 0 | 0 | 0 | 0 | 0 | 0
9 | 3 | 4 | 0 | 0 | 0 | 0 | 0 | 0 | 0 | 0 | 0
9 | 3 | 5 | 0 | 0 | 0 | 0 | 0 | 0 | 0 | 0 | 0
9 | 3 | 6 | 0 | 0 | 0 | 0 | 0 | 0 | 0 | 0 | 0
9 | 3 | 7 | 0 | 0 | 0 | 0 | 0 | 0 | 0 | 0 | 0
9 | 3 | 8 | 0 | 0 | 0 | 0 | 0 | 0 | 0 | 0 | 0
9 | 3 | 9 | 0 | 0 | 0 | 0 | 0 | 0 | 0 | 0 | 0
9 | 3 | 10 | 0 | 0 | 0 | 0 | 0 | 0 | 0 | 0 | 0
9 | 3 | 11 | 0 | 0 | 0 | 0 | 0 | 0 | 0 | 0 | 0
9 | 3 | 12 | 0 | 0 | 0 | 0 | 0 | 0 | 0 | 0 | 0
9 | 3 | 13 | 0 | 0 | 0 | 0 | 0 | 0 | 0 | 0 | 0
9 | 3 | 14 | 0 | 0 | 0 | 0 | 0 | 0 | 0 | 0 | 0
9 | 3 | 15 | 0 | 0 | 0 | 0 | 0 | 0 | 0 | 0 | 0
9 | 3 | 16 | 0 | 0 | 0 | 0 | 0 | 0 | 0 | 0 | 0
9 | 3 | 17 | 0 | 0 | 0 | 0 | 0 | 0 | 0 | 0 | 0
9 | 3 | 18 | 0 | 0 | 0 | 0 | 0 | 0 | 0 | 0 | 0
9 | 3 | 19 | 0 | 0 | 0 | 0 | 0 | 0 | 0 | 0 | 0
9 | 3 | 20 | 0 | 0 | 0 | 0 | 0 | 0 | 0 | 0 | 0
9 | 3 | 21 | 0 | 0 | 0 | 0 | 0 | 0 | 0 | 0 | 0
9 | 3 | 22 | 0 | 0 | 0 | 0 | 0 | 0 | 0 | 0 | 0
9 | 3 | 23 | 0 | 0 | 0 | 0 | 0 | 0 | 0 | 0 | 0
9 | 3 | 24 | 0 | 0 | 0 | 0 | 0 | 0 | 0 | 0 | 0
9 | 4 | 1 | 0 | 0 | 0 | 0 | 0 | 0 | 0 | 0 | 0
9 | 4 | 2 | 0 | 0 | 0 | 0 | 0 | 0 | 0 | 0 | 0
9 | 4 | 3 | 0 | 0 | 0 | 0 | 0 | 0 | 0 | 0 | 0
9 | 4 | 4 | 0 | 0 | 0 | 0 | 0 | 0 | 0 | 0 | 0
9 | 4 | 5 | 0 | 0 | 0 | 0 | 0 | 0 | 0 | 0 | 0
9 | 4 | 6 | 0 | 0 | 0 | 0 | 0 | 0 | 0 | 0 | 0
9 | 4 | 7 | 0 | 0 | 0 | 0 | 0 | 0 | 0 | 0 | 0
9 | 4 | 8 | 0 | 0 | 0 | 0 | 0 | 0 | 0 | 0 | 0
9 | 4 | 9 | 0 | 0 | 0 | 0 | 0 | 0 | 0 | 0 | 0
9 | 4 | 10 | 0 | 0 | 0 | 0 | 0 | 0 | 0 | 0 | 0
9 | 4 | 11 | 0 | 0 | 0 | 0 | 0 | 0 | 0 | 0 | 0
9 | 4 | 12 | 0 | 0 | 0 | 0 | 0 | 0 | 0 | 0 | 0
9 | 4 | 13 | 0 | 0 | 0 | 0 | 0 | 0 | 0 | 0 | 0
9 | 4 | 14 | 0 | 0 | 0 | 0 | 0 | 0 | 0 | 0 | 0
9 | 4 | 15 | 0 | 0 | 0 | 0 | 0 | 0 | 0 | 0 | 0
9 | 4 | 16 | 0 | 0 | 0 | 0 | 0 | 0 | 0 | 0 | 0
9 | 4 | 17 | 0 | 0 | 0 | 0 | 0 | 0 | 0 | 0 | 0
9 | 4 | 18 | 0 | 0 | 0 | 0 | 0 | 0 | 0 | 0 | 0
9 | 4 | 19 | 0 | 0 | 0 | 0 | 0 | 0 | 0 | 0 | 0
9 | 4 | 20 | 0 | 0 | 0 | 0 | 0 | 0 | 0 | 0 | 0
9 | 4 | 21 | 0 | 0 | 0 | 0 | 0 | 0 | 0 | 0 | 0
9 | 4 | 22 | 0 | 0 | 0 | 0 | 0 | 0 | 0 | 0 | 0
9 | 4 | 23 | 0 | 0 | 0 | 0 | 0 | 0 | 0 | 0 | 0
9 | 4 | 24 | 0 | 0 | 0 | 0 | 0 | 0 | 0 | 0 | 0
9 | 5 | 1 | 0 | 0 | 0 | 0 | 0 | 0 | 0 | 0 | 0
9 | 5 | 2 | 0 | 0 | 0 | 0 | 0 | 0 | 0 | 0 | 0
9 | 5 | 3 | 0 | 0 | 0 | 0 | 0 | 0 | 0 | 0 | 0
9 | 5 | 4 | 0 | 0 | 0 | 0 | 0 | 0 | 0 | 0 | 0
9 | 5 | 5 | 0 | 0 | 0 | 0 | 0 | 0 | 0 | 0 | 0
9 | 5 | 6 | 0 | 0 | 0 | 0 | 0 | 0 | 0 | 0 | 0
9 | 5 | 7 | 0 | 0 | 0 | 0 | 0 | 0 | 0 | 0 | 0
9 | 5 | 8 | 0 | 0 | 0 | 0 | 0 | 0 | 0 | 0 | 0
9 | 5 | 9 | 0 | 0 | 0 | 0 | 0 | 0 | 0 | 0 | 0
9 | 5 | 10 | 0 | 0 | 0 | 0 | 0 | 0 | 0 | 0 | 0
9 | 5 | 11 | 0 | 0 | 0 | 0 | 0 | 0 | 0 | 0 | 0
9 | 5 | 12 | 0 | 0 | 0 | 0 | 0 | 0 | 0 | 0 | 0
9 | 5 | 13 | 0 | 0 | 0 | 0 | 0 | 0 | 0 | 0 | 0
9 | 5 | 14 | 0 | 0 | 0 | 0 | 0 | 0 | 0 | 0 | 0
9 | 5 | 15 | 0 | 0 | 0 | 0 | 0 | 0 | 0 | 0 | 0
9 | 5 | 16 | 0 | 0 | 0 | 0 | 0 | 0 | 0 | 0 | 0
9 | 5 | 17 | 0 | 0 | 0 | 0 | 0 | 0 | 0 | 0 | 0
9 | 5 | 18 | 0 | 0 | 0 | 0 | 0 | 0 | 0 | 0 | 0
9 | 5 | 19 | 0 | 0 | 0 | 0 | 0 | 0 | 0 | 0 | 0
9 | 5 | 20 | 0 | 0 | 0 | 0 | 0 | 0 | 0 | 0 | 0
9 | 5 | 21 | 0 | 0 | 0 | 0 | 0 | 0 | 0 | 0 | 0
9 | 5 | 22 | 0 | 0 | 0 | 0 | 0 | 0 | 0 | 0 | 0
9 | 5 | 23 | 0 | 0 | 0 | 0 | 0 | 0 | 0 | 0 | 0
9 | 5 | 24 | 0 | 0 | 0 | 0 | 0 | 0 | 0 | 0 | 0
9 | 6 | 1 | 0 | 0 | 0 | 0 | 0 | 0 | 0 | 0 | 0
9 | 6 | 2 | 0 | 0 | 0 | 0 | 0 | 0 | 0 | 0 | 0
9 | 6 | 3 | 0 | 0 | 0 | 0 | 0 | 0 | 0 | 0 | 0
9 | 6 | 4 | 0 | 0 | 0 | 0 | 0 | 0 | 0 | 0 | 0
9 | 6 | 5 | 0 | 0 | 0 | 0 | 0 | 0 | 0 | 0 | 0
9 | 6 | 6 | 0 | 0 | 0 | 0 | 0 | 0 | 0 | 0 | 0
9 | 6 | 7 | 0 | 0 | 0 | 0 | 0 | 0 | 0 | 0 | 0
9 | 6 | 8 | 0 | 0 | 0 | 0 | 0 | 0 | 0 | 0 | 0
9 | 6 | 9 | 0 | 0 | 0 | 0 | 0 | 0 | 0 | 0 | 0
9 | 6 | 10 | 0 | 0 | 0 | 0 | 0 | 0 | 0 | 0 | 0
9 | 6 | 11 | 0 | 0 | 0 | 0 | 0 | 0 | 0 | 0 | 0
9 | 6 | 12 | 0 | 0 | 0 | 0 | 0 | 0 | 0 | 0 | 0
9 | 6 | 13 | 0 | 0 | 0 | 0 | 0 | 0 | 0 | 0 | 0
9 | 6 | 14 | 0 | 0 | 0 | 0 | 0 | 0 | 0 | 0 | 0
9 | 6 | 15 | 0 | 0 | 0 | 0 | 0 | 0 | 0 | 0 | 0
9 | 6 | 16 | 0 | 0 | 0 | 0 | 0 | 0 | 0 | 0 | 0
9 | 6 | 17 | 0 | 0 | 0 | 0 | 0 | 0 | 0 | 0 | 0
9 | 6 | 18 | 0 | 0 | 0 | 0 | 0 | 0 | 0 | 0 | 0
9 | 6 | 19 | 0 | 0 | 0 | 0 | 0 | 0 | 0 | 0 | 0
9 | 6 | 20 | 0 | 0 | 0 | 0 | 0 | 0 | 0 | 0 | 0
9 | 6 | 21 | 0 | 0 | 0 | 0 | 0 | 0 | 0 | 0 | 0
9 | 6 | 22 | 0 | 0 | 0 | 0 | 0 | 0 | 0 | 0 | 0
9 | 6 | 23 | 0 | 0 | 0 | 0 | 0 | 0 | 0 | 0 | 0
9 | 6 | 24 | 0 | 0 | 0 | 0 | 0 | 0 | 0 | 0 | 0
9 | 7 | 1 | 0 | 0 | 0 | 0 | 0 | 0 | 0 | 0 | 0
9 | 7 | 2 | 0 | 0 | 0 | 0 | 0 | 0 | 0 | 0 | 0
9 | 7 | 3 | 0 | 0 | 0 | 0 | 0 | 0 | 0 | 0 | 0
9 | 7 | 4 | 0 | 0 | 0 | 0 | 0 | 0 | 0 | 0 | 0
9 | 7 | 5 | 0 | 0 | 0 | 0 | 0 | 0 | 0 | 0 | 0
9 | 7 | 6 | 0 | 0 | 0 | 0 | 0 | 0 | 0 | 0 | 0
9 | 7 | 7 | 0 | 0 | 0 | 0 | 0 | 0 | 0 | 0 | 0
9 | 7 | 8 | 0 | 0 | 0 | 0 | 0 | 0 | 0 | 0 | 0
9 | 7 | 9 | 0 | 0 | 0 | 0 | 0 | 0 | 0 | 0 | 0
9 | 7 | 10 | 0 | 0 | 0 | 0 | 0 | 0 | 0 | 0 | 0
9 | 7 | 11 | 0 | 0 | 0 | 0 | 0 | 0 | 0 | 0 | 0
9 | 7 | 12 | 0 | 0 | 0 | 0 | 0 | 0 | 0 | 0 | 0
9 | 7 | 13 | 0 | 0 | 0 | 0 | 0 | 0 | 0 | 0 | 0
9 | 7 | 14 | 0 | 0 | 0 | 0 | 0 | 0 | 0 | 0 | 0
9 | 7 | 15 | 0 | 0 | 0 | 0 | 0 | 0 | 0 | 0 | 0
9 | 7 | 16 | 0 | 0 | 0 | 0 | 0 | 0 | 0 | 0 | 0
9 | 7 | 17 | 0 | 0 | 0 | 0 | 0 | 0 | 0 | 0 | 0
9 | 7 | 18 | 0 | 0 | 0 | 0 | 0 | 0 | 0 | 0 | 0
9 | 7 | 19 | 0 | 0 | 0 | 0 | 0 | 0 | 0 | 0 | 0
9 | 7 | 20 | 0 | 0 | 0 | 0 | 0 | 0 | 0 | 0 | 0
9 | 7 | 21 | 0 | 0 | 0 | 0 | 0 | 0 | 0 | 0 | 0
9 | 7 | 22 | 0 | 0 | 0 | 0 | 0 | 0 | 0 | 0 | 0
9 | 7 | 23 | 0 | 0 | 0 | 0 | 0 | 0 | 0 | 0 | 0
9 | 7 | 24 | 0 | 0 | 0 | 0 | 0 | 0 | 0 | 0 | 0
9 | 8 | 1 | 0 | 0 | 0 | 0 | 0 | 0 | 0 | 0 | 0
9 | 8 | 2 | 0 | 0 | 0 | 0 | 0 | 0 | 0 | 0 | 0
9 | 8 | 3 | 0 | 0 | 0 | 0 | 0 | 0 | 0 | 0 | 0
9 | 8 | 4 | 0 | 0 | 0 | 0 | 0 | 0 | 0 | 0 | 0
9 | 8 | 5 | 0 | 0 | 0 | 0 | 0 | 0 | 0 | 0 | 0
9 | 8 | 6 | 0 | 0 | 0 | 0 | 0 | 0 | 0 | 0 | 0
9 | 8 | 7 | 0 | 0 | 0 | 0 | 0 | 0 | 0 | 0 | 0
9 | 8 | 8 | 0 | 0 | 0 | 0 | 0 | 0 | 0 | 0 | 0
9 | 8 | 9 | 0 | 0 | 0 | 0 | 0 | 0 | 0 | 0 | 0
9 | 8 | 10 | 0 | 0 | 0 | 0 | 0 | 0 | 0 | 0 | 0
9 | 8 | 11 | 0 | 0 | 0 | 0 | 0 | 0 | 0 | 0 | 0
9 | 8 | 12 | 0 | 0 | 0 | 0 | 0 | 0 | 0 | 0 | 0
9 | 8 | 13 | 0 | 0 | 0 | 0 | 0 | 0 | 0 | 0 | 0
9 | 8 | 14 | 0 | 0 | 0 | 0 | 0 | 0 | 0 | 0 | 0
9 | 8 | 15 | 0 | 0 | 0 | 0 | 0 | 0 | 0 | 0 | 0
9 | 8 | 16 | 0 | 0 | 0 | 0 | 0 | 0 | 0 | 0 | 0
9 | 8 | 17 | 0 | 0 | 0 | 0 | 0 | 0 | 0 | 0 | 0
9 | 8 | 18 | 0 | 0 | 0 | 0 | 0 | 0 | 0 | 0 | 0
9 | 8 | 19 | 0 | 0 | 0 | 0 | 0 | 0 | 0 | 0 | 0
9 | 8 | 20 | 0 | 0 | 0 | 0 | 0 | 0 | 0 | 0 | 0
9 | 8 | 21 | 0 | 0 | 0 | 0 | 0 | 0 | 0 | 0 | 0
9 | 8 | 22 | 0 | 0 | 0 | 0 | 0 | 0 | 0 | 0 | 0
9 | 8 | 23 | 0 | 0 | 0 | 0 | 0 | 0 | 0 | 0 | 0
9 | 8 | 24 | 0 | 0 | 0 | 0 | 0 | 0 | 0 | 0 | 0
9 | 9 | 1 | 0 | 0 | 0 | 0 | 0 | 0 | 0 | 0 | 0
9 | 9 | 2 | 0 | 0 | 0 | 0 | 0 | 0 | 0 | 0 | 0
9 | 9 | 3 | 0 | 0 | 0 | 0 | 0 | 0 | 0 | 0 | 0
9 | 9 | 4 | 0 | 0 | 0 | 0 | 0 | 0 | 0 | 0 | 0
9 | 9 | 5 | 0 | 0 | 0 | 0 | 0 | 0 | 0 | 0 | 0
9 | 9 | 6 | 0 | 0 | 0 | 0 | 0 | 0 | 0 | 0 | 0
9 | 9 | 7 | 0 | 0 | 0 | 0 | 0 | 0 | 0 | 0 | 0
9 | 9 | 8 | 0 | 0 | 0 | 0 | 0 | 0 | 0 | 0 | 0
9 | 9 | 9 | 0 | 0 | 0 | 0 | 0 | 0 | 0 | 0 | 0
9 | 9 | 10 | 0 | 0 | 0 | 0 | 0 | 0 | 0 | 0 | 0
9 | 9 | 11 | 0 | 0 | 0 | 0 | 0 | 0 | 0 | 0 | 0
9 | 9 | 12 | 0 | 0 | 0 | 0 | 0 | 0 | 0 | 0 | 0
9 | 9 | 13 | 0 | 0 | 0 | 0 | 0 | 0 | 0 | 0 | 0
9 | 9 | 14 | 0 | 0 | 0 | 0 | 0 | 0 | 0 | 0 | 0
9 | 9 | 15 | 0 | 0 | 0 | 0 | 0 | 0 | 0 | 0 | 0
9 | 9 | 16 | 0 | 0 | 0 | 0 | 0 | 0 | 0 | 0 | 0
9 | 9 | 17 | 0 | 0 | 0 | 0 | 0 | 0 | 0 | 0 | 0
9 | 9 | 18 | 0 | 0 | 0 | 0 | 0 | 0 | 0 | 0 | 0
9 | 9 | 19 | 0 | 0 | 0 | 0 | 0 | 0 | 0 | 0 | 0
9 | 9 | 20 | 0 | 0 | 0 | 0 | 0 | 0 | 0 | 0 | 0
9 | 9 | 21 | 0 | 0 | 0 | 0 | 0 | 0 | 0 | 0 | 0
9 | 9 | 22 | 0 | 0 | 0 | 0 | 0 | 0 | 0 | 0 | 0
9 | 9 | 23 | 0 | 0 | 0 | 0 | 0 | 0 | 0 | 0 | 0
9 | 9 | 24 | 0 | 0 | 0 | 0 | 0 | 0 | 0 | 0 | 0
9 | 10 | 1 | 0 | 0 | 0 | 0 | 0 | 0 | 0 | 0 | 0
9 | 10 | 2 | 0 | 0 | 0 | 0 | 0 | 0 | 0 | 0 | 0
9 | 10 | 3 | 0 | 0 | 0 | 0 | 0 | 0 | 0 | 0 | 0
9 | 10 | 4 | 0 | 0 | 0 | 0 | 0 | 0 | 0 | 0 | 0
9 | 10 | 5 | 0 | 0 | 0 | 0 | 0 | 0 | 0 | 0 | 0
9 | 10 | 6 | 0 | 0 | 0 | 0 | 0 | 0 | 0 | 0 | 0
9 | 10 | 7 | 0 | 0 | 0 | 0 | 0 | 0 | 0 | 0 | 0
9 | 10 | 8 | 0 | 0 | 0 | 0 | 0 | 0 | 0 | 0 | 0
9 | 10 | 9 | 0 | 0 | 0 | 0 | 0 | 0 | 0 | 0 | 0
9 | 10 | 10 | 0 | 0 | 0 | 0 | 0 | 0 | 0 | 0 | 0
9 | 10 | 11 | 0 | 0 | 0 | 0 | 0 | 0 | 0 | 0 | 0
9 | 10 | 12 | 0 | 0 | 0 | 0 | 0 | 0 | 0 | 0 | 0
9 | 10 | 13 | 0 | 0 | 0 | 0 | 0 | 0 | 0 | 0 | 0
9 | 10 | 14 | 0 | 0 | 0 | 0 | 0 | 0 | 0 | 0 | 0
9 | 10 | 15 | 0 | 0 | 0 | 0 | 0 | 0 | 0 | 0 | 0
9 | 10 | 16 | 0 | 0 | 0 | 0 | 0 | 0 | 0 | 0 | 0
9 | 10 | 17 | 0 | 0 | 0 | 0 | 0 | 0 | 0 | 0 | 0
9 | 10 | 18 | 0 | 0 | 0 | 0 | 0 | 0 | 0 | 0 | 0
9 | 10 | 19 | 0 | 0 | 0 | 0 | 0 | 0 | 0 | 0 | 0
9 | 10 | 20 | 0 | 0 | 0 | 0 | 0 | 0 | 0 | 0 | 0
9 | 10 | 21 | 0 | 0 | 0 | 0 | 0 | 0 | 0 | 0 | 0
9 | 10 | 22 | 0 | 0 | 0 | 0 | 0 | 0 | 0 | 0 | 0
9 | 10 | 23 | 0 | 0 | 0 | 0 | 0 | 0 | 0 | 0 | 0
9 | 10 | 24 | 0 | 0 | 0 | 0 | 0 | 0 | 0 | 0 | 0
9 | 11 | 1 | 0 | 0 | 0 | 0 | 0 | 0 | 0 | 0 | 0
9 | 11 | 2 | 0 | 0 | 0 | 0 | 0 | 0 | 0 | 0 | 0
9 | 11 | 3 | 0 | 0 | 0 | 0 | 0 | 0 | 0 | 0 | 0
9 | 11 | 4 | 0 | 0 | 0 | 0 | 0 | 0 | 0 | 0 | 0
9 | 11 | 5 | 0 | 0 | 0 | 0 | 0 | 0 | 0 | 0 | 0
9 | 11 | 6 | 0 | 0 | 0 | 0 | 0 | 0 | 0 | 0 | 0
9 | 11 | 7 | 0 | 0 | 0 | 0 | 0 | 0 | 0 | 0 | 0
9 | 11 | 8 | 0 | 0 | 0 | 0 | 0 | 0 | 0 | 0 | 0
9 | 11 | 9 | 0 | 0 | 0 | 0 | 0 | 0 | 0 | 0 | 0
9 | 11 | 10 | 0 | 0 | 0 | 0 | 0 | 0 | 0 | 0 | 0
9 | 11 | 11 | 0 | 0 | 0 | 0 | 0 | 0 | 0 | 0 | 0
9 | 11 | 12 | 0 | 0 | 0 | 0 | 0 | 0 | 0 | 0 | 0
9 | 11 | 13 | 0 | 0 | 0 | 0 | 0 | 0 | 0 | 0 | 0
9 | 11 | 14 | 0 | 0 | 0 | 0 | 0 | 0 | 0 | 0 | 0
9 | 11 | 15 | 0 | 0 | 0 | 0 | 0 | 0 | 0 | 0 | 0
9 | 11 | 16 | 0 | 0 | 0 | 0 | 0 | 0 | 0 | 0 | 0
9 | 11 | 17 | 0 | 0 | 0 | 0 | 0 | 0 | 0 | 0 | 0
9 | 11 | 18 | 0 | 0 | 0 | 0 | 0 | 0 | 0 | 0 | 0
9 | 11 | 19 | 0 | 0 | 0 | 0 | 0 | 0 | 0 | 0 | 0
9 | 11 | 20 | 0 | 0 | 0 | 0 | 0 | 0 | 0 | 0 | 0
9 | 11 | 21 | 0 | 0 | 0 | 0 | 0 | 0 | 0 | 0 | 0
9 | 11 | 22 | 0 | 0 | 0 | 0 | 0 | 0 | 0 | 0 | 0
9 | 11 | 23 | 0 | 0 | 0 | 0 | 0 | 0 | 0 | 0 | 0
9 | 11 | 24 | 0 | 0 | 0 | 0 | 0 | 0 | 0 | 0 | 0
9 | 12 | 1 | 0 | 0 | 0 | 0 | 0 | 0 | 0 | 0 | 0
9 | 12 | 2 | 0 | 0 | 0 | 0 | 0 | 0 | 0 | 0 | 0
9 | 12 | 3 | 0 | 0 | 0 | 0 | 0 | 0 | 0 | 0 | 0
9 | 12 | 4 | 0 | 0 | 0 | 0 | 0 | 0 | 0 | 0 | 0
9 | 12 | 5 | 0 | 0 | 0 | 0 | 0 | 0 | 0 | 0 | 0
9 | 12 | 6 | 0 | 0 | 0 | 0 | 0 | 0 | 0 | 0 | 0
9 | 12 | 7 | 0 | 0 | 0 | 0 | 0 | 0 | 0 | 0 | 0
9 | 12 | 8 | 0 | 0 | 0 | 0 | 0 | 0 | 0 | 0 | 0
9 | 12 | 9 | 0 | 0 | 0 | 0 | 0 | 0 | 0 | 0 | 0
9 | 12 | 10 | 0 | 0 | 0 | 0 | 0 | 0 | 0 | 0 | 0
9 | 12 | 11 | 0 | 0 | 0 | 0 | 0 | 0 | 0 | 0 | 0
9 | 12 | 12 | 0 | 0 | 0 | 0 | 0 | 0 | 0 | 0 | 0
9 | 12 | 13 | 0 | 0 | 0 | 0 | 0 | 0 | 0 | 0 | 0
9 | 12 | 14 | 0 | 0 | 0 | 0 | 0 | 0 | 0 | 0 | 0
9 | 12 | 15 | 0 | 0 | 0 | 0 | 0 | 0 | 0 | 0 | 0
9 | 12 | 16 | 0 | 0 | 0 | 0 | 0 | 0 | 0 | 0 | 0
9 | 12 | 17 | 0 | 0 | 0 | 0 | 0 | 0 | 0 | 0 | 0
9 | 12 | 18 | 0 | 0 | 0 | 0 | 0 | 0 | 0 | 0 | 0
9 | 12 | 19 | 0 | 0 | 0 | 0 | 0 | 0 | 0 | 0 | 0
9 | 12 | 20 | 0 | 0 | 0 | 0 | 0 | 0 | 0 | 0 | 0
9 | 12 | 21 | 0 | 0 | 0 | 0 | 0 | 0 | 0 | 0 | 0
9 | 12 | 22 | 0 | 0 | 0 | 0 | 0 | 0 | 0 | 0 | 0
9 | 12 | 23 | 0 | 0 | 0 | 0 | 0 | 0 | 0 | 0 | 0
9 | 12 | 24 | 0 | 0 | 0 | 0 | 0 | 0 | 0 | 0 | 0
9 | 13 | 1 | 0 | 0 | 0 | 0 | 0 | 0 | 0 | 0 | 0
9 | 13 | 2 | 0 | 0 | 0 | 0 | 0 | 0 | 0 | 0 | 0
9 | 13 | 3 | 0 | 0 | 0 | 0 | 0 | 0 | 0 | 0 | 0
9 | 13 | 4 | 0 | 0 | 0 | 0 | 0 | 0 | 0 | 0 | 0
9 | 13 | 5 | 0 | 0 | 0 | 0 | 0 | 0 | 0 | 0 | 0
9 | 13 | 6 | 0 | 0 | 0 | 0 | 0 | 0 | 0 | 0 | 0
9 | 13 | 7 | 0 | 0 | 0 | 0 | 0 | 0 | 0 | 0 | 0
9 | 13 | 8 | 0 | 0 | 0 | 0 | 0 | 0 | 0 | 0 | 0
9 | 13 | 9 | 0 | 0 | 0 | 0 | 0 | 0 | 0 | 0 | 0
9 | 13 | 10 | 0 | 0 | 0 | 0 | 0 | 0 | 0 | 0 | 0
9 | 13 | 11 | 0 | 0 | 0 | 0 | 0 | 0 | 0 | 0 | 0
9 | 13 | 12 | 0 | 0 | 0 | 0 | 0 | 0 | 0 | 0 | 0
9 | 13 | 13 | 0 | 0 | 0 | 0 | 0 | 0 | 0 | 0 | 0
9 | 13 | 14 | 0 | 0 | 0 | 0 | 0 | 0 | 0 | 0 | 0
9 | 13 | 15 | 0 | 0 | 0 | 0 | 0 | 0 | 0 | 0 | 0
9 | 13 | 16 | 0 | 0 | 0 | 0 | 0 | 0 | 0 | 0 | 0
9 | 13 | 17 | 0 | 0 | 0 | 0 | 0 | 0 | 0 | 0 | 0
9 | 13 | 18 | 0 | 0 | 0 | 0 | 0 | 0 | 0 | 0 | 0
9 | 13 | 19 | 0 | 0 | 0 | 0 | 0 | 0 | 0 | 0 | 0
9 | 13 | 20 | 0 | 0 | 0 | 0 | 0 | 0 | 0 | 0 | 0
9 | 13 | 21 | 0 | 0 | 0 | 0 | 0 | 0 | 0 | 0 | 0
9 | 13 | 22 | 0 | 0 | 0 | 0 | 0 | 0 | 0 | 0 | 0
9 | 13 | 23 | 0 | 0 | 0 | 0 | 0 | 0 | 0 | 0 | 0
9 | 13 | 24 | 0 | 0 | 0 | 0 | 0 | 0 | 0 | 0 | 0
9 | 14 | 1 | 0 | 0 | 0 | 0 | 0 | 0 | 0 | 0 | 0
9 | 14 | 2 | 0 | 0 | 0 | 0 | 0 | 0 | 0 | 0 | 0
9 | 14 | 3 | 0 | 0 | 0 | 0 | 0 | 0 | 0 | 0 | 0
9 | 14 | 4 | 0 | 0 | 0 | 0 | 0 | 0 | 0 | 0 | 0
9 | 14 | 5 | 0 | 0 | 0 | 0 | 0 | 0 | 0 | 0 | 0
9 | 14 | 6 | 0 | 0 | 0 | 0 | 0 | 0 | 0 | 0 | 0
9 | 14 | 7 | 0 | 0 | 0 | 0 | 0 | 0 | 0 | 0 | 0
9 | 14 | 8 | 0 | 0 | 0 | 0 | 0 | 0 | 0 | 0 | 0
9 | 14 | 9 | 0 | 0 | 0 | 0 | 0 | 0 | 0 | 0 | 0
9 | 14 | 10 | 0 | 0 | 0 | 0 | 0 | 0 | 0 | 0 | 0
9 | 14 | 11 | 0 | 0 | 0 | 0 | 0 | 0 | 0 | 0 | 0
9 | 14 | 12 | 0 | 0 | 0 | 0 | 0 | 0 | 0 | 0 | 0
9 | 14 | 13 | 0 | 0 | 0 | 0 | 0 | 0 | 0 | 0 | 0
9 | 14 | 14 | 0 | 0 | 0 | 0 | 0 | 0 | 0 | 0 | 0
9 | 14 | 15 | 0 | 0 | 0 | 0 | 0 | 0 | 0 | 0 | 0
9 | 14 | 16 | 0 | 0 | 0 | 0 | 0 | 0 | 0 | 0 | 0
9 | 14 | 17 | 0 | 0 | 0 | 0 | 0 | 0 | 0 | 0 | 0
9 | 14 | 18 | 0 | 0 | 0 | 0 | 0 | 0 | 0 | 0 | 0
9 | 14 | 19 | 0 | 0 | 0 | 0 | 0 | 0 | 0 | 0 | 0
9 | 14 | 20 | 0 | 0 | 0 | 0 | 0 | 0 | 0 | 0 | 0
9 | 14 | 21 | 0 | 0 | 0 | 0 | 0 | 0 | 0 | 0 | 0
9 | 14 | 22 | 0 | 0 | 0 | 0 | 0 | 0 | 0 | 0 | 0
9 | 14 | 23 | 0 | 0 | 0 | 0 | 0 | 0 | 0 | 0 | 0
9 | 14 | 24 | 0 | 0 | 0 | 0 | 0 | 0 | 0 | 0 | 0
9 | 15 | 1 | 0 | 0 | 0 | 0 | 0 | 0 | 0 | 0 | 0
9 | 15 | 2 | 0 | 0 | 0 | 0 | 0 | 0 | 0 | 0 | 0
9 | 15 | 3 | 0 | 0 | 0 | 0 | 0 | 0 | 0 | 0 | 0
9 | 15 | 4 | 0 | 0 | 0 | 0 | 0 | 0 | 0 | 0 | 0
9 | 15 | 5 | 0 | 0 | 0 | 0 | 0 | 0 | 0 | 0 | 0
9 | 15 | 6 | 0 | 0 | 0 | 0 | 0 | 0 | 0 | 0 | 0
9 | 15 | 7 | 0 | 0 | 0 | 0 | 0 | 0 | 0 | 0 | 0
9 | 15 | 8 | 0 | 0 | 0 | 0 | 0 | 0 | 0 | 0 | 0
9 | 15 | 9 | 0 | 0 | 0 | 0 | 0 | 0 | 0 | 0 | 0
9 | 15 | 10 | 0 | 0 | 0 | 0 | 0 | 0 | 0 | 0 | 0
9 | 15 | 11 | 0 | 0 | 0 | 0 | 0 | 0 | 0 | 0 | 0
9 | 15 | 12 | 0 | 0 | 0 | 0 | 0 | 0 | 0 | 0 | 0
9 | 15 | 13 | 0 | 0 | 0 | 0 | 0 | 0 | 0 | 0 | 0
9 | 15 | 14 | 0 | 0 | 0 | 0 | 0 | 0 | 0 | 0 | 0
9 | 15 | 15 | 0 | 0 | 0 | 0 | 0 | 0 | 0 | 0 | 0
9 | 15 | 16 | 0 | 0 | 0 | 0 | 0 | 0 | 0 | 0 | 0
9 | 15 | 17 | 0 | 0 | 0 | 0 | 0 | 0 | 0 | 0 | 0
9 | 15 | 18 | 0 | 0 | 0 | 0 | 0 | 0 | 0 | 0 | 0
9 | 15 | 19 | 0 | 0 | 0 | 0 | 0 | 0 | 0 | 0 | 0
9 | 15 | 20 | 0 | 0 | 0 | 0 | 0 | 0 | 0 | 0 | 0
9 | 15 | 21 | 0 | 0 | 0 | 0 | 0 | 0 | 0 | 0 | 0
9 | 15 | 22 | 0 | 0 | 0 | 0 | 0 | 0 | 0 | 0 | 0
9 | 15 | 23 | 0 | 0 | 0 | 0 | 0 | 0 | 0 | 0 | 0
9 | 15 | 24 | 0 | 0 | 0 | 0 | 0 | 0 | 0 | 0 | 0
9 | 16 | 1 | 0 | 0 | 0 | 0 | 0 | 0 | 0 | 0 | 0
9 | 16 | 2 | 0 | 0 | 0 | 0 | 0 | 0 | 0 | 0 | 0
9 | 16 | 3 | 0 | 0 | 0 | 0 | 0 | 0 | 0 | 0 | 0
9 | 16 | 4 | 0 | 0 | 0 | 0 | 0 | 0 | 0 | 0 | 0
9 | 16 | 5 | 0 | 0 | 0 | 0 | 0 | 0 | 0 | 0 | 0
9 | 16 | 6 | 0 | 0 | 0 | 0 | 0 | 0 | 0 | 0 | 0
9 | 16 | 7 | 0 | 0 | 0 | 0 | 0 | 0 | 0 | 0 | 0
9 | 16 | 8 | 0 | 0 | 0 | 0 | 0 | 0 | 0 | 0 | 0
9 | 16 | 9 | 0 | 0 | 0 | 0 | 0 | 0 | 0 | 0 | 0
9 | 16 | 10 | 0 | 0 | 0 | 0 | 0 | 0 | 0 | 0 | 0
9 | 16 | 11 | 0 | 0 | 0 | 0 | 0 | 0 | 0 | 0 | 0
9 | 16 | 12 | 0 | 0 | 0 | 0 | 0 | 0 | 0 | 0 | 0
9 | 16 | 13 | 0 | 0 | 0 | 0 | 0 | 0 | 0 | 0 | 0
9 | 16 | 14 | 0 | 0 | 0 | 0 | 0 | 0 | 0 | 0 | 0
9 | 16 | 15 | 0 | 0 | 0 | 0 | 0 | 0 | 0 | 0 | 0
9 | 16 | 16 | 0 | 0 | 0 | 0 | 0 | 0 | 0 | 0 | 0
9 | 16 | 17 | 0 | 0 | 0 | 0 | 0 | 0 | 0 | 0 | 0
9 | 16 | 18 | 0 | 0 | 0 | 0 | 0 | 0 | 0 | 0 | 0
9 | 16 | 19 | 0 | 0 | 0 | 0 | 0 | 0 | 0 | 0 | 0
9 | 16 | 20 | 0 | 0 | 0 | 0 | 0 | 0 | 0 | 0 | 0
9 | 16 | 21 | 0 | 0 | 0 | 0 | 0 | 0 | 0 | 0 | 0
9 | 16 | 22 | 0 | 0 | 0 | 0 | 0 | 0 | 0 | 0 | 0
9 | 16 | 23 | 0 | 0 | 0 | 0 | 0 | 0 | 0 | 0 | 0
9 | 16 | 24 | 0 | 0 | 0 | 0 | 0 | 0 | 0 | 0 | 0
9 | 17 | 1 | 0 | 0 | 0 | 0 | 0 | 0 | 0 | 0 | 0
9 | 17 | 2 | 0 | 0 | 0 | 0 | 0 | 0 | 0 | 0 | 0
9 | 17 | 3 | 0 | 0 | 0 | 0 | 0 | 0 | 0 | 0 | 0
9 | 17 | 4 | 0 | 0 | 0 | 0 | 0 | 0 | 0 | 0 | 0
9 | 17 | 5 | 0 | 0 | 0 | 0 | 0 | 0 | 0 | 0 | 0
9 | 17 | 6 | 0 | 0 | 0 | 0 | 0 | 0 | 0 | 0 | 0
9 | 17 | 7 | 0 | 0 | 0 | 0 | 0 | 0 | 0 | 0 | 0
9 | 17 | 8 | 0 | 0 | 0 | 0 | 0 | 0 | 0 | 0 | 0
9 | 17 | 9 | 0 | 0 | 0 | 0 | 0 | 0 | 0 | 0 | 0
9 | 17 | 10 | 0 | 0 | 0 | 0 | 0 | 0 | 0 | 0 | 0
9 | 17 | 11 | 0 | 0 | 0 | 0 | 0 | 0 | 0 | 0 | 0
9 | 17 | 12 | 0 | 0 | 0 | 0 | 0 | 0 | 0 | 0 | 0
9 | 17 | 13 | 0 | 0 | 0 | 0 | 0 | 0 | 0 | 0 | 0
9 | 17 | 14 | 0 | 0 | 0 | 0 | 0 | 0 | 0 | 0 | 0
9 | 17 | 15 | 0 | 0 | 0 | 0 | 0 | 0 | 0 | 0 | 0
9 | 17 | 16 | 0 | 0 | 0 | 0 | 0 | 0 | 0 | 0 | 0
9 | 17 | 17 | 0 | 0 | 0 | 0 | 0 | 0 | 0 | 0 | 0
9 | 17 | 18 | 0 | 0 | 0 | 0 | 0 | 0 | 0 | 0 | 0
9 | 17 | 19 | 0 | 0 | 0 | 0 | 0 | 0 | 0 | 0 | 0
9 | 17 | 20 | 0 | 0 | 0 | 0 | 0 | 0 | 0 | 0 | 0
9 | 17 | 21 | 0 | 0 | 0 | 0 | 0 | 0 | 0 | 0 | 0
9 | 17 | 22 | 0 | 0 | 0 | 0 | 0 | 0 | 0 | 0 | 0
9 | 17 | 23 | 0 | 0 | 0 | 0 | 0 | 0 | 0 | 0 | 0
9 | 17 | 24 | 0 | 0 | 0 | 0 | 0 | 0 | 0 | 0 | 0
9 | 18 | 1 | 0 | 0 | 0 | 0 | 0 | 0 | 0 | 0 | 0
9 | 18 | 2 | 0 | 0 | 0 | 0 | 0 | 0 | 0 | 0 | 0
9 | 18 | 3 | 0 | 0 | 0 | 0 | 0 | 0 | 0 | 0 | 0
9 | 18 | 4 | 0 | 0 | 0 | 0 | 0 | 0 | 0 | 0 | 0
9 | 18 | 5 | 0 | 0 | 0 | 0 | 0 | 0 | 0 | 0 | 0
9 | 18 | 6 | 0 | 0 | 0 | 0 | 0 | 0 | 0 | 0 | 0
9 | 18 | 7 | 0 | 0 | 0 | 0 | 0 | 0 | 0 | 0 | 0
9 | 18 | 8 | 0 | 0 | 0 | 0 | 0 | 0 | 0 | 0 | 0
9 | 18 | 9 | 0 | 0 | 0 | 0 | 0 | 0 | 0 | 0 | 0
9 | 18 | 10 | 0 | 0 | 0 | 0 | 0 | 0 | 0 | 0 | 0
9 | 18 | 11 | 0 | 0 | 0 | 0 | 0 | 0 | 0 | 0 | 0
9 | 18 | 12 | 0 | 0 | 0 | 0 | 0 | 0 | 0 | 0 | 0
9 | 18 | 13 | 0 | 0 | 0 | 0 | 0 | 0 | 0 | 0 | 0
9 | 18 | 14 | 0 | 0 | 0 | 0 | 0 | 0 | 0 | 0 | 0
9 | 18 | 15 | 0 | 0 | 0 | 0 | 0 | 0 | 0 | 0 | 0
9 | 18 | 16 | 0 | 0 | 0 | 0 | 0 | 0 | 0 | 0 | 0
9 | 18 | 17 | 0 | 0 | 0 | 0 | 0 | 0 | 0 | 0 | 0
9 | 18 | 18 | 0 | 0 | 0 | 0 | 0 | 0 | 0 | 0 | 0
9 | 18 | 19 | 0 | 0 | 0 | 0 | 0 | 0 | 0 | 0 | 0
9 | 18 | 20 | 0 | 0 | 0 | 0 | 0 | 0 | 0 | 0 | 0
9 | 18 | 21 | 0 | 0 | 0 | 0 | 0 | 0 | 0 | 0 | 0
9 | 18 | 22 | 0 | 0 | 0 | 0 | 0 | 0 | 0 | 0 | 0
9 | 18 | 23 | 0 | 0 | 0 | 0 | 0 | 0 | 0 | 0 | 0
9 | 18 | 24 | 0 | 0 | 0 | 0 | 0 | 0 | 0 | 0 | 0
9 | 19 | 1 | 0 | 0 | 0 | 0 | 0 | 0 | 0 | 0 | 0
9 | 19 | 2 | 0 | 0 | 0 | 0 | 0 | 0 | 0 | 0 | 0
9 | 19 | 3 | 0 | 0 | 0 | 0 | 0 | 0 | 0 | 0 | 0
9 | 19 | 4 | 0 | 0 | 0 | 0 | 0 | 0 | 0 | 0 | 0
9 | 19 | 5 | 0 | 0 | 0 | 0 | 0 | 0 | 0 | 0 | 0
9 | 19 | 6 | 0 | 0 | 0 | 0 | 0 | 0 | 0 | 0 | 0
9 | 19 | 7 | 0 | 0 | 0 | 0 | 0 | 0 | 0 | 0 | 0
9 | 19 | 8 | 0 | 0 | 0 | 0 | 0 | 0 | 0 | 0 | 0
9 | 19 | 9 | 0 | 0 | 0 | 0 | 0 | 0 | 0 | 0 | 0
9 | 19 | 10 | 0 | 0 | 0 | 0 | 0 | 0 | 0 | 0 | 0
9 | 19 | 11 | 0 | 0 | 0 | 0 | 0 | 0 | 0 | 0 | 0
9 | 19 | 12 | 0 | 0 | 0 | 0 | 0 | 0 | 0 | 0 | 0
9 | 19 | 13 | 0 | 0 | 0 | 0 | 0 | 0 | 0 | 0 | 0
9 | 19 | 14 | 0 | 0 | 0 | 0 | 0 | 0 | 0 | 0 | 0
9 | 19 | 15 | 0 | 0 | 0 | 0 | 0 | 0 | 0 | 0 | 0
9 | 19 | 16 | 0 | 0 | 0 | 0 | 0 | 0 | 0 | 0 | 0
9 | 19 | 17 | 0 | 0 | 0 | 0 | 0 | 0 | 0 | 0 | 0
9 | 19 | 18 | 0 | 0 | 0 | 0 | 0 | 0 | 0 | 0 | 0
9 | 19 | 19 | 0 | 0 | 0 | 0 | 0 | 0 | 0 | 0 | 0
9 | 19 | 20 | 0 | 0 | 0 | 0 | 0 | 0 | 0 | 0 | 0
9 | 19 | 21 | 0 | 0 | 0 | 0 | 0 | 0 | 0 | 0 | 0
9 | 19 | 22 | 0 | 0 | 0 | 0 | 0 | 0 | 0 | 0 | 0
9 | 19 | 23 | 0 | 0 | 0 | 0 | 0 | 0 | 0 | 0 | 0
9 | 19 | 24 | 0 | 0 | 0 | 0 | 0 | 0 | 0 | 0 | 0
9 | 20 | 1 | 0 | 0 | 0 | 0 | 0 | 0 | 0 | 0 | 0
9 | 20 | 2 | 0 | 0 | 0 | 0 | 0 | 0 | 0 | 0 | 0
9 | 20 | 3 | 0 | 0 | 0 | 0 | 0 | 0 | 0 | 0 | 0
9 | 20 | 4 | 0 | 0 | 0 | 0 | 0 | 0 | 0 | 0 | 0
9 | 20 | 5 | 0 | 0 | 0 | 0 | 0 | 0 | 0 | 0 | 0
9 | 20 | 6 | 0 | 0 | 0 | 0 | 0 | 0 | 0 | 0 | 0
9 | 20 | 7 | 0 | 0 | 0 | 0 | 0 | 0 | 0 | 0 | 0
9 | 20 | 8 | 0 | 0 | 0 | 0 | 0 | 0 | 0 | 0 | 0
9 | 20 | 9 | 0 | 0 | 0 | 0 | 0 | 0 | 0 | 0 | 0
9 | 20 | 10 | 0 | 0 | 0 | 0 | 0 | 0 | 0 | 0 | 0
9 | 20 | 11 | 0 | 0 | 0 | 0 | 0 | 0 | 0 | 0 | 0
9 | 20 | 12 | 0 | 0 | 0 | 0 | 0 | 0 | 0 | 0 | 0
9 | 20 | 13 | 0 | 0 | 0 | 0 | 0 | 0 | 0 | 0 | 0
9 | 20 | 14 | 0 | 0 | 0 | 0 | 0 | 0 | 0 | 0 | 0
9 | 20 | 15 | 0 | 0 | 0 | 0 | 0 | 0 | 0 | 0 | 0
9 | 20 | 16 | 0 | 0 | 0 | 0 | 0 | 0 | 0 | 0 | 0
9 | 20 | 17 | 0 | 0 | 0 | 0 | 0 | 0 | 0 | 0 | 0
9 | 20 | 18 | 0 | 0 | 0 | 0 | 0 | 0 | 0 | 0 | 0
9 | 20 | 19 | 0 | 0 | 0 | 0 | 0 | 0 | 0 | 0 | 0
9 | 20 | 20 | 0 | 0 | 0 | 0 | 0 | 0 | 0 | 0 | 0
9 | 20 | 21 | 0 | 0 | 0 | 0 | 0 | 0 | 0 | 0 | 0
9 | 20 | 22 | 0 | 0 | 0 | 0 | 0 | 0 | 0 | 0 | 0
9 | 20 | 23 | 0 | 0 | 0 | 0 | 0 | 0 | 0 | 0 | 0
9 | 20 | 24 | 0 | 0 | 0 | 0 | 0 | 0 | 0 | 0 | 0
9 | 21 | 1 | 0 | 0 | 0 | 0 | 0 | 0 | 0 | 0 | 0
9 | 21 | 2 | 0 | 0 | 0 | 0 | 0 | 0 | 0 | 0 | 0
9 | 21 | 3 | 0 | 0 | 0 | 0 | 0 | 0 | 0 | 0 | 0
9 | 21 | 4 | 0 | 0 | 0 | 0 | 0 | 0 | 0 | 0 | 0
9 | 21 | 5 | 0 | 0 | 0 | 0 | 0 | 0 | 0 | 0 | 0
9 | 21 | 6 | 0 | 0 | 0 | 0 | 0 | 0 | 0 | 0 | 0
9 | 21 | 7 | 0 | 0 | 0 | 0 | 0 | 0 | 0 | 0 | 0
9 | 21 | 8 | 0 | 0 | 0 | 0 | 0 | 0 | 0 | 0 | 0
9 | 21 | 9 | 0 | 0 | 0 | 0 | 0 | 0 | 0 | 0 | 0
9 | 21 | 10 | 0 | 0 | 0 | 0 | 0 | 0 | 0 | 0 | 0
9 | 21 | 11 | 0 | 0 | 0 | 0 | 0 | 0 | 0 | 0 | 0
9 | 21 | 12 | 0 | 0 | 0 | 0 | 0 | 0 | 0 | 0 | 0
9 | 21 | 13 | 0 | 0 | 0 | 0 | 0 | 0 | 0 | 0 | 0
9 | 21 | 14 | 0 | 0 | 0 | 0 | 0 | 0 | 0 | 0 | 0
9 | 21 | 15 | 0 | 0 | 0 | 0 | 0 | 0 | 0 | 0 | 0
9 | 21 | 16 | 0 | 0 | 0 | 0 | 0 | 0 | 0 | 0 | 0
9 | 21 | 17 | 0 | 0 | 0 | 0 | 0 | 0 | 0 | 0 | 0
9 | 21 | 18 | 0 | 0 | 0 | 0 | 0 | 0 | 0 | 0 | 0
9 | 21 | 19 | 0 | 0 | 0 | 0 | 0 | 0 | 0 | 0 | 0
9 | 21 | 20 | 0 | 0 | 0 | 0 | 0 | 0 | 0 | 0 | 0
9 | 21 | 21 | 0 | 0 | 0 | 0 | 0 | 0 | 0 | 0 | 0
9 | 21 | 22 | 0 | 0 | 0 | 0 | 0 | 0 | 0 | 0 | 0
9 | 21 | 23 | 0 | 0 | 0 | 0 | 0 | 0 | 0 | 0 | 0
9 | 21 | 24 | 0 | 0 | 0 | 0 | 0 | 0 | 0 | 0 | 0
9 | 22 | 1 | 0 | 0 | 0 | 0 | 0 | 0 | 0 | 0 | 0
9 | 22 | 2 | 0 | 0 | 0 | 0 | 0 | 0 | 0 | 0 | 0
9 | 22 | 3 | 0 | 0 | 0 | 0 | 0 | 0 | 0 | 0 | 0
9 | 22 | 4 | 0 | 0 | 0 | 0 | 0 | 0 | 0 | 0 | 0
9 | 22 | 5 | 0 | 0 | 0 | 0 | 0 | 0 | 0 | 0 | 0
9 | 22 | 6 | 0 | 0 | 0 | 0 | 0 | 0 | 0 | 0 | 0
9 | 22 | 7 | 0 | 0 | 0 | 0 | 0 | 0 | 0 | 0 | 0
9 | 22 | 8 | 0 | 0 | 0 | 0 | 0 | 0 | 0 | 0 | 0
9 | 22 | 9 | 0 | 0 | 0 | 0 | 0 | 0 | 0 | 0 | 0
9 | 22 | 10 | 0 | 0 | 0 | 0 | 0 | 0 | 0 | 0 | 0
9 | 22 | 11 | 0 | 0 | 0 | 0 | 0 | 0 | 0 | 0 | 0
9 | 22 | 12 | 0 | 0 | 0 | 0 | 0 | 0 | 0 | 0 | 0
9 | 22 | 13 | 0 | 0 | 0 | 0 | 0 | 0 | 0 | 0 | 0
9 | 22 | 14 | 0 | 0 | 0 | 0 | 0 | 0 | 0 | 0 | 0
9 | 22 | 15 | 0 | 0 | 0 | 0 | 0 | 0 | 0 | 0 | 0
9 | 22 | 16 | 0 | 0 | 0 | 0 | 0 | 0 | 0 | 0 | 0
9 | 22 | 17 | 0 | 0 | 0 | 0 | 0 | 0 | 0 | 0 | 0
9 | 22 | 18 | 0 | 0 | 0 | 0 | 0 | 0 | 0 | 0 | 0
9 | 22 | 19 | 0 | 0 | 0 | 0 | 0 | 0 | 0 | 0 | 0
9 | 22 | 20 | 0 | 0 | 0 | 0 | 0 | 0 | 0 | 0 | 0
9 | 22 | 21 | 0 | 0 | 0 | 0 | 0 | 0 | 0 | 0 | 0
9 | 22 | 22 | 0 | 0 | 0 | 0 | 0 | 0 | 0 | 0 | 0
9 | 22 | 23 | 0 | 0 | 0 | 0 | 0 | 0 | 0 | 0 | 0
9 | 22 | 24 | 0 | 0 | 0 | 0 | 0 | 0 | 0 | 0 | 0
9 | 23 | 1 | 0 | 0 | 0 | 0 | 0 | 0 | 0 | 0 | 0
9 | 23 | 2 | 0 | 0 | 0 | 0 | 0 | 0 | 0 | 0 | 0
9 | 23 | 3 | 0 | 0 | 0 | 0 | 0 | 0 | 0 | 0 | 0
9 | 23 | 4 | 0 | 0 | 0 | 0 | 0 | 0 | 0 | 0 | 0
9 | 23 | 5 | 0 | 0 | 0 | 0 | 0 | 0 | 0 | 0 | 0
9 | 23 | 6 | 0 | 0 | 0 | 0 | 0 | 0 | 0 | 0 | 0
9 | 23 | 7 | 0 | 0 | 0 | 0 | 0 | 0 | 0 | 0 | 0
9 | 23 | 8 | 0 | 0 | 0 | 0 | 0 | 0 | 0 | 0 | 0
9 | 23 | 9 | 0 | 0 | 0 | 0 | 0 | 0 | 0 | 0 | 0
9 | 23 | 10 | 0 | 0 | 0 | 0 | 0 | 0 | 0 | 0 | 0
9 | 23 | 11 | 0 | 0 | 0 | 0 | 0 | 0 | 0 | 0 | 0
9 | 23 | 12 | 0 | 0 | 0 | 0 | 0 | 0 | 0 | 0 | 0
9 | 23 | 13 | 0 | 0 | 0 | 0 | 0 | 0 | 0 | 0 | 0
9 | 23 | 14 | 0 | 0 | 0 | 0 | 0 | 0 | 0 | 0 | 0
9 | 23 | 15 | 0 | 0 | 0 | 0 | 0 | 0 | 0 | 0 | 0
9 | 23 | 16 | 0 | 0 | 0 | 0 | 0 | 0 | 0 | 0 | 0
9 | 23 | 17 | 0 | 0 | 0 | 0 | 0 | 0 | 0 | 0 | 0
9 | 23 | 18 | 0 | 0 | 0 | 0 | 0 | 0 | 0 | 0 | 0
9 | 23 | 19 | 0 | 0 | 0 | 0 | 0 | 0 | 0 | 0 | 0
9 | 23 | 20 | 0 | 0 | 0 | 0 | 0 | 0 | 0 | 0 | 0
9 | 23 | 21 | 0 | 0 | 0 | 0 | 0 | 0 | 0 | 0 | 0
9 | 23 | 22 | 0 | 0 | 0 | 0 | 0 | 0 | 0 | 0 | 0
9 | 23 | 23 | 0 | 0 | 0 | 0 | 0 | 0 | 0 | 0 | 0
9 | 23 | 24 | 0 | 0 | 0 | 0 | 0 | 0 | 0 | 0 | 0
9 | 24 | 1 | 0 | 0 | 0 | 0 | 0 | 0 | 0 | 0 | 0
9 | 24 | 2 | 0 | 0 | 0 | 0 | 0 | 0 | 0 | 0 | 0
9 | 24 | 3 | 0 | 0 | 0 | 0 | 0 | 0 | 0 | 0 | 0
9 | 24 | 4 | 0 | 0 | 0 | 0 | 0 | 0 | 0 | 0 | 0
9 | 24 | 5 | 0 | 0 | 0 | 0 | 0 | 0 | 0 | 0 | 0
9 | 24 | 6 | 0 | 0 | 0 | 0 | 0 | 0 | 0 | 0 | 0
9 | 24 | 7 | 0 | 0 | 0 | 0 | 0 | 0 | 0 | 0 | 0
9 | 24 | 8 | 0 | 0 | 0 | 0 | 0 | 0 | 0 | 0 | 0
9 | 24 | 9 | 0 | 0 | 0 | 0 | 0 | 0 | 0 | 0 | 0
9 | 24 | 10 | 0 | 0 | 0 | 0 | 0 | 0 | 0 | 0 | 0
9 | 24 | 11 | 0 | 0 | 0 | 0 | 0 | 0 | 0 | 0 | 0
9 | 24 | 12 | 0 | 0 | 0 | 0 | 0 | 0 | 0 | 0 | 0
9 | 24 | 13 | 0 | 0 | 0 | 0 | 0 | 0 | 0 | 0 | 0
9 | 24 | 14 | 0 | 0 | 0 | 0 | 0 | 0 | 0 | 0 | 0
9 | 24 | 15 | 0 | 0 | 0 | 0 | 0 | 0 | 0 | 0 | 0
9 | 24 | 16 | 0 | 0 | 0 | 0 | 0 | 0 | 0 | 0 | 0
9 | 24 | 17 | 0 | 0 | 0 | 0 | 0 | 0 | 0 | 0 | 0
9 | 24 | 18 | 0 | 0 | 0 | 0 | 0 | 0 | 0 | 0 | 0
9 | 24 | 19 | 0 | 0 | 0 | 0 | 0 | 0 | 0 | 0 | 0
9 | 24 | 20 | 0 | 0 | 0 | 0 | 0 | 0 | 0 | 0 | 0
9 | 24 | 21 | 0 | 0 | 0 | 0 | 0 | 0 | 0 | 0 | 0
9 | 24 | 22 | 0 | 0 | 0 | 0 | 0 | 0 | 0 | 0 | 0
9 | 24 | 23 | 0 | 0 | 0 | 0 | 0 | 0 | 0 | 0 | 0
9 | 24 | 24 | 0 | 0 | 0 | 0 | 0 | 0 | 0 | 0 | 0
9 | 25 | 1 | 0 | 0 | 0 | 0 | 0 | 0 | 0 | 0 | 0
9 | 25 | 2 | 0 | 0 | 0 | 0 | 0 | 0 | 0 | 0 | 0
9 | 25 | 3 | 0 | 0 | 0 | 0 | 0 | 0 | 0 | 0 | 0
9 | 25 | 4 | 0 | 0 | 0 | 0 | 0 | 0 | 0 | 0 | 0
9 | 25 | 5 | 0 | 0 | 0 | 0 | 0 | 0 | 0 | 0 | 0
9 | 25 | 6 | 0 | 0 | 0 | 0 | 0 | 0 | 0 | 0 | 0
9 | 25 | 7 | 0 | 0 | 0 | 0 | 0 | 0 | 0 | 0 | 0
9 | 25 | 8 | 0 | 0 | 0 | 0 | 0 | 0 | 0 | 0 | 0
9 | 25 | 9 | 0 | 0 | 0 | 0 | 0 | 0 | 0 | 0 | 0
9 | 25 | 10 | 0 | 0 | 0 | 0 | 0 | 0 | 0 | 0 | 0
9 | 25 | 11 | 0 | 0 | 0 | 0 | 0 | 0 | 0 | 0 | 0
9 | 25 | 12 | 0 | 0 | 0 | 0 | 0 | 0 | 0 | 0 | 0
9 | 25 | 13 | 0 | 0 | 0 | 0 | 0 | 0 | 0 | 0 | 0
9 | 25 | 14 | 0 | 0 | 0 | 0 | 0 | 0 | 0 | 0 | 0
9 | 25 | 15 | 0 | 0 | 0 | 0 | 0 | 0 | 0 | 0 | 0
9 | 25 | 16 | 0 | 0 | 0 | 0 | 0 | 0 | 0 | 0 | 0
9 | 25 | 17 | 0 | 0 | 0 | 0 | 0 | 0 | 0 | 0 | 0
9 | 25 | 18 | 0 | 0 | 0 | 0 | 0 | 0 | 0 | 0 | 0
9 | 25 | 19 | 0 | 0 | 0 | 0 | 0 | 0 | 0 | 0 | 0
9 | 25 | 20 | 0 | 0 | 0 | 0 | 0 | 0 | 0 | 0 | 0
9 | 25 | 21 | 0 | 0 | 0 | 0 | 0 | 0 | 0 | 0 | 0
9 | 25 | 22 | 0 | 0 | 0 | 0 | 0 | 0 | 0 | 0 | 0
9 | 25 | 23 | 0 | 0 | 0 | 0 | 0 | 0 | 0 | 0 | 0
9 | 25 | 24 | 0 | 0 | 0 | 0 | 0 | 0 | 0 | 0 | 0
9 | 26 | 1 | 0 | 0 | 0 | 0 | 0 | 0 | 0 | 0 | 0
9 | 26 | 2 | 0 | 0 | 0 | 0 | 0 | 0 | 0 | 0 | 0
9 | 26 | 3 | 0 | 0 | 0 | 0 | 0 | 0 | 0 | 0 | 0
9 | 26 | 4 | 0 | 0 | 0 | 0 | 0 | 0 | 0 | 0 | 0
9 | 26 | 5 | 0 | 0 | 0 | 0 | 0 | 0 | 0 | 0 | 0
9 | 26 | 6 | 0 | 0 | 0 | 0 | 0 | 0 | 0 | 0 | 0
9 | 26 | 7 | 0 | 0 | 0 | 0 | 0 | 0 | 0 | 0 | 0
9 | 26 | 8 | 0 | 0 | 0 | 0 | 0 | 0 | 0 | 0 | 0
9 | 26 | 9 | 0 | 0 | 0 | 0 | 0 | 0 | 0 | 0 | 0
9 | 26 | 10 | 0 | 0 | 0 | 0 | 0 | 0 | 0 | 0 | 0
9 | 26 | 11 | 0 | 0 | 0 | 0 | 0 | 0 | 0 | 0 | 0
9 | 26 | 12 | 0 | 0 | 0 | 0 | 0 | 0 | 0 | 0 | 0
9 | 26 | 13 | 0 | 0 | 0 | 0 | 0 | 0 | 0 | 0 | 0
9 | 26 | 14 | 0 | 0 | 0 | 0 | 0 | 0 | 0 | 0 | 0
9 | 26 | 15 | 0 | 0 | 0 | 0 | 0 | 0 | 0 | 0 | 0
9 | 26 | 16 | 0 | 0 | 0 | 0 | 0 | 0 | 0 | 0 | 0
9 | 26 | 17 | 0 | 0 | 0 | 0 | 0 | 0 | 0 | 0 | 0
9 | 26 | 18 | 0 | 0 | 0 | 0 | 0 | 0 | 0 | 0 | 0
9 | 26 | 19 | 0 | 0 | 0 | 0 | 0 | 0 | 0 | 0 | 0
9 | 26 | 20 | 0 | 0 | 0 | 0 | 0 | 0 | 0 | 0 | 0
9 | 26 | 21 | 0 | 0 | 0 | 0 | 0 | 0 | 0 | 0 | 0
9 | 26 | 22 | 0 | 0 | 0 | 0 | 0 | 0 | 0 | 0 | 0
9 | 26 | 23 | 0 | 0 | 0 | 0 | 0 | 0 | 0 | 0 | 0
9 | 26 | 24 | 0 | 0 | 0 | 0 | 0 | 0 | 0 | 0 | 0
9 | 27 | 1 | 0 | 0 | 0 | 0 | 0 | 0 | 0 | 0 | 0
9 | 27 | 2 | 0 | 0 | 0 | 0 | 0 | 0 | 0 | 0 | 0
9 | 27 | 3 | 0 | 0 | 0 | 0 | 0 | 0 | 0 | 0 | 0
9 | 27 | 4 | 0 | 0 | 0 | 0 | 0 | 0 | 0 | 0 | 0
9 | 27 | 5 | 0 | 0 | 0 | 0 | 0 | 0 | 0 | 0 | 0
9 | 27 | 6 | 0 | 0 | 0 | 0 | 0 | 0 | 0 | 0 | 0
9 | 27 | 7 | 0 | 0 | 0 | 0 | 0 | 0 | 0 | 0 | 0
9 | 27 | 8 | 0 | 0 | 0 | 0 | 0 | 0 | 0 | 0 | 0
9 | 27 | 9 | 0 | 0 | 0 | 0 | 0 | 0 | 0 | 0 | 0
9 | 27 | 10 | 0 | 0 | 0 | 0 | 0 | 0 | 0 | 0 | 0
9 | 27 | 11 | 0 | 0 | 0 | 0 | 0 | 0 | 0 | 0 | 0
9 | 27 | 12 | 0 | 0 | 0 | 0 | 0 | 0 | 0 | 0 | 0
9 | 27 | 13 | 0 | 0 | 0 | 0 | 0 | 0 | 0 | 0 | 0
9 | 27 | 14 | 0 | 0 | 0 | 0 | 0 | 0 | 0 | 0 | 0
9 | 27 | 15 | 0 | 0 | 0 | 0 | 0 | 0 | 0 | 0 | 0
9 | 27 | 16 | 0 | 0 | 0 | 0 | 0 | 0 | 0 | 0 | 0
9 | 27 | 17 | 0 | 0 | 0 | 0 | 0 | 0 | 0 | 0 | 0
9 | 27 | 18 | 0 | 0 | 0 | 0 | 0 | 0 | 0 | 0 | 0
9 | 27 | 19 | 0 | 0 | 0 | 0 | 0 | 0 | 0 | 0 | 0
9 | 27 | 20 | 0 | 0 | 0 | 0 | 0 | 0 | 0 | 0 | 0
9 | 27 | 21 | 0 | 0 | 0 | 0 | 0 | 0 | 0 | 0 | 0
9 | 27 | 22 | 0 | 0 | 0 | 0 | 0 | 0 | 0 | 0 | 0
9 | 27 | 23 | 0 | 0 | 0 | 0 | 0 | 0 | 0 | 0 | 0
9 | 27 | 24 | 0 | 0 | 0 | 0 | 0 | 0 | 0 | 0 | 0
9 | 28 | 1 | 0 | 0 | 0 | 0 | 0 | 0 | 0 | 0 | 0
9 | 28 | 2 | 0 | 0 | 0 | 0 | 0 | 0 | 0 | 0 | 0
9 | 28 | 3 | 0 | 0 | 0 | 0 | 0 | 0 | 0 | 0 | 0
9 | 28 | 4 | 0 | 0 | 0 | 0 | 0 | 0 | 0 | 0 | 0
9 | 28 | 5 | 0 | 0 | 0 | 0 | 0 | 0 | 0 | 0 | 0
9 | 28 | 6 | 0 | 0 | 0 | 0 | 0 | 0 | 0 | 0 | 0
9 | 28 | 7 | 0 | 0 | 0 | 0 | 0 | 0 | 0 | 0 | 0
9 | 28 | 8 | 0 | 0 | 0 | 0 | 0 | 0 | 0 | 0 | 0
9 | 28 | 9 | 0 | 0 | 0 | 0 | 0 | 0 | 0 | 0 | 0
9 | 28 | 10 | 0 | 0 | 0 | 0 | 0 | 0 | 0 | 0 | 0
9 | 28 | 11 | 0 | 0 | 0 | 0 | 0 | 0 | 0 | 0 | 0
9 | 28 | 12 | 0 | 0 | 0 | 0 | 0 | 0 | 0 | 0 | 0
9 | 28 | 13 | 0 | 0 | 0 | 0 | 0 | 0 | 0 | 0 | 0
9 | 28 | 14 | 0 | 0 | 0 | 0 | 0 | 0 | 0 | 0 | 0
9 | 28 | 15 | 0 | 0 | 0 | 0 | 0 | 0 | 0 | 0 | 0
9 | 28 | 16 | 0 | 0 | 0 | 0 | 0 | 0 | 0 | 0 | 0
9 | 28 | 17 | 0 | 0 | 0 | 0 | 0 | 0 | 0 | 0 | 0
9 | 28 | 18 | 0 | 0 | 0 | 0 | 0 | 0 | 0 | 0 | 0
9 | 28 | 19 | 0 | 0 | 0 | 0 | 0 | 0 | 0 | 0 | 0
9 | 28 | 20 | 0 | 0 | 0 | 0 | 0 | 0 | 0 | 0 | 0
9 | 28 | 21 | 0 | 0 | 0 | 0 | 0 | 0 | 0 | 0 | 0
9 | 28 | 22 | 0 | 0 | 0 | 0 | 0 | 0 | 0 | 0 | 0
9 | 28 | 23 | 0 | 0 | 0 | 0 | 0 | 0 | 0 | 0 | 0
9 | 28 | 24 | 0 | 0 | 0 | 0 | 0 | 0 | 0 | 0 | 0
9 | 29 | 1 | 0 | 0 | 0 | 0 | 0 | 0 | 0 | 0 | 0
9 | 29 | 2 | 0 | 0 | 0 | 0 | 0 | 0 | 0 | 0 | 0
9 | 29 | 3 | 0 | 0 | 0 | 0 | 0 | 0 | 0 | 0 | 0
9 | 29 | 4 | 0 | 0 | 0 | 0 | 0 | 0 | 0 | 0 | 0
9 | 29 | 5 | 0 | 0 | 0 | 0 | 0 | 0 | 0 | 0 | 0
9 | 29 | 6 | 0 | 0 | 0 | 0 | 0 | 0 | 0 | 0 | 0
9 | 29 | 7 | 0 | 0 | 0 | 0 | 0 | 0 | 0 | 0 | 0
9 | 29 | 8 | 0 | 0 | 0 | 0 | 0 | 0 | 0 | 0 | 0
9 | 29 | 9 | 0 | 0 | 0 | 0 | 0 | 0 | 0 | 0 | 0
9 | 29 | 10 | 0 | 0 | 0 | 0 | 0 | 0 | 0 | 0 | 0
9 | 29 | 11 | 0 | 0 | 0 | 0 | 0 | 0 | 0 | 0 | 0
9 | 29 | 12 | 0 | 0 | 0 | 0 | 0 | 0 | 0 | 0 | 0
9 | 29 | 13 | 0 | 0 | 0 | 0 | 0 | 0 | 0 | 0 | 0
9 | 29 | 14 | 0 | 0 | 0 | 0 | 0 | 0 | 0 | 0 | 0
9 | 29 | 15 | 0 | 0 | 0 | 0 | 0 | 0 | 0 | 0 | 0
9 | 29 | 16 | 0 | 0 | 0 | 0 | 0 | 0 | 0 | 0 | 0
9 | 29 | 17 | 0 | 0 | 0 | 0 | 0 | 0 | 0 | 0 | 0
9 | 29 | 18 | 0 | 0 | 0 | 0 | 0 | 0 | 0 | 0 | 0
9 | 29 | 19 | 0 | 0 | 0 | 0 | 0 | 0 | 0 | 0 | 0
9 | 29 | 20 | 0 | 0 | 0 | 0 | 0 | 0 | 0 | 0 | 0
9 | 29 | 21 | 0 | 0 | 0 | 0 | 0 | 0 | 0 | 0 | 0
9 | 29 | 22 | 0 | 0 | 0 | 0 | 0 | 0 | 0 | 0 | 0
9 | 29 | 23 | 0 | 0 | 0 | 0 | 0 | 0 | 0 | 0 | 0
9 | 29 | 24 | 0 | 0 | 0 | 0 | 0 | 0 | 0 | 0 | 0
9 | 30 | 1 | 0 | 0 | 0 | 0 | 0 | 0 | 0 | 0 | 0
9 | 30 | 2 | 0 | 0 | 0 | 0 | 0 | 0 | 0 | 0 | 0
9 | 30 | 3 | 0 | 0 | 0 | 0 | 0 | 0 | 0 | 0 | 0
9 | 30 | 4 | 0 | 0 | 0 | 0 | 0 | 0 | 0 | 0 | 0
9 | 30 | 5 | 0 | 0 | 0 | 0 | 0 | 0 | 0 | 0 | 0
9 | 30 | 6 | 0 | 0 | 0 | 0 | 0 | 0 | 0 | 0 | 0
9 | 30 | 7 | 0 | 0 | 0 | 0 | 0 | 0 | 0 | 0 | 0
9 | 30 | 8 | 0 | 0 | 0 | 0 | 0 | 0 | 0 | 0 | 0
9 | 30 | 9 | 0 | 0 | 0 | 0 | 0 | 0 | 0 | 0 | 0
9 | 30 | 10 | 0 | 0 | 0 | 0 | 0 | 0 | 0 | 0 | 0
9 | 30 | 11 | 0 | 0 | 0 | 0 | 0 | 0 | 0 | 0 | 0
9 | 30 | 12 | 0 | 0 | 0 | 0 | 0 | 0 | 0 | 0 | 0
9 | 30 | 13 | 0 | 0 | 0 | 0 | 0 | 0 | 0 | 0 | 0
9 | 30 | 14 | 0 | 0 | 0 | 0 | 0 | 0 | 0 | 0 | 0
9 | 30 | 15 | 0 | 0 | 0 | 0 | 0 | 0 | 0 | 0 | 0
9 | 30 | 16 | 0 | 0 | 0 | 0 | 0 | 0 | 0 | 0 | 0
9 | 30 | 17 | 0 | 0 | 0 | 0 | 0 | 0 | 0 | 0 | 0
9 | 30 | 18 | 0 | 0 | 0 | 0 | 0 | 0 | 0 | 0 | 0
9 | 30 | 19 | 0 | 0 | 0 | 0 | 0 | 0 | 0 | 0 | 0
9 | 30 | 20 | 0 | 0 | 0 | 0 | 0 | 0 | 0 | 0 | 0
9 | 30 | 21 | 0 | 0 | 0 | 0 | 0 | 0 | 0 | 0 | 0
9 | 30 | 22 | 0 | 0 | 0 | 0 | 0 | 0 | 0 | 0 | 0
9 | 30 | 23 | 0 | 0 | 0 | 0 | 0 | 0 | 0 | 0 | 0
9 | 30 | 24 | 0 | 0 | 0 | 0 | 0 | 0 | 0 | 0 | 0
10 | 1 | 1 | 0 | 0 | 0 | 0 | 0 | 0 | 0 | 0 | 0
10 | 1 | 2 | 0 | 0 | 0 | 0 | 0 | 0 | 0 | 0 | 0
10 | 1 | 3 | 0 | 0 | 0 | 0 | 0 | 0 | 0 | 0 | 0
10 | 1 | 4 | 0 | 0 | 0 | 0 | 0 | 0 | 0 | 0 | 0
10 | 1 | 5 | 0 | 0 | 0 | 0 | 0 | 0 | 0 | 0 | 0
10 | 1 | 6 | 0 | 0 | 0 | 0 | 0 | 0 | 0 | 0 | 0
10 | 1 | 7 | 0 | 0 | 0 | 0 | 0 | 0 | 0 | 0 | 0
10 | 1 | 8 | 0 | 0 | 0 | 0 | 0 | 0 | 0 | 0 | 0
10 | 1 | 9 | 0 | 0 | 0 | 0 | 0 | 0 | 0 | 0 | 0
10 | 1 | 10 | 0 | 0 | 0 | 0 | 0 | 0 | 0 | 0 | 0
10 | 1 | 11 | 0 | 0 | 0 | 0 | 0 | 0 | 0 | 0 | 0
10 | 1 | 12 | 0 | 0 | 0 | 0 | 0 | 0 | 0 | 0 | 0
10 | 1 | 13 | 0 | 0 | 0 | 0 | 0 | 0 | 0 | 0 | 0
10 | 1 | 14 | 0 | 0 | 0 | 0 | 0 | 0 | 0 | 0 | 0
10 | 1 | 15 | 0 | 0 | 0 | 0 | 0 | 0 | 0 | 0 | 0
10 | 1 | 16 | 0 | 0 | 0 | 0 | 0 | 0 | 0 | 0 | 0
10 | 1 | 17 | 0 | 0 | 0 | 0 | 0 | 0 | 0 | 0 | 0
10 | 1 | 18 | 0 | 0 | 0 | 0 | 0 | 0 | 0 | 0 | 0
10 | 1 | 19 | 0 | 0 | 0 | 0 | 0 | 0 | 0 | 0 | 0
10 | 1 | 20 | 0 | 0 | 0 | 0 | 0 | 0 | 0 | 0 | 0
10 | 1 | 21 | 0 | 0 | 0 | 0 | 0 | 0 | 0 | 0 | 0
10 | 1 | 22 | 0 | 0 | 0 | 0 | 0 | 0 | 0 | 0 | 0
10 | 1 | 23 | 0 | 0 | 0 | 0 | 0 | 0 | 0 | 0 | 0
10 | 1 | 24 | 0 | 0 | 0 | 0 | 0 | 0 | 0 | 0 | 0
10 | 2 | 1 | 0 | 0 | 0 | 0 | 0 | 0 | 0 | 0 | 0
10 | 2 | 2 | 0 | 0 | 0 | 0 | 0 | 0 | 0 | 0 | 0
10 | 2 | 3 | 0 | 0 | 0 | 0 | 0 | 0 | 0 | 0 | 0
10 | 2 | 4 | 0 | 0 | 0 | 0 | 0 | 0 | 0 | 0 | 0
10 | 2 | 5 | 0 | 0 | 0 | 0 | 0 | 0 | 0 | 0 | 0
10 | 2 | 6 | 0 | 0 | 0 | 0 | 0 | 0 | 0 | 0 | 0
10 | 2 | 7 | 0 | 0 | 0 | 0 | 0 | 0 | 0 | 0 | 0
10 | 2 | 8 | 0 | 0 | 0 | 0 | 0 | 0 | 0 | 0 | 0
10 | 2 | 9 | 0 | 0 | 0 | 0 | 0 | 0 | 0 | 0 | 0
10 | 2 | 10 | 0 | 0 | 0 | 0 | 0 | 0 | 0 | 0 | 0
10 | 2 | 11 | 0 | 0 | 0 | 0 | 0 | 0 | 0 | 0 | 0
10 | 2 | 12 | 0 | 0 | 0 | 0 | 0 | 0 | 0 | 0 | 0
10 | 2 | 13 | 0 | 0 | 0 | 0 | 0 | 0 | 0 | 0 | 0
10 | 2 | 14 | 0 | 0 | 0 | 0 | 0 | 0 | 0 | 0 | 0
10 | 2 | 15 | 0 | 0 | 0 | 0 | 0 | 0 | 0 | 0 | 0
10 | 2 | 16 | 0 | 0 | 0 | 0 | 0 | 0 | 0 | 0 | 0
10 | 2 | 17 | 0 | 0 | 0 | 0 | 0 | 0 | 0 | 0 | 0
10 | 2 | 18 | 0 | 0 | 0 | 0 | 0 | 0 | 0 | 0 | 0
10 | 2 | 19 | 0 | 0 | 0 | 0 | 0 | 0 | 0 | 0 | 0
10 | 2 | 20 | 0 | 0 | 0 | 0 | 0 | 0 | 0 | 0 | 0
10 | 2 | 21 | 0 | 0 | 0 | 0 | 0 | 0 | 0 | 0 | 0
10 | 2 | 22 | 0 | 0 | 0 | 0 | 0 | 0 | 0 | 0 | 0
10 | 2 | 23 | 0 | 0 | 0 | 0 | 0 | 0 | 0 | 0 | 0
10 | 2 | 24 | 0 | 0 | 0 | 0 | 0 | 0 | 0 | 0 | 0
10 | 3 | 1 | 0 | 0 | 0 | 0 | 0 | 0 | 0 | 0 | 0
10 | 3 | 2 | 0 | 0 | 0 | 0 | 0 | 0 | 0 | 0 | 0
10 | 3 | 3 | 0 | 0 | 0 | 0 | 0 | 0 | 0 | 0 | 0
10 | 3 | 4 | 0 | 0 | 0 | 0 | 0 | 0 | 0 | 0 | 0
10 | 3 | 5 | 0 | 0 | 0 | 0 | 0 | 0 | 0 | 0 | 0
10 | 3 | 6 | 0 | 0 | 0 | 0 | 0 | 0 | 0 | 0 | 0
10 | 3 | 7 | 0 | 0 | 0 | 0 | 0 | 0 | 0 | 0 | 0
10 | 3 | 8 | 0 | 0 | 0 | 0 | 0 | 0 | 0 | 0 | 0
10 | 3 | 9 | 0 | 0 | 0 | 0 | 0 | 0 | 0 | 0 | 0
10 | 3 | 10 | 0 | 0 | 0 | 0 | 0 | 0 | 0 | 0 | 0
10 | 3 | 11 | 0 | 0 | 0 | 0 | 0 | 0 | 0 | 0 | 0
10 | 3 | 12 | 0 | 0 | 0 | 0 | 0 | 0 | 0 | 0 | 0
10 | 3 | 13 | 0 | 0 | 0 | 0 | 0 | 0 | 0 | 0 | 0
10 | 3 | 14 | 0 | 0 | 0 | 0 | 0 | 0 | 0 | 0 | 0
10 | 3 | 15 | 0 | 0 | 0 | 0 | 0 | 0 | 0 | 0 | 0
10 | 3 | 16 | 0 | 0 | 0 | 0 | 0 | 0 | 0 | 0 | 0
10 | 3 | 17 | 0 | 0 | 0 | 0 | 0 | 0 | 0 | 0 | 0
10 | 3 | 18 | 0 | 0 | 0 | 0 | 0 | 0 | 0 | 0 | 0
10 | 3 | 19 | 0 | 0 | 0 | 0 | 0 | 0 | 0 | 0 | 0
10 | 3 | 20 | 0 | 0 | 0 | 0 | 0 | 0 | 0 | 0 | 0
10 | 3 | 21 | 0 | 0 | 0 | 0 | 0 | 0 | 0 | 0 | 0
10 | 3 | 22 | 0 | 0 | 0 | 0 | 0 | 0 | 0 | 0 | 0
10 | 3 | 23 | 0 | 0 | 0 | 0 | 0 | 0 | 0 | 0 | 0
10 | 3 | 24 | 0 | 0 | 0 | 0 | 0 | 0 | 0 | 0 | 0
10 | 4 | 1 | 0 | 0 | 0 | 0 | 0 | 0 | 0 | 0 | 0
10 | 4 | 2 | 0 | 0 | 0 | 0 | 0 | 0 | 0 | 0 | 0
10 | 4 | 3 | 0 | 0 | 0 | 0 | 0 | 0 | 0 | 0 | 0
10 | 4 | 4 | 0 | 0 | 0 | 0 | 0 | 0 | 0 | 0 | 0
10 | 4 | 5 | 0 | 0 | 0 | 0 | 0 | 0 | 0 | 0 | 0
10 | 4 | 6 | 0 | 0 | 0 | 0 | 0 | 0 | 0 | 0 | 0
10 | 4 | 7 | 0 | 0 | 0 | 0 | 0 | 0 | 0 | 0 | 0
10 | 4 | 8 | 0 | 0 | 0 | 0 | 0 | 0 | 0 | 0 | 0
10 | 4 | 9 | 0 | 0 | 0 | 0 | 0 | 0 | 0 | 0 | 0
10 | 4 | 10 | 0 | 0 | 0 | 0 | 0 | 0 | 0 | 0 | 0
10 | 4 | 11 | 0 | 0 | 0 | 0 | 0 | 0 | 0 | 0 | 0
10 | 4 | 12 | 0 | 0 | 0 | 0 | 0 | 0 | 0 | 0 | 0
10 | 4 | 13 | 0 | 0 | 0 | 0 | 0 | 0 | 0 | 0 | 0
10 | 4 | 14 | 0 | 0 | 0 | 0 | 0 | 0 | 0 | 0 | 0
10 | 4 | 15 | 0 | 0 | 0 | 0 | 0 | 0 | 0 | 0 | 0
10 | 4 | 16 | 0 | 0 | 0 | 0 | 0 | 0 | 0 | 0 | 0
10 | 4 | 17 | 0 | 0 | 0 | 0 | 0 | 0 | 0 | 0 | 0
10 | 4 | 18 | 0 | 0 | 0 | 0 | 0 | 0 | 0 | 0 | 0
10 | 4 | 19 | 0 | 0 | 0 | 0 | 0 | 0 | 0 | 0 | 0
10 | 4 | 20 | 0 | 0 | 0 | 0 | 0 | 0 | 0 | 0 | 0
10 | 4 | 21 | 0 | 0 | 0 | 0 | 0 | 0 | 0 | 0 | 0
10 | 4 | 22 | 0 | 0 | 0 | 0 | 0 | 0 | 0 | 0 | 0
10 | 4 | 23 | 0 | 0 | 0 | 0 | 0 | 0 | 0 | 0 | 0
10 | 4 | 24 | 0 | 0 | 0 | 0 | 0 | 0 | 0 | 0 | 0
10 | 5 | 1 | 0 | 0 | 0 | 0 | 0 | 0 | 0 | 0 | 0
10 | 5 | 2 | 0 | 0 | 0 | 0 | 0 | 0 | 0 | 0 | 0
10 | 5 | 3 | 0 | 0 | 0 | 0 | 0 | 0 | 0 | 0 | 0
10 | 5 | 4 | 0 | 0 | 0 | 0 | 0 | 0 | 0 | 0 | 0
10 | 5 | 5 | 0 | 0 | 0 | 0 | 0 | 0 | 0 | 0 | 0
10 | 5 | 6 | 0 | 0 | 0 | 0 | 0 | 0 | 0 | 0 | 0
10 | 5 | 7 | 0 | 0 | 0 | 0 | 0 | 0 | 0 | 0 | 0
10 | 5 | 8 | 0 | 0 | 0 | 0 | 0 | 0 | 0 | 0 | 0
10 | 5 | 9 | 0 | 0 | 0 | 0 | 0 | 0 | 0 | 0 | 0
10 | 5 | 10 | 0 | 0 | 0 | 0 | 0 | 0 | 0 | 0 | 0
10 | 5 | 11 | 0 | 0 | 0 | 0 | 0 | 0 | 0 | 0 | 0
10 | 5 | 12 | 0 | 0 | 0 | 0 | 0 | 0 | 0 | 0 | 0
10 | 5 | 13 | 0 | 0 | 0 | 0 | 0 | 0 | 0 | 0 | 0
10 | 5 | 14 | 0 | 0 | 0 | 0 | 0 | 0 | 0 | 0 | 0
10 | 5 | 15 | 0 | 0 | 0 | 0 | 0 | 0 | 0 | 0 | 0
10 | 5 | 16 | 0 | 0 | 0 | 0 | 0 | 0 | 0 | 0 | 0
10 | 5 | 17 | 0 | 0 | 0 | 0 | 0 | 0 | 0 | 0 | 0
10 | 5 | 18 | 0 | 0 | 0 | 0 | 0 | 0 | 0 | 0 | 0
10 | 5 | 19 | 0 | 0 | 0 | 0 | 0 | 0 | 0 | 0 | 0
10 | 5 | 20 | 0 | 0 | 0 | 0 | 0 | 0 | 0 | 0 | 0
10 | 5 | 21 | 0 | 0 | 0 | 0 | 0 | 0 | 0 | 0 | 0
10 | 5 | 22 | 0 | 0 | 0 | 0 | 0 | 0 | 0 | 0 | 0
10 | 5 | 23 | 0 | 0 | 0 | 0 | 0 | 0 | 0 | 0 | 0
10 | 5 | 24 | 0 | 0 | 0 | 0 | 0 | 0 | 0 | 0 | 0
10 | 6 | 1 | 0 | 0 | 0 | 0 | 0 | 0 | 0 | 0 | 0
10 | 6 | 2 | 0 | 0 | 0 | 0 | 0 | 0 | 0 | 0 | 0
10 | 6 | 3 | 0 | 0 | 0 | 0 | 0 | 0 | 0 | 0 | 0
10 | 6 | 4 | 0 | 0 | 0 | 0 | 0 | 0 | 0 | 0 | 0
10 | 6 | 5 | 0 | 0 | 0 | 0 | 0 | 0 | 0 | 0 | 0
10 | 6 | 6 | 0 | 0 | 0 | 0 | 0 | 0 | 0 | 0 | 0
10 | 6 | 7 | 0 | 0 | 0 | 0 | 0 | 0 | 0 | 0 | 0
10 | 6 | 8 | 0 | 0 | 0 | 0 | 0 | 0 | 0 | 0 | 0
10 | 6 | 9 | 0 | 0 | 0 | 0 | 0 | 0 | 0 | 0 | 0
10 | 6 | 10 | 0 | 0 | 0 | 0 | 0 | 0 | 0 | 0 | 0
10 | 6 | 11 | 0 | 0 | 0 | 0 | 0 | 0 | 0 | 0 | 0
10 | 6 | 12 | 0 | 0 | 0 | 0 | 0 | 0 | 0 | 0 | 0
10 | 6 | 13 | 0 | 0 | 0 | 0 | 0 | 0 | 0 | 0 | 0
10 | 6 | 14 | 0 | 0 | 0 | 0 | 0 | 0 | 0 | 0 | 0
10 | 6 | 15 | 0 | 0 | 0 | 0 | 0 | 0 | 0 | 0 | 0
10 | 6 | 16 | 0 | 0 | 0 | 0 | 0 | 0 | 0 | 0 | 0
10 | 6 | 17 | 0 | 0 | 0 | 0 | 0 | 0 | 0 | 0 | 0
10 | 6 | 18 | 0 | 0 | 0 | 0 | 0 | 0 | 0 | 0 | 0
10 | 6 | 19 | 0 | 0 | 0 | 0 | 0 | 0 | 0 | 0 | 0
10 | 6 | 20 | 0 | 0 | 0 | 0 | 0 | 0 | 0 | 0 | 0
10 | 6 | 21 | 0 | 0 | 0 | 0 | 0 | 0 | 0 | 0 | 0
10 | 6 | 22 | 0 | 0 | 0 | 0 | 0 | 0 | 0 | 0 | 0
10 | 6 | 23 | 0 | 0 | 0 | 0 | 0 | 0 | 0 | 0 | 0
10 | 6 | 24 | 0 | 0 | 0 | 0 | 0 | 0 | 0 | 0 | 0
10 | 7 | 1 | 0 | 0 | 0 | 0 | 0 | 0 | 0 | 0 | 0
10 | 7 | 2 | 0 | 0 | 0 | 0 | 0 | 0 | 0 | 0 | 0
10 | 7 | 3 | 0 | 0 | 0 | 0 | 0 | 0 | 0 | 0 | 0
10 | 7 | 4 | 0 | 0 | 0 | 0 | 0 | 0 | 0 | 0 | 0
10 | 7 | 5 | 0 | 0 | 0 | 0 | 0 | 0 | 0 | 0 | 0
10 | 7 | 6 | 0 | 0 | 0 | 0 | 0 | 0 | 0 | 0 | 0
10 | 7 | 7 | 0 | 0 | 0 | 0 | 0 | 0 | 0 | 0 | 0
10 | 7 | 8 | 0 | 0 | 0 | 0 | 0 | 0 | 0 | 0 | 0
10 | 7 | 9 | 0 | 0 | 0 | 0 | 0 | 0 | 0 | 0 | 0
10 | 7 | 10 | 0 | 0 | 0 | 0 | 0 | 0 | 0 | 0 | 0
10 | 7 | 11 | 0 | 0 | 0 | 0 | 0 | 0 | 0 | 0 | 0
10 | 7 | 12 | 0 | 0 | 0 | 0 | 0 | 0 | 0 | 0 | 0
10 | 7 | 13 | 0 | 0 | 0 | 0 | 0 | 0 | 0 | 0 | 0
10 | 7 | 14 | 0 | 0 | 0 | 0 | 0 | 0 | 0 | 0 | 0
10 | 7 | 15 | 0 | 0 | 0 | 0 | 0 | 0 | 0 | 0 | 0
10 | 7 | 16 | 0 | 0 | 0 | 0 | 0 | 0 | 0 | 0 | 0
10 | 7 | 17 | 0 | 0 | 0 | 0 | 0 | 0 | 0 | 0 | 0
10 | 7 | 18 | 0 | 0 | 0 | 0 | 0 | 0 | 0 | 0 | 0
10 | 7 | 19 | 0 | 0 | 0 | 0 | 0 | 0 | 0 | 0 | 0
10 | 7 | 20 | 0 | 0 | 0 | 0 | 0 | 0 | 0 | 0 | 0
10 | 7 | 21 | 0 | 0 | 0 | 0 | 0 | 0 | 0 | 0 | 0
10 | 7 | 22 | 0 | 0 | 0 | 0 | 0 | 0 | 0 | 0 | 0
10 | 7 | 23 | 0 | 0 | 0 | 0 | 0 | 0 | 0 | 0 | 0
10 | 7 | 24 | 0 | 0 | 0 | 0 | 0 | 0 | 0 | 0 | 0
10 | 8 | 1 | 0 | 0 | 0 | 0 | 0 | 0 | 0 | 0 | 0
10 | 8 | 2 | 0 | 0 | 0 | 0 | 0 | 0 | 0 | 0 | 0
10 | 8 | 3 | 0 | 0 | 0 | 0 | 0 | 0 | 0 | 0 | 0
10 | 8 | 4 | 0 | 0 | 0 | 0 | 0 | 0 | 0 | 0 | 0
10 | 8 | 5 | 0 | 0 | 0 | 0 | 0 | 0 | 0 | 0 | 0
10 | 8 | 6 | 0 | 0 | 0 | 0 | 0 | 0 | 0 | 0 | 0
10 | 8 | 7 | 0 | 0 | 0 | 0 | 0 | 0 | 0 | 0 | 0
10 | 8 | 8 | 0 | 0 | 0 | 0 | 0 | 0 | 0 | 0 | 0
10 | 8 | 9 | 0 | 0 | 0 | 0 | 0 | 0 | 0 | 0 | 0
10 | 8 | 10 | 0 | 0 | 0 | 0 | 0 | 0 | 0 | 0 | 0
10 | 8 | 11 | 0 | 0 | 0 | 0 | 0 | 0 | 0 | 0 | 0
10 | 8 | 12 | 0 | 0 | 0 | 0 | 0 | 0 | 0 | 0 | 0
10 | 8 | 13 | 0 | 0 | 0 | 0 | 0 | 0 | 0 | 0 | 0
10 | 8 | 14 | 0 | 0 | 0 | 0 | 0 | 0 | 0 | 0 | 0
10 | 8 | 15 | 0 | 0 | 0 | 0 | 0 | 0 | 0 | 0 | 0
10 | 8 | 16 | 0 | 0 | 0 | 0 | 0 | 0 | 0 | 0 | 0
10 | 8 | 17 | 0 | 0 | 0 | 0 | 0 | 0 | 0 | 0 | 0
10 | 8 | 18 | 0 | 0 | 0 | 0 | 0 | 0 | 0 | 0 | 0
10 | 8 | 19 | 0 | 0 | 0 | 0 | 0 | 0 | 0 | 0 | 0
10 | 8 | 20 | 0 | 0 | 0 | 0 | 0 | 0 | 0 | 0 | 0
10 | 8 | 21 | 0 | 0 | 0 | 0 | 0 | 0 | 0 | 0 | 0
10 | 8 | 22 | 0 | 0 | 0 | 0 | 0 | 0 | 0 | 0 | 0
10 | 8 | 23 | 0 | 0 | 0 | 0 | 0 | 0 | 0 | 0 | 0
10 | 8 | 24 | 0 | 0 | 0 | 0 | 0 | 0 | 0 | 0 | 0
10 | 9 | 1 | 0 | 0 | 0 | 0 | 0 | 0 | 0 | 0 | 0
10 | 9 | 2 | 0 | 0 | 0 | 0 | 0 | 0 | 0 | 0 | 0
10 | 9 | 3 | 0 | 0 | 0 | 0 | 0 | 0 | 0 | 0 | 0
10 | 9 | 4 | 0 | 0 | 0 | 0 | 0 | 0 | 0 | 0 | 0
10 | 9 | 5 | 0 | 0 | 0 | 0 | 0 | 0 | 0 | 0 | 0
10 | 9 | 6 | 0 | 0 | 0 | 0 | 0 | 0 | 0 | 0 | 0
10 | 9 | 7 | 0 | 0 | 0 | 0 | 0 | 0 | 0 | 0 | 0
10 | 9 | 8 | 0 | 0 | 0 | 0 | 0 | 0 | 0 | 0 | 0
10 | 9 | 9 | 0 | 0 | 0 | 0 | 0 | 0 | 0 | 0 | 0
10 | 9 | 10 | 0 | 0 | 0 | 0 | 0 | 0 | 0 | 0 | 0
10 | 9 | 11 | 0 | 0 | 0 | 0 | 0 | 0 | 0 | 0 | 0
10 | 9 | 12 | 0 | 0 | 0 | 0 | 0 | 0 | 0 | 0 | 0
10 | 9 | 13 | 0 | 0 | 0 | 0 | 0 | 0 | 0 | 0 | 0
10 | 9 | 14 | 0 | 0 | 0 | 0 | 0 | 0 | 0 | 0 | 0
10 | 9 | 15 | 0 | 0 | 0 | 0 | 0 | 0 | 0 | 0 | 0
10 | 9 | 16 | 0 | 0 | 0 | 0 | 0 | 0 | 0 | 0 | 0
10 | 9 | 17 | 0 | 0 | 0 | 0 | 0 | 0 | 0 | 0 | 0
10 | 9 | 18 | 0 | 0 | 0 | 0 | 0 | 0 | 0 | 0 | 0
10 | 9 | 19 | 0 | 0 | 0 | 0 | 0 | 0 | 0 | 0 | 0
10 | 9 | 20 | 0 | 0 | 0 | 0 | 0 | 0 | 0 | 0 | 0
10 | 9 | 21 | 0 | 0 | 0 | 0 | 0 | 0 | 0 | 0 | 0
10 | 9 | 22 | 0 | 0 | 0 | 0 | 0 | 0 | 0 | 0 | 0
10 | 9 | 23 | 0 | 0 | 0 | 0 | 0 | 0 | 0 | 0 | 0
10 | 9 | 24 | 0 | 0 | 0 | 0 | 0 | 0 | 0 | 0 | 0
10 | 10 | 1 | 0 | 0 | 0 | 0 | 0 | 0 | 0 | 0 | 0
10 | 10 | 2 | 0 | 0 | 0 | 0 | 0 | 0 | 0 | 0 | 0
10 | 10 | 3 | 0 | 0 | 0 | 0 | 0 | 0 | 0 | 0 | 0
10 | 10 | 4 | 0 | 0 | 0 | 0 | 0 | 0 | 0 | 0 | 0
10 | 10 | 5 | 0 | 0 | 0 | 0 | 0 | 0 | 0 | 0 | 0
10 | 10 | 6 | 0 | 0 | 0 | 0 | 0 | 0 | 0 | 0 | 0
10 | 10 | 7 | 0 | 0 | 0 | 0 | 0 | 0 | 0 | 0 | 0
10 | 10 | 8 | 0 | 0 | 0 | 0 | 0 | 0 | 0 | 0 | 0
10 | 10 | 9 | 0 | 0 | 0 | 0 | 0 | 0 | 0 | 0 | 0
10 | 10 | 10 | 0 | 0 | 0 | 0 | 0 | 0 | 0 | 0 | 0
10 | 10 | 11 | 0 | 0 | 0 | 0 | 0 | 0 | 0 | 0 | 0
10 | 10 | 12 | 0 | 0 | 0 | 0 | 0 | 0 | 0 | 0 | 0
10 | 10 | 13 | 0 | 0 | 0 | 0 | 0 | 0 | 0 | 0 | 0
10 | 10 | 14 | 0 | 0 | 0 | 0 | 0 | 0 | 0 | 0 | 0
10 | 10 | 15 | 0 | 0 | 0 | 0 | 0 | 0 | 0 | 0 | 0
10 | 10 | 16 | 0 | 0 | 0 | 0 | 0 | 0 | 0 | 0 | 0
10 | 10 | 17 | 0 | 0 | 0 | 0 | 0 | 0 | 0 | 0 | 0
10 | 10 | 18 | 0 | 0 | 0 | 0 | 0 | 0 | 0 | 0 | 0
10 | 10 | 19 | 0 | 0 | 0 | 0 | 0 | 0 | 0 | 0 | 0
10 | 10 | 20 | 0 | 0 | 0 | 0 | 0 | 0 | 0 | 0 | 0
10 | 10 | 21 | 0 | 0 | 0 | 0 | 0 | 0 | 0 | 0 | 0
10 | 10 | 22 | 0 | 0 | 0 | 0 | 0 | 0 | 0 | 0 | 0
10 | 10 | 23 | 0 | 0 | 0 | 0 | 0 | 0 | 0 | 0 | 0
10 | 10 | 24 | 0 | 0 | 0 | 0 | 0 | 0 | 0 | 0 | 0
10 | 11 | 1 | 0 | 0 | 0 | 0 | 0 | 0 | 0 | 0 | 0
10 | 11 | 2 | 0 | 0 | 0 | 0 | 0 | 0 | 0 | 0 | 0
10 | 11 | 3 | 0 | 0 | 0 | 0 | 0 | 0 | 0 | 0 | 0
10 | 11 | 4 | 0 | 0 | 0 | 0 | 0 | 0 | 0 | 0 | 0
10 | 11 | 5 | 0 | 0 | 0 | 0 | 0 | 0 | 0 | 0 | 0
10 | 11 | 6 | 0 | 0 | 0 | 0 | 0 | 0 | 0 | 0 | 0
10 | 11 | 7 | 0 | 0 | 0 | 0 | 0 | 0 | 0 | 0 | 0
10 | 11 | 8 | 0 | 0 | 0 | 0 | 0 | 0 | 0 | 0 | 0
10 | 11 | 9 | 0 | 0 | 0 | 0 | 0 | 0 | 0 | 0 | 0
10 | 11 | 10 | 0 | 0 | 0 | 0 | 0 | 0 | 0 | 0 | 0
10 | 11 | 11 | 0 | 0 | 0 | 0 | 0 | 0 | 0 | 0 | 0
10 | 11 | 12 | 0 | 0 | 0 | 0 | 0 | 0 | 0 | 0 | 0
10 | 11 | 13 | 0 | 0 | 0 | 0 | 0 | 0 | 0 | 0 | 0
10 | 11 | 14 | 0 | 0 | 0 | 0 | 0 | 0 | 0 | 0 | 0
10 | 11 | 15 | 0 | 0 | 0 | 0 | 0 | 0 | 0 | 0 | 0
10 | 11 | 16 | 0 | 0 | 0 | 0 | 0 | 0 | 0 | 0 | 0
10 | 11 | 17 | 0 | 0 | 0 | 0 | 0 | 0 | 0 | 0 | 0
10 | 11 | 18 | 0 | 0 | 0 | 0 | 0 | 0 | 0 | 0 | 0
10 | 11 | 19 | 0 | 0 | 0 | 0 | 0 | 0 | 0 | 0 | 0
10 | 11 | 20 | 0 | 0 | 0 | 0 | 0 | 0 | 0 | 0 | 0
10 | 11 | 21 | 0 | 0 | 0 | 0 | 0 | 0 | 0 | 0 | 0
10 | 11 | 22 | 0 | 0 | 0 | 0 | 0 | 0 | 0 | 0 | 0
10 | 11 | 23 | 0 | 0 | 0 | 0 | 0 | 0 | 0 | 0 | 0
10 | 11 | 24 | 0 | 0 | 0 | 0 | 0 | 0 | 0 | 0 | 0
10 | 12 | 1 | 0 | 0 | 0 | 0 | 0 | 0 | 0 | 0 | 0
10 | 12 | 2 | 0 | 0 | 0 | 0 | 0 | 0 | 0 | 0 | 0
10 | 12 | 3 | 0 | 0 | 0 | 0 | 0 | 0 | 0 | 0 | 0
10 | 12 | 4 | 0 | 0 | 0 | 0 | 0 | 0 | 0 | 0 | 0
10 | 12 | 5 | 0 | 0 | 0 | 0 | 0 | 0 | 0 | 0 | 0
10 | 12 | 6 | 0 | 0 | 0 | 0 | 0 | 0 | 0 | 0 | 0
10 | 12 | 7 | 0 | 0 | 0 | 0 | 0 | 0 | 0 | 0 | 0
10 | 12 | 8 | 0 | 0 | 0 | 0 | 0 | 0 | 0 | 0 | 0
10 | 12 | 9 | 0 | 0 | 0 | 0 | 0 | 0 | 0 | 0 | 0
10 | 12 | 10 | 0 | 0 | 0 | 0 | 0 | 0 | 0 | 0 | 0
10 | 12 | 11 | 0 | 0 | 0 | 0 | 0 | 0 | 0 | 0 | 0
10 | 12 | 12 | 0 | 0 | 0 | 0 | 0 | 0 | 0 | 0 | 0
10 | 12 | 13 | 0 | 0 | 0 | 0 | 0 | 0 | 0 | 0 | 0
10 | 12 | 14 | 0 | 0 | 0 | 0 | 0 | 0 | 0 | 0 | 0
10 | 12 | 15 | 0 | 0 | 0 | 0 | 0 | 0 | 0 | 0 | 0
10 | 12 | 16 | 0 | 0 | 0 | 0 | 0 | 0 | 0 | 0 | 0
10 | 12 | 17 | 0 | 0 | 0 | 0 | 0 | 0 | 0 | 0 | 0
10 | 12 | 18 | 0 | 0 | 0 | 0 | 0 | 0 | 0 | 0 | 0
10 | 12 | 19 | 0 | 0 | 0 | 0 | 0 | 0 | 0 | 0 | 0
10 | 12 | 20 | 0 | 0 | 0 | 0 | 0 | 0 | 0 | 0 | 0
10 | 12 | 21 | 0 | 0 | 0 | 0 | 0 | 0 | 0 | 0 | 0
10 | 12 | 22 | 0 | 0 | 0 | 0 | 0 | 0 | 0 | 0 | 0
10 | 12 | 23 | 0 | 0 | 0 | 0 | 0 | 0 | 0 | 0 | 0
10 | 12 | 24 | 0 | 0 | 0 | 0 | 0 | 0 | 0 | 0 | 0
10 | 13 | 1 | 0 | 0 | 0 | 0 | 0 | 0 | 0 | 0 | 0
10 | 13 | 2 | 0 | 0 | 0 | 0 | 0 | 0 | 0 | 0 | 0
10 | 13 | 3 | 0 | 0 | 0 | 0 | 0 | 0 | 0 | 0 | 0
10 | 13 | 4 | 0 | 0 | 0 | 0 | 0 | 0 | 0 | 0 | 0
10 | 13 | 5 | 0 | 0 | 0 | 0 | 0 | 0 | 0 | 0 | 0
10 | 13 | 6 | 0 | 0 | 0 | 0 | 0 | 0 | 0 | 0 | 0
10 | 13 | 7 | 0 | 0 | 0 | 0 | 0 | 0 | 0 | 0 | 0
10 | 13 | 8 | 0 | 0 | 0 | 0 | 0 | 0 | 0 | 0 | 0
10 | 13 | 9 | 0 | 0 | 0 | 0 | 0 | 0 | 0 | 0 | 0
10 | 13 | 10 | 0 | 0 | 0 | 0 | 0 | 0 | 0 | 0 | 0
10 | 13 | 11 | 0 | 0 | 0 | 0 | 0 | 0 | 0 | 0 | 0
10 | 13 | 12 | 0 | 0 | 0 | 0 | 0 | 0 | 0 | 0 | 0
10 | 13 | 13 | 0 | 0 | 0 | 0 | 0 | 0 | 0 | 0 | 0
10 | 13 | 14 | 0 | 0 | 0 | 0 | 0 | 0 | 0 | 0 | 0
10 | 13 | 15 | 0 | 0 | 0 | 0 | 0 | 0 | 0 | 0 | 0
10 | 13 | 16 | 0 | 0 | 0 | 0 | 0 | 0 | 0 | 0 | 0
10 | 13 | 17 | 0 | 0 | 0 | 0 | 0 | 0 | 0 | 0 | 0
10 | 13 | 18 | 0 | 0 | 0 | 0 | 0 | 0 | 0 | 0 | 0
10 | 13 | 19 | 0 | 0 | 0 | 0 | 0 | 0 | 0 | 0 | 0
10 | 13 | 20 | 0 | 0 | 0 | 0 | 0 | 0 | 0 | 0 | 0
10 | 13 | 21 | 0 | 0 | 0 | 0 | 0 | 0 | 0 | 0 | 0
10 | 13 | 22 | 0 | 0 | 0 | 0 | 0 | 0 | 0 | 0 | 0
10 | 13 | 23 | 0 | 0 | 0 | 0 | 0 | 0 | 0 | 0 | 0
10 | 13 | 24 | 0 | 0 | 0 | 0 | 0 | 0 | 0 | 0 | 0
10 | 14 | 1 | 0 | 0 | 0 | 0 | 0 | 0 | 0 | 0 | 0
10 | 14 | 2 | 0 | 0 | 0 | 0 | 0 | 0 | 0 | 0 | 0
10 | 14 | 3 | 0 | 0 | 0 | 0 | 0 | 0 | 0 | 0 | 0
10 | 14 | 4 | 0 | 0 | 0 | 0 | 0 | 0 | 0 | 0 | 0
10 | 14 | 5 | 0 | 0 | 0 | 0 | 0 | 0 | 0 | 0 | 0
10 | 14 | 6 | 0 | 0 | 0 | 0 | 0 | 0 | 0 | 0 | 0
10 | 14 | 7 | 0 | 0 | 0 | 0 | 0 | 0 | 0 | 0 | 0
10 | 14 | 8 | 0 | 0 | 0 | 0 | 0 | 0 | 0 | 0 | 0
10 | 14 | 9 | 0 | 0 | 0 | 0 | 0 | 0 | 0 | 0 | 0
10 | 14 | 10 | 0 | 0 | 0 | 0 | 0 | 0 | 0 | 0 | 0
10 | 14 | 11 | 0 | 0 | 0 | 0 | 0 | 0 | 0 | 0 | 0
10 | 14 | 12 | 0 | 0 | 0 | 0 | 0 | 0 | 0 | 0 | 0
10 | 14 | 13 | 0 | 0 | 0 | 0 | 0 | 0 | 0 | 0 | 0
10 | 14 | 14 | 0 | 0 | 0 | 0 | 0 | 0 | 0 | 0 | 0
10 | 14 | 15 | 0 | 0 | 0 | 0 | 0 | 0 | 0 | 0 | 0
10 | 14 | 16 | 0 | 0 | 0 | 0 | 0 | 0 | 0 | 0 | 0
10 | 14 | 17 | 0 | 0 | 0 | 0 | 0 | 0 | 0 | 0 | 0
10 | 14 | 18 | 0 | 0 | 0 | 0 | 0 | 0 | 0 | 0 | 0
10 | 14 | 19 | 0 | 0 | 0 | 0 | 0 | 0 | 0 | 0 | 0
10 | 14 | 20 | 0 | 0 | 0 | 0 | 0 | 0 | 0 | 0 | 0
10 | 14 | 21 | 0 | 0 | 0 | 0 | 0 | 0 | 0 | 0 | 0
10 | 14 | 22 | 0 | 0 | 0 | 0 | 0 | 0 | 0 | 0 | 0
10 | 14 | 23 | 0 | 0 | 0 | 0 | 0 | 0 | 0 | 0 | 0
10 | 14 | 24 | 0 | 0 | 0 | 0 | 0 | 0 | 0 | 0 | 0
10 | 15 | 1 | 0 | 0 | 0 | 0 | 0 | 0 | 0 | 0 | 0
10 | 15 | 2 | 0 | 0 | 0 | 0 | 0 | 0 | 0 | 0 | 0
10 | 15 | 3 | 0 | 0 | 0 | 0 | 0 | 0 | 0 | 0 | 0
10 | 15 | 4 | 0 | 0 | 0 | 0 | 0 | 0 | 0 | 0 | 0
10 | 15 | 5 | 0 | 0 | 0 | 0 | 0 | 0 | 0 | 0 | 0
10 | 15 | 6 | 0 | 0 | 0 | 0 | 0 | 0 | 0 | 0 | 0
10 | 15 | 7 | 0 | 0 | 0 | 0 | 0 | 0 | 0 | 0 | 0
10 | 15 | 8 | 0 | 0 | 0 | 0 | 0 | 0 | 0 | 0 | 0
10 | 15 | 9 | 0 | 0 | 0 | 0 | 0 | 0 | 0 | 0 | 0
10 | 15 | 10 | 0 | 0 | 0 | 0 | 0 | 0 | 0 | 0 | 0
10 | 15 | 11 | 0 | 0 | 0 | 0 | 0 | 0 | 0 | 0 | 0
10 | 15 | 12 | 0 | 0 | 0 | 0 | 0 | 0 | 0 | 0 | 0
10 | 15 | 13 | 0 | 0 | 0 | 0 | 0 | 0 | 0 | 0 | 0
10 | 15 | 14 | 0 | 0 | 0 | 0 | 0 | 0 | 0 | 0 | 0
10 | 15 | 15 | 0 | 0 | 0 | 0 | 0 | 0 | 0 | 0 | 0
10 | 15 | 16 | 0 | 0 | 0 | 0 | 0 | 0 | 0 | 0 | 0
10 | 15 | 17 | 0 | 0 | 0 | 0 | 0 | 0 | 0 | 0 | 0
10 | 15 | 18 | 0 | 0 | 0 | 0 | 0 | 0 | 0 | 0 | 0
10 | 15 | 19 | 0 | 0 | 0 | 0 | 0 | 0 | 0 | 0 | 0
10 | 15 | 20 | 0 | 0 | 0 | 0 | 0 | 0 | 0 | 0 | 0
10 | 15 | 21 | 0 | 0 | 0 | 0 | 0 | 0 | 0 | 0 | 0
10 | 15 | 22 | 0 | 0 | 0 | 0 | 0 | 0 | 0 | 0 | 0
10 | 15 | 23 | 0 | 0 | 0 | 0 | 0 | 0 | 0 | 0 | 0
10 | 15 | 24 | 0 | 0 | 0 | 0 | 0 | 0 | 0 | 0 | 0
10 | 16 | 1 | 0 | 0 | 0 | 0 | 0 | 0 | 0 | 0 | 0
10 | 16 | 2 | 0 | 0 | 0 | 0 | 0 | 0 | 0 | 0 | 0
10 | 16 | 3 | 0 | 0 | 0 | 0 | 0 | 0 | 0 | 0 | 0
10 | 16 | 4 | 0 | 0 | 0 | 0 | 0 | 0 | 0 | 0 | 0
10 | 16 | 5 | 0 | 0 | 0 | 0 | 0 | 0 | 0 | 0 | 0
10 | 16 | 6 | 0 | 0 | 0 | 0 | 0 | 0 | 0 | 0 | 0
10 | 16 | 7 | 0 | 0 | 0 | 0 | 0 | 0 | 0 | 0 | 0
10 | 16 | 8 | 0 | 0 | 0 | 0 | 0 | 0 | 0 | 0 | 0
10 | 16 | 9 | 0 | 0 | 0 | 0 | 0 | 0 | 0 | 0 | 0
10 | 16 | 10 | 0 | 0 | 0 | 0 | 0 | 0 | 0 | 0 | 0
10 | 16 | 11 | 0 | 0 | 0 | 0 | 0 | 0 | 0 | 0 | 0
10 | 16 | 12 | 0 | 0 | 0 | 0 | 0 | 0 | 0 | 0 | 0
10 | 16 | 13 | 0 | 0 | 0 | 0 | 0 | 0 | 0 | 0 | 0
10 | 16 | 14 | 0 | 0 | 0 | 0 | 0 | 0 | 0 | 0 | 0
10 | 16 | 15 | 0 | 0 | 0 | 0 | 0 | 0 | 0 | 0 | 0
10 | 16 | 16 | 0 | 0 | 0 | 0 | 0 | 0 | 0 | 0 | 0
10 | 16 | 17 | 0 | 0 | 0 | 0 | 0 | 0 | 0 | 0 | 0
10 | 16 | 18 | 0 | 0 | 0 | 0 | 0 | 0 | 0 | 0 | 0
10 | 16 | 19 | 0 | 0 | 0 | 0 | 0 | 0 | 0 | 0 | 0
10 | 16 | 20 | 0 | 0 | 0 | 0 | 0 | 0 | 0 | 0 | 0
10 | 16 | 21 | 0 | 0 | 0 | 0 | 0 | 0 | 0 | 0 | 0
10 | 16 | 22 | 0 | 0 | 0 | 0 | 0 | 0 | 0 | 0 | 0
10 | 16 | 23 | 0 | 0 | 0 | 0 | 0 | 0 | 0 | 0 | 0
10 | 16 | 24 | 0 | 0 | 0 | 0 | 0 | 0 | 0 | 0 | 0
10 | 17 | 1 | 0 | 0 | 0 | 0 | 0 | 0 | 0 | 0 | 0
10 | 17 | 2 | 0 | 0 | 0 | 0 | 0 | 0 | 0 | 0 | 0
10 | 17 | 3 | 0 | 0 | 0 | 0 | 0 | 0 | 0 | 0 | 0
10 | 17 | 4 | 0 | 0 | 0 | 0 | 0 | 0 | 0 | 0 | 0
10 | 17 | 5 | 0 | 0 | 0 | 0 | 0 | 0 | 0 | 0 | 0
10 | 17 | 6 | 0 | 0 | 0 | 0 | 0 | 0 | 0 | 0 | 0
10 | 17 | 7 | 0 | 0 | 0 | 0 | 0 | 0 | 0 | 0 | 0
10 | 17 | 8 | 0 | 0 | 0 | 0 | 0 | 0 | 0 | 0 | 0
10 | 17 | 9 | 0 | 0 | 0 | 0 | 0 | 0 | 0 | 0 | 0
10 | 17 | 10 | 0 | 0 | 0 | 0 | 0 | 0 | 0 | 0 | 0
10 | 17 | 11 | 0 | 0 | 0 | 0 | 0 | 0 | 0 | 0 | 0
10 | 17 | 12 | 0 | 0 | 0 | 0 | 0 | 0 | 0 | 0 | 0
10 | 17 | 13 | 0 | 0 | 0 | 0 | 0 | 0 | 0 | 0 | 0
10 | 17 | 14 | 0 | 0 | 0 | 0 | 0 | 0 | 0 | 0 | 0
10 | 17 | 15 | 0 | 0 | 0 | 0 | 0 | 0 | 0 | 0 | 0
10 | 17 | 16 | 0 | 0 | 0 | 0 | 0 | 0 | 0 | 0 | 0
10 | 17 | 17 | 0 | 0 | 0 | 0 | 0 | 0 | 0 | 0 | 0
10 | 17 | 18 | 0 | 0 | 0 | 0 | 0 | 0 | 0 | 0 | 0
10 | 17 | 19 | 0 | 0 | 0 | 0 | 0 | 0 | 0 | 0 | 0
10 | 17 | 20 | 0 | 0 | 0 | 0 | 0 | 0 | 0 | 0 | 0
10 | 17 | 21 | 0 | 0 | 0 | 0 | 0 | 0 | 0 | 0 | 0
10 | 17 | 22 | 0 | 0 | 0 | 0 | 0 | 0 | 0 | 0 | 0
10 | 17 | 23 | 0 | 0 | 0 | 0 | 0 | 0 | 0 | 0 | 0
10 | 17 | 24 | 0 | 0 | 0 | 0 | 0 | 0 | 0 | 0 | 0
10 | 18 | 1 | 0 | 0 | 0 | 0 | 0 | 0 | 0 | 0 | 0
10 | 18 | 2 | 0 | 0 | 0 | 0 | 0 | 0 | 0 | 0 | 0
10 | 18 | 3 | 0 | 0 | 0 | 0 | 0 | 0 | 0 | 0 | 0
10 | 18 | 4 | 0 | 0 | 0 | 0 | 0 | 0 | 0 | 0 | 0
10 | 18 | 5 | 0 | 0 | 0 | 0 | 0 | 0 | 0 | 0 | 0
10 | 18 | 6 | 0 | 0 | 0 | 0 | 0 | 0 | 0 | 0 | 0
10 | 18 | 7 | 0 | 0 | 0 | 0 | 0 | 0 | 0 | 0 | 0
10 | 18 | 8 | 0 | 0 | 0 | 0 | 0 | 0 | 0 | 0 | 0
10 | 18 | 9 | 0 | 0 | 0 | 0 | 0 | 0 | 0 | 0 | 0
10 | 18 | 10 | 0 | 0 | 0 | 0 | 0 | 0 | 0 | 0 | 0
10 | 18 | 11 | 0 | 0 | 0 | 0 | 0 | 0 | 0 | 0 | 0
10 | 18 | 12 | 0 | 0 | 0 | 0 | 0 | 0 | 0 | 0 | 0
10 | 18 | 13 | 0 | 0 | 0 | 0 | 0 | 0 | 0 | 0 | 0
10 | 18 | 14 | 0 | 0 | 0 | 0 | 0 | 0 | 0 | 0 | 0
10 | 18 | 15 | 0 | 0 | 0 | 0 | 0 | 0 | 0 | 0 | 0
10 | 18 | 16 | 0 | 0 | 0 | 0 | 0 | 0 | 0 | 0 | 0
10 | 18 | 17 | 0 | 0 | 0 | 0 | 0 | 0 | 0 | 0 | 0
10 | 18 | 18 | 0 | 0 | 0 | 0 | 0 | 0 | 0 | 0 | 0
10 | 18 | 19 | 0 | 0 | 0 | 0 | 0 | 0 | 0 | 0 | 0
10 | 18 | 20 | 0 | 0 | 0 | 0 | 0 | 0 | 0 | 0 | 0
10 | 18 | 21 | 0 | 0 | 0 | 0 | 0 | 0 | 0 | 0 | 0
10 | 18 | 22 | 0 | 0 | 0 | 0 | 0 | 0 | 0 | 0 | 0
10 | 18 | 23 | 0 | 0 | 0 | 0 | 0 | 0 | 0 | 0 | 0
10 | 18 | 24 | 0 | 0 | 0 | 0 | 0 | 0 | 0 | 0 | 0
10 | 19 | 1 | 0 | 0 | 0 | 0 | 0 | 0 | 0 | 0 | 0
10 | 19 | 2 | 0 | 0 | 0 | 0 | 0 | 0 | 0 | 0 | 0
10 | 19 | 3 | 0 | 0 | 0 | 0 | 0 | 0 | 0 | 0 | 0
10 | 19 | 4 | 0 | 0 | 0 | 0 | 0 | 0 | 0 | 0 | 0
10 | 19 | 5 | 0 | 0 | 0 | 0 | 0 | 0 | 0 | 0 | 0
10 | 19 | 6 | 0 | 0 | 0 | 0 | 0 | 0 | 0 | 0 | 0
10 | 19 | 7 | 0 | 0 | 0 | 0 | 0 | 0 | 0 | 0 | 0
10 | 19 | 8 | 0 | 0 | 0 | 0 | 0 | 0 | 0 | 0 | 0
10 | 19 | 9 | 0 | 0 | 0 | 0 | 0 | 0 | 0 | 0 | 0
10 | 19 | 10 | 0 | 0 | 0 | 0 | 0 | 0 | 0 | 0 | 0
10 | 19 | 11 | 0 | 0 | 0 | 0 | 0 | 0 | 0 | 0 | 0
10 | 19 | 12 | 0 | 0 | 0 | 0 | 0 | 0 | 0 | 0 | 0
10 | 19 | 13 | 0 | 0 | 0 | 0 | 0 | 0 | 0 | 0 | 0
10 | 19 | 14 | 0 | 0 | 0 | 0 | 0 | 0 | 0 | 0 | 0
10 | 19 | 15 | 0 | 0 | 0 | 0 | 0 | 0 | 0 | 0 | 0
10 | 19 | 16 | 0 | 0 | 0 | 0 | 0 | 0 | 0 | 0 | 0
10 | 19 | 17 | 0 | 0 | 0 | 0 | 0 | 0 | 0 | 0 | 0
10 | 19 | 18 | 0 | 0 | 0 | 0 | 0 | 0 | 0 | 0 | 0
10 | 19 | 19 | 0 | 0 | 0 | 0 | 0 | 0 | 0 | 0 | 0
10 | 19 | 20 | 0 | 0 | 0 | 0 | 0 | 0 | 0 | 0 | 0
10 | 19 | 21 | 0 | 0 | 0 | 0 | 0 | 0 | 0 | 0 | 0
10 | 19 | 22 | 0 | 0 | 0 | 0 | 0 | 0 | 0 | 0 | 0
10 | 19 | 23 | 0 | 0 | 0 | 0 | 0 | 0 | 0 | 0 | 0
10 | 19 | 24 | 0 | 0 | 0 | 0 | 0 | 0 | 0 | 0 | 0
10 | 20 | 1 | 0 | 0 | 0 | 0 | 0 | 0 | 0 | 0 | 0
10 | 20 | 2 | 0 | 0 | 0 | 0 | 0 | 0 | 0 | 0 | 0
10 | 20 | 3 | 0 | 0 | 0 | 0 | 0 | 0 | 0 | 0 | 0
10 | 20 | 4 | 0 | 0 | 0 | 0 | 0 | 0 | 0 | 0 | 0
10 | 20 | 5 | 0 | 0 | 0 | 0 | 0 | 0 | 0 | 0 | 0
10 | 20 | 6 | 0 | 0 | 0 | 0 | 0 | 0 | 0 | 0 | 0
10 | 20 | 7 | 0 | 0 | 0 | 0 | 0 | 0 | 0 | 0 | 0
10 | 20 | 8 | 0 | 0 | 0 | 0 | 0 | 0 | 0 | 0 | 0
10 | 20 | 9 | 0 | 0 | 0 | 0 | 0 | 0 | 0 | 0 | 0
10 | 20 | 10 | 0 | 0 | 0 | 0 | 0 | 0 | 0 | 0 | 0
10 | 20 | 11 | 0 | 0 | 0 | 0 | 0 | 0 | 0 | 0 | 0
10 | 20 | 12 | 0 | 0 | 0 | 0 | 0 | 0 | 0 | 0 | 0
10 | 20 | 13 | 0 | 0 | 0 | 0 | 0 | 0 | 0 | 0 | 0
10 | 20 | 14 | 0 | 0 | 0 | 0 | 0 | 0 | 0 | 0 | 0
10 | 20 | 15 | 0 | 0 | 0 | 0 | 0 | 0 | 0 | 0 | 0
10 | 20 | 16 | 0 | 0 | 0 | 0 | 0 | 0 | 0 | 0 | 0
10 | 20 | 17 | 0 | 0 | 0 | 0 | 0 | 0 | 0 | 0 | 0
10 | 20 | 18 | 0 | 0 | 0 | 0 | 0 | 0 | 0 | 0 | 0
10 | 20 | 19 | 0 | 0 | 0 | 0 | 0 | 0 | 0 | 0 | 0
10 | 20 | 20 | 0 | 0 | 0 | 0 | 0 | 0 | 0 | 0 | 0
10 | 20 | 21 | 0 | 0 | 0 | 0 | 0 | 0 | 0 | 0 | 0
10 | 20 | 22 | 0 | 0 | 0 | 0 | 0 | 0 | 0 | 0 | 0
10 | 20 | 23 | 0 | 0 | 0 | 0 | 0 | 0 | 0 | 0 | 0
10 | 20 | 24 | 0 | 0 | 0 | 0 | 0 | 0 | 0 | 0 | 0
10 | 21 | 1 | 0 | 0 | 0 | 0 | 0 | 0 | 0 | 0 | 0
10 | 21 | 2 | 0 | 0 | 0 | 0 | 0 | 0 | 0 | 0 | 0
10 | 21 | 3 | 0 | 0 | 0 | 0 | 0 | 0 | 0 | 0 | 0
10 | 21 | 4 | 0 | 0 | 0 | 0 | 0 | 0 | 0 | 0 | 0
10 | 21 | 5 | 0 | 0 | 0 | 0 | 0 | 0 | 0 | 0 | 0
10 | 21 | 6 | 0 | 0 | 0 | 0 | 0 | 0 | 0 | 0 | 0
10 | 21 | 7 | 0 | 0 | 0 | 0 | 0 | 0 | 0 | 0 | 0
10 | 21 | 8 | 0 | 0 | 0 | 0 | 0 | 0 | 0 | 0 | 0
10 | 21 | 9 | 0 | 0 | 0 | 0 | 0 | 0 | 0 | 0 | 0
10 | 21 | 10 | 0 | 0 | 0 | 0 | 0 | 0 | 0 | 0 | 0
10 | 21 | 11 | 0 | 0 | 0 | 0 | 0 | 0 | 0 | 0 | 0
10 | 21 | 12 | 0 | 0 | 0 | 0 | 0 | 0 | 0 | 0 | 0
10 | 21 | 13 | 0 | 0 | 0 | 0 | 0 | 0 | 0 | 0 | 0
10 | 21 | 14 | 0 | 0 | 0 | 0 | 0 | 0 | 0 | 0 | 0
10 | 21 | 15 | 0 | 0 | 0 | 0 | 0 | 0 | 0 | 0 | 0
10 | 21 | 16 | 0 | 0 | 0 | 0 | 0 | 0 | 0 | 0 | 0
10 | 21 | 17 | 0 | 0 | 0 | 0 | 0 | 0 | 0 | 0 | 0
10 | 21 | 18 | 0 | 0 | 0 | 0 | 0 | 0 | 0 | 0 | 0
10 | 21 | 19 | 0 | 0 | 0 | 0 | 0 | 0 | 0 | 0 | 0
10 | 21 | 20 | 0 | 0 | 0 | 0 | 0 | 0 | 0 | 0 | 0
10 | 21 | 21 | 0 | 0 | 0 | 0 | 0 | 0 | 0 | 0 | 0
10 | 21 | 22 | 0 | 0 | 0 | 0 | 0 | 0 | 0 | 0 | 0
10 | 21 | 23 | 0 | 0 | 0 | 0 | 0 | 0 | 0 | 0 | 0
10 | 21 | 24 | 0 | 0 | 0 | 0 | 0 | 0 | 0 | 0 | 0
10 | 22 | 1 | 0 | 0 | 0 | 0 | 0 | 0 | 0 | 0 | 0
10 | 22 | 2 | 0 | 0 | 0 | 0 | 0 | 0 | 0 | 0 | 0
10 | 22 | 3 | 0 | 0 | 0 | 0 | 0 | 0 | 0 | 0 | 0
10 | 22 | 4 | 0 | 0 | 0 | 0 | 0 | 0 | 0 | 0 | 0
10 | 22 | 5 | 0 | 0 | 0 | 0 | 0 | 0 | 0 | 0 | 0
10 | 22 | 6 | 0 | 0 | 0 | 0 | 0 | 0 | 0 | 0 | 0
10 | 22 | 7 | 0 | 0 | 0 | 0 | 0 | 0 | 0 | 0 | 0
10 | 22 | 8 | 0 | 0 | 0 | 0 | 0 | 0 | 0 | 0 | 0
10 | 22 | 9 | 0 | 0 | 0 | 0 | 0 | 0 | 0 | 0 | 0
10 | 22 | 10 | 0 | 0 | 0 | 0 | 0 | 0 | 0 | 0 | 0
10 | 22 | 11 | 0 | 0 | 0 | 0 | 0 | 0 | 0 | 0 | 0
10 | 22 | 12 | 0 | 0 | 0 | 0 | 0 | 0 | 0 | 0 | 0
10 | 22 | 13 | 0 | 0 | 0 | 0 | 0 | 0 | 0 | 0 | 0
10 | 22 | 14 | 0 | 0 | 0 | 0 | 0 | 0 | 0 | 0 | 0
10 | 22 | 15 | 0 | 0 | 0 | 0 | 0 | 0 | 0 | 0 | 0
10 | 22 | 16 | 0 | 0 | 0 | 0 | 0 | 0 | 0 | 0 | 0
10 | 22 | 17 | 0 | 0 | 0 | 0 | 0 | 0 | 0 | 0 | 0
10 | 22 | 18 | 0 | 0 | 0 | 0 | 0 | 0 | 0 | 0 | 0
10 | 22 | 19 | 0 | 0 | 0 | 0 | 0 | 0 | 0 | 0 | 0
10 | 22 | 20 | 0 | 0 | 0 | 0 | 0 | 0 | 0 | 0 | 0
10 | 22 | 21 | 0 | 0 | 0 | 0 | 0 | 0 | 0 | 0 | 0
10 | 22 | 22 | 0 | 0 | 0 | 0 | 0 | 0 | 0 | 0 | 0
10 | 22 | 23 | 0 | 0 | 0 | 0 | 0 | 0 | 0 | 0 | 0
10 | 22 | 24 | 0 | 0 | 0 | 0 | 0 | 0 | 0 | 0 | 0
10 | 23 | 1 | 0 | 0 | 0 | 0 | 0 | 0 | 0 | 0 | 0
10 | 23 | 2 | 0 | 0 | 0 | 0 | 0 | 0 | 0 | 0 | 0
10 | 23 | 3 | 0 | 0 | 0 | 0 | 0 | 0 | 0 | 0 | 0
10 | 23 | 4 | 0 | 0 | 0 | 0 | 0 | 0 | 0 | 0 | 0
10 | 23 | 5 | 0 | 0 | 0 | 0 | 0 | 0 | 0 | 0 | 0
10 | 23 | 6 | 0 | 0 | 0 | 0 | 0 | 0 | 0 | 0 | 0
10 | 23 | 7 | 0 | 0 | 0 | 0 | 0 | 0 | 0 | 0 | 0
10 | 23 | 8 | 0 | 0 | 0 | 0 | 0 | 0 | 0 | 0 | 0
10 | 23 | 9 | 0 | 0 | 0 | 0 | 0 | 0 | 0 | 0 | 0
10 | 23 | 10 | 0 | 0 | 0 | 0 | 0 | 0 | 0 | 0 | 0
10 | 23 | 11 | 0 | 0 | 0 | 0 | 0 | 0 | 0 | 0 | 0
10 | 23 | 12 | 0 | 0 | 0 | 0 | 0 | 0 | 0 | 0 | 0
10 | 23 | 13 | 0 | 0 | 0 | 0 | 0 | 0 | 0 | 0 | 0
10 | 23 | 14 | 0 | 0 | 0 | 0 | 0 | 0 | 0 | 0 | 0
10 | 23 | 15 | 0 | 0 | 0 | 0 | 0 | 0 | 0 | 0 | 0
10 | 23 | 16 | 0 | 0 | 0 | 0 | 0 | 0 | 0 | 0 | 0
10 | 23 | 17 | 0 | 0 | 0 | 0 | 0 | 0 | 0 | 0 | 0
10 | 23 | 18 | 0 | 0 | 0 | 0 | 0 | 0 | 0 | 0 | 0
10 | 23 | 19 | 0 | 0 | 0 | 0 | 0 | 0 | 0 | 0 | 0
10 | 23 | 20 | 0 | 0 | 0 | 0 | 0 | 0 | 0 | 0 | 0
10 | 23 | 21 | 0 | 0 | 0 | 0 | 0 | 0 | 0 | 0 | 0
10 | 23 | 22 | 0 | 0 | 0 | 0 | 0 | 0 | 0 | 0 | 0
10 | 23 | 23 | 0 | 0 | 0 | 0 | 0 | 0 | 0 | 0 | 0
10 | 23 | 24 | 0 | 0 | 0 | 0 | 0 | 0 | 0 | 0 | 0
10 | 24 | 1 | 0 | 0 | 0 | 0 | 0 | 0 | 0 | 0 | 0
10 | 24 | 2 | 0 | 0 | 0 | 0 | 0 | 0 | 0 | 0 | 0
10 | 24 | 3 | 0 | 0 | 0 | 0 | 0 | 0 | 0 | 0 | 0
10 | 24 | 4 | 0 | 0 | 0 | 0 | 0 | 0 | 0 | 0 | 0
10 | 24 | 5 | 0 | 0 | 0 | 0 | 0 | 0 | 0 | 0 | 0
10 | 24 | 6 | 0 | 0 | 0 | 0 | 0 | 0 | 0 | 0 | 0
10 | 24 | 7 | 0 | 0 | 0 | 0 | 0 | 0 | 0 | 0 | 0
10 | 24 | 8 | 0 | 0 | 0 | 0 | 0 | 0 | 0 | 0 | 0
10 | 24 | 9 | 0 | 0 | 0 | 0 | 0 | 0 | 0 | 0 | 0
10 | 24 | 10 | 0 | 0 | 0 | 0 | 0 | 0 | 0 | 0 | 0
10 | 24 | 11 | 0 | 0 | 0 | 0 | 0 | 0 | 0 | 0 | 0
10 | 24 | 12 | 0 | 0 | 0 | 0 | 0 | 0 | 0 | 0 | 0
10 | 24 | 13 | 0 | 0 | 0 | 0 | 0 | 0 | 0 | 0 | 0
10 | 24 | 14 | 0 | 0 | 0 | 0 | 0 | 0 | 0 | 0 | 0
10 | 24 | 15 | 0 | 0 | 0 | 0 | 0 | 0 | 0 | 0 | 0
10 | 24 | 16 | 0 | 0 | 0 | 0 | 0 | 0 | 0 | 0 | 0
10 | 24 | 17 | 0 | 0 | 0 | 0 | 0 | 0 | 0 | 0 | 0
10 | 24 | 18 | 0 | 0 | 0 | 0 | 0 | 0 | 0 | 0 | 0
10 | 24 | 19 | 0 | 0 | 0 | 0 | 0 | 0 | 0 | 0 | 0
10 | 24 | 20 | 0 | 0 | 0 | 0 | 0 | 0 | 0 | 0 | 0
10 | 24 | 21 | 0 | 0 | 0 | 0 | 0 | 0 | 0 | 0 | 0
10 | 24 | 22 | 0 | 0 | 0 | 0 | 0 | 0 | 0 | 0 | 0
10 | 24 | 23 | 0 | 0 | 0 | 0 | 0 | 0 | 0 | 0 | 0
10 | 24 | 24 | 0 | 0 | 0 | 0 | 0 | 0 | 0 | 0 | 0
10 | 25 | 1 | 0 | 0 | 0 | 0 | 0 | 0 | 0 | 0 | 0
10 | 25 | 2 | 0 | 0 | 0 | 0 | 0 | 0 | 0 | 0 | 0
10 | 25 | 3 | 0 | 0 | 0 | 0 | 0 | 0 | 0 | 0 | 0
10 | 25 | 4 | 0 | 0 | 0 | 0 | 0 | 0 | 0 | 0 | 0
10 | 25 | 5 | 0 | 0 | 0 | 0 | 0 | 0 | 0 | 0 | 0
10 | 25 | 6 | 0 | 0 | 0 | 0 | 0 | 0 | 0 | 0 | 0
10 | 25 | 7 | 0 | 0 | 0 | 0 | 0 | 0 | 0 | 0 | 0
10 | 25 | 8 | 0 | 0 | 0 | 0 | 0 | 0 | 0 | 0 | 0
10 | 25 | 9 | 0 | 0 | 0 | 0 | 0 | 0 | 0 | 0 | 0
10 | 25 | 10 | 0 | 0 | 0 | 0 | 0 | 0 | 0 | 0 | 0
10 | 25 | 11 | 0 | 0 | 0 | 0 | 0 | 0 | 0 | 0 | 0
10 | 25 | 12 | 0 | 0 | 0 | 0 | 0 | 0 | 0 | 0 | 0
10 | 25 | 13 | 0 | 0 | 0 | 0 | 0 | 0 | 0 | 0 | 0
10 | 25 | 14 | 0 | 0 | 0 | 0 | 0 | 0 | 0 | 0 | 0
10 | 25 | 15 | 0 | 0 | 0 | 0 | 0 | 0 | 0 | 0 | 0
10 | 25 | 16 | 0 | 0 | 0 | 0 | 0 | 0 | 0 | 0 | 0
10 | 25 | 17 | 0 | 0 | 0 | 0 | 0 | 0 | 0 | 0 | 0
10 | 25 | 18 | 0 | 0 | 0 | 0 | 0 | 0 | 0 | 0 | 0
10 | 25 | 19 | 0 | 0 | 0 | 0 | 0 | 0 | 0 | 0 | 0
10 | 25 | 20 | 0 | 0 | 0 | 0 | 0 | 0 | 0 | 0 | 0
10 | 25 | 21 | 0 | 0 | 0 | 0 | 0 | 0 | 0 | 0 | 0
10 | 25 | 22 | 0 | 0 | 0 | 0 | 0 | 0 | 0 | 0 | 0
10 | 25 | 23 | 0 | 0 | 0 | 0 | 0 | 0 | 0 | 0 | 0
10 | 25 | 24 | 0 | 0 | 0 | 0 | 0 | 0 | 0 | 0 | 0
10 | 26 | 1 | 0 | 0 | 0 | 0 | 0 | 0 | 0 | 0 | 0
10 | 26 | 2 | 0 | 0 | 0 | 0 | 0 | 0 | 0 | 0 | 0
10 | 26 | 3 | 0 | 0 | 0 | 0 | 0 | 0 | 0 | 0 | 0
10 | 26 | 4 | 0 | 0 | 0 | 0 | 0 | 0 | 0 | 0 | 0
10 | 26 | 5 | 0 | 0 | 0 | 0 | 0 | 0 | 0 | 0 | 0
10 | 26 | 6 | 0 | 0 | 0 | 0 | 0 | 0 | 0 | 0 | 0
10 | 26 | 7 | 0 | 0 | 0 | 0 | 0 | 0 | 0 | 0 | 0
10 | 26 | 8 | 0 | 0 | 0 | 0 | 0 | 0 | 0 | 0 | 0
10 | 26 | 9 | 0 | 0 | 0 | 0 | 0 | 0 | 0 | 0 | 0
10 | 26 | 10 | 0 | 0 | 0 | 0 | 0 | 0 | 0 | 0 | 0
10 | 26 | 11 | 0 | 0 | 0 | 0 | 0 | 0 | 0 | 0 | 0
10 | 26 | 12 | 0 | 0 | 0 | 0 | 0 | 0 | 0 | 0 | 0
10 | 26 | 13 | 0 | 0 | 0 | 0 | 0 | 0 | 0 | 0 | 0
10 | 26 | 14 | 0 | 0 | 0 | 0 | 0 | 0 | 0 | 0 | 0
10 | 26 | 15 | 0 | 0 | 0 | 0 | 0 | 0 | 0 | 0 | 0
10 | 26 | 16 | 0 | 0 | 0 | 0 | 0 | 0 | 0 | 0 | 0
10 | 26 | 17 | 0 | 0 | 0 | 0 | 0 | 0 | 0 | 0 | 0
10 | 26 | 18 | 0 | 0 | 0 | 0 | 0 | 0 | 0 | 0 | 0
10 | 26 | 19 | 0 | 0 | 0 | 0 | 0 | 0 | 0 | 0 | 0
10 | 26 | 20 | 0 | 0 | 0 | 0 | 0 | 0 | 0 | 0 | 0
10 | 26 | 21 | 0 | 0 | 0 | 0 | 0 | 0 | 0 | 0 | 0
10 | 26 | 22 | 0 | 0 | 0 | 0 | 0 | 0 | 0 | 0 | 0
10 | 26 | 23 | 0 | 0 | 0 | 0 | 0 | 0 | 0 | 0 | 0
10 | 26 | 24 | 0 | 0 | 0 | 0 | 0 | 0 | 0 | 0 | 0
10 | 27 | 1 | 0 | 0 | 0 | 0 | 0 | 0 | 0 | 0 | 0
10 | 27 | 2 | 0 | 0 | 0 | 0 | 0 | 0 | 0 | 0 | 0
10 | 27 | 3 | 0 | 0 | 0 | 0 | 0 | 0 | 0 | 0 | 0
10 | 27 | 4 | 0 | 0 | 0 | 0 | 0 | 0 | 0 | 0 | 0
10 | 27 | 5 | 0 | 0 | 0 | 0 | 0 | 0 | 0 | 0 | 0
10 | 27 | 6 | 0 | 0 | 0 | 0 | 0 | 0 | 0 | 0 | 0
10 | 27 | 7 | 0 | 0 | 0 | 0 | 0 | 0 | 0 | 0 | 0
10 | 27 | 8 | 0 | 0 | 0 | 0 | 0 | 0 | 0 | 0 | 0
10 | 27 | 9 | 0 | 0 | 0 | 0 | 0 | 0 | 0 | 0 | 0
10 | 27 | 10 | 0 | 0 | 0 | 0 | 0 | 0 | 0 | 0 | 0
10 | 27 | 11 | 0 | 0 | 0 | 0 | 0 | 0 | 0 | 0 | 0
10 | 27 | 12 | 0 | 0 | 0 | 0 | 0 | 0 | 0 | 0 | 0
10 | 27 | 13 | 0 | 0 | 0 | 0 | 0 | 0 | 0 | 0 | 0
10 | 27 | 14 | 0 | 0 | 0 | 0 | 0 | 0 | 0 | 0 | 0
10 | 27 | 15 | 0 | 0 | 0 | 0 | 0 | 0 | 0 | 0 | 0
10 | 27 | 16 | 0 | 0 | 0 | 0 | 0 | 0 | 0 | 0 | 0
10 | 27 | 17 | 0 | 0 | 0 | 0 | 0 | 0 | 0 | 0 | 0
10 | 27 | 18 | 0 | 0 | 0 | 0 | 0 | 0 | 0 | 0 | 0
10 | 27 | 19 | 0 | 0 | 0 | 0 | 0 | 0 | 0 | 0 | 0
10 | 27 | 20 | 0 | 0 | 0 | 0 | 0 | 0 | 0 | 0 | 0
10 | 27 | 21 | 0 | 0 | 0 | 0 | 0 | 0 | 0 | 0 | 0
10 | 27 | 22 | 0 | 0 | 0 | 0 | 0 | 0 | 0 | 0 | 0
10 | 27 | 23 | 0 | 0 | 0 | 0 | 0 | 0 | 0 | 0 | 0
10 | 27 | 24 | 0 | 0 | 0 | 0 | 0 | 0 | 0 | 0 | 0
10 | 28 | 1 | 0 | 0 | 0 | 0 | 0 | 0 | 0 | 0 | 0
10 | 28 | 2 | 0 | 0 | 0 | 0 | 0 | 0 | 0 | 0 | 0
10 | 28 | 3 | 0 | 0 | 0 | 0 | 0 | 0 | 0 | 0 | 0
10 | 28 | 4 | 0 | 0 | 0 | 0 | 0 | 0 | 0 | 0 | 0
10 | 28 | 5 | 0 | 0 | 0 | 0 | 0 | 0 | 0 | 0 | 0
10 | 28 | 6 | 0 | 0 | 0 | 0 | 0 | 0 | 0 | 0 | 0
10 | 28 | 7 | 0 | 0 | 0 | 0 | 0 | 0 | 0 | 0 | 0
10 | 28 | 8 | 0 | 0 | 0 | 0 | 0 | 0 | 0 | 0 | 0
10 | 28 | 9 | 0 | 0 | 0 | 0 | 0 | 0 | 0 | 0 | 0
10 | 28 | 10 | 0 | 0 | 0 | 0 | 0 | 0 | 0 | 0 | 0
10 | 28 | 11 | 0 | 0 | 0 | 0 | 0 | 0 | 0 | 0 | 0
10 | 28 | 12 | 0 | 0 | 0 | 0 | 0 | 0 | 0 | 0 | 0
10 | 28 | 13 | 0 | 0 | 0 | 0 | 0 | 0 | 0 | 0 | 0
10 | 28 | 14 | 0 | 0 | 0 | 0 | 0 | 0 | 0 | 0 | 0
10 | 28 | 15 | 0 | 0 | 0 | 0 | 0 | 0 | 0 | 0 | 0
10 | 28 | 16 | 0 | 0 | 0 | 0 | 0 | 0 | 0 | 0 | 0
10 | 28 | 17 | 0 | 0 | 0 | 0 | 0 | 0 | 0 | 0 | 0
10 | 28 | 18 | 0 | 0 | 0 | 0 | 0 | 0 | 0 | 0 | 0
10 | 28 | 19 | 0 | 0 | 0 | 0 | 0 | 0 | 0 | 0 | 0
10 | 28 | 20 | 0 | 0 | 0 | 0 | 0 | 0 | 0 | 0 | 0
10 | 28 | 21 | 0 | 0 | 0 | 0 | 0 | 0 | 0 | 0 | 0
10 | 28 | 22 | 0 | 0 | 0 | 0 | 0 | 0 | 0 | 0 | 0
10 | 28 | 23 | 0 | 0 | 0 | 0 | 0 | 0 | 0 | 0 | 0
10 | 28 | 24 | 0 | 0 | 0 | 0 | 0 | 0 | 0 | 0 | 0
10 | 29 | 1 | 0 | 0 | 0 | 0 | 0 | 0 | 0 | 0 | 0
10 | 29 | 2 | 0 | 0 | 0 | 0 | 0 | 0 | 0 | 0 | 0
10 | 29 | 3 | 0 | 0 | 0 | 0 | 0 | 0 | 0 | 0 | 0
10 | 29 | 4 | 0 | 0 | 0 | 0 | 0 | 0 | 0 | 0 | 0
10 | 29 | 5 | 0 | 0 | 0 | 0 | 0 | 0 | 0 | 0 | 0
10 | 29 | 6 | 0 | 0 | 0 | 0 | 0 | 0 | 0 | 0 | 0
10 | 29 | 7 | 0 | 0 | 0 | 0 | 0 | 0 | 0 | 0 | 0
10 | 29 | 8 | 0 | 0 | 0 | 0 | 0 | 0 | 0 | 0 | 0
10 | 29 | 9 | 0 | 0 | 0 | 0 | 0 | 0 | 0 | 0 | 0
10 | 29 | 10 | 0 | 0 | 0 | 0 | 0 | 0 | 0 | 0 | 0
10 | 29 | 11 | 0 | 0 | 0 | 0 | 0 | 0 | 0 | 0 | 0
10 | 29 | 12 | 0 | 0 | 0 | 0 | 0 | 0 | 0 | 0 | 0
10 | 29 | 13 | 0 | 0 | 0 | 0 | 0 | 0 | 0 | 0 | 0
10 | 29 | 14 | 0 | 0 | 0 | 0 | 0 | 0 | 0 | 0 | 0
10 | 29 | 15 | 0 | 0 | 0 | 0 | 0 | 0 | 0 | 0 | 0
10 | 29 | 16 | 0 | 0 | 0 | 0 | 0 | 0 | 0 | 0 | 0
10 | 29 | 17 | 0 | 0 | 0 | 0 | 0 | 0 | 0 | 0 | 0
10 | 29 | 18 | 0 | 0 | 0 | 0 | 0 | 0 | 0 | 0 | 0
10 | 29 | 19 | 0 | 0 | 0 | 0 | 0 | 0 | 0 | 0 | 0
10 | 29 | 20 | 0 | 0 | 0 | 0 | 0 | 0 | 0 | 0 | 0
10 | 29 | 21 | 0 | 0 | 0 | 0 | 0 | 0 | 0 | 0 | 0
10 | 29 | 22 | 0 | 0 | 0 | 0 | 0 | 0 | 0 | 0 | 0
10 | 29 | 23 | 0 | 0 | 0 | 0 | 0 | 0 | 0 | 0 | 0
10 | 29 | 24 | 0 | 0 | 0 | 0 | 0 | 0 | 0 | 0 | 0
10 | 30 | 1 | 0 | 0 | 0 | 0 | 0 | 0 | 0 | 0 | 0
10 | 30 | 2 | 0 | 0 | 0 | 0 | 0 | 0 | 0 | 0 | 0
10 | 30 | 3 | 0 | 0 | 0 | 0 | 0 | 0 | 0 | 0 | 0
10 | 30 | 4 | 0 | 0 | 0 | 0 | 0 | 0 | 0 | 0 | 0
10 | 30 | 5 | 0 | 0 | 0 | 0 | 0 | 0 | 0 | 0 | 0
10 | 30 | 6 | 0 | 0 | 0 | 0 | 0 | 0 | 0 | 0 | 0
10 | 30 | 7 | 0 | 0 | 0 | 0 | 0 | 0 | 0 | 0 | 0
10 | 30 | 8 | 0 | 0 | 0 | 0 | 0 | 0 | 0 | 0 | 0
10 | 30 | 9 | 0 | 0 | 0 | 0 | 0 | 0 | 0 | 0 | 0
10 | 30 | 10 | 0 | 0 | 0 | 0 | 0 | 0 | 0 | 0 | 0
10 | 30 | 11 | 0 | 0 | 0 | 0 | 0 | 0 | 0 | 0 | 0
10 | 30 | 12 | 0 | 0 | 0 | 0 | 0 | 0 | 0 | 0 | 0
10 | 30 | 13 | 0 | 0 | 0 | 0 | 0 | 0 | 0 | 0 | 0
10 | 30 | 14 | 0 | 0 | 0 | 0 | 0 | 0 | 0 | 0 | 0
10 | 30 | 15 | 0 | 0 | 0 | 0 | 0 | 0 | 0 | 0 | 0
10 | 30 | 16 | 0 | 0 | 0 | 0 | 0 | 0 | 0 | 0 | 0
10 | 30 | 17 | 0 | 0 | 0 | 0 | 0 | 0 | 0 | 0 | 0
10 | 30 | 18 | 0 | 0 | 0 | 0 | 0 | 0 | 0 | 0 | 0
10 | 30 | 19 | 0 | 0 | 0 | 0 | 0 | 0 | 0 | 0 | 0
10 | 30 | 20 | 0 | 0 | 0 | 0 | 0 | 0 | 0 | 0 | 0
10 | 30 | 21 | 0 | 0 | 0 | 0 | 0 | 0 | 0 | 0 | 0
10 | 30 | 22 | 0 | 0 | 0 | 0 | 0 | 0 | 0 | 0 | 0
10 | 30 | 23 | 0 | 0 | 0 | 0 | 0 | 0 | 0 | 0 | 0
10 | 30 | 24 | 0 | 0 | 0 | 0 | 0 | 0 | 0 | 0 | 0
10 | 31 | 1 | 0 | 0 | 0 | 0 | 0 | 0 | 0 | 0 | 0
10 | 31 | 2 | 0 | 0 | 0 | 0 | 0 | 0 | 0 | 0 | 0
10 | 31 | 3 | 0 | 0 | 0 | 0 | 0 | 0 | 0 | 0 | 0
10 | 31 | 4 | 0 | 0 | 0 | 0 | 0 | 0 | 0 | 0 | 0
10 | 31 | 5 | 0 | 0 | 0 | 0 | 0 | 0 | 0 | 0 | 0
10 | 31 | 6 | 0 | 0 | 0 | 0 | 0 | 0 | 0 | 0 | 0
10 | 31 | 7 | 0 | 0 | 0 | 0 | 0 | 0 | 0 | 0 | 0
10 | 31 | 8 | 0 | 0 | 0 | 0 | 0 | 0 | 0 | 0 | 0
10 | 31 | 9 | 0 | 0 | 0 | 0 | 0 | 0 | 0 | 0 | 0
10 | 31 | 10 | 0 | 0 | 0 | 0 | 0 | 0 | 0 | 0 | 0
10 | 31 | 11 | 0 | 0 | 0 | 0 | 0 | 0 | 0 | 0 | 0
10 | 31 | 12 | 0 | 0 | 0 | 0 | 0 | 0 | 0 | 0 | 0
10 | 31 | 13 | 0 | 0 | 0 | 0 | 0 | 0 | 0 | 0 | 0
10 | 31 | 14 | 0 | 0 | 0 | 0 | 0 | 0 | 0 | 0 | 0
10 | 31 | 15 | 0 | 0 | 0 | 0 | 0 | 0 | 0 | 0 | 0
10 | 31 | 16 | 0 | 0 | 0 | 0 | 0 | 0 | 0 | 0 | 0
10 | 31 | 17 | 0 | 0 | 0 | 0 | 0 | 0 | 0 | 0 | 0
10 | 31 | 18 | 0 | 0 | 0 | 0 | 0 | 0 | 0 | 0 | 0
10 | 31 | 19 | 0 | 0 | 0 | 0 | 0 | 0 | 0 | 0 | 0
10 | 31 | 20 | 0 | 0 | 0 | 0 | 0 | 0 | 0 | 0 | 0
10 | 31 | 21 | 0 | 0 | 0 | 0 | 0 | 0 | 0 | 0 | 0
10 | 31 | 22 | 0 | 0 | 0 | 0 | 0 | 0 | 0 | 0 | 0
10 | 31 | 23 | 0 | 0 | 0 | 0 | 0 | 0 | 0 | 0 | 0
10 | 31 | 24 | 0 | 0 | 0 | 0 | 0 | 0 | 0 | 0 | 0
11 | 1 | 1 | 0 | 0 | 0 | 0 | 0 | 0 | 0 | 0 | 0
11 | 1 | 2 | 0 | 0 | 0 | 0 | 0 | 0 | 0 | 0 | 0
11 | 1 | 3 | 0 | 0 | 0 | 0 | 0 | 0 | 0 | 0 | 0
11 | 1 | 4 | 0 | 0 | 0 | 0 | 0 | 0 | 0 | 0 | 0
11 | 1 | 5 | 0 | 0 | 0 | 0 | 0 | 0 | 0 | 0 | 0
11 | 1 | 6 | 0 | 0 | 0 | 0 | 0 | 0 | 0 | 0 | 0
11 | 1 | 7 | 0 | 0 | 0 | 0 | 0 | 0 | 0 | 0 | 0
11 | 1 | 8 | 0 | 0 | 0 | 0 | 0 | 0 | 0 | 0 | 0
11 | 1 | 9 | 0 | 0 | 0 | 0 | 0 | 0 | 0 | 0 | 0
11 | 1 | 10 | 0 | 0 | 0 | 0 | 0 | 0 | 0 | 0 | 0
11 | 1 | 11 | 0 | 0 | 0 | 0 | 0 | 0 | 0 | 0 | 0
11 | 1 | 12 | 0 | 0 | 0 | 0 | 0 | 0 | 0 | 0 | 0
11 | 1 | 13 | 0 | 0 | 0 | 0 | 0 | 0 | 0 | 0 | 0
11 | 1 | 14 | 0 | 0 | 0 | 0 | 0 | 0 | 0 | 0 | 0
11 | 1 | 15 | 0 | 0 | 0 | 0 | 0 | 0 | 0 | 0 | 0
11 | 1 | 16 | 0 | 0 | 0 | 0 | 0 | 0 | 0 | 0 | 0
11 | 1 | 17 | 0 | 0 | 0 | 0 | 0 | 0 | 0 | 0 | 0
11 | 1 | 18 | 0 | 0 | 0 | 0 | 0 | 0 | 0 | 0 | 0
11 | 1 | 19 | 0 | 0 | 0 | 0 | 0 | 0 | 0 | 0 | 0
11 | 1 | 20 | 0 | 0 | 0 | 0 | 0 | 0 | 0 | 0 | 0
11 | 1 | 21 | 0 | 0 | 0 | 0 | 0 | 0 | 0 | 0 | 0
11 | 1 | 22 | 0 | 0 | 0 | 0 | 0 | 0 | 0 | 0 | 0
11 | 1 | 23 | 0 | 0 | 0 | 0 | 0 | 0 | 0 | 0 | 0
11 | 1 | 24 | 0 | 0 | 0 | 0 | 0 | 0 | 0 | 0 | 0
11 | 2 | 1 | 0 | 0 | 0 | 0 | 0 | 0 | 0 | 0 | 0
11 | 2 | 2 | 0 | 0 | 0 | 0 | 0 | 0 | 0 | 0 | 0
11 | 2 | 3 | 0 | 0 | 0 | 0 | 0 | 0 | 0 | 0 | 0
11 | 2 | 4 | 0 | 0 | 0 | 0 | 0 | 0 | 0 | 0 | 0
11 | 2 | 5 | 0 | 0 | 0 | 0 | 0 | 0 | 0 | 0 | 0
11 | 2 | 6 | 0 | 0 | 0 | 0 | 0 | 0 | 0 | 0 | 0
11 | 2 | 7 | 0 | 0 | 0 | 0 | 0 | 0 | 0 | 0 | 0
11 | 2 | 8 | 0 | 0 | 0 | 0 | 0 | 0 | 0 | 0 | 0
11 | 2 | 9 | 0 | 0 | 0 | 0 | 0 | 0 | 0 | 0 | 0
11 | 2 | 10 | 0 | 0 | 0 | 0 | 0 | 0 | 0 | 0 | 0
11 | 2 | 11 | 0 | 0 | 0 | 0 | 0 | 0 | 0 | 0 | 0
11 | 2 | 12 | 0 | 0 | 0 | 0 | 0 | 0 | 0 | 0 | 0
11 | 2 | 13 | 0 | 0 | 0 | 0 | 0 | 0 | 0 | 0 | 0
11 | 2 | 14 | 0 | 0 | 0 | 0 | 0 | 0 | 0 | 0 | 0
11 | 2 | 15 | 0 | 0 | 0 | 0 | 0 | 0 | 0 | 0 | 0
11 | 2 | 16 | 0 | 0 | 0 | 0 | 0 | 0 | 0 | 0 | 0
11 | 2 | 17 | 0 | 0 | 0 | 0 | 0 | 0 | 0 | 0 | 0
11 | 2 | 18 | 0 | 0 | 0 | 0 | 0 | 0 | 0 | 0 | 0
11 | 2 | 19 | 0 | 0 | 0 | 0 | 0 | 0 | 0 | 0 | 0
11 | 2 | 20 | 0 | 0 | 0 | 0 | 0 | 0 | 0 | 0 | 0
11 | 2 | 21 | 0 | 0 | 0 | 0 | 0 | 0 | 0 | 0 | 0
11 | 2 | 22 | 0 | 0 | 0 | 0 | 0 | 0 | 0 | 0 | 0
11 | 2 | 23 | 0 | 0 | 0 | 0 | 0 | 0 | 0 | 0 | 0
11 | 2 | 24 | 0 | 0 | 0 | 0 | 0 | 0 | 0 | 0 | 0
11 | 3 | 1 | 0 | 0 | 0 | 0 | 0 | 0 | 0 | 0 | 0
11 | 3 | 2 | 0 | 0 | 0 | 0 | 0 | 0 | 0 | 0 | 0
11 | 3 | 3 | 0 | 0 | 0 | 0 | 0 | 0 | 0 | 0 | 0
11 | 3 | 4 | 0 | 0 | 0 | 0 | 0 | 0 | 0 | 0 | 0
11 | 3 | 5 | 0 | 0 | 0 | 0 | 0 | 0 | 0 | 0 | 0
11 | 3 | 6 | 0 | 0 | 0 | 0 | 0 | 0 | 0 | 0 | 0
11 | 3 | 7 | 0 | 0 | 0 | 0 | 0 | 0 | 0 | 0 | 0
11 | 3 | 8 | 0 | 0 | 0 | 0 | 0 | 0 | 0 | 0 | 0
11 | 3 | 9 | 0 | 0 | 0 | 0 | 0 | 0 | 0 | 0 | 0
11 | 3 | 10 | 0 | 0 | 0 | 0 | 0 | 0 | 0 | 0 | 0
11 | 3 | 11 | 0 | 0 | 0 | 0 | 0 | 0 | 0 | 0 | 0
11 | 3 | 12 | 0 | 0 | 0 | 0 | 0 | 0 | 0 | 0 | 0
11 | 3 | 13 | 0 | 0 | 0 | 0 | 0 | 0 | 0 | 0 | 0
11 | 3 | 14 | 0 | 0 | 0 | 0 | 0 | 0 | 0 | 0 | 0
11 | 3 | 15 | 0 | 0 | 0 | 0 | 0 | 0 | 0 | 0 | 0
11 | 3 | 16 | 0 | 0 | 0 | 0 | 0 | 0 | 0 | 0 | 0
11 | 3 | 17 | 0 | 0 | 0 | 0 | 0 | 0 | 0 | 0 | 0
11 | 3 | 18 | 0 | 0 | 0 | 0 | 0 | 0 | 0 | 0 | 0
11 | 3 | 19 | 0 | 0 | 0 | 0 | 0 | 0 | 0 | 0 | 0
11 | 3 | 20 | 0 | 0 | 0 | 0 | 0 | 0 | 0 | 0 | 0
11 | 3 | 21 | 0 | 0 | 0 | 0 | 0 | 0 | 0 | 0 | 0
11 | 3 | 22 | 0 | 0 | 0 | 0 | 0 | 0 | 0 | 0 | 0
11 | 3 | 23 | 0 | 0 | 0 | 0 | 0 | 0 | 0 | 0 | 0
11 | 3 | 24 | 0 | 0 | 0 | 0 | 0 | 0 | 0 | 0 | 0
11 | 4 | 1 | 0 | 0 | 0 | 0 | 0 | 0 | 0 | 0 | 0
11 | 4 | 2 | 0 | 0 | 0 | 0 | 0 | 0 | 0 | 0 | 0
11 | 4 | 3 | 0 | 0 | 0 | 0 | 0 | 0 | 0 | 0 | 0
11 | 4 | 4 | 0 | 0 | 0 | 0 | 0 | 0 | 0 | 0 | 0
11 | 4 | 5 | 0 | 0 | 0 | 0 | 0 | 0 | 0 | 0 | 0
11 | 4 | 6 | 0 | 0 | 0 | 0 | 0 | 0 | 0 | 0 | 0
11 | 4 | 7 | 0 | 0 | 0 | 0 | 0 | 0 | 0 | 0 | 0
11 | 4 | 8 | 0 | 0 | 0 | 0 | 0 | 0 | 0 | 0 | 0
11 | 4 | 9 | 0 | 0 | 0 | 0 | 0 | 0 | 0 | 0 | 0
11 | 4 | 10 | 0 | 0 | 0 | 0 | 0 | 0 | 0 | 0 | 0
11 | 4 | 11 | 0 | 0 | 0 | 0 | 0 | 0 | 0 | 0 | 0
11 | 4 | 12 | 0 | 0 | 0 | 0 | 0 | 0 | 0 | 0 | 0
11 | 4 | 13 | 0 | 0 | 0 | 0 | 0 | 0 | 0 | 0 | 0
11 | 4 | 14 | 0 | 0 | 0 | 0 | 0 | 0 | 0 | 0 | 0
11 | 4 | 15 | 0 | 0 | 0 | 0 | 0 | 0 | 0 | 0 | 0
11 | 4 | 16 | 0 | 0 | 0 | 0 | 0 | 0 | 0 | 0 | 0
11 | 4 | 17 | 0 | 0 | 0 | 0 | 0 | 0 | 0 | 0 | 0
11 | 4 | 18 | 0 | 0 | 0 | 0 | 0 | 0 | 0 | 0 | 0
11 | 4 | 19 | 0 | 0 | 0 | 0 | 0 | 0 | 0 | 0 | 0
11 | 4 | 20 | 0 | 0 | 0 | 0 | 0 | 0 | 0 | 0 | 0
11 | 4 | 21 | 0 | 0 | 0 | 0 | 0 | 0 | 0 | 0 | 0
11 | 4 | 22 | 0 | 0 | 0 | 0 | 0 | 0 | 0 | 0 | 0
11 | 4 | 23 | 0 | 0 | 0 | 0 | 0 | 0 | 0 | 0 | 0
11 | 4 | 24 | 0 | 0 | 0 | 0 | 0 | 0 | 0 | 0 | 0
11 | 5 | 1 | 0 | 0 | 0 | 0 | 0 | 0 | 0 | 0 | 0
11 | 5 | 2 | 0 | 0 | 0 | 0 | 0 | 0 | 0 | 0 | 0
11 | 5 | 3 | 0 | 0 | 0 | 0 | 0 | 0 | 0 | 0 | 0
11 | 5 | 4 | 0 | 0 | 0 | 0 | 0 | 0 | 0 | 0 | 0
11 | 5 | 5 | 0 | 0 | 0 | 0 | 0 | 0 | 0 | 0 | 0
11 | 5 | 6 | 0 | 0 | 0 | 0 | 0 | 0 | 0 | 0 | 0
11 | 5 | 7 | 0 | 0 | 0 | 0 | 0 | 0 | 0 | 0 | 0
11 | 5 | 8 | 0 | 0 | 0 | 0 | 0 | 0 | 0 | 0 | 0
11 | 5 | 9 | 0 | 0 | 0 | 0 | 0 | 0 | 0 | 0 | 0
11 | 5 | 10 | 0 | 0 | 0 | 0 | 0 | 0 | 0 | 0 | 0
11 | 5 | 11 | 0 | 0 | 0 | 0 | 0 | 0 | 0 | 0 | 0
11 | 5 | 12 | 0 | 0 | 0 | 0 | 0 | 0 | 0 | 0 | 0
11 | 5 | 13 | 0 | 0 | 0 | 0 | 0 | 0 | 0 | 0 | 0
11 | 5 | 14 | 0 | 0 | 0 | 0 | 0 | 0 | 0 | 0 | 0
11 | 5 | 15 | 0 | 0 | 0 | 0 | 0 | 0 | 0 | 0 | 0
11 | 5 | 16 | 0 | 0 | 0 | 0 | 0 | 0 | 0 | 0 | 0
11 | 5 | 17 | 0 | 0 | 0 | 0 | 0 | 0 | 0 | 0 | 0
11 | 5 | 18 | 0 | 0 | 0 | 0 | 0 | 0 | 0 | 0 | 0
11 | 5 | 19 | 0 | 0 | 0 | 0 | 0 | 0 | 0 | 0 | 0
11 | 5 | 20 | 0 | 0 | 0 | 0 | 0 | 0 | 0 | 0 | 0
11 | 5 | 21 | 0 | 0 | 0 | 0 | 0 | 0 | 0 | 0 | 0
11 | 5 | 22 | 0 | 0 | 0 | 0 | 0 | 0 | 0 | 0 | 0
11 | 5 | 23 | 0 | 0 | 0 | 0 | 0 | 0 | 0 | 0 | 0
11 | 5 | 24 | 0 | 0 | 0 | 0 | 0 | 0 | 0 | 0 | 0
11 | 6 | 1 | 0 | 0 | 0 | 0 | 0 | 0 | 0 | 0 | 0
11 | 6 | 2 | 0 | 0 | 0 | 0 | 0 | 0 | 0 | 0 | 0
11 | 6 | 3 | 0 | 0 | 0 | 0 | 0 | 0 | 0 | 0 | 0
11 | 6 | 4 | 0 | 0 | 0 | 0 | 0 | 0 | 0 | 0 | 0
11 | 6 | 5 | 0 | 0 | 0 | 0 | 0 | 0 | 0 | 0 | 0
11 | 6 | 6 | 0 | 0 | 0 | 0 | 0 | 0 | 0 | 0 | 0
11 | 6 | 7 | 0 | 0 | 0 | 0 | 0 | 0 | 0 | 0 | 0
11 | 6 | 8 | 0 | 0 | 0 | 0 | 0 | 0 | 0 | 0 | 0
11 | 6 | 9 | 0 | 0 | 0 | 0 | 0 | 0 | 0 | 0 | 0
11 | 6 | 10 | 0 | 0 | 0 | 0 | 0 | 0 | 0 | 0 | 0
11 | 6 | 11 | 0 | 0 | 0 | 0 | 0 | 0 | 0 | 0 | 0
11 | 6 | 12 | 0 | 0 | 0 | 0 | 0 | 0 | 0 | 0 | 0
11 | 6 | 13 | 0 | 0 | 0 | 0 | 0 | 0 | 0 | 0 | 0
11 | 6 | 14 | 0 | 0 | 0 | 0 | 0 | 0 | 0 | 0 | 0
11 | 6 | 15 | 0 | 0 | 0 | 0 | 0 | 0 | 0 | 0 | 0
11 | 6 | 16 | 0 | 0 | 0 | 0 | 0 | 0 | 0 | 0 | 0
11 | 6 | 17 | 0 | 0 | 0 | 0 | 0 | 0 | 0 | 0 | 0
11 | 6 | 18 | 0 | 0 | 0 | 0 | 0 | 0 | 0 | 0 | 0
11 | 6 | 19 | 0 | 0 | 0 | 0 | 0 | 0 | 0 | 0 | 0
11 | 6 | 20 | 0 | 0 | 0 | 0 | 0 | 0 | 0 | 0 | 0
11 | 6 | 21 | 0 | 0 | 0 | 0 | 0 | 0 | 0 | 0 | 0
11 | 6 | 22 | 0 | 0 | 0 | 0 | 0 | 0 | 0 | 0 | 0
11 | 6 | 23 | 0 | 0 | 0 | 0 | 0 | 0 | 0 | 0 | 0
11 | 6 | 24 | 0 | 0 | 0 | 0 | 0 | 0 | 0 | 0 | 0
11 | 7 | 1 | 0 | 0 | 0 | 0 | 0 | 0 | 0 | 0 | 0
11 | 7 | 2 | 0 | 0 | 0 | 0 | 0 | 0 | 0 | 0 | 0
11 | 7 | 3 | 0 | 0 | 0 | 0 | 0 | 0 | 0 | 0 | 0
11 | 7 | 4 | 0 | 0 | 0 | 0 | 0 | 0 | 0 | 0 | 0
11 | 7 | 5 | 0 | 0 | 0 | 0 | 0 | 0 | 0 | 0 | 0
11 | 7 | 6 | 0 | 0 | 0 | 0 | 0 | 0 | 0 | 0 | 0
11 | 7 | 7 | 0 | 0 | 0 | 0 | 0 | 0 | 0 | 0 | 0
11 | 7 | 8 | 0 | 0 | 0 | 0 | 0 | 0 | 0 | 0 | 0
11 | 7 | 9 | 0 | 0 | 0 | 0 | 0 | 0 | 0 | 0 | 0
11 | 7 | 10 | 0 | 0 | 0 | 0 | 0 | 0 | 0 | 0 | 0
11 | 7 | 11 | 0 | 0 | 0 | 0 | 0 | 0 | 0 | 0 | 0
11 | 7 | 12 | 0 | 0 | 0 | 0 | 0 | 0 | 0 | 0 | 0
11 | 7 | 13 | 0 | 0 | 0 | 0 | 0 | 0 | 0 | 0 | 0
11 | 7 | 14 | 0 | 0 | 0 | 0 | 0 | 0 | 0 | 0 | 0
11 | 7 | 15 | 0 | 0 | 0 | 0 | 0 | 0 | 0 | 0 | 0
11 | 7 | 16 | 0 | 0 | 0 | 0 | 0 | 0 | 0 | 0 | 0
11 | 7 | 17 | 0 | 0 | 0 | 0 | 0 | 0 | 0 | 0 | 0
11 | 7 | 18 | 0 | 0 | 0 | 0 | 0 | 0 | 0 | 0 | 0
11 | 7 | 19 | 0 | 0 | 0 | 0 | 0 | 0 | 0 | 0 | 0
11 | 7 | 20 | 0 | 0 | 0 | 0 | 0 | 0 | 0 | 0 | 0
11 | 7 | 21 | 0 | 0 | 0 | 0 | 0 | 0 | 0 | 0 | 0
11 | 7 | 22 | 0 | 0 | 0 | 0 | 0 | 0 | 0 | 0 | 0
11 | 7 | 23 | 0 | 0 | 0 | 0 | 0 | 0 | 0 | 0 | 0
11 | 7 | 24 | 0 | 0 | 0 | 0 | 0 | 0 | 0 | 0 | 0
11 | 8 | 1 | 0 | 0 | 0 | 0 | 0 | 0 | 0 | 0 | 0
11 | 8 | 2 | 0 | 0 | 0 | 0 | 0 | 0 | 0 | 0 | 0
11 | 8 | 3 | 0 | 0 | 0 | 0 | 0 | 0 | 0 | 0 | 0
11 | 8 | 4 | 0 | 0 | 0 | 0 | 0 | 0 | 0 | 0 | 0
11 | 8 | 5 | 0 | 0 | 0 | 0 | 0 | 0 | 0 | 0 | 0
11 | 8 | 6 | 0 | 0 | 0 | 0 | 0 | 0 | 0 | 0 | 0
11 | 8 | 7 | 0 | 0 | 0 | 0 | 0 | 0 | 0 | 0 | 0
11 | 8 | 8 | 0 | 0 | 0 | 0 | 0 | 0 | 0 | 0 | 0
11 | 8 | 9 | 0 | 0 | 0 | 0 | 0 | 0 | 0 | 0 | 0
11 | 8 | 10 | 0 | 0 | 0 | 0 | 0 | 0 | 0 | 0 | 0
11 | 8 | 11 | 0 | 0 | 0 | 0 | 0 | 0 | 0 | 0 | 0
11 | 8 | 12 | 0 | 0 | 0 | 0 | 0 | 0 | 0 | 0 | 0
11 | 8 | 13 | 0 | 0 | 0 | 0 | 0 | 0 | 0 | 0 | 0
11 | 8 | 14 | 0 | 0 | 0 | 0 | 0 | 0 | 0 | 0 | 0
11 | 8 | 15 | 0 | 0 | 0 | 0 | 0 | 0 | 0 | 0 | 0
11 | 8 | 16 | 0 | 0 | 0 | 0 | 0 | 0 | 0 | 0 | 0
11 | 8 | 17 | 0 | 0 | 0 | 0 | 0 | 0 | 0 | 0 | 0
11 | 8 | 18 | 0 | 0 | 0 | 0 | 0 | 0 | 0 | 0 | 0
11 | 8 | 19 | 0 | 0 | 0 | 0 | 0 | 0 | 0 | 0 | 0
11 | 8 | 20 | 0 | 0 | 0 | 0 | 0 | 0 | 0 | 0 | 0
11 | 8 | 21 | 0 | 0 | 0 | 0 | 0 | 0 | 0 | 0 | 0
11 | 8 | 22 | 0 | 0 | 0 | 0 | 0 | 0 | 0 | 0 | 0
11 | 8 | 23 | 0 | 0 | 0 | 0 | 0 | 0 | 0 | 0 | 0
11 | 8 | 24 | 0 | 0 | 0 | 0 | 0 | 0 | 0 | 0 | 0
11 | 9 | 1 | 0 | 0 | 0 | 0 | 0 | 0 | 0 | 0 | 0
11 | 9 | 2 | 0 | 0 | 0 | 0 | 0 | 0 | 0 | 0 | 0
11 | 9 | 3 | 0 | 0 | 0 | 0 | 0 | 0 | 0 | 0 | 0
11 | 9 | 4 | 0 | 0 | 0 | 0 | 0 | 0 | 0 | 0 | 0
11 | 9 | 5 | 0 | 0 | 0 | 0 | 0 | 0 | 0 | 0 | 0
11 | 9 | 6 | 0 | 0 | 0 | 0 | 0 | 0 | 0 | 0 | 0
11 | 9 | 7 | 0 | 0 | 0 | 0 | 0 | 0 | 0 | 0 | 0
11 | 9 | 8 | 0 | 0 | 0 | 0 | 0 | 0 | 0 | 0 | 0
11 | 9 | 9 | 0 | 0 | 0 | 0 | 0 | 0 | 0 | 0 | 0
11 | 9 | 10 | 0 | 0 | 0 | 0 | 0 | 0 | 0 | 0 | 0
11 | 9 | 11 | 0 | 0 | 0 | 0 | 0 | 0 | 0 | 0 | 0
11 | 9 | 12 | 0 | 0 | 0 | 0 | 0 | 0 | 0 | 0 | 0
11 | 9 | 13 | 0 | 0 | 0 | 0 | 0 | 0 | 0 | 0 | 0
11 | 9 | 14 | 0 | 0 | 0 | 0 | 0 | 0 | 0 | 0 | 0
11 | 9 | 15 | 0 | 0 | 0 | 0 | 0 | 0 | 0 | 0 | 0
11 | 9 | 16 | 0 | 0 | 0 | 0 | 0 | 0 | 0 | 0 | 0
11 | 9 | 17 | 0 | 0 | 0 | 0 | 0 | 0 | 0 | 0 | 0
11 | 9 | 18 | 0 | 0 | 0 | 0 | 0 | 0 | 0 | 0 | 0
11 | 9 | 19 | 0 | 0 | 0 | 0 | 0 | 0 | 0 | 0 | 0
11 | 9 | 20 | 0 | 0 | 0 | 0 | 0 | 0 | 0 | 0 | 0
11 | 9 | 21 | 0 | 0 | 0 | 0 | 0 | 0 | 0 | 0 | 0
11 | 9 | 22 | 0 | 0 | 0 | 0 | 0 | 0 | 0 | 0 | 0
11 | 9 | 23 | 0 | 0 | 0 | 0 | 0 | 0 | 0 | 0 | 0
11 | 9 | 24 | 0 | 0 | 0 | 0 | 0 | 0 | 0 | 0 | 0
11 | 10 | 1 | 0 | 0 | 0 | 0 | 0 | 0 | 0 | 0 | 0
11 | 10 | 2 | 0 | 0 | 0 | 0 | 0 | 0 | 0 | 0 | 0
11 | 10 | 3 | 0 | 0 | 0 | 0 | 0 | 0 | 0 | 0 | 0
11 | 10 | 4 | 0 | 0 | 0 | 0 | 0 | 0 | 0 | 0 | 0
11 | 10 | 5 | 0 | 0 | 0 | 0 | 0 | 0 | 0 | 0 | 0
11 | 10 | 6 | 0 | 0 | 0 | 0 | 0 | 0 | 0 | 0 | 0
11 | 10 | 7 | 0 | 0 | 0 | 0 | 0 | 0 | 0 | 0 | 0
11 | 10 | 8 | 0 | 0 | 0 | 0 | 0 | 0 | 0 | 0 | 0
11 | 10 | 9 | 0 | 0 | 0 | 0 | 0 | 0 | 0 | 0 | 0
11 | 10 | 10 | 0 | 0 | 0 | 0 | 0 | 0 | 0 | 0 | 0
11 | 10 | 11 | 0 | 0 | 0 | 0 | 0 | 0 | 0 | 0 | 0
11 | 10 | 12 | 0 | 0 | 0 | 0 | 0 | 0 | 0 | 0 | 0
11 | 10 | 13 | 0 | 0 | 0 | 0 | 0 | 0 | 0 | 0 | 0
11 | 10 | 14 | 0 | 0 | 0 | 0 | 0 | 0 | 0 | 0 | 0
11 | 10 | 15 | 0 | 0 | 0 | 0 | 0 | 0 | 0 | 0 | 0
11 | 10 | 16 | 0 | 0 | 0 | 0 | 0 | 0 | 0 | 0 | 0
11 | 10 | 17 | 0 | 0 | 0 | 0 | 0 | 0 | 0 | 0 | 0
11 | 10 | 18 | 0 | 0 | 0 | 0 | 0 | 0 | 0 | 0 | 0
11 | 10 | 19 | 0 | 0 | 0 | 0 | 0 | 0 | 0 | 0 | 0
11 | 10 | 20 | 0 | 0 | 0 | 0 | 0 | 0 | 0 | 0 | 0
11 | 10 | 21 | 0 | 0 | 0 | 0 | 0 | 0 | 0 | 0 | 0
11 | 10 | 22 | 0 | 0 | 0 | 0 | 0 | 0 | 0 | 0 | 0
11 | 10 | 23 | 0 | 0 | 0 | 0 | 0 | 0 | 0 | 0 | 0
11 | 10 | 24 | 0 | 0 | 0 | 0 | 0 | 0 | 0 | 0 | 0
11 | 11 | 1 | 0 | 0 | 0 | 0 | 0 | 0 | 0 | 0 | 0
11 | 11 | 2 | 0 | 0 | 0 | 0 | 0 | 0 | 0 | 0 | 0
11 | 11 | 3 | 0 | 0 | 0 | 0 | 0 | 0 | 0 | 0 | 0
11 | 11 | 4 | 0 | 0 | 0 | 0 | 0 | 0 | 0 | 0 | 0
11 | 11 | 5 | 0 | 0 | 0 | 0 | 0 | 0 | 0 | 0 | 0
11 | 11 | 6 | 0 | 0 | 0 | 0 | 0 | 0 | 0 | 0 | 0
11 | 11 | 7 | 0 | 0 | 0 | 0 | 0 | 0 | 0 | 0 | 0
11 | 11 | 8 | 0 | 0 | 0 | 0 | 0 | 0 | 0 | 0 | 0
11 | 11 | 9 | 0 | 0 | 0 | 0 | 0 | 0 | 0 | 0 | 0
11 | 11 | 10 | 0 | 0 | 0 | 0 | 0 | 0 | 0 | 0 | 0
11 | 11 | 11 | 0 | 0 | 0 | 0 | 0 | 0 | 0 | 0 | 0
11 | 11 | 12 | 0 | 0 | 0 | 0 | 0 | 0 | 0 | 0 | 0
11 | 11 | 13 | 0 | 0 | 0 | 0 | 0 | 0 | 0 | 0 | 0
11 | 11 | 14 | 0 | 0 | 0 | 0 | 0 | 0 | 0 | 0 | 0
11 | 11 | 15 | 0 | 0 | 0 | 0 | 0 | 0 | 0 | 0 | 0
11 | 11 | 16 | 0 | 0 | 0 | 0 | 0 | 0 | 0 | 0 | 0
11 | 11 | 17 | 0 | 0 | 0 | 0 | 0 | 0 | 0 | 0 | 0
11 | 11 | 18 | 0 | 0 | 0 | 0 | 0 | 0 | 0 | 0 | 0
11 | 11 | 19 | 0 | 0 | 0 | 0 | 0 | 0 | 0 | 0 | 0
11 | 11 | 20 | 0 | 0 | 0 | 0 | 0 | 0 | 0 | 0 | 0
11 | 11 | 21 | 0 | 0 | 0 | 0 | 0 | 0 | 0 | 0 | 0
11 | 11 | 22 | 0 | 0 | 0 | 0 | 0 | 0 | 0 | 0 | 0
11 | 11 | 23 | 0 | 0 | 0 | 0 | 0 | 0 | 0 | 0 | 0
11 | 11 | 24 | 0 | 0 | 0 | 0 | 0 | 0 | 0 | 0 | 0
11 | 12 | 1 | 0 | 0 | 0 | 0 | 0 | 0 | 0 | 0 | 0
11 | 12 | 2 | 0 | 0 | 0 | 0 | 0 | 0 | 0 | 0 | 0
11 | 12 | 3 | 0 | 0 | 0 | 0 | 0 | 0 | 0 | 0 | 0
11 | 12 | 4 | 0 | 0 | 0 | 0 | 0 | 0 | 0 | 0 | 0
11 | 12 | 5 | 0 | 0 | 0 | 0 | 0 | 0 | 0 | 0 | 0
11 | 12 | 6 | 0 | 0 | 0 | 0 | 0 | 0 | 0 | 0 | 0
11 | 12 | 7 | 0 | 0 | 0 | 0 | 0 | 0 | 0 | 0 | 0
11 | 12 | 8 | 0 | 0 | 0 | 0 | 0 | 0 | 0 | 0 | 0
11 | 12 | 9 | 0 | 0 | 0 | 0 | 0 | 0 | 0 | 0 | 0
11 | 12 | 10 | 0 | 0 | 0 | 0 | 0 | 0 | 0 | 0 | 0
11 | 12 | 11 | 0 | 0 | 0 | 0 | 0 | 0 | 0 | 0 | 0
11 | 12 | 12 | 0 | 0 | 0 | 0 | 0 | 0 | 0 | 0 | 0
11 | 12 | 13 | 0 | 0 | 0 | 0 | 0 | 0 | 0 | 0 | 0
11 | 12 | 14 | 0 | 0 | 0 | 0 | 0 | 0 | 0 | 0 | 0
11 | 12 | 15 | 0 | 0 | 0 | 0 | 0 | 0 | 0 | 0 | 0
11 | 12 | 16 | 0 | 0 | 0 | 0 | 0 | 0 | 0 | 0 | 0
11 | 12 | 17 | 0 | 0 | 0 | 0 | 0 | 0 | 0 | 0 | 0
11 | 12 | 18 | 0 | 0 | 0 | 0 | 0 | 0 | 0 | 0 | 0
11 | 12 | 19 | 0 | 0 | 0 | 0 | 0 | 0 | 0 | 0 | 0
11 | 12 | 20 | 0 | 0 | 0 | 0 | 0 | 0 | 0 | 0 | 0
11 | 12 | 21 | 0 | 0 | 0 | 0 | 0 | 0 | 0 | 0 | 0
11 | 12 | 22 | 0 | 0 | 0 | 0 | 0 | 0 | 0 | 0 | 0
11 | 12 | 23 | 0 | 0 | 0 | 0 | 0 | 0 | 0 | 0 | 0
11 | 12 | 24 | 0 | 0 | 0 | 0 | 0 | 0 | 0 | 0 | 0
11 | 13 | 1 | 0 | 0 | 0 | 0 | 0 | 0 | 0 | 0 | 0
11 | 13 | 2 | 0 | 0 | 0 | 0 | 0 | 0 | 0 | 0 | 0
11 | 13 | 3 | 0 | 0 | 0 | 0 | 0 | 0 | 0 | 0 | 0
11 | 13 | 4 | 0 | 0 | 0 | 0 | 0 | 0 | 0 | 0 | 0
11 | 13 | 5 | 0 | 0 | 0 | 0 | 0 | 0 | 0 | 0 | 0
11 | 13 | 6 | 0 | 0 | 0 | 0 | 0 | 0 | 0 | 0 | 0
11 | 13 | 7 | 0 | 0 | 0 | 0 | 0 | 0 | 0 | 0 | 0
11 | 13 | 8 | 0 | 0 | 0 | 0 | 0 | 0 | 0 | 0 | 0
11 | 13 | 9 | 0 | 0 | 0 | 0 | 0 | 0 | 0 | 0 | 0
11 | 13 | 10 | 0 | 0 | 0 | 0 | 0 | 0 | 0 | 0 | 0
11 | 13 | 11 | 0 | 0 | 0 | 0 | 0 | 0 | 0 | 0 | 0
11 | 13 | 12 | 0 | 0 | 0 | 0 | 0 | 0 | 0 | 0 | 0
11 | 13 | 13 | 0 | 0 | 0 | 0 | 0 | 0 | 0 | 0 | 0
11 | 13 | 14 | 0 | 0 | 0 | 0 | 0 | 0 | 0 | 0 | 0
11 | 13 | 15 | 0 | 0 | 0 | 0 | 0 | 0 | 0 | 0 | 0
11 | 13 | 16 | 0 | 0 | 0 | 0 | 0 | 0 | 0 | 0 | 0
11 | 13 | 17 | 0 | 0 | 0 | 0 | 0 | 0 | 0 | 0 | 0
11 | 13 | 18 | 0 | 0 | 0 | 0 | 0 | 0 | 0 | 0 | 0
11 | 13 | 19 | 0 | 0 | 0 | 0 | 0 | 0 | 0 | 0 | 0
11 | 13 | 20 | 0 | 0 | 0 | 0 | 0 | 0 | 0 | 0 | 0
11 | 13 | 21 | 0 | 0 | 0 | 0 | 0 | 0 | 0 | 0 | 0
11 | 13 | 22 | 0 | 0 | 0 | 0 | 0 | 0 | 0 | 0 | 0
11 | 13 | 23 | 0 | 0 | 0 | 0 | 0 | 0 | 0 | 0 | 0
11 | 13 | 24 | 0 | 0 | 0 | 0 | 0 | 0 | 0 | 0 | 0
11 | 14 | 1 | 0 | 0 | 0 | 0 | 0 | 0 | 0 | 0 | 0
11 | 14 | 2 | 0 | 0 | 0 | 0 | 0 | 0 | 0 | 0 | 0
11 | 14 | 3 | 0 | 0 | 0 | 0 | 0 | 0 | 0 | 0 | 0
11 | 14 | 4 | 0 | 0 | 0 | 0 | 0 | 0 | 0 | 0 | 0
11 | 14 | 5 | 0 | 0 | 0 | 0 | 0 | 0 | 0 | 0 | 0
11 | 14 | 6 | 0 | 0 | 0 | 0 | 0 | 0 | 0 | 0 | 0
11 | 14 | 7 | 0 | 0 | 0 | 0 | 0 | 0 | 0 | 0 | 0
11 | 14 | 8 | 0 | 0 | 0 | 0 | 0 | 0 | 0 | 0 | 0
11 | 14 | 9 | 0 | 0 | 0 | 0 | 0 | 0 | 0 | 0 | 0
11 | 14 | 10 | 0 | 0 | 0 | 0 | 0 | 0 | 0 | 0 | 0
11 | 14 | 11 | 0 | 0 | 0 | 0 | 0 | 0 | 0 | 0 | 0
11 | 14 | 12 | 0 | 0 | 0 | 0 | 0 | 0 | 0 | 0 | 0
11 | 14 | 13 | 0 | 0 | 0 | 0 | 0 | 0 | 0 | 0 | 0
11 | 14 | 14 | 0 | 0 | 0 | 0 | 0 | 0 | 0 | 0 | 0
11 | 14 | 15 | 0 | 0 | 0 | 0 | 0 | 0 | 0 | 0 | 0
11 | 14 | 16 | 0 | 0 | 0 | 0 | 0 | 0 | 0 | 0 | 0
11 | 14 | 17 | 0 | 0 | 0 | 0 | 0 | 0 | 0 | 0 | 0
11 | 14 | 18 | 0 | 0 | 0 | 0 | 0 | 0 | 0 | 0 | 0
11 | 14 | 19 | 0 | 0 | 0 | 0 | 0 | 0 | 0 | 0 | 0
11 | 14 | 20 | 0 | 0 | 0 | 0 | 0 | 0 | 0 | 0 | 0
11 | 14 | 21 | 0 | 0 | 0 | 0 | 0 | 0 | 0 | 0 | 0
11 | 14 | 22 | 0 | 0 | 0 | 0 | 0 | 0 | 0 | 0 | 0
11 | 14 | 23 | 0 | 0 | 0 | 0 | 0 | 0 | 0 | 0 | 0
11 | 14 | 24 | 0 | 0 | 0 | 0 | 0 | 0 | 0 | 0 | 0
11 | 15 | 1 | 0 | 0 | 0 | 0 | 0 | 0 | 0 | 0 | 0
11 | 15 | 2 | 0 | 0 | 0 | 0 | 0 | 0 | 0 | 0 | 0
11 | 15 | 3 | 0 | 0 | 0 | 0 | 0 | 0 | 0 | 0 | 0
11 | 15 | 4 | 0 | 0 | 0 | 0 | 0 | 0 | 0 | 0 | 0
11 | 15 | 5 | 0 | 0 | 0 | 0 | 0 | 0 | 0 | 0 | 0
11 | 15 | 6 | 0 | 0 | 0 | 0 | 0 | 0 | 0 | 0 | 0
11 | 15 | 7 | 0 | 0 | 0 | 0 | 0 | 0 | 0 | 0 | 0
11 | 15 | 8 | 0 | 0 | 0 | 0 | 0 | 0 | 0 | 0 | 0
11 | 15 | 9 | 0 | 0 | 0 | 0 | 0 | 0 | 0 | 0 | 0
11 | 15 | 10 | 0 | 0 | 0 | 0 | 0 | 0 | 0 | 0 | 0
11 | 15 | 11 | 0 | 0 | 0 | 0 | 0 | 0 | 0 | 0 | 0
11 | 15 | 12 | 0 | 0 | 0 | 0 | 0 | 0 | 0 | 0 | 0
11 | 15 | 13 | 0 | 0 | 0 | 0 | 0 | 0 | 0 | 0 | 0
11 | 15 | 14 | 0 | 0 | 0 | 0 | 0 | 0 | 0 | 0 | 0
11 | 15 | 15 | 0 | 0 | 0 | 0 | 0 | 0 | 0 | 0 | 0
11 | 15 | 16 | 0 | 0 | 0 | 0 | 0 | 0 | 0 | 0 | 0
11 | 15 | 17 | 0 | 0 | 0 | 0 | 0 | 0 | 0 | 0 | 0
11 | 15 | 18 | 0 | 0 | 0 | 0 | 0 | 0 | 0 | 0 | 0
11 | 15 | 19 | 0 | 0 | 0 | 0 | 0 | 0 | 0 | 0 | 0
11 | 15 | 20 | 0 | 0 | 0 | 0 | 0 | 0 | 0 | 0 | 0
11 | 15 | 21 | 0 | 0 | 0 | 0 | 0 | 0 | 0 | 0 | 0
11 | 15 | 22 | 0 | 0 | 0 | 0 | 0 | 0 | 0 | 0 | 0
11 | 15 | 23 | 0 | 0 | 0 | 0 | 0 | 0 | 0 | 0 | 0
11 | 15 | 24 | 0 | 0 | 0 | 0 | 0 | 0 | 0 | 0 | 0
11 | 16 | 1 | 0 | 0 | 0 | 0 | 0 | 0 | 0 | 0 | 0
11 | 16 | 2 | 0 | 0 | 0 | 0 | 0 | 0 | 0 | 0 | 0
11 | 16 | 3 | 0 | 0 | 0 | 0 | 0 | 0 | 0 | 0 | 0
11 | 16 | 4 | 0 | 0 | 0 | 0 | 0 | 0 | 0 | 0 | 0
11 | 16 | 5 | 0 | 0 | 0 | 0 | 0 | 0 | 0 | 0 | 0
11 | 16 | 6 | 0 | 0 | 0 | 0 | 0 | 0 | 0 | 0 | 0
11 | 16 | 7 | 0 | 0 | 0 | 0 | 0 | 0 | 0 | 0 | 0
11 | 16 | 8 | 0 | 0 | 0 | 0 | 0 | 0 | 0 | 0 | 0
11 | 16 | 9 | 0 | 0 | 0 | 0 | 0 | 0 | 0 | 0 | 0
11 | 16 | 10 | 0 | 0 | 0 | 0 | 0 | 0 | 0 | 0 | 0
11 | 16 | 11 | 0 | 0 | 0 | 0 | 0 | 0 | 0 | 0 | 0
11 | 16 | 12 | 0 | 0 | 0 | 0 | 0 | 0 | 0 | 0 | 0
11 | 16 | 13 | 0 | 0 | 0 | 0 | 0 | 0 | 0 | 0 | 0
11 | 16 | 14 | 0 | 0 | 0 | 0 | 0 | 0 | 0 | 0 | 0
11 | 16 | 15 | 0 | 0 | 0 | 0 | 0 | 0 | 0 | 0 | 0
11 | 16 | 16 | 0 | 0 | 0 | 0 | 0 | 0 | 0 | 0 | 0
11 | 16 | 17 | 0 | 0 | 0 | 0 | 0 | 0 | 0 | 0 | 0
11 | 16 | 18 | 0 | 0 | 0 | 0 | 0 | 0 | 0 | 0 | 0
11 | 16 | 19 | 0 | 0 | 0 | 0 | 0 | 0 | 0 | 0 | 0
11 | 16 | 20 | 0 | 0 | 0 | 0 | 0 | 0 | 0 | 0 | 0
11 | 16 | 21 | 0 | 0 | 0 | 0 | 0 | 0 | 0 | 0 | 0
11 | 16 | 22 | 0 | 0 | 0 | 0 | 0 | 0 | 0 | 0 | 0
11 | 16 | 23 | 0 | 0 | 0 | 0 | 0 | 0 | 0 | 0 | 0
11 | 16 | 24 | 0 | 0 | 0 | 0 | 0 | 0 | 0 | 0 | 0
11 | 17 | 1 | 0 | 0 | 0 | 0 | 0 | 0 | 0 | 0 | 0
11 | 17 | 2 | 0 | 0 | 0 | 0 | 0 | 0 | 0 | 0 | 0
11 | 17 | 3 | 0 | 0 | 0 | 0 | 0 | 0 | 0 | 0 | 0
11 | 17 | 4 | 0 | 0 | 0 | 0 | 0 | 0 | 0 | 0 | 0
11 | 17 | 5 | 0 | 0 | 0 | 0 | 0 | 0 | 0 | 0 | 0
11 | 17 | 6 | 0 | 0 | 0 | 0 | 0 | 0 | 0 | 0 | 0
11 | 17 | 7 | 0 | 0 | 0 | 0 | 0 | 0 | 0 | 0 | 0
11 | 17 | 8 | 0 | 0 | 0 | 0 | 0 | 0 | 0 | 0 | 0
11 | 17 | 9 | 0 | 0 | 0 | 0 | 0 | 0 | 0 | 0 | 0
11 | 17 | 10 | 0 | 0 | 0 | 0 | 0 | 0 | 0 | 0 | 0
11 | 17 | 11 | 0 | 0 | 0 | 0 | 0 | 0 | 0 | 0 | 0
11 | 17 | 12 | 0 | 0 | 0 | 0 | 0 | 0 | 0 | 0 | 0
11 | 17 | 13 | 0 | 0 | 0 | 0 | 0 | 0 | 0 | 0 | 0
11 | 17 | 14 | 0 | 0 | 0 | 0 | 0 | 0 | 0 | 0 | 0
11 | 17 | 15 | 0 | 0 | 0 | 0 | 0 | 0 | 0 | 0 | 0
11 | 17 | 16 | 0 | 0 | 0 | 0 | 0 | 0 | 0 | 0 | 0
11 | 17 | 17 | 0 | 0 | 0 | 0 | 0 | 0 | 0 | 0 | 0
11 | 17 | 18 | 0 | 0 | 0 | 0 | 0 | 0 | 0 | 0 | 0
11 | 17 | 19 | 0 | 0 | 0 | 0 | 0 | 0 | 0 | 0 | 0
11 | 17 | 20 | 0 | 0 | 0 | 0 | 0 | 0 | 0 | 0 | 0
11 | 17 | 21 | 0 | 0 | 0 | 0 | 0 | 0 | 0 | 0 | 0
11 | 17 | 22 | 0 | 0 | 0 | 0 | 0 | 0 | 0 | 0 | 0
11 | 17 | 23 | 0 | 0 | 0 | 0 | 0 | 0 | 0 | 0 | 0
11 | 17 | 24 | 0 | 0 | 0 | 0 | 0 | 0 | 0 | 0 | 0
11 | 18 | 1 | 0 | 0 | 0 | 0 | 0 | 0 | 0 | 0 | 0
11 | 18 | 2 | 0 | 0 | 0 | 0 | 0 | 0 | 0 | 0 | 0
11 | 18 | 3 | 0 | 0 | 0 | 0 | 0 | 0 | 0 | 0 | 0
11 | 18 | 4 | 0 | 0 | 0 | 0 | 0 | 0 | 0 | 0 | 0
11 | 18 | 5 | 0 | 0 | 0 | 0 | 0 | 0 | 0 | 0 | 0
11 | 18 | 6 | 0 | 0 | 0 | 0 | 0 | 0 | 0 | 0 | 0
11 | 18 | 7 | 0 | 0 | 0 | 0 | 0 | 0 | 0 | 0 | 0
11 | 18 | 8 | 0 | 0 | 0 | 0 | 0 | 0 | 0 | 0 | 0
11 | 18 | 9 | 0 | 0 | 0 | 0 | 0 | 0 | 0 | 0 | 0
11 | 18 | 10 | 0 | 0 | 0 | 0 | 0 | 0 | 0 | 0 | 0
11 | 18 | 11 | 0 | 0 | 0 | 0 | 0 | 0 | 0 | 0 | 0
11 | 18 | 12 | 0 | 0 | 0 | 0 | 0 | 0 | 0 | 0 | 0
11 | 18 | 13 | 0 | 0 | 0 | 0 | 0 | 0 | 0 | 0 | 0
11 | 18 | 14 | 0 | 0 | 0 | 0 | 0 | 0 | 0 | 0 | 0
11 | 18 | 15 | 0 | 0 | 0 | 0 | 0 | 0 | 0 | 0 | 0
11 | 18 | 16 | 0 | 0 | 0 | 0 | 0 | 0 | 0 | 0 | 0
11 | 18 | 17 | 0 | 0 | 0 | 0 | 0 | 0 | 0 | 0 | 0
11 | 18 | 18 | 0 | 0 | 0 | 0 | 0 | 0 | 0 | 0 | 0
11 | 18 | 19 | 0 | 0 | 0 | 0 | 0 | 0 | 0 | 0 | 0
11 | 18 | 20 | 0 | 0 | 0 | 0 | 0 | 0 | 0 | 0 | 0
11 | 18 | 21 | 0 | 0 | 0 | 0 | 0 | 0 | 0 | 0 | 0
11 | 18 | 22 | 0 | 0 | 0 | 0 | 0 | 0 | 0 | 0 | 0
11 | 18 | 23 | 0 | 0 | 0 | 0 | 0 | 0 | 0 | 0 | 0
11 | 18 | 24 | 0 | 0 | 0 | 0 | 0 | 0 | 0 | 0 | 0
11 | 19 | 1 | 0 | 0 | 0 | 0 | 0 | 0 | 0 | 0 | 0
11 | 19 | 2 | 0 | 0 | 0 | 0 | 0 | 0 | 0 | 0 | 0
11 | 19 | 3 | 0 | 0 | 0 | 0 | 0 | 0 | 0 | 0 | 0
11 | 19 | 4 | 0 | 0 | 0 | 0 | 0 | 0 | 0 | 0 | 0
11 | 19 | 5 | 0 | 0 | 0 | 0 | 0 | 0 | 0 | 0 | 0
11 | 19 | 6 | 0 | 0 | 0 | 0 | 0 | 0 | 0 | 0 | 0
11 | 19 | 7 | 0 | 0 | 0 | 0 | 0 | 0 | 0 | 0 | 0
11 | 19 | 8 | 0 | 0 | 0 | 0 | 0 | 0 | 0 | 0 | 0
11 | 19 | 9 | 0 | 0 | 0 | 0 | 0 | 0 | 0 | 0 | 0
11 | 19 | 10 | 0 | 0 | 0 | 0 | 0 | 0 | 0 | 0 | 0
11 | 19 | 11 | 0 | 0 | 0 | 0 | 0 | 0 | 0 | 0 | 0
11 | 19 | 12 | 0 | 0 | 0 | 0 | 0 | 0 | 0 | 0 | 0
11 | 19 | 13 | 0 | 0 | 0 | 0 | 0 | 0 | 0 | 0 | 0
11 | 19 | 14 | 0 | 0 | 0 | 0 | 0 | 0 | 0 | 0 | 0
11 | 19 | 15 | 0 | 0 | 0 | 0 | 0 | 0 | 0 | 0 | 0
11 | 19 | 16 | 0 | 0 | 0 | 0 | 0 | 0 | 0 | 0 | 0
11 | 19 | 17 | 0 | 0 | 0 | 0 | 0 | 0 | 0 | 0 | 0
11 | 19 | 18 | 0 | 0 | 0 | 0 | 0 | 0 | 0 | 0 | 0
11 | 19 | 19 | 0 | 0 | 0 | 0 | 0 | 0 | 0 | 0 | 0
11 | 19 | 20 | 0 | 0 | 0 | 0 | 0 | 0 | 0 | 0 | 0
11 | 19 | 21 | 0 | 0 | 0 | 0 | 0 | 0 | 0 | 0 | 0
11 | 19 | 22 | 0 | 0 | 0 | 0 | 0 | 0 | 0 | 0 | 0
11 | 19 | 23 | 0 | 0 | 0 | 0 | 0 | 0 | 0 | 0 | 0
11 | 19 | 24 | 0 | 0 | 0 | 0 | 0 | 0 | 0 | 0 | 0
11 | 20 | 1 | 0 | 0 | 0 | 0 | 0 | 0 | 0 | 0 | 0
11 | 20 | 2 | 0 | 0 | 0 | 0 | 0 | 0 | 0 | 0 | 0
11 | 20 | 3 | 0 | 0 | 0 | 0 | 0 | 0 | 0 | 0 | 0
11 | 20 | 4 | 0 | 0 | 0 | 0 | 0 | 0 | 0 | 0 | 0
11 | 20 | 5 | 0 | 0 | 0 | 0 | 0 | 0 | 0 | 0 | 0
11 | 20 | 6 | 0 | 0 | 0 | 0 | 0 | 0 | 0 | 0 | 0
11 | 20 | 7 | 0 | 0 | 0 | 0 | 0 | 0 | 0 | 0 | 0
11 | 20 | 8 | 0 | 0 | 0 | 0 | 0 | 0 | 0 | 0 | 0
11 | 20 | 9 | 0 | 0 | 0 | 0 | 0 | 0 | 0 | 0 | 0
11 | 20 | 10 | 0 | 0 | 0 | 0 | 0 | 0 | 0 | 0 | 0
11 | 20 | 11 | 0 | 0 | 0 | 0 | 0 | 0 | 0 | 0 | 0
11 | 20 | 12 | 0 | 0 | 0 | 0 | 0 | 0 | 0 | 0 | 0
11 | 20 | 13 | 0 | 0 | 0 | 0 | 0 | 0 | 0 | 0 | 0
11 | 20 | 14 | 0 | 0 | 0 | 0 | 0 | 0 | 0 | 0 | 0
11 | 20 | 15 | 0 | 0 | 0 | 0 | 0 | 0 | 0 | 0 | 0
11 | 20 | 16 | 0 | 0 | 0 | 0 | 0 | 0 | 0 | 0 | 0
11 | 20 | 17 | 0 | 0 | 0 | 0 | 0 | 0 | 0 | 0 | 0
11 | 20 | 18 | 0 | 0 | 0 | 0 | 0 | 0 | 0 | 0 | 0
11 | 20 | 19 | 0 | 0 | 0 | 0 | 0 | 0 | 0 | 0 | 0
11 | 20 | 20 | 0 | 0 | 0 | 0 | 0 | 0 | 0 | 0 | 0
11 | 20 | 21 | 0 | 0 | 0 | 0 | 0 | 0 | 0 | 0 | 0
11 | 20 | 22 | 0 | 0 | 0 | 0 | 0 | 0 | 0 | 0 | 0
11 | 20 | 23 | 0 | 0 | 0 | 0 | 0 | 0 | 0 | 0 | 0
11 | 20 | 24 | 0 | 0 | 0 | 0 | 0 | 0 | 0 | 0 | 0
11 | 21 | 1 | 0 | 0 | 0 | 0 | 0 | 0 | 0 | 0 | 0
11 | 21 | 2 | 0 | 0 | 0 | 0 | 0 | 0 | 0 | 0 | 0
11 | 21 | 3 | 0 | 0 | 0 | 0 | 0 | 0 | 0 | 0 | 0
11 | 21 | 4 | 0 | 0 | 0 | 0 | 0 | 0 | 0 | 0 | 0
11 | 21 | 5 | 0 | 0 | 0 | 0 | 0 | 0 | 0 | 0 | 0
11 | 21 | 6 | 0 | 0 | 0 | 0 | 0 | 0 | 0 | 0 | 0
11 | 21 | 7 | 0 | 0 | 0 | 0 | 0 | 0 | 0 | 0 | 0
11 | 21 | 8 | 0 | 0 | 0 | 0 | 0 | 0 | 0 | 0 | 0
11 | 21 | 9 | 0 | 0 | 0 | 0 | 0 | 0 | 0 | 0 | 0
11 | 21 | 10 | 0 | 0 | 0 | 0 | 0 | 0 | 0 | 0 | 0
11 | 21 | 11 | 0 | 0 | 0 | 0 | 0 | 0 | 0 | 0 | 0
11 | 21 | 12 | 0 | 0 | 0 | 0 | 0 | 0 | 0 | 0 | 0
11 | 21 | 13 | 0 | 0 | 0 | 0 | 0 | 0 | 0 | 0 | 0
11 | 21 | 14 | 0 | 0 | 0 | 0 | 0 | 0 | 0 | 0 | 0
11 | 21 | 15 | 0 | 0 | 0 | 0 | 0 | 0 | 0 | 0 | 0
11 | 21 | 16 | 0 | 0 | 0 | 0 | 0 | 0 | 0 | 0 | 0
11 | 21 | 17 | 0 | 0 | 0 | 0 | 0 | 0 | 0 | 0 | 0
11 | 21 | 18 | 0 | 0 | 0 | 0 | 0 | 0 | 0 | 0 | 0
11 | 21 | 19 | 0 | 0 | 0 | 0 | 0 | 0 | 0 | 0 | 0
11 | 21 | 20 | 0 | 0 | 0 | 0 | 0 | 0 | 0 | 0 | 0
11 | 21 | 21 | 0 | 0 | 0 | 0 | 0 | 0 | 0 | 0 | 0
11 | 21 | 22 | 0 | 0 | 0 | 0 | 0 | 0 | 0 | 0 | 0
11 | 21 | 23 | 0 | 0 | 0 | 0 | 0 | 0 | 0 | 0 | 0
11 | 21 | 24 | 0 | 0 | 0 | 0 | 0 | 0 | 0 | 0 | 0
11 | 22 | 1 | 0 | 0 | 0 | 0 | 0 | 0 | 0 | 0 | 0
11 | 22 | 2 | 0 | 0 | 0 | 0 | 0 | 0 | 0 | 0 | 0
11 | 22 | 3 | 0 | 0 | 0 | 0 | 0 | 0 | 0 | 0 | 0
11 | 22 | 4 | 0 | 0 | 0 | 0 | 0 | 0 | 0 | 0 | 0
11 | 22 | 5 | 0 | 0 | 0 | 0 | 0 | 0 | 0 | 0 | 0
11 | 22 | 6 | 0 | 0 | 0 | 0 | 0 | 0 | 0 | 0 | 0
11 | 22 | 7 | 0 | 0 | 0 | 0 | 0 | 0 | 0 | 0 | 0
11 | 22 | 8 | 0 | 0 | 0 | 0 | 0 | 0 | 0 | 0 | 0
11 | 22 | 9 | 0 | 0 | 0 | 0 | 0 | 0 | 0 | 0 | 0
11 | 22 | 10 | 0 | 0 | 0 | 0 | 0 | 0 | 0 | 0 | 0
11 | 22 | 11 | 0 | 0 | 0 | 0 | 0 | 0 | 0 | 0 | 0
11 | 22 | 12 | 0 | 0 | 0 | 0 | 0 | 0 | 0 | 0 | 0
11 | 22 | 13 | 0 | 0 | 0 | 0 | 0 | 0 | 0 | 0 | 0
11 | 22 | 14 | 0 | 0 | 0 | 0 | 0 | 0 | 0 | 0 | 0
11 | 22 | 15 | 0 | 0 | 0 | 0 | 0 | 0 | 0 | 0 | 0
11 | 22 | 16 | 0 | 0 | 0 | 0 | 0 | 0 | 0 | 0 | 0
11 | 22 | 17 | 0 | 0 | 0 | 0 | 0 | 0 | 0 | 0 | 0
11 | 22 | 18 | 0 | 0 | 0 | 0 | 0 | 0 | 0 | 0 | 0
11 | 22 | 19 | 0 | 0 | 0 | 0 | 0 | 0 | 0 | 0 | 0
11 | 22 | 20 | 0 | 0 | 0 | 0 | 0 | 0 | 0 | 0 | 0
11 | 22 | 21 | 0 | 0 | 0 | 0 | 0 | 0 | 0 | 0 | 0
11 | 22 | 22 | 0 | 0 | 0 | 0 | 0 | 0 | 0 | 0 | 0
11 | 22 | 23 | 0 | 0 | 0 | 0 | 0 | 0 | 0 | 0 | 0
11 | 22 | 24 | 0 | 0 | 0 | 0 | 0 | 0 | 0 | 0 | 0
11 | 23 | 1 | 0 | 0 | 0 | 0 | 0 | 0 | 0 | 0 | 0
11 | 23 | 2 | 0 | 0 | 0 | 0 | 0 | 0 | 0 | 0 | 0
11 | 23 | 3 | 0 | 0 | 0 | 0 | 0 | 0 | 0 | 0 | 0
11 | 23 | 4 | 0 | 0 | 0 | 0 | 0 | 0 | 0 | 0 | 0
11 | 23 | 5 | 0 | 0 | 0 | 0 | 0 | 0 | 0 | 0 | 0
11 | 23 | 6 | 0 | 0 | 0 | 0 | 0 | 0 | 0 | 0 | 0
11 | 23 | 7 | 0 | 0 | 0 | 0 | 0 | 0 | 0 | 0 | 0
11 | 23 | 8 | 0 | 0 | 0 | 0 | 0 | 0 | 0 | 0 | 0
11 | 23 | 9 | 0 | 0 | 0 | 0 | 0 | 0 | 0 | 0 | 0
11 | 23 | 10 | 0 | 0 | 0 | 0 | 0 | 0 | 0 | 0 | 0
11 | 23 | 11 | 0 | 0 | 0 | 0 | 0 | 0 | 0 | 0 | 0
11 | 23 | 12 | 0 | 0 | 0 | 0 | 0 | 0 | 0 | 0 | 0
11 | 23 | 13 | 0 | 0 | 0 | 0 | 0 | 0 | 0 | 0 | 0
11 | 23 | 14 | 0 | 0 | 0 | 0 | 0 | 0 | 0 | 0 | 0
11 | 23 | 15 | 0 | 0 | 0 | 0 | 0 | 0 | 0 | 0 | 0
11 | 23 | 16 | 0 | 0 | 0 | 0 | 0 | 0 | 0 | 0 | 0
11 | 23 | 17 | 0 | 0 | 0 | 0 | 0 | 0 | 0 | 0 | 0
11 | 23 | 18 | 0 | 0 | 0 | 0 | 0 | 0 | 0 | 0 | 0
11 | 23 | 19 | 0 | 0 | 0 | 0 | 0 | 0 | 0 | 0 | 0
11 | 23 | 20 | 0 | 0 | 0 | 0 | 0 | 0 | 0 | 0 | 0
11 | 23 | 21 | 0 | 0 | 0 | 0 | 0 | 0 | 0 | 0 | 0
11 | 23 | 22 | 0 | 0 | 0 | 0 | 0 | 0 | 0 | 0 | 0
11 | 23 | 23 | 0 | 0 | 0 | 0 | 0 | 0 | 0 | 0 | 0
11 | 23 | 24 | 0 | 0 | 0 | 0 | 0 | 0 | 0 | 0 | 0
11 | 24 | 1 | 0 | 0 | 0 | 0 | 0 | 0 | 0 | 0 | 0
11 | 24 | 2 | 0 | 0 | 0 | 0 | 0 | 0 | 0 | 0 | 0
11 | 24 | 3 | 0 | 0 | 0 | 0 | 0 | 0 | 0 | 0 | 0
11 | 24 | 4 | 0 | 0 | 0 | 0 | 0 | 0 | 0 | 0 | 0
11 | 24 | 5 | 0 | 0 | 0 | 0 | 0 | 0 | 0 | 0 | 0
11 | 24 | 6 | 0 | 0 | 0 | 0 | 0 | 0 | 0 | 0 | 0
11 | 24 | 7 | 0 | 0 | 0 | 0 | 0 | 0 | 0 | 0 | 0
11 | 24 | 8 | 0 | 0 | 0 | 0 | 0 | 0 | 0 | 0 | 0
11 | 24 | 9 | 0 | 0 | 0 | 0 | 0 | 0 | 0 | 0 | 0
11 | 24 | 10 | 0 | 0 | 0 | 0 | 0 | 0 | 0 | 0 | 0
11 | 24 | 11 | 0 | 0 | 0 | 0 | 0 | 0 | 0 | 0 | 0
11 | 24 | 12 | 0 | 0 | 0 | 0 | 0 | 0 | 0 | 0 | 0
11 | 24 | 13 | 0 | 0 | 0 | 0 | 0 | 0 | 0 | 0 | 0
11 | 24 | 14 | 0 | 0 | 0 | 0 | 0 | 0 | 0 | 0 | 0
11 | 24 | 15 | 0 | 0 | 0 | 0 | 0 | 0 | 0 | 0 | 0
11 | 24 | 16 | 0 | 0 | 0 | 0 | 0 | 0 | 0 | 0 | 0
11 | 24 | 17 | 0 | 0 | 0 | 0 | 0 | 0 | 0 | 0 | 0
11 | 24 | 18 | 0 | 0 | 0 | 0 | 0 | 0 | 0 | 0 | 0
11 | 24 | 19 | 0 | 0 | 0 | 0 | 0 | 0 | 0 | 0 | 0
11 | 24 | 20 | 0 | 0 | 0 | 0 | 0 | 0 | 0 | 0 | 0
11 | 24 | 21 | 0 | 0 | 0 | 0 | 0 | 0 | 0 | 0 | 0
11 | 24 | 22 | 0 | 0 | 0 | 0 | 0 | 0 | 0 | 0 | 0
11 | 24 | 23 | 0 | 0 | 0 | 0 | 0 | 0 | 0 | 0 | 0
11 | 24 | 24 | 0 | 0 | 0 | 0 | 0 | 0 | 0 | 0 | 0
11 | 25 | 1 | 0 | 0 | 0 | 0 | 0 | 0 | 0 | 0 | 0
11 | 25 | 2 | 0 | 0 | 0 | 0 | 0 | 0 | 0 | 0 | 0
11 | 25 | 3 | 0 | 0 | 0 | 0 | 0 | 0 | 0 | 0 | 0
11 | 25 | 4 | 0 | 0 | 0 | 0 | 0 | 0 | 0 | 0 | 0
11 | 25 | 5 | 0 | 0 | 0 | 0 | 0 | 0 | 0 | 0 | 0
11 | 25 | 6 | 0 | 0 | 0 | 0 | 0 | 0 | 0 | 0 | 0
11 | 25 | 7 | 0 | 0 | 0 | 0 | 0 | 0 | 0 | 0 | 0
11 | 25 | 8 | 0 | 0 | 0 | 0 | 0 | 0 | 0 | 0 | 0
11 | 25 | 9 | 0 | 0 | 0 | 0 | 0 | 0 | 0 | 0 | 0
11 | 25 | 10 | 0 | 0 | 0 | 0 | 0 | 0 | 0 | 0 | 0
11 | 25 | 11 | 0 | 0 | 0 | 0 | 0 | 0 | 0 | 0 | 0
11 | 25 | 12 | 0 | 0 | 0 | 0 | 0 | 0 | 0 | 0 | 0
11 | 25 | 13 | 0 | 0 | 0 | 0 | 0 | 0 | 0 | 0 | 0
11 | 25 | 14 | 0 | 0 | 0 | 0 | 0 | 0 | 0 | 0 | 0
11 | 25 | 15 | 0 | 0 | 0 | 0 | 0 | 0 | 0 | 0 | 0
11 | 25 | 16 | 0 | 0 | 0 | 0 | 0 | 0 | 0 | 0 | 0
11 | 25 | 17 | 0 | 0 | 0 | 0 | 0 | 0 | 0 | 0 | 0
11 | 25 | 18 | 0 | 0 | 0 | 0 | 0 | 0 | 0 | 0 | 0
11 | 25 | 19 | 0 | 0 | 0 | 0 | 0 | 0 | 0 | 0 | 0
11 | 25 | 20 | 0 | 0 | 0 | 0 | 0 | 0 | 0 | 0 | 0
11 | 25 | 21 | 0 | 0 | 0 | 0 | 0 | 0 | 0 | 0 | 0
11 | 25 | 22 | 0 | 0 | 0 | 0 | 0 | 0 | 0 | 0 | 0
11 | 25 | 23 | 0 | 0 | 0 | 0 | 0 | 0 | 0 | 0 | 0
11 | 25 | 24 | 0 | 0 | 0 | 0 | 0 | 0 | 0 | 0 | 0
11 | 26 | 1 | 0 | 0 | 0 | 0 | 0 | 0 | 0 | 0 | 0
11 | 26 | 2 | 0 | 0 | 0 | 0 | 0 | 0 | 0 | 0 | 0
11 | 26 | 3 | 0 | 0 | 0 | 0 | 0 | 0 | 0 | 0 | 0
11 | 26 | 4 | 0 | 0 | 0 | 0 | 0 | 0 | 0 | 0 | 0
11 | 26 | 5 | 0 | 0 | 0 | 0 | 0 | 0 | 0 | 0 | 0
11 | 26 | 6 | 0 | 0 | 0 | 0 | 0 | 0 | 0 | 0 | 0
11 | 26 | 7 | 0 | 0 | 0 | 0 | 0 | 0 | 0 | 0 | 0
11 | 26 | 8 | 0 | 0 | 0 | 0 | 0 | 0 | 0 | 0 | 0
11 | 26 | 9 | 0 | 0 | 0 | 0 | 0 | 0 | 0 | 0 | 0
11 | 26 | 10 | 0 | 0 | 0 | 0 | 0 | 0 | 0 | 0 | 0
11 | 26 | 11 | 0 | 0 | 0 | 0 | 0 | 0 | 0 | 0 | 0
11 | 26 | 12 | 0 | 0 | 0 | 0 | 0 | 0 | 0 | 0 | 0
11 | 26 | 13 | 0 | 0 | 0 | 0 | 0 | 0 | 0 | 0 | 0
11 | 26 | 14 | 0 | 0 | 0 | 0 | 0 | 0 | 0 | 0 | 0
11 | 26 | 15 | 0 | 0 | 0 | 0 | 0 | 0 | 0 | 0 | 0
11 | 26 | 16 | 0 | 0 | 0 | 0 | 0 | 0 | 0 | 0 | 0
11 | 26 | 17 | 0 | 0 | 0 | 0 | 0 | 0 | 0 | 0 | 0
11 | 26 | 18 | 0 | 0 | 0 | 0 | 0 | 0 | 0 | 0 | 0
11 | 26 | 19 | 0 | 0 | 0 | 0 | 0 | 0 | 0 | 0 | 0
11 | 26 | 20 | 0 | 0 | 0 | 0 | 0 | 0 | 0 | 0 | 0
11 | 26 | 21 | 0 | 0 | 0 | 0 | 0 | 0 | 0 | 0 | 0
11 | 26 | 22 | 0 | 0 | 0 | 0 | 0 | 0 | 0 | 0 | 0
11 | 26 | 23 | 0 | 0 | 0 | 0 | 0 | 0 | 0 | 0 | 0
11 | 26 | 24 | 0 | 0 | 0 | 0 | 0 | 0 | 0 | 0 | 0
11 | 27 | 1 | 0 | 0 | 0 | 0 | 0 | 0 | 0 | 0 | 0
11 | 27 | 2 | 0 | 0 | 0 | 0 | 0 | 0 | 0 | 0 | 0
11 | 27 | 3 | 0 | 0 | 0 | 0 | 0 | 0 | 0 | 0 | 0
11 | 27 | 4 | 0 | 0 | 0 | 0 | 0 | 0 | 0 | 0 | 0
11 | 27 | 5 | 0 | 0 | 0 | 0 | 0 | 0 | 0 | 0 | 0
11 | 27 | 6 | 0 | 0 | 0 | 0 | 0 | 0 | 0 | 0 | 0
11 | 27 | 7 | 0 | 0 | 0 | 0 | 0 | 0 | 0 | 0 | 0
11 | 27 | 8 | 0 | 0 | 0 | 0 | 0 | 0 | 0 | 0 | 0
11 | 27 | 9 | 0 | 0 | 0 | 0 | 0 | 0 | 0 | 0 | 0
11 | 27 | 10 | 0 | 0 | 0 | 0 | 0 | 0 | 0 | 0 | 0
11 | 27 | 11 | 0 | 0 | 0 | 0 | 0 | 0 | 0 | 0 | 0
11 | 27 | 12 | 0 | 0 | 0 | 0 | 0 | 0 | 0 | 0 | 0
11 | 27 | 13 | 0 | 0 | 0 | 0 | 0 | 0 | 0 | 0 | 0
11 | 27 | 14 | 0 | 0 | 0 | 0 | 0 | 0 | 0 | 0 | 0
11 | 27 | 15 | 0 | 0 | 0 | 0 | 0 | 0 | 0 | 0 | 0
11 | 27 | 16 | 0 | 0 | 0 | 0 | 0 | 0 | 0 | 0 | 0
11 | 27 | 17 | 0 | 0 | 0 | 0 | 0 | 0 | 0 | 0 | 0
11 | 27 | 18 | 0 | 0 | 0 | 0 | 0 | 0 | 0 | 0 | 0
11 | 27 | 19 | 0 | 0 | 0 | 0 | 0 | 0 | 0 | 0 | 0
11 | 27 | 20 | 0 | 0 | 0 | 0 | 0 | 0 | 0 | 0 | 0
11 | 27 | 21 | 0 | 0 | 0 | 0 | 0 | 0 | 0 | 0 | 0
11 | 27 | 22 | 0 | 0 | 0 | 0 | 0 | 0 | 0 | 0 | 0
11 | 27 | 23 | 0 | 0 | 0 | 0 | 0 | 0 | 0 | 0 | 0
11 | 27 | 24 | 0 | 0 | 0 | 0 | 0 | 0 | 0 | 0 | 0
11 | 28 | 1 | 0 | 0 | 0 | 0 | 0 | 0 | 0 | 0 | 0
11 | 28 | 2 | 0 | 0 | 0 | 0 | 0 | 0 | 0 | 0 | 0
11 | 28 | 3 | 0 | 0 | 0 | 0 | 0 | 0 | 0 | 0 | 0
11 | 28 | 4 | 0 | 0 | 0 | 0 | 0 | 0 | 0 | 0 | 0
11 | 28 | 5 | 0 | 0 | 0 | 0 | 0 | 0 | 0 | 0 | 0
11 | 28 | 6 | 0 | 0 | 0 | 0 | 0 | 0 | 0 | 0 | 0
11 | 28 | 7 | 0 | 0 | 0 | 0 | 0 | 0 | 0 | 0 | 0
11 | 28 | 8 | 0 | 0 | 0 | 0 | 0 | 0 | 0 | 0 | 0
11 | 28 | 9 | 0 | 0 | 0 | 0 | 0 | 0 | 0 | 0 | 0
11 | 28 | 10 | 0 | 0 | 0 | 0 | 0 | 0 | 0 | 0 | 0
11 | 28 | 11 | 0 | 0 | 0 | 0 | 0 | 0 | 0 | 0 | 0
11 | 28 | 12 | 0 | 0 | 0 | 0 | 0 | 0 | 0 | 0 | 0
11 | 28 | 13 | 0 | 0 | 0 | 0 | 0 | 0 | 0 | 0 | 0
11 | 28 | 14 | 0 | 0 | 0 | 0 | 0 | 0 | 0 | 0 | 0
11 | 28 | 15 | 0 | 0 | 0 | 0 | 0 | 0 | 0 | 0 | 0
11 | 28 | 16 | 0 | 0 | 0 | 0 | 0 | 0 | 0 | 0 | 0
11 | 28 | 17 | 0 | 0 | 0 | 0 | 0 | 0 | 0 | 0 | 0
11 | 28 | 18 | 0 | 0 | 0 | 0 | 0 | 0 | 0 | 0 | 0
11 | 28 | 19 | 0 | 0 | 0 | 0 | 0 | 0 | 0 | 0 | 0
11 | 28 | 20 | 0 | 0 | 0 | 0 | 0 | 0 | 0 | 0 | 0
11 | 28 | 21 | 0 | 0 | 0 | 0 | 0 | 0 | 0 | 0 | 0
11 | 28 | 22 | 0 | 0 | 0 | 0 | 0 | 0 | 0 | 0 | 0
11 | 28 | 23 | 0 | 0 | 0 | 0 | 0 | 0 | 0 | 0 | 0
11 | 28 | 24 | 0 | 0 | 0 | 0 | 0 | 0 | 0 | 0 | 0
11 | 29 | 1 | 0 | 0 | 0 | 0 | 0 | 0 | 0 | 0 | 0
11 | 29 | 2 | 0 | 0 | 0 | 0 | 0 | 0 | 0 | 0 | 0
11 | 29 | 3 | 0 | 0 | 0 | 0 | 0 | 0 | 0 | 0 | 0
11 | 29 | 4 | 0 | 0 | 0 | 0 | 0 | 0 | 0 | 0 | 0
11 | 29 | 5 | 0 | 0 | 0 | 0 | 0 | 0 | 0 | 0 | 0
11 | 29 | 6 | 0 | 0 | 0 | 0 | 0 | 0 | 0 | 0 | 0
11 | 29 | 7 | 0 | 0 | 0 | 0 | 0 | 0 | 0 | 0 | 0
11 | 29 | 8 | 0 | 0 | 0 | 0 | 0 | 0 | 0 | 0 | 0
11 | 29 | 9 | 0 | 0 | 0 | 0 | 0 | 0 | 0 | 0 | 0
11 | 29 | 10 | 0 | 0 | 0 | 0 | 0 | 0 | 0 | 0 | 0
11 | 29 | 11 | 0 | 0 | 0 | 0 | 0 | 0 | 0 | 0 | 0
11 | 29 | 12 | 0 | 0 | 0 | 0 | 0 | 0 | 0 | 0 | 0
11 | 29 | 13 | 0 | 0 | 0 | 0 | 0 | 0 | 0 | 0 | 0
11 | 29 | 14 | 0 | 0 | 0 | 0 | 0 | 0 | 0 | 0 | 0
11 | 29 | 15 | 0 | 0 | 0 | 0 | 0 | 0 | 0 | 0 | 0
11 | 29 | 16 | 0 | 0 | 0 | 0 | 0 | 0 | 0 | 0 | 0
11 | 29 | 17 | 0 | 0 | 0 | 0 | 0 | 0 | 0 | 0 | 0
11 | 29 | 18 | 0 | 0 | 0 | 0 | 0 | 0 | 0 | 0 | 0
11 | 29 | 19 | 0 | 0 | 0 | 0 | 0 | 0 | 0 | 0 | 0
11 | 29 | 20 | 0 | 0 | 0 | 0 | 0 | 0 | 0 | 0 | 0
11 | 29 | 21 | 0 | 0 | 0 | 0 | 0 | 0 | 0 | 0 | 0
11 | 29 | 22 | 0 | 0 | 0 | 0 | 0 | 0 | 0 | 0 | 0
11 | 29 | 23 | 0 | 0 | 0 | 0 | 0 | 0 | 0 | 0 | 0
11 | 29 | 24 | 0 | 0 | 0 | 0 | 0 | 0 | 0 | 0 | 0
11 | 30 | 1 | 0 | 0 | 0 | 0 | 0 | 0 | 0 | 0 | 0
11 | 30 | 2 | 0 | 0 | 0 | 0 | 0 | 0 | 0 | 0 | 0
11 | 30 | 3 | 0 | 0 | 0 | 0 | 0 | 0 | 0 | 0 | 0
11 | 30 | 4 | 0 | 0 | 0 | 0 | 0 | 0 | 0 | 0 | 0
11 | 30 | 5 | 0 | 0 | 0 | 0 | 0 | 0 | 0 | 0 | 0
11 | 30 | 6 | 0 | 0 | 0 | 0 | 0 | 0 | 0 | 0 | 0
11 | 30 | 7 | 0 | 0 | 0 | 0 | 0 | 0 | 0 | 0 | 0
11 | 30 | 8 | 0 | 0 | 0 | 0 | 0 | 0 | 0 | 0 | 0
11 | 30 | 9 | 0 | 0 | 0 | 0 | 0 | 0 | 0 | 0 | 0
11 | 30 | 10 | 0 | 0 | 0 | 0 | 0 | 0 | 0 | 0 | 0
11 | 30 | 11 | 0 | 0 | 0 | 0 | 0 | 0 | 0 | 0 | 0
11 | 30 | 12 | 0 | 0 | 0 | 0 | 0 | 0 | 0 | 0 | 0
11 | 30 | 13 | 0 | 0 | 0 | 0 | 0 | 0 | 0 | 0 | 0
11 | 30 | 14 | 0 | 0 | 0 | 0 | 0 | 0 | 0 | 0 | 0
11 | 30 | 15 | 0 | 0 | 0 | 0 | 0 | 0 | 0 | 0 | 0
11 | 30 | 16 | 0 | 0 | 0 | 0 | 0 | 0 | 0 | 0 | 0
11 | 30 | 17 | 0 | 0 | 0 | 0 | 0 | 0 | 0 | 0 | 0
11 | 30 | 18 | 0 | 0 | 0 | 0 | 0 | 0 | 0 | 0 | 0
11 | 30 | 19 | 0 | 0 | 0 | 0 | 0 | 0 | 0 | 0 | 0
11 | 30 | 20 | 0 | 0 | 0 | 0 | 0 | 0 | 0 | 0 | 0
11 | 30 | 21 | 0 | 0 | 0 | 0 | 0 | 0 | 0 | 0 | 0
11 | 30 | 22 | 0 | 0 | 0 | 0 | 0 | 0 | 0 | 0 | 0
11 | 30 | 23 | 0 | 0 | 0 | 0 | 0 | 0 | 0 | 0 | 0
11 | 30 | 24 | 0 | 0 | 0 | 0 | 0 | 0 | 0 | 0 | 0
12 | 1 | 1 | 0 | 0 | 0 | 0 | 0 | 0 | 0 | 0 | 0
12 | 1 | 2 | 0 | 0 | 0 | 0 | 0 | 0 | 0 | 0 | 0
12 | 1 | 3 | 0 | 0 | 0 | 0 | 0 | 0 | 0 | 0 | 0
12 | 1 | 4 | 0 | 0 | 0 | 0 | 0 | 0 | 0 | 0 | 0
12 | 1 | 5 | 0 | 0 | 0 | 0 | 0 | 0 | 0 | 0 | 0
12 | 1 | 6 | 0 | 0 | 0 | 0 | 0 | 0 | 0 | 0 | 0
12 | 1 | 7 | 0 | 0 | 0 | 0 | 0 | 0 | 0 | 0 | 0
12 | 1 | 8 | 0 | 0 | 0 | 0 | 0 | 0 | 0 | 0 | 0
12 | 1 | 9 | 0 | 0 | 0 | 0 | 0 | 0 | 0 | 0 | 0
12 | 1 | 10 | 0 | 0 | 0 | 0 | 0 | 0 | 0 | 0 | 0
12 | 1 | 11 | 0 | 0 | 0 | 0 | 0 | 0 | 0 | 0 | 0
12 | 1 | 12 | 0 | 0 | 0 | 0 | 0 | 0 | 0 | 0 | 0
12 | 1 | 13 | 0 | 0 | 0 | 0 | 0 | 0 | 0 | 0 | 0
12 | 1 | 14 | 0 | 0 | 0 | 0 | 0 | 0 | 0 | 0 | 0
12 | 1 | 15 | 0 | 0 | 0 | 0 | 0 | 0 | 0 | 0 | 0
12 | 1 | 16 | 0 | 0 | 0 | 0 | 0 | 0 | 0 | 0 | 0
12 | 1 | 17 | 0 | 0 | 0 | 0 | 0 | 0 | 0 | 0 | 0
12 | 1 | 18 | 0 | 0 | 0 | 0 | 0 | 0 | 0 | 0 | 0
12 | 1 | 19 | 0 | 0 | 0 | 0 | 0 | 0 | 0 | 0 | 0
12 | 1 | 20 | 0 | 0 | 0 | 0 | 0 | 0 | 0 | 0 | 0
12 | 1 | 21 | 0 | 0 | 0 | 0 | 0 | 0 | 0 | 0 | 0
12 | 1 | 22 | 0 | 0 | 0 | 0 | 0 | 0 | 0 | 0 | 0
12 | 1 | 23 | 0 | 0 | 0 | 0 | 0 | 0 | 0 | 0 | 0
12 | 1 | 24 | 0 | 0 | 0 | 0 | 0 | 0 | 0 | 0 | 0
12 | 2 | 1 | 0 | 0 | 0 | 0 | 0 | 0 | 0 | 0 | 0
12 | 2 | 2 | 0 | 0 | 0 | 0 | 0 | 0 | 0 | 0 | 0
12 | 2 | 3 | 0 | 0 | 0 | 0 | 0 | 0 | 0 | 0 | 0
12 | 2 | 4 | 0 | 0 | 0 | 0 | 0 | 0 | 0 | 0 | 0
12 | 2 | 5 | 0 | 0 | 0 | 0 | 0 | 0 | 0 | 0 | 0
12 | 2 | 6 | 0 | 0 | 0 | 0 | 0 | 0 | 0 | 0 | 0
12 | 2 | 7 | 0 | 0 | 0 | 0 | 0 | 0 | 0 | 0 | 0
12 | 2 | 8 | 0 | 0 | 0 | 0 | 0 | 0 | 0 | 0 | 0
12 | 2 | 9 | 0 | 0 | 0 | 0 | 0 | 0 | 0 | 0 | 0
12 | 2 | 10 | 0 | 0 | 0 | 0 | 0 | 0 | 0 | 0 | 0
12 | 2 | 11 | 0 | 0 | 0 | 0 | 0 | 0 | 0 | 0 | 0
12 | 2 | 12 | 0 | 0 | 0 | 0 | 0 | 0 | 0 | 0 | 0
12 | 2 | 13 | 0 | 0 | 0 | 0 | 0 | 0 | 0 | 0 | 0
12 | 2 | 14 | 0 | 0 | 0 | 0 | 0 | 0 | 0 | 0 | 0
12 | 2 | 15 | 0 | 0 | 0 | 0 | 0 | 0 | 0 | 0 | 0
12 | 2 | 16 | 0 | 0 | 0 | 0 | 0 | 0 | 0 | 0 | 0
12 | 2 | 17 | 0 | 0 | 0 | 0 | 0 | 0 | 0 | 0 | 0
12 | 2 | 18 | 0 | 0 | 0 | 0 | 0 | 0 | 0 | 0 | 0
12 | 2 | 19 | 0 | 0 | 0 | 0 | 0 | 0 | 0 | 0 | 0
12 | 2 | 20 | 0 | 0 | 0 | 0 | 0 | 0 | 0 | 0 | 0
12 | 2 | 21 | 0 | 0 | 0 | 0 | 0 | 0 | 0 | 0 | 0
12 | 2 | 22 | 0 | 0 | 0 | 0 | 0 | 0 | 0 | 0 | 0
12 | 2 | 23 | 0 | 0 | 0 | 0 | 0 | 0 | 0 | 0 | 0
12 | 2 | 24 | 0 | 0 | 0 | 0 | 0 | 0 | 0 | 0 | 0
12 | 3 | 1 | 0 | 0 | 0 | 0 | 0 | 0 | 0 | 0 | 0
12 | 3 | 2 | 0 | 0 | 0 | 0 | 0 | 0 | 0 | 0 | 0
12 | 3 | 3 | 0 | 0 | 0 | 0 | 0 | 0 | 0 | 0 | 0
12 | 3 | 4 | 0 | 0 | 0 | 0 | 0 | 0 | 0 | 0 | 0
12 | 3 | 5 | 0 | 0 | 0 | 0 | 0 | 0 | 0 | 0 | 0
12 | 3 | 6 | 0 | 0 | 0 | 0 | 0 | 0 | 0 | 0 | 0
12 | 3 | 7 | 0 | 0 | 0 | 0 | 0 | 0 | 0 | 0 | 0
12 | 3 | 8 | 0 | 0 | 0 | 0 | 0 | 0 | 0 | 0 | 0
12 | 3 | 9 | 0 | 0 | 0 | 0 | 0 | 0 | 0 | 0 | 0
12 | 3 | 10 | 0 | 0 | 0 | 0 | 0 | 0 | 0 | 0 | 0
12 | 3 | 11 | 0 | 0 | 0 | 0 | 0 | 0 | 0 | 0 | 0
12 | 3 | 12 | 0 | 0 | 0 | 0 | 0 | 0 | 0 | 0 | 0
12 | 3 | 13 | 0 | 0 | 0 | 0 | 0 | 0 | 0 | 0 | 0
12 | 3 | 14 | 0 | 0 | 0 | 0 | 0 | 0 | 0 | 0 | 0
12 | 3 | 15 | 0 | 0 | 0 | 0 | 0 | 0 | 0 | 0 | 0
12 | 3 | 16 | 0 | 0 | 0 | 0 | 0 | 0 | 0 | 0 | 0
12 | 3 | 17 | 0 | 0 | 0 | 0 | 0 | 0 | 0 | 0 | 0
12 | 3 | 18 | 0 | 0 | 0 | 0 | 0 | 0 | 0 | 0 | 0
12 | 3 | 19 | 0 | 0 | 0 | 0 | 0 | 0 | 0 | 0 | 0
12 | 3 | 20 | 0 | 0 | 0 | 0 | 0 | 0 | 0 | 0 | 0
12 | 3 | 21 | 0 | 0 | 0 | 0 | 0 | 0 | 0 | 0 | 0
12 | 3 | 22 | 0 | 0 | 0 | 0 | 0 | 0 | 0 | 0 | 0
12 | 3 | 23 | 0 | 0 | 0 | 0 | 0 | 0 | 0 | 0 | 0
12 | 3 | 24 | 0 | 0 | 0 | 0 | 0 | 0 | 0 | 0 | 0
12 | 4 | 1 | 0 | 0 | 0 | 0 | 0 | 0 | 0 | 0 | 0
12 | 4 | 2 | 0 | 0 | 0 | 0 | 0 | 0 | 0 | 0 | 0
12 | 4 | 3 | 0 | 0 | 0 | 0 | 0 | 0 | 0 | 0 | 0
12 | 4 | 4 | 0 | 0 | 0 | 0 | 0 | 0 | 0 | 0 | 0
12 | 4 | 5 | 0 | 0 | 0 | 0 | 0 | 0 | 0 | 0 | 0
12 | 4 | 6 | 0 | 0 | 0 | 0 | 0 | 0 | 0 | 0 | 0
12 | 4 | 7 | 0 | 0 | 0 | 0 | 0 | 0 | 0 | 0 | 0
12 | 4 | 8 | 0 | 0 | 0 | 0 | 0 | 0 | 0 | 0 | 0
12 | 4 | 9 | 0 | 0 | 0 | 0 | 0 | 0 | 0 | 0 | 0
12 | 4 | 10 | 0 | 0 | 0 | 0 | 0 | 0 | 0 | 0 | 0
12 | 4 | 11 | 0 | 0 | 0 | 0 | 0 | 0 | 0 | 0 | 0
12 | 4 | 12 | 0 | 0 | 0 | 0 | 0 | 0 | 0 | 0 | 0
12 | 4 | 13 | 0 | 0 | 0 | 0 | 0 | 0 | 0 | 0 | 0
12 | 4 | 14 | 0 | 0 | 0 | 0 | 0 | 0 | 0 | 0 | 0
12 | 4 | 15 | 0 | 0 | 0 | 0 | 0 | 0 | 0 | 0 | 0
12 | 4 | 16 | 0 | 0 | 0 | 0 | 0 | 0 | 0 | 0 | 0
12 | 4 | 17 | 0 | 0 | 0 | 0 | 0 | 0 | 0 | 0 | 0
12 | 4 | 18 | 0 | 0 | 0 | 0 | 0 | 0 | 0 | 0 | 0
12 | 4 | 19 | 0 | 0 | 0 | 0 | 0 | 0 | 0 | 0 | 0
12 | 4 | 20 | 0 | 0 | 0 | 0 | 0 | 0 | 0 | 0 | 0
12 | 4 | 21 | 0 | 0 | 0 | 0 | 0 | 0 | 0 | 0 | 0
12 | 4 | 22 | 0 | 0 | 0 | 0 | 0 | 0 | 0 | 0 | 0
12 | 4 | 23 | 0 | 0 | 0 | 0 | 0 | 0 | 0 | 0 | 0
12 | 4 | 24 | 0 | 0 | 0 | 0 | 0 | 0 | 0 | 0 | 0
12 | 5 | 1 | 0 | 0 | 0 | 0 | 0 | 0 | 0 | 0 | 0
12 | 5 | 2 | 0 | 0 | 0 | 0 | 0 | 0 | 0 | 0 | 0
12 | 5 | 3 | 0 | 0 | 0 | 0 | 0 | 0 | 0 | 0 | 0
12 | 5 | 4 | 0 | 0 | 0 | 0 | 0 | 0 | 0 | 0 | 0
12 | 5 | 5 | 0 | 0 | 0 | 0 | 0 | 0 | 0 | 0 | 0
12 | 5 | 6 | 0 | 0 | 0 | 0 | 0 | 0 | 0 | 0 | 0
12 | 5 | 7 | 0 | 0 | 0 | 0 | 0 | 0 | 0 | 0 | 0
12 | 5 | 8 | 0 | 0 | 0 | 0 | 0 | 0 | 0 | 0 | 0
12 | 5 | 9 | 0 | 0 | 0 | 0 | 0 | 0 | 0 | 0 | 0
12 | 5 | 10 | 0 | 0 | 0 | 0 | 0 | 0 | 0 | 0 | 0
12 | 5 | 11 | 0 | 0 | 0 | 0 | 0 | 0 | 0 | 0 | 0
12 | 5 | 12 | 0 | 0 | 0 | 0 | 0 | 0 | 0 | 0 | 0
12 | 5 | 13 | 0 | 0 | 0 | 0 | 0 | 0 | 0 | 0 | 0
12 | 5 | 14 | 0 | 0 | 0 | 0 | 0 | 0 | 0 | 0 | 0
12 | 5 | 15 | 0 | 0 | 0 | 0 | 0 | 0 | 0 | 0 | 0
12 | 5 | 16 | 0 | 0 | 0 | 0 | 0 | 0 | 0 | 0 | 0
12 | 5 | 17 | 0 | 0 | 0 | 0 | 0 | 0 | 0 | 0 | 0
12 | 5 | 18 | 0 | 0 | 0 | 0 | 0 | 0 | 0 | 0 | 0
12 | 5 | 19 | 0 | 0 | 0 | 0 | 0 | 0 | 0 | 0 | 0
12 | 5 | 20 | 0 | 0 | 0 | 0 | 0 | 0 | 0 | 0 | 0
12 | 5 | 21 | 0 | 0 | 0 | 0 | 0 | 0 | 0 | 0 | 0
12 | 5 | 22 | 0 | 0 | 0 | 0 | 0 | 0 | 0 | 0 | 0
12 | 5 | 23 | 0 | 0 | 0 | 0 | 0 | 0 | 0 | 0 | 0
12 | 5 | 24 | 0 | 0 | 0 | 0 | 0 | 0 | 0 | 0 | 0
12 | 6 | 1 | 0 | 0 | 0 | 0 | 0 | 0 | 0 | 0 | 0
12 | 6 | 2 | 0 | 0 | 0 | 0 | 0 | 0 | 0 | 0 | 0
12 | 6 | 3 | 0 | 0 | 0 | 0 | 0 | 0 | 0 | 0 | 0
12 | 6 | 4 | 0 | 0 | 0 | 0 | 0 | 0 | 0 | 0 | 0
12 | 6 | 5 | 0 | 0 | 0 | 0 | 0 | 0 | 0 | 0 | 0
12 | 6 | 6 | 0 | 0 | 0 | 0 | 0 | 0 | 0 | 0 | 0
12 | 6 | 7 | 0 | 0 | 0 | 0 | 0 | 0 | 0 | 0 | 0
12 | 6 | 8 | 0 | 0 | 0 | 0 | 0 | 0 | 0 | 0 | 0
12 | 6 | 9 | 0 | 0 | 0 | 0 | 0 | 0 | 0 | 0 | 0
12 | 6 | 10 | 0 | 0 | 0 | 0 | 0 | 0 | 0 | 0 | 0
12 | 6 | 11 | 0 | 0 | 0 | 0 | 0 | 0 | 0 | 0 | 0
12 | 6 | 12 | 0 | 0 | 0 | 0 | 0 | 0 | 0 | 0 | 0
12 | 6 | 13 | 0 | 0 | 0 | 0 | 0 | 0 | 0 | 0 | 0
12 | 6 | 14 | 0 | 0 | 0 | 0 | 0 | 0 | 0 | 0 | 0
12 | 6 | 15 | 0 | 0 | 0 | 0 | 0 | 0 | 0 | 0 | 0
12 | 6 | 16 | 0 | 0 | 0 | 0 | 0 | 0 | 0 | 0 | 0
12 | 6 | 17 | 0 | 0 | 0 | 0 | 0 | 0 | 0 | 0 | 0
12 | 6 | 18 | 0 | 0 | 0 | 0 | 0 | 0 | 0 | 0 | 0
12 | 6 | 19 | 0 | 0 | 0 | 0 | 0 | 0 | 0 | 0 | 0
12 | 6 | 20 | 0 | 0 | 0 | 0 | 0 | 0 | 0 | 0 | 0
12 | 6 | 21 | 0 | 0 | 0 | 0 | 0 | 0 | 0 | 0 | 0
12 | 6 | 22 | 0 | 0 | 0 | 0 | 0 | 0 | 0 | 0 | 0
12 | 6 | 23 | 0 | 0 | 0 | 0 | 0 | 0 | 0 | 0 | 0
12 | 6 | 24 | 0 | 0 | 0 | 0 | 0 | 0 | 0 | 0 | 0
12 | 7 | 1 | 0 | 0 | 0 | 0 | 0 | 0 | 0 | 0 | 0
12 | 7 | 2 | 0 | 0 | 0 | 0 | 0 | 0 | 0 | 0 | 0
12 | 7 | 3 | 0 | 0 | 0 | 0 | 0 | 0 | 0 | 0 | 0
12 | 7 | 4 | 0 | 0 | 0 | 0 | 0 | 0 | 0 | 0 | 0
12 | 7 | 5 | 0 | 0 | 0 | 0 | 0 | 0 | 0 | 0 | 0
12 | 7 | 6 | 0 | 0 | 0 | 0 | 0 | 0 | 0 | 0 | 0
12 | 7 | 7 | 0 | 0 | 0 | 0 | 0 | 0 | 0 | 0 | 0
12 | 7 | 8 | 0 | 0 | 0 | 0 | 0 | 0 | 0 | 0 | 0
12 | 7 | 9 | 0 | 0 | 0 | 0 | 0 | 0 | 0 | 0 | 0
12 | 7 | 10 | 0 | 0 | 0 | 0 | 0 | 0 | 0 | 0 | 0
12 | 7 | 11 | 0 | 0 | 0 | 0 | 0 | 0 | 0 | 0 | 0
12 | 7 | 12 | 0 | 0 | 0 | 0 | 0 | 0 | 0 | 0 | 0
12 | 7 | 13 | 0 | 0 | 0 | 0 | 0 | 0 | 0 | 0 | 0
12 | 7 | 14 | 0 | 0 | 0 | 0 | 0 | 0 | 0 | 0 | 0
12 | 7 | 15 | 0 | 0 | 0 | 0 | 0 | 0 | 0 | 0 | 0
12 | 7 | 16 | 0 | 0 | 0 | 0 | 0 | 0 | 0 | 0 | 0
12 | 7 | 17 | 0 | 0 | 0 | 0 | 0 | 0 | 0 | 0 | 0
12 | 7 | 18 | 0 | 0 | 0 | 0 | 0 | 0 | 0 | 0 | 0
12 | 7 | 19 | 0 | 0 | 0 | 0 | 0 | 0 | 0 | 0 | 0
12 | 7 | 20 | 0 | 0 | 0 | 0 | 0 | 0 | 0 | 0 | 0
12 | 7 | 21 | 0 | 0 | 0 | 0 | 0 | 0 | 0 | 0 | 0
12 | 7 | 22 | 0 | 0 | 0 | 0 | 0 | 0 | 0 | 0 | 0
12 | 7 | 23 | 0 | 0 | 0 | 0 | 0 | 0 | 0 | 0 | 0
12 | 7 | 24 | 0 | 0 | 0 | 0 | 0 | 0 | 0 | 0 | 0
12 | 8 | 1 | 0 | 0 | 0 | 0 | 0 | 0 | 0 | 0 | 0
12 | 8 | 2 | 0 | 0 | 0 | 0 | 0 | 0 | 0 | 0 | 0
12 | 8 | 3 | 0 | 0 | 0 | 0 | 0 | 0 | 0 | 0 | 0
12 | 8 | 4 | 0 | 0 | 0 | 0 | 0 | 0 | 0 | 0 | 0
12 | 8 | 5 | 0 | 0 | 0 | 0 | 0 | 0 | 0 | 0 | 0
12 | 8 | 6 | 0 | 0 | 0 | 0 | 0 | 0 | 0 | 0 | 0
12 | 8 | 7 | 0 | 0 | 0 | 0 | 0 | 0 | 0 | 0 | 0
12 | 8 | 8 | 0 | 0 | 0 | 0 | 0 | 0 | 0 | 0 | 0
12 | 8 | 9 | 0 | 0 | 0 | 0 | 0 | 0 | 0 | 0 | 0
12 | 8 | 10 | 0 | 0 | 0 | 0 | 0 | 0 | 0 | 0 | 0
12 | 8 | 11 | 0 | 0 | 0 | 0 | 0 | 0 | 0 | 0 | 0
12 | 8 | 12 | 0 | 0 | 0 | 0 | 0 | 0 | 0 | 0 | 0
12 | 8 | 13 | 0 | 0 | 0 | 0 | 0 | 0 | 0 | 0 | 0
12 | 8 | 14 | 0 | 0 | 0 | 0 | 0 | 0 | 0 | 0 | 0
12 | 8 | 15 | 0 | 0 | 0 | 0 | 0 | 0 | 0 | 0 | 0
12 | 8 | 16 | 0 | 0 | 0 | 0 | 0 | 0 | 0 | 0 | 0
12 | 8 | 17 | 0 | 0 | 0 | 0 | 0 | 0 | 0 | 0 | 0
12 | 8 | 18 | 0 | 0 | 0 | 0 | 0 | 0 | 0 | 0 | 0
12 | 8 | 19 | 0 | 0 | 0 | 0 | 0 | 0 | 0 | 0 | 0
12 | 8 | 20 | 0 | 0 | 0 | 0 | 0 | 0 | 0 | 0 | 0
12 | 8 | 21 | 0 | 0 | 0 | 0 | 0 | 0 | 0 | 0 | 0
12 | 8 | 22 | 0 | 0 | 0 | 0 | 0 | 0 | 0 | 0 | 0
12 | 8 | 23 | 0 | 0 | 0 | 0 | 0 | 0 | 0 | 0 | 0
12 | 8 | 24 | 0 | 0 | 0 | 0 | 0 | 0 | 0 | 0 | 0
12 | 9 | 1 | 0 | 0 | 0 | 0 | 0 | 0 | 0 | 0 | 0
12 | 9 | 2 | 0 | 0 | 0 | 0 | 0 | 0 | 0 | 0 | 0
12 | 9 | 3 | 0 | 0 | 0 | 0 | 0 | 0 | 0 | 0 | 0
12 | 9 | 4 | 0 | 0 | 0 | 0 | 0 | 0 | 0 | 0 | 0
12 | 9 | 5 | 0 | 0 | 0 | 0 | 0 | 0 | 0 | 0 | 0
12 | 9 | 6 | 0 | 0 | 0 | 0 | 0 | 0 | 0 | 0 | 0
12 | 9 | 7 | 0 | 0 | 0 | 0 | 0 | 0 | 0 | 0 | 0
12 | 9 | 8 | 0 | 0 | 0 | 0 | 0 | 0 | 0 | 0 | 0
12 | 9 | 9 | 0 | 0 | 0 | 0 | 0 | 0 | 0 | 0 | 0
12 | 9 | 10 | 0 | 0 | 0 | 0 | 0 | 0 | 0 | 0 | 0
12 | 9 | 11 | 0 | 0 | 0 | 0 | 0 | 0 | 0 | 0 | 0
12 | 9 | 12 | 0 | 0 | 0 | 0 | 0 | 0 | 0 | 0 | 0
12 | 9 | 13 | 0 | 0 | 0 | 0 | 0 | 0 | 0 | 0 | 0
12 | 9 | 14 | 0 | 0 | 0 | 0 | 0 | 0 | 0 | 0 | 0
12 | 9 | 15 | 0 | 0 | 0 | 0 | 0 | 0 | 0 | 0 | 0
12 | 9 | 16 | 0 | 0 | 0 | 0 | 0 | 0 | 0 | 0 | 0
12 | 9 | 17 | 0 | 0 | 0 | 0 | 0 | 0 | 0 | 0 | 0
12 | 9 | 18 | 0 | 0 | 0 | 0 | 0 | 0 | 0 | 0 | 0
12 | 9 | 19 | 0 | 0 | 0 | 0 | 0 | 0 | 0 | 0 | 0
12 | 9 | 20 | 0 | 0 | 0 | 0 | 0 | 0 | 0 | 0 | 0
12 | 9 | 21 | 0 | 0 | 0 | 0 | 0 | 0 | 0 | 0 | 0
12 | 9 | 22 | 0 | 0 | 0 | 0 | 0 | 0 | 0 | 0 | 0
12 | 9 | 23 | 0 | 0 | 0 | 0 | 0 | 0 | 0 | 0 | 0
12 | 9 | 24 | 0 | 0 | 0 | 0 | 0 | 0 | 0 | 0 | 0
12 | 10 | 1 | 0 | 0 | 0 | 0 | 0 | 0 | 0 | 0 | 0
12 | 10 | 2 | 0 | 0 | 0 | 0 | 0 | 0 | 0 | 0 | 0
12 | 10 | 3 | 0 | 0 | 0 | 0 | 0 | 0 | 0 | 0 | 0
12 | 10 | 4 | 0 | 0 | 0 | 0 | 0 | 0 | 0 | 0 | 0
12 | 10 | 5 | 0 | 0 | 0 | 0 | 0 | 0 | 0 | 0 | 0
12 | 10 | 6 | 0 | 0 | 0 | 0 | 0 | 0 | 0 | 0 | 0
12 | 10 | 7 | 0 | 0 | 0 | 0 | 0 | 0 | 0 | 0 | 0
12 | 10 | 8 | 0 | 0 | 0 | 0 | 0 | 0 | 0 | 0 | 0
12 | 10 | 9 | 0 | 0 | 0 | 0 | 0 | 0 | 0 | 0 | 0
12 | 10 | 10 | 0 | 0 | 0 | 0 | 0 | 0 | 0 | 0 | 0
12 | 10 | 11 | 0 | 0 | 0 | 0 | 0 | 0 | 0 | 0 | 0
12 | 10 | 12 | 0 | 0 | 0 | 0 | 0 | 0 | 0 | 0 | 0
12 | 10 | 13 | 0 | 0 | 0 | 0 | 0 | 0 | 0 | 0 | 0
12 | 10 | 14 | 0 | 0 | 0 | 0 | 0 | 0 | 0 | 0 | 0
12 | 10 | 15 | 0 | 0 | 0 | 0 | 0 | 0 | 0 | 0 | 0
12 | 10 | 16 | 0 | 0 | 0 | 0 | 0 | 0 | 0 | 0 | 0
12 | 10 | 17 | 0 | 0 | 0 | 0 | 0 | 0 | 0 | 0 | 0
12 | 10 | 18 | 0 | 0 | 0 | 0 | 0 | 0 | 0 | 0 | 0
12 | 10 | 19 | 0 | 0 | 0 | 0 | 0 | 0 | 0 | 0 | 0
12 | 10 | 20 | 0 | 0 | 0 | 0 | 0 | 0 | 0 | 0 | 0
12 | 10 | 21 | 0 | 0 | 0 | 0 | 0 | 0 | 0 | 0 | 0
12 | 10 | 22 | 0 | 0 | 0 | 0 | 0 | 0 | 0 | 0 | 0
12 | 10 | 23 | 0 | 0 | 0 | 0 | 0 | 0 | 0 | 0 | 0
12 | 10 | 24 | 0 | 0 | 0 | 0 | 0 | 0 | 0 | 0 | 0
12 | 11 | 1 | 0 | 0 | 0 | 0 | 0 | 0 | 0 | 0 | 0
12 | 11 | 2 | 0 | 0 | 0 | 0 | 0 | 0 | 0 | 0 | 0
12 | 11 | 3 | 0 | 0 | 0 | 0 | 0 | 0 | 0 | 0 | 0
12 | 11 | 4 | 0 | 0 | 0 | 0 | 0 | 0 | 0 | 0 | 0
12 | 11 | 5 | 0 | 0 | 0 | 0 | 0 | 0 | 0 | 0 | 0
12 | 11 | 6 | 0 | 0 | 0 | 0 | 0 | 0 | 0 | 0 | 0
12 | 11 | 7 | 0 | 0 | 0 | 0 | 0 | 0 | 0 | 0 | 0
12 | 11 | 8 | 0 | 0 | 0 | 0 | 0 | 0 | 0 | 0 | 0
12 | 11 | 9 | 0 | 0 | 0 | 0 | 0 | 0 | 0 | 0 | 0
12 | 11 | 10 | 0 | 0 | 0 | 0 | 0 | 0 | 0 | 0 | 0
12 | 11 | 11 | 0 | 0 | 0 | 0 | 0 | 0 | 0 | 0 | 0
12 | 11 | 12 | 0 | 0 | 0 | 0 | 0 | 0 | 0 | 0 | 0
12 | 11 | 13 | 0 | 0 | 0 | 0 | 0 | 0 | 0 | 0 | 0
12 | 11 | 14 | 0 | 0 | 0 | 0 | 0 | 0 | 0 | 0 | 0
12 | 11 | 15 | 0 | 0 | 0 | 0 | 0 | 0 | 0 | 0 | 0
12 | 11 | 16 | 0 | 0 | 0 | 0 | 0 | 0 | 0 | 0 | 0
12 | 11 | 17 | 0 | 0 | 0 | 0 | 0 | 0 | 0 | 0 | 0
12 | 11 | 18 | 0 | 0 | 0 | 0 | 0 | 0 | 0 | 0 | 0
12 | 11 | 19 | 0 | 0 | 0 | 0 | 0 | 0 | 0 | 0 | 0
12 | 11 | 20 | 0 | 0 | 0 | 0 | 0 | 0 | 0 | 0 | 0
12 | 11 | 21 | 0 | 0 | 0 | 0 | 0 | 0 | 0 | 0 | 0
12 | 11 | 22 | 0 | 0 | 0 | 0 | 0 | 0 | 0 | 0 | 0
12 | 11 | 23 | 0 | 0 | 0 | 0 | 0 | 0 | 0 | 0 | 0
12 | 11 | 24 | 0 | 0 | 0 | 0 | 0 | 0 | 0 | 0 | 0
12 | 12 | 1 | 0 | 0 | 0 | 0 | 0 | 0 | 0 | 0 | 0
12 | 12 | 2 | 0 | 0 | 0 | 0 | 0 | 0 | 0 | 0 | 0
12 | 12 | 3 | 0 | 0 | 0 | 0 | 0 | 0 | 0 | 0 | 0
12 | 12 | 4 | 0 | 0 | 0 | 0 | 0 | 0 | 0 | 0 | 0
12 | 12 | 5 | 0 | 0 | 0 | 0 | 0 | 0 | 0 | 0 | 0
12 | 12 | 6 | 0 | 0 | 0 | 0 | 0 | 0 | 0 | 0 | 0
12 | 12 | 7 | 0 | 0 | 0 | 0 | 0 | 0 | 0 | 0 | 0
12 | 12 | 8 | 0 | 0 | 0 | 0 | 0 | 0 | 0 | 0 | 0
12 | 12 | 9 | 0 | 0 | 0 | 0 | 0 | 0 | 0 | 0 | 0
12 | 12 | 10 | 0 | 0 | 0 | 0 | 0 | 0 | 0 | 0 | 0
12 | 12 | 11 | 0 | 0 | 0 | 0 | 0 | 0 | 0 | 0 | 0
12 | 12 | 12 | 0 | 0 | 0 | 0 | 0 | 0 | 0 | 0 | 0
12 | 12 | 13 | 0 | 0 | 0 | 0 | 0 | 0 | 0 | 0 | 0
12 | 12 | 14 | 0 | 0 | 0 | 0 | 0 | 0 | 0 | 0 | 0
12 | 12 | 15 | 0 | 0 | 0 | 0 | 0 | 0 | 0 | 0 | 0
12 | 12 | 16 | 0 | 0 | 0 | 0 | 0 | 0 | 0 | 0 | 0
12 | 12 | 17 | 0 | 0 | 0 | 0 | 0 | 0 | 0 | 0 | 0
12 | 12 | 18 | 0 | 0 | 0 | 0 | 0 | 0 | 0 | 0 | 0
12 | 12 | 19 | 0 | 0 | 0 | 0 | 0 | 0 | 0 | 0 | 0
12 | 12 | 20 | 0 | 0 | 0 | 0 | 0 | 0 | 0 | 0 | 0
12 | 12 | 21 | 0 | 0 | 0 | 0 | 0 | 0 | 0 | 0 | 0
12 | 12 | 22 | 0 | 0 | 0 | 0 | 0 | 0 | 0 | 0 | 0
12 | 12 | 23 | 0 | 0 | 0 | 0 | 0 | 0 | 0 | 0 | 0
12 | 12 | 24 | 0 | 0 | 0 | 0 | 0 | 0 | 0 | 0 | 0
12 | 13 | 1 | 0 | 0 | 0 | 0 | 0 | 0 | 0 | 0 | 0
12 | 13 | 2 | 0 | 0 | 0 | 0 | 0 | 0 | 0 | 0 | 0
12 | 13 | 3 | 0 | 0 | 0 | 0 | 0 | 0 | 0 | 0 | 0
12 | 13 | 4 | 0 | 0 | 0 | 0 | 0 | 0 | 0 | 0 | 0
12 | 13 | 5 | 0 | 0 | 0 | 0 | 0 | 0 | 0 | 0 | 0
12 | 13 | 6 | 0 | 0 | 0 | 0 | 0 | 0 | 0 | 0 | 0
12 | 13 | 7 | 0 | 0 | 0 | 0 | 0 | 0 | 0 | 0 | 0
12 | 13 | 8 | 0 | 0 | 0 | 0 | 0 | 0 | 0 | 0 | 0
12 | 13 | 9 | 0 | 0 | 0 | 0 | 0 | 0 | 0 | 0 | 0
12 | 13 | 10 | 0 | 0 | 0 | 0 | 0 | 0 | 0 | 0 | 0
12 | 13 | 11 | 0 | 0 | 0 | 0 | 0 | 0 | 0 | 0 | 0
12 | 13 | 12 | 0 | 0 | 0 | 0 | 0 | 0 | 0 | 0 | 0
12 | 13 | 13 | 0 | 0 | 0 | 0 | 0 | 0 | 0 | 0 | 0
12 | 13 | 14 | 0 | 0 | 0 | 0 | 0 | 0 | 0 | 0 | 0
12 | 13 | 15 | 0 | 0 | 0 | 0 | 0 | 0 | 0 | 0 | 0
12 | 13 | 16 | 0 | 0 | 0 | 0 | 0 | 0 | 0 | 0 | 0
12 | 13 | 17 | 0 | 0 | 0 | 0 | 0 | 0 | 0 | 0 | 0
12 | 13 | 18 | 0 | 0 | 0 | 0 | 0 | 0 | 0 | 0 | 0
12 | 13 | 19 | 0 | 0 | 0 | 0 | 0 | 0 | 0 | 0 | 0
12 | 13 | 20 | 0 | 0 | 0 | 0 | 0 | 0 | 0 | 0 | 0
12 | 13 | 21 | 0 | 0 | 0 | 0 | 0 | 0 | 0 | 0 | 0
12 | 13 | 22 | 0 | 0 | 0 | 0 | 0 | 0 | 0 | 0 | 0
12 | 13 | 23 | 0 | 0 | 0 | 0 | 0 | 0 | 0 | 0 | 0
12 | 13 | 24 | 0 | 0 | 0 | 0 | 0 | 0 | 0 | 0 | 0
12 | 14 | 1 | 0 | 0 | 0 | 0 | 0 | 0 | 0 | 0 | 0
12 | 14 | 2 | 0 | 0 | 0 | 0 | 0 | 0 | 0 | 0 | 0
12 | 14 | 3 | 0 | 0 | 0 | 0 | 0 | 0 | 0 | 0 | 0
12 | 14 | 4 | 0 | 0 | 0 | 0 | 0 | 0 | 0 | 0 | 0
12 | 14 | 5 | 0 | 0 | 0 | 0 | 0 | 0 | 0 | 0 | 0
12 | 14 | 6 | 0 | 0 | 0 | 0 | 0 | 0 | 0 | 0 | 0
12 | 14 | 7 | 0 | 0 | 0 | 0 | 0 | 0 | 0 | 0 | 0
12 | 14 | 8 | 0 | 0 | 0 | 0 | 0 | 0 | 0 | 0 | 0
12 | 14 | 9 | 0 | 0 | 0 | 0 | 0 | 0 | 0 | 0 | 0
12 | 14 | 10 | 0 | 0 | 0 | 0 | 0 | 0 | 0 | 0 | 0
12 | 14 | 11 | 0 | 0 | 0 | 0 | 0 | 0 | 0 | 0 | 0
12 | 14 | 12 | 0 | 0 | 0 | 0 | 0 | 0 | 0 | 0 | 0
12 | 14 | 13 | 0 | 0 | 0 | 0 | 0 | 0 | 0 | 0 | 0
12 | 14 | 14 | 0 | 0 | 0 | 0 | 0 | 0 | 0 | 0 | 0
12 | 14 | 15 | 0 | 0 | 0 | 0 | 0 | 0 | 0 | 0 | 0
12 | 14 | 16 | 0 | 0 | 0 | 0 | 0 | 0 | 0 | 0 | 0
12 | 14 | 17 | 0 | 0 | 0 | 0 | 0 | 0 | 0 | 0 | 0
12 | 14 | 18 | 0 | 0 | 0 | 0 | 0 | 0 | 0 | 0 | 0
12 | 14 | 19 | 0 | 0 | 0 | 0 | 0 | 0 | 0 | 0 | 0
12 | 14 | 20 | 0 | 0 | 0 | 0 | 0 | 0 | 0 | 0 | 0
12 | 14 | 21 | 0 | 0 | 0 | 0 | 0 | 0 | 0 | 0 | 0
12 | 14 | 22 | 0 | 0 | 0 | 0 | 0 | 0 | 0 | 0 | 0
12 | 14 | 23 | 0 | 0 | 0 | 0 | 0 | 0 | 0 | 0 | 0
12 | 14 | 24 | 0 | 0 | 0 | 0 | 0 | 0 | 0 | 0 | 0
12 | 15 | 1 | 0 | 0 | 0 | 0 | 0 | 0 | 0 | 0 | 0
12 | 15 | 2 | 0 | 0 | 0 | 0 | 0 | 0 | 0 | 0 | 0
12 | 15 | 3 | 0 | 0 | 0 | 0 | 0 | 0 | 0 | 0 | 0
12 | 15 | 4 | 0 | 0 | 0 | 0 | 0 | 0 | 0 | 0 | 0
12 | 15 | 5 | 0 | 0 | 0 | 0 | 0 | 0 | 0 | 0 | 0
12 | 15 | 6 | 0 | 0 | 0 | 0 | 0 | 0 | 0 | 0 | 0
12 | 15 | 7 | 0 | 0 | 0 | 0 | 0 | 0 | 0 | 0 | 0
12 | 15 | 8 | 0 | 0 | 0 | 0 | 0 | 0 | 0 | 0 | 0
12 | 15 | 9 | 0 | 0 | 0 | 0 | 0 | 0 | 0 | 0 | 0
12 | 15 | 10 | 0 | 0 | 0 | 0 | 0 | 0 | 0 | 0 | 0
12 | 15 | 11 | 0 | 0 | 0 | 0 | 0 | 0 | 0 | 0 | 0
12 | 15 | 12 | 0 | 0 | 0 | 0 | 0 | 0 | 0 | 0 | 0
12 | 15 | 13 | 0 | 0 | 0 | 0 | 0 | 0 | 0 | 0 | 0
12 | 15 | 14 | 0 | 0 | 0 | 0 | 0 | 0 | 0 | 0 | 0
12 | 15 | 15 | 0 | 0 | 0 | 0 | 0 | 0 | 0 | 0 | 0
12 | 15 | 16 | 0 | 0 | 0 | 0 | 0 | 0 | 0 | 0 | 0
12 | 15 | 17 | 0 | 0 | 0 | 0 | 0 | 0 | 0 | 0 | 0
12 | 15 | 18 | 0 | 0 | 0 | 0 | 0 | 0 | 0 | 0 | 0
12 | 15 | 19 | 0 | 0 | 0 | 0 | 0 | 0 | 0 | 0 | 0
12 | 15 | 20 | 0 | 0 | 0 | 0 | 0 | 0 | 0 | 0 | 0
12 | 15 | 21 | 0 | 0 | 0 | 0 | 0 | 0 | 0 | 0 | 0
12 | 15 | 22 | 0 | 0 | 0 | 0 | 0 | 0 | 0 | 0 | 0
12 | 15 | 23 | 0 | 0 | 0 | 0 | 0 | 0 | 0 | 0 | 0
12 | 15 | 24 | 0 | 0 | 0 | 0 | 0 | 0 | 0 | 0 | 0
12 | 16 | 1 | 0 | 0 | 0 | 0 | 0 | 0 | 0 | 0 | 0
12 | 16 | 2 | 0 | 0 | 0 | 0 | 0 | 0 | 0 | 0 | 0
12 | 16 | 3 | 0 | 0 | 0 | 0 | 0 | 0 | 0 | 0 | 0
12 | 16 | 4 | 0 | 0 | 0 | 0 | 0 | 0 | 0 | 0 | 0
12 | 16 | 5 | 0 | 0 | 0 | 0 | 0 | 0 | 0 | 0 | 0
12 | 16 | 6 | 0 | 0 | 0 | 0 | 0 | 0 | 0 | 0 | 0
12 | 16 | 7 | 0 | 0 | 0 | 0 | 0 | 0 | 0 | 0 | 0
12 | 16 | 8 | 0 | 0 | 0 | 0 | 0 | 0 | 0 | 0 | 0
12 | 16 | 9 | 0 | 0 | 0 | 0 | 0 | 0 | 0 | 0 | 0
12 | 16 | 10 | 0 | 0 | 0 | 0 | 0 | 0 | 0 | 0 | 0
12 | 16 | 11 | 0 | 0 | 0 | 0 | 0 | 0 | 0 | 0 | 0
12 | 16 | 12 | 0 | 0 | 0 | 0 | 0 | 0 | 0 | 0 | 0
12 | 16 | 13 | 0 | 0 | 0 | 0 | 0 | 0 | 0 | 0 | 0
12 | 16 | 14 | 0 | 0 | 0 | 0 | 0 | 0 | 0 | 0 | 0
12 | 16 | 15 | 0 | 0 | 0 | 0 | 0 | 0 | 0 | 0 | 0
12 | 16 | 16 | 0 | 0 | 0 | 0 | 0 | 0 | 0 | 0 | 0
12 | 16 | 17 | 0 | 0 | 0 | 0 | 0 | 0 | 0 | 0 | 0
12 | 16 | 18 | 0 | 0 | 0 | 0 | 0 | 0 | 0 | 0 | 0
12 | 16 | 19 | 0 | 0 | 0 | 0 | 0 | 0 | 0 | 0 | 0
12 | 16 | 20 | 0 | 0 | 0 | 0 | 0 | 0 | 0 | 0 | 0
12 | 16 | 21 | 0 | 0 | 0 | 0 | 0 | 0 | 0 | 0 | 0
12 | 16 | 22 | 0 | 0 | 0 | 0 | 0 | 0 | 0 | 0 | 0
12 | 16 | 23 | 0 | 0 | 0 | 0 | 0 | 0 | 0 | 0 | 0
12 | 16 | 24 | 0 | 0 | 0 | 0 | 0 | 0 | 0 | 0 | 0
12 | 17 | 1 | 0 | 0 | 0 | 0 | 0 | 0 | 0 | 0 | 0
12 | 17 | 2 | 0 | 0 | 0 | 0 | 0 | 0 | 0 | 0 | 0
12 | 17 | 3 | 0 | 0 | 0 | 0 | 0 | 0 | 0 | 0 | 0
12 | 17 | 4 | 0 | 0 | 0 | 0 | 0 | 0 | 0 | 0 | 0
12 | 17 | 5 | 0 | 0 | 0 | 0 | 0 | 0 | 0 | 0 | 0
12 | 17 | 6 | 0 | 0 | 0 | 0 | 0 | 0 | 0 | 0 | 0
12 | 17 | 7 | 0 | 0 | 0 | 0 | 0 | 0 | 0 | 0 | 0
12 | 17 | 8 | 0 | 0 | 0 | 0 | 0 | 0 | 0 | 0 | 0
12 | 17 | 9 | 0 | 0 | 0 | 0 | 0 | 0 | 0 | 0 | 0
12 | 17 | 10 | 0 | 0 | 0 | 0 | 0 | 0 | 0 | 0 | 0
12 | 17 | 11 | 0 | 0 | 0 | 0 | 0 | 0 | 0 | 0 | 0
12 | 17 | 12 | 0 | 0 | 0 | 0 | 0 | 0 | 0 | 0 | 0
12 | 17 | 13 | 0 | 0 | 0 | 0 | 0 | 0 | 0 | 0 | 0
12 | 17 | 14 | 0 | 0 | 0 | 0 | 0 | 0 | 0 | 0 | 0
12 | 17 | 15 | 0 | 0 | 0 | 0 | 0 | 0 | 0 | 0 | 0
12 | 17 | 16 | 0 | 0 | 0 | 0 | 0 | 0 | 0 | 0 | 0
12 | 17 | 17 | 0 | 0 | 0 | 0 | 0 | 0 | 0 | 0 | 0
12 | 17 | 18 | 0 | 0 | 0 | 0 | 0 | 0 | 0 | 0 | 0
12 | 17 | 19 | 0 | 0 | 0 | 0 | 0 | 0 | 0 | 0 | 0
12 | 17 | 20 | 0 | 0 | 0 | 0 | 0 | 0 | 0 | 0 | 0
12 | 17 | 21 | 0 | 0 | 0 | 0 | 0 | 0 | 0 | 0 | 0
12 | 17 | 22 | 0 | 0 | 0 | 0 | 0 | 0 | 0 | 0 | 0
12 | 17 | 23 | 0 | 0 | 0 | 0 | 0 | 0 | 0 | 0 | 0
12 | 17 | 24 | 0 | 0 | 0 | 0 | 0 | 0 | 0 | 0 | 0
12 | 18 | 1 | 0 | 0 | 0 | 0 | 0 | 0 | 0 | 0 | 0
12 | 18 | 2 | 0 | 0 | 0 | 0 | 0 | 0 | 0 | 0 | 0
12 | 18 | 3 | 0 | 0 | 0 | 0 | 0 | 0 | 0 | 0 | 0
12 | 18 | 4 | 0 | 0 | 0 | 0 | 0 | 0 | 0 | 0 | 0
12 | 18 | 5 | 0 | 0 | 0 | 0 | 0 | 0 | 0 | 0 | 0
12 | 18 | 6 | 0 | 0 | 0 | 0 | 0 | 0 | 0 | 0 | 0
12 | 18 | 7 | 0 | 0 | 0 | 0 | 0 | 0 | 0 | 0 | 0
12 | 18 | 8 | 0 | 0 | 0 | 0 | 0 | 0 | 0 | 0 | 0
12 | 18 | 9 | 0 | 0 | 0 | 0 | 0 | 0 | 0 | 0 | 0
12 | 18 | 10 | 0 | 0 | 0 | 0 | 0 | 0 | 0 | 0 | 0
12 | 18 | 11 | 0 | 0 | 0 | 0 | 0 | 0 | 0 | 0 | 0
12 | 18 | 12 | 0 | 0 | 0 | 0 | 0 | 0 | 0 | 0 | 0
12 | 18 | 13 | 0 | 0 | 0 | 0 | 0 | 0 | 0 | 0 | 0
12 | 18 | 14 | 0 | 0 | 0 | 0 | 0 | 0 | 0 | 0 | 0
12 | 18 | 15 | 0 | 0 | 0 | 0 | 0 | 0 | 0 | 0 | 0
12 | 18 | 16 | 0 | 0 | 0 | 0 | 0 | 0 | 0 | 0 | 0
12 | 18 | 17 | 0 | 0 | 0 | 0 | 0 | 0 | 0 | 0 | 0
12 | 18 | 18 | 0 | 0 | 0 | 0 | 0 | 0 | 0 | 0 | 0
12 | 18 | 19 | 0 | 0 | 0 | 0 | 0 | 0 | 0 | 0 | 0
12 | 18 | 20 | 0 | 0 | 0 | 0 | 0 | 0 | 0 | 0 | 0
12 | 18 | 21 | 0 | 0 | 0 | 0 | 0 | 0 | 0 | 0 | 0
12 | 18 | 22 | 0 | 0 | 0 | 0 | 0 | 0 | 0 | 0 | 0
12 | 18 | 23 | 0 | 0 | 0 | 0 | 0 | 0 | 0 | 0 | 0
12 | 18 | 24 | 0 | 0 | 0 | 0 | 0 | 0 | 0 | 0 | 0
12 | 19 | 1 | 0 | 0 | 0 | 0 | 0 | 0 | 0 | 0 | 0
12 | 19 | 2 | 0 | 0 | 0 | 0 | 0 | 0 | 0 | 0 | 0
12 | 19 | 3 | 0 | 0 | 0 | 0 | 0 | 0 | 0 | 0 | 0
12 | 19 | 4 | 0 | 0 | 0 | 0 | 0 | 0 | 0 | 0 | 0
12 | 19 | 5 | 0 | 0 | 0 | 0 | 0 | 0 | 0 | 0 | 0
12 | 19 | 6 | 0 | 0 | 0 | 0 | 0 | 0 | 0 | 0 | 0
12 | 19 | 7 | 0 | 0 | 0 | 0 | 0 | 0 | 0 | 0 | 0
12 | 19 | 8 | 0 | 0 | 0 | 0 | 0 | 0 | 0 | 0 | 0
12 | 19 | 9 | 0 | 0 | 0 | 0 | 0 | 0 | 0 | 0 | 0
12 | 19 | 10 | 0 | 0 | 0 | 0 | 0 | 0 | 0 | 0 | 0
12 | 19 | 11 | 0 | 0 | 0 | 0 | 0 | 0 | 0 | 0 | 0
12 | 19 | 12 | 0 | 0 | 0 | 0 | 0 | 0 | 0 | 0 | 0
12 | 19 | 13 | 0 | 0 | 0 | 0 | 0 | 0 | 0 | 0 | 0
12 | 19 | 14 | 0 | 0 | 0 | 0 | 0 | 0 | 0 | 0 | 0
12 | 19 | 15 | 0 | 0 | 0 | 0 | 0 | 0 | 0 | 0 | 0
12 | 19 | 16 | 0 | 0 | 0 | 0 | 0 | 0 | 0 | 0 | 0
12 | 19 | 17 | 0 | 0 | 0 | 0 | 0 | 0 | 0 | 0 | 0
12 | 19 | 18 | 0 | 0 | 0 | 0 | 0 | 0 | 0 | 0 | 0
12 | 19 | 19 | 0 | 0 | 0 | 0 | 0 | 0 | 0 | 0 | 0
12 | 19 | 20 | 0 | 0 | 0 | 0 | 0 | 0 | 0 | 0 | 0
12 | 19 | 21 | 0 | 0 | 0 | 0 | 0 | 0 | 0 | 0 | 0
12 | 19 | 22 | 0 | 0 | 0 | 0 | 0 | 0 | 0 | 0 | 0
12 | 19 | 23 | 0 | 0 | 0 | 0 | 0 | 0 | 0 | 0 | 0
12 | 19 | 24 | 0 | 0 | 0 | 0 | 0 | 0 | 0 | 0 | 0
12 | 20 | 1 | 0 | 0 | 0 | 0 | 0 | 0 | 0 | 0 | 0
12 | 20 | 2 | 0 | 0 | 0 | 0 | 0 | 0 | 0 | 0 | 0
12 | 20 | 3 | 0 | 0 | 0 | 0 | 0 | 0 | 0 | 0 | 0
12 | 20 | 4 | 0 | 0 | 0 | 0 | 0 | 0 | 0 | 0 | 0
12 | 20 | 5 | 0 | 0 | 0 | 0 | 0 | 0 | 0 | 0 | 0
12 | 20 | 6 | 0 | 0 | 0 | 0 | 0 | 0 | 0 | 0 | 0
12 | 20 | 7 | 0 | 0 | 0 | 0 | 0 | 0 | 0 | 0 | 0
12 | 20 | 8 | 0 | 0 | 0 | 0 | 0 | 0 | 0 | 0 | 0
12 | 20 | 9 | 0 | 0 | 0 | 0 | 0 | 0 | 0 | 0 | 0
12 | 20 | 10 | 0 | 0 | 0 | 0 | 0 | 0 | 0 | 0 | 0
12 | 20 | 11 | 0 | 0 | 0 | 0 | 0 | 0 | 0 | 0 | 0
12 | 20 | 12 | 0 | 0 | 0 | 0 | 0 | 0 | 0 | 0 | 0
12 | 20 | 13 | 0 | 0 | 0 | 0 | 0 | 0 | 0 | 0 | 0
12 | 20 | 14 | 0 | 0 | 0 | 0 | 0 | 0 | 0 | 0 | 0
12 | 20 | 15 | 0 | 0 | 0 | 0 | 0 | 0 | 0 | 0 | 0
12 | 20 | 16 | 0 | 0 | 0 | 0 | 0 | 0 | 0 | 0 | 0
12 | 20 | 17 | 0 | 0 | 0 | 0 | 0 | 0 | 0 | 0 | 0
12 | 20 | 18 | 0 | 0 | 0 | 0 | 0 | 0 | 0 | 0 | 0
12 | 20 | 19 | 0 | 0 | 0 | 0 | 0 | 0 | 0 | 0 | 0
12 | 20 | 20 | 0 | 0 | 0 | 0 | 0 | 0 | 0 | 0 | 0
12 | 20 | 21 | 0 | 0 | 0 | 0 | 0 | 0 | 0 | 0 | 0
12 | 20 | 22 | 0 | 0 | 0 | 0 | 0 | 0 | 0 | 0 | 0
12 | 20 | 23 | 0 | 0 | 0 | 0 | 0 | 0 | 0 | 0 | 0
12 | 20 | 24 | 0 | 0 | 0 | 0 | 0 | 0 | 0 | 0 | 0
12 | 21 | 1 | 0 | 0 | 0 | 0 | 0 | 0 | 0 | 0 | 0
12 | 21 | 2 | 0 | 0 | 0 | 0 | 0 | 0 | 0 | 0 | 0
12 | 21 | 3 | 0 | 0 | 0 | 0 | 0 | 0 | 0 | 0 | 0
12 | 21 | 4 | 0 | 0 | 0 | 0 | 0 | 0 | 0 | 0 | 0
12 | 21 | 5 | 0 | 0 | 0 | 0 | 0 | 0 | 0 | 0 | 0
12 | 21 | 6 | 0 | 0 | 0 | 0 | 0 | 0 | 0 | 0 | 0
12 | 21 | 7 | 0 | 0 | 0 | 0 | 0 | 0 | 0 | 0 | 0
12 | 21 | 8 | 0 | 0 | 0 | 0 | 0 | 0 | 0 | 0 | 0
12 | 21 | 9 | 0 | 0 | 0 | 0 | 0 | 0 | 0 | 0 | 0
12 | 21 | 10 | 0 | 0 | 0 | 0 | 0 | 0 | 0 | 0 | 0
12 | 21 | 11 | 0 | 0 | 0 | 0 | 0 | 0 | 0 | 0 | 0
12 | 21 | 12 | 0 | 0 | 0 | 0 | 0 | 0 | 0 | 0 | 0
12 | 21 | 13 | 0 | 0 | 0 | 0 | 0 | 0 | 0 | 0 | 0
12 | 21 | 14 | 0 | 0 | 0 | 0 | 0 | 0 | 0 | 0 | 0
12 | 21 | 15 | 0 | 0 | 0 | 0 | 0 | 0 | 0 | 0 | 0
12 | 21 | 16 | 0 | 0 | 0 | 0 | 0 | 0 | 0 | 0 | 0
12 | 21 | 17 | 0 | 0 | 0 | 0 | 0 | 0 | 0 | 0 | 0
12 | 21 | 18 | 0 | 0 | 0 | 0 | 0 | 0 | 0 | 0 | 0
12 | 21 | 19 | 0 | 0 | 0 | 0 | 0 | 0 | 0 | 0 | 0
12 | 21 | 20 | 0 | 0 | 0 | 0 | 0 | 0 | 0 | 0 | 0
12 | 21 | 21 | 0 | 0 | 0 | 0 | 0 | 0 | 0 | 0 | 0
12 | 21 | 22 | 0 | 0 | 0 | 0 | 0 | 0 | 0 | 0 | 0
12 | 21 | 23 | 0 | 0 | 0 | 0 | 0 | 0 | 0 | 0 | 0
12 | 21 | 24 | 0 | 0 | 0 | 0 | 0 | 0 | 0 | 0 | 0
12 | 22 | 1 | 0 | 0 | 0 | 0 | 0 | 0 | 0 | 0 | 0
12 | 22 | 2 | 0 | 0 | 0 | 0 | 0 | 0 | 0 | 0 | 0
12 | 22 | 3 | 0 | 0 | 0 | 0 | 0 | 0 | 0 | 0 | 0
12 | 22 | 4 | 0 | 0 | 0 | 0 | 0 | 0 | 0 | 0 | 0
12 | 22 | 5 | 0 | 0 | 0 | 0 | 0 | 0 | 0 | 0 | 0
12 | 22 | 6 | 0 | 0 | 0 | 0 | 0 | 0 | 0 | 0 | 0
12 | 22 | 7 | 0 | 0 | 0 | 0 | 0 | 0 | 0 | 0 | 0
12 | 22 | 8 | 0 | 0 | 0 | 0 | 0 | 0 | 0 | 0 | 0
12 | 22 | 9 | 0 | 0 | 0 | 0 | 0 | 0 | 0 | 0 | 0
12 | 22 | 10 | 0 | 0 | 0 | 0 | 0 | 0 | 0 | 0 | 0
12 | 22 | 11 | 0 | 0 | 0 | 0 | 0 | 0 | 0 | 0 | 0
12 | 22 | 12 | 0 | 0 | 0 | 0 | 0 | 0 | 0 | 0 | 0
12 | 22 | 13 | 0 | 0 | 0 | 0 | 0 | 0 | 0 | 0 | 0
12 | 22 | 14 | 0 | 0 | 0 | 0 | 0 | 0 | 0 | 0 | 0
12 | 22 | 15 | 0 | 0 | 0 | 0 | 0 | 0 | 0 | 0 | 0
12 | 22 | 16 | 0 | 0 | 0 | 0 | 0 | 0 | 0 | 0 | 0
12 | 22 | 17 | 0 | 0 | 0 | 0 | 0 | 0 | 0 | 0 | 0
12 | 22 | 18 | 0 | 0 | 0 | 0 | 0 | 0 | 0 | 0 | 0
12 | 22 | 19 | 0 | 0 | 0 | 0 | 0 | 0 | 0 | 0 | 0
12 | 22 | 20 | 0 | 0 | 0 | 0 | 0 | 0 | 0 | 0 | 0
12 | 22 | 21 | 0 | 0 | 0 | 0 | 0 | 0 | 0 | 0 | 0
12 | 22 | 22 | 0 | 0 | 0 | 0 | 0 | 0 | 0 | 0 | 0
12 | 22 | 23 | 0 | 0 | 0 | 0 | 0 | 0 | 0 | 0 | 0
12 | 22 | 24 | 0 | 0 | 0 | 0 | 0 | 0 | 0 | 0 | 0
12 | 23 | 1 | 0 | 0 | 0 | 0 | 0 | 0 | 0 | 0 | 0
12 | 23 | 2 | 0 | 0 | 0 | 0 | 0 | 0 | 0 | 0 | 0
12 | 23 | 3 | 0 | 0 | 0 | 0 | 0 | 0 | 0 | 0 | 0
12 | 23 | 4 | 0 | 0 | 0 | 0 | 0 | 0 | 0 | 0 | 0
12 | 23 | 5 | 0 | 0 | 0 | 0 | 0 | 0 | 0 | 0 | 0
12 | 23 | 6 | 0 | 0 | 0 | 0 | 0 | 0 | 0 | 0 | 0
12 | 23 | 7 | 0 | 0 | 0 | 0 | 0 | 0 | 0 | 0 | 0
12 | 23 | 8 | 0 | 0 | 0 | 0 | 0 | 0 | 0 | 0 | 0
12 | 23 | 9 | 0 | 0 | 0 | 0 | 0 | 0 | 0 | 0 | 0
12 | 23 | 10 | 0 | 0 | 0 | 0 | 0 | 0 | 0 | 0 | 0
12 | 23 | 11 | 0 | 0 | 0 | 0 | 0 | 0 | 0 | 0 | 0
12 | 23 | 12 | 0 | 0 | 0 | 0 | 0 | 0 | 0 | 0 | 0
12 | 23 | 13 | 0 | 0 | 0 | 0 | 0 | 0 | 0 | 0 | 0
12 | 23 | 14 | 0 | 0 | 0 | 0 | 0 | 0 | 0 | 0 | 0
12 | 23 | 15 | 0 | 0 | 0 | 0 | 0 | 0 | 0 | 0 | 0
12 | 23 | 16 | 0 | 0 | 0 | 0 | 0 | 0 | 0 | 0 | 0
12 | 23 | 17 | 0 | 0 | 0 | 0 | 0 | 0 | 0 | 0 | 0
12 | 23 | 18 | 0 | 0 | 0 | 0 | 0 | 0 | 0 | 0 | 0
12 | 23 | 19 | 0 | 0 | 0 | 0 | 0 | 0 | 0 | 0 | 0
12 | 23 | 20 | 0 | 0 | 0 | 0 | 0 | 0 | 0 | 0 | 0
12 | 23 | 21 | 0 | 0 | 0 | 0 | 0 | 0 | 0 | 0 | 0
12 | 23 | 22 | 0 | 0 | 0 | 0 | 0 | 0 | 0 | 0 | 0
12 | 23 | 23 | 0 | 0 | 0 | 0 | 0 | 0 | 0 | 0 | 0
12 | 23 | 24 | 0 | 0 | 0 | 0 | 0 | 0 | 0 | 0 | 0
12 | 24 | 1 | 0 | 0 | 0 | 0 | 0 | 0 | 0 | 0 | 0
12 | 24 | 2 | 0 | 0 | 0 | 0 | 0 | 0 | 0 | 0 | 0
12 | 24 | 3 | 0 | 0 | 0 | 0 | 0 | 0 | 0 | 0 | 0
12 | 24 | 4 | 0 | 0 | 0 | 0 | 0 | 0 | 0 | 0 | 0
12 | 24 | 5 | 0 | 0 | 0 | 0 | 0 | 0 | 0 | 0 | 0
12 | 24 | 6 | 0 | 0 | 0 | 0 | 0 | 0 | 0 | 0 | 0
12 | 24 | 7 | 0 | 0 | 0 | 0 | 0 | 0 | 0 | 0 | 0
12 | 24 | 8 | 0 | 0 | 0 | 0 | 0 | 0 | 0 | 0 | 0
12 | 24 | 9 | 0 | 0 | 0 | 0 | 0 | 0 | 0 | 0 | 0
12 | 24 | 10 | 0 | 0 | 0 | 0 | 0 | 0 | 0 | 0 | 0
12 | 24 | 11 | 0 | 0 | 0 | 0 | 0 | 0 | 0 | 0 | 0
12 | 24 | 12 | 0 | 0 | 0 | 0 | 0 | 0 | 0 | 0 | 0
12 | 24 | 13 | 0 | 0 | 0 | 0 | 0 | 0 | 0 | 0 | 0
12 | 24 | 14 | 0 | 0 | 0 | 0 | 0 | 0 | 0 | 0 | 0
12 | 24 | 15 | 0 | 0 | 0 | 0 | 0 | 0 | 0 | 0 | 0
12 | 24 | 16 | 0 | 0 | 0 | 0 | 0 | 0 | 0 | 0 | 0
12 | 24 | 17 | 0 | 0 | 0 | 0 | 0 | 0 | 0 | 0 | 0
12 | 24 | 18 | 0 | 0 | 0 | 0 | 0 | 0 | 0 | 0 | 0
12 | 24 | 19 | 0 | 0 | 0 | 0 | 0 | 0 | 0 | 0 | 0
12 | 24 | 20 | 0 | 0 | 0 | 0 | 0 | 0 | 0 | 0 | 0
12 | 24 | 21 | 0 | 0 | 0 | 0 | 0 | 0 | 0 | 0 | 0
12 | 24 | 22 | 0 | 0 | 0 | 0 | 0 | 0 | 0 | 0 | 0
12 | 24 | 23 | 0 | 0 | 0 | 0 | 0 | 0 | 0 | 0 | 0
12 | 24 | 24 | 0 | 0 | 0 | 0 | 0 | 0 | 0 | 0 | 0
12 | 25 | 1 | 0 | 0 | 0 | 0 | 0 | 0 | 0 | 0 | 0
12 | 25 | 2 | 0 | 0 | 0 | 0 | 0 | 0 | 0 | 0 | 0
12 | 25 | 3 | 0 | 0 | 0 | 0 | 0 | 0 | 0 | 0 | 0
12 | 25 | 4 | 0 | 0 | 0 | 0 | 0 | 0 | 0 | 0 | 0
12 | 25 | 5 | 0 | 0 | 0 | 0 | 0 | 0 | 0 | 0 | 0
12 | 25 | 6 | 0 | 0 | 0 | 0 | 0 | 0 | 0 | 0 | 0
12 | 25 | 7 | 0 | 0 | 0 | 0 | 0 | 0 | 0 | 0 | 0
12 | 25 | 8 | 0 | 0 | 0 | 0 | 0 | 0 | 0 | 0 | 0
12 | 25 | 9 | 0 | 0 | 0 | 0 | 0 | 0 | 0 | 0 | 0
12 | 25 | 10 | 0 | 0 | 0 | 0 | 0 | 0 | 0 | 0 | 0
12 | 25 | 11 | 0 | 0 | 0 | 0 | 0 | 0 | 0 | 0 | 0
12 | 25 | 12 | 0 | 0 | 0 | 0 | 0 | 0 | 0 | 0 | 0
12 | 25 | 13 | 0 | 0 | 0 | 0 | 0 | 0 | 0 | 0 | 0
12 | 25 | 14 | 0 | 0 | 0 | 0 | 0 | 0 | 0 | 0 | 0
12 | 25 | 15 | 0 | 0 | 0 | 0 | 0 | 0 | 0 | 0 | 0
12 | 25 | 16 | 0 | 0 | 0 | 0 | 0 | 0 | 0 | 0 | 0
12 | 25 | 17 | 0 | 0 | 0 | 0 | 0 | 0 | 0 | 0 | 0
12 | 25 | 18 | 0 | 0 | 0 | 0 | 0 | 0 | 0 | 0 | 0
12 | 25 | 19 | 0 | 0 | 0 | 0 | 0 | 0 | 0 | 0 | 0
12 | 25 | 20 | 0 | 0 | 0 | 0 | 0 | 0 | 0 | 0 | 0
12 | 25 | 21 | 0 | 0 | 0 | 0 | 0 | 0 | 0 | 0 | 0
12 | 25 | 22 | 0 | 0 | 0 | 0 | 0 | 0 | 0 | 0 | 0
12 | 25 | 23 | 0 | 0 | 0 | 0 | 0 | 0 | 0 | 0 | 0
12 | 25 | 24 | 0 | 0 | 0 | 0 | 0 | 0 | 0 | 0 | 0
12 | 26 | 1 | 0 | 0 | 0 | 0 | 0 | 0 | 0 | 0 | 0
12 | 26 | 2 | 0 | 0 | 0 | 0 | 0 | 0 | 0 | 0 | 0
12 | 26 | 3 | 0 | 0 | 0 | 0 | 0 | 0 | 0 | 0 | 0
12 | 26 | 4 | 0 | 0 | 0 | 0 | 0 | 0 | 0 | 0 | 0
12 | 26 | 5 | 0 | 0 | 0 | 0 | 0 | 0 | 0 | 0 | 0
12 | 26 | 6 | 0 | 0 | 0 | 0 | 0 | 0 | 0 | 0 | 0
12 | 26 | 7 | 0 | 0 | 0 | 0 | 0 | 0 | 0 | 0 | 0
12 | 26 | 8 | 0 | 0 | 0 | 0 | 0 | 0 | 0 | 0 | 0
12 | 26 | 9 | 0 | 0 | 0 | 0 | 0 | 0 | 0 | 0 | 0
12 | 26 | 10 | 0 | 0 | 0 | 0 | 0 | 0 | 0 | 0 | 0
12 | 26 | 11 | 0 | 0 | 0 | 0 | 0 | 0 | 0 | 0 | 0
12 | 26 | 12 | 0 | 0 | 0 | 0 | 0 | 0 | 0 | 0 | 0
12 | 26 | 13 | 0 | 0 | 0 | 0 | 0 | 0 | 0 | 0 | 0
12 | 26 | 14 | 0 | 0 | 0 | 0 | 0 | 0 | 0 | 0 | 0
12 | 26 | 15 | 0 | 0 | 0 | 0 | 0 | 0 | 0 | 0 | 0
12 | 26 | 16 | 0 | 0 | 0 | 0 | 0 | 0 | 0 | 0 | 0
12 | 26 | 17 | 0 | 0 | 0 | 0 | 0 | 0 | 0 | 0 | 0
12 | 26 | 18 | 0 | 0 | 0 | 0 | 0 | 0 | 0 | 0 | 0
12 | 26 | 19 | 0 | 0 | 0 | 0 | 0 | 0 | 0 | 0 | 0
12 | 26 | 20 | 0 | 0 | 0 | 0 | 0 | 0 | 0 | 0 | 0
12 | 26 | 21 | 0 | 0 | 0 | 0 | 0 | 0 | 0 | 0 | 0
12 | 26 | 22 | 0 | 0 | 0 | 0 | 0 | 0 | 0 | 0 | 0
12 | 26 | 23 | 0 | 0 | 0 | 0 | 0 | 0 | 0 | 0 | 0
12 | 26 | 24 | 0 | 0 | 0 | 0 | 0 | 0 | 0 | 0 | 0
12 | 27 | 1 | 0 | 0 | 0 | 0 | 0 | 0 | 0 | 0 | 0
12 | 27 | 2 | 0 | 0 | 0 | 0 | 0 | 0 | 0 | 0 | 0
12 | 27 | 3 | 0 | 0 | 0 | 0 | 0 | 0 | 0 | 0 | 0
12 | 27 | 4 | 0 | 0 | 0 | 0 | 0 | 0 | 0 | 0 | 0
12 | 27 | 5 | 0 | 0 | 0 | 0 | 0 | 0 | 0 | 0 | 0
12 | 27 | 6 | 0 | 0 | 0 | 0 | 0 | 0 | 0 | 0 | 0
12 | 27 | 7 | 0 | 0 | 0 | 0 | 0 | 0 | 0 | 0 | 0
12 | 27 | 8 | 0 | 0 | 0 | 0 | 0 | 0 | 0 | 0 | 0
12 | 27 | 9 | 0 | 0 | 0 | 0 | 0 | 0 | 0 | 0 | 0
12 | 27 | 10 | 0 | 0 | 0 | 0 | 0 | 0 | 0 | 0 | 0
12 | 27 | 11 | 0 | 0 | 0 | 0 | 0 | 0 | 0 | 0 | 0
12 | 27 | 12 | 0 | 0 | 0 | 0 | 0 | 0 | 0 | 0 | 0
12 | 27 | 13 | 0 | 0 | 0 | 0 | 0 | 0 | 0 | 0 | 0
12 | 27 | 14 | 0 | 0 | 0 | 0 | 0 | 0 | 0 | 0 | 0
12 | 27 | 15 | 0 | 0 | 0 | 0 | 0 | 0 | 0 | 0 | 0
12 | 27 | 16 | 0 | 0 | 0 | 0 | 0 | 0 | 0 | 0 | 0
12 | 27 | 17 | 0 | 0 | 0 | 0 | 0 | 0 | 0 | 0 | 0
12 | 27 | 18 | 0 | 0 | 0 | 0 | 0 | 0 | 0 | 0 | 0
12 | 27 | 19 | 0 | 0 | 0 | 0 | 0 | 0 | 0 | 0 | 0
12 | 27 | 20 | 0 | 0 | 0 | 0 | 0 | 0 | 0 | 0 | 0
12 | 27 | 21 | 0 | 0 | 0 | 0 | 0 | 0 | 0 | 0 | 0
12 | 27 | 22 | 0 | 0 | 0 | 0 | 0 | 0 | 0 | 0 | 0
12 | 27 | 23 | 0 | 0 | 0 | 0 | 0 | 0 | 0 | 0 | 0
12 | 27 | 24 | 0 | 0 | 0 | 0 | 0 | 0 | 0 | 0 | 0
12 | 28 | 1 | 0 | 0 | 0 | 0 | 0 | 0 | 0 | 0 | 0
12 | 28 | 2 | 0 | 0 | 0 | 0 | 0 | 0 | 0 | 0 | 0
12 | 28 | 3 | 0 | 0 | 0 | 0 | 0 | 0 | 0 | 0 | 0
12 | 28 | 4 | 0 | 0 | 0 | 0 | 0 | 0 | 0 | 0 | 0
12 | 28 | 5 | 0 | 0 | 0 | 0 | 0 | 0 | 0 | 0 | 0
12 | 28 | 6 | 0 | 0 | 0 | 0 | 0 | 0 | 0 | 0 | 0
12 | 28 | 7 | 0 | 0 | 0 | 0 | 0 | 0 | 0 | 0 | 0
12 | 28 | 8 | 0 | 0 | 0 | 0 | 0 | 0 | 0 | 0 | 0
12 | 28 | 9 | 0 | 0 | 0 | 0 | 0 | 0 | 0 | 0 | 0
12 | 28 | 10 | 0 | 0 | 0 | 0 | 0 | 0 | 0 | 0 | 0
12 | 28 | 11 | 0 | 0 | 0 | 0 | 0 | 0 | 0 | 0 | 0
12 | 28 | 12 | 0 | 0 | 0 | 0 | 0 | 0 | 0 | 0 | 0
12 | 28 | 13 | 0 | 0 | 0 | 0 | 0 | 0 | 0 | 0 | 0
12 | 28 | 14 | 0 | 0 | 0 | 0 | 0 | 0 | 0 | 0 | 0
12 | 28 | 15 | 0 | 0 | 0 | 0 | 0 | 0 | 0 | 0 | 0
12 | 28 | 16 | 0 | 0 | 0 | 0 | 0 | 0 | 0 | 0 | 0
12 | 28 | 17 | 0 | 0 | 0 | 0 | 0 | 0 | 0 | 0 | 0
12 | 28 | 18 | 0 | 0 | 0 | 0 | 0 | 0 | 0 | 0 | 0
12 | 28 | 19 | 0 | 0 | 0 | 0 | 0 | 0 | 0 | 0 | 0
12 | 28 | 20 | 0 | 0 | 0 | 0 | 0 | 0 | 0 | 0 | 0
12 | 28 | 21 | 0 | 0 | 0 | 0 | 0 | 0 | 0 | 0 | 0
12 | 28 | 22 | 0 | 0 | 0 | 0 | 0 | 0 | 0 | 0 | 0
12 | 28 | 23 | 0 | 0 | 0 | 0 | 0 | 0 | 0 | 0 | 0
12 | 28 | 24 | 0 | 0 | 0 | 0 | 0 | 0 | 0 | 0 | 0
12 | 29 | 1 | 0 | 0 | 0 | 0 | 0 | 0 | 0 | 0 | 0
12 | 29 | 2 | 0 | 0 | 0 | 0 | 0 | 0 | 0 | 0 | 0
12 | 29 | 3 | 0 | 0 | 0 | 0 | 0 | 0 | 0 | 0 | 0
12 | 29 | 4 | 0 | 0 | 0 | 0 | 0 | 0 | 0 | 0 | 0
12 | 29 | 5 | 0 | 0 | 0 | 0 | 0 | 0 | 0 | 0 | 0
12 | 29 | 6 | 0 | 0 | 0 | 0 | 0 | 0 | 0 | 0 | 0
12 | 29 | 7 | 0 | 0 | 0 | 0 | 0 | 0 | 0 | 0 | 0
12 | 29 | 8 | 0 | 0 | 0 | 0 | 0 | 0 | 0 | 0 | 0
12 | 29 | 9 | 0 | 0 | 0 | 0 | 0 | 0 | 0 | 0 | 0
12 | 29 | 10 | 0 | 0 | 0 | 0 | 0 | 0 | 0 | 0 | 0
12 | 29 | 11 | 0 | 0 | 0 | 0 | 0 | 0 | 0 | 0 | 0
12 | 29 | 12 | 0 | 0 | 0 | 0 | 0 | 0 | 0 | 0 | 0
12 | 29 | 13 | 0 | 0 | 0 | 0 | 0 | 0 | 0 | 0 | 0
12 | 29 | 14 | 0 | 0 | 0 | 0 | 0 | 0 | 0 | 0 | 0
12 | 29 | 15 | 0 | 0 | 0 | 0 | 0 | 0 | 0 | 0 | 0
12 | 29 | 16 | 0 | 0 | 0 | 0 | 0 | 0 | 0 | 0 | 0
12 | 29 | 17 | 0 | 0 | 0 | 0 | 0 | 0 | 0 | 0 | 0
12 | 29 | 18 | 0 | 0 | 0 | 0 | 0 | 0 | 0 | 0 | 0
12 | 29 | 19 | 0 | 0 | 0 | 0 | 0 | 0 | 0 | 0 | 0
12 | 29 | 20 | 0 | 0 | 0 | 0 | 0 | 0 | 0 | 0 | 0
12 | 29 | 21 | 0 | 0 | 0 | 0 | 0 | 0 | 0 | 0 | 0
12 | 29 | 22 | 0 | 0 | 0 | 0 | 0 | 0 | 0 | 0 | 0
12 | 29 | 23 | 0 | 0 | 0 | 0 | 0 | 0 | 0 | 0 | 0
12 | 29 | 24 | 0 | 0 | 0 | 0 | 0 | 0 | 0 | 0 | 0
12 | 30 | 1 | 0 | 0 | 0 | 0 | 0 | 0 | 0 | 0 | 0
12 | 30 | 2 | 0 | 0 | 0 | 0 | 0 | 0 | 0 | 0 | 0
12 | 30 | 3 | 0 | 0 | 0 | 0 | 0 | 0 | 0 | 0 | 0
12 | 30 | 4 | 0 | 0 | 0 | 0 | 0 | 0 | 0 | 0 | 0
12 | 30 | 5 | 0 | 0 | 0 | 0 | 0 | 0 | 0 | 0 | 0
12 | 30 | 6 | 0 | 0 | 0 | 0 | 0 | 0 | 0 | 0 | 0
12 | 30 | 7 | 0 | 0 | 0 | 0 | 0 | 0 | 0 | 0 | 0
12 | 30 | 8 | 0 | 0 | 0 | 0 | 0 | 0 | 0 | 0 | 0
12 | 30 | 9 | 0 | 0 | 0 | 0 | 0 | 0 | 0 | 0 | 0
12 | 30 | 10 | 0 | 0 | 0 | 0 | 0 | 0 | 0 | 0 | 0
12 | 30 | 11 | 0 | 0 | 0 | 0 | 0 | 0 | 0 | 0 | 0
12 | 30 | 12 | 0 | 0 | 0 | 0 | 0 | 0 | 0 | 0 | 0
12 | 30 | 13 | 0 | 0 | 0 | 0 | 0 | 0 | 0 | 0 | 0
12 | 30 | 14 | 0 | 0 | 0 | 0 | 0 | 0 | 0 | 0 | 0
12 | 30 | 15 | 0 | 0 | 0 | 0 | 0 | 0 | 0 | 0 | 0
12 | 30 | 16 | 0 | 0 | 0 | 0 | 0 | 0 | 0 | 0 | 0
12 | 30 | 17 | 0 | 0 | 0 | 0 | 0 | 0 | 0 | 0 | 0
12 | 30 | 18 | 0 | 0 | 0 | 0 | 0 | 0 | 0 | 0 | 0
12 | 30 | 19 | 0 | 0 | 0 | 0 | 0 | 0 | 0 | 0 | 0
12 | 30 | 20 | 0 | 0 | 0 | 0 | 0 | 0 | 0 | 0 | 0
12 | 30 | 21 | 0 | 0 | 0 | 0 | 0 | 0 | 0 | 0 | 0
12 | 30 | 22 | 0 | 0 | 0 | 0 | 0 | 0 | 0 | 0 | 0
12 | 30 | 23 | 0 | 0 | 0 | 0 | 0 | 0 | 0 | 0 | 0
12 | 30 | 24 | 0 | 0 | 0 | 0 | 0 | 0 | 0 | 0 | 0
12 | 31 | 1 | 0 | 0 | 0 | 0 | 0 | 0 | 0 | 0 | 0
12 | 31 | 2 | 0 | 0 | 0 | 0 | 0 | 0 | 0 | 0 | 0
12 | 31 | 3 | 0 | 0 | 0 | 0 | 0 | 0 | 0 | 0 | 0
12 | 31 | 4 | 0 | 0 | 0 | 0 | 0 | 0 | 0 | 0 | 0
12 | 31 | 5 | 0 | 0 | 0 | 0 | 0 | 0 | 0 | 0 | 0
12 | 31 | 6 | 0 | 0 | 0 | 0 | 0 | 0 | 0 | 0 | 0
12 | 31 | 7 | 0 | 0 | 0 | 0 | 0 | 0 | 0 | 0 | 0
12 | 31 | 8 | 0 | 0 | 0 | 0 | 0 | 0 | 0 | 0 | 0
12 | 31 | 9 | 0 | 0 | 0 | 0 | 0 | 0 | 0 | 0 | 0
12 | 31 | 10 | 0 | 0 | 0 | 0 | 0 | 0 | 0 | 0 | 0
12 | 31 | 11 | 0 | 0 | 0 | 0 | 0 | 0 | 0 | 0 | 0
12 | 31 | 12 | 0 | 0 | 0 | 0 | 0 | 0 | 0 | 0 | 0
12 | 31 | 13 | 0 | 0 | 0 | 0 | 0 | 0 | 0 | 0 | 0
12 | 31 | 14 | 0 | 0 | 0 | 0 | 0 | 0 | 0 | 0 | 0
12 | 31 | 15 | 0 | 0 | 0 | 0 | 0 | 0 | 0 | 0 | 0
12 | 31 | 16 | 0 | 0 | 0 | 0 | 0 | 0 | 0 | 0 | 0
12 | 31 | 17 | 0 | 0 | 0 | 0 | 0 | 0 | 0 | 0 | 0
12 | 31 | 18 | 0 | 0 | 0 | 0 | 0 | 0 | 0 | 0 | 0
12 | 31 | 19 | 0 | 0 | 0 | 0 | 0 | 0 | 0 | 0 | 0
12 | 31 | 20 | 0 | 0 | 0 | 0 | 0 | 0 | 0 | 0 | 0
12 | 31 | 21 | 0 | 0 | 0 | 0 | 0 | 0 | 0 | 0 | 0
12 | 31 | 22 | 0 | 0 | 0 | 0 | 0 | 0 | 0 | 0 | 0
12 | 31 | 23 | 0 | 0 | 0 | 0 | 0 | 0 | 0 | 0 | 0
12 | 31 | 24 | 0 | 0 | 0 | 0 | 0 | 0 | 0 | 0 | 0
Total |  |  | 0 | 0 | 0 | 0 | 0 | 0 | 0 | 0 | 0

## IEPR Form 1.1c
Form 1.1c - Statewide
California Energy Demand Forecast 2018 - 2030, Mid Demand Baseline Case, Mid AAEE and AAPV Savings
Electricity Deliveries to End Users by Agency (GWh)
Planning Area | Agency | 2016 | 2017 | 2018 | 2019 | 2020 | 2021 | 2022 | 2023 | 2024 | 2025 | 2026 | 2027 | 2028 | 2029 | 2030 | Average Annual Growth 2016 - 2030
PGE | Calaveras Public Power Agency | 33 | 33 | 33 | 33 | 33 | 33 | 34 | 34 | 34 | 35 | 35 | 35 | 35 | 36 | 36 | 0.6234%
| City of Alameda | 360 | 359.4698 | 354.3189 | 350.814 | 351.8441 | 351.6083 | 352.4625 | 352.4223 | 351.8892 | 352.4993 | 352.3277 | 352.2998 | 352.6177 | 352.1149 | 352.6693 | -0.1468%
| City of Biggs | 16 | 15.9764 | 15.8955 | 15.8055 | 15.7056 | 15.5948 | 15.4874 | 15.3418 | 15.2168 | 16.0982 | 15.9864 | 15.8803 | 15.7878 | 15.7019 | 15.6196 | -0.1717%
| City of Gridley | 33 | 32.9514 | 32.6889 | 32.4087 | 32.1218 | 31.8025 | 32.4755 | 32.0701 | 31.7182 | 32.3887 | 32.0816 | 31.7978 | 32.5518 | 32.3302 | 32.1141 | -0.1942%
| City of Healdsburg | 73 | 72.8925 | 72.0555 | 70.1838 | 70.2629 | 70.2772 | 70.3374 | 69.27 | 69.3319 | 69.4503 | 68.6357 | 68.8873 | 69.2392 | 68.6612 | 69.0966 | -0.3918%
| City of Lodi | 411 | 410.3947 | 405.2441 | 401.7802 | 401.9243 | 401.6488 | 402.3911 | 401.1289 | 399.3904 | 399.8093 | 398.4368 | 398.2637 | 397.4829 | 396.9231 | 396.3513 | -0.2589%
| City of Lompoc | 125 | 123.8159 | 123.0618 | 122.2169 | 122.2639 | 122.1964 | 123.1436 | 122.7772 | 122.5606 | 122.3829 | 122.257 | 122.1795 | 122.2093 | 122.2943 | 122.3865 | -0.1508%
| City of Palo Alto | 885 | 882.6967 | 867.7665 | 853.8303 | 848.6872 | 841.4553 | 837.4423 | 829.8543 | 821.6389 | 816.8618 | 809.6533 | 804.1674 | 797.7324 | 793.0236 | 788.011 | -0.8257%
| City of San Francisco | 949 | 946.6024 | 936.4274 | 926.6114 | 929.0567 | 927.7644 | 929.7581 | 928.5771 | 926.7168 | 927.3451 | 926.4556 | 925.9507 | 926.3161 | 926.1383 | 926.0735 | -0.1745%
| City of Ukiah | 103 | 102.8483 | 101.9663 | 100.984 | 100.8963 | 100.7032 | 100.5038 | 100.0345 | 99.674 | 99.3361 | 99.0345 | 98.7673 | 97.5823 | 97.4367 | 97.2522 | -0.4093%
| Department of Water Resources (North) | 1701 | 1572 | 1572 | 1572 | 1572 | 1572 | 1572 | 1572 | 1572 | 1572 | 1572 | 1572 | 1572 | 1572 | 1572 | -0.5618%
| Island Energy/Pittsburg | 20 | 19.9705 | 19.7571 | 19.5465 | 19.3263 | 20.0928 | 19.8714 | 19.609 | 19.3772 | 19.1595 | 19.9548 | 19.76 | 19.586 | 19.4238 | 19.2648 | -0.2672%
| Lassen Municipal Utility District | 152 | 150.7761 | 149.714 | 148.5488 | 148.3471 | 149.0254 | 148.7225 | 149.0558 | 148.5929 | 149.1926 | 148.8755 | 148.6241 | 149.5162 | 149.4851 | 149.4731 | -0.1197%
| Pacific Gas and Electric Company (Bundled) | 70430 | 62935.701 | 50746.5219 | 39974.4255 | 40124.2424 | 40030.4436 | 40111.5551 | 40010.1523 | 39851.3044 | 39855.2781 | 39734.6458 | 39635.6712 | 39500.0659 | 39400.731 | 39319.829 | -4.078%
| Pacific Gas and Electric Company (Direct Access) | 9520 | 9520 | 9520 | 9520 | 9520 | 9520 | 9520 | 9520 | 9520 | 9520 | 9520 | 9520 | 9520 | 9520 | 9520 | 0%
| Pacific Gas and Electric Company (Marin Clean Energy CCA) | 1966 | 2841.1042 | 5160.3787 | 5068.6794 | 5060.7326 | 5036.6282 | 5031.0841 | 5006.1262 | 4977.1924 | 4964.0074 | 4938.4882 | 4916.3722 | 4892.3931 | 4872.1057 | 4853.7549 | 6.668%
| Pacific Gas and Electric Company (Sonoma Clean Power CCA) | 2108 | 2312.8286 | 2664.6319 | 2617.3208 | 2613.2975 | 2601.0845 | 2597.7186 | 2584.9412 | 2569.8155 | 2563.5212 | 2550.1592 | 2538.5304 | 2526.4495 | 2515.8531 | 2506.6699 | 1.245%
| Pacific Gas and Electric Company (Clean Power San Francisco Clean CCA) | 176 | 524.2811 | 610.3567 | 599.4163 | 598.8405 | 595.5665 | 595.4279 | 592.1125 | 588.6119 | 587.2859 | 584.1892 | 581.2892 | 578.6888 | 576.6212 | 573.8262 | 8.808%
| Pacific Gas and Electric Company (Peninsula Clean Energy Authority CCA) | 146 | 2645.3726 | 3804.3595 | 3737.0772 | 3730.9403 | 3713.2527 | 3709.6849 | 3690.5262 | 3669.4702 | 3659.7282 | 3641.1792 | 3624.7159 | 3606.6107 | 3591.8694 | 3578.7742 | 25.67%
| Pacific Gas and Electric Company (Silicon Valley Clean Energy CCA) | 0 | 3325.4401 | 3712.5097 | 3646.2862 | 3640.2945 | 3623.8226 | 3619.5255 | 3601.7094 | 3580.9503 | 3571.4552 | 3553.1507 | 3536.9079 | 3519.8508 | 3505.2046 | 3492.1909 | --
| Pacific Gas and Electric Company (Redwood Coast Energy Authority CCA) | 0 | 187.7426 | 662.7013 | 651.1574 | 649.9493 | 646.9413 | 646.1426 | 642.9972 | 638.8036 | 637.7277 | 633.9831 | 631.3398 | 628.142 | 625.531 | 623.0598 | --
| Pacific Gas and Electric Company (Pioneer Community Energy CCA) | 0 | 0 | 1143.6782 | 1123.6614 | 1121.5 | 1115.9737 | 1114.7838 | 1109.2858 | 1103.305 | 1099.81 | 1094.5767 | 1089.6978 | 1084.4993 | 1079.4486 | 1075.4997 | --
| Pacific Gas and Electric Company (Monterrey Bay Community Power Authority CCA) | 0 | 0 | 2370.3175 | 3499.849 | 3472.5035 | 3456.379 | 3452.3549 | 3435.1777 | 3414.8614 | 3405.718 | 3388.653 | 3373.5849 | 3356.7421 | 3343.0299 | 3330.9084 | --
| Pacific Gas and Electric Company (East Bay Community Energy CCA) | 0 | 0 | 1415.2771 | 6447.1416 | 6396.3109 | 6366.6634 | 6359.0574 | 6327.2772 | 6290.39 | 6273.6911 | 6242.0215 | 6214.175 | 6183.381 | 6158.3485 | 6135.5265 | --
| Pacific Gas and Electric Company (Valley Clean Energy Alliance CCA) | 0 | 0 | 456.2861 | 762.4497 | 756.0241 | 752.5449 | 752.2678 | 748.4672 | 743.7499 | 742.2141 | 738.0168 | 734.9533 | 731.3863 | 728.4991 | 725.7713 | --
| Pacific Gas and Electric Company (San Jose City CCA) | 0 | 0 | 843.438 | 4497.5744 | 4461.8921 | 4441.0617 | 4436.5953 | 4414.0137 | 4388.5805 | 4376.7215 | 4354.299 | 4335.0829 | 4313.7043 | 4296.3426 | 4279.9287 | --
| Plumas-Sierra Rural Electric Cooperation | 142 | 142 | 142 | 141 | 142.9812 | 143.9462 | 145.9113 | 146.8765 | 148.842 | 149.8074 | 150.7728 | 152.7387 | 153.7051 | 154.6723 | 155.6403 | 0.6573%
| Port of Oakland | 48 | 47.9293 | 47.65 | 46.3399 | 46.9656 | 46.5286 | 47.0985 | 46.5496 | 47.0539 | 46.5647 | 47.0848 | 46.6148 | 47.1768 | 46.7513 | 46.3208 | -0.254%
| Port of Stockton | 20 | 20 | 20 | 20 | 20 | 20 | 20 | 21 | 21 | 21 | 21 | 21 | 22 | 22 | 22 | 0.6831%
| Silicon Valley Power | 3306 | 3297.1312 | 3255.7546 | 3221.3843 | 3222.9525 | 3216.3528 | 3220.3297 | 3210.035 | 3199.2651 | 3200.9666 | 3194.771 | 3192.6864 | 3190.216 | 3189.004 | 3190.1456 | -0.2545%
| Tuolumne County Public Power Agency | 23 | 23 | 23 | 23 | 23 | 23 | 24 | 24 | 24 | 24 | 24 | 25 | 25 | 25 | 25 | 0.5974%
| WAPA (CAISO) | 1305 | 1294 | 1305 | 1317 | 1328 | 1342 | 1357 | 1372 | 1385 | 1397 | 1408 | 1420 | 1435 | 1450 | 1463 | 0.8197%
PGE Total |  | 94051 | 93839.9256 | 92587.7567 | 91561.493 | 91575.8632 | 91329.3589 | 91399.1328 | 91129.3888 | 90774.303 | 90708.021 | 90419.6901 | 90183.9382 | 89902.6333 | 89682.5454 | 89494.1586 | -0.3541%
SCE | Anza Electric Cooperative, Inc. | 53 | 53 | 52 | 53 | 53 | 54 | 54 | 55 | 56 | 56 | 56 | 57 | 57 | 58 | 58 | 0.646%
| Azusa Light & Water | 266 | 262.6784 | 259.0681 | 257.3295 | 257.3728 | 256.1956 | 257.0514 | 257.424 | 256.0951 | 255.8689 | 253.7812 | 252.8687 | 252.2131 | 251.7328 | 251.211 | -0.4078%
| Bear Valley Electric Service | 129 | 128 | 127 | 128 | 128.9969 | 129.9911 | 131.9852 | 133.9792 | 134.9734 | 135.9675 | 136.9615 | 137.9557 | 138.95 | 139.9444 | 140.9389 | 0.6342%
| City of Anaheim | 2484 | 2456.9967 | 2421.6146 | 2403.6865 | 2397.5641 | 2391.9721 | 2392.5036 | 2396.1221 | 2386.0404 | 2377.092 | 2363.7561 | 2355.0168 | 2346.8186 | 2340.3071 | 2333.4787 | -0.4455%
| City of Banning | 134 | 132.838 | 131.0012 | 131.0643 | 130.9754 | 130.7189 | 131.4416 | 131.892 | 131.4963 | 131.1729 | 130.9322 | 130.7564 | 130.7052 | 130.7279 | 130.7575 | -0.1748%
| City of Cerritos | 75 | 75 | 74 | 75 | 74.9908 | 75.9731 | 76.9551 | 77.9372 | 78.9195 | 79.9017 | 79.8838 | 80.8663 | 80.8491 | 81.832 | 81.8153 | 0.6232%
| City of Colton | 371 | 366.5514 | 360.5358 | 358.3609 | 356.8418 | 355.9715 | 355.0277 | 355.3559 | 354.2703 | 352.6215 | 350.3648 | 349.4349 | 349.0039 | 347.9289 | 347.861 | -0.4589%
| City of Corona | 137 | 135.8344 | 134.1052 | 134.2857 | 134.3875 | 135.4067 | 135.4371 | 136.1895 | 137.0745 | 136.9972 | 136.9687 | 136.9855 | 137.1004 | 137.2663 | 137.4339 | 0.02259%
| City of Pasadena | 1154 | 1141.6048 | 1118.8454 | 1105.7322 | 1097.1058 | 1089.4625 | 1083.9144 | 1080.3716 | 1070.6629 | 1062.178 | 1052.8396 | 1045.5592 | 1038.8164 | 1033.1937 | 1026.2996 | -0.8342%
| City of Rancho Cucamonga | 77 | 75.9069 | 75.3261 | 74.705 | 74.9845 | 75.1504 | 75.2886 | 75.2546 | 74.2985 | 74.3742 | 74.4933 | 73.6541 | 73.8868 | 73.1642 | 73.4316 | -0.3384%
| City of Riverside | 2323 | 2298.1914 | 2258.7684 | 2237.0611 | 2226.0764 | 2216.1032 | 2213.5118 | 2214.3932 | 2203.8381 | 2194.0627 | 2182.2075 | 2173.3938 | 2166.4377 | 2161.573 | 2156.6805 | -0.5292%
| City of Vernon | 1118 | 1105.6483 | 1094.7492 | 1091.0006 | 1092.3002 | 1274.5277 | 1279.094 | 1284.7835 | 1285.0335 | 1285.8336 | 1285.1031 | 1284.8882 | 1285.5835 | 1285.8222 | 1287.1577 | 1.011%
| Department of Water Resources (South) | 5167 | 4953 | 4953 | 4953 | 4953 | 4953 | 4953 | 4953 | 4953 | 4953 | 4953 | 4953 | 4953 | 4953 | 4953 | -0.3017%
| Metropolitan Water District | 2071 | 2051 | 2043 | 2051 | 2069 | 2090 | 2115 | 2148 | 2166 | 2184 | 2198 | 2213 | 2228 | 2242 | 2256 | 0.613%
| Moreno Valley Utilities | 192 | 189.7679 | 187.2863 | 186.7157 | 186.8049 | 186.572 | 186.5109 | 187.1951 | 187.1715 | 186.2719 | 186.5044 | 185.8459 | 185.383 | 186.0411 | 185.7473 | -0.2362%
| Southern California Edison Company (Bundled) | 73260 | 72331.486 | 69215.9254 | 68770.7517 | 68567.23 | 68352.6814 | 68304.925 | 68327.8734 | 67922.7348 | 67481.2693 | 66936.7233 | 66426.2415 | 65925.0742 | 65421.217 | 64936.1165 | -0.8578%
| Southern California Edison Company (Direct Access) | 10929 | 10806 | 10451 | 10499 | 10599 | 10713 | 10852 | 11026 | 11129 | 11226 | 11302 | 11385 | 11465 | 11541 | 11618 | 0.4376%
| Southern California Edison Company (Lancaster Energy Clean CCA) | 640 | 633.094 | 623.4156 | 619.5123 | 616.7142 | 614.8895 | 614.0992 | 613.8341 | 610.0054 | 605.3218 | 599.9133 | 595.3763 | 591.0293 | 586.0358 | 581.179 | -0.6863%
| Southern California Edison Company (Apple Valley Choice Energy CCA) | 0 | 220.6842 | 215.3797 | 213.0184 | 212.3273 | 212.2606 | 211.2727 | 211.6988 | 210.3153 | 208.9481 | 206.7448 | 205.4222 | 203.3004 | 202.1105 | 200.119 | --
| Southern California Edison Company (Pico Rivera Innovative Municipal Energy CCA) | 0 | 76.89 | 75.0865 | 75.2405 | 74.3145 | 74.2436 | 74.1802 | 73.9559 | 73.7469 | 73.5354 | 72.449 | 72.246 | 71.198 | 71.0346 | 70.0417 | --
| Southern California Edison Company (Los Angeles Community Choice Energy CCA) | 0 | 0 | 2339.5374 | 2291.4138 | 2283.4832 | 2274.9009 | 2271.416 | 2270.4467 | 2256.1095 | 2240.1389 | 2221.1814 | 2203.0665 | 2185.6933 | 2168.248 | 2151.2793 | --
| Victorville Municipal | 93 | 92.8876 | 91.3854 | 91.8269 | 91.2122 | 91.534 | 91.8578 | 92.9895 | 93.2147 | 93.4708 | 92.7652 | 93.0953 | 93.4971 | 92.9385 | 93.3834 | 0.02939%
SCE Total |  | 100673 | 99587.0597 | 98302.0303 | 97800.7052 | 97677.6824 | 97748.5548 | 97860.4725 | 98103.6965 | 97770.0005 | 97394.0261 | 96872.5732 | 96410.6734 | 95958.5399 | 95505.1182 | 95069.9317 | -0.4082%
SDGE | San Diego Gas and Electric Company (Bundled) | 15653 | 15188.3337 | 15016.3597 | 14916.28 | 14834.3553 | 14751.3942 | 14860.618 | 14870.2487 | 14883.3427 | 14863.5982 | 14787.375 | 14679.5806 | 14570.7743 | 14447.8417 | 14318.3805 | -0.6345%
| San Diego Gas and Electric Company (Direct Access) | 3516 | 3416 | 3414 | 3432 | 3459 | 3490 | 3562 | 3562 | 3562 | 3562 | 3562 | 3562 | 3562 | 3562 | 3562 | 0.09289%
SDGE Total |  | 19169 | 18604.3337 | 18430.3597 | 18348.28 | 18293.3553 | 18241.3942 | 18422.618 | 18432.2487 | 18445.3427 | 18425.5982 | 18349.375 | 18241.5806 | 18132.7743 | 18009.8417 | 17880.3805 | -0.4958%
Northern California Non-CAISO | City of Redding | 745 | 738.2265 | 736.3206 | 734.6139 | 730.8263 | 726.9149 | 725.4945 | 720.3985 | 715.8681 | 710.9073 | 707.5909 | 704.2453 | 704.2598 | 704.2202 | 704.425 | -0.3992%
| City of Roseville | 1173 | 1162.2077 | 1156.0265 | 1149.6534 | 1140.0726 | 1130.113 | 1122.0449 | 1109.5103 | 1097.173 | 1086.3185 | 1076.8785 | 1068.2127 | 1063.5197 | 1058.8584 | 1053.2057 | -0.7665%
| City of Shasta Lake | 197 | 195.531 | 195.5709 | 195.402 | 193.6795 | 193.4289 | 192.1975 | 191.1592 | 189.5424 | 188.0899 | 186.8321 | 185.7667 | 185.0477 | 184.5429 | 184.1253 | -0.4816%
| Merced Irrigation District | 460 | 460.905 | 456.2079 | 454.0089 | 451.0628 | 448.3572 | 446.7588 | 442.3968 | 439.0643 | 435.1016 | 431.5287 | 428.2669 | 425.6988 | 422.4986 | 419.4191 | -0.6575%
| Modesto Irrigation District | 2487 | 2464.0797 | 2459.3405 | 2453.4478 | 2440.4039 | 2428.2023 | 2418.9304 | 2397.5277 | 2377.0656 | 2358.214 | 2339.7054 | 2325.9448 | 2319.6018 | 2315.1209 | 2309.1277 | -0.5286%
| Sacramento Municipal Utility District | 10485 | 10506.1826 | 10499.8174 | 10517.3492 | 10535.2408 | 10550.5242 | 10575.2351 | 10566.9378 | 10565.4953 | 10573.0474 | 10571.2476 | 10585.1714 | 10624.8163 | 10676.7104 | 10723.6752 | 0.1609%
| Turlock Irrigation District | 2059 | 2063.0986 | 2040.6414 | 2027.092 | 2009.6001 | 1994.1403 | 1980.9904 | 1958.8202 | 1937.0983 | 1916.498 | 1896.8008 | 1877.7428 | 1863.0118 | 1845.1696 | 1824.7872 | -0.8588%
| WAPA (BANC) | 381 | 382 | 388 | 393 | 398.9265 | 404.7889 | 410.644 | 417.4956 | 422.349 | 428.2031 | 435.0584 | 439.9164 | 444.7779 | 449.6433 | 453.513 | 1.252%
Northern California Non-CAISO Total |  | 17987 | 17972.2312 | 17931.9253 | 17924.5672 | 17899.8126 | 17876.4698 | 17872.2956 | 17804.2462 | 17743.656 | 17696.3798 | 17645.6424 | 17615.267 | 17630.7339 | 17656.7644 | 17672.2782 | -0.126%
LADWP | Los Angeles Department of Water and Power | 23495 | 22986.6979 | 22458.7047 | 22281.8974 | 22188.5444 | 22118.4898 | 22087.6149 | 21821.7395 | 21676.3366 | 21425.435 | 21338.1945 | 21153.8365 | 21001.0648 | 20834.7027 | 20646.5222 | -0.9189%
BUGL | City of Burbank | 1047 | 1048.2677 | 1048.1689 | 1049.1352 | 1053.0176 | 1057.3617 | 1072.3348 | 1078.3111 | 1082.4294 | 1092.8884 | 1097.2366 | 1103.505 | 1115.2173 | 1128.8835 | 1145.0072 | 0.6412%
| City of Glendale | 1066 | 1066.2362 | 1067.9656 | 1069.9502 | 1074.5501 | 1080.7379 | 1096.9854 | 1105.3109 | 1113.0782 | 1127.0373 | 1135.1759 | 1146.3 | 1162.0581 | 1180.8876 | 1202.7039 | 0.8656%
BUGL Total |  | 2113 | 2114.5039 | 2116.1345 | 2119.0854 | 2127.5676 | 2138.0995 | 2169.3202 | 2183.6221 | 2195.5076 | 2219.9256 | 2232.4125 | 2249.8049 | 2277.2754 | 2309.7711 | 2347.7111 | 0.7552%
IID | Imperial Irrigation District | 3386 | 3406.3967 | 3426.123 | 3423.3291 | 3437.008 | 3436.0966 | 3447.7002 | 3444.45 | 3438.626 | 3439.6641 | 3434.645 | 3428.3375 | 3426.0552 | 3419.132 | 3409.487 | 0.04939%
VEA | Valley Electric Association, Inc. | 10 | 10 | 11 | 11 | 11 | 11 | 11 | 12 | 12 | 12 | 12 | 12 | 13 | 13 | 13 | 1.892%
OTHER | Kirkwood Meadows Public Utility District | 7 | 7 | 7 | 7 | 7 | 7 | 7 | 7 | 7 | 7 | 7 | 7 | 7 | 7 | 7 | 0%
| Lathrop Irrigation District | 4 | 4 | 4 | 4 | 4 | 4 | 4 | 4 | 4 | 4 | 4 | 4 | 4 | 4 | 4 | 0%
| Liberty Utilities | 558 | 557 | 555 | 554 | 560 | 565 | 572 | 578 | 583 | 588 | 593 | 598 | 602 | 606 | 610 | 0.6385%
| City of Needles | 36 | 36 | 36 | 36 | 36 | 36 | 37 | 37 | 38 | 38 | 38 | 38 | 39 | 39 | 39 | 0.5734%
| PacifiCorp | 740 | 739 | 736 | 735 | 743 | 749 | 758 | 767 | 774 | 780 | 786 | 793 | 798 | 804 | 809 | 0.6388%
| Surprise Valley Electrification Corporation | 102 | 102 | 102 | 102 | 103 | 104 | 105 | 106 | 107 | 108 | 109 | 110 | 111 | 111 | 112 | 0.6703%
| Truckee-Donner Public Utility District | 163 | 163 | 162 | 162 | 164 | 165 | 167 | 169 | 171 | 172 | 174 | 175 | 176 | 177 | 179 | 0.6711%
OTHER Total |  | 1610 | 1608 | 1602 | 1600 | 1617 | 1630 | 1650 | 1668 | 1684 | 1697 | 1711 | 1725 | 1737 | 1748 | 1760 | 0.6383%
Statewide Total |  | 262494 | 260129.1486 | 256866.0342 | 255070.3573 | 254827.8335 | 254529.4635 | 254920.1542 | 254599.3917 | 253739.7723 | 253018.0498 | 252015.5327 | 251020.4381 | 250079.0769 | 249178.8755 | 248293.4693 | -0.3965%
Total Pumping Load |  | 8939 | 8576 | 8567 | 8575 | 8593 | 8614 | 8640 | 8672 | 8691 | 8709 | 8723 | 8738 | 8753 | 8767 | 8781 | -0.1273%
Total Statewide Retail Deliveries excluding pumping |  | 253555 | 251553.1486 | 248299.0342 | 246495.3573 | 246234.8335 | 245915.4635 | 246280.1542 | 245927.3917 | 245048.7723 | 244309.0498 | 243292.5327 | 242282.4381 | 241326.0769 | 240411.8755 | 239512.4693 | -0.4061%
This table includes retail sales and other deliveries only measured at the customer level. Losses and consumption served by self-generation are excluded. Table developed based on actual 2016 data.
Table includes sales from entities outside of California control area. Thus, total sales in row 85 are higher than state totals given in Form 1.1b.
Pacific Gas and Electric Company (Direct Access) includes BART.

## Data Sources
Data Sources
1. Hourly Profiles (Renewable Profiles and Load Profiles)
Variable renewable profiles are created using NREL weather data (NSRDB / Wind Toolkit), and NREL's System Advisor Model (SAM), assuming 2007 weather
Historical Load profiles are based on 2007 CAISO loads
RESOLVE uses the same hourly data sources as this GHG calculator but models 37 different days from 2007-2008-2009, sampled such that these 37 days represent the full distribution as closely as possible
2. Load Modifiers Shapes
Load modifier shapes (shown in the Load Profiles tab) are taken from the RESOLVE User Interface, released on 2017-09-07, LOADS_HourlyProfiles tab
3. Emissions Factors
Values in the Emissions Factors tab are based on hourly average GHG emissions from dispatchable GHG-emitting resources in the 42mmt_Ref_20170831 scenario, released on 2017-09-07 as part of the CPUC Public Release
The CAISO Import Emissions Offset is based on data in the RESOLVE User Interface, released on 2017-09-07, tab SYS_RPS_GHG_Targets
4. Hydro Dispatch
The hydro dispatch tables on the Hydro Dispatch tab are based on the modeled dispatch patterns of the CAISO Hydro resource in the 42mmt_Ref_20170831 scenario
5. Battery Storage and Pumped Storage Dispatch
The storage charge/discharge tables on the (Pumped) Storage Dispatch tab are based on the modeled charge/discharge patterns of the Storage Mandate Batteries (1325 MW, 4 hours duration) and the Pumped Storage resources in the 42mmt_Ref_20170831 scenario
6. IEPR Form 1.1c
CEC 2017 IEPR data: TN222582 LSE and BA Tables Mid Baseline Mid AAEE-AAPV (Revised CCA). Available here:
http://docketpublic.energy.ca.gov/PublicDocuments/17-IEPR-03/TN222582_20180216T094947_LSE_and_BA_Tables_Mid_Baseline_Demand_Mid_AAEEAAPV_Revised_CCA.xlsx
7. IEPR CAISO Load Modifiers
CEC 2017 IEPR data: TN222501 CAISO Load Modifiers (Corrected) Mid Baseline Mid AAEE-AAPV CED 2017. Available here:
http://docketpublic.energy.ca.gov/PublicDocuments/17-IEPR-03/TN222501_20180209T074222_CAISO_Load_Modifiers_Corrected_Mid_Baseline_Mid_AAEEAAPV_CED_20.xlsx

## IEPR CAISO Load Modifiers
CAISO Peak and Energy Forecasts: CED 2017 Forecast, Mid Baseline-Mid AAEE/AAPV
Coincident Peak 1 in 2 (MW)
|  |  | 2017 | 2018 | 2019 | 2020 | 2021 | 2022 | 2023 | 2024 | 2025 | 2026 | 2027 | 2028 | 2029 | 2030
1 | Noncoincident Peak End Use Consumption (sum of TACs) |  | 48587.9453 | 49135.9844 | 49735.2871 | 50664.5896 | 51512.6135 | 52455.142 | 53403.2437 | 54154.2851 | 54932.3379 | 55620.3709 | 56294.0469 | 56927.1895 | 57542.8664 | 58153.5498
2 |  | 1 Includes EVs | 29.6212 | 63.0977 | 107.8934 | 164.5993 | 227.4082 | 286.1637 | 369.0357 | 437.4166 | 513.1827 | 547.8273 | 603.3254 | 661.0214 | 728.8804 | 802.2514
3 |  | 1 Includes Other Electrification | 9.3942 | 17.1953 | 25.1127 | 33.349 | 39.2444 | 45.9218 | 53.448 | 61.2582 | 69.6605 | 78.0601 | 81.5685 | 85.7289 | 96.1041 | 102.4474
4 |  | 1 Includes Incremental Climate Change Impacts | 0 | 0 | 43.3378 | 87.5487 | 132.4996 | 178.8426 | 226.4543 | 274.6357 | 323.6076 | 373.5296 | 424.3092 | 476.1785 | 528.9048 | 582.3618
5 | Estimated Losses (sum of TACs) |  | 3777.4164 | 3746.8859 | 3743.4731 | 3768.0656 | 3800.2865 | 3836.4111 | 3866.37 | 3886.2823 | 3912.1029 | 3931.9463 | 3961.977 | 3970.4668 | 3985.9013 | 4000.7373
6 | Gross Generation for Noncoincident Peak End Use Consumption (1 plus 5) |  | 52365.3617 | 52882.8703 | 53478.7602 | 54432.6552 | 55312.9 | 56291.5531 | 57269.6136 | 58040.5674 | 58844.4408 | 59552.3171 | 60256.0239 | 60897.6563 | 61528.7677 | 62154.2871
7 | Self-Generation Corresponding to Noncoincident Peak End Use Consumption (committed) |  | 4818.9315 | 5725.8722 | 6357.1727 | 7008.5217 | 7489.783 | 8021.2564 | 8607.3411 | 9129.5096 | 9618.5914 | 10085.168 | 10430.2274 | 10961.2665 | 11398.1873 | 11841.3533
8 |  | 7 Includes Photovoltaic | 2829.9049 | 3388.4356 | 3864.9563 | 4316.6616 | 4709.235 | 5152.7851 | 5652.8209 | 6090.2841 | 6496.1061 | 6880.7816 | 7144.1708 | 7593.757 | 7949.5558 | 8314.1528
9 |  | 7 Includes Other Private Generation | 1899.4025 | 2063.9913 | 2076.0991 | 2086.304 | 2095.7873 | 2105.005 | 2112.7935 | 2119.6416 | 2125.4146 | 2130.1718 | 2135.0185 | 2139.9491 | 2144.9942 | 2151.0229
10 |  | 7 includes Storage | 89.6241 | 273.4454 | 416.1173 | 605.556 | 684.7606 | 763.4663 | 841.7268 | 919.5839 | 997.0707 | 1074.2146 | 1151.0381 | 1227.5603 | 1303.6372 | 1376.1776
11 | Load-Modifying Demand Response |  | 107.0392 | 144.0184 | 169.7977 | 173.1017 | 168.6499 | 175.1954 | 173.2668 | 188.643 | 193.0318 | 198.4334 | 204.7691 | 196.4567 | 203.8098 | 203.3235
12 |  | 11 Includes Non-Event DR | 0 | 16.2572 | 30.6984 | 12.4004 | 13.1333 | 13.8152 | 6.6208 | 16.02 | 15.4339 | 15.8631 | 16.2276 | 7.9153 | 15.2683 | 14.7821
13 |  | 11 Includes Event-Based DR | 107.0392 | 127.7611 | 139.0993 | 160.7012 | 155.5166 | 161.3802 | 166.646 | 172.623 | 177.5979 | 182.5704 | 188.5414 | 188.5414 | 188.5414 | 188.5414
14 | Baseline Net Load Corresponding to Noncoincident Peak End Consumption (6 minus 7 minus 11)* |  | 47439.391 | 47012.9797 | 46951.7898 | 47251.0319 | 47654.4671 | 48095.1014 | 48489.0057 | 48722.4148 | 49032.8177 | 49268.7157 | 49621.0274 | 49739.9331 | 49926.7707 | 50109.6103
15 | Peak Shift Impact, Baseline Forecast |  | 480.3338 | 701.5402 | 869.3407 | 887.8459 | 1090.1643 | 1283.3655 | 1518.7967 | 1668.3184 | 2041.6872 | 2244.4211 | 2275.5047 | 2401.0456 | 2746.5894 | 3050.8013
16 | Baseline Net Peak, Noncoincident (14 plus 15) |  | 47919.7248 | 47714.5199 | 47821.1306 | 48138.8778 | 48744.6313 | 49378.4669 | 50007.8024 | 50390.7332 | 51074.5048 | 51513.1368 | 51896.5322 | 52140.9788 | 52673.36 | 53160.4117
17 | Coincidence Factor |  | 0.965 | 0.965 | 0.965 | 0.965 | 0.965 | 0.965 | 0.965 | 0.965 | 0.965 | 0.965 | 0.965 | 0.965 | 0.965 | 0.965
18 | Baseline Net Peak, Coincident |  | 46242.5345 | 46044.5117 | 46147.391 | 46454.017 | 47038.5692 | 47650.2206 | 48257.5293 | 48627.0575 | 49286.8972 | 49710.177 | 50080.1535 | 50316.0445 | 50829.7924 | 51299.7973
19 | AAEE Savings Corresponding to Noncoincident Peak End Use Consumption (plus losses) |  | 0 | 375.1102 | 759.0693 | 1163.125 | 1595.1349 | 2025.441 | 2643.5983 | 3242.2504 | 3819.1887 | 4370.339 | 4888.5387 | 5437.808 | 6008.043 | 6537.0205
20 | AAPV Generation Corresponding to Noncoincident Peak End Use Consumption (plus avoided losses) |  | 0 | 0 | 0 | 63.9018 | 151.6995 | 241.3359 | 331.0218 | 424.419 | 514.6297 | 604.443 | 682.9726 | 777.1517 | 864.4533 | 947.8322
21 | Managed Net Load Corresponding to Noncoincident Peak End Consumption (14 minus 19 minus 20)* |  | 47439.391 | 46637.8695 | 46192.7205 | 46024.0051 | 45907.6327 | 45828.3245 | 45514.3856 | 45055.7455 | 44698.9992 | 44293.9337 | 44049.5161 | 43524.9734 | 43054.2744 | 42624.7577
22 | Peak Shift Impact, Managed Forecast |  | 480.3338 | 709.5466 | 884.1785 | 936.3504 | 1208.6829 | 1455.9316 | 1899.9877 | 2158.5439 | 2646.124 | 2961.8786 | 3125.7069 | 3359.3769 | 3949.6262 | 4606.0532
23 | Managed Net Peak, Noncoincident (21 plus 22) |  | 47919.7248 | 47347.4161 | 47076.899 | 46960.3554 | 47116.3156 | 47284.2561 | 47414.3734 | 47214.2894 | 47345.1233 | 47255.8123 | 47175.223 | 46884.3504 | 47003.9005 | 47230.8109
24 | Coincidence Factor |  | 0.965 | 0.965 | 0.965 | 0.965 | 0.965 | 0.965 | 0.965 | 0.965 | 0.965 | 0.965 | 0.965 | 0.965 | 0.965 | 0.965
25 | Managed Net Peak, Coincident |  | 46242.5345 | 45690.2566 | 45429.2075 | 45316.743 | 45467.2445 | 45629.3071 | 45754.8703 | 45561.7893 | 45688.044 | 45601.8588 | 45524.0902 | 45243.3981 | 45358.764 | 45577.7325
* This is the "traditional" (no peak shift) net peak estimate
Sales/Energy (GWh)*
|  |  | 2017 | 2018 | 2019 | 2020 | 2021 | 2022 | 2023 | 2024 | 2025 | 2026 | 2027 | 2028 | 2029 | 2030
26 | Total Consumption |  | 235717.7787 | 238318.6752 | 240656.1322 | 244433.1335 | 248401.1791 | 252913.6037 | 257387.2502 | 260956.0857 | 264624.493 | 267726.9426 | 270814.4873 | 273718.0929 | 276561.4768 | 279463.8087
27 |  | 26 Includes EVs | 1204.2807 | 1618.3903 | 2164.3647 | 2865.8442 | 3629.8568 | 4533.4445 | 5481.8483 | 6395.659 | 7342.8603 | 7986.8996 | 8685.5729 | 9460.4844 | 10309.9723 | 11261.343
28 |  | 26 Includes Other Electrification | 62.6278 | 114.6355 | 167.4178 | 222.3265 | 261.6296 | 306.145 | 356.3201 | 408.3882 | 464.4035 | 520.4005 | 543.7903 | 571.5257 | 640.6938 | 682.9825
29 |  | 26 Includes Incremental Climate Change Impacts | 0 | 71.1857 | 143.1094 | 215.2712 | 287.3291 | 361.5006 | 437.0207 | 511.3455 | 585.6861 | 660.4996 | 735.71 | 811.6911 | 888.052 | 964.7451
30 | Consumption from Self-Generation (committed) |  | 23427.4481 | 26830.4884 | 28795.2196 | 30534.2386 | 32291.896 | 34021.377 | 35690.7918 | 37304.7984 | 38843.5035 | 40298.5235 | 41680.1744 | 43004.7198 | 44327.3385 | 45686.5431
31 |  | 30 Includes Photovoltaic | 10254.6118 | 12249.8826 | 14092.7889 | 15762.0389 | 17455.5575 | 19125.6051 | 20744.1823 | 22314.2719 | 23815.8133 | 25240.3569 | 26591.2926 | 27884.8705 | 29176.5777 | 30505.6609
32 |  | 30 Includes Other Private Generation | 13172.8364 | 14580.6059 | 14702.4307 | 14772.1997 | 14836.3384 | 14895.772 | 14946.6095 | 14990.5265 | 15027.6902 | 15058.1666 | 15088.8818 | 15119.8492 | 15150.7608 | 15180.8823
33 | Baseline Sales (26 minus 30) |  | 212290.3306 | 211488.1867 | 211860.9126 | 213898.8949 | 216109.2832 | 218892.2267 | 221696.4584 | 223651.2873 | 225780.9895 | 227428.4191 | 229134.3129 | 230713.3731 | 232234.1383 | 233777.2656
34 | Estimated Losses |  | 16849.6238 | 16768.439 | 16774.5237 | 16924.4947 | 17081.0807 | 17284.7895 | 17484.3614 | 17620.4842 | 17775.1624 | 17889.9228 | 18007.2398 | 18110.7652 | 18207.5929 | 18303.4236
35 | Baseline Total Energy to Serve Load (33 plus 34) |  | 229139.9544 | 228256.6257 | 228635.4363 | 230823.3897 | 233190.3639 | 236177.0161 | 239180.8198 | 241271.7715 | 243556.1519 | 245318.3419 | 247141.5527 | 248824.1384 | 250441.7312 | 252080.6892
36 | AAEE Savings (customer side) |  | 250.681 | 2156.8533 | 4140.5218 | 6180.3905 | 8319.9853 | 10436.8266 | 12951.7288 | 15279.5631 | 17572.4119 | 19800.6689 | 22016.2486 | 24146.5663 | 26176.1509 | 28190.737
37 | AAEE Savings (including losses) |  | 270.934 | 2331.7565 | 4476.2652 | 6680.9839 | 8993.1655 | 11280.5117 | 13997.7649 | 16512.1159 | 18988.4625 | 21395.0551 | 23787.5337 | 26087.5142 | 28278.0515 | 30452.3485
38 | AAPV Generation |  |  |  |  | 159.7086 | 460.6011 | 764.8442 | 1067.8313 | 1368.685 | 1670.837 | 1972.587 | 2269.4534 | 2561.3803 | 2848.2379 | 3128.6863
39 | AAPV Generation (plus avoided losses) |  |  |  |  | 172.6942 | 497.9907 | 826.8689 | 1154.3857 | 1479.5973 | 1806.208 | 2132.3809 | 2453.291 | 2768.8589 | 3078.9295 | 3382.0595
40 | Managed Sales (33 minus 36 minus 38) |  | 212039.6496 | 209331.3334 | 207720.3908 | 207558.7958 | 207328.6968 | 207690.5559 | 207676.8982 | 207003.0392 | 206537.7406 | 205655.1632 | 204848.611 | 204005.4266 | 203209.7495 | 202457.8422
41 | Managed Total Energy to Serve Load (35 minus 37 minus 39) |  | 228869.0204 | 225924.8693 | 224159.1712 | 223969.7115 | 223699.2077 | 224069.6356 | 224028.6692 | 223280.0584 | 222761.4815 | 221790.9058 | 220900.728 | 219967.7653 | 219084.7502 | 218246.2812
* Storage and DR are currently assumed to have insignificant impacts on the energy side.
E3 Calculations
|  |  | 2017 | 2018 | 2019 | 2020 | 2021 | 2022 | 2023 | 2024 | 2025 | 2026 | 2027 | 2028 | 2029 | 2030
Transmission and Distributon Losses
| Average T&D Losses | % | 7.353% | 7.346% | 7.337% | 7.332% | 7.325% | 7.319% | 7.31% | 7.303% | 7.298% | 7.293% | 7.286% | 7.279% | 7.27% | 7.261%
Load Modifiers (before losses)
| Baseline consumption | fraction of Managed Sales, before losses | 104.4% | 106.1% | 107.7% | 109.2% | 110.8% | 112.3% | 113.9% | 115.5% | 117.1% | 118.7% | 120.3% | 121.8% | 123.3% | 124.6%
| EVs | fraction of Managed Sales, before losses | 0.568% | 0.7731% | 1.042% | 1.381% | 1.751% | 2.183% | 2.64% | 3.09% | 3.555% | 3.884% | 4.24% | 4.637% | 5.074% | 5.562%
| Other Electrification | fraction of Managed Sales, before losses | 0.02736% | 0.05074% | 0.07469% | 0.09927% | 0.117% | 0.1366% | 0.1591% | 0.1829% | 0.2085% | 0.2346% | 0.2462% | 0.2598% | 0.2924% | 0.3129%
| BTM PV | fraction of Managed Sales, before losses | -4.836% | -5.852% | -6.784% | -7.671% | -8.641% | -9.577% | -10.5% | -11.44% | -12.34% | -13.23% | -14.09% | -14.92% | -15.76% | -16.61%
| AAEE | fraction of Managed Sales, before losses | -0.1182% | -1.03% | -1.993% | -2.978% | -4.013% | -5.025% | -6.236% | -7.381% | -8.508% | -9.628% | -10.75% | -11.84% | -12.88% | -13.92%
Load Modifiers (after losses)
| Baseline consumption | fraction of Managed Sales, before losses | 112.6% | 114.5% | 116.2% | 117.8% | 119.5% | 121.1% | 122.9% | 124.6% | 126.3% | 128.1% | 129.8% | 131.4% | 132.9% | 134.4%
| EVs | fraction of Managed Sales, before losses | 0.613% | 0.8344% | 1.124% | 1.49% | 1.889% | 2.355% | 2.848% | 3.333% | 3.835% | 4.189% | 4.573% | 5.001% | 5.471% | 5.998%
| Other Electrification | fraction of Managed Sales, before losses | 0.02954% | 0.05476% | 0.0806% | 0.1071% | 0.1262% | 0.1474% | 0.1716% | 0.1973% | 0.2249% | 0.2531% | 0.2655% | 0.2802% | 0.3154% | 0.3374%
| BTM PV | fraction of Managed Sales, before losses | -5.22% | -6.316% | -7.322% | -8.278% | -9.324% | -10.33% | -11.33% | -12.34% | -13.31% | -14.27% | -15.2% | -16.1% | -17% | -17.91%
| AAEE | fraction of Managed Sales, before losses | -0.1276% | -1.112% | -2.151% | -3.213% | -4.33% | -5.422% | -6.728% | -7.963% | -9.178% | -10.39% | -11.59% | -12.77% | -13.89% | -15.01%

## Load Profiles
|  |  | Default Shapes (normalized to annual total; MW/annual MWh) | [5 empty] | Active Shapes | [5 empty] | Month-hour shapes
Month | Day | Hour | Baseline Load | EV - Home Charging | EV - Home and Work Charging | Other Electrification | Building Electrification | Energy Efficiency | Baseline Load | EV - Home Charging | EV - Home and Work Charging | Other Electrification | Building Electrification | Energy Efficiency | Month | Hour | EV - Home Charging | EV - Home and Work Charging | Building Electrification | Energy Efficiency
1 | 1 | 1 | 9.0618e-05 | 0.00013825 | 8.7285e-05 | 9.0618e-05 | 0.00018459 | 8.9811e-05 | 9.0618e-05 | 0.00013825 | 8.7285e-05 | 9.0618e-05 | 0.00018459 | 8.9811e-05 | 1 | 1 | 0.00013825 | 8.7285e-05 | 0.00018459 | 8.9811e-05
1 | 1 | 2 | 8.552e-05 | 0.00010307 | 6.6412e-05 | 8.552e-05 | 0.00018964 | 8.7511e-05 | 8.552e-05 | 0.00010307 | 6.6412e-05 | 8.552e-05 | 0.00018964 | 8.7511e-05 | 1 | 2 | 0.00010307 | 6.6412e-05 | 0.00018964 | 8.7511e-05
1 | 1 | 3 | 8.2158e-05 | 7.1086e-05 | 4.7779e-05 | 8.2158e-05 | 0.00019368 | 8.5813e-05 | 8.2158e-05 | 7.1086e-05 | 4.7779e-05 | 8.2158e-05 | 0.00019368 | 8.5813e-05 | 1 | 3 | 7.1086e-05 | 4.7779e-05 | 0.00019368 | 8.5813e-05
1 | 1 | 4 | 8.034e-05 | 4.7828e-05 | 3.3129e-05 | 8.034e-05 | 0.00019675 | 8.6691e-05 | 8.034e-05 | 4.7828e-05 | 3.3129e-05 | 8.034e-05 | 0.00019675 | 8.6691e-05 | 1 | 4 | 4.7828e-05 | 3.3129e-05 | 0.00019675 | 8.6691e-05
1 | 1 | 5 | 8.029e-05 | 2.9833e-05 | 2.2439e-05 | 8.029e-05 | 0.00019881 | 9.0737e-05 | 8.029e-05 | 2.9833e-05 | 2.2439e-05 | 8.029e-05 | 0.00019881 | 9.0737e-05 | 1 | 5 | 2.9833e-05 | 2.2439e-05 | 0.00019881 | 9.0737e-05
1 | 1 | 6 | 8.1979e-05 | 1.7982e-05 | 2.1912e-05 | 8.1979e-05 | 0.00020515 | 0.00010088 | 8.1979e-05 | 1.7982e-05 | 2.1912e-05 | 8.1979e-05 | 0.00020515 | 0.00010088 | 1 | 6 | 1.7982e-05 | 2.1912e-05 | 0.00020515 | 0.00010088
1 | 1 | 7 | 8.4588e-05 | 1.0474e-05 | 3.9359e-05 | 8.4588e-05 | 0.00022309 | 0.00011047 | 8.4588e-05 | 1.0474e-05 | 3.9359e-05 | 8.4588e-05 | 0.00022309 | 0.00011047 | 1 | 7 | 1.0474e-05 | 3.9359e-05 | 0.00022309 | 0.00011047
1 | 1 | 8 | 8.5204e-05 | 1.5064e-05 | 8.3741e-05 | 8.5204e-05 | 0.00022288 | 0.00011788 | 8.5204e-05 | 1.5064e-05 | 8.3741e-05 | 8.5204e-05 | 0.00022288 | 0.00011788 | 1 | 8 | 1.5064e-05 | 8.3741e-05 | 0.00022288 | 0.00011788
1 | 1 | 9 | 8.835e-05 | 3.029e-05 | 0.00013245 | 8.835e-05 | 0.00020471 | 0.00012158 | 8.835e-05 | 3.029e-05 | 0.00013245 | 8.835e-05 | 0.00020471 | 0.00012158 | 1 | 9 | 3.029e-05 | 0.00013245 | 0.00020471 | 0.00012158
1 | 1 | 10 | 9.1708e-05 | 3.402e-05 | 0.00013119 | 9.1708e-05 | 0.00017613 | 0.00012349 | 9.1708e-05 | 3.402e-05 | 0.00013119 | 9.1708e-05 | 0.00017613 | 0.00012349 | 1 | 10 | 3.402e-05 | 0.00013119 | 0.00017613 | 0.00012349
1 | 1 | 11 | 9.3934e-05 | 4.0383e-05 | 0.00010869 | 9.3934e-05 | 0.00014831 | 0.00012387 | 9.3934e-05 | 4.0383e-05 | 0.00010869 | 9.3934e-05 | 0.00014831 | 0.00012387 | 1 | 11 | 4.0383e-05 | 0.00010869 | 0.00014831 | 0.00012387
1 | 1 | 12 | 9.465e-05 | 5.0222e-05 | 9.5191e-05 | 9.465e-05 | 0.00012795 | 0.00012422 | 9.465e-05 | 5.0222e-05 | 9.5191e-05 | 9.465e-05 | 0.00012795 | 0.00012422 | 1 | 12 | 5.0222e-05 | 9.5191e-05 | 0.00012795 | 0.00012422
1 | 1 | 13 | 9.44e-05 | 7.2502e-05 | 0.00010228 | 9.44e-05 | 0.00011901 | 0.00012314 | 9.44e-05 | 7.2502e-05 | 0.00010228 | 9.44e-05 | 0.00011901 | 0.00012314 | 1 | 13 | 7.2502e-05 | 0.00010228 | 0.00011901 | 0.00012314
1 | 1 | 14 | 9.3443e-05 | 8.766e-05 | 0.0001146 | 9.3443e-05 | 0.0001159 | 0.00012328 | 9.3443e-05 | 8.766e-05 | 0.0001146 | 9.3443e-05 | 0.0001159 | 0.00012328 | 1 | 14 | 8.766e-05 | 0.0001146 | 0.0001159 | 0.00012328
1 | 1 | 15 | 9.2291e-05 | 0.0001007 | 0.00012004 | 9.2291e-05 | 0.00011776 | 0.00012146 | 9.2291e-05 | 0.0001007 | 0.00012004 | 9.2291e-05 | 0.00011776 | 0.00012146 | 1 | 15 | 0.0001007 | 0.00012004 | 0.00011776 | 0.00012146
1 | 1 | 16 | 9.202e-05 | 0.00013518 | 0.0001423 | 9.202e-05 | 0.00012174 | 0.00012052 | 9.202e-05 | 0.00013518 | 0.0001423 | 9.202e-05 | 0.00012174 | 0.00012052 | 1 | 16 | 0.00013518 | 0.0001423 | 0.00012174 | 0.00012052
1 | 1 | 17 | 9.6019e-05 | 0.00016898 | 0.0001598 | 9.6019e-05 | 0.00013566 | 0.00012365 | 9.6019e-05 | 0.00016898 | 0.0001598 | 9.6019e-05 | 0.00013566 | 0.00012365 | 1 | 17 | 0.00016898 | 0.0001598 | 0.00013566 | 0.00012365
1 | 1 | 18 | 0.00011265 | 0.00021257 | 0.0001864 | 0.00011265 | 0.00013988 | 0.00012841 | 0.00011265 | 0.00021257 | 0.0001864 | 0.00011265 | 0.00013988 | 0.00012841 | 1 | 18 | 0.00021257 | 0.0001864 | 0.00013988 | 0.00012841
1 | 1 | 19 | 0.00011619 | 0.00024415 | 0.00020354 | 0.00011619 | 0.00015011 | 0.0001283 | 0.00011619 | 0.00024415 | 0.00020354 | 0.00011619 | 0.00015011 | 0.0001283 | 1 | 19 | 0.00024415 | 0.00020354 | 0.00015011 | 0.0001283
1 | 1 | 20 | 0.00011457 | 0.00025123 | 0.00019874 | 0.00011457 | 0.0001515 | 0.00012542 | 0.00011457 | 0.00025123 | 0.00019874 | 0.00011457 | 0.0001515 | 0.00012542 | 1 | 20 | 0.00025123 | 0.00019874 | 0.0001515 | 0.00012542
1 | 1 | 21 | 0.00011149 | 0.00024445 | 0.00018308 | 0.00011149 | 0.00015342 | 0.00012037 | 0.00011149 | 0.00024445 | 0.00018308 | 0.00011149 | 0.00015342 | 0.00012037 | 1 | 21 | 0.00024445 | 0.00018308 | 0.00015342 | 0.00012037
1 | 1 | 22 | 0.00010575 | 0.00023206 | 0.00016977 | 0.00010575 | 0.00016073 | 0.00011032 | 0.00010575 | 0.00023206 | 0.00016977 | 0.00010575 | 0.00016073 | 0.00011032 | 1 | 22 | 0.00023206 | 0.00016977 | 0.00016073 | 0.00011032
1 | 1 | 23 | 9.7625e-05 | 0.00021552 | 0.0001537 | 9.7625e-05 | 0.00016963 | 0.00010061 | 9.7625e-05 | 0.00021552 | 0.0001537 | 9.7625e-05 | 0.00016963 | 0.00010061 | 1 | 23 | 0.00021552 | 0.0001537 | 0.00016963 | 0.00010061
1 | 1 | 24 | 8.8679e-05 | 0.00018052 | 0.00012466 | 8.8679e-05 | 0.00017719 | 9.2987e-05 | 8.8679e-05 | 0.00018052 | 0.00012466 | 8.8679e-05 | 0.00017719 | 9.2987e-05 | 1 | 24 | 0.00018052 | 0.00012466 | 0.00017719 | 9.2987e-05
1 | 2 | 1 | 8.2911e-05 | 0.00013825 | 8.7285e-05 | 8.2911e-05 | 0.00018459 | 8.9811e-05 | 8.2911e-05 | 0.00013825 | 8.7285e-05 | 8.2911e-05 | 0.00018459 | 8.9811e-05 | 2 | 1 | 0.00013823 | 8.7111e-05 | 0.0001626 | 8.6628e-05
1 | 2 | 2 | 7.9699e-05 | 0.00010307 | 6.6412e-05 | 7.9699e-05 | 0.00018964 | 8.7511e-05 | 7.9699e-05 | 0.00010307 | 6.6412e-05 | 7.9699e-05 | 0.00018964 | 8.7511e-05 | 2 | 2 | 0.00010264 | 6.5202e-05 | 0.00017038 | 8.4471e-05
1 | 2 | 3 | 7.843e-05 | 7.1086e-05 | 4.7779e-05 | 7.843e-05 | 0.00019368 | 8.5813e-05 | 7.843e-05 | 7.1086e-05 | 4.7779e-05 | 7.843e-05 | 0.00019368 | 8.5813e-05 | 2 | 3 | 7.0255e-05 | 4.6674e-05 | 0.00017859 | 8.3535e-05
1 | 2 | 4 | 7.833e-05 | 4.7828e-05 | 3.3129e-05 | 7.833e-05 | 0.00019675 | 8.6691e-05 | 7.833e-05 | 4.7828e-05 | 3.3129e-05 | 7.833e-05 | 0.00019675 | 8.6691e-05 | 2 | 4 | 4.6935e-05 | 3.21e-05 | 0.00018095 | 8.4454e-05
1 | 2 | 5 | 8.096e-05 | 2.9833e-05 | 2.2439e-05 | 8.096e-05 | 0.00019881 | 9.0737e-05 | 8.096e-05 | 2.9833e-05 | 2.2439e-05 | 8.096e-05 | 0.00019881 | 9.0737e-05 | 2 | 5 | 2.9031e-05 | 2.1766e-05 | 0.00018601 | 8.9474e-05
1 | 2 | 6 | 8.8263e-05 | 1.7982e-05 | 2.1912e-05 | 8.8263e-05 | 0.00020515 | 0.00010088 | 8.8263e-05 | 1.7982e-05 | 2.1912e-05 | 8.8263e-05 | 0.00020515 | 0.00010088 | 2 | 6 | 1.7296e-05 | 2.1762e-05 | 0.00019142 | 9.9442e-05
1 | 2 | 7 | 9.8969e-05 | 1.0474e-05 | 3.9359e-05 | 9.8969e-05 | 0.00022309 | 0.00011047 | 9.8969e-05 | 1.0474e-05 | 3.9359e-05 | 9.8969e-05 | 0.00022309 | 0.00011047 | 2 | 7 | 1.0222e-05 | 4.0424e-05 | 0.00019862 | 0.00010804
1 | 2 | 8 | 0.00010502 | 1.5064e-05 | 8.3741e-05 | 0.00010502 | 0.00022288 | 0.00011788 | 0.00010502 | 1.5064e-05 | 8.3741e-05 | 0.00010502 | 0.00022288 | 0.00011788 | 2 | 8 | 1.4966e-05 | 8.6619e-05 | 0.00019461 | 0.00011531
1 | 2 | 9 | 0.00010989 | 3.029e-05 | 0.00013245 | 0.00010989 | 0.00020471 | 0.00012158 | 0.00010989 | 3.029e-05 | 0.00013245 | 0.00010989 | 0.00020471 | 0.00012158 | 2 | 9 | 3.0673e-05 | 0.0001376 | 0.00017929 | 0.00011912
1 | 2 | 10 | 0.00011296 | 3.402e-05 | 0.00013119 | 0.00011296 | 0.00017613 | 0.00012349 | 0.00011296 | 3.402e-05 | 0.00013119 | 0.00011296 | 0.00017613 | 0.00012349 | 2 | 10 | 3.3991e-05 | 0.00013555 | 0.00015321 | 0.00012095
1 | 2 | 11 | 0.00011531 | 4.0383e-05 | 0.00010869 | 0.00011531 | 0.00014831 | 0.00012387 | 0.00011531 | 4.0383e-05 | 0.00010869 | 0.00011531 | 0.00014831 | 0.00012387 | 2 | 11 | 4.0179e-05 | 0.00011103 | 0.0001293 | 0.00012156
1 | 2 | 12 | 0.00011532 | 5.0222e-05 | 9.5191e-05 | 0.00011532 | 0.00012795 | 0.00012422 | 0.00011532 | 5.0222e-05 | 9.5191e-05 | 0.00011532 | 0.00012795 | 0.00012422 | 2 | 12 | 4.9892e-05 | 9.6247e-05 | 0.0001154 | 0.0001212
1 | 2 | 13 | 0.00011405 | 7.2502e-05 | 0.00010228 | 0.00011405 | 0.00011901 | 0.00012314 | 0.00011405 | 7.2502e-05 | 0.00010228 | 0.00011405 | 0.00011901 | 0.00012314 | 2 | 13 | 7.1977e-05 | 0.00010237 | 0.0001095 | 0.00012037
1 | 2 | 14 | 0.00011305 | 8.766e-05 | 0.0001146 | 0.00011305 | 0.0001159 | 0.00012328 | 0.00011305 | 8.766e-05 | 0.0001146 | 0.00011305 | 0.0001159 | 0.00012328 | 2 | 14 | 8.6234e-05 | 0.00011419 | 0.0001062 | 0.00012023
1 | 2 | 15 | 0.00011239 | 0.0001007 | 0.00012004 | 0.00011239 | 0.00011776 | 0.00012146 | 0.00011239 | 0.0001007 | 0.00012004 | 0.00011239 | 0.00011776 | 0.00012146 | 2 | 15 | 9.9301e-05 | 0.00011944 | 0.00010487 | 0.00011899
1 | 2 | 16 | 0.00011115 | 0.00013518 | 0.0001423 | 0.00011115 | 0.00012174 | 0.00012052 | 0.00011115 | 0.00013518 | 0.0001423 | 0.00011115 | 0.00012174 | 0.00012052 | 2 | 16 | 0.00013469 | 0.00014211 | 0.00010711 | 0.00011642
1 | 2 | 17 | 0.00011252 | 0.00016898 | 0.0001598 | 0.00011252 | 0.00013566 | 0.00012365 | 0.00011252 | 0.00016898 | 0.0001598 | 0.00011252 | 0.00013566 | 0.00012365 | 2 | 17 | 0.00016948 | 0.00016005 | 0.00011686 | 0.00011552
1 | 2 | 18 | 0.00012685 | 0.00021257 | 0.0001864 | 0.00012685 | 0.00013988 | 0.00012841 | 0.00012685 | 0.00021257 | 0.0001864 | 0.00012685 | 0.00013988 | 0.00012841 | 2 | 18 | 0.00021479 | 0.00018776 | 0.00012326 | 0.00012263
1 | 2 | 19 | 0.00012904 | 0.00024415 | 0.00020354 | 0.00012904 | 0.00015011 | 0.0001283 | 0.00012904 | 0.00024415 | 0.00020354 | 0.00012904 | 0.00015011 | 0.0001283 | 2 | 19 | 0.00024763 | 0.00020537 | 0.00012921 | 0.00012365
1 | 2 | 20 | 0.00012639 | 0.00025123 | 0.00019874 | 0.00012639 | 0.0001515 | 0.00012542 | 0.00012639 | 0.00025123 | 0.00019874 | 0.00012639 | 0.0001515 | 0.00012542 | 2 | 20 | 0.00025465 | 0.00020007 | 0.00012788 | 0.00012463
1 | 2 | 21 | 0.00012185 | 0.00024445 | 0.00018308 | 0.00012185 | 0.00015342 | 0.00012037 | 0.00012185 | 0.00024445 | 0.00018308 | 0.00012185 | 0.00015342 | 0.00012037 | 2 | 21 | 0.00024707 | 0.00018308 | 0.00012803 | 0.00011847
1 | 2 | 22 | 0.00011426 | 0.00023206 | 0.00016977 | 0.00011426 | 0.00016073 | 0.00011032 | 0.00011426 | 0.00023206 | 0.00016977 | 0.00011426 | 0.00016073 | 0.00011032 | 2 | 22 | 0.00023332 | 0.00016879 | 0.00013368 | 0.00011041
1 | 2 | 23 | 0.00010475 | 0.00021552 | 0.0001537 | 0.00010475 | 0.00016963 | 0.00010061 | 0.00010475 | 0.00021552 | 0.0001537 | 0.00010475 | 0.00016963 | 0.00010061 | 2 | 23 | 0.00021647 | 0.00015271 | 0.00014305 | 9.8398e-05
1 | 2 | 24 | 9.522e-05 | 0.00018052 | 0.00012466 | 9.522e-05 | 0.00017719 | 9.2987e-05 | 9.522e-05 | 0.00018052 | 0.00012466 | 9.522e-05 | 0.00017719 | 9.2987e-05 | 2 | 24 | 0.00018059 | 0.00012311 | 0.00015312 | 9.13e-05
1 | 3 | 1 | 8.8795e-05 | 0.00013825 | 8.7285e-05 | 8.8795e-05 | 0.00018459 | 8.9811e-05 | 8.8795e-05 | 0.00013825 | 8.7285e-05 | 8.8795e-05 | 0.00018459 | 8.9811e-05 | 3 | 1 | 0.00013825 | 8.7285e-05 | 0.00014878 | 8.5914e-05
1 | 3 | 2 | 8.5054e-05 | 0.00010307 | 6.6412e-05 | 8.5054e-05 | 0.00018964 | 8.7511e-05 | 8.5054e-05 | 0.00010307 | 6.6412e-05 | 8.5054e-05 | 0.00018964 | 8.7511e-05 | 3 | 2 | 0.00010232 | 6.4294e-05 | 0.00016001 | 8.3788e-05
1 | 3 | 3 | 8.3144e-05 | 7.1086e-05 | 4.7779e-05 | 8.3144e-05 | 0.00019368 | 8.5813e-05 | 8.3144e-05 | 7.1086e-05 | 4.7779e-05 | 8.3144e-05 | 0.00019368 | 8.5813e-05 | 3 | 3 | 6.9632e-05 | 4.5845e-05 | 0.00017223 | 8.3459e-05
1 | 3 | 4 | 8.3028e-05 | 4.7828e-05 | 3.3129e-05 | 8.3028e-05 | 0.00019675 | 8.6691e-05 | 8.3028e-05 | 4.7828e-05 | 3.3129e-05 | 8.3028e-05 | 0.00019675 | 8.6691e-05 | 3 | 4 | 4.6265e-05 | 3.1329e-05 | 0.00018147 | 8.4645e-05
1 | 3 | 5 | 8.5379e-05 | 2.9833e-05 | 2.2439e-05 | 8.5379e-05 | 0.00019881 | 9.0737e-05 | 8.5379e-05 | 2.9833e-05 | 2.2439e-05 | 8.5379e-05 | 0.00019881 | 9.0737e-05 | 3 | 5 | 2.843e-05 | 2.126e-05 | 0.00018951 | 8.9805e-05
1 | 3 | 6 | 9.2207e-05 | 1.7982e-05 | 2.1912e-05 | 9.2207e-05 | 0.00020515 | 0.00010088 | 9.2207e-05 | 1.7982e-05 | 2.1912e-05 | 9.2207e-05 | 0.00020515 | 0.00010088 | 3 | 6 | 1.6782e-05 | 2.165e-05 | 0.00019227 | 9.7127e-05
1 | 3 | 7 | 0.00010281 | 1.0474e-05 | 3.9359e-05 | 0.00010281 | 0.00022309 | 0.00011047 | 0.00010281 | 1.0474e-05 | 3.9359e-05 | 0.00010281 | 0.00022309 | 0.00011047 | 3 | 7 | 1.0032e-05 | 4.1223e-05 | 0.00018677 | 0.00010734
1 | 3 | 8 | 0.00010995 | 1.5064e-05 | 8.3741e-05 | 0.00010995 | 0.00022288 | 0.00011788 | 0.00010995 | 1.5064e-05 | 8.3741e-05 | 0.00010995 | 0.00022288 | 0.00011788 | 3 | 8 | 1.4892e-05 | 8.8777e-05 | 0.00017164 | 0.00011519
1 | 3 | 9 | 0.00011379 | 3.029e-05 | 0.00013245 | 0.00011379 | 0.00020471 | 0.00012158 | 0.00011379 | 3.029e-05 | 0.00013245 | 0.00011379 | 0.00020471 | 0.00012158 | 3 | 9 | 3.0961e-05 | 0.00014147 | 0.00014835 | 0.0001216
1 | 3 | 10 | 0.00011565 | 3.402e-05 | 0.00013119 | 0.00011565 | 0.00017613 | 0.00012349 | 0.00011565 | 3.402e-05 | 0.00013119 | 0.00011565 | 0.00017613 | 0.00012349 | 3 | 10 | 3.397e-05 | 0.00013883 | 0.0001235 | 0.00012398
1 | 3 | 11 | 0.00011727 | 4.0383e-05 | 0.00010869 | 0.00011727 | 0.00014831 | 0.00012387 | 0.00011727 | 4.0383e-05 | 0.00010869 | 0.00011727 | 0.00014831 | 0.00012387 | 3 | 11 | 4.0025e-05 | 0.00011278 | 0.00010606 | 0.00012362
1 | 3 | 12 | 0.0001173 | 5.0222e-05 | 9.5191e-05 | 0.0001173 | 0.00012795 | 0.00012422 | 0.0001173 | 5.0222e-05 | 9.5191e-05 | 0.0001173 | 0.00012795 | 0.00012422 | 3 | 12 | 4.9644e-05 | 9.7038e-05 | 9.3846e-05 | 0.00012361
1 | 3 | 13 | 0.00011666 | 7.2502e-05 | 0.00010228 | 0.00011666 | 0.00011901 | 0.00012314 | 0.00011666 | 7.2502e-05 | 0.00010228 | 0.00011666 | 0.00011901 | 0.00012314 | 3 | 13 | 7.1583e-05 | 0.00010244 | 8.8642e-05 | 0.00012377
1 | 3 | 14 | 0.0001162 | 8.766e-05 | 0.0001146 | 0.0001162 | 0.0001159 | 0.00012328 | 0.0001162 | 8.766e-05 | 0.0001146 | 0.0001162 | 0.0001159 | 0.00012328 | 3 | 14 | 8.5165e-05 | 0.00011388 | 8.6709e-05 | 0.00012429
1 | 3 | 15 | 0.00011482 | 0.0001007 | 0.00012004 | 0.00011482 | 0.00011776 | 0.00012146 | 0.00011482 | 0.0001007 | 0.00012004 | 0.00011482 | 0.00011776 | 0.00012146 | 3 | 15 | 9.8251e-05 | 0.00011899 | 8.5819e-05 | 0.000123
1 | 3 | 16 | 0.00011309 | 0.00013518 | 0.0001423 | 0.00011309 | 0.00012174 | 0.00012052 | 0.00011309 | 0.00013518 | 0.0001423 | 0.00011309 | 0.00012174 | 0.00012052 | 3 | 16 | 0.00013432 | 0.00014197 | 8.8147e-05 | 0.00012114
1 | 3 | 17 | 0.00011404 | 0.00016898 | 0.0001598 | 0.00011404 | 0.00013566 | 0.00012365 | 0.00011404 | 0.00016898 | 0.0001598 | 0.00011404 | 0.00013566 | 0.00012365 | 3 | 17 | 0.00016985 | 0.00016025 | 9.671e-05 | 0.00011661
1 | 3 | 18 | 0.00012722 | 0.00021257 | 0.0001864 | 0.00012722 | 0.00013988 | 0.00012841 | 0.00012722 | 0.00021257 | 0.0001864 | 0.00012722 | 0.00013988 | 0.00012841 | 3 | 18 | 0.00021645 | 0.00018877 | 0.00010452 | 0.00011968
1 | 3 | 19 | 0.00012896 | 0.00024415 | 0.00020354 | 0.00012896 | 0.00015011 | 0.0001283 | 0.00012896 | 0.00024415 | 0.00020354 | 0.00012896 | 0.00015011 | 0.0001283 | 3 | 19 | 0.00025025 | 0.00020674 | 0.00011254 | 0.00012297
1 | 3 | 20 | 0.00012729 | 0.00025123 | 0.00019874 | 0.00012729 | 0.0001515 | 0.00012542 | 0.00012729 | 0.00025123 | 0.00019874 | 0.00012729 | 0.0001515 | 0.00012542 | 3 | 20 | 0.00025723 | 0.00020107 | 0.00011248 | 0.00012225
1 | 3 | 21 | 0.00012316 | 0.00024445 | 0.00018308 | 0.00012316 | 0.00015342 | 0.00012037 | 0.00012316 | 0.00024445 | 0.00018308 | 0.00012316 | 0.00015342 | 0.00012037 | 3 | 21 | 0.00024903 | 0.00018308 | 0.0001125 | 0.00011612
1 | 3 | 22 | 0.00011617 | 0.00023206 | 0.00016977 | 0.00011617 | 0.00016073 | 0.00011032 | 0.00011617 | 0.00023206 | 0.00016977 | 0.00011617 | 0.00016073 | 0.00011032 | 3 | 22 | 0.00023427 | 0.00016806 | 0.00011656 | 0.0001059
1 | 3 | 23 | 0.00010641 | 0.00021552 | 0.0001537 | 0.00010641 | 0.00016963 | 0.00010061 | 0.00010641 | 0.00021552 | 0.0001537 | 0.00010641 | 0.00016963 | 0.00010061 | 3 | 23 | 0.00021718 | 0.00015198 | 0.00012597 | 9.6198e-05
1 | 3 | 24 | 9.6602e-05 | 0.00018052 | 0.00012466 | 9.6602e-05 | 0.00017719 | 9.2987e-05 | 9.6602e-05 | 0.00018052 | 0.00012466 | 9.6602e-05 | 0.00017719 | 9.2987e-05 | 3 | 24 | 0.00018064 | 0.00012195 | 0.00013633 | 9.0134e-05
1 | 4 | 1 | 8.934e-05 | 0.00013825 | 8.7285e-05 | 8.934e-05 | 0.00018459 | 8.9811e-05 | 8.934e-05 | 0.00013825 | 8.7285e-05 | 8.934e-05 | 0.00018459 | 8.9811e-05 | 4 | 1 | 0.00013813 | 8.639e-05 | 0.00011893 | 8.1881e-05
1 | 4 | 2 | 8.5321e-05 | 0.00010307 | 6.6412e-05 | 8.5321e-05 | 0.00018964 | 8.7511e-05 | 8.5321e-05 | 0.00010307 | 6.6412e-05 | 8.5321e-05 | 0.00018964 | 8.7511e-05 | 4 | 2 | 0.00010242 | 6.4577e-05 | 0.00012872 | 8.074e-05
1 | 4 | 3 | 8.307e-05 | 7.1086e-05 | 4.7779e-05 | 8.307e-05 | 0.00019368 | 8.5813e-05 | 8.307e-05 | 7.1086e-05 | 4.7779e-05 | 8.307e-05 | 0.00019368 | 8.5813e-05 | 4 | 3 | 6.9826e-05 | 4.6103e-05 | 0.00013964 | 8.0612e-05
1 | 4 | 4 | 8.267e-05 | 4.7828e-05 | 3.3129e-05 | 8.267e-05 | 0.00019675 | 8.6691e-05 | 8.267e-05 | 4.7828e-05 | 3.3129e-05 | 8.267e-05 | 0.00019675 | 8.6691e-05 | 4 | 4 | 4.6474e-05 | 3.1569e-05 | 0.00015416 | 8.3933e-05
1 | 4 | 5 | 8.4784e-05 | 2.9833e-05 | 2.2439e-05 | 8.4784e-05 | 0.00019881 | 9.0737e-05 | 8.4784e-05 | 2.9833e-05 | 2.2439e-05 | 8.4784e-05 | 0.00019881 | 9.0737e-05 | 4 | 5 | 2.8617e-05 | 2.1418e-05 | 0.00016793 | 9.3488e-05
1 | 4 | 6 | 9.1592e-05 | 1.7982e-05 | 2.1912e-05 | 9.1592e-05 | 0.00020515 | 0.00010088 | 9.1592e-05 | 1.7982e-05 | 2.1912e-05 | 9.1592e-05 | 0.00020515 | 0.00010088 | 4 | 6 | 1.6942e-05 | 2.1685e-05 | 0.00017594 | 0.00010255
1 | 4 | 7 | 0.00010186 | 1.0474e-05 | 3.9359e-05 | 0.00010186 | 0.00022309 | 0.00011047 | 0.00010186 | 1.0474e-05 | 3.9359e-05 | 0.00010186 | 0.00022309 | 0.00011047 | 4 | 7 | 1.0091e-05 | 4.0975e-05 | 0.00017271 | 0.00011323
1 | 4 | 8 | 0.00010969 | 1.5064e-05 | 8.3741e-05 | 0.00010969 | 0.00022288 | 0.00011788 | 0.00010969 | 1.5064e-05 | 8.3741e-05 | 0.00010969 | 0.00022288 | 0.00011788 | 4 | 8 | 1.4915e-05 | 8.8106e-05 | 0.00016399 | 0.00011962
1 | 4 | 9 | 0.0001143 | 3.029e-05 | 0.00013245 | 0.0001143 | 0.00020471 | 0.00012158 | 0.0001143 | 3.029e-05 | 0.00013245 | 0.0001143 | 0.00020471 | 0.00012158 | 4 | 9 | 3.0871e-05 | 0.00014026 | 0.00014326 | 0.00012385
1 | 4 | 10 | 0.00011683 | 3.402e-05 | 0.00013119 | 0.00011683 | 0.00017613 | 0.00012349 | 0.00011683 | 3.402e-05 | 0.00013119 | 0.00011683 | 0.00017613 | 0.00012349 | 4 | 10 | 3.3977e-05 | 0.00013781 | 0.00012191 | 0.00012446
1 | 4 | 11 | 0.00011855 | 4.0383e-05 | 0.00010869 | 0.00011855 | 0.00014831 | 0.00012387 | 0.00011855 | 4.0383e-05 | 0.00010869 | 0.00011855 | 0.00014831 | 0.00012387 | 4 | 11 | 4.0073e-05 | 0.00011224 | 0.00010685 | 0.0001239
1 | 4 | 12 | 0.000119 | 5.0222e-05 | 9.5191e-05 | 0.000119 | 0.00012795 | 0.00012422 | 0.000119 | 5.0222e-05 | 9.5191e-05 | 0.000119 | 0.00012795 | 0.00012422 | 4 | 12 | 4.9721e-05 | 9.6792e-05 | 9.5834e-05 | 0.00012371
1 | 4 | 13 | 0.00011787 | 7.2502e-05 | 0.00010228 | 0.00011787 | 0.00011901 | 0.00012314 | 0.00011787 | 7.2502e-05 | 0.00010228 | 0.00011787 | 0.00011901 | 0.00012314 | 4 | 13 | 7.1706e-05 | 0.00010242 | 9.0941e-05 | 0.00012354
1 | 4 | 14 | 0.00011727 | 8.766e-05 | 0.0001146 | 0.00011727 | 0.0001159 | 0.00012328 | 0.00011727 | 8.766e-05 | 0.0001146 | 0.00011727 | 0.0001159 | 0.00012328 | 4 | 14 | 8.5497e-05 | 0.00011398 | 8.9514e-05 | 0.00012231
1 | 4 | 15 | 0.00011578 | 0.0001007 | 0.00012004 | 0.00011578 | 0.00011776 | 0.00012146 | 0.00011578 | 0.0001007 | 0.00012004 | 0.00011578 | 0.00011776 | 0.00012146 | 4 | 15 | 9.8578e-05 | 0.00011913 | 8.9692e-05 | 0.00011987
1 | 4 | 16 | 0.00011505 | 0.00013518 | 0.0001423 | 0.00011505 | 0.00012174 | 0.00012052 | 0.00011505 | 0.00013518 | 0.0001423 | 0.00011505 | 0.00012174 | 0.00012052 | 4 | 16 | 0.00013443 | 0.00014201 | 9.0365e-05 | 0.00011747
1 | 4 | 17 | 0.00011837 | 0.00016898 | 0.0001598 | 0.00011837 | 0.00013566 | 0.00012365 | 0.00011837 | 0.00016898 | 0.0001598 | 0.00011837 | 0.00013566 | 0.00012365 | 4 | 17 | 0.00016973 | 0.00016019 | 9.3168e-05 | 0.00011394
1 | 4 | 18 | 0.00013046 | 0.00021257 | 0.0001864 | 0.00013046 | 0.00013988 | 0.00012841 | 0.00013046 | 0.00021257 | 0.0001864 | 0.00013046 | 0.00013988 | 0.00012841 | 4 | 18 | 0.00021594 | 0.00018846 | 9.8584e-05 | 0.00011336
1 | 4 | 19 | 0.00013236 | 0.00024415 | 0.00020354 | 0.00013236 | 0.00015011 | 0.0001283 | 0.00013236 | 0.00024415 | 0.00020354 | 0.00013236 | 0.00015011 | 0.0001283 | 4 | 19 | 0.00024944 | 0.00020631 | 0.00010561 | 0.00011824
1 | 4 | 20 | 0.00012997 | 0.00025123 | 0.00019874 | 0.00012997 | 0.0001515 | 0.00012542 | 0.00012997 | 0.00025123 | 0.00019874 | 0.00012997 | 0.0001515 | 0.00012542 | 4 | 20 | 0.00025643 | 0.00020076 | 0.00010403 | 0.00011456
1 | 4 | 21 | 0.00012595 | 0.00024445 | 0.00018308 | 0.00012595 | 0.00015342 | 0.00012037 | 0.00012595 | 0.00024445 | 0.00018308 | 0.00012595 | 0.00015342 | 0.00012037 | 4 | 21 | 0.00024842 | 0.00018308 | 9.907e-05 | 0.0001073
1 | 4 | 22 | 0.00011886 | 0.00023206 | 0.00016977 | 0.00011886 | 0.00016073 | 0.00011032 | 0.00011886 | 0.00023206 | 0.00016977 | 0.00011886 | 0.00016073 | 0.00011032 | 4 | 22 | 0.00023397 | 0.00016829 | 9.9362e-05 | 9.6539e-05
1 | 4 | 23 | 0.00010889 | 0.00021552 | 0.0001537 | 0.00010889 | 0.00016963 | 0.00010061 | 0.00010889 | 0.00021552 | 0.0001537 | 0.00010889 | 0.00016963 | 0.00010061 | 4 | 23 | 0.00021696 | 0.0001522 | 0.00010377 | 8.717e-05
1 | 4 | 24 | 9.8487e-05 | 0.00018052 | 0.00012466 | 9.8487e-05 | 0.00017719 | 9.2987e-05 | 9.8487e-05 | 0.00018052 | 0.00012466 | 9.8487e-05 | 0.00017719 | 9.2987e-05 | 4 | 24 | 0.00018062 | 0.00012231 | 0.00010863 | 8.4097e-05
1 | 5 | 1 | 9.1429e-05 | 0.00013825 | 8.7285e-05 | 9.1429e-05 | 0.00018459 | 8.9811e-05 | 9.1429e-05 | 0.00013825 | 8.7285e-05 | 9.1429e-05 | 0.00018459 | 8.9811e-05 | 5 | 1 | 0.00013842 | 8.8506e-05 | 9.7923e-05 | 8.5518e-05
1 | 5 | 2 | 8.7851e-05 | 0.00010307 | 6.6412e-05 | 8.7851e-05 | 0.00018964 | 8.7511e-05 | 8.7851e-05 | 0.00010307 | 6.6412e-05 | 8.7851e-05 | 0.00018964 | 8.7511e-05 | 5 | 2 | 0.00010307 | 6.6412e-05 | 0.00010028 | 8.4767e-05
1 | 5 | 3 | 8.567e-05 | 7.1086e-05 | 4.7779e-05 | 8.567e-05 | 0.00019368 | 8.5813e-05 | 8.567e-05 | 7.1086e-05 | 4.7779e-05 | 8.567e-05 | 0.00019368 | 8.5813e-05 | 5 | 3 | 7.1086e-05 | 4.7779e-05 | 0.00010498 | 8.4615e-05
1 | 5 | 4 | 8.592e-05 | 4.7828e-05 | 3.3129e-05 | 8.592e-05 | 0.00019675 | 8.6691e-05 | 8.592e-05 | 4.7828e-05 | 3.3129e-05 | 8.592e-05 | 0.00019675 | 8.6691e-05 | 5 | 4 | 4.7828e-05 | 3.3129e-05 | 0.00011269 | 8.8912e-05
1 | 5 | 5 | 8.8184e-05 | 2.9833e-05 | 2.2439e-05 | 8.8184e-05 | 0.00019881 | 9.0737e-05 | 8.8184e-05 | 2.9833e-05 | 2.2439e-05 | 8.8184e-05 | 0.00019881 | 9.0737e-05 | 5 | 5 | 2.9833e-05 | 2.2439e-05 | 0.00011999 | 9.3446e-05
1 | 5 | 6 | 9.522e-05 | 1.7982e-05 | 2.1912e-05 | 9.522e-05 | 0.00020515 | 0.00010088 | 9.522e-05 | 1.7982e-05 | 2.1912e-05 | 9.522e-05 | 0.00020515 | 0.00010088 | 5 | 6 | 1.7982e-05 | 2.1912e-05 | 0.0001307 | 0.00010555
1 | 5 | 7 | 0.0001055 | 1.0474e-05 | 3.9359e-05 | 0.0001055 | 0.00022309 | 0.00011047 | 0.0001055 | 1.0474e-05 | 3.9359e-05 | 0.0001055 | 0.00022309 | 0.00011047 | 5 | 7 | 1.0474e-05 | 3.9359e-05 | 0.00012989 | 0.00011398
1 | 5 | 8 | 0.00011258 | 1.5064e-05 | 8.3741e-05 | 0.00011258 | 0.00022288 | 0.00011788 | 0.00011258 | 1.5064e-05 | 8.3741e-05 | 0.00011258 | 0.00022288 | 0.00011788 | 5 | 8 | 1.5064e-05 | 8.3741e-05 | 0.00012412 | 0.0001227
1 | 5 | 9 | 0.00011626 | 3.029e-05 | 0.00013245 | 0.00011626 | 0.00020471 | 0.00012158 | 0.00011626 | 3.029e-05 | 0.00013245 | 0.00011626 | 0.00020471 | 0.00012158 | 5 | 9 | 3.029e-05 | 0.00013245 | 0.00011216 | 0.00012554
1 | 5 | 10 | 0.00011846 | 3.402e-05 | 0.00013119 | 0.00011846 | 0.00017613 | 0.00012349 | 0.00011846 | 3.402e-05 | 0.00013119 | 0.00011846 | 0.00017613 | 0.00012349 | 5 | 10 | 3.402e-05 | 0.00013119 | 9.9995e-05 | 0.00012661
1 | 5 | 11 | 0.00011913 | 4.0383e-05 | 0.00010869 | 0.00011913 | 0.00014831 | 0.00012387 | 0.00011913 | 4.0383e-05 | 0.00010869 | 0.00011913 | 0.00014831 | 0.00012387 | 5 | 11 | 4.0383e-05 | 0.00010869 | 8.8914e-05 | 0.00012503
1 | 5 | 12 | 0.00011858 | 5.0222e-05 | 9.5191e-05 | 0.00011858 | 0.00012795 | 0.00012422 | 0.00011858 | 5.0222e-05 | 9.5191e-05 | 0.00011858 | 0.00012795 | 0.00012422 | 5 | 12 | 5.0222e-05 | 9.5191e-05 | 7.9591e-05 | 0.00012494
1 | 5 | 13 | 0.00011652 | 7.2502e-05 | 0.00010228 | 0.00011652 | 0.00011901 | 0.00012314 | 0.00011652 | 7.2502e-05 | 0.00010228 | 0.00011652 | 0.00011901 | 0.00012314 | 5 | 13 | 7.2502e-05 | 0.00010228 | 7.6748e-05 | 0.00012389
1 | 5 | 14 | 0.00011459 | 8.766e-05 | 0.0001146 | 0.00011459 | 0.0001159 | 0.00012328 | 0.00011459 | 8.766e-05 | 0.0001146 | 0.00011459 | 0.0001159 | 0.00012328 | 5 | 14 | 8.766e-05 | 0.0001146 | 7.6346e-05 | 0.00012259
1 | 5 | 15 | 0.00011341 | 0.0001007 | 0.00012004 | 0.00011341 | 0.00011776 | 0.00012146 | 0.00011341 | 0.0001007 | 0.00012004 | 0.00011341 | 0.00011776 | 0.00012146 | 5 | 15 | 0.0001007 | 0.00012004 | 7.5552e-05 | 0.00012097
1 | 5 | 16 | 0.00011197 | 0.00013518 | 0.0001423 | 0.00011197 | 0.00012174 | 0.00012052 | 0.00011197 | 0.00013518 | 0.0001423 | 0.00011197 | 0.00012174 | 0.00012052 | 5 | 16 | 0.00013518 | 0.0001423 | 7.7477e-05 | 0.00011774
1 | 5 | 17 | 0.00011425 | 0.00016898 | 0.0001598 | 0.00011425 | 0.00013566 | 0.00012365 | 0.00011425 | 0.00016898 | 0.0001598 | 0.00011425 | 0.00013566 | 0.00012365 | 5 | 17 | 0.00016898 | 0.0001598 | 8.1118e-05 | 0.00011446
1 | 5 | 18 | 0.00012693 | 0.00021257 | 0.0001864 | 0.00012693 | 0.00013988 | 0.00012841 | 0.00012693 | 0.00021257 | 0.0001864 | 0.00012693 | 0.00013988 | 0.00012841 | 5 | 18 | 0.00021257 | 0.0001864 | 8.7485e-05 | 0.00011393
1 | 5 | 19 | 0.00012995 | 0.00024415 | 0.00020354 | 0.00012995 | 0.00015011 | 0.0001283 | 0.00012995 | 0.00024415 | 0.00020354 | 0.00012995 | 0.00015011 | 0.0001283 | 5 | 19 | 0.00024415 | 0.00020354 | 9.6916e-05 | 0.00011681
1 | 5 | 20 | 0.00012712 | 0.00025123 | 0.00019874 | 0.00012712 | 0.0001515 | 0.00012542 | 0.00012712 | 0.00025123 | 0.00019874 | 0.00012712 | 0.0001515 | 0.00012542 | 5 | 20 | 0.00025123 | 0.00019874 | 9.705e-05 | 0.00011613
1 | 5 | 21 | 0.00012346 | 0.00024445 | 0.00018308 | 0.00012346 | 0.00015342 | 0.00012037 | 0.00012346 | 0.00024445 | 0.00018308 | 0.00012346 | 0.00015342 | 0.00012037 | 5 | 21 | 0.00024445 | 0.00018308 | 9.444e-05 | 0.00011021
1 | 5 | 22 | 0.00011846 | 0.00023206 | 0.00016977 | 0.00011846 | 0.00016073 | 0.00011032 | 0.00011846 | 0.00023206 | 0.00016977 | 0.00011846 | 0.00016073 | 0.00011032 | 5 | 22 | 0.00023206 | 0.00016977 | 9.4379e-05 | 9.8853e-05
1 | 5 | 23 | 0.00011142 | 0.00021552 | 0.0001537 | 0.00011142 | 0.00016963 | 0.00010061 | 0.00011142 | 0.00021552 | 0.0001537 | 0.00011142 | 0.00016963 | 0.00010061 | 5 | 23 | 0.00021552 | 0.0001537 | 9.5612e-05 | 9.0586e-05
1 | 5 | 24 | 0.00010158 | 0.00018052 | 0.00012466 | 0.00010158 | 0.00017719 | 9.2987e-05 | 0.00010158 | 0.00018052 | 0.00012466 | 0.00010158 | 0.00017719 | 9.2987e-05 | 5 | 24 | 0.00018052 | 0.00012466 | 9.6181e-05 | 8.8146e-05
1 | 6 | 1 | 9.5029e-05 | 0.00013825 | 8.7285e-05 | 9.5029e-05 | 0.00018459 | 8.9811e-05 | 9.5029e-05 | 0.00013825 | 8.7285e-05 | 9.5029e-05 | 0.00018459 | 8.9811e-05 | 6 | 1 | 0.00013813 | 8.639e-05 | 8.1572e-05 | 8.9399e-05
1 | 6 | 2 | 9.058e-05 | 0.00010307 | 6.6412e-05 | 9.058e-05 | 0.00018964 | 8.7511e-05 | 9.058e-05 | 0.00010307 | 6.6412e-05 | 9.058e-05 | 0.00018964 | 8.7511e-05 | 6 | 2 | 0.00010242 | 6.4577e-05 | 8.2555e-05 | 8.912e-05
1 | 6 | 3 | 8.8708e-05 | 7.1086e-05 | 4.7779e-05 | 8.8708e-05 | 0.00019368 | 8.5813e-05 | 8.8708e-05 | 7.1086e-05 | 4.7779e-05 | 8.8708e-05 | 0.00019368 | 8.5813e-05 | 6 | 3 | 6.9826e-05 | 4.6103e-05 | 8.2979e-05 | 8.9541e-05
1 | 6 | 4 | 8.7705e-05 | 4.7828e-05 | 3.3129e-05 | 8.7705e-05 | 0.00019675 | 8.6691e-05 | 8.7705e-05 | 4.7828e-05 | 3.3129e-05 | 8.7705e-05 | 0.00019675 | 8.6691e-05 | 6 | 4 | 4.6474e-05 | 3.1569e-05 | 8.5874e-05 | 9.416e-05
1 | 6 | 5 | 8.7842e-05 | 2.9833e-05 | 2.2439e-05 | 8.7842e-05 | 0.00019881 | 9.0737e-05 | 8.7842e-05 | 2.9833e-05 | 2.2439e-05 | 8.7842e-05 | 0.00019881 | 9.0737e-05 | 6 | 5 | 2.8617e-05 | 2.1418e-05 | 8.7315e-05 | 9.8777e-05
1 | 6 | 6 | 9.0959e-05 | 1.7982e-05 | 2.1912e-05 | 9.0959e-05 | 0.00020515 | 0.00010088 | 9.0959e-05 | 1.7982e-05 | 2.1912e-05 | 9.0959e-05 | 0.00020515 | 0.00010088 | 6 | 6 | 1.6942e-05 | 2.1685e-05 | 9.0471e-05 | 0.00011031
1 | 6 | 7 | 9.6202e-05 | 1.0474e-05 | 3.9359e-05 | 9.6202e-05 | 0.00022309 | 0.00011047 | 9.6202e-05 | 1.0474e-05 | 3.9359e-05 | 9.6202e-05 | 0.00022309 | 0.00011047 | 6 | 7 | 1.0091e-05 | 4.0975e-05 | 9.152e-05 | 0.0001199
1 | 6 | 8 | 9.8674e-05 | 1.5064e-05 | 8.3741e-05 | 9.8674e-05 | 0.00022288 | 0.00011788 | 9.8674e-05 | 1.5064e-05 | 8.3741e-05 | 9.8674e-05 | 0.00022288 | 0.00011788 | 6 | 8 | 1.4915e-05 | 8.8106e-05 | 9.044e-05 | 0.00012909
1 | 6 | 9 | 0.00010325 | 3.029e-05 | 0.00013245 | 0.00010325 | 0.00020471 | 0.00012158 | 0.00010325 | 3.029e-05 | 0.00013245 | 0.00010325 | 0.00020471 | 0.00012158 | 6 | 9 | 3.0871e-05 | 0.00014026 | 8.6564e-05 | 0.00013434
1 | 6 | 10 | 0.00010676 | 3.402e-05 | 0.00013119 | 0.00010676 | 0.00017613 | 0.00012349 | 0.00010676 | 3.402e-05 | 0.00013119 | 0.00010676 | 0.00017613 | 0.00012349 | 6 | 10 | 3.3977e-05 | 0.00013781 | 8.1615e-05 | 0.00013758
1 | 6 | 11 | 0.00010778 | 4.0383e-05 | 0.00010869 | 0.00010778 | 0.00014831 | 0.00012387 | 0.00010778 | 4.0383e-05 | 0.00010869 | 0.00010778 | 0.00014831 | 0.00012387 | 6 | 11 | 4.0073e-05 | 0.00011224 | 7.5946e-05 | 0.0001384
1 | 6 | 12 | 0.00010664 | 5.0222e-05 | 9.5191e-05 | 0.00010664 | 0.00012795 | 0.00012422 | 0.00010664 | 5.0222e-05 | 9.5191e-05 | 0.00010664 | 0.00012795 | 0.00012422 | 6 | 12 | 4.9721e-05 | 9.6792e-05 | 7.1196e-05 | 0.00013926
1 | 6 | 13 | 0.00010459 | 7.2502e-05 | 0.00010228 | 0.00010459 | 0.00011901 | 0.00012314 | 0.00010459 | 7.2502e-05 | 0.00010228 | 0.00010459 | 0.00011901 | 0.00012314 | 6 | 13 | 7.1706e-05 | 0.00010242 | 6.9735e-05 | 0.00014132
1 | 6 | 14 | 0.00010251 | 8.766e-05 | 0.0001146 | 0.00010251 | 0.0001159 | 0.00012328 | 0.00010251 | 8.766e-05 | 0.0001146 | 0.00010251 | 0.0001159 | 0.00012328 | 6 | 14 | 8.5497e-05 | 0.00011398 | 6.8791e-05 | 0.00014132
1 | 6 | 15 | 0.00010061 | 0.0001007 | 0.00012004 | 0.00010061 | 0.00011776 | 0.00012146 | 0.00010061 | 0.0001007 | 0.00012004 | 0.00010061 | 0.00011776 | 0.00012146 | 6 | 15 | 9.8578e-05 | 0.00011913 | 6.8038e-05 | 0.00014013
1 | 6 | 16 | 9.9785e-05 | 0.00013518 | 0.0001423 | 9.9785e-05 | 0.00012174 | 0.00012052 | 9.9785e-05 | 0.00013518 | 0.0001423 | 9.9785e-05 | 0.00012174 | 0.00012052 | 6 | 16 | 0.00013443 | 0.00014201 | 6.9472e-05 | 0.00013701
1 | 6 | 17 | 0.00010298 | 0.00016898 | 0.0001598 | 0.00010298 | 0.00013566 | 0.00012365 | 0.00010298 | 0.00016898 | 0.0001598 | 0.00010298 | 0.00013566 | 0.00012365 | 6 | 17 | 0.00016973 | 0.00016019 | 7.1155e-05 | 0.00013145
1 | 6 | 18 | 0.00011749 | 0.00021257 | 0.0001864 | 0.00011749 | 0.00013988 | 0.00012841 | 0.00011749 | 0.00021257 | 0.0001864 | 0.00011749 | 0.00013988 | 0.00012841 | 6 | 18 | 0.00021594 | 0.00018846 | 7.4125e-05 | 0.00012824
1 | 6 | 19 | 0.00012029 | 0.00024415 | 0.00020354 | 0.00012029 | 0.00015011 | 0.0001283 | 0.00012029 | 0.00024415 | 0.00020354 | 0.00012029 | 0.00015011 | 0.0001283 | 6 | 19 | 0.00024944 | 0.00020631 | 8.2126e-05 | 0.00012707
1 | 6 | 20 | 0.00011813 | 0.00025123 | 0.00019874 | 0.00011813 | 0.0001515 | 0.00012542 | 0.00011813 | 0.00025123 | 0.00019874 | 0.00011813 | 0.0001515 | 0.00012542 | 6 | 20 | 0.00025643 | 0.00020076 | 8.1455e-05 | 0.00012548
1 | 6 | 21 | 0.00011533 | 0.00024445 | 0.00018308 | 0.00011533 | 0.00015342 | 0.00012037 | 0.00011533 | 0.00024445 | 0.00018308 | 0.00011533 | 0.00015342 | 0.00012037 | 6 | 21 | 0.00024842 | 0.00018308 | 7.8107e-05 | 0.00011916
1 | 6 | 22 | 0.00011053 | 0.00023206 | 0.00016977 | 0.00011053 | 0.00016073 | 0.00011032 | 0.00011053 | 0.00023206 | 0.00016977 | 0.00011053 | 0.00016073 | 0.00011032 | 6 | 22 | 0.00023397 | 0.00016829 | 7.8173e-05 | 0.00010719
1 | 6 | 23 | 0.00010359 | 0.00021552 | 0.0001537 | 0.00010359 | 0.00016963 | 0.00010061 | 0.00010359 | 0.00021552 | 0.0001537 | 0.00010359 | 0.00016963 | 0.00010061 | 6 | 23 | 0.00021696 | 0.0001522 | 7.9168e-05 | 9.571e-05
1 | 6 | 24 | 9.5407e-05 | 0.00018052 | 0.00012466 | 9.5407e-05 | 0.00017719 | 9.2987e-05 | 9.5407e-05 | 0.00018052 | 0.00012466 | 9.5407e-05 | 0.00017719 | 9.2987e-05 | 6 | 24 | 0.00018062 | 0.00012231 | 8.0203e-05 | 9.2437e-05
1 | 7 | 1 | 8.8787e-05 | 0.00013825 | 8.7285e-05 | 8.8787e-05 | 0.00018459 | 8.9811e-05 | 8.8787e-05 | 0.00013825 | 8.7285e-05 | 8.8787e-05 | 0.00018459 | 8.9811e-05 | 7 | 1 | 0.00013809 | 8.6065e-05 | 7.9803e-05 | 9.1289e-05
1 | 7 | 2 | 8.4855e-05 | 0.00010307 | 6.6412e-05 | 8.4855e-05 | 0.00018964 | 8.7511e-05 | 8.4855e-05 | 0.00010307 | 6.6412e-05 | 8.4855e-05 | 0.00018964 | 8.7511e-05 | 7 | 2 | 0.00010269 | 6.5353e-05 | 8.0835e-05 | 9.0446e-05
1 | 7 | 3 | 8.2637e-05 | 7.1086e-05 | 4.7779e-05 | 8.2637e-05 | 0.00019368 | 8.5813e-05 | 8.2637e-05 | 7.1086e-05 | 4.7779e-05 | 8.2637e-05 | 0.00019368 | 8.5813e-05 | 7 | 3 | 7.0359e-05 | 4.6812e-05 | 8.1932e-05 | 9.1615e-05
1 | 7 | 4 | 8.1721e-05 | 4.7828e-05 | 3.3129e-05 | 8.1721e-05 | 0.00019675 | 8.6691e-05 | 8.1721e-05 | 4.7828e-05 | 3.3129e-05 | 8.1721e-05 | 0.00019675 | 8.6691e-05 | 7 | 4 | 4.7047e-05 | 3.2229e-05 | 8.2877e-05 | 9.5568e-05
1 | 7 | 5 | 8.1938e-05 | 2.9833e-05 | 2.2439e-05 | 8.1938e-05 | 0.00019881 | 9.0737e-05 | 8.1938e-05 | 2.9833e-05 | 2.2439e-05 | 8.1938e-05 | 0.00019881 | 9.0737e-05 | 7 | 5 | 2.9132e-05 | 2.185e-05 | 8.4475e-05 | 0.00010157
1 | 7 | 6 | 8.3852e-05 | 1.7982e-05 | 2.1912e-05 | 8.3852e-05 | 0.00020515 | 0.00010088 | 8.3852e-05 | 1.7982e-05 | 2.1912e-05 | 8.3852e-05 | 0.00020515 | 0.00010088 | 7 | 6 | 1.7382e-05 | 2.1781e-05 | 8.635e-05 | 0.00011064
1 | 7 | 7 | 8.679e-05 | 1.0474e-05 | 3.9359e-05 | 8.679e-05 | 0.00022309 | 0.00011047 | 8.679e-05 | 1.0474e-05 | 3.9359e-05 | 8.679e-05 | 0.00022309 | 0.00011047 | 7 | 7 | 1.0253e-05 | 4.0291e-05 | 8.6843e-05 | 0.00012122
1 | 7 | 8 | 8.8512e-05 | 1.5064e-05 | 8.3741e-05 | 8.8512e-05 | 0.00022288 | 0.00011788 | 8.8512e-05 | 1.5064e-05 | 8.3741e-05 | 8.8512e-05 | 0.00022288 | 0.00011788 | 7 | 8 | 1.4978e-05 | 8.6259e-05 | 8.4715e-05 | 0.00012997
1 | 7 | 9 | 9.3027e-05 | 3.029e-05 | 0.00013245 | 9.3027e-05 | 0.00020471 | 0.00012158 | 9.3027e-05 | 3.029e-05 | 0.00013245 | 9.3027e-05 | 0.00020471 | 0.00012158 | 7 | 9 | 3.0625e-05 | 0.00013696 | 8.1497e-05 | 0.00013643
1 | 7 | 10 | 9.5728e-05 | 3.402e-05 | 0.00013119 | 9.5728e-05 | 0.00017613 | 0.00012349 | 9.5728e-05 | 3.402e-05 | 0.00013119 | 9.5728e-05 | 0.00017613 | 0.00012349 | 7 | 10 | 3.3995e-05 | 0.00013501 | 7.6451e-05 | 0.00013989
1 | 7 | 11 | 9.8474e-05 | 4.0383e-05 | 0.00010869 | 9.8474e-05 | 0.00014831 | 0.00012387 | 9.8474e-05 | 4.0383e-05 | 0.00010869 | 9.8474e-05 | 0.00014831 | 0.00012387 | 7 | 11 | 4.0204e-05 | 0.00011074 | 7.2179e-05 | 0.00014183
1 | 7 | 12 | 9.867e-05 | 5.0222e-05 | 9.5191e-05 | 9.867e-05 | 0.00012795 | 0.00012422 | 9.867e-05 | 5.0222e-05 | 9.5191e-05 | 9.867e-05 | 0.00012795 | 0.00012422 | 7 | 12 | 4.9933e-05 | 9.6115e-05 | 6.7065e-05 | 0.00014389
1 | 7 | 13 | 9.7642e-05 | 7.2502e-05 | 0.00010228 | 9.7642e-05 | 0.00011901 | 0.00012314 | 9.7642e-05 | 7.2502e-05 | 0.00010228 | 9.7642e-05 | 0.00011901 | 0.00012314 | 7 | 13 | 7.2043e-05 | 0.00010236 | 6.5627e-05 | 0.00014681
1 | 7 | 14 | 9.5911e-05 | 8.766e-05 | 0.0001146 | 9.5911e-05 | 0.0001159 | 0.00012328 | 9.5911e-05 | 8.766e-05 | 0.0001146 | 9.5911e-05 | 0.0001159 | 0.00012328 | 7 | 14 | 8.6412e-05 | 0.00011424 | 6.5146e-05 | 0.00014871
1 | 7 | 15 | 9.4783e-05 | 0.0001007 | 0.00012004 | 9.4783e-05 | 0.00011776 | 0.00012146 | 9.4783e-05 | 0.0001007 | 0.00012004 | 9.4783e-05 | 0.00011776 | 0.00012146 | 7 | 15 | 9.9476e-05 | 0.00011951 | 6.508e-05 | 0.00014911
1 | 7 | 16 | 9.4704e-05 | 0.00013518 | 0.0001423 | 9.4704e-05 | 0.00012174 | 0.00012052 | 9.4704e-05 | 0.00013518 | 0.0001423 | 9.4704e-05 | 0.00012174 | 0.00012052 | 7 | 16 | 0.00013475 | 0.00014213 | 6.7207e-05 | 0.00014669
1 | 7 | 17 | 9.8295e-05 | 0.00016898 | 0.0001598 | 9.8295e-05 | 0.00013566 | 0.00012365 | 9.8295e-05 | 0.00016898 | 0.0001598 | 9.8295e-05 | 0.00013566 | 0.00012365 | 7 | 17 | 0.00016941 | 0.00016002 | 7.0517e-05 | 0.00014019
1 | 7 | 18 | 0.00011391 | 0.00021257 | 0.0001864 | 0.00011391 | 0.00013988 | 0.00012841 | 0.00011391 | 0.00021257 | 0.0001864 | 0.00011391 | 0.00013988 | 0.00012841 | 7 | 18 | 0.00021451 | 0.00018759 | 7.4601e-05 | 0.00013592
1 | 7 | 19 | 0.00011867 | 0.00024415 | 0.00020354 | 0.00011867 | 0.00015011 | 0.0001283 | 0.00011867 | 0.00024415 | 0.00020354 | 0.00011867 | 0.00015011 | 0.0001283 | 7 | 19 | 0.0002472 | 0.00020514 | 8.1827e-05 | 0.00013297
1 | 7 | 20 | 0.00011702 | 0.00025123 | 0.00019874 | 0.00011702 | 0.0001515 | 0.00012542 | 0.00011702 | 0.00025123 | 0.00019874 | 0.00011702 | 0.0001515 | 0.00012542 | 7 | 20 | 0.00025423 | 0.0001999 | 8.042e-05 | 0.00013125
1 | 7 | 21 | 0.00011398 | 0.00024445 | 0.00018308 | 0.00011398 | 0.00015342 | 0.00012037 | 0.00011398 | 0.00024445 | 0.00018308 | 0.00011398 | 0.00015342 | 0.00012037 | 7 | 21 | 0.00024674 | 0.00018308 | 7.6795e-05 | 0.00012401
1 | 7 | 22 | 0.00010764 | 0.00023206 | 0.00016977 | 0.00010764 | 0.00016073 | 0.00011032 | 0.00010764 | 0.00023206 | 0.00016977 | 0.00010764 | 0.00016073 | 0.00011032 | 7 | 22 | 0.00023316 | 0.00016891 | 7.7233e-05 | 0.00011
1 | 7 | 23 | 0.00010002 | 0.00021552 | 0.0001537 | 0.00010002 | 0.00016963 | 0.00010061 | 0.00010002 | 0.00021552 | 0.0001537 | 0.00010002 | 0.00016963 | 0.00010061 | 7 | 23 | 0.00021635 | 0.00015284 | 7.8971e-05 | 9.8801e-05
1 | 7 | 24 | 9.165e-05 | 0.00018052 | 0.00012466 | 9.165e-05 | 0.00017719 | 9.2987e-05 | 9.165e-05 | 0.00018052 | 0.00012466 | 9.165e-05 | 0.00017719 | 9.2987e-05 | 7 | 24 | 0.00018058 | 0.00012331 | 7.9198e-05 | 9.4209e-05
1 | 8 | 1 | 8.5899e-05 | 0.00013825 | 8.7285e-05 | 8.5899e-05 | 0.00018459 | 8.9811e-05 | 8.5899e-05 | 0.00013825 | 8.7285e-05 | 8.5899e-05 | 0.00018459 | 8.9811e-05 | 8 | 1 | 0.00013842 | 8.8506e-05 | 8.4235e-05 | 9.3033e-05
1 | 8 | 2 | 8.3115e-05 | 0.00010307 | 6.6412e-05 | 8.3115e-05 | 0.00018964 | 8.7511e-05 | 8.3115e-05 | 0.00010307 | 6.6412e-05 | 8.3115e-05 | 0.00018964 | 8.7511e-05 | 8 | 2 | 0.00010269 | 6.5353e-05 | 8.5424e-05 | 9.1073e-05
1 | 8 | 3 | 8.2092e-05 | 7.1086e-05 | 4.7779e-05 | 8.2092e-05 | 0.00019368 | 8.5813e-05 | 8.2092e-05 | 7.1086e-05 | 4.7779e-05 | 8.2092e-05 | 0.00019368 | 8.5813e-05 | 8 | 3 | 7.0359e-05 | 4.6812e-05 | 8.6082e-05 | 9.1784e-05
1 | 8 | 4 | 8.2533e-05 | 4.7828e-05 | 3.3129e-05 | 8.2533e-05 | 0.00019675 | 8.6691e-05 | 8.2533e-05 | 4.7828e-05 | 3.3129e-05 | 8.2533e-05 | 0.00019675 | 8.6691e-05 | 8 | 4 | 4.7047e-05 | 3.2229e-05 | 8.7163e-05 | 9.6379e-05
1 | 8 | 5 | 8.5724e-05 | 2.9833e-05 | 2.2439e-05 | 8.5724e-05 | 0.00019881 | 9.0737e-05 | 8.5724e-05 | 2.9833e-05 | 2.2439e-05 | 8.5724e-05 | 0.00019881 | 9.0737e-05 | 8 | 5 | 2.9132e-05 | 2.185e-05 | 8.8464e-05 | 0.00010305
1 | 8 | 6 | 9.4663e-05 | 1.7982e-05 | 2.1912e-05 | 9.4663e-05 | 0.00020515 | 0.00010088 | 9.4663e-05 | 1.7982e-05 | 2.1912e-05 | 9.4663e-05 | 0.00020515 | 0.00010088 | 8 | 6 | 1.7382e-05 | 2.1781e-05 | 8.8215e-05 | 0.00011233
1 | 8 | 7 | 0.00010799 | 1.0474e-05 | 3.9359e-05 | 0.00010799 | 0.00022309 | 0.00011047 | 0.00010799 | 1.0474e-05 | 3.9359e-05 | 0.00010799 | 0.00022309 | 0.00011047 | 8 | 7 | 1.0253e-05 | 4.0291e-05 | 8.8311e-05 | 0.00012071
1 | 8 | 8 | 0.0001139 | 1.5064e-05 | 8.3741e-05 | 0.0001139 | 0.00022288 | 0.00011788 | 0.0001139 | 1.5064e-05 | 8.3741e-05 | 0.0001139 | 0.00022288 | 0.00011788 | 8 | 8 | 1.4978e-05 | 8.6259e-05 | 8.5313e-05 | 0.00012982
1 | 8 | 9 | 0.00011567 | 3.029e-05 | 0.00013245 | 0.00011567 | 0.00020471 | 0.00012158 | 0.00011567 | 3.029e-05 | 0.00013245 | 0.00011567 | 0.00020471 | 0.00012158 | 8 | 9 | 3.0625e-05 | 0.00013696 | 8.1592e-05 | 0.00013574
1 | 8 | 10 | 0.00011748 | 3.402e-05 | 0.00013119 | 0.00011748 | 0.00017613 | 0.00012349 | 0.00011748 | 3.402e-05 | 0.00013119 | 0.00011748 | 0.00017613 | 0.00012349 | 8 | 10 | 3.3995e-05 | 0.00013501 | 7.6227e-05 | 0.00013985
1 | 8 | 11 | 0.0001189 | 4.0383e-05 | 0.00010869 | 0.0001189 | 0.00014831 | 0.00012387 | 0.0001189 | 4.0383e-05 | 0.00010869 | 0.0001189 | 0.00014831 | 0.00012387 | 8 | 11 | 4.0204e-05 | 0.00011074 | 7.1291e-05 | 0.00014267
1 | 8 | 12 | 0.00011895 | 5.0222e-05 | 9.5191e-05 | 0.00011895 | 0.00012795 | 0.00012422 | 0.00011895 | 5.0222e-05 | 9.5191e-05 | 0.00011895 | 0.00012795 | 0.00012422 | 8 | 12 | 4.9933e-05 | 9.6115e-05 | 6.7224e-05 | 0.00014501
1 | 8 | 13 | 0.00011887 | 7.2502e-05 | 0.00010228 | 0.00011887 | 0.00011901 | 0.00012314 | 0.00011887 | 7.2502e-05 | 0.00010228 | 0.00011887 | 0.00011901 | 0.00012314 | 8 | 13 | 7.2043e-05 | 0.00010236 | 6.5321e-05 | 0.00014836
1 | 8 | 14 | 0.00011839 | 8.766e-05 | 0.0001146 | 0.00011839 | 0.0001159 | 0.00012328 | 0.00011839 | 8.766e-05 | 0.0001146 | 0.00011839 | 0.0001159 | 0.00012328 | 8 | 14 | 8.6412e-05 | 0.00011424 | 6.4691e-05 | 0.00015061
1 | 8 | 15 | 0.00011712 | 0.0001007 | 0.00012004 | 0.00011712 | 0.00011776 | 0.00012146 | 0.00011712 | 0.0001007 | 0.00012004 | 0.00011712 | 0.00011776 | 0.00012146 | 8 | 15 | 9.9476e-05 | 0.00011951 | 6.4261e-05 | 0.00015038
1 | 8 | 16 | 0.00011543 | 0.00013518 | 0.0001423 | 0.00011543 | 0.00012174 | 0.00012052 | 0.00011543 | 0.00013518 | 0.0001423 | 0.00011543 | 0.00012174 | 0.00012052 | 8 | 16 | 0.00013475 | 0.00014213 | 6.5686e-05 | 0.00014874
1 | 8 | 17 | 0.00011623 | 0.00016898 | 0.0001598 | 0.00011623 | 0.00013566 | 0.00012365 | 0.00011623 | 0.00016898 | 0.0001598 | 0.00011623 | 0.00013566 | 0.00012365 | 8 | 17 | 0.00016941 | 0.00016002 | 6.8314e-05 | 0.00014308
1 | 8 | 18 | 0.00012849 | 0.00021257 | 0.0001864 | 0.00012849 | 0.00013988 | 0.00012841 | 0.00012849 | 0.00021257 | 0.0001864 | 0.00012849 | 0.00013988 | 0.00012841 | 8 | 18 | 0.00021451 | 0.00018759 | 7.1835e-05 | 0.00013922
1 | 8 | 19 | 0.00013087 | 0.00024415 | 0.00020354 | 0.00013087 | 0.00015011 | 0.0001283 | 0.00013087 | 0.00024415 | 0.00020354 | 0.00013087 | 0.00015011 | 0.0001283 | 8 | 19 | 0.0002472 | 0.00020514 | 7.9914e-05 | 0.0001376
1 | 8 | 20 | 0.00012764 | 0.00025123 | 0.00019874 | 0.00012764 | 0.0001515 | 0.00012542 | 0.00012764 | 0.00025123 | 0.00019874 | 0.00012764 | 0.0001515 | 0.00012542 | 8 | 20 | 0.00025423 | 0.0001999 | 7.9121e-05 | 0.00013436
1 | 8 | 21 | 0.0001235 | 0.00024445 | 0.00018308 | 0.0001235 | 0.00015342 | 0.00012037 | 0.0001235 | 0.00024445 | 0.00018308 | 0.0001235 | 0.00015342 | 0.00012037 | 8 | 21 | 0.00024674 | 0.00018308 | 7.7003e-05 | 0.00012521
1 | 8 | 22 | 0.00011633 | 0.00023206 | 0.00016977 | 0.00011633 | 0.00016073 | 0.00011032 | 0.00011633 | 0.00023206 | 0.00016977 | 0.00011633 | 0.00016073 | 0.00011032 | 8 | 22 | 0.00023316 | 0.00016891 | 7.8158e-05 | 0.00011133
1 | 8 | 23 | 0.00010609 | 0.00021552 | 0.0001537 | 0.00010609 | 0.00016963 | 0.00010061 | 0.00010609 | 0.00021552 | 0.0001537 | 0.00010609 | 0.00016963 | 0.00010061 | 8 | 23 | 0.00021635 | 0.00015284 | 8.0333e-05 | 0.00010087
1 | 8 | 24 | 9.6868e-05 | 0.00018052 | 0.00012466 | 9.6868e-05 | 0.00017719 | 9.2987e-05 | 9.6868e-05 | 0.00018052 | 0.00012466 | 9.6868e-05 | 0.00017719 | 9.2987e-05 | 8 | 24 | 0.00018058 | 0.00012331 | 8.1983e-05 | 9.5133e-05
1 | 9 | 1 | 8.9873e-05 | 0.00013825 | 8.7285e-05 | 8.9873e-05 | 0.00018459 | 8.9811e-05 | 8.9873e-05 | 0.00013825 | 8.7285e-05 | 8.9873e-05 | 0.00018459 | 8.9811e-05 | 9 | 1 | 0.00013813 | 8.639e-05 | 8.4009e-05 | 8.9699e-05
1 | 9 | 2 | 8.6378e-05 | 0.00010307 | 6.6412e-05 | 8.6378e-05 | 0.00018964 | 8.7511e-05 | 8.6378e-05 | 0.00010307 | 6.6412e-05 | 8.6378e-05 | 0.00018964 | 8.7511e-05 | 9 | 2 | 0.00010242 | 6.4577e-05 | 8.5116e-05 | 8.951e-05
1 | 9 | 3 | 8.4905e-05 | 7.1086e-05 | 4.7779e-05 | 8.4905e-05 | 0.00019368 | 8.5813e-05 | 8.4905e-05 | 7.1086e-05 | 4.7779e-05 | 8.4905e-05 | 0.00019368 | 8.5813e-05 | 9 | 3 | 6.9826e-05 | 4.6103e-05 | 8.6519e-05 | 8.9416e-05
1 | 9 | 4 | 8.4975e-05 | 4.7828e-05 | 3.3129e-05 | 8.4975e-05 | 0.00019675 | 8.6691e-05 | 8.4975e-05 | 4.7828e-05 | 3.3129e-05 | 8.4975e-05 | 0.00019675 | 8.6691e-05 | 9 | 4 | 4.6474e-05 | 3.1569e-05 | 8.7692e-05 | 9.3971e-05
1 | 9 | 5 | 8.7476e-05 | 2.9833e-05 | 2.2439e-05 | 8.7476e-05 | 0.00019881 | 9.0737e-05 | 8.7476e-05 | 2.9833e-05 | 2.2439e-05 | 8.7476e-05 | 0.00019881 | 9.0737e-05 | 9 | 5 | 2.8617e-05 | 2.1418e-05 | 9.1513e-05 | 0.00010451
1 | 9 | 6 | 9.5524e-05 | 1.7982e-05 | 2.1912e-05 | 9.5524e-05 | 0.00020515 | 0.00010088 | 9.5524e-05 | 1.7982e-05 | 2.1912e-05 | 9.5524e-05 | 0.00020515 | 0.00010088 | 9 | 6 | 1.6942e-05 | 2.1685e-05 | 9.3221e-05 | 0.00011412
1 | 9 | 7 | 0.00010827 | 1.0474e-05 | 3.9359e-05 | 0.00010827 | 0.00022309 | 0.00011047 | 0.00010827 | 1.0474e-05 | 3.9359e-05 | 0.00010827 | 0.00022309 | 0.00011047 | 9 | 7 | 1.0091e-05 | 4.0975e-05 | 9.2707e-05 | 0.00012461
1 | 9 | 8 | 0.000114 | 1.5064e-05 | 8.3741e-05 | 0.000114 | 0.00022288 | 0.00011788 | 0.000114 | 1.5064e-05 | 8.3741e-05 | 0.000114 | 0.00022288 | 0.00011788 | 9 | 8 | 1.4915e-05 | 8.8106e-05 | 9.0155e-05 | 0.00013228
1 | 9 | 9 | 0.00011569 | 3.029e-05 | 0.00013245 | 0.00011569 | 0.00020471 | 0.00012158 | 0.00011569 | 3.029e-05 | 0.00013245 | 0.00011569 | 0.00020471 | 0.00012158 | 9 | 9 | 3.0871e-05 | 0.00014026 | 8.6999e-05 | 0.00013851
1 | 9 | 10 | 0.00011692 | 3.402e-05 | 0.00013119 | 0.00011692 | 0.00017613 | 0.00012349 | 0.00011692 | 3.402e-05 | 0.00013119 | 0.00011692 | 0.00017613 | 0.00012349 | 9 | 10 | 3.3977e-05 | 0.00013781 | 8.1411e-05 | 0.00014076
1 | 9 | 11 | 0.00011898 | 4.0383e-05 | 0.00010869 | 0.00011898 | 0.00014831 | 0.00012387 | 0.00011898 | 4.0383e-05 | 0.00010869 | 0.00011898 | 0.00014831 | 0.00012387 | 9 | 11 | 4.0073e-05 | 0.00011224 | 7.7496e-05 | 0.00014243
1 | 9 | 12 | 0.00011953 | 5.0222e-05 | 9.5191e-05 | 0.00011953 | 0.00012795 | 0.00012422 | 0.00011953 | 5.0222e-05 | 9.5191e-05 | 0.00011953 | 0.00012795 | 0.00012422 | 9 | 12 | 4.9721e-05 | 9.6792e-05 | 7.1996e-05 | 0.00014419
1 | 9 | 13 | 0.00011965 | 7.2502e-05 | 0.00010228 | 0.00011965 | 0.00011901 | 0.00012314 | 0.00011965 | 7.2502e-05 | 0.00010228 | 0.00011965 | 0.00011901 | 0.00012314 | 9 | 13 | 7.1706e-05 | 0.00010242 | 7.1359e-05 | 0.00014861
1 | 9 | 14 | 0.00011964 | 8.766e-05 | 0.0001146 | 0.00011964 | 0.0001159 | 0.00012328 | 0.00011964 | 8.766e-05 | 0.0001146 | 0.00011964 | 0.0001159 | 0.00012328 | 9 | 14 | 8.5497e-05 | 0.00011398 | 7.1279e-05 | 0.00015096
1 | 9 | 15 | 0.00011833 | 0.0001007 | 0.00012004 | 0.00011833 | 0.00011776 | 0.00012146 | 0.00011833 | 0.0001007 | 0.00012004 | 0.00011833 | 0.00011776 | 0.00012146 | 9 | 15 | 9.8578e-05 | 0.00011913 | 7.1931e-05 | 0.00015121
1 | 9 | 16 | 0.00011624 | 0.00013518 | 0.0001423 | 0.00011624 | 0.00012174 | 0.00012052 | 0.00011624 | 0.00013518 | 0.0001423 | 0.00011624 | 0.00012174 | 0.00012052 | 9 | 16 | 0.00013443 | 0.00014201 | 7.3274e-05 | 0.00014903
1 | 9 | 17 | 0.00011678 | 0.00016898 | 0.0001598 | 0.00011678 | 0.00013566 | 0.00012365 | 0.00011678 | 0.00016898 | 0.0001598 | 0.00011678 | 0.00013566 | 0.00012365 | 9 | 17 | 0.00016973 | 0.00016019 | 7.3066e-05 | 0.00014295
1 | 9 | 18 | 0.00012887 | 0.00021257 | 0.0001864 | 0.00012887 | 0.00013988 | 0.00012841 | 0.00012887 | 0.00021257 | 0.0001864 | 0.00012887 | 0.00013988 | 0.00012841 | 9 | 18 | 0.00021594 | 0.00018846 | 7.5119e-05 | 0.00014161
1 | 9 | 19 | 0.00013123 | 0.00024415 | 0.00020354 | 0.00013123 | 0.00015011 | 0.0001283 | 0.00013123 | 0.00024415 | 0.00020354 | 0.00013123 | 0.00015011 | 0.0001283 | 9 | 19 | 0.00024944 | 0.00020631 | 8.2231e-05 | 0.00014088
1 | 9 | 20 | 0.00012821 | 0.00025123 | 0.00019874 | 0.00012821 | 0.0001515 | 0.00012542 | 0.00012821 | 0.00025123 | 0.00019874 | 0.00012821 | 0.0001515 | 0.00012542 | 9 | 20 | 0.00025643 | 0.00020076 | 8.1285e-05 | 0.00013387
1 | 9 | 21 | 0.00012362 | 0.00024445 | 0.00018308 | 0.00012362 | 0.00015342 | 0.00012037 | 0.00012362 | 0.00024445 | 0.00018308 | 0.00012362 | 0.00015342 | 0.00012037 | 9 | 21 | 0.00024842 | 0.00018308 | 7.9064e-05 | 0.00012353
1 | 9 | 22 | 0.000116 | 0.00023206 | 0.00016977 | 0.000116 | 0.00016073 | 0.00011032 | 0.000116 | 0.00023206 | 0.00016977 | 0.000116 | 0.00016073 | 0.00011032 | 9 | 22 | 0.00023397 | 0.00016829 | 7.9876e-05 | 0.0001084
1 | 9 | 23 | 0.00010618 | 0.00021552 | 0.0001537 | 0.00010618 | 0.00016963 | 0.00010061 | 0.00010618 | 0.00021552 | 0.0001537 | 0.00010618 | 0.00016963 | 0.00010061 | 9 | 23 | 0.00021696 | 0.0001522 | 8.1703e-05 | 9.8284e-05
1 | 9 | 24 | 9.6427e-05 | 0.00018052 | 0.00012466 | 9.6427e-05 | 0.00017719 | 9.2987e-05 | 9.6427e-05 | 0.00018052 | 0.00012466 | 9.6427e-05 | 0.00017719 | 9.2987e-05 | 9 | 24 | 0.00018062 | 0.00012231 | 8.2935e-05 | 9.4073e-05
1 | 10 | 1 | 9.0302e-05 | 0.00013825 | 8.7285e-05 | 9.0302e-05 | 0.00018459 | 8.9811e-05 | 9.0302e-05 | 0.00013825 | 8.7285e-05 | 9.0302e-05 | 0.00018459 | 8.9811e-05 | 10 | 1 | 0.00013825 | 8.7285e-05 | 9.6776e-05 | 8.584e-05
1 | 10 | 2 | 8.664e-05 | 0.00010307 | 6.6412e-05 | 8.664e-05 | 0.00018964 | 8.7511e-05 | 8.664e-05 | 0.00010307 | 6.6412e-05 | 8.664e-05 | 0.00018964 | 8.7511e-05 | 10 | 2 | 0.00010307 | 6.6412e-05 | 0.00010082 | 8.5044e-05
1 | 10 | 3 | 8.5054e-05 | 7.1086e-05 | 4.7779e-05 | 8.5054e-05 | 0.00019368 | 8.5813e-05 | 8.5054e-05 | 7.1086e-05 | 4.7779e-05 | 8.5054e-05 | 0.00019368 | 8.5813e-05 | 10 | 3 | 7.1086e-05 | 4.7779e-05 | 0.00010448 | 8.5212e-05
1 | 10 | 4 | 8.4905e-05 | 4.7828e-05 | 3.3129e-05 | 8.4905e-05 | 0.00019675 | 8.6691e-05 | 8.4905e-05 | 4.7828e-05 | 3.3129e-05 | 8.4905e-05 | 0.00019675 | 8.6691e-05 | 10 | 4 | 4.7828e-05 | 3.3129e-05 | 0.00010774 | 8.9108e-05
1 | 10 | 5 | 8.7784e-05 | 2.9833e-05 | 2.2439e-05 | 8.7784e-05 | 0.00019881 | 9.0737e-05 | 8.7784e-05 | 2.9833e-05 | 2.2439e-05 | 8.7784e-05 | 0.00019881 | 9.0737e-05 | 10 | 5 | 2.9833e-05 | 2.2439e-05 | 0.00011245 | 9.7355e-05
1 | 10 | 6 | 9.5441e-05 | 1.7982e-05 | 2.1912e-05 | 9.5441e-05 | 0.00020515 | 0.00010088 | 9.5441e-05 | 1.7982e-05 | 2.1912e-05 | 9.5441e-05 | 0.00020515 | 0.00010088 | 10 | 6 | 1.7982e-05 | 2.1912e-05 | 0.00011889 | 0.00010907
1 | 10 | 7 | 0.00010853 | 1.0474e-05 | 3.9359e-05 | 0.00010853 | 0.00022309 | 0.00011047 | 0.00010853 | 1.0474e-05 | 3.9359e-05 | 0.00010853 | 0.00022309 | 0.00011047 | 10 | 7 | 1.0474e-05 | 3.9359e-05 | 0.00012576 | 0.0001169
1 | 10 | 8 | 0.00011722 | 1.5064e-05 | 8.3741e-05 | 0.00011722 | 0.00022288 | 0.00011788 | 0.00011722 | 1.5064e-05 | 8.3741e-05 | 0.00011722 | 0.00022288 | 0.00011788 | 10 | 8 | 1.5064e-05 | 8.3741e-05 | 0.00012534 | 0.0001234
1 | 10 | 9 | 0.00011829 | 3.029e-05 | 0.00013245 | 0.00011829 | 0.00020471 | 0.00012158 | 0.00011829 | 3.029e-05 | 0.00013245 | 0.00011829 | 0.00020471 | 0.00012158 | 10 | 9 | 3.029e-05 | 0.00013245 | 0.00011447 | 0.0001285
1 | 10 | 10 | 0.00011978 | 3.402e-05 | 0.00013119 | 0.00011978 | 0.00017613 | 0.00012349 | 0.00011978 | 3.402e-05 | 0.00013119 | 0.00011978 | 0.00017613 | 0.00012349 | 10 | 10 | 3.402e-05 | 0.00013119 | 9.8876e-05 | 0.00013089
1 | 10 | 11 | 0.00012008 | 4.0383e-05 | 0.00010869 | 0.00012008 | 0.00014831 | 0.00012387 | 0.00012008 | 4.0383e-05 | 0.00010869 | 0.00012008 | 0.00014831 | 0.00012387 | 10 | 11 | 4.0383e-05 | 0.00010869 | 8.8181e-05 | 0.00013178
1 | 10 | 12 | 0.00011989 | 5.0222e-05 | 9.5191e-05 | 0.00011989 | 0.00012795 | 0.00012422 | 0.00011989 | 5.0222e-05 | 9.5191e-05 | 0.00011989 | 0.00012795 | 0.00012422 | 10 | 12 | 5.0222e-05 | 9.5191e-05 | 8.2118e-05 | 0.00013195
1 | 10 | 13 | 0.00011888 | 7.2502e-05 | 0.00010228 | 0.00011888 | 0.00011901 | 0.00012314 | 0.00011888 | 7.2502e-05 | 0.00010228 | 0.00011888 | 0.00011901 | 0.00012314 | 10 | 13 | 7.2502e-05 | 0.00010228 | 7.8891e-05 | 0.00013275
1 | 10 | 14 | 0.00011735 | 8.766e-05 | 0.0001146 | 0.00011735 | 0.0001159 | 0.00012328 | 0.00011735 | 8.766e-05 | 0.0001146 | 0.00011735 | 0.0001159 | 0.00012328 | 10 | 14 | 8.766e-05 | 0.0001146 | 7.7789e-05 | 0.00013241
1 | 10 | 15 | 0.00011677 | 0.0001007 | 0.00012004 | 0.00011677 | 0.00011776 | 0.00012146 | 0.00011677 | 0.0001007 | 0.00012004 | 0.00011677 | 0.00011776 | 0.00012146 | 10 | 15 | 0.0001007 | 0.00012004 | 7.7211e-05 | 0.00013182
1 | 10 | 16 | 0.00011568 | 0.00013518 | 0.0001423 | 0.00011568 | 0.00012174 | 0.00012052 | 0.00011568 | 0.00013518 | 0.0001423 | 0.00011568 | 0.00012174 | 0.00012052 | 10 | 16 | 0.00013518 | 0.0001423 | 7.8895e-05 | 0.00012924
1 | 10 | 17 | 0.00011767 | 0.00016898 | 0.0001598 | 0.00011767 | 0.00013566 | 0.00012365 | 0.00011767 | 0.00016898 | 0.0001598 | 0.00011767 | 0.00013566 | 0.00012365 | 10 | 17 | 0.00016898 | 0.0001598 | 8.2807e-05 | 0.0001273
1 | 10 | 18 | 0.00013038 | 0.00021257 | 0.0001864 | 0.00013038 | 0.00013988 | 0.00012841 | 0.00013038 | 0.00021257 | 0.0001864 | 0.00013038 | 0.00013988 | 0.00012841 | 10 | 18 | 0.00021257 | 0.0001864 | 8.7038e-05 | 0.00013203
1 | 10 | 19 | 0.00013343 | 0.00024415 | 0.00020354 | 0.00013343 | 0.00015011 | 0.0001283 | 0.00013343 | 0.00024415 | 0.00020354 | 0.00013343 | 0.00015011 | 0.0001283 | 10 | 19 | 0.00024415 | 0.00020354 | 9.3821e-05 | 0.00012829
1 | 10 | 20 | 0.00013091 | 0.00025123 | 0.00019874 | 0.00013091 | 0.0001515 | 0.00012542 | 0.00013091 | 0.00025123 | 0.00019874 | 0.00013091 | 0.0001515 | 0.00012542 | 10 | 20 | 0.00025123 | 0.00019874 | 9.2493e-05 | 0.00012393
1 | 10 | 21 | 0.00012603 | 0.00024445 | 0.00018308 | 0.00012603 | 0.00015342 | 0.00012037 | 0.00012603 | 0.00024445 | 0.00018308 | 0.00012603 | 0.00015342 | 0.00012037 | 10 | 21 | 0.00024445 | 0.00018308 | 8.9217e-05 | 0.00011477
1 | 10 | 22 | 0.00011878 | 0.00023206 | 0.00016977 | 0.00011878 | 0.00016073 | 0.00011032 | 0.00011878 | 0.00023206 | 0.00016977 | 0.00011878 | 0.00016073 | 0.00011032 | 10 | 22 | 0.00023206 | 0.00016977 | 9.0278e-05 | 0.00010287
1 | 10 | 23 | 0.00010876 | 0.00021552 | 0.0001537 | 0.00010876 | 0.00016963 | 0.00010061 | 0.00010876 | 0.00021552 | 0.0001537 | 0.00010876 | 0.00016963 | 0.00010061 | 10 | 23 | 0.00021552 | 0.0001537 | 9.2727e-05 | 9.3146e-05
1 | 10 | 24 | 9.8949e-05 | 0.00018052 | 0.00012466 | 9.8949e-05 | 0.00017719 | 9.2987e-05 | 9.8949e-05 | 0.00018052 | 0.00012466 | 9.8949e-05 | 0.00017719 | 9.2987e-05 | 10 | 24 | 0.00018052 | 0.00012466 | 9.5038e-05 | 8.7962e-05
1 | 11 | 1 | 9.2952e-05 | 0.00013825 | 8.7285e-05 | 9.2952e-05 | 0.00018459 | 8.9811e-05 | 9.2952e-05 | 0.00013825 | 8.7285e-05 | 9.2952e-05 | 0.00018459 | 8.9811e-05 | 11 | 1 | 0.00013864 | 9.0174e-05 | 0.0001642 | 8.025e-05
1 | 11 | 2 | 8.9657e-05 | 0.00010307 | 6.6412e-05 | 8.9657e-05 | 0.00018964 | 8.7511e-05 | 8.9657e-05 | 0.00010307 | 6.6412e-05 | 8.9657e-05 | 0.00018964 | 8.7511e-05 | 11 | 2 | 0.00010319 | 6.6765e-05 | 0.00017266 | 7.8155e-05
1 | 11 | 3 | 8.798e-05 | 7.1086e-05 | 4.7779e-05 | 8.798e-05 | 0.00019368 | 8.5813e-05 | 8.798e-05 | 7.1086e-05 | 4.7779e-05 | 8.798e-05 | 0.00019368 | 8.5813e-05 | 11 | 3 | 7.1329e-05 | 4.8101e-05 | 0.00018168 | 7.6942e-05
1 | 11 | 4 | 8.7888e-05 | 4.7828e-05 | 3.3129e-05 | 8.7888e-05 | 0.00019675 | 8.6691e-05 | 8.7888e-05 | 4.7828e-05 | 3.3129e-05 | 8.7888e-05 | 0.00019675 | 8.6691e-05 | 11 | 4 | 4.8089e-05 | 3.3429e-05 | 0.00018942 | 7.772e-05
1 | 11 | 5 | 9.0872e-05 | 2.9833e-05 | 2.2439e-05 | 9.0872e-05 | 0.00019881 | 9.0737e-05 | 9.0872e-05 | 2.9833e-05 | 2.2439e-05 | 9.0872e-05 | 0.00019881 | 9.0737e-05 | 11 | 5 | 3.0067e-05 | 2.2636e-05 | 0.00019539 | 8.324e-05
1 | 11 | 6 | 9.8707e-05 | 1.7982e-05 | 2.1912e-05 | 9.8707e-05 | 0.00020515 | 0.00010088 | 9.8707e-05 | 1.7982e-05 | 2.1912e-05 | 9.8707e-05 | 0.00020515 | 0.00010088 | 11 | 6 | 1.8182e-05 | 2.1956e-05 | 0.00020372 | 9.3785e-05
1 | 11 | 7 | 0.0001107 | 1.0474e-05 | 3.9359e-05 | 0.0001107 | 0.00022309 | 0.00011047 | 0.0001107 | 1.0474e-05 | 3.9359e-05 | 0.0001107 | 0.00022309 | 0.00011047 | 11 | 7 | 1.0548e-05 | 3.9048e-05 | 0.00020064 | 0.00010319
1 | 11 | 8 | 0.00011913 | 1.5064e-05 | 8.3741e-05 | 0.00011913 | 0.00022288 | 0.00011788 | 0.00011913 | 1.5064e-05 | 8.3741e-05 | 0.00011913 | 0.00022288 | 0.00011788 | 11 | 8 | 1.5093e-05 | 8.2902e-05 | 0.00018504 | 0.00011289
1 | 11 | 9 | 0.00011995 | 3.029e-05 | 0.00013245 | 0.00011995 | 0.00020471 | 0.00012158 | 0.00011995 | 3.029e-05 | 0.00013245 | 0.00011995 | 0.00020471 | 0.00012158 | 11 | 9 | 3.0178e-05 | 0.00013095 | 0.00015981 | 0.00011818
1 | 11 | 10 | 0.00012096 | 3.402e-05 | 0.00013119 | 0.00012096 | 0.00017613 | 0.00012349 | 0.00012096 | 3.402e-05 | 0.00013119 | 0.00012096 | 0.00017613 | 0.00012349 | 11 | 10 | 3.4029e-05 | 0.00012991 | 0.00013536 | 0.0001209
1 | 11 | 11 | 0.00012193 | 4.0383e-05 | 0.00010869 | 0.00012193 | 0.00014831 | 0.00012387 | 0.00012193 | 4.0383e-05 | 0.00010869 | 0.00012193 | 0.00014831 | 0.00012387 | 11 | 11 | 4.0443e-05 | 0.00010801 | 0.00011682 | 0.00012227
1 | 11 | 12 | 0.00012118 | 5.0222e-05 | 9.5191e-05 | 0.00012118 | 0.00012795 | 0.00012422 | 0.00012118 | 5.0222e-05 | 9.5191e-05 | 0.00012118 | 0.00012795 | 0.00012422 | 11 | 12 | 5.0318e-05 | 9.4884e-05 | 0.00010772 | 0.00012324
1 | 11 | 13 | 0.00011978 | 7.2502e-05 | 0.00010228 | 0.00011978 | 0.00011901 | 0.00012314 | 0.00011978 | 7.2502e-05 | 0.00010228 | 0.00011978 | 0.00011901 | 0.00012314 | 11 | 13 | 7.2655e-05 | 0.00010225 | 0.00010265 | 0.00012247
1 | 11 | 14 | 0.00011896 | 8.766e-05 | 0.0001146 | 0.00011896 | 0.0001159 | 0.00012328 | 0.00011896 | 8.766e-05 | 0.0001146 | 0.00011896 | 0.0001159 | 0.00012328 | 11 | 14 | 8.8075e-05 | 0.00011472 | 0.00010049 | 0.00012273
1 | 11 | 15 | 0.0001172 | 0.0001007 | 0.00012004 | 0.0001172 | 0.00011776 | 0.00012146 | 0.0001172 | 0.0001007 | 0.00012004 | 0.0001172 | 0.00011776 | 0.00012146 | 11 | 15 | 0.00010111 | 0.00012021 | 0.00010022 | 0.00012188
1 | 11 | 16 | 0.00011671 | 0.00013518 | 0.0001423 | 0.00011671 | 0.00012174 | 0.00012052 | 0.00011671 | 0.00013518 | 0.0001423 | 0.00011671 | 0.00012174 | 0.00012052 | 11 | 16 | 0.00013533 | 0.00014235 | 0.00010515 | 0.00011902
1 | 11 | 17 | 0.0001198 | 0.00016898 | 0.0001598 | 0.0001198 | 0.00013566 | 0.00012365 | 0.0001198 | 0.00016898 | 0.0001598 | 0.0001198 | 0.00013566 | 0.00012365 | 11 | 17 | 0.00016883 | 0.00015972 | 0.00011557 | 0.00012207
1 | 11 | 18 | 0.00013192 | 0.00021257 | 0.0001864 | 0.00013192 | 0.00013988 | 0.00012841 | 0.00013192 | 0.00021257 | 0.0001864 | 0.00013192 | 0.00013988 | 0.00012841 | 11 | 18 | 0.00021192 | 0.000186 | 0.00012334 | 0.00012301
1 | 11 | 19 | 0.00013593 | 0.00024415 | 0.00020354 | 0.00013593 | 0.00015011 | 0.0001283 | 0.00013593 | 0.00024415 | 0.00020354 | 0.00013593 | 0.00015011 | 0.0001283 | 11 | 19 | 0.00024313 | 0.00020301 | 0.00013369 | 0.00012108
1 | 11 | 20 | 0.00013396 | 0.00025123 | 0.00019874 | 0.00013396 | 0.0001515 | 0.00012542 | 0.00013396 | 0.00025123 | 0.00019874 | 0.00013396 | 0.0001515 | 0.00012542 | 11 | 20 | 0.00025023 | 0.00019836 | 0.00013742 | 0.00011763
1 | 11 | 21 | 0.00013031 | 0.00024445 | 0.00018308 | 0.00013031 | 0.00015342 | 0.00012037 | 0.00013031 | 0.00024445 | 0.00018308 | 0.00013031 | 0.00015342 | 0.00012037 | 11 | 21 | 0.00024368 | 0.00018308 | 0.00013927 | 0.00011207
1 | 11 | 22 | 0.0001228 | 0.00023206 | 0.00016977 | 0.0001228 | 0.00016073 | 0.00011032 | 0.0001228 | 0.00023206 | 0.00016977 | 0.0001228 | 0.00016073 | 0.00011032 | 11 | 22 | 0.00023169 | 0.00017005 | 0.00014516 | 0.00010327
1 | 11 | 23 | 0.00011382 | 0.00021552 | 0.0001537 | 0.00011382 | 0.00016963 | 0.00010061 | 0.00011382 | 0.00021552 | 0.0001537 | 0.00011382 | 0.00016963 | 0.00010061 | 11 | 23 | 0.00021525 | 0.00015398 | 0.00015242 | 9.2238e-05
1 | 11 | 24 | 0.00010392 | 0.00018052 | 0.00012466 | 0.00010392 | 0.00017719 | 9.2987e-05 | 0.00010392 | 0.00018052 | 0.00012466 | 0.00010392 | 0.00017719 | 9.2987e-05 | 11 | 24 | 0.0001805 | 0.00012511 | 0.00016014 | 8.541e-05
1 | 12 | 1 | 9.7584e-05 | 0.00013825 | 8.7285e-05 | 9.7584e-05 | 0.00018459 | 8.9811e-05 | 9.7584e-05 | 0.00013825 | 8.7285e-05 | 9.7584e-05 | 0.00018459 | 8.9811e-05 | 12 | 1 | 0.00013809 | 8.6065e-05 | 0.00016597 | 8.7967e-05
1 | 12 | 2 | 9.4126e-05 | 0.00010307 | 6.6412e-05 | 9.4126e-05 | 0.00018964 | 8.7511e-05 | 9.4126e-05 | 0.00010307 | 6.6412e-05 | 9.4126e-05 | 0.00018964 | 8.7511e-05 | 12 | 2 | 0.00010232 | 6.4294e-05 | 0.00017137 | 8.5566e-05
1 | 12 | 3 | 9.2183e-05 | 7.1086e-05 | 4.7779e-05 | 9.2183e-05 | 0.00019368 | 8.5813e-05 | 9.2183e-05 | 7.1086e-05 | 4.7779e-05 | 9.2183e-05 | 0.00019368 | 8.5813e-05 | 12 | 3 | 6.9632e-05 | 4.5845e-05 | 0.00017602 | 8.5267e-05
1 | 12 | 4 | 9.2158e-05 | 4.7828e-05 | 3.3129e-05 | 9.2158e-05 | 0.00019675 | 8.6691e-05 | 9.2158e-05 | 4.7828e-05 | 3.3129e-05 | 9.2158e-05 | 0.00019675 | 8.6691e-05 | 12 | 4 | 4.6265e-05 | 3.1329e-05 | 0.00018261 | 8.6226e-05
1 | 12 | 5 | 9.5137e-05 | 2.9833e-05 | 2.2439e-05 | 9.5137e-05 | 0.00019881 | 9.0737e-05 | 9.5137e-05 | 2.9833e-05 | 2.2439e-05 | 9.5137e-05 | 0.00019881 | 9.0737e-05 | 12 | 5 | 2.843e-05 | 2.126e-05 | 0.00018495 | 8.92e-05
1 | 12 | 6 | 0.00010326 | 1.7982e-05 | 2.1912e-05 | 0.00010326 | 0.00020515 | 0.00010088 | 0.00010326 | 1.7982e-05 | 2.1912e-05 | 0.00010326 | 0.00020515 | 0.00010088 | 12 | 6 | 1.6782e-05 | 2.165e-05 | 0.00019046 | 9.9324e-05
1 | 12 | 7 | 0.00011617 | 1.0474e-05 | 3.9359e-05 | 0.00011617 | 0.00022309 | 0.00011047 | 0.00011617 | 1.0474e-05 | 3.9359e-05 | 0.00011617 | 0.00022309 | 0.00011047 | 12 | 7 | 1.0032e-05 | 4.1223e-05 | 0.00021041 | 0.00010675
1 | 12 | 8 | 0.00012501 | 1.5064e-05 | 8.3741e-05 | 0.00012501 | 0.00022288 | 0.00011788 | 0.00012501 | 1.5064e-05 | 8.3741e-05 | 0.00012501 | 0.00022288 | 0.00011788 | 12 | 8 | 1.4892e-05 | 8.8777e-05 | 0.00021045 | 0.00011327
1 | 12 | 9 | 0.00012589 | 3.029e-05 | 0.00013245 | 0.00012589 | 0.00020471 | 0.00012158 | 0.00012589 | 3.029e-05 | 0.00013245 | 0.00012589 | 0.00020471 | 0.00012158 | 12 | 9 | 3.0961e-05 | 0.00014147 | 0.00019155 | 0.00011817
1 | 12 | 10 | 0.00012477 | 3.402e-05 | 0.00013119 | 0.00012477 | 0.00017613 | 0.00012349 | 0.00012477 | 3.402e-05 | 0.00013119 | 0.00012477 | 0.00017613 | 0.00012349 | 12 | 10 | 3.397e-05 | 0.00013883 | 0.0001622 | 0.00012101
1 | 12 | 11 | 0.00012464 | 4.0383e-05 | 0.00010869 | 0.00012464 | 0.00014831 | 0.00012387 | 0.00012464 | 4.0383e-05 | 0.00010869 | 0.00012464 | 0.00014831 | 0.00012387 | 12 | 11 | 4.0025e-05 | 0.00011278 | 0.00013373 | 0.00012246
1 | 12 | 12 | 0.00012298 | 5.0222e-05 | 9.5191e-05 | 0.00012298 | 0.00012795 | 0.00012422 | 0.00012298 | 5.0222e-05 | 9.5191e-05 | 0.00012298 | 0.00012795 | 0.00012422 | 12 | 12 | 4.9644e-05 | 9.7038e-05 | 0.00011685 | 0.00012409
1 | 12 | 13 | 0.00012131 | 7.2502e-05 | 0.00010228 | 0.00012131 | 0.00011901 | 0.00012314 | 0.00012131 | 7.2502e-05 | 0.00010228 | 0.00012131 | 0.00011901 | 0.00012314 | 12 | 13 | 7.1583e-05 | 0.00010244 | 0.00010753 | 0.00012336
1 | 12 | 14 | 0.00011992 | 8.766e-05 | 0.0001146 | 0.00011992 | 0.0001159 | 0.00012328 | 0.00011992 | 8.766e-05 | 0.0001146 | 0.00011992 | 0.0001159 | 0.00012328 | 12 | 14 | 8.5165e-05 | 0.00011388 | 0.00010603 | 0.00012326
1 | 12 | 15 | 0.00011779 | 0.0001007 | 0.00012004 | 0.00011779 | 0.00011776 | 0.00012146 | 0.00011779 | 0.0001007 | 0.00012004 | 0.00011779 | 0.00011776 | 0.00012146 | 12 | 15 | 9.8251e-05 | 0.00011899 | 0.00010677 | 0.00012166
1 | 12 | 16 | 0.00011677 | 0.00013518 | 0.0001423 | 0.00011677 | 0.00012174 | 0.00012052 | 0.00011677 | 0.00013518 | 0.0001423 | 0.00011677 | 0.00012174 | 0.00012052 | 12 | 16 | 0.00013432 | 0.00014197 | 0.00011236 | 0.00011951
1 | 12 | 17 | 0.00011892 | 0.00016898 | 0.0001598 | 0.00011892 | 0.00013566 | 0.00012365 | 0.00011892 | 0.00016898 | 0.0001598 | 0.00011892 | 0.00013566 | 0.00012365 | 12 | 17 | 0.00016985 | 0.00016025 | 0.00012504 | 0.00012617
1 | 12 | 18 | 0.00013157 | 0.00021257 | 0.0001864 | 0.00013157 | 0.00013988 | 0.00012841 | 0.00013157 | 0.00021257 | 0.0001864 | 0.00013157 | 0.00013988 | 0.00012841 | 12 | 18 | 0.00021645 | 0.00018877 | 0.00012984 | 0.00012852
1 | 12 | 19 | 0.00013692 | 0.00024415 | 0.00020354 | 0.00013692 | 0.00015011 | 0.0001283 | 0.00013692 | 0.00024415 | 0.00020354 | 0.00013692 | 0.00015011 | 0.0001283 | 12 | 19 | 0.00025025 | 0.00020674 | 0.00013892 | 0.00012771
1 | 12 | 20 | 0.00013483 | 0.00025123 | 0.00019874 | 0.00013483 | 0.0001515 | 0.00012542 | 0.00013483 | 0.00025123 | 0.00019874 | 0.00013483 | 0.0001515 | 0.00012542 | 12 | 20 | 0.00025723 | 0.00020107 | 0.00013736 | 0.00012552
1 | 12 | 21 | 0.00013154 | 0.00024445 | 0.00018308 | 0.00013154 | 0.00015342 | 0.00012037 | 0.00013154 | 0.00024445 | 0.00018308 | 0.00013154 | 0.00015342 | 0.00012037 | 12 | 21 | 0.00024903 | 0.00018308 | 0.00013816 | 0.00012029
1 | 12 | 22 | 0.00012527 | 0.00023206 | 0.00016977 | 0.00012527 | 0.00016073 | 0.00011032 | 0.00012527 | 0.00023206 | 0.00016977 | 0.00012527 | 0.00016073 | 0.00011032 | 12 | 22 | 0.00023427 | 0.00016806 | 0.00014409 | 0.00011175
1 | 12 | 23 | 0.00011775 | 0.00021552 | 0.0001537 | 0.00011775 | 0.00016963 | 0.00010061 | 0.00011775 | 0.00021552 | 0.0001537 | 0.00011775 | 0.00016963 | 0.00010061 | 12 | 23 | 0.00021718 | 0.00015198 | 0.00015237 | 0.00010021
1 | 12 | 24 | 0.00010976 | 0.00018052 | 0.00012466 | 0.00010976 | 0.00017719 | 9.2987e-05 | 0.00010976 | 0.00018052 | 0.00012466 | 0.00010976 | 0.00017719 | 9.2987e-05 | 12 | 24 | 0.00018064 | 0.00012195 | 0.00015834 | 9.3538e-05
1 | 13 | 1 | 0.00010224 | 0.00013825 | 8.7285e-05 | 0.00010224 | 0.00018459 | 8.9811e-05 | 0.00010224 | 0.00013825 | 8.7285e-05 | 0.00010224 | 0.00018459 | 8.9811e-05
1 | 13 | 2 | 9.8091e-05 | 0.00010307 | 6.6412e-05 | 9.8091e-05 | 0.00018964 | 8.7511e-05 | 9.8091e-05 | 0.00010307 | 6.6412e-05 | 9.8091e-05 | 0.00018964 | 8.7511e-05
1 | 13 | 3 | 9.6256e-05 | 7.1086e-05 | 4.7779e-05 | 9.6256e-05 | 0.00019368 | 8.5813e-05 | 9.6256e-05 | 7.1086e-05 | 4.7779e-05 | 9.6256e-05 | 0.00019368 | 8.5813e-05
1 | 13 | 4 | 9.5857e-05 | 4.7828e-05 | 3.3129e-05 | 9.5857e-05 | 0.00019675 | 8.6691e-05 | 9.5857e-05 | 4.7828e-05 | 3.3129e-05 | 9.5857e-05 | 0.00019675 | 8.6691e-05
1 | 13 | 5 | 9.6002e-05 | 2.9833e-05 | 2.2439e-05 | 9.6002e-05 | 0.00019881 | 9.0737e-05 | 9.6002e-05 | 2.9833e-05 | 2.2439e-05 | 9.6002e-05 | 0.00019881 | 9.0737e-05
1 | 13 | 6 | 9.9673e-05 | 1.7982e-05 | 2.1912e-05 | 9.9673e-05 | 0.00020515 | 0.00010088 | 9.9673e-05 | 1.7982e-05 | 2.1912e-05 | 9.9673e-05 | 0.00020515 | 0.00010088
1 | 13 | 7 | 0.00010458 | 1.0474e-05 | 3.9359e-05 | 0.00010458 | 0.00022309 | 0.00011047 | 0.00010458 | 1.0474e-05 | 3.9359e-05 | 0.00010458 | 0.00022309 | 0.00011047
1 | 13 | 8 | 0.0001072 | 1.5064e-05 | 8.3741e-05 | 0.0001072 | 0.00022288 | 0.00011788 | 0.0001072 | 1.5064e-05 | 8.3741e-05 | 0.0001072 | 0.00022288 | 0.00011788
1 | 13 | 9 | 0.00011294 | 3.029e-05 | 0.00013245 | 0.00011294 | 0.00020471 | 0.00012158 | 0.00011294 | 3.029e-05 | 0.00013245 | 0.00011294 | 0.00020471 | 0.00012158
1 | 13 | 10 | 0.00011661 | 3.402e-05 | 0.00013119 | 0.00011661 | 0.00017613 | 0.00012349 | 0.00011661 | 3.402e-05 | 0.00013119 | 0.00011661 | 0.00017613 | 0.00012349
1 | 13 | 11 | 0.00011748 | 4.0383e-05 | 0.00010869 | 0.00011748 | 0.00014831 | 0.00012387 | 0.00011748 | 4.0383e-05 | 0.00010869 | 0.00011748 | 0.00014831 | 0.00012387
1 | 13 | 12 | 0.00011521 | 5.0222e-05 | 9.5191e-05 | 0.00011521 | 0.00012795 | 0.00012422 | 0.00011521 | 5.0222e-05 | 9.5191e-05 | 0.00011521 | 0.00012795 | 0.00012422
1 | 13 | 13 | 0.00011256 | 7.2502e-05 | 0.00010228 | 0.00011256 | 0.00011901 | 0.00012314 | 0.00011256 | 7.2502e-05 | 0.00010228 | 0.00011256 | 0.00011901 | 0.00012314
1 | 13 | 14 | 0.00010889 | 8.766e-05 | 0.0001146 | 0.00010889 | 0.0001159 | 0.00012328 | 0.00010889 | 8.766e-05 | 0.0001146 | 0.00010889 | 0.0001159 | 0.00012328
1 | 13 | 15 | 0.00010637 | 0.0001007 | 0.00012004 | 0.00010637 | 0.00011776 | 0.00012146 | 0.00010637 | 0.0001007 | 0.00012004 | 0.00010637 | 0.00011776 | 0.00012146
1 | 13 | 16 | 0.00010567 | 0.00013518 | 0.0001423 | 0.00010567 | 0.00012174 | 0.00012052 | 0.00010567 | 0.00013518 | 0.0001423 | 0.00010567 | 0.00012174 | 0.00012052
1 | 13 | 17 | 0.00010946 | 0.00016898 | 0.0001598 | 0.00010946 | 0.00013566 | 0.00012365 | 0.00010946 | 0.00016898 | 0.0001598 | 0.00010946 | 0.00013566 | 0.00012365
1 | 13 | 18 | 0.00012502 | 0.00021257 | 0.0001864 | 0.00012502 | 0.00013988 | 0.00012841 | 0.00012502 | 0.00021257 | 0.0001864 | 0.00012502 | 0.00013988 | 0.00012841
1 | 13 | 19 | 0.00013 | 0.00024415 | 0.00020354 | 0.00013 | 0.00015011 | 0.0001283 | 0.00013 | 0.00024415 | 0.00020354 | 0.00013 | 0.00015011 | 0.0001283
1 | 13 | 20 | 0.0001288 | 0.00025123 | 0.00019874 | 0.0001288 | 0.0001515 | 0.00012542 | 0.0001288 | 0.00025123 | 0.00019874 | 0.0001288 | 0.0001515 | 0.00012542
1 | 13 | 21 | 0.000126 | 0.00024445 | 0.00018308 | 0.000126 | 0.00015342 | 0.00012037 | 0.000126 | 0.00024445 | 0.00018308 | 0.000126 | 0.00015342 | 0.00012037
1 | 13 | 22 | 0.00012179 | 0.00023206 | 0.00016977 | 0.00012179 | 0.00016073 | 0.00011032 | 0.00012179 | 0.00023206 | 0.00016977 | 0.00012179 | 0.00016073 | 0.00011032
1 | 13 | 23 | 0.00011566 | 0.00021552 | 0.0001537 | 0.00011566 | 0.00016963 | 0.00010061 | 0.00011566 | 0.00021552 | 0.0001537 | 0.00011566 | 0.00016963 | 0.00010061
1 | 13 | 24 | 0.00010769 | 0.00018052 | 0.00012466 | 0.00010769 | 0.00017719 | 9.2987e-05 | 0.00010769 | 0.00018052 | 0.00012466 | 0.00010769 | 0.00017719 | 9.2987e-05
1 | 14 | 1 | 0.00010188 | 0.00013825 | 8.7285e-05 | 0.00010188 | 0.00018459 | 8.9811e-05 | 0.00010188 | 0.00013825 | 8.7285e-05 | 0.00010188 | 0.00018459 | 8.9811e-05
1 | 14 | 2 | 9.7267e-05 | 0.00010307 | 6.6412e-05 | 9.7267e-05 | 0.00018964 | 8.7511e-05 | 9.7267e-05 | 0.00010307 | 6.6412e-05 | 9.7267e-05 | 0.00018964 | 8.7511e-05
1 | 14 | 3 | 9.5337e-05 | 7.1086e-05 | 4.7779e-05 | 9.5337e-05 | 0.00019368 | 8.5813e-05 | 9.5337e-05 | 7.1086e-05 | 4.7779e-05 | 9.5337e-05 | 0.00019368 | 8.5813e-05
1 | 14 | 4 | 9.3988e-05 | 4.7828e-05 | 3.3129e-05 | 9.3988e-05 | 0.00019675 | 8.6691e-05 | 9.3988e-05 | 4.7828e-05 | 3.3129e-05 | 9.3988e-05 | 0.00019675 | 8.6691e-05
1 | 14 | 5 | 9.4396e-05 | 2.9833e-05 | 2.2439e-05 | 9.4396e-05 | 0.00019881 | 9.0737e-05 | 9.4396e-05 | 2.9833e-05 | 2.2439e-05 | 9.4396e-05 | 0.00019881 | 9.0737e-05
1 | 14 | 6 | 9.7251e-05 | 1.7982e-05 | 2.1912e-05 | 9.7251e-05 | 0.00020515 | 0.00010088 | 9.7251e-05 | 1.7982e-05 | 2.1912e-05 | 9.7251e-05 | 0.00020515 | 0.00010088
1 | 14 | 7 | 0.00010179 | 1.0474e-05 | 3.9359e-05 | 0.00010179 | 0.00022309 | 0.00011047 | 0.00010179 | 1.0474e-05 | 3.9359e-05 | 0.00010179 | 0.00022309 | 0.00011047
1 | 14 | 8 | 0.00010445 | 1.5064e-05 | 8.3741e-05 | 0.00010445 | 0.00022288 | 0.00011788 | 0.00010445 | 1.5064e-05 | 8.3741e-05 | 0.00010445 | 0.00022288 | 0.00011788
1 | 14 | 9 | 0.00010873 | 3.029e-05 | 0.00013245 | 0.00010873 | 0.00020471 | 0.00012158 | 0.00010873 | 3.029e-05 | 0.00013245 | 0.00010873 | 0.00020471 | 0.00012158
1 | 14 | 10 | 0.00011162 | 3.402e-05 | 0.00013119 | 0.00011162 | 0.00017613 | 0.00012349 | 0.00011162 | 3.402e-05 | 0.00013119 | 0.00011162 | 0.00017613 | 0.00012349
1 | 14 | 11 | 0.00011189 | 4.0383e-05 | 0.00010869 | 0.00011189 | 0.00014831 | 0.00012387 | 0.00011189 | 4.0383e-05 | 0.00010869 | 0.00011189 | 0.00014831 | 0.00012387
1 | 14 | 12 | 0.00010889 | 5.0222e-05 | 9.5191e-05 | 0.00010889 | 0.00012795 | 0.00012422 | 0.00010889 | 5.0222e-05 | 9.5191e-05 | 0.00010889 | 0.00012795 | 0.00012422
1 | 14 | 13 | 0.00010631 | 7.2502e-05 | 0.00010228 | 0.00010631 | 0.00011901 | 0.00012314 | 0.00010631 | 7.2502e-05 | 0.00010228 | 0.00010631 | 0.00011901 | 0.00012314
1 | 14 | 14 | 0.00010396 | 8.766e-05 | 0.0001146 | 0.00010396 | 0.0001159 | 0.00012328 | 0.00010396 | 8.766e-05 | 0.0001146 | 0.00010396 | 0.0001159 | 0.00012328
1 | 14 | 15 | 0.00010232 | 0.0001007 | 0.00012004 | 0.00010232 | 0.00011776 | 0.00012146 | 0.00010232 | 0.0001007 | 0.00012004 | 0.00010232 | 0.00011776 | 0.00012146
1 | 14 | 16 | 0.00010213 | 0.00013518 | 0.0001423 | 0.00010213 | 0.00012174 | 0.00012052 | 0.00010213 | 0.00013518 | 0.0001423 | 0.00010213 | 0.00012174 | 0.00012052
1 | 14 | 17 | 0.00010689 | 0.00016898 | 0.0001598 | 0.00010689 | 0.00013566 | 0.00012365 | 0.00010689 | 0.00016898 | 0.0001598 | 0.00010689 | 0.00013566 | 0.00012365
1 | 14 | 18 | 0.00012219 | 0.00021257 | 0.0001864 | 0.00012219 | 0.00013988 | 0.00012841 | 0.00012219 | 0.00021257 | 0.0001864 | 0.00012219 | 0.00013988 | 0.00012841
1 | 14 | 19 | 0.00012898 | 0.00024415 | 0.00020354 | 0.00012898 | 0.00015011 | 0.0001283 | 0.00012898 | 0.00024415 | 0.00020354 | 0.00012898 | 0.00015011 | 0.0001283
1 | 14 | 20 | 0.00012728 | 0.00025123 | 0.00019874 | 0.00012728 | 0.0001515 | 0.00012542 | 0.00012728 | 0.00025123 | 0.00019874 | 0.00012728 | 0.0001515 | 0.00012542
1 | 14 | 21 | 0.0001251 | 0.00024445 | 0.00018308 | 0.0001251 | 0.00015342 | 0.00012037 | 0.0001251 | 0.00024445 | 0.00018308 | 0.0001251 | 0.00015342 | 0.00012037
1 | 14 | 22 | 0.00011925 | 0.00023206 | 0.00016977 | 0.00011925 | 0.00016073 | 0.00011032 | 0.00011925 | 0.00023206 | 0.00016977 | 0.00011925 | 0.00016073 | 0.00011032
1 | 14 | 23 | 0.0001132 | 0.00021552 | 0.0001537 | 0.0001132 | 0.00016963 | 0.00010061 | 0.0001132 | 0.00021552 | 0.0001537 | 0.0001132 | 0.00016963 | 0.00010061
1 | 14 | 24 | 0.00010452 | 0.00018052 | 0.00012466 | 0.00010452 | 0.00017719 | 9.2987e-05 | 0.00010452 | 0.00018052 | 0.00012466 | 0.00010452 | 0.00017719 | 9.2987e-05
1 | 15 | 1 | 9.8553e-05 | 0.00013825 | 8.7285e-05 | 9.8553e-05 | 0.00018459 | 8.9811e-05 | 9.8553e-05 | 0.00013825 | 8.7285e-05 | 9.8553e-05 | 0.00018459 | 8.9811e-05
1 | 15 | 2 | 9.527e-05 | 0.00010307 | 6.6412e-05 | 9.527e-05 | 0.00018964 | 8.7511e-05 | 9.527e-05 | 0.00010307 | 6.6412e-05 | 9.527e-05 | 0.00018964 | 8.7511e-05
1 | 15 | 3 | 9.4126e-05 | 7.1086e-05 | 4.7779e-05 | 9.4126e-05 | 0.00019368 | 8.5813e-05 | 9.4126e-05 | 7.1086e-05 | 4.7779e-05 | 9.4126e-05 | 0.00019368 | 8.5813e-05
1 | 15 | 4 | 9.4222e-05 | 4.7828e-05 | 3.3129e-05 | 9.4222e-05 | 0.00019675 | 8.6691e-05 | 9.4222e-05 | 4.7828e-05 | 3.3129e-05 | 9.4222e-05 | 0.00019675 | 8.6691e-05
1 | 15 | 5 | 9.7143e-05 | 2.9833e-05 | 2.2439e-05 | 9.7143e-05 | 0.00019881 | 9.0737e-05 | 9.7143e-05 | 2.9833e-05 | 2.2439e-05 | 9.7143e-05 | 0.00019881 | 9.0737e-05
1 | 15 | 6 | 0.00010351 | 1.7982e-05 | 2.1912e-05 | 0.00010351 | 0.00020515 | 0.00010088 | 0.00010351 | 1.7982e-05 | 2.1912e-05 | 0.00010351 | 0.00020515 | 0.00010088
1 | 15 | 7 | 0.00011327 | 1.0474e-05 | 3.9359e-05 | 0.00011327 | 0.00022309 | 0.00011047 | 0.00011327 | 1.0474e-05 | 3.9359e-05 | 0.00011327 | 0.00022309 | 0.00011047
1 | 15 | 8 | 0.00012047 | 1.5064e-05 | 8.3741e-05 | 0.00012047 | 0.00022288 | 0.00011788 | 0.00012047 | 1.5064e-05 | 8.3741e-05 | 0.00012047 | 0.00022288 | 0.00011788
1 | 15 | 9 | 0.00012541 | 3.029e-05 | 0.00013245 | 0.00012541 | 0.00020471 | 0.00012158 | 0.00012541 | 3.029e-05 | 0.00013245 | 0.00012541 | 0.00020471 | 0.00012158
1 | 15 | 10 | 0.00012798 | 3.402e-05 | 0.00013119 | 0.00012798 | 0.00017613 | 0.00012349 | 0.00012798 | 3.402e-05 | 0.00013119 | 0.00012798 | 0.00017613 | 0.00012349
1 | 15 | 11 | 0.00012849 | 4.0383e-05 | 0.00010869 | 0.00012849 | 0.00014831 | 0.00012387 | 0.00012849 | 4.0383e-05 | 0.00010869 | 0.00012849 | 0.00014831 | 0.00012387
1 | 15 | 12 | 0.00012678 | 5.0222e-05 | 9.5191e-05 | 0.00012678 | 0.00012795 | 0.00012422 | 0.00012678 | 5.0222e-05 | 9.5191e-05 | 0.00012678 | 0.00012795 | 0.00012422
1 | 15 | 13 | 0.0001242 | 7.2502e-05 | 0.00010228 | 0.0001242 | 0.00011901 | 0.00012314 | 0.0001242 | 7.2502e-05 | 0.00010228 | 0.0001242 | 0.00011901 | 0.00012314
1 | 15 | 14 | 0.00012046 | 8.766e-05 | 0.0001146 | 0.00012046 | 0.0001159 | 0.00012328 | 0.00012046 | 8.766e-05 | 0.0001146 | 0.00012046 | 0.0001159 | 0.00012328
1 | 15 | 15 | 0.00011871 | 0.0001007 | 0.00012004 | 0.00011871 | 0.00011776 | 0.00012146 | 0.00011871 | 0.0001007 | 0.00012004 | 0.00011871 | 0.00011776 | 0.00012146
1 | 15 | 16 | 0.00011696 | 0.00013518 | 0.0001423 | 0.00011696 | 0.00012174 | 0.00012052 | 0.00011696 | 0.00013518 | 0.0001423 | 0.00011696 | 0.00012174 | 0.00012052
1 | 15 | 17 | 0.00011972 | 0.00016898 | 0.0001598 | 0.00011972 | 0.00013566 | 0.00012365 | 0.00011972 | 0.00016898 | 0.0001598 | 0.00011972 | 0.00013566 | 0.00012365
1 | 15 | 18 | 0.00013439 | 0.00021257 | 0.0001864 | 0.00013439 | 0.00013988 | 0.00012841 | 0.00013439 | 0.00021257 | 0.0001864 | 0.00013439 | 0.00013988 | 0.00012841
1 | 15 | 19 | 0.00014132 | 0.00024415 | 0.00020354 | 0.00014132 | 0.00015011 | 0.0001283 | 0.00014132 | 0.00024415 | 0.00020354 | 0.00014132 | 0.00015011 | 0.0001283
1 | 15 | 20 | 0.00013979 | 0.00025123 | 0.00019874 | 0.00013979 | 0.0001515 | 0.00012542 | 0.00013979 | 0.00025123 | 0.00019874 | 0.00013979 | 0.0001515 | 0.00012542
1 | 15 | 21 | 0.00013626 | 0.00024445 | 0.00018308 | 0.00013626 | 0.00015342 | 0.00012037 | 0.00013626 | 0.00024445 | 0.00018308 | 0.00013626 | 0.00015342 | 0.00012037
1 | 15 | 22 | 0.00012809 | 0.00023206 | 0.00016977 | 0.00012809 | 0.00016073 | 0.00011032 | 0.00012809 | 0.00023206 | 0.00016977 | 0.00012809 | 0.00016073 | 0.00011032
1 | 15 | 23 | 0.00011749 | 0.00021552 | 0.0001537 | 0.00011749 | 0.00016963 | 0.00010061 | 0.00011749 | 0.00021552 | 0.0001537 | 0.00011749 | 0.00016963 | 0.00010061
1 | 15 | 24 | 0.00010733 | 0.00018052 | 0.00012466 | 0.00010733 | 0.00017719 | 9.2987e-05 | 0.00010733 | 0.00018052 | 0.00012466 | 0.00010733 | 0.00017719 | 9.2987e-05
1 | 16 | 1 | 0.00010107 | 0.00013825 | 8.7285e-05 | 0.00010107 | 0.00018459 | 8.9811e-05 | 0.00010107 | 0.00013825 | 8.7285e-05 | 0.00010107 | 0.00018459 | 8.9811e-05
1 | 16 | 2 | 9.7492e-05 | 0.00010307 | 6.6412e-05 | 9.7492e-05 | 0.00018964 | 8.7511e-05 | 9.7492e-05 | 0.00010307 | 6.6412e-05 | 9.7492e-05 | 0.00018964 | 8.7511e-05
1 | 16 | 3 | 9.6319e-05 | 7.1086e-05 | 4.7779e-05 | 9.6319e-05 | 0.00019368 | 8.5813e-05 | 9.6319e-05 | 7.1086e-05 | 4.7779e-05 | 9.6319e-05 | 0.00019368 | 8.5813e-05
1 | 16 | 4 | 9.6473e-05 | 4.7828e-05 | 3.3129e-05 | 9.6473e-05 | 0.00019675 | 8.6691e-05 | 9.6473e-05 | 4.7828e-05 | 3.3129e-05 | 9.6473e-05 | 0.00019675 | 8.6691e-05
1 | 16 | 5 | 9.9444e-05 | 2.9833e-05 | 2.2439e-05 | 9.9444e-05 | 0.00019881 | 9.0737e-05 | 9.9444e-05 | 2.9833e-05 | 2.2439e-05 | 9.9444e-05 | 0.00019881 | 9.0737e-05
1 | 16 | 6 | 0.00010776 | 1.7982e-05 | 2.1912e-05 | 0.00010776 | 0.00020515 | 0.00010088 | 0.00010776 | 1.7982e-05 | 2.1912e-05 | 0.00010776 | 0.00020515 | 0.00010088
1 | 16 | 7 | 0.00012233 | 1.0474e-05 | 3.9359e-05 | 0.00012233 | 0.00022309 | 0.00011047 | 0.00012233 | 1.0474e-05 | 3.9359e-05 | 0.00012233 | 0.00022309 | 0.00011047
1 | 16 | 8 | 0.00012977 | 1.5064e-05 | 8.3741e-05 | 0.00012977 | 0.00022288 | 0.00011788 | 0.00012977 | 1.5064e-05 | 8.3741e-05 | 0.00012977 | 0.00022288 | 0.00011788
1 | 16 | 9 | 0.00013093 | 3.029e-05 | 0.00013245 | 0.00013093 | 0.00020471 | 0.00012158 | 0.00013093 | 3.029e-05 | 0.00013245 | 0.00013093 | 0.00020471 | 0.00012158
1 | 16 | 10 | 0.0001294 | 3.402e-05 | 0.00013119 | 0.0001294 | 0.00017613 | 0.00012349 | 0.0001294 | 3.402e-05 | 0.00013119 | 0.0001294 | 0.00017613 | 0.00012349
1 | 16 | 11 | 0.00012868 | 4.0383e-05 | 0.00010869 | 0.00012868 | 0.00014831 | 0.00012387 | 0.00012868 | 4.0383e-05 | 0.00010869 | 0.00012868 | 0.00014831 | 0.00012387
1 | 16 | 12 | 0.00012662 | 5.0222e-05 | 9.5191e-05 | 0.00012662 | 0.00012795 | 0.00012422 | 0.00012662 | 5.0222e-05 | 9.5191e-05 | 0.00012662 | 0.00012795 | 0.00012422
1 | 16 | 13 | 0.00012402 | 7.2502e-05 | 0.00010228 | 0.00012402 | 0.00011901 | 0.00012314 | 0.00012402 | 7.2502e-05 | 0.00010228 | 0.00012402 | 0.00011901 | 0.00012314
1 | 16 | 14 | 0.00012303 | 8.766e-05 | 0.0001146 | 0.00012303 | 0.0001159 | 0.00012328 | 0.00012303 | 8.766e-05 | 0.0001146 | 0.00012303 | 0.0001159 | 0.00012328
1 | 16 | 15 | 0.00012084 | 0.0001007 | 0.00012004 | 0.00012084 | 0.00011776 | 0.00012146 | 0.00012084 | 0.0001007 | 0.00012004 | 0.00012084 | 0.00011776 | 0.00012146
1 | 16 | 16 | 0.00011938 | 0.00013518 | 0.0001423 | 0.00011938 | 0.00012174 | 0.00012052 | 0.00011938 | 0.00013518 | 0.0001423 | 0.00011938 | 0.00012174 | 0.00012052
1 | 16 | 17 | 0.00012243 | 0.00016898 | 0.0001598 | 0.00012243 | 0.00013566 | 0.00012365 | 0.00012243 | 0.00016898 | 0.0001598 | 0.00012243 | 0.00013566 | 0.00012365
1 | 16 | 18 | 0.00013558 | 0.00021257 | 0.0001864 | 0.00013558 | 0.00013988 | 0.00012841 | 0.00013558 | 0.00021257 | 0.0001864 | 0.00013558 | 0.00013988 | 0.00012841
1 | 16 | 19 | 0.00014117 | 0.00024415 | 0.00020354 | 0.00014117 | 0.00015011 | 0.0001283 | 0.00014117 | 0.00024415 | 0.00020354 | 0.00014117 | 0.00015011 | 0.0001283
1 | 16 | 20 | 0.00013984 | 0.00025123 | 0.00019874 | 0.00013984 | 0.0001515 | 0.00012542 | 0.00013984 | 0.00025123 | 0.00019874 | 0.00013984 | 0.0001515 | 0.00012542
1 | 16 | 21 | 0.00013595 | 0.00024445 | 0.00018308 | 0.00013595 | 0.00015342 | 0.00012037 | 0.00013595 | 0.00024445 | 0.00018308 | 0.00013595 | 0.00015342 | 0.00012037
1 | 16 | 22 | 0.00012727 | 0.00023206 | 0.00016977 | 0.00012727 | 0.00016073 | 0.00011032 | 0.00012727 | 0.00023206 | 0.00016977 | 0.00012727 | 0.00016073 | 0.00011032
1 | 16 | 23 | 0.00011632 | 0.00021552 | 0.0001537 | 0.00011632 | 0.00016963 | 0.00010061 | 0.00011632 | 0.00021552 | 0.0001537 | 0.00011632 | 0.00016963 | 0.00010061
1 | 16 | 24 | 0.00010648 | 0.00018052 | 0.00012466 | 0.00010648 | 0.00017719 | 9.2987e-05 | 0.00010648 | 0.00018052 | 0.00012466 | 0.00010648 | 0.00017719 | 9.2987e-05
1 | 17 | 1 | 0.00010013 | 0.00013825 | 8.7285e-05 | 0.00010013 | 0.00018459 | 8.9811e-05 | 0.00010013 | 0.00013825 | 8.7285e-05 | 0.00010013 | 0.00018459 | 8.9811e-05
1 | 17 | 2 | 9.6161e-05 | 0.00010307 | 6.6412e-05 | 9.6161e-05 | 0.00018964 | 8.7511e-05 | 9.6161e-05 | 0.00010307 | 6.6412e-05 | 9.6161e-05 | 0.00018964 | 8.7511e-05
1 | 17 | 3 | 9.46e-05 | 7.1086e-05 | 4.7779e-05 | 9.46e-05 | 0.00019368 | 8.5813e-05 | 9.46e-05 | 7.1086e-05 | 4.7779e-05 | 9.46e-05 | 0.00019368 | 8.5813e-05
1 | 17 | 4 | 9.4717e-05 | 4.7828e-05 | 3.3129e-05 | 9.4717e-05 | 0.00019675 | 8.6691e-05 | 9.4717e-05 | 4.7828e-05 | 3.3129e-05 | 9.4717e-05 | 0.00019675 | 8.6691e-05
1 | 17 | 5 | 9.7584e-05 | 2.9833e-05 | 2.2439e-05 | 9.7584e-05 | 0.00019881 | 9.0737e-05 | 9.7584e-05 | 2.9833e-05 | 2.2439e-05 | 9.7584e-05 | 0.00019881 | 9.0737e-05
1 | 17 | 6 | 0.00010529 | 1.7982e-05 | 2.1912e-05 | 0.00010529 | 0.00020515 | 0.00010088 | 0.00010529 | 1.7982e-05 | 2.1912e-05 | 0.00010529 | 0.00020515 | 0.00010088
1 | 17 | 7 | 0.00011891 | 1.0474e-05 | 3.9359e-05 | 0.00011891 | 0.00022309 | 0.00011047 | 0.00011891 | 1.0474e-05 | 3.9359e-05 | 0.00011891 | 0.00022309 | 0.00011047
1 | 17 | 8 | 0.00012599 | 1.5064e-05 | 8.3741e-05 | 0.00012599 | 0.00022288 | 0.00011788 | 0.00012599 | 1.5064e-05 | 8.3741e-05 | 0.00012599 | 0.00022288 | 0.00011788
1 | 17 | 9 | 0.00012471 | 3.029e-05 | 0.00013245 | 0.00012471 | 0.00020471 | 0.00012158 | 0.00012471 | 3.029e-05 | 0.00013245 | 0.00012471 | 0.00020471 | 0.00012158
1 | 17 | 10 | 0.00012432 | 3.402e-05 | 0.00013119 | 0.00012432 | 0.00017613 | 0.00012349 | 0.00012432 | 3.402e-05 | 0.00013119 | 0.00012432 | 0.00017613 | 0.00012349
1 | 17 | 11 | 0.00012374 | 4.0383e-05 | 0.00010869 | 0.00012374 | 0.00014831 | 0.00012387 | 0.00012374 | 4.0383e-05 | 0.00010869 | 0.00012374 | 0.00014831 | 0.00012387
1 | 17 | 12 | 0.00012192 | 5.0222e-05 | 9.5191e-05 | 0.00012192 | 0.00012795 | 0.00012422 | 0.00012192 | 5.0222e-05 | 9.5191e-05 | 0.00012192 | 0.00012795 | 0.00012422
1 | 17 | 13 | 0.00011896 | 7.2502e-05 | 0.00010228 | 0.00011896 | 0.00011901 | 0.00012314 | 0.00011896 | 7.2502e-05 | 0.00010228 | 0.00011896 | 0.00011901 | 0.00012314
1 | 17 | 14 | 0.00011943 | 8.766e-05 | 0.0001146 | 0.00011943 | 0.0001159 | 0.00012328 | 0.00011943 | 8.766e-05 | 0.0001146 | 0.00011943 | 0.0001159 | 0.00012328
1 | 17 | 15 | 0.0001178 | 0.0001007 | 0.00012004 | 0.0001178 | 0.00011776 | 0.00012146 | 0.0001178 | 0.0001007 | 0.00012004 | 0.0001178 | 0.00011776 | 0.00012146
1 | 17 | 16 | 0.00011649 | 0.00013518 | 0.0001423 | 0.00011649 | 0.00012174 | 0.00012052 | 0.00011649 | 0.00013518 | 0.0001423 | 0.00011649 | 0.00012174 | 0.00012052
1 | 17 | 17 | 0.00011866 | 0.00016898 | 0.0001598 | 0.00011866 | 0.00013566 | 0.00012365 | 0.00011866 | 0.00016898 | 0.0001598 | 0.00011866 | 0.00013566 | 0.00012365
1 | 17 | 18 | 0.00013188 | 0.00021257 | 0.0001864 | 0.00013188 | 0.00013988 | 0.00012841 | 0.00013188 | 0.00021257 | 0.0001864 | 0.00013188 | 0.00013988 | 0.00012841
1 | 17 | 19 | 0.00013709 | 0.00024415 | 0.00020354 | 0.00013709 | 0.00015011 | 0.0001283 | 0.00013709 | 0.00024415 | 0.00020354 | 0.00013709 | 0.00015011 | 0.0001283
1 | 17 | 20 | 0.00013508 | 0.00025123 | 0.00019874 | 0.00013508 | 0.0001515 | 0.00012542 | 0.00013508 | 0.00025123 | 0.00019874 | 0.00013508 | 0.0001515 | 0.00012542
1 | 17 | 21 | 0.00013192 | 0.00024445 | 0.00018308 | 0.00013192 | 0.00015342 | 0.00012037 | 0.00013192 | 0.00024445 | 0.00018308 | 0.00013192 | 0.00015342 | 0.00012037
1 | 17 | 22 | 0.00012363 | 0.00023206 | 0.00016977 | 0.00012363 | 0.00016073 | 0.00011032 | 0.00012363 | 0.00023206 | 0.00016977 | 0.00012363 | 0.00016073 | 0.00011032
1 | 17 | 23 | 0.00011452 | 0.00021552 | 0.0001537 | 0.00011452 | 0.00016963 | 0.00010061 | 0.00011452 | 0.00021552 | 0.0001537 | 0.00011452 | 0.00016963 | 0.00010061
1 | 17 | 24 | 0.00010556 | 0.00018052 | 0.00012466 | 0.00010556 | 0.00017719 | 9.2987e-05 | 0.00010556 | 0.00018052 | 0.00012466 | 0.00010556 | 0.00017719 | 9.2987e-05
1 | 18 | 1 | 9.8333e-05 | 0.00013825 | 8.7285e-05 | 9.8333e-05 | 0.00018459 | 8.9811e-05 | 9.8333e-05 | 0.00013825 | 8.7285e-05 | 9.8333e-05 | 0.00018459 | 8.9811e-05
1 | 18 | 2 | 9.4392e-05 | 0.00010307 | 6.6412e-05 | 9.4392e-05 | 0.00018964 | 8.7511e-05 | 9.4392e-05 | 0.00010307 | 6.6412e-05 | 9.4392e-05 | 0.00018964 | 8.7511e-05
1 | 18 | 3 | 9.2748e-05 | 7.1086e-05 | 4.7779e-05 | 9.2748e-05 | 0.00019368 | 8.5813e-05 | 9.2748e-05 | 7.1086e-05 | 4.7779e-05 | 9.2748e-05 | 0.00019368 | 8.5813e-05
1 | 18 | 4 | 9.217e-05 | 4.7828e-05 | 3.3129e-05 | 9.217e-05 | 0.00019675 | 8.6691e-05 | 9.217e-05 | 4.7828e-05 | 3.3129e-05 | 9.217e-05 | 0.00019675 | 8.6691e-05
1 | 18 | 5 | 9.4633e-05 | 2.9833e-05 | 2.2439e-05 | 9.4633e-05 | 0.00019881 | 9.0737e-05 | 9.4633e-05 | 2.9833e-05 | 2.2439e-05 | 9.4633e-05 | 0.00019881 | 9.0737e-05
1 | 18 | 6 | 0.00010244 | 1.7982e-05 | 2.1912e-05 | 0.00010244 | 0.00020515 | 0.00010088 | 0.00010244 | 1.7982e-05 | 2.1912e-05 | 0.00010244 | 0.00020515 | 0.00010088
1 | 18 | 7 | 0.0001179 | 1.0474e-05 | 3.9359e-05 | 0.0001179 | 0.00022309 | 0.00011047 | 0.0001179 | 1.0474e-05 | 3.9359e-05 | 0.0001179 | 0.00022309 | 0.00011047
1 | 18 | 8 | 0.00012493 | 1.5064e-05 | 8.3741e-05 | 0.00012493 | 0.00022288 | 0.00011788 | 0.00012493 | 1.5064e-05 | 8.3741e-05 | 0.00012493 | 0.00022288 | 0.00011788
1 | 18 | 9 | 0.00012479 | 3.029e-05 | 0.00013245 | 0.00012479 | 0.00020471 | 0.00012158 | 0.00012479 | 3.029e-05 | 0.00013245 | 0.00012479 | 0.00020471 | 0.00012158
1 | 18 | 10 | 0.00012458 | 3.402e-05 | 0.00013119 | 0.00012458 | 0.00017613 | 0.00012349 | 0.00012458 | 3.402e-05 | 0.00013119 | 0.00012458 | 0.00017613 | 0.00012349
1 | 18 | 11 | 0.00012352 | 4.0383e-05 | 0.00010869 | 0.00012352 | 0.00014831 | 0.00012387 | 0.00012352 | 4.0383e-05 | 0.00010869 | 0.00012352 | 0.00014831 | 0.00012387
1 | 18 | 12 | 0.00012102 | 5.0222e-05 | 9.5191e-05 | 0.00012102 | 0.00012795 | 0.00012422 | 0.00012102 | 5.0222e-05 | 9.5191e-05 | 0.00012102 | 0.00012795 | 0.00012422
1 | 18 | 13 | 0.00011901 | 7.2502e-05 | 0.00010228 | 0.00011901 | 0.00011901 | 0.00012314 | 0.00011901 | 7.2502e-05 | 0.00010228 | 0.00011901 | 0.00011901 | 0.00012314
1 | 18 | 14 | 0.00011747 | 8.766e-05 | 0.0001146 | 0.00011747 | 0.0001159 | 0.00012328 | 0.00011747 | 8.766e-05 | 0.0001146 | 0.00011747 | 0.0001159 | 0.00012328
1 | 18 | 15 | 0.00011555 | 0.0001007 | 0.00012004 | 0.00011555 | 0.00011776 | 0.00012146 | 0.00011555 | 0.0001007 | 0.00012004 | 0.00011555 | 0.00011776 | 0.00012146
1 | 18 | 16 | 0.00011405 | 0.00013518 | 0.0001423 | 0.00011405 | 0.00012174 | 0.00012052 | 0.00011405 | 0.00013518 | 0.0001423 | 0.00011405 | 0.00012174 | 0.00012052
1 | 18 | 17 | 0.00011596 | 0.00016898 | 0.0001598 | 0.00011596 | 0.00013566 | 0.00012365 | 0.00011596 | 0.00016898 | 0.0001598 | 0.00011596 | 0.00013566 | 0.00012365
1 | 18 | 18 | 0.00012709 | 0.00021257 | 0.0001864 | 0.00012709 | 0.00013988 | 0.00012841 | 0.00012709 | 0.00021257 | 0.0001864 | 0.00012709 | 0.00013988 | 0.00012841
1 | 18 | 19 | 0.00013346 | 0.00024415 | 0.00020354 | 0.00013346 | 0.00015011 | 0.0001283 | 0.00013346 | 0.00024415 | 0.00020354 | 0.00013346 | 0.00015011 | 0.0001283
1 | 18 | 20 | 0.00013173 | 0.00025123 | 0.00019874 | 0.00013173 | 0.0001515 | 0.00012542 | 0.00013173 | 0.00025123 | 0.00019874 | 0.00013173 | 0.0001515 | 0.00012542
1 | 18 | 21 | 0.00012727 | 0.00024445 | 0.00018308 | 0.00012727 | 0.00015342 | 0.00012037 | 0.00012727 | 0.00024445 | 0.00018308 | 0.00012727 | 0.00015342 | 0.00012037
1 | 18 | 22 | 0.00011997 | 0.00023206 | 0.00016977 | 0.00011997 | 0.00016073 | 0.00011032 | 0.00011997 | 0.00023206 | 0.00016977 | 0.00011997 | 0.00016073 | 0.00011032
1 | 18 | 23 | 0.00011055 | 0.00021552 | 0.0001537 | 0.00011055 | 0.00016963 | 0.00010061 | 0.00011055 | 0.00021552 | 0.0001537 | 0.00011055 | 0.00016963 | 0.00010061
1 | 18 | 24 | 0.00010019 | 0.00018052 | 0.00012466 | 0.00010019 | 0.00017719 | 9.2987e-05 | 0.00010019 | 0.00018052 | 0.00012466 | 0.00010019 | 0.00017719 | 9.2987e-05
1 | 19 | 1 | 9.3714e-05 | 0.00013825 | 8.7285e-05 | 9.3714e-05 | 0.00018459 | 8.9811e-05 | 9.3714e-05 | 0.00013825 | 8.7285e-05 | 9.3714e-05 | 0.00018459 | 8.9811e-05
1 | 19 | 2 | 9.041e-05 | 0.00010307 | 6.6412e-05 | 9.041e-05 | 0.00018964 | 8.7511e-05 | 9.041e-05 | 0.00010307 | 6.6412e-05 | 9.041e-05 | 0.00018964 | 8.7511e-05
1 | 19 | 3 | 8.8745e-05 | 7.1086e-05 | 4.7779e-05 | 8.8745e-05 | 0.00019368 | 8.5813e-05 | 8.8745e-05 | 7.1086e-05 | 4.7779e-05 | 8.8745e-05 | 0.00019368 | 8.5813e-05
1 | 19 | 4 | 8.9507e-05 | 4.7828e-05 | 3.3129e-05 | 8.9507e-05 | 0.00019675 | 8.6691e-05 | 8.9507e-05 | 4.7828e-05 | 3.3129e-05 | 8.9507e-05 | 0.00019675 | 8.6691e-05
1 | 19 | 5 | 9.2262e-05 | 2.9833e-05 | 2.2439e-05 | 9.2262e-05 | 0.00019881 | 9.0737e-05 | 9.2262e-05 | 2.9833e-05 | 2.2439e-05 | 9.2262e-05 | 0.00019881 | 9.0737e-05
1 | 19 | 6 | 0.00010029 | 1.7982e-05 | 2.1912e-05 | 0.00010029 | 0.00020515 | 0.00010088 | 0.00010029 | 1.7982e-05 | 2.1912e-05 | 0.00010029 | 0.00020515 | 0.00010088
1 | 19 | 7 | 0.0001136 | 1.0474e-05 | 3.9359e-05 | 0.0001136 | 0.00022309 | 0.00011047 | 0.0001136 | 1.0474e-05 | 3.9359e-05 | 0.0001136 | 0.00022309 | 0.00011047
1 | 19 | 8 | 0.00012115 | 1.5064e-05 | 8.3741e-05 | 0.00012115 | 0.00022288 | 0.00011788 | 0.00012115 | 1.5064e-05 | 8.3741e-05 | 0.00012115 | 0.00022288 | 0.00011788
1 | 19 | 9 | 0.00012148 | 3.029e-05 | 0.00013245 | 0.00012148 | 0.00020471 | 0.00012158 | 0.00012148 | 3.029e-05 | 0.00013245 | 0.00012148 | 0.00020471 | 0.00012158
1 | 19 | 10 | 0.00012185 | 3.402e-05 | 0.00013119 | 0.00012185 | 0.00017613 | 0.00012349 | 0.00012185 | 3.402e-05 | 0.00013119 | 0.00012185 | 0.00017613 | 0.00012349
1 | 19 | 11 | 0.00012264 | 4.0383e-05 | 0.00010869 | 0.00012264 | 0.00014831 | 0.00012387 | 0.00012264 | 4.0383e-05 | 0.00010869 | 0.00012264 | 0.00014831 | 0.00012387
1 | 19 | 12 | 0.00012044 | 5.0222e-05 | 9.5191e-05 | 0.00012044 | 0.00012795 | 0.00012422 | 0.00012044 | 5.0222e-05 | 9.5191e-05 | 0.00012044 | 0.00012795 | 0.00012422
1 | 19 | 13 | 0.00011855 | 7.2502e-05 | 0.00010228 | 0.00011855 | 0.00011901 | 0.00012314 | 0.00011855 | 7.2502e-05 | 0.00010228 | 0.00011855 | 0.00011901 | 0.00012314
1 | 19 | 14 | 0.00011809 | 8.766e-05 | 0.0001146 | 0.00011809 | 0.0001159 | 0.00012328 | 0.00011809 | 8.766e-05 | 0.0001146 | 0.00011809 | 0.0001159 | 0.00012328
1 | 19 | 15 | 0.00011546 | 0.0001007 | 0.00012004 | 0.00011546 | 0.00011776 | 0.00012146 | 0.00011546 | 0.0001007 | 0.00012004 | 0.00011546 | 0.00011776 | 0.00012146
1 | 19 | 16 | 0.00011293 | 0.00013518 | 0.0001423 | 0.00011293 | 0.00012174 | 0.00012052 | 0.00011293 | 0.00013518 | 0.0001423 | 0.00011293 | 0.00012174 | 0.00012052
1 | 19 | 17 | 0.00011362 | 0.00016898 | 0.0001598 | 0.00011362 | 0.00013566 | 0.00012365 | 0.00011362 | 0.00016898 | 0.0001598 | 0.00011362 | 0.00013566 | 0.00012365
1 | 19 | 18 | 0.00012441 | 0.00021257 | 0.0001864 | 0.00012441 | 0.00013988 | 0.00012841 | 0.00012441 | 0.00021257 | 0.0001864 | 0.00012441 | 0.00013988 | 0.00012841
1 | 19 | 19 | 0.00012918 | 0.00024415 | 0.00020354 | 0.00012918 | 0.00015011 | 0.0001283 | 0.00012918 | 0.00024415 | 0.00020354 | 0.00012918 | 0.00015011 | 0.0001283
1 | 19 | 20 | 0.00012575 | 0.00025123 | 0.00019874 | 0.00012575 | 0.0001515 | 0.00012542 | 0.00012575 | 0.00025123 | 0.00019874 | 0.00012575 | 0.0001515 | 0.00012542
1 | 19 | 21 | 0.00012312 | 0.00024445 | 0.00018308 | 0.00012312 | 0.00015342 | 0.00012037 | 0.00012312 | 0.00024445 | 0.00018308 | 0.00012312 | 0.00015342 | 0.00012037
1 | 19 | 22 | 0.0001172 | 0.00023206 | 0.00016977 | 0.0001172 | 0.00016073 | 0.00011032 | 0.0001172 | 0.00023206 | 0.00016977 | 0.0001172 | 0.00016073 | 0.00011032
1 | 19 | 23 | 0.00010933 | 0.00021552 | 0.0001537 | 0.00010933 | 0.00016963 | 0.00010061 | 0.00010933 | 0.00021552 | 0.0001537 | 0.00010933 | 0.00016963 | 0.00010061
1 | 19 | 24 | 0.00010094 | 0.00018052 | 0.00012466 | 0.00010094 | 0.00017719 | 9.2987e-05 | 0.00010094 | 0.00018052 | 0.00012466 | 0.00010094 | 0.00017719 | 9.2987e-05
1 | 20 | 1 | 9.3814e-05 | 0.00013825 | 8.7285e-05 | 9.3814e-05 | 0.00018459 | 8.9811e-05 | 9.3814e-05 | 0.00013825 | 8.7285e-05 | 9.3814e-05 | 0.00018459 | 8.9811e-05
1 | 20 | 2 | 9.0019e-05 | 0.00010307 | 6.6412e-05 | 9.0019e-05 | 0.00018964 | 8.7511e-05 | 9.0019e-05 | 0.00010307 | 6.6412e-05 | 9.0019e-05 | 0.00018964 | 8.7511e-05
1 | 20 | 3 | 8.7921e-05 | 7.1086e-05 | 4.7779e-05 | 8.7921e-05 | 0.00019368 | 8.5813e-05 | 8.7921e-05 | 7.1086e-05 | 4.7779e-05 | 8.7921e-05 | 0.00019368 | 8.5813e-05
1 | 20 | 4 | 8.7418e-05 | 4.7828e-05 | 3.3129e-05 | 8.7418e-05 | 0.00019675 | 8.6691e-05 | 8.7418e-05 | 4.7828e-05 | 3.3129e-05 | 8.7418e-05 | 0.00019675 | 8.6691e-05
1 | 20 | 5 | 8.8329e-05 | 2.9833e-05 | 2.2439e-05 | 8.8329e-05 | 0.00019881 | 9.0737e-05 | 8.8329e-05 | 2.9833e-05 | 2.2439e-05 | 8.8329e-05 | 0.00019881 | 9.0737e-05
1 | 20 | 6 | 9.1088e-05 | 1.7982e-05 | 2.1912e-05 | 9.1088e-05 | 0.00020515 | 0.00010088 | 9.1088e-05 | 1.7982e-05 | 2.1912e-05 | 9.1088e-05 | 0.00020515 | 0.00010088
1 | 20 | 7 | 9.5886e-05 | 1.0474e-05 | 3.9359e-05 | 9.5886e-05 | 0.00022309 | 0.00011047 | 9.5886e-05 | 1.0474e-05 | 3.9359e-05 | 9.5886e-05 | 0.00022309 | 0.00011047
1 | 20 | 8 | 9.9065e-05 | 1.5064e-05 | 8.3741e-05 | 9.9065e-05 | 0.00022288 | 0.00011788 | 9.9065e-05 | 1.5064e-05 | 8.3741e-05 | 9.9065e-05 | 0.00022288 | 0.00011788
1 | 20 | 9 | 0.00010413 | 3.029e-05 | 0.00013245 | 0.00010413 | 0.00020471 | 0.00012158 | 0.00010413 | 3.029e-05 | 0.00013245 | 0.00010413 | 0.00020471 | 0.00012158
1 | 20 | 10 | 0.00010708 | 3.402e-05 | 0.00013119 | 0.00010708 | 0.00017613 | 0.00012349 | 0.00010708 | 3.402e-05 | 0.00013119 | 0.00010708 | 0.00017613 | 0.00012349
1 | 20 | 11 | 0.00010805 | 4.0383e-05 | 0.00010869 | 0.00010805 | 0.00014831 | 0.00012387 | 0.00010805 | 4.0383e-05 | 0.00010869 | 0.00010805 | 0.00014831 | 0.00012387
1 | 20 | 12 | 0.00010692 | 5.0222e-05 | 9.5191e-05 | 0.00010692 | 0.00012795 | 0.00012422 | 0.00010692 | 5.0222e-05 | 9.5191e-05 | 0.00010692 | 0.00012795 | 0.00012422
1 | 20 | 13 | 0.00010457 | 7.2502e-05 | 0.00010228 | 0.00010457 | 0.00011901 | 0.00012314 | 0.00010457 | 7.2502e-05 | 0.00010228 | 0.00010457 | 0.00011901 | 0.00012314
1 | 20 | 14 | 0.00010195 | 8.766e-05 | 0.0001146 | 0.00010195 | 0.0001159 | 0.00012328 | 0.00010195 | 8.766e-05 | 0.0001146 | 0.00010195 | 0.0001159 | 0.00012328
1 | 20 | 15 | 0.00010006 | 0.0001007 | 0.00012004 | 0.00010006 | 0.00011776 | 0.00012146 | 0.00010006 | 0.0001007 | 0.00012004 | 0.00010006 | 0.00011776 | 0.00012146
1 | 20 | 16 | 9.9169e-05 | 0.00013518 | 0.0001423 | 9.9169e-05 | 0.00012174 | 0.00012052 | 9.9169e-05 | 0.00013518 | 0.0001423 | 9.9169e-05 | 0.00012174 | 0.00012052
1 | 20 | 17 | 0.00010144 | 0.00016898 | 0.0001598 | 0.00010144 | 0.00013566 | 0.00012365 | 0.00010144 | 0.00016898 | 0.0001598 | 0.00010144 | 0.00013566 | 0.00012365
1 | 20 | 18 | 0.00011424 | 0.00021257 | 0.0001864 | 0.00011424 | 0.00013988 | 0.00012841 | 0.00011424 | 0.00021257 | 0.0001864 | 0.00011424 | 0.00013988 | 0.00012841
1 | 20 | 19 | 0.00011945 | 0.00024415 | 0.00020354 | 0.00011945 | 0.00015011 | 0.0001283 | 0.00011945 | 0.00024415 | 0.00020354 | 0.00011945 | 0.00015011 | 0.0001283
1 | 20 | 20 | 0.0001177 | 0.00025123 | 0.00019874 | 0.0001177 | 0.0001515 | 0.00012542 | 0.0001177 | 0.00025123 | 0.00019874 | 0.0001177 | 0.0001515 | 0.00012542
1 | 20 | 21 | 0.00011494 | 0.00024445 | 0.00018308 | 0.00011494 | 0.00015342 | 0.00012037 | 0.00011494 | 0.00024445 | 0.00018308 | 0.00011494 | 0.00015342 | 0.00012037
1 | 20 | 22 | 0.00010935 | 0.00023206 | 0.00016977 | 0.00010935 | 0.00016073 | 0.00011032 | 0.00010935 | 0.00023206 | 0.00016977 | 0.00010935 | 0.00016073 | 0.00011032
1 | 20 | 23 | 0.00010332 | 0.00021552 | 0.0001537 | 0.00010332 | 0.00016963 | 0.00010061 | 0.00010332 | 0.00021552 | 0.0001537 | 0.00010332 | 0.00016963 | 0.00010061
1 | 20 | 24 | 9.6098e-05 | 0.00018052 | 0.00012466 | 9.6098e-05 | 0.00017719 | 9.2987e-05 | 9.6098e-05 | 0.00018052 | 0.00012466 | 9.6098e-05 | 0.00017719 | 9.2987e-05
1 | 21 | 1 | 9.0838e-05 | 0.00013825 | 8.7285e-05 | 9.0838e-05 | 0.00018459 | 8.9811e-05 | 9.0838e-05 | 0.00013825 | 8.7285e-05 | 9.0838e-05 | 0.00018459 | 8.9811e-05
1 | 21 | 2 | 8.7048e-05 | 0.00010307 | 6.6412e-05 | 8.7048e-05 | 0.00018964 | 8.7511e-05 | 8.7048e-05 | 0.00010307 | 6.6412e-05 | 8.7048e-05 | 0.00018964 | 8.7511e-05
1 | 21 | 3 | 8.505e-05 | 7.1086e-05 | 4.7779e-05 | 8.505e-05 | 0.00019368 | 8.5813e-05 | 8.505e-05 | 7.1086e-05 | 4.7779e-05 | 8.505e-05 | 0.00019368 | 8.5813e-05
1 | 21 | 4 | 8.4376e-05 | 4.7828e-05 | 3.3129e-05 | 8.4376e-05 | 0.00019675 | 8.6691e-05 | 8.4376e-05 | 4.7828e-05 | 3.3129e-05 | 8.4376e-05 | 0.00019675 | 8.6691e-05
1 | 21 | 5 | 8.5466e-05 | 2.9833e-05 | 2.2439e-05 | 8.5466e-05 | 0.00019881 | 9.0737e-05 | 8.5466e-05 | 2.9833e-05 | 2.2439e-05 | 8.5466e-05 | 0.00019881 | 9.0737e-05
1 | 21 | 6 | 8.7347e-05 | 1.7982e-05 | 2.1912e-05 | 8.7347e-05 | 0.00020515 | 0.00010088 | 8.7347e-05 | 1.7982e-05 | 2.1912e-05 | 8.7347e-05 | 0.00020515 | 0.00010088
1 | 21 | 7 | 8.9611e-05 | 1.0474e-05 | 3.9359e-05 | 8.9611e-05 | 0.00022309 | 0.00011047 | 8.9611e-05 | 1.0474e-05 | 3.9359e-05 | 8.9611e-05 | 0.00022309 | 0.00011047
1 | 21 | 8 | 9.1683e-05 | 1.5064e-05 | 8.3741e-05 | 9.1683e-05 | 0.00022288 | 0.00011788 | 9.1683e-05 | 1.5064e-05 | 8.3741e-05 | 9.1683e-05 | 0.00022288 | 0.00011788
1 | 21 | 9 | 9.6015e-05 | 3.029e-05 | 0.00013245 | 9.6015e-05 | 0.00020471 | 0.00012158 | 9.6015e-05 | 3.029e-05 | 0.00013245 | 9.6015e-05 | 0.00020471 | 0.00012158
1 | 21 | 10 | 9.8799e-05 | 3.402e-05 | 0.00013119 | 9.8799e-05 | 0.00017613 | 0.00012349 | 9.8799e-05 | 3.402e-05 | 0.00013119 | 9.8799e-05 | 0.00017613 | 0.00012349
1 | 21 | 11 | 9.9922e-05 | 4.0383e-05 | 0.00010869 | 9.9922e-05 | 0.00014831 | 0.00012387 | 9.9922e-05 | 4.0383e-05 | 0.00010869 | 9.9922e-05 | 0.00014831 | 0.00012387
1 | 21 | 12 | 9.9793e-05 | 5.0222e-05 | 9.5191e-05 | 9.9793e-05 | 0.00012795 | 0.00012422 | 9.9793e-05 | 5.0222e-05 | 9.5191e-05 | 9.9793e-05 | 0.00012795 | 0.00012422
1 | 21 | 13 | 9.9057e-05 | 7.2502e-05 | 0.00010228 | 9.9057e-05 | 0.00011901 | 0.00012314 | 9.9057e-05 | 7.2502e-05 | 0.00010228 | 9.9057e-05 | 0.00011901 | 0.00012314
1 | 21 | 14 | 9.7904e-05 | 8.766e-05 | 0.0001146 | 9.7904e-05 | 0.0001159 | 0.00012328 | 9.7904e-05 | 8.766e-05 | 0.0001146 | 9.7904e-05 | 0.0001159 | 0.00012328
1 | 21 | 15 | 9.6889e-05 | 0.0001007 | 0.00012004 | 9.6889e-05 | 0.00011776 | 0.00012146 | 9.6889e-05 | 0.0001007 | 0.00012004 | 9.6889e-05 | 0.00011776 | 0.00012146
1 | 21 | 16 | 9.688e-05 | 0.00013518 | 0.0001423 | 9.688e-05 | 0.00012174 | 0.00012052 | 9.688e-05 | 0.00013518 | 0.0001423 | 9.688e-05 | 0.00012174 | 0.00012052
1 | 21 | 17 | 9.9648e-05 | 0.00016898 | 0.0001598 | 9.9648e-05 | 0.00013566 | 0.00012365 | 9.9648e-05 | 0.00016898 | 0.0001598 | 9.9648e-05 | 0.00013566 | 0.00012365
1 | 21 | 18 | 0.00011346 | 0.00021257 | 0.0001864 | 0.00011346 | 0.00013988 | 0.00012841 | 0.00011346 | 0.00021257 | 0.0001864 | 0.00011346 | 0.00013988 | 0.00012841
1 | 21 | 19 | 0.00012112 | 0.00024415 | 0.00020354 | 0.00012112 | 0.00015011 | 0.0001283 | 0.00012112 | 0.00024415 | 0.00020354 | 0.00012112 | 0.00015011 | 0.0001283
1 | 21 | 20 | 0.0001196 | 0.00025123 | 0.00019874 | 0.0001196 | 0.0001515 | 0.00012542 | 0.0001196 | 0.00025123 | 0.00019874 | 0.0001196 | 0.0001515 | 0.00012542
1 | 21 | 21 | 0.0001178 | 0.00024445 | 0.00018308 | 0.0001178 | 0.00015342 | 0.00012037 | 0.0001178 | 0.00024445 | 0.00018308 | 0.0001178 | 0.00015342 | 0.00012037
1 | 21 | 22 | 0.00011091 | 0.00023206 | 0.00016977 | 0.00011091 | 0.00016073 | 0.00011032 | 0.00011091 | 0.00023206 | 0.00016977 | 0.00011091 | 0.00016073 | 0.00011032
1 | 21 | 23 | 0.00010204 | 0.00021552 | 0.0001537 | 0.00010204 | 0.00016963 | 0.00010061 | 0.00010204 | 0.00021552 | 0.0001537 | 0.00010204 | 0.00016963 | 0.00010061
1 | 21 | 24 | 9.3772e-05 | 0.00018052 | 0.00012466 | 9.3772e-05 | 0.00017719 | 9.2987e-05 | 9.3772e-05 | 0.00018052 | 0.00012466 | 9.3772e-05 | 0.00017719 | 9.2987e-05
1 | 22 | 1 | 8.9211e-05 | 0.00013825 | 8.7285e-05 | 8.9211e-05 | 0.00018459 | 8.9811e-05 | 8.9211e-05 | 0.00013825 | 8.7285e-05 | 8.9211e-05 | 0.00018459 | 8.9811e-05
1 | 22 | 2 | 8.582e-05 | 0.00010307 | 6.6412e-05 | 8.582e-05 | 0.00018964 | 8.7511e-05 | 8.582e-05 | 0.00010307 | 6.6412e-05 | 8.582e-05 | 0.00018964 | 8.7511e-05
1 | 22 | 3 | 8.4959e-05 | 7.1086e-05 | 4.7779e-05 | 8.4959e-05 | 0.00019368 | 8.5813e-05 | 8.4959e-05 | 7.1086e-05 | 4.7779e-05 | 8.4959e-05 | 0.00019368 | 8.5813e-05
1 | 22 | 4 | 8.5516e-05 | 4.7828e-05 | 3.3129e-05 | 8.5516e-05 | 0.00019675 | 8.6691e-05 | 8.5516e-05 | 4.7828e-05 | 3.3129e-05 | 8.5516e-05 | 0.00019675 | 8.6691e-05
1 | 22 | 5 | 8.9145e-05 | 2.9833e-05 | 2.2439e-05 | 8.9145e-05 | 0.00019881 | 9.0737e-05 | 8.9145e-05 | 2.9833e-05 | 2.2439e-05 | 8.9145e-05 | 0.00019881 | 9.0737e-05
1 | 22 | 6 | 9.7064e-05 | 1.7982e-05 | 2.1912e-05 | 9.7064e-05 | 0.00020515 | 0.00010088 | 9.7064e-05 | 1.7982e-05 | 2.1912e-05 | 9.7064e-05 | 0.00020515 | 0.00010088
1 | 22 | 7 | 0.00011204 | 1.0474e-05 | 3.9359e-05 | 0.00011204 | 0.00022309 | 0.00011047 | 0.00011204 | 1.0474e-05 | 3.9359e-05 | 0.00011204 | 0.00022309 | 0.00011047
1 | 22 | 8 | 0.00011971 | 1.5064e-05 | 8.3741e-05 | 0.00011971 | 0.00022288 | 0.00011788 | 0.00011971 | 1.5064e-05 | 8.3741e-05 | 0.00011971 | 0.00022288 | 0.00011788
1 | 22 | 9 | 0.00012047 | 3.029e-05 | 0.00013245 | 0.00012047 | 0.00020471 | 0.00012158 | 0.00012047 | 3.029e-05 | 0.00013245 | 0.00012047 | 0.00020471 | 0.00012158
1 | 22 | 10 | 0.00012074 | 3.402e-05 | 0.00013119 | 0.00012074 | 0.00017613 | 0.00012349 | 0.00012074 | 3.402e-05 | 0.00013119 | 0.00012074 | 0.00017613 | 0.00012349
1 | 22 | 11 | 0.00012079 | 4.0383e-05 | 0.00010869 | 0.00012079 | 0.00014831 | 0.00012387 | 0.00012079 | 4.0383e-05 | 0.00010869 | 0.00012079 | 0.00014831 | 0.00012387
1 | 22 | 12 | 0.00011933 | 5.0222e-05 | 9.5191e-05 | 0.00011933 | 0.00012795 | 0.00012422 | 0.00011933 | 5.0222e-05 | 9.5191e-05 | 0.00011933 | 0.00012795 | 0.00012422
1 | 22 | 13 | 0.00011811 | 7.2502e-05 | 0.00010228 | 0.00011811 | 0.00011901 | 0.00012314 | 0.00011811 | 7.2502e-05 | 0.00010228 | 0.00011811 | 0.00011901 | 0.00012314
1 | 22 | 14 | 0.00011702 | 8.766e-05 | 0.0001146 | 0.00011702 | 0.0001159 | 0.00012328 | 0.00011702 | 8.766e-05 | 0.0001146 | 0.00011702 | 0.0001159 | 0.00012328
1 | 22 | 15 | 0.00011502 | 0.0001007 | 0.00012004 | 0.00011502 | 0.00011776 | 0.00012146 | 0.00011502 | 0.0001007 | 0.00012004 | 0.00011502 | 0.00011776 | 0.00012146
1 | 22 | 16 | 0.00011324 | 0.00013518 | 0.0001423 | 0.00011324 | 0.00012174 | 0.00012052 | 0.00011324 | 0.00013518 | 0.0001423 | 0.00011324 | 0.00012174 | 0.00012052
1 | 22 | 17 | 0.00011398 | 0.00016898 | 0.0001598 | 0.00011398 | 0.00013566 | 0.00012365 | 0.00011398 | 0.00016898 | 0.0001598 | 0.00011398 | 0.00013566 | 0.00012365
1 | 22 | 18 | 0.00012547 | 0.00021257 | 0.0001864 | 0.00012547 | 0.00013988 | 0.00012841 | 0.00012547 | 0.00021257 | 0.0001864 | 0.00012547 | 0.00013988 | 0.00012841
1 | 22 | 19 | 0.00013248 | 0.00024415 | 0.00020354 | 0.00013248 | 0.00015011 | 0.0001283 | 0.00013248 | 0.00024415 | 0.00020354 | 0.00013248 | 0.00015011 | 0.0001283
1 | 22 | 20 | 0.00013067 | 0.00025123 | 0.00019874 | 0.00013067 | 0.0001515 | 0.00012542 | 0.00013067 | 0.00025123 | 0.00019874 | 0.00013067 | 0.0001515 | 0.00012542
1 | 22 | 21 | 0.00012688 | 0.00024445 | 0.00018308 | 0.00012688 | 0.00015342 | 0.00012037 | 0.00012688 | 0.00024445 | 0.00018308 | 0.00012688 | 0.00015342 | 0.00012037
1 | 22 | 22 | 0.00011933 | 0.00023206 | 0.00016977 | 0.00011933 | 0.00016073 | 0.00011032 | 0.00011933 | 0.00023206 | 0.00016977 | 0.00011933 | 0.00016073 | 0.00011032
1 | 22 | 23 | 0.00010911 | 0.00021552 | 0.0001537 | 0.00010911 | 0.00016963 | 0.00010061 | 0.00010911 | 0.00021552 | 0.0001537 | 0.00010911 | 0.00016963 | 0.00010061
1 | 22 | 24 | 9.9623e-05 | 0.00018052 | 0.00012466 | 9.9623e-05 | 0.00017719 | 9.2987e-05 | 9.9623e-05 | 0.00018052 | 0.00012466 | 9.9623e-05 | 0.00017719 | 9.2987e-05
1 | 23 | 1 | 9.3418e-05 | 0.00013825 | 8.7285e-05 | 9.3418e-05 | 0.00018459 | 8.9811e-05 | 9.3418e-05 | 0.00013825 | 8.7285e-05 | 9.3418e-05 | 0.00018459 | 8.9811e-05
1 | 23 | 2 | 9.0435e-05 | 0.00010307 | 6.6412e-05 | 9.0435e-05 | 0.00018964 | 8.7511e-05 | 9.0435e-05 | 0.00010307 | 6.6412e-05 | 9.0435e-05 | 0.00018964 | 8.7511e-05
1 | 23 | 3 | 8.9166e-05 | 7.1086e-05 | 4.7779e-05 | 8.9166e-05 | 0.00019368 | 8.5813e-05 | 8.9166e-05 | 7.1086e-05 | 4.7779e-05 | 8.9166e-05 | 0.00019368 | 8.5813e-05
1 | 23 | 4 | 8.9211e-05 | 4.7828e-05 | 3.3129e-05 | 8.9211e-05 | 0.00019675 | 8.6691e-05 | 8.9211e-05 | 4.7828e-05 | 3.3129e-05 | 8.9211e-05 | 0.00019675 | 8.6691e-05
1 | 23 | 5 | 9.2207e-05 | 2.9833e-05 | 2.2439e-05 | 9.2207e-05 | 0.00019881 | 9.0737e-05 | 9.2207e-05 | 2.9833e-05 | 2.2439e-05 | 9.2207e-05 | 0.00019881 | 9.0737e-05
1 | 23 | 6 | 0.00010028 | 1.7982e-05 | 2.1912e-05 | 0.00010028 | 0.00020515 | 0.00010088 | 0.00010028 | 1.7982e-05 | 2.1912e-05 | 0.00010028 | 0.00020515 | 0.00010088
1 | 23 | 7 | 0.00011499 | 1.0474e-05 | 3.9359e-05 | 0.00011499 | 0.00022309 | 0.00011047 | 0.00011499 | 1.0474e-05 | 3.9359e-05 | 0.00011499 | 0.00022309 | 0.00011047
1 | 23 | 8 | 0.00012181 | 1.5064e-05 | 8.3741e-05 | 0.00012181 | 0.00022288 | 0.00011788 | 0.00012181 | 1.5064e-05 | 8.3741e-05 | 0.00012181 | 0.00022288 | 0.00011788
1 | 23 | 9 | 0.00012145 | 3.029e-05 | 0.00013245 | 0.00012145 | 0.00020471 | 0.00012158 | 0.00012145 | 3.029e-05 | 0.00013245 | 0.00012145 | 0.00020471 | 0.00012158
1 | 23 | 10 | 0.0001212 | 3.402e-05 | 0.00013119 | 0.0001212 | 0.00017613 | 0.00012349 | 0.0001212 | 3.402e-05 | 0.00013119 | 0.0001212 | 0.00017613 | 0.00012349
1 | 23 | 11 | 0.00012085 | 4.0383e-05 | 0.00010869 | 0.00012085 | 0.00014831 | 0.00012387 | 0.00012085 | 4.0383e-05 | 0.00010869 | 0.00012085 | 0.00014831 | 0.00012387
1 | 23 | 12 | 0.00011979 | 5.0222e-05 | 9.5191e-05 | 0.00011979 | 0.00012795 | 0.00012422 | 0.00011979 | 5.0222e-05 | 9.5191e-05 | 0.00011979 | 0.00012795 | 0.00012422
1 | 23 | 13 | 0.00011732 | 7.2502e-05 | 0.00010228 | 0.00011732 | 0.00011901 | 0.00012314 | 0.00011732 | 7.2502e-05 | 0.00010228 | 0.00011732 | 0.00011901 | 0.00012314
1 | 23 | 14 | 0.00011596 | 8.766e-05 | 0.0001146 | 0.00011596 | 0.0001159 | 0.00012328 | 0.00011596 | 8.766e-05 | 0.0001146 | 0.00011596 | 0.0001159 | 0.00012328
1 | 23 | 15 | 0.00011433 | 0.0001007 | 0.00012004 | 0.00011433 | 0.00011776 | 0.00012146 | 0.00011433 | 0.0001007 | 0.00012004 | 0.00011433 | 0.00011776 | 0.00012146
1 | 23 | 16 | 0.00011355 | 0.00013518 | 0.0001423 | 0.00011355 | 0.00012174 | 0.00012052 | 0.00011355 | 0.00013518 | 0.0001423 | 0.00011355 | 0.00012174 | 0.00012052
1 | 23 | 17 | 0.00011412 | 0.00016898 | 0.0001598 | 0.00011412 | 0.00013566 | 0.00012365 | 0.00011412 | 0.00016898 | 0.0001598 | 0.00011412 | 0.00013566 | 0.00012365
1 | 23 | 18 | 0.00012543 | 0.00021257 | 0.0001864 | 0.00012543 | 0.00013988 | 0.00012841 | 0.00012543 | 0.00021257 | 0.0001864 | 0.00012543 | 0.00013988 | 0.00012841
1 | 23 | 19 | 0.00013257 | 0.00024415 | 0.00020354 | 0.00013257 | 0.00015011 | 0.0001283 | 0.00013257 | 0.00024415 | 0.00020354 | 0.00013257 | 0.00015011 | 0.0001283
1 | 23 | 20 | 0.00013049 | 0.00025123 | 0.00019874 | 0.00013049 | 0.0001515 | 0.00012542 | 0.00013049 | 0.00025123 | 0.00019874 | 0.00013049 | 0.0001515 | 0.00012542
1 | 23 | 21 | 0.00012704 | 0.00024445 | 0.00018308 | 0.00012704 | 0.00015342 | 0.00012037 | 0.00012704 | 0.00024445 | 0.00018308 | 0.00012704 | 0.00015342 | 0.00012037
1 | 23 | 22 | 0.00011988 | 0.00023206 | 0.00016977 | 0.00011988 | 0.00016073 | 0.00011032 | 0.00011988 | 0.00023206 | 0.00016977 | 0.00011988 | 0.00016073 | 0.00011032
1 | 23 | 23 | 0.00010985 | 0.00021552 | 0.0001537 | 0.00010985 | 0.00016963 | 0.00010061 | 0.00010985 | 0.00021552 | 0.0001537 | 0.00010985 | 0.00016963 | 0.00010061
1 | 23 | 24 | 0.00010068 | 0.00018052 | 0.00012466 | 0.00010068 | 0.00017719 | 9.2987e-05 | 0.00010068 | 0.00018052 | 0.00012466 | 0.00010068 | 0.00017719 | 9.2987e-05
1 | 24 | 1 | 9.4646e-05 | 0.00013825 | 8.7285e-05 | 9.4646e-05 | 0.00018459 | 8.9811e-05 | 9.4646e-05 | 0.00013825 | 8.7285e-05 | 9.4646e-05 | 0.00018459 | 8.9811e-05
1 | 24 | 2 | 9.17e-05 | 0.00010307 | 6.6412e-05 | 9.17e-05 | 0.00018964 | 8.7511e-05 | 9.17e-05 | 0.00010307 | 6.6412e-05 | 9.17e-05 | 0.00018964 | 8.7511e-05
1 | 24 | 3 | 9.0189e-05 | 7.1086e-05 | 4.7779e-05 | 9.0189e-05 | 0.00019368 | 8.5813e-05 | 9.0189e-05 | 7.1086e-05 | 4.7779e-05 | 9.0189e-05 | 0.00019368 | 8.5813e-05
1 | 24 | 4 | 9.0372e-05 | 4.7828e-05 | 3.3129e-05 | 9.0372e-05 | 0.00019675 | 8.6691e-05 | 9.0372e-05 | 4.7828e-05 | 3.3129e-05 | 9.0372e-05 | 0.00019675 | 8.6691e-05
1 | 24 | 5 | 9.3527e-05 | 2.9833e-05 | 2.2439e-05 | 9.3527e-05 | 0.00019881 | 9.0737e-05 | 9.3527e-05 | 2.9833e-05 | 2.2439e-05 | 9.3527e-05 | 0.00019881 | 9.0737e-05
1 | 24 | 6 | 0.00010232 | 1.7982e-05 | 2.1912e-05 | 0.00010232 | 0.00020515 | 0.00010088 | 0.00010232 | 1.7982e-05 | 2.1912e-05 | 0.00010232 | 0.00020515 | 0.00010088
1 | 24 | 7 | 0.00011603 | 1.0474e-05 | 3.9359e-05 | 0.00011603 | 0.00022309 | 0.00011047 | 0.00011603 | 1.0474e-05 | 3.9359e-05 | 0.00011603 | 0.00022309 | 0.00011047
1 | 24 | 8 | 0.0001234 | 1.5064e-05 | 8.3741e-05 | 0.0001234 | 0.00022288 | 0.00011788 | 0.0001234 | 1.5064e-05 | 8.3741e-05 | 0.0001234 | 0.00022288 | 0.00011788
1 | 24 | 9 | 0.00012329 | 3.029e-05 | 0.00013245 | 0.00012329 | 0.00020471 | 0.00012158 | 0.00012329 | 3.029e-05 | 0.00013245 | 0.00012329 | 0.00020471 | 0.00012158
1 | 24 | 10 | 0.00012312 | 3.402e-05 | 0.00013119 | 0.00012312 | 0.00017613 | 0.00012349 | 0.00012312 | 3.402e-05 | 0.00013119 | 0.00012312 | 0.00017613 | 0.00012349
1 | 24 | 11 | 0.00012278 | 4.0383e-05 | 0.00010869 | 0.00012278 | 0.00014831 | 0.00012387 | 0.00012278 | 4.0383e-05 | 0.00010869 | 0.00012278 | 0.00014831 | 0.00012387
1 | 24 | 12 | 0.00012213 | 5.0222e-05 | 9.5191e-05 | 0.00012213 | 0.00012795 | 0.00012422 | 0.00012213 | 5.0222e-05 | 9.5191e-05 | 0.00012213 | 0.00012795 | 0.00012422
1 | 24 | 13 | 0.00012044 | 7.2502e-05 | 0.00010228 | 0.00012044 | 0.00011901 | 0.00012314 | 0.00012044 | 7.2502e-05 | 0.00010228 | 0.00012044 | 0.00011901 | 0.00012314
1 | 24 | 14 | 0.00011995 | 8.766e-05 | 0.0001146 | 0.00011995 | 0.0001159 | 0.00012328 | 0.00011995 | 8.766e-05 | 0.0001146 | 0.00011995 | 0.0001159 | 0.00012328
1 | 24 | 15 | 0.00011882 | 0.0001007 | 0.00012004 | 0.00011882 | 0.00011776 | 0.00012146 | 0.00011882 | 0.0001007 | 0.00012004 | 0.00011882 | 0.00011776 | 0.00012146
1 | 24 | 16 | 0.00011694 | 0.00013518 | 0.0001423 | 0.00011694 | 0.00012174 | 0.00012052 | 0.00011694 | 0.00013518 | 0.0001423 | 0.00011694 | 0.00012174 | 0.00012052
1 | 24 | 17 | 0.00011707 | 0.00016898 | 0.0001598 | 0.00011707 | 0.00013566 | 0.00012365 | 0.00011707 | 0.00016898 | 0.0001598 | 0.00011707 | 0.00013566 | 0.00012365
1 | 24 | 18 | 0.00012626 | 0.00021257 | 0.0001864 | 0.00012626 | 0.00013988 | 0.00012841 | 0.00012626 | 0.00021257 | 0.0001864 | 0.00012626 | 0.00013988 | 0.00012841
1 | 24 | 19 | 0.0001332 | 0.00024415 | 0.00020354 | 0.0001332 | 0.00015011 | 0.0001283 | 0.0001332 | 0.00024415 | 0.00020354 | 0.0001332 | 0.00015011 | 0.0001283
1 | 24 | 20 | 0.00013101 | 0.00025123 | 0.00019874 | 0.00013101 | 0.0001515 | 0.00012542 | 0.00013101 | 0.00025123 | 0.00019874 | 0.00013101 | 0.0001515 | 0.00012542
1 | 24 | 21 | 0.00012794 | 0.00024445 | 0.00018308 | 0.00012794 | 0.00015342 | 0.00012037 | 0.00012794 | 0.00024445 | 0.00018308 | 0.00012794 | 0.00015342 | 0.00012037
1 | 24 | 22 | 0.00012073 | 0.00023206 | 0.00016977 | 0.00012073 | 0.00016073 | 0.00011032 | 0.00012073 | 0.00023206 | 0.00016977 | 0.00012073 | 0.00016073 | 0.00011032
1 | 24 | 23 | 0.0001105 | 0.00021552 | 0.0001537 | 0.0001105 | 0.00016963 | 0.00010061 | 0.0001105 | 0.00021552 | 0.0001537 | 0.0001105 | 0.00016963 | 0.00010061
1 | 24 | 24 | 0.00010036 | 0.00018052 | 0.00012466 | 0.00010036 | 0.00017719 | 9.2987e-05 | 0.00010036 | 0.00018052 | 0.00012466 | 0.00010036 | 0.00017719 | 9.2987e-05
1 | 25 | 1 | 9.3522e-05 | 0.00013825 | 8.7285e-05 | 9.3522e-05 | 0.00018459 | 8.9811e-05 | 9.3522e-05 | 0.00013825 | 8.7285e-05 | 9.3522e-05 | 0.00018459 | 8.9811e-05
1 | 25 | 2 | 9.0235e-05 | 0.00010307 | 6.6412e-05 | 9.0235e-05 | 0.00018964 | 8.7511e-05 | 9.0235e-05 | 0.00010307 | 6.6412e-05 | 9.0235e-05 | 0.00018964 | 8.7511e-05
1 | 25 | 3 | 8.8583e-05 | 7.1086e-05 | 4.7779e-05 | 8.8583e-05 | 0.00019368 | 8.5813e-05 | 8.8583e-05 | 7.1086e-05 | 4.7779e-05 | 8.8583e-05 | 0.00019368 | 8.5813e-05
1 | 25 | 4 | 8.8621e-05 | 4.7828e-05 | 3.3129e-05 | 8.8621e-05 | 0.00019675 | 8.6691e-05 | 8.8621e-05 | 4.7828e-05 | 3.3129e-05 | 8.8621e-05 | 0.00019675 | 8.6691e-05
1 | 25 | 5 | 9.1558e-05 | 2.9833e-05 | 2.2439e-05 | 9.1558e-05 | 0.00019881 | 9.0737e-05 | 9.1558e-05 | 2.9833e-05 | 2.2439e-05 | 9.1558e-05 | 0.00019881 | 9.0737e-05
1 | 25 | 6 | 9.9777e-05 | 1.7982e-05 | 2.1912e-05 | 9.9777e-05 | 0.00020515 | 0.00010088 | 9.9777e-05 | 1.7982e-05 | 2.1912e-05 | 9.9777e-05 | 0.00020515 | 0.00010088
1 | 25 | 7 | 0.00011402 | 1.0474e-05 | 3.9359e-05 | 0.00011402 | 0.00022309 | 0.00011047 | 0.00011402 | 1.0474e-05 | 3.9359e-05 | 0.00011402 | 0.00022309 | 0.00011047
1 | 25 | 8 | 0.00012138 | 1.5064e-05 | 8.3741e-05 | 0.00012138 | 0.00022288 | 0.00011788 | 0.00012138 | 1.5064e-05 | 8.3741e-05 | 0.00012138 | 0.00022288 | 0.00011788
1 | 25 | 9 | 0.00012283 | 3.029e-05 | 0.00013245 | 0.00012283 | 0.00020471 | 0.00012158 | 0.00012283 | 3.029e-05 | 0.00013245 | 0.00012283 | 0.00020471 | 0.00012158
1 | 25 | 10 | 0.00012324 | 3.402e-05 | 0.00013119 | 0.00012324 | 0.00017613 | 0.00012349 | 0.00012324 | 3.402e-05 | 0.00013119 | 0.00012324 | 0.00017613 | 0.00012349
1 | 25 | 11 | 0.00012362 | 4.0383e-05 | 0.00010869 | 0.00012362 | 0.00014831 | 0.00012387 | 0.00012362 | 4.0383e-05 | 0.00010869 | 0.00012362 | 0.00014831 | 0.00012387
1 | 25 | 12 | 0.00012203 | 5.0222e-05 | 9.5191e-05 | 0.00012203 | 0.00012795 | 0.00012422 | 0.00012203 | 5.0222e-05 | 9.5191e-05 | 0.00012203 | 0.00012795 | 0.00012422
1 | 25 | 13 | 0.00012006 | 7.2502e-05 | 0.00010228 | 0.00012006 | 0.00011901 | 0.00012314 | 0.00012006 | 7.2502e-05 | 0.00010228 | 0.00012006 | 0.00011901 | 0.00012314
1 | 25 | 14 | 0.0001197 | 8.766e-05 | 0.0001146 | 0.0001197 | 0.0001159 | 0.00012328 | 0.0001197 | 8.766e-05 | 0.0001146 | 0.0001197 | 0.0001159 | 0.00012328
1 | 25 | 15 | 0.00011916 | 0.0001007 | 0.00012004 | 0.00011916 | 0.00011776 | 0.00012146 | 0.00011916 | 0.0001007 | 0.00012004 | 0.00011916 | 0.00011776 | 0.00012146
1 | 25 | 16 | 0.0001171 | 0.00013518 | 0.0001423 | 0.0001171 | 0.00012174 | 0.00012052 | 0.0001171 | 0.00013518 | 0.0001423 | 0.0001171 | 0.00012174 | 0.00012052
1 | 25 | 17 | 0.00011707 | 0.00016898 | 0.0001598 | 0.00011707 | 0.00013566 | 0.00012365 | 0.00011707 | 0.00016898 | 0.0001598 | 0.00011707 | 0.00013566 | 0.00012365
1 | 25 | 18 | 0.00012609 | 0.00021257 | 0.0001864 | 0.00012609 | 0.00013988 | 0.00012841 | 0.00012609 | 0.00021257 | 0.0001864 | 0.00012609 | 0.00013988 | 0.00012841
1 | 25 | 19 | 0.00013265 | 0.00024415 | 0.00020354 | 0.00013265 | 0.00015011 | 0.0001283 | 0.00013265 | 0.00024415 | 0.00020354 | 0.00013265 | 0.00015011 | 0.0001283
1 | 25 | 20 | 0.00012985 | 0.00025123 | 0.00019874 | 0.00012985 | 0.0001515 | 0.00012542 | 0.00012985 | 0.00025123 | 0.00019874 | 0.00012985 | 0.0001515 | 0.00012542
1 | 25 | 21 | 0.00012624 | 0.00024445 | 0.00018308 | 0.00012624 | 0.00015342 | 0.00012037 | 0.00012624 | 0.00024445 | 0.00018308 | 0.00012624 | 0.00015342 | 0.00012037
1 | 25 | 22 | 0.00011898 | 0.00023206 | 0.00016977 | 0.00011898 | 0.00016073 | 0.00011032 | 0.00011898 | 0.00023206 | 0.00016977 | 0.00011898 | 0.00016073 | 0.00011032
1 | 25 | 23 | 0.00010954 | 0.00021552 | 0.0001537 | 0.00010954 | 0.00016963 | 0.00010061 | 0.00010954 | 0.00021552 | 0.0001537 | 0.00010954 | 0.00016963 | 0.00010061
1 | 25 | 24 | 0.00010001 | 0.00018052 | 0.00012466 | 0.00010001 | 0.00017719 | 9.2987e-05 | 0.00010001 | 0.00018052 | 0.00012466 | 0.00010001 | 0.00017719 | 9.2987e-05
1 | 26 | 1 | 9.2736e-05 | 0.00013825 | 8.7285e-05 | 9.2736e-05 | 0.00018459 | 8.9811e-05 | 9.2736e-05 | 0.00013825 | 8.7285e-05 | 9.2736e-05 | 0.00018459 | 8.9811e-05
1 | 26 | 2 | 8.9494e-05 | 0.00010307 | 6.6412e-05 | 8.9494e-05 | 0.00018964 | 8.7511e-05 | 8.9494e-05 | 0.00010307 | 6.6412e-05 | 8.9494e-05 | 0.00018964 | 8.7511e-05
1 | 26 | 3 | 8.7955e-05 | 7.1086e-05 | 4.7779e-05 | 8.7955e-05 | 0.00019368 | 8.5813e-05 | 8.7955e-05 | 7.1086e-05 | 4.7779e-05 | 8.7955e-05 | 0.00019368 | 8.5813e-05
1 | 26 | 4 | 8.7792e-05 | 4.7828e-05 | 3.3129e-05 | 8.7792e-05 | 0.00019675 | 8.6691e-05 | 8.7792e-05 | 4.7828e-05 | 3.3129e-05 | 8.7792e-05 | 0.00019675 | 8.6691e-05
1 | 26 | 5 | 9.056e-05 | 2.9833e-05 | 2.2439e-05 | 9.056e-05 | 0.00019881 | 9.0737e-05 | 9.056e-05 | 2.9833e-05 | 2.2439e-05 | 9.056e-05 | 0.00019881 | 9.0737e-05
1 | 26 | 6 | 9.8483e-05 | 1.7982e-05 | 2.1912e-05 | 9.8483e-05 | 0.00020515 | 0.00010088 | 9.8483e-05 | 1.7982e-05 | 2.1912e-05 | 9.8483e-05 | 0.00020515 | 0.00010088
1 | 26 | 7 | 0.00011187 | 1.0474e-05 | 3.9359e-05 | 0.00011187 | 0.00022309 | 0.00011047 | 0.00011187 | 1.0474e-05 | 3.9359e-05 | 0.00011187 | 0.00022309 | 0.00011047
1 | 26 | 8 | 0.00011951 | 1.5064e-05 | 8.3741e-05 | 0.00011951 | 0.00022288 | 0.00011788 | 0.00011951 | 1.5064e-05 | 8.3741e-05 | 0.00011951 | 0.00022288 | 0.00011788
1 | 26 | 9 | 0.00012102 | 3.029e-05 | 0.00013245 | 0.00012102 | 0.00020471 | 0.00012158 | 0.00012102 | 3.029e-05 | 0.00013245 | 0.00012102 | 0.00020471 | 0.00012158
1 | 26 | 10 | 0.00012193 | 3.402e-05 | 0.00013119 | 0.00012193 | 0.00017613 | 0.00012349 | 0.00012193 | 3.402e-05 | 0.00013119 | 0.00012193 | 0.00017613 | 0.00012349
1 | 26 | 11 | 0.00012211 | 4.0383e-05 | 0.00010869 | 0.00012211 | 0.00014831 | 0.00012387 | 0.00012211 | 4.0383e-05 | 0.00010869 | 0.00012211 | 0.00014831 | 0.00012387
1 | 26 | 12 | 0.00012157 | 5.0222e-05 | 9.5191e-05 | 0.00012157 | 0.00012795 | 0.00012422 | 0.00012157 | 5.0222e-05 | 9.5191e-05 | 0.00012157 | 0.00012795 | 0.00012422
1 | 26 | 13 | 0.0001199 | 7.2502e-05 | 0.00010228 | 0.0001199 | 0.00011901 | 0.00012314 | 0.0001199 | 7.2502e-05 | 0.00010228 | 0.0001199 | 0.00011901 | 0.00012314
1 | 26 | 14 | 0.00011924 | 8.766e-05 | 0.0001146 | 0.00011924 | 0.0001159 | 0.00012328 | 0.00011924 | 8.766e-05 | 0.0001146 | 0.00011924 | 0.0001159 | 0.00012328
1 | 26 | 15 | 0.00011695 | 0.0001007 | 0.00012004 | 0.00011695 | 0.00011776 | 0.00012146 | 0.00011695 | 0.0001007 | 0.00012004 | 0.00011695 | 0.00011776 | 0.00012146
1 | 26 | 16 | 0.00011534 | 0.00013518 | 0.0001423 | 0.00011534 | 0.00012174 | 0.00012052 | 0.00011534 | 0.00013518 | 0.0001423 | 0.00011534 | 0.00012174 | 0.00012052
1 | 26 | 17 | 0.00011607 | 0.00016898 | 0.0001598 | 0.00011607 | 0.00013566 | 0.00012365 | 0.00011607 | 0.00016898 | 0.0001598 | 0.00011607 | 0.00013566 | 0.00012365
1 | 26 | 18 | 0.00012516 | 0.00021257 | 0.0001864 | 0.00012516 | 0.00013988 | 0.00012841 | 0.00012516 | 0.00021257 | 0.0001864 | 0.00012516 | 0.00013988 | 0.00012841
1 | 26 | 19 | 0.00012972 | 0.00024415 | 0.00020354 | 0.00012972 | 0.00015011 | 0.0001283 | 0.00012972 | 0.00024415 | 0.00020354 | 0.00012972 | 0.00015011 | 0.0001283
1 | 26 | 20 | 0.00012614 | 0.00025123 | 0.00019874 | 0.00012614 | 0.0001515 | 0.00012542 | 0.00012614 | 0.00025123 | 0.00019874 | 0.00012614 | 0.0001515 | 0.00012542
1 | 26 | 21 | 0.00012233 | 0.00024445 | 0.00018308 | 0.00012233 | 0.00015342 | 0.00012037 | 0.00012233 | 0.00024445 | 0.00018308 | 0.00012233 | 0.00015342 | 0.00012037
1 | 26 | 22 | 0.00011706 | 0.00023206 | 0.00016977 | 0.00011706 | 0.00016073 | 0.00011032 | 0.00011706 | 0.00023206 | 0.00016977 | 0.00011706 | 0.00016073 | 0.00011032
1 | 26 | 23 | 0.00010912 | 0.00021552 | 0.0001537 | 0.00010912 | 0.00016963 | 0.00010061 | 0.00010912 | 0.00021552 | 0.0001537 | 0.00010912 | 0.00016963 | 0.00010061
1 | 26 | 24 | 0.00010003 | 0.00018052 | 0.00012466 | 0.00010003 | 0.00017719 | 9.2987e-05 | 0.00010003 | 0.00018052 | 0.00012466 | 0.00010003 | 0.00017719 | 9.2987e-05
1 | 27 | 1 | 9.2499e-05 | 0.00013825 | 8.7285e-05 | 9.2499e-05 | 0.00018459 | 8.9811e-05 | 9.2499e-05 | 0.00013825 | 8.7285e-05 | 9.2499e-05 | 0.00018459 | 8.9811e-05
1 | 27 | 2 | 8.8854e-05 | 0.00010307 | 6.6412e-05 | 8.8854e-05 | 0.00018964 | 8.7511e-05 | 8.8854e-05 | 0.00010307 | 6.6412e-05 | 8.8854e-05 | 0.00018964 | 8.7511e-05
1 | 27 | 3 | 8.622e-05 | 7.1086e-05 | 4.7779e-05 | 8.622e-05 | 0.00019368 | 8.5813e-05 | 8.622e-05 | 7.1086e-05 | 4.7779e-05 | 8.622e-05 | 0.00019368 | 8.5813e-05
1 | 27 | 4 | 8.5188e-05 | 4.7828e-05 | 3.3129e-05 | 8.5188e-05 | 0.00019675 | 8.6691e-05 | 8.5188e-05 | 4.7828e-05 | 3.3129e-05 | 8.5188e-05 | 0.00019675 | 8.6691e-05
1 | 27 | 5 | 8.5849e-05 | 2.9833e-05 | 2.2439e-05 | 8.5849e-05 | 0.00019881 | 9.0737e-05 | 8.5849e-05 | 2.9833e-05 | 2.2439e-05 | 8.5849e-05 | 0.00019881 | 9.0737e-05
1 | 27 | 6 | 8.8354e-05 | 1.7982e-05 | 2.1912e-05 | 8.8354e-05 | 0.00020515 | 0.00010088 | 8.8354e-05 | 1.7982e-05 | 2.1912e-05 | 8.8354e-05 | 0.00020515 | 0.00010088
1 | 27 | 7 | 9.3364e-05 | 1.0474e-05 | 3.9359e-05 | 9.3364e-05 | 0.00022309 | 0.00011047 | 9.3364e-05 | 1.0474e-05 | 3.9359e-05 | 9.3364e-05 | 0.00022309 | 0.00011047
1 | 27 | 8 | 9.671e-05 | 1.5064e-05 | 8.3741e-05 | 9.671e-05 | 0.00022288 | 0.00011788 | 9.671e-05 | 1.5064e-05 | 8.3741e-05 | 9.671e-05 | 0.00022288 | 0.00011788
1 | 27 | 9 | 0.00010268 | 3.029e-05 | 0.00013245 | 0.00010268 | 0.00020471 | 0.00012158 | 0.00010268 | 3.029e-05 | 0.00013245 | 0.00010268 | 0.00020471 | 0.00012158
1 | 27 | 10 | 0.00010675 | 3.402e-05 | 0.00013119 | 0.00010675 | 0.00017613 | 0.00012349 | 0.00010675 | 3.402e-05 | 0.00013119 | 0.00010675 | 0.00017613 | 0.00012349
1 | 27 | 11 | 0.00010726 | 4.0383e-05 | 0.00010869 | 0.00010726 | 0.00014831 | 0.00012387 | 0.00010726 | 4.0383e-05 | 0.00010869 | 0.00010726 | 0.00014831 | 0.00012387
1 | 27 | 12 | 0.00010729 | 5.0222e-05 | 9.5191e-05 | 0.00010729 | 0.00012795 | 0.00012422 | 0.00010729 | 5.0222e-05 | 9.5191e-05 | 0.00010729 | 0.00012795 | 0.00012422
1 | 27 | 13 | 0.0001067 | 7.2502e-05 | 0.00010228 | 0.0001067 | 0.00011901 | 0.00012314 | 0.0001067 | 7.2502e-05 | 0.00010228 | 0.0001067 | 0.00011901 | 0.00012314
1 | 27 | 14 | 0.0001043 | 8.766e-05 | 0.0001146 | 0.0001043 | 0.0001159 | 0.00012328 | 0.0001043 | 8.766e-05 | 0.0001146 | 0.0001043 | 0.0001159 | 0.00012328
1 | 27 | 15 | 0.0001028 | 0.0001007 | 0.00012004 | 0.0001028 | 0.00011776 | 0.00012146 | 0.0001028 | 0.0001007 | 0.00012004 | 0.0001028 | 0.00011776 | 0.00012146
1 | 27 | 16 | 0.00010224 | 0.00013518 | 0.0001423 | 0.00010224 | 0.00012174 | 0.00012052 | 0.00010224 | 0.00013518 | 0.0001423 | 0.00010224 | 0.00012174 | 0.00012052
1 | 27 | 17 | 0.00010469 | 0.00016898 | 0.0001598 | 0.00010469 | 0.00013566 | 0.00012365 | 0.00010469 | 0.00016898 | 0.0001598 | 0.00010469 | 0.00013566 | 0.00012365
1 | 27 | 18 | 0.0001151 | 0.00021257 | 0.0001864 | 0.0001151 | 0.00013988 | 0.00012841 | 0.0001151 | 0.00021257 | 0.0001864 | 0.0001151 | 0.00013988 | 0.00012841
1 | 27 | 19 | 0.00012002 | 0.00024415 | 0.00020354 | 0.00012002 | 0.00015011 | 0.0001283 | 0.00012002 | 0.00024415 | 0.00020354 | 0.00012002 | 0.00015011 | 0.0001283
1 | 27 | 20 | 0.00011764 | 0.00025123 | 0.00019874 | 0.00011764 | 0.0001515 | 0.00012542 | 0.00011764 | 0.00025123 | 0.00019874 | 0.00011764 | 0.0001515 | 0.00012542
1 | 27 | 21 | 0.00011491 | 0.00024445 | 0.00018308 | 0.00011491 | 0.00015342 | 0.00012037 | 0.00011491 | 0.00024445 | 0.00018308 | 0.00011491 | 0.00015342 | 0.00012037
1 | 27 | 22 | 0.00011036 | 0.00023206 | 0.00016977 | 0.00011036 | 0.00016073 | 0.00011032 | 0.00011036 | 0.00023206 | 0.00016977 | 0.00011036 | 0.00016073 | 0.00011032
1 | 27 | 23 | 0.00010372 | 0.00021552 | 0.0001537 | 0.00010372 | 0.00016963 | 0.00010061 | 0.00010372 | 0.00021552 | 0.0001537 | 0.00010372 | 0.00016963 | 0.00010061
1 | 27 | 24 | 9.557e-05 | 0.00018052 | 0.00012466 | 9.557e-05 | 0.00017719 | 9.2987e-05 | 9.557e-05 | 0.00018052 | 0.00012466 | 9.557e-05 | 0.00017719 | 9.2987e-05
1 | 28 | 1 | 9.0135e-05 | 0.00013825 | 8.7285e-05 | 9.0135e-05 | 0.00018459 | 8.9811e-05 | 9.0135e-05 | 0.00013825 | 8.7285e-05 | 9.0135e-05 | 0.00018459 | 8.9811e-05
1 | 28 | 2 | 8.6374e-05 | 0.00010307 | 6.6412e-05 | 8.6374e-05 | 0.00018964 | 8.7511e-05 | 8.6374e-05 | 0.00010307 | 6.6412e-05 | 8.6374e-05 | 0.00018964 | 8.7511e-05
1 | 28 | 3 | 8.401e-05 | 7.1086e-05 | 4.7779e-05 | 8.401e-05 | 0.00019368 | 8.5813e-05 | 8.401e-05 | 7.1086e-05 | 4.7779e-05 | 8.401e-05 | 0.00019368 | 8.5813e-05
1 | 28 | 4 | 8.3024e-05 | 4.7828e-05 | 3.3129e-05 | 8.3024e-05 | 0.00019675 | 8.6691e-05 | 8.3024e-05 | 4.7828e-05 | 3.3129e-05 | 8.3024e-05 | 0.00019675 | 8.6691e-05
1 | 28 | 5 | 8.3144e-05 | 2.9833e-05 | 2.2439e-05 | 8.3144e-05 | 0.00019881 | 9.0737e-05 | 8.3144e-05 | 2.9833e-05 | 2.2439e-05 | 8.3144e-05 | 0.00019881 | 9.0737e-05
1 | 28 | 6 | 8.5009e-05 | 1.7982e-05 | 2.1912e-05 | 8.5009e-05 | 0.00020515 | 0.00010088 | 8.5009e-05 | 1.7982e-05 | 2.1912e-05 | 8.5009e-05 | 0.00020515 | 0.00010088
1 | 28 | 7 | 8.8333e-05 | 1.0474e-05 | 3.9359e-05 | 8.8333e-05 | 0.00022309 | 0.00011047 | 8.8333e-05 | 1.0474e-05 | 3.9359e-05 | 8.8333e-05 | 0.00022309 | 0.00011047
1 | 28 | 8 | 9.0547e-05 | 1.5064e-05 | 8.3741e-05 | 9.0547e-05 | 0.00022288 | 0.00011788 | 9.0547e-05 | 1.5064e-05 | 8.3741e-05 | 9.0547e-05 | 0.00022288 | 0.00011788
1 | 28 | 9 | 9.5586e-05 | 3.029e-05 | 0.00013245 | 9.5586e-05 | 0.00020471 | 0.00012158 | 9.5586e-05 | 3.029e-05 | 0.00013245 | 9.5586e-05 | 0.00020471 | 0.00012158
1 | 28 | 10 | 9.949e-05 | 3.402e-05 | 0.00013119 | 9.949e-05 | 0.00017613 | 0.00012349 | 9.949e-05 | 3.402e-05 | 0.00013119 | 9.949e-05 | 0.00017613 | 0.00012349
1 | 28 | 11 | 0.00010033 | 4.0383e-05 | 0.00010869 | 0.00010033 | 0.00014831 | 0.00012387 | 0.00010033 | 4.0383e-05 | 0.00010869 | 0.00010033 | 0.00014831 | 0.00012387
1 | 28 | 12 | 0.00010063 | 5.0222e-05 | 9.5191e-05 | 0.00010063 | 0.00012795 | 0.00012422 | 0.00010063 | 5.0222e-05 | 9.5191e-05 | 0.00010063 | 0.00012795 | 0.00012422
1 | 28 | 13 | 0.00010024 | 7.2502e-05 | 0.00010228 | 0.00010024 | 0.00011901 | 0.00012314 | 0.00010024 | 7.2502e-05 | 0.00010228 | 0.00010024 | 0.00011901 | 0.00012314
1 | 28 | 14 | 9.9386e-05 | 8.766e-05 | 0.0001146 | 9.9386e-05 | 0.0001159 | 0.00012328 | 9.9386e-05 | 8.766e-05 | 0.0001146 | 9.9386e-05 | 0.0001159 | 0.00012328
1 | 28 | 15 | 9.9227e-05 | 0.0001007 | 0.00012004 | 9.9227e-05 | 0.00011776 | 0.00012146 | 9.9227e-05 | 0.0001007 | 0.00012004 | 9.9227e-05 | 0.00011776 | 0.00012146
1 | 28 | 16 | 9.8661e-05 | 0.00013518 | 0.0001423 | 9.8661e-05 | 0.00012174 | 0.00012052 | 9.8661e-05 | 0.00013518 | 0.0001423 | 9.8661e-05 | 0.00012174 | 0.00012052
1 | 28 | 17 | 0.00010146 | 0.00016898 | 0.0001598 | 0.00010146 | 0.00013566 | 0.00012365 | 0.00010146 | 0.00016898 | 0.0001598 | 0.00010146 | 0.00013566 | 0.00012365
1 | 28 | 18 | 0.00011341 | 0.00021257 | 0.0001864 | 0.00011341 | 0.00013988 | 0.00012841 | 0.00011341 | 0.00021257 | 0.0001864 | 0.00011341 | 0.00013988 | 0.00012841
1 | 28 | 19 | 0.0001207 | 0.00024415 | 0.00020354 | 0.0001207 | 0.00015011 | 0.0001283 | 0.0001207 | 0.00024415 | 0.00020354 | 0.0001207 | 0.00015011 | 0.0001283
1 | 28 | 20 | 0.00011954 | 0.00025123 | 0.00019874 | 0.00011954 | 0.0001515 | 0.00012542 | 0.00011954 | 0.00025123 | 0.00019874 | 0.00011954 | 0.0001515 | 0.00012542
1 | 28 | 21 | 0.00011664 | 0.00024445 | 0.00018308 | 0.00011664 | 0.00015342 | 0.00012037 | 0.00011664 | 0.00024445 | 0.00018308 | 0.00011664 | 0.00015342 | 0.00012037
1 | 28 | 22 | 0.00010978 | 0.00023206 | 0.00016977 | 0.00010978 | 0.00016073 | 0.00011032 | 0.00010978 | 0.00023206 | 0.00016977 | 0.00010978 | 0.00016073 | 0.00011032
1 | 28 | 23 | 0.0001012 | 0.00021552 | 0.0001537 | 0.0001012 | 0.00016963 | 0.00010061 | 0.0001012 | 0.00021552 | 0.0001537 | 0.0001012 | 0.00016963 | 0.00010061
1 | 28 | 24 | 9.2312e-05 | 0.00018052 | 0.00012466 | 9.2312e-05 | 0.00017719 | 9.2987e-05 | 9.2312e-05 | 0.00018052 | 0.00012466 | 9.2312e-05 | 0.00017719 | 9.2987e-05
1 | 29 | 1 | 8.5612e-05 | 0.00013825 | 8.7285e-05 | 8.5612e-05 | 0.00018459 | 8.9811e-05 | 8.5612e-05 | 0.00013825 | 8.7285e-05 | 8.5612e-05 | 0.00018459 | 8.9811e-05
1 | 29 | 2 | 8.2699e-05 | 0.00010307 | 6.6412e-05 | 8.2699e-05 | 0.00018964 | 8.7511e-05 | 8.2699e-05 | 0.00010307 | 6.6412e-05 | 8.2699e-05 | 0.00018964 | 8.7511e-05
1 | 29 | 3 | 8.1443e-05 | 7.1086e-05 | 4.7779e-05 | 8.1443e-05 | 0.00019368 | 8.5813e-05 | 8.1443e-05 | 7.1086e-05 | 4.7779e-05 | 8.1443e-05 | 0.00019368 | 8.5813e-05
1 | 29 | 4 | 8.1775e-05 | 4.7828e-05 | 3.3129e-05 | 8.1775e-05 | 0.00019675 | 8.6691e-05 | 8.1775e-05 | 4.7828e-05 | 3.3129e-05 | 8.1775e-05 | 0.00019675 | 8.6691e-05
1 | 29 | 5 | 8.505e-05 | 2.9833e-05 | 2.2439e-05 | 8.505e-05 | 0.00019881 | 9.0737e-05 | 8.505e-05 | 2.9833e-05 | 2.2439e-05 | 8.505e-05 | 0.00019881 | 9.0737e-05
1 | 29 | 6 | 9.3855e-05 | 1.7982e-05 | 2.1912e-05 | 9.3855e-05 | 0.00020515 | 0.00010088 | 9.3855e-05 | 1.7982e-05 | 2.1912e-05 | 9.3855e-05 | 0.00020515 | 0.00010088
1 | 29 | 7 | 0.00010874 | 1.0474e-05 | 3.9359e-05 | 0.00010874 | 0.00022309 | 0.00011047 | 0.00010874 | 1.0474e-05 | 3.9359e-05 | 0.00010874 | 0.00022309 | 0.00011047
1 | 29 | 8 | 0.00011563 | 1.5064e-05 | 8.3741e-05 | 0.00011563 | 0.00022288 | 0.00011788 | 0.00011563 | 1.5064e-05 | 8.3741e-05 | 0.00011563 | 0.00022288 | 0.00011788
1 | 29 | 9 | 0.00011618 | 3.029e-05 | 0.00013245 | 0.00011618 | 0.00020471 | 0.00012158 | 0.00011618 | 3.029e-05 | 0.00013245 | 0.00011618 | 0.00020471 | 0.00012158
1 | 29 | 10 | 0.00011797 | 3.402e-05 | 0.00013119 | 0.00011797 | 0.00017613 | 0.00012349 | 0.00011797 | 3.402e-05 | 0.00013119 | 0.00011797 | 0.00017613 | 0.00012349
1 | 29 | 11 | 0.00011854 | 4.0383e-05 | 0.00010869 | 0.00011854 | 0.00014831 | 0.00012387 | 0.00011854 | 4.0383e-05 | 0.00010869 | 0.00011854 | 0.00014831 | 0.00012387
1 | 29 | 12 | 0.00011755 | 5.0222e-05 | 9.5191e-05 | 0.00011755 | 0.00012795 | 0.00012422 | 0.00011755 | 5.0222e-05 | 9.5191e-05 | 0.00011755 | 0.00012795 | 0.00012422
1 | 29 | 13 | 0.00011699 | 7.2502e-05 | 0.00010228 | 0.00011699 | 0.00011901 | 0.00012314 | 0.00011699 | 7.2502e-05 | 0.00010228 | 0.00011699 | 0.00011901 | 0.00012314
1 | 29 | 14 | 0.00011581 | 8.766e-05 | 0.0001146 | 0.00011581 | 0.0001159 | 0.00012328 | 0.00011581 | 8.766e-05 | 0.0001146 | 0.00011581 | 0.0001159 | 0.00012328
1 | 29 | 15 | 0.00011498 | 0.0001007 | 0.00012004 | 0.00011498 | 0.00011776 | 0.00012146 | 0.00011498 | 0.0001007 | 0.00012004 | 0.00011498 | 0.00011776 | 0.00012146
1 | 29 | 16 | 0.0001139 | 0.00013518 | 0.0001423 | 0.0001139 | 0.00012174 | 0.00012052 | 0.0001139 | 0.00013518 | 0.0001423 | 0.0001139 | 0.00012174 | 0.00012052
1 | 29 | 17 | 0.00011512 | 0.00016898 | 0.0001598 | 0.00011512 | 0.00013566 | 0.00012365 | 0.00011512 | 0.00016898 | 0.0001598 | 0.00011512 | 0.00013566 | 0.00012365
1 | 29 | 18 | 0.00012465 | 0.00021257 | 0.0001864 | 0.00012465 | 0.00013988 | 0.00012841 | 0.00012465 | 0.00021257 | 0.0001864 | 0.00012465 | 0.00013988 | 0.00012841
1 | 29 | 19 | 0.00013092 | 0.00024415 | 0.00020354 | 0.00013092 | 0.00015011 | 0.0001283 | 0.00013092 | 0.00024415 | 0.00020354 | 0.00013092 | 0.00015011 | 0.0001283
1 | 29 | 20 | 0.00012872 | 0.00025123 | 0.00019874 | 0.00012872 | 0.0001515 | 0.00012542 | 0.00012872 | 0.00025123 | 0.00019874 | 0.00012872 | 0.0001515 | 0.00012542
1 | 29 | 21 | 0.00012444 | 0.00024445 | 0.00018308 | 0.00012444 | 0.00015342 | 0.00012037 | 0.00012444 | 0.00024445 | 0.00018308 | 0.00012444 | 0.00015342 | 0.00012037
1 | 29 | 22 | 0.0001161 | 0.00023206 | 0.00016977 | 0.0001161 | 0.00016073 | 0.00011032 | 0.0001161 | 0.00023206 | 0.00016977 | 0.0001161 | 0.00016073 | 0.00011032
1 | 29 | 23 | 0.00010527 | 0.00021552 | 0.0001537 | 0.00010527 | 0.00016963 | 0.00010061 | 0.00010527 | 0.00021552 | 0.0001537 | 0.00010527 | 0.00016963 | 0.00010061
1 | 29 | 24 | 9.5266e-05 | 0.00018052 | 0.00012466 | 9.5266e-05 | 0.00017719 | 9.2987e-05 | 9.5266e-05 | 0.00018052 | 0.00012466 | 9.5266e-05 | 0.00017719 | 9.2987e-05
1 | 30 | 1 | 8.8666e-05 | 0.00013825 | 8.7285e-05 | 8.8666e-05 | 0.00018459 | 8.9811e-05 | 8.8666e-05 | 0.00013825 | 8.7285e-05 | 8.8666e-05 | 0.00018459 | 8.9811e-05
1 | 30 | 2 | 8.5783e-05 | 0.00010307 | 6.6412e-05 | 8.5783e-05 | 0.00018964 | 8.7511e-05 | 8.5783e-05 | 0.00010307 | 6.6412e-05 | 8.5783e-05 | 0.00018964 | 8.7511e-05
1 | 30 | 3 | 8.396e-05 | 7.1086e-05 | 4.7779e-05 | 8.396e-05 | 0.00019368 | 8.5813e-05 | 8.396e-05 | 7.1086e-05 | 4.7779e-05 | 8.396e-05 | 0.00019368 | 8.5813e-05
1 | 30 | 4 | 8.3835e-05 | 4.7828e-05 | 3.3129e-05 | 8.3835e-05 | 0.00019675 | 8.6691e-05 | 8.3835e-05 | 4.7828e-05 | 3.3129e-05 | 8.3835e-05 | 0.00019675 | 8.6691e-05
1 | 30 | 5 | 8.6432e-05 | 2.9833e-05 | 2.2439e-05 | 8.6432e-05 | 0.00019881 | 9.0737e-05 | 8.6432e-05 | 2.9833e-05 | 2.2439e-05 | 8.6432e-05 | 0.00019881 | 9.0737e-05
1 | 30 | 6 | 9.4259e-05 | 1.7982e-05 | 2.1912e-05 | 9.4259e-05 | 0.00020515 | 0.00010088 | 9.4259e-05 | 1.7982e-05 | 2.1912e-05 | 9.4259e-05 | 0.00020515 | 0.00010088
1 | 30 | 7 | 0.00010792 | 1.0474e-05 | 3.9359e-05 | 0.00010792 | 0.00022309 | 0.00011047 | 0.00010792 | 1.0474e-05 | 3.9359e-05 | 0.00010792 | 0.00022309 | 0.00011047
1 | 30 | 8 | 0.00011502 | 1.5064e-05 | 8.3741e-05 | 0.00011502 | 0.00022288 | 0.00011788 | 0.00011502 | 1.5064e-05 | 8.3741e-05 | 0.00011502 | 0.00022288 | 0.00011788
1 | 30 | 9 | 0.00011753 | 3.029e-05 | 0.00013245 | 0.00011753 | 0.00020471 | 0.00012158 | 0.00011753 | 3.029e-05 | 0.00013245 | 0.00011753 | 0.00020471 | 0.00012158
1 | 30 | 10 | 0.00011913 | 3.402e-05 | 0.00013119 | 0.00011913 | 0.00017613 | 0.00012349 | 0.00011913 | 3.402e-05 | 0.00013119 | 0.00011913 | 0.00017613 | 0.00012349
1 | 30 | 11 | 0.00012042 | 4.0383e-05 | 0.00010869 | 0.00012042 | 0.00014831 | 0.00012387 | 0.00012042 | 4.0383e-05 | 0.00010869 | 0.00012042 | 0.00014831 | 0.00012387
1 | 30 | 12 | 0.0001198 | 5.0222e-05 | 9.5191e-05 | 0.0001198 | 0.00012795 | 0.00012422 | 0.0001198 | 5.0222e-05 | 9.5191e-05 | 0.0001198 | 0.00012795 | 0.00012422
1 | 30 | 13 | 0.00011885 | 7.2502e-05 | 0.00010228 | 0.00011885 | 0.00011901 | 0.00012314 | 0.00011885 | 7.2502e-05 | 0.00010228 | 0.00011885 | 0.00011901 | 0.00012314
1 | 30 | 14 | 0.00011831 | 8.766e-05 | 0.0001146 | 0.00011831 | 0.0001159 | 0.00012328 | 0.00011831 | 8.766e-05 | 0.0001146 | 0.00011831 | 0.0001159 | 0.00012328
1 | 30 | 15 | 0.00011678 | 0.0001007 | 0.00012004 | 0.00011678 | 0.00011776 | 0.00012146 | 0.00011678 | 0.0001007 | 0.00012004 | 0.00011678 | 0.00011776 | 0.00012146
1 | 30 | 16 | 0.0001158 | 0.00013518 | 0.0001423 | 0.0001158 | 0.00012174 | 0.00012052 | 0.0001158 | 0.00013518 | 0.0001423 | 0.0001158 | 0.00012174 | 0.00012052
1 | 30 | 17 | 0.00011724 | 0.00016898 | 0.0001598 | 0.00011724 | 0.00013566 | 0.00012365 | 0.00011724 | 0.00016898 | 0.0001598 | 0.00011724 | 0.00013566 | 0.00012365
1 | 30 | 18 | 0.00012619 | 0.00021257 | 0.0001864 | 0.00012619 | 0.00013988 | 0.00012841 | 0.00012619 | 0.00021257 | 0.0001864 | 0.00012619 | 0.00013988 | 0.00012841
1 | 30 | 19 | 0.00013164 | 0.00024415 | 0.00020354 | 0.00013164 | 0.00015011 | 0.0001283 | 0.00013164 | 0.00024415 | 0.00020354 | 0.00013164 | 0.00015011 | 0.0001283
1 | 30 | 20 | 0.00012966 | 0.00025123 | 0.00019874 | 0.00012966 | 0.0001515 | 0.00012542 | 0.00012966 | 0.00025123 | 0.00019874 | 0.00012966 | 0.0001515 | 0.00012542
1 | 30 | 21 | 0.00012563 | 0.00024445 | 0.00018308 | 0.00012563 | 0.00015342 | 0.00012037 | 0.00012563 | 0.00024445 | 0.00018308 | 0.00012563 | 0.00015342 | 0.00012037
1 | 30 | 22 | 0.00011813 | 0.00023206 | 0.00016977 | 0.00011813 | 0.00016073 | 0.00011032 | 0.00011813 | 0.00023206 | 0.00016977 | 0.00011813 | 0.00016073 | 0.00011032
1 | 30 | 23 | 0.00010742 | 0.00021552 | 0.0001537 | 0.00010742 | 0.00016963 | 0.00010061 | 0.00010742 | 0.00021552 | 0.0001537 | 0.00010742 | 0.00016963 | 0.00010061
1 | 30 | 24 | 9.7575e-05 | 0.00018052 | 0.00012466 | 9.7575e-05 | 0.00017719 | 9.2987e-05 | 9.7575e-05 | 0.00018052 | 0.00012466 | 9.7575e-05 | 0.00017719 | 9.2987e-05
1 | 31 | 1 | 9.0751e-05 | 0.00013825 | 8.7285e-05 | 9.0751e-05 | 0.00018459 | 8.9811e-05 | 9.0751e-05 | 0.00013825 | 8.7285e-05 | 9.0751e-05 | 0.00018459 | 8.9811e-05
1 | 31 | 2 | 8.7343e-05 | 0.00010307 | 6.6412e-05 | 8.7343e-05 | 0.00018964 | 8.7511e-05 | 8.7343e-05 | 0.00010307 | 6.6412e-05 | 8.7343e-05 | 0.00018964 | 8.7511e-05
1 | 31 | 3 | 8.5654e-05 | 7.1086e-05 | 4.7779e-05 | 8.5654e-05 | 0.00019368 | 8.5813e-05 | 8.5654e-05 | 7.1086e-05 | 4.7779e-05 | 8.5654e-05 | 0.00019368 | 8.5813e-05
1 | 31 | 4 | 8.5537e-05 | 4.7828e-05 | 3.3129e-05 | 8.5537e-05 | 0.00019675 | 8.6691e-05 | 8.5537e-05 | 4.7828e-05 | 3.3129e-05 | 8.5537e-05 | 0.00019675 | 8.6691e-05
1 | 31 | 5 | 8.8246e-05 | 2.9833e-05 | 2.2439e-05 | 8.8246e-05 | 0.00019881 | 9.0737e-05 | 8.8246e-05 | 2.9833e-05 | 2.2439e-05 | 8.8246e-05 | 0.00019881 | 9.0737e-05
1 | 31 | 6 | 9.6639e-05 | 1.7982e-05 | 2.1912e-05 | 9.6639e-05 | 0.00020515 | 0.00010088 | 9.6639e-05 | 1.7982e-05 | 2.1912e-05 | 9.6639e-05 | 0.00020515 | 0.00010088
1 | 31 | 7 | 0.00010998 | 1.0474e-05 | 3.9359e-05 | 0.00010998 | 0.00022309 | 0.00011047 | 0.00010998 | 1.0474e-05 | 3.9359e-05 | 0.00010998 | 0.00022309 | 0.00011047
1 | 31 | 8 | 0.00011721 | 1.5064e-05 | 8.3741e-05 | 0.00011721 | 0.00022288 | 0.00011788 | 0.00011721 | 1.5064e-05 | 8.3741e-05 | 0.00011721 | 0.00022288 | 0.00011788
1 | 31 | 9 | 0.00011789 | 3.029e-05 | 0.00013245 | 0.00011789 | 0.00020471 | 0.00012158 | 0.00011789 | 3.029e-05 | 0.00013245 | 0.00011789 | 0.00020471 | 0.00012158
1 | 31 | 10 | 0.0001195 | 3.402e-05 | 0.00013119 | 0.0001195 | 0.00017613 | 0.00012349 | 0.0001195 | 3.402e-05 | 0.00013119 | 0.0001195 | 0.00017613 | 0.00012349
1 | 31 | 11 | 0.00011963 | 4.0383e-05 | 0.00010869 | 0.00011963 | 0.00014831 | 0.00012387 | 0.00011963 | 4.0383e-05 | 0.00010869 | 0.00011963 | 0.00014831 | 0.00012387
1 | 31 | 12 | 0.00011929 | 5.0222e-05 | 9.5191e-05 | 0.00011929 | 0.00012795 | 0.00012422 | 0.00011929 | 5.0222e-05 | 9.5191e-05 | 0.00011929 | 0.00012795 | 0.00012422
1 | 31 | 13 | 0.00011773 | 7.2502e-05 | 0.00010228 | 0.00011773 | 0.00011901 | 0.00012314 | 0.00011773 | 7.2502e-05 | 0.00010228 | 0.00011773 | 0.00011901 | 0.00012314
1 | 31 | 14 | 0.00011674 | 8.766e-05 | 0.0001146 | 0.00011674 | 0.0001159 | 0.00012328 | 0.00011674 | 8.766e-05 | 0.0001146 | 0.00011674 | 0.0001159 | 0.00012328
1 | 31 | 15 | 0.00011528 | 0.0001007 | 0.00012004 | 0.00011528 | 0.00011776 | 0.00012146 | 0.00011528 | 0.0001007 | 0.00012004 | 0.00011528 | 0.00011776 | 0.00012146
1 | 31 | 16 | 0.00011429 | 0.00013518 | 0.0001423 | 0.00011429 | 0.00012174 | 0.00012052 | 0.00011429 | 0.00013518 | 0.0001423 | 0.00011429 | 0.00012174 | 0.00012052
1 | 31 | 17 | 0.00011451 | 0.00016898 | 0.0001598 | 0.00011451 | 0.00013566 | 0.00012365 | 0.00011451 | 0.00016898 | 0.0001598 | 0.00011451 | 0.00013566 | 0.00012365
1 | 31 | 18 | 0.0001251 | 0.00021257 | 0.0001864 | 0.0001251 | 0.00013988 | 0.00012841 | 0.0001251 | 0.00021257 | 0.0001864 | 0.0001251 | 0.00013988 | 0.00012841
1 | 31 | 19 | 0.00013227 | 0.00024415 | 0.00020354 | 0.00013227 | 0.00015011 | 0.0001283 | 0.00013227 | 0.00024415 | 0.00020354 | 0.00013227 | 0.00015011 | 0.0001283
1 | 31 | 20 | 0.00012948 | 0.00025123 | 0.00019874 | 0.00012948 | 0.0001515 | 0.00012542 | 0.00012948 | 0.00025123 | 0.00019874 | 0.00012948 | 0.0001515 | 0.00012542
1 | 31 | 21 | 0.0001262 | 0.00024445 | 0.00018308 | 0.0001262 | 0.00015342 | 0.00012037 | 0.0001262 | 0.00024445 | 0.00018308 | 0.0001262 | 0.00015342 | 0.00012037
1 | 31 | 22 | 0.00011916 | 0.00023206 | 0.00016977 | 0.00011916 | 0.00016073 | 0.00011032 | 0.00011916 | 0.00023206 | 0.00016977 | 0.00011916 | 0.00016073 | 0.00011032
1 | 31 | 23 | 0.00010869 | 0.00021552 | 0.0001537 | 0.00010869 | 0.00016963 | 0.00010061 | 0.00010869 | 0.00021552 | 0.0001537 | 0.00010869 | 0.00016963 | 0.00010061
1 | 31 | 24 | 9.8395e-05 | 0.00018052 | 0.00012466 | 9.8395e-05 | 0.00017719 | 9.2987e-05 | 9.8395e-05 | 0.00018052 | 0.00012466 | 9.8395e-05 | 0.00017719 | 9.2987e-05
2 | 1 | 1 | 9.1446e-05 | 0.00013823 | 8.7111e-05 | 9.1446e-05 | 0.0001626 | 8.6628e-05 | 9.1446e-05 | 0.00013823 | 8.7111e-05 | 9.1446e-05 | 0.0001626 | 8.6628e-05
2 | 1 | 2 | 8.7738e-05 | 0.00010264 | 6.5202e-05 | 8.7738e-05 | 0.00017038 | 8.4471e-05 | 8.7738e-05 | 0.00010264 | 6.5202e-05 | 8.7738e-05 | 0.00017038 | 8.4471e-05
2 | 1 | 3 | 8.582e-05 | 7.0255e-05 | 4.6674e-05 | 8.582e-05 | 0.00017859 | 8.3535e-05 | 8.582e-05 | 7.0255e-05 | 4.6674e-05 | 8.582e-05 | 0.00017859 | 8.3535e-05
2 | 1 | 4 | 8.562e-05 | 4.6935e-05 | 3.21e-05 | 8.562e-05 | 0.00018095 | 8.4454e-05 | 8.562e-05 | 4.6935e-05 | 3.21e-05 | 8.562e-05 | 0.00018095 | 8.4454e-05
2 | 1 | 5 | 8.8367e-05 | 2.9031e-05 | 2.1766e-05 | 8.8367e-05 | 0.00018601 | 8.9474e-05 | 8.8367e-05 | 2.9031e-05 | 2.1766e-05 | 8.8367e-05 | 0.00018601 | 8.9474e-05
2 | 1 | 6 | 9.6315e-05 | 1.7296e-05 | 2.1762e-05 | 9.6315e-05 | 0.00019142 | 9.9442e-05 | 9.6315e-05 | 1.7296e-05 | 2.1762e-05 | 9.6315e-05 | 0.00019142 | 9.9442e-05
2 | 1 | 7 | 0.00010975 | 1.0222e-05 | 4.0424e-05 | 0.00010975 | 0.00019862 | 0.00010804 | 0.00010975 | 1.0222e-05 | 4.0424e-05 | 0.00010975 | 0.00019862 | 0.00010804
2 | 1 | 8 | 0.00011645 | 1.4966e-05 | 8.6619e-05 | 0.00011645 | 0.00019461 | 0.00011531 | 0.00011645 | 1.4966e-05 | 8.6619e-05 | 0.00011645 | 0.00019461 | 0.00011531
2 | 1 | 9 | 0.00011858 | 3.0673e-05 | 0.0001376 | 0.00011858 | 0.00017929 | 0.00011912 | 0.00011858 | 3.0673e-05 | 0.0001376 | 0.00011858 | 0.00017929 | 0.00011912
2 | 1 | 10 | 0.00011999 | 3.3991e-05 | 0.00013555 | 0.00011999 | 0.00015321 | 0.00012095 | 0.00011999 | 3.3991e-05 | 0.00013555 | 0.00011999 | 0.00015321 | 0.00012095
2 | 1 | 11 | 0.00012068 | 4.0179e-05 | 0.00011103 | 0.00012068 | 0.0001293 | 0.00012156 | 0.00012068 | 4.0179e-05 | 0.00011103 | 0.00012068 | 0.0001293 | 0.00012156
2 | 1 | 12 | 0.00012015 | 4.9892e-05 | 9.6247e-05 | 0.00012015 | 0.0001154 | 0.0001212 | 0.00012015 | 4.9892e-05 | 9.6247e-05 | 0.00012015 | 0.0001154 | 0.0001212
2 | 1 | 13 | 0.00011869 | 7.1977e-05 | 0.00010237 | 0.00011869 | 0.0001095 | 0.00012037 | 0.00011869 | 7.1977e-05 | 0.00010237 | 0.00011869 | 0.0001095 | 0.00012037
2 | 1 | 14 | 0.00011806 | 8.6234e-05 | 0.00011419 | 0.00011806 | 0.0001062 | 0.00012023 | 0.00011806 | 8.6234e-05 | 0.00011419 | 0.00011806 | 0.0001062 | 0.00012023
2 | 1 | 15 | 0.00011611 | 9.9301e-05 | 0.00011944 | 0.00011611 | 0.00010487 | 0.00011899 | 0.00011611 | 9.9301e-05 | 0.00011944 | 0.00011611 | 0.00010487 | 0.00011899
2 | 1 | 16 | 0.00011573 | 0.00013469 | 0.00014211 | 0.00011573 | 0.00010711 | 0.00011642 | 0.00011573 | 0.00013469 | 0.00014211 | 0.00011573 | 0.00010711 | 0.00011642
2 | 1 | 17 | 0.00011799 | 0.00016948 | 0.00016005 | 0.00011799 | 0.00011686 | 0.00011552 | 0.00011799 | 0.00016948 | 0.00016005 | 0.00011799 | 0.00011686 | 0.00011552
2 | 1 | 18 | 0.00012564 | 0.00021479 | 0.00018776 | 0.00012564 | 0.00012326 | 0.00012263 | 0.00012564 | 0.00021479 | 0.00018776 | 0.00012564 | 0.00012326 | 0.00012263
2 | 1 | 19 | 0.00013188 | 0.00024763 | 0.00020537 | 0.00013188 | 0.00012921 | 0.00012365 | 0.00013188 | 0.00024763 | 0.00020537 | 0.00013188 | 0.00012921 | 0.00012365
2 | 1 | 20 | 0.00013032 | 0.00025465 | 0.00020007 | 0.00013032 | 0.00012788 | 0.00012463 | 0.00013032 | 0.00025465 | 0.00020007 | 0.00013032 | 0.00012788 | 0.00012463
2 | 1 | 21 | 0.00012658 | 0.00024707 | 0.00018308 | 0.00012658 | 0.00012803 | 0.00011847 | 0.00012658 | 0.00024707 | 0.00018308 | 0.00012658 | 0.00012803 | 0.00011847
2 | 1 | 22 | 0.00011903 | 0.00023332 | 0.00016879 | 0.00011903 | 0.00013368 | 0.00011041 | 0.00011903 | 0.00023332 | 0.00016879 | 0.00011903 | 0.00013368 | 0.00011041
2 | 1 | 23 | 0.00010881 | 0.00021647 | 0.00015271 | 0.00010881 | 0.00014305 | 9.8398e-05 | 0.00010881 | 0.00021647 | 0.00015271 | 0.00010881 | 0.00014305 | 9.8398e-05
2 | 1 | 24 | 9.8695e-05 | 0.00018059 | 0.00012311 | 9.8695e-05 | 0.00015312 | 9.13e-05 | 9.8695e-05 | 0.00018059 | 0.00012311 | 9.8695e-05 | 0.00015312 | 9.13e-05
2 | 2 | 1 | 9.1375e-05 | 0.00013823 | 8.7111e-05 | 9.1375e-05 | 0.0001626 | 8.6628e-05 | 9.1375e-05 | 0.00013823 | 8.7111e-05 | 9.1375e-05 | 0.0001626 | 8.6628e-05
2 | 2 | 2 | 8.7805e-05 | 0.00010264 | 6.5202e-05 | 8.7805e-05 | 0.00017038 | 8.4471e-05 | 8.7805e-05 | 0.00010264 | 6.5202e-05 | 8.7805e-05 | 0.00017038 | 8.4471e-05
2 | 2 | 3 | 8.5783e-05 | 7.0255e-05 | 4.6674e-05 | 8.5783e-05 | 0.00017859 | 8.3535e-05 | 8.5783e-05 | 7.0255e-05 | 4.6674e-05 | 8.5783e-05 | 0.00017859 | 8.3535e-05
2 | 2 | 4 | 8.5687e-05 | 4.6935e-05 | 3.21e-05 | 8.5687e-05 | 0.00018095 | 8.4454e-05 | 8.5687e-05 | 4.6935e-05 | 3.21e-05 | 8.5687e-05 | 0.00018095 | 8.4454e-05
2 | 2 | 5 | 8.8566e-05 | 2.9031e-05 | 2.1766e-05 | 8.8566e-05 | 0.00018601 | 8.9474e-05 | 8.8566e-05 | 2.9031e-05 | 2.1766e-05 | 8.8566e-05 | 0.00018601 | 8.9474e-05
2 | 2 | 6 | 9.6647e-05 | 1.7296e-05 | 2.1762e-05 | 9.6647e-05 | 0.00019142 | 9.9442e-05 | 9.6647e-05 | 1.7296e-05 | 2.1762e-05 | 9.6647e-05 | 0.00019142 | 9.9442e-05
2 | 2 | 7 | 0.00010909 | 1.0222e-05 | 4.0424e-05 | 0.00010909 | 0.00019862 | 0.00010804 | 0.00010909 | 1.0222e-05 | 4.0424e-05 | 0.00010909 | 0.00019862 | 0.00010804
2 | 2 | 8 | 0.00011645 | 1.4966e-05 | 8.6619e-05 | 0.00011645 | 0.00019461 | 0.00011531 | 0.00011645 | 1.4966e-05 | 8.6619e-05 | 0.00011645 | 0.00019461 | 0.00011531
2 | 2 | 9 | 0.00011833 | 3.0673e-05 | 0.0001376 | 0.00011833 | 0.00017929 | 0.00011912 | 0.00011833 | 3.0673e-05 | 0.0001376 | 0.00011833 | 0.00017929 | 0.00011912
2 | 2 | 10 | 0.00011894 | 3.3991e-05 | 0.00013555 | 0.00011894 | 0.00015321 | 0.00012095 | 0.00011894 | 3.3991e-05 | 0.00013555 | 0.00011894 | 0.00015321 | 0.00012095
2 | 2 | 11 | 0.00011894 | 4.0179e-05 | 0.00011103 | 0.00011894 | 0.0001293 | 0.00012156 | 0.00011894 | 4.0179e-05 | 0.00011103 | 0.00011894 | 0.0001293 | 0.00012156
2 | 2 | 12 | 0.0001181 | 4.9892e-05 | 9.6247e-05 | 0.0001181 | 0.0001154 | 0.0001212 | 0.0001181 | 4.9892e-05 | 9.6247e-05 | 0.0001181 | 0.0001154 | 0.0001212
2 | 2 | 13 | 0.00011581 | 7.1977e-05 | 0.00010237 | 0.00011581 | 0.0001095 | 0.00012037 | 0.00011581 | 7.1977e-05 | 0.00010237 | 0.00011581 | 0.0001095 | 0.00012037
2 | 2 | 14 | 0.0001147 | 8.6234e-05 | 0.00011419 | 0.0001147 | 0.0001062 | 0.00012023 | 0.0001147 | 8.6234e-05 | 0.00011419 | 0.0001147 | 0.0001062 | 0.00012023
2 | 2 | 15 | 0.00011221 | 9.9301e-05 | 0.00011944 | 0.00011221 | 0.00010487 | 0.00011899 | 0.00011221 | 9.9301e-05 | 0.00011944 | 0.00011221 | 0.00010487 | 0.00011899
2 | 2 | 16 | 0.00011045 | 0.00013469 | 0.00014211 | 0.00011045 | 0.00010711 | 0.00011642 | 0.00011045 | 0.00013469 | 0.00014211 | 0.00011045 | 0.00010711 | 0.00011642
2 | 2 | 17 | 0.00011076 | 0.00016948 | 0.00016005 | 0.00011076 | 0.00011686 | 0.00011552 | 0.00011076 | 0.00016948 | 0.00016005 | 0.00011076 | 0.00011686 | 0.00011552
2 | 2 | 18 | 0.00011951 | 0.00021479 | 0.00018776 | 0.00011951 | 0.00012326 | 0.00012263 | 0.00011951 | 0.00021479 | 0.00018776 | 0.00011951 | 0.00012326 | 0.00012263
2 | 2 | 19 | 0.00012618 | 0.00024763 | 0.00020537 | 0.00012618 | 0.00012921 | 0.00012365 | 0.00012618 | 0.00024763 | 0.00020537 | 0.00012618 | 0.00012921 | 0.00012365
2 | 2 | 20 | 0.00012314 | 0.00025465 | 0.00020007 | 0.00012314 | 0.00012788 | 0.00012463 | 0.00012314 | 0.00025465 | 0.00020007 | 0.00012314 | 0.00012788 | 0.00012463
2 | 2 | 21 | 0.00011955 | 0.00024707 | 0.00018308 | 0.00011955 | 0.00012803 | 0.00011847 | 0.00011955 | 0.00024707 | 0.00018308 | 0.00011955 | 0.00012803 | 0.00011847
2 | 2 | 22 | 0.00011487 | 0.00023332 | 0.00016879 | 0.00011487 | 0.00013368 | 0.00011041 | 0.00011487 | 0.00023332 | 0.00016879 | 0.00011487 | 0.00013368 | 0.00011041
2 | 2 | 23 | 0.00010756 | 0.00021647 | 0.00015271 | 0.00010756 | 0.00014305 | 9.8398e-05 | 0.00010756 | 0.00021647 | 0.00015271 | 0.00010756 | 0.00014305 | 9.8398e-05
2 | 2 | 24 | 9.9336e-05 | 0.00018059 | 0.00012311 | 9.9336e-05 | 0.00015312 | 9.13e-05 | 9.9336e-05 | 0.00018059 | 0.00012311 | 9.9336e-05 | 0.00015312 | 9.13e-05
2 | 3 | 1 | 9.2062e-05 | 0.00013823 | 8.7111e-05 | 9.2062e-05 | 0.0001626 | 8.6628e-05 | 9.2062e-05 | 0.00013823 | 8.7111e-05 | 9.2062e-05 | 0.0001626 | 8.6628e-05
2 | 3 | 2 | 8.7763e-05 | 0.00010264 | 6.5202e-05 | 8.7763e-05 | 0.00017038 | 8.4471e-05 | 8.7763e-05 | 0.00010264 | 6.5202e-05 | 8.7763e-05 | 0.00017038 | 8.4471e-05
2 | 3 | 3 | 8.5658e-05 | 7.0255e-05 | 4.6674e-05 | 8.5658e-05 | 0.00017859 | 8.3535e-05 | 8.5658e-05 | 7.0255e-05 | 4.6674e-05 | 8.5658e-05 | 0.00017859 | 8.3535e-05
2 | 3 | 4 | 8.4763e-05 | 4.6935e-05 | 3.21e-05 | 8.4763e-05 | 0.00018095 | 8.4454e-05 | 8.4763e-05 | 4.6935e-05 | 3.21e-05 | 8.4763e-05 | 0.00018095 | 8.4454e-05
2 | 3 | 5 | 8.5683e-05 | 2.9031e-05 | 2.1766e-05 | 8.5683e-05 | 0.00018601 | 8.9474e-05 | 8.5683e-05 | 2.9031e-05 | 2.1766e-05 | 8.5683e-05 | 0.00018601 | 8.9474e-05
2 | 3 | 6 | 8.8712e-05 | 1.7296e-05 | 2.1762e-05 | 8.8712e-05 | 0.00019142 | 9.9442e-05 | 8.8712e-05 | 1.7296e-05 | 2.1762e-05 | 8.8712e-05 | 0.00019142 | 9.9442e-05
2 | 3 | 7 | 9.2782e-05 | 1.0222e-05 | 4.0424e-05 | 9.2782e-05 | 0.00019862 | 0.00010804 | 9.2782e-05 | 1.0222e-05 | 4.0424e-05 | 9.2782e-05 | 0.00019862 | 0.00010804
2 | 3 | 8 | 9.4504e-05 | 1.4966e-05 | 8.6619e-05 | 9.4504e-05 | 0.00019461 | 0.00011531 | 9.4504e-05 | 1.4966e-05 | 8.6619e-05 | 9.4504e-05 | 0.00019461 | 0.00011531
2 | 3 | 9 | 0.00010083 | 3.0673e-05 | 0.0001376 | 0.00010083 | 0.00017929 | 0.00011912 | 0.00010083 | 3.0673e-05 | 0.0001376 | 0.00010083 | 0.00017929 | 0.00011912
2 | 3 | 10 | 0.00010219 | 3.3991e-05 | 0.00013555 | 0.00010219 | 0.00015321 | 0.00012095 | 0.00010219 | 3.3991e-05 | 0.00013555 | 0.00010219 | 0.00015321 | 0.00012095
2 | 3 | 11 | 0.00010288 | 4.0179e-05 | 0.00011103 | 0.00010288 | 0.0001293 | 0.00012156 | 0.00010288 | 4.0179e-05 | 0.00011103 | 0.00010288 | 0.0001293 | 0.00012156
2 | 3 | 12 | 0.00010188 | 4.9892e-05 | 9.6247e-05 | 0.00010188 | 0.0001154 | 0.0001212 | 0.00010188 | 4.9892e-05 | 9.6247e-05 | 0.00010188 | 0.0001154 | 0.0001212
2 | 3 | 13 | 0.00010017 | 7.1977e-05 | 0.00010237 | 0.00010017 | 0.0001095 | 0.00012037 | 0.00010017 | 7.1977e-05 | 0.00010237 | 0.00010017 | 0.0001095 | 0.00012037
2 | 3 | 14 | 9.8333e-05 | 8.6234e-05 | 0.00011419 | 9.8333e-05 | 0.0001062 | 0.00012023 | 9.8333e-05 | 8.6234e-05 | 0.00011419 | 9.8333e-05 | 0.0001062 | 0.00012023
2 | 3 | 15 | 9.6797e-05 | 9.9301e-05 | 0.00011944 | 9.6797e-05 | 0.00010487 | 0.00011899 | 9.6797e-05 | 9.9301e-05 | 0.00011944 | 9.6797e-05 | 0.00010487 | 0.00011899
2 | 3 | 16 | 9.5832e-05 | 0.00013469 | 0.00014211 | 9.5832e-05 | 0.00010711 | 0.00011642 | 9.5832e-05 | 0.00013469 | 0.00014211 | 9.5832e-05 | 0.00010711 | 0.00011642
2 | 3 | 17 | 9.7039e-05 | 0.00016948 | 0.00016005 | 9.7039e-05 | 0.00011686 | 0.00011552 | 9.7039e-05 | 0.00016948 | 0.00016005 | 9.7039e-05 | 0.00011686 | 0.00011552
2 | 3 | 18 | 0.00010585 | 0.00021479 | 0.00018776 | 0.00010585 | 0.00012326 | 0.00012263 | 0.00010585 | 0.00021479 | 0.00018776 | 0.00010585 | 0.00012326 | 0.00012263
2 | 3 | 19 | 0.00011619 | 0.00024763 | 0.00020537 | 0.00011619 | 0.00012921 | 0.00012365 | 0.00011619 | 0.00024763 | 0.00020537 | 0.00011619 | 0.00012921 | 0.00012365
2 | 3 | 20 | 0.00011431 | 0.00025465 | 0.00020007 | 0.00011431 | 0.00012788 | 0.00012463 | 0.00011431 | 0.00025465 | 0.00020007 | 0.00011431 | 0.00012788 | 0.00012463
2 | 3 | 21 | 0.00011137 | 0.00024707 | 0.00018308 | 0.00011137 | 0.00012803 | 0.00011847 | 0.00011137 | 0.00024707 | 0.00018308 | 0.00011137 | 0.00012803 | 0.00011847
2 | 3 | 22 | 0.00010756 | 0.00023332 | 0.00016879 | 0.00010756 | 0.00013368 | 0.00011041 | 0.00010756 | 0.00023332 | 0.00016879 | 0.00010756 | 0.00013368 | 0.00011041
2 | 3 | 23 | 0.00010098 | 0.00021647 | 0.00015271 | 0.00010098 | 0.00014305 | 9.8398e-05 | 0.00010098 | 0.00021647 | 0.00015271 | 0.00010098 | 0.00014305 | 9.8398e-05
2 | 3 | 24 | 9.3901e-05 | 0.00018059 | 0.00012311 | 9.3901e-05 | 0.00015312 | 9.13e-05 | 9.3901e-05 | 0.00018059 | 0.00012311 | 9.3901e-05 | 0.00015312 | 9.13e-05
2 | 4 | 1 | 8.8204e-05 | 0.00013823 | 8.7111e-05 | 8.8204e-05 | 0.0001626 | 8.6628e-05 | 8.8204e-05 | 0.00013823 | 8.7111e-05 | 8.8204e-05 | 0.0001626 | 8.6628e-05
2 | 4 | 2 | 8.463e-05 | 0.00010264 | 6.5202e-05 | 8.463e-05 | 0.00017038 | 8.4471e-05 | 8.463e-05 | 0.00010264 | 6.5202e-05 | 8.463e-05 | 0.00017038 | 8.4471e-05
2 | 4 | 3 | 8.173e-05 | 7.0255e-05 | 4.6674e-05 | 8.173e-05 | 0.00017859 | 8.3535e-05 | 8.173e-05 | 7.0255e-05 | 4.6674e-05 | 8.173e-05 | 0.00017859 | 8.3535e-05
2 | 4 | 4 | 8.091e-05 | 4.6935e-05 | 3.21e-05 | 8.091e-05 | 0.00018095 | 8.4454e-05 | 8.091e-05 | 4.6935e-05 | 3.21e-05 | 8.091e-05 | 0.00018095 | 8.4454e-05
2 | 4 | 5 | 8.1247e-05 | 2.9031e-05 | 2.1766e-05 | 8.1247e-05 | 0.00018601 | 8.9474e-05 | 8.1247e-05 | 2.9031e-05 | 2.1766e-05 | 8.1247e-05 | 0.00018601 | 8.9474e-05
2 | 4 | 6 | 8.3348e-05 | 1.7296e-05 | 2.1762e-05 | 8.3348e-05 | 0.00019142 | 9.9442e-05 | 8.3348e-05 | 1.7296e-05 | 2.1762e-05 | 8.3348e-05 | 0.00019142 | 9.9442e-05
2 | 4 | 7 | 8.6045e-05 | 1.0222e-05 | 4.0424e-05 | 8.6045e-05 | 0.00019862 | 0.00010804 | 8.6045e-05 | 1.0222e-05 | 4.0424e-05 | 8.6045e-05 | 0.00019862 | 0.00010804
2 | 4 | 8 | 8.7817e-05 | 1.4966e-05 | 8.6619e-05 | 8.7817e-05 | 0.00019461 | 0.00011531 | 8.7817e-05 | 1.4966e-05 | 8.6619e-05 | 8.7817e-05 | 0.00019461 | 0.00011531
2 | 4 | 9 | 9.2653e-05 | 3.0673e-05 | 0.0001376 | 9.2653e-05 | 0.00017929 | 0.00011912 | 9.2653e-05 | 3.0673e-05 | 0.0001376 | 9.2653e-05 | 0.00017929 | 0.00011912
2 | 4 | 10 | 9.5412e-05 | 3.3991e-05 | 0.00013555 | 9.5412e-05 | 0.00015321 | 0.00012095 | 9.5412e-05 | 3.3991e-05 | 0.00013555 | 9.5412e-05 | 0.00015321 | 0.00012095
2 | 4 | 11 | 9.6893e-05 | 4.0179e-05 | 0.00011103 | 9.6893e-05 | 0.0001293 | 0.00012156 | 9.6893e-05 | 4.0179e-05 | 0.00011103 | 9.6893e-05 | 0.0001293 | 0.00012156
2 | 4 | 12 | 9.7667e-05 | 4.9892e-05 | 9.6247e-05 | 9.7667e-05 | 0.0001154 | 0.0001212 | 9.7667e-05 | 4.9892e-05 | 9.6247e-05 | 9.7667e-05 | 0.0001154 | 0.0001212
2 | 4 | 13 | 9.8229e-05 | 7.1977e-05 | 0.00010237 | 9.8229e-05 | 0.0001095 | 0.00012037 | 9.8229e-05 | 7.1977e-05 | 0.00010237 | 9.8229e-05 | 0.0001095 | 0.00012037
2 | 4 | 14 | 9.7276e-05 | 8.6234e-05 | 0.00011419 | 9.7276e-05 | 0.0001062 | 0.00012023 | 9.7276e-05 | 8.6234e-05 | 0.00011419 | 9.7276e-05 | 0.0001062 | 0.00012023
2 | 4 | 15 | 9.6631e-05 | 9.9301e-05 | 0.00011944 | 9.6631e-05 | 0.00010487 | 0.00011899 | 9.6631e-05 | 9.9301e-05 | 0.00011944 | 9.6631e-05 | 0.00010487 | 0.00011899
2 | 4 | 16 | 9.5761e-05 | 0.00013469 | 0.00014211 | 9.5761e-05 | 0.00010711 | 0.00011642 | 9.5761e-05 | 0.00013469 | 0.00014211 | 9.5761e-05 | 0.00010711 | 0.00011642
2 | 4 | 17 | 9.5794e-05 | 0.00016948 | 0.00016005 | 9.5794e-05 | 0.00011686 | 0.00011552 | 9.5794e-05 | 0.00016948 | 0.00016005 | 9.5794e-05 | 0.00011686 | 0.00011552
2 | 4 | 18 | 0.00010349 | 0.00021479 | 0.00018776 | 0.00010349 | 0.00012326 | 0.00012263 | 0.00010349 | 0.00021479 | 0.00018776 | 0.00010349 | 0.00012326 | 0.00012263
2 | 4 | 19 | 0.00011112 | 0.00024763 | 0.00020537 | 0.00011112 | 0.00012921 | 0.00012365 | 0.00011112 | 0.00024763 | 0.00020537 | 0.00011112 | 0.00012921 | 0.00012365
2 | 4 | 20 | 0.00011135 | 0.00025465 | 0.00020007 | 0.00011135 | 0.00012788 | 0.00012463 | 0.00011135 | 0.00025465 | 0.00020007 | 0.00011135 | 0.00012788 | 0.00012463
2 | 4 | 21 | 0.00010973 | 0.00024707 | 0.00018308 | 0.00010973 | 0.00012803 | 0.00011847 | 0.00010973 | 0.00024707 | 0.00018308 | 0.00010973 | 0.00012803 | 0.00011847
2 | 4 | 22 | 0.00010457 | 0.00023332 | 0.00016879 | 0.00010457 | 0.00013368 | 0.00011041 | 0.00010457 | 0.00023332 | 0.00016879 | 0.00010457 | 0.00013368 | 0.00011041
2 | 4 | 23 | 9.6111e-05 | 0.00021647 | 0.00015271 | 9.6111e-05 | 0.00014305 | 9.8398e-05 | 9.6111e-05 | 0.00021647 | 0.00015271 | 9.6111e-05 | 0.00014305 | 9.8398e-05
2 | 4 | 24 | 8.8005e-05 | 0.00018059 | 0.00012311 | 8.8005e-05 | 0.00015312 | 9.13e-05 | 8.8005e-05 | 0.00018059 | 0.00012311 | 8.8005e-05 | 0.00015312 | 9.13e-05
2 | 5 | 1 | 8.3057e-05 | 0.00013823 | 8.7111e-05 | 8.3057e-05 | 0.0001626 | 8.6628e-05 | 8.3057e-05 | 0.00013823 | 8.7111e-05 | 8.3057e-05 | 0.0001626 | 8.6628e-05
2 | 5 | 2 | 8.066e-05 | 0.00010264 | 6.5202e-05 | 8.066e-05 | 0.00017038 | 8.4471e-05 | 8.066e-05 | 0.00010264 | 6.5202e-05 | 8.066e-05 | 0.00017038 | 8.4471e-05
2 | 5 | 3 | 7.9237e-05 | 7.0255e-05 | 4.6674e-05 | 7.9237e-05 | 0.00017859 | 8.3535e-05 | 7.9237e-05 | 7.0255e-05 | 4.6674e-05 | 7.9237e-05 | 0.00017859 | 8.3535e-05
2 | 5 | 4 | 7.9495e-05 | 4.6935e-05 | 3.21e-05 | 7.9495e-05 | 0.00018095 | 8.4454e-05 | 7.9495e-05 | 4.6935e-05 | 3.21e-05 | 7.9495e-05 | 0.00018095 | 8.4454e-05
2 | 5 | 5 | 8.2853e-05 | 2.9031e-05 | 2.1766e-05 | 8.2853e-05 | 0.00018601 | 8.9474e-05 | 8.2853e-05 | 2.9031e-05 | 2.1766e-05 | 8.2853e-05 | 0.00018601 | 8.9474e-05
2 | 5 | 6 | 9.0668e-05 | 1.7296e-05 | 2.1762e-05 | 9.0668e-05 | 0.00019142 | 9.9442e-05 | 9.0668e-05 | 1.7296e-05 | 2.1762e-05 | 9.0668e-05 | 0.00019142 | 9.9442e-05
2 | 5 | 7 | 0.00010311 | 1.0222e-05 | 4.0424e-05 | 0.00010311 | 0.00019862 | 0.00010804 | 0.00010311 | 1.0222e-05 | 4.0424e-05 | 0.00010311 | 0.00019862 | 0.00010804
2 | 5 | 8 | 0.00011015 | 1.4966e-05 | 8.6619e-05 | 0.00011015 | 0.00019461 | 0.00011531 | 0.00011015 | 1.4966e-05 | 8.6619e-05 | 0.00011015 | 0.00019461 | 0.00011531
2 | 5 | 9 | 0.00011212 | 3.0673e-05 | 0.0001376 | 0.00011212 | 0.00017929 | 0.00011912 | 0.00011212 | 3.0673e-05 | 0.0001376 | 0.00011212 | 0.00017929 | 0.00011912
2 | 5 | 10 | 0.00011489 | 3.3991e-05 | 0.00013555 | 0.00011489 | 0.00015321 | 0.00012095 | 0.00011489 | 3.3991e-05 | 0.00013555 | 0.00011489 | 0.00015321 | 0.00012095
2 | 5 | 11 | 0.00011714 | 4.0179e-05 | 0.00011103 | 0.00011714 | 0.0001293 | 0.00012156 | 0.00011714 | 4.0179e-05 | 0.00011103 | 0.00011714 | 0.0001293 | 0.00012156
2 | 5 | 12 | 0.00011876 | 4.9892e-05 | 9.6247e-05 | 0.00011876 | 0.0001154 | 0.0001212 | 0.00011876 | 4.9892e-05 | 9.6247e-05 | 0.00011876 | 0.0001154 | 0.0001212
2 | 5 | 13 | 0.00011809 | 7.1977e-05 | 0.00010237 | 0.00011809 | 0.0001095 | 0.00012037 | 0.00011809 | 7.1977e-05 | 0.00010237 | 0.00011809 | 0.0001095 | 0.00012037
2 | 5 | 14 | 0.00011827 | 8.6234e-05 | 0.00011419 | 0.00011827 | 0.0001062 | 0.00012023 | 0.00011827 | 8.6234e-05 | 0.00011419 | 0.00011827 | 0.0001062 | 0.00012023
2 | 5 | 15 | 0.00011693 | 9.9301e-05 | 0.00011944 | 0.00011693 | 0.00010487 | 0.00011899 | 0.00011693 | 9.9301e-05 | 0.00011944 | 0.00011693 | 0.00010487 | 0.00011899
2 | 5 | 16 | 0.00011472 | 0.00013469 | 0.00014211 | 0.00011472 | 0.00010711 | 0.00011642 | 0.00011472 | 0.00013469 | 0.00014211 | 0.00011472 | 0.00010711 | 0.00011642
2 | 5 | 17 | 0.00011378 | 0.00016948 | 0.00016005 | 0.00011378 | 0.00011686 | 0.00011552 | 0.00011378 | 0.00016948 | 0.00016005 | 0.00011378 | 0.00011686 | 0.00011552
2 | 5 | 18 | 0.00012197 | 0.00021479 | 0.00018776 | 0.00012197 | 0.00012326 | 0.00012263 | 0.00012197 | 0.00021479 | 0.00018776 | 0.00012197 | 0.00012326 | 0.00012263
2 | 5 | 19 | 0.00012906 | 0.00024763 | 0.00020537 | 0.00012906 | 0.00012921 | 0.00012365 | 0.00012906 | 0.00024763 | 0.00020537 | 0.00012906 | 0.00012921 | 0.00012365
2 | 5 | 20 | 0.00012602 | 0.00025465 | 0.00020007 | 0.00012602 | 0.00012788 | 0.00012463 | 0.00012602 | 0.00025465 | 0.00020007 | 0.00012602 | 0.00012788 | 0.00012463
2 | 5 | 21 | 0.00012109 | 0.00024707 | 0.00018308 | 0.00012109 | 0.00012803 | 0.00011847 | 0.00012109 | 0.00024707 | 0.00018308 | 0.00012109 | 0.00012803 | 0.00011847
2 | 5 | 22 | 0.00011327 | 0.00023332 | 0.00016879 | 0.00011327 | 0.00013368 | 0.00011041 | 0.00011327 | 0.00023332 | 0.00016879 | 0.00011327 | 0.00013368 | 0.00011041
2 | 5 | 23 | 0.00010361 | 0.00021647 | 0.00015271 | 0.00010361 | 0.00014305 | 9.8398e-05 | 0.00010361 | 0.00021647 | 0.00015271 | 0.00010361 | 0.00014305 | 9.8398e-05
2 | 5 | 24 | 9.346e-05 | 0.00018059 | 0.00012311 | 9.346e-05 | 0.00015312 | 9.13e-05 | 9.346e-05 | 0.00018059 | 0.00012311 | 9.346e-05 | 0.00015312 | 9.13e-05
2 | 6 | 1 | 8.7127e-05 | 0.00013823 | 8.7111e-05 | 8.7127e-05 | 0.0001626 | 8.6628e-05 | 8.7127e-05 | 0.00013823 | 8.7111e-05 | 8.7127e-05 | 0.0001626 | 8.6628e-05
2 | 6 | 2 | 8.3831e-05 | 0.00010264 | 6.5202e-05 | 8.3831e-05 | 0.00017038 | 8.4471e-05 | 8.3831e-05 | 0.00010264 | 6.5202e-05 | 8.3831e-05 | 0.00017038 | 8.4471e-05
2 | 6 | 3 | 8.2104e-05 | 7.0255e-05 | 4.6674e-05 | 8.2104e-05 | 0.00017859 | 8.3535e-05 | 8.2104e-05 | 7.0255e-05 | 4.6674e-05 | 8.2104e-05 | 0.00017859 | 8.3535e-05
2 | 6 | 4 | 8.1971e-05 | 4.6935e-05 | 3.21e-05 | 8.1971e-05 | 0.00018095 | 8.4454e-05 | 8.1971e-05 | 4.6935e-05 | 3.21e-05 | 8.1971e-05 | 0.00018095 | 8.4454e-05
2 | 6 | 5 | 8.4484e-05 | 2.9031e-05 | 2.1766e-05 | 8.4484e-05 | 0.00018601 | 8.9474e-05 | 8.4484e-05 | 2.9031e-05 | 2.1766e-05 | 8.4484e-05 | 0.00018601 | 8.9474e-05
2 | 6 | 6 | 9.2757e-05 | 1.7296e-05 | 2.1762e-05 | 9.2757e-05 | 0.00019142 | 9.9442e-05 | 9.2757e-05 | 1.7296e-05 | 2.1762e-05 | 9.2757e-05 | 0.00019142 | 9.9442e-05
2 | 6 | 7 | 0.00010545 | 1.0222e-05 | 4.0424e-05 | 0.00010545 | 0.00019862 | 0.00010804 | 0.00010545 | 1.0222e-05 | 4.0424e-05 | 0.00010545 | 0.00019862 | 0.00010804
2 | 6 | 8 | 0.00011175 | 1.4966e-05 | 8.6619e-05 | 0.00011175 | 0.00019461 | 0.00011531 | 0.00011175 | 1.4966e-05 | 8.6619e-05 | 0.00011175 | 0.00019461 | 0.00011531
2 | 6 | 9 | 0.00011291 | 3.0673e-05 | 0.0001376 | 0.00011291 | 0.00017929 | 0.00011912 | 0.00011291 | 3.0673e-05 | 0.0001376 | 0.00011291 | 0.00017929 | 0.00011912
2 | 6 | 10 | 0.00011545 | 3.3991e-05 | 0.00013555 | 0.00011545 | 0.00015321 | 0.00012095 | 0.00011545 | 3.3991e-05 | 0.00013555 | 0.00011545 | 0.00015321 | 0.00012095
2 | 6 | 11 | 0.00011769 | 4.0179e-05 | 0.00011103 | 0.00011769 | 0.0001293 | 0.00012156 | 0.00011769 | 4.0179e-05 | 0.00011103 | 0.00011769 | 0.0001293 | 0.00012156
2 | 6 | 12 | 0.00011695 | 4.9892e-05 | 9.6247e-05 | 0.00011695 | 0.0001154 | 0.0001212 | 0.00011695 | 4.9892e-05 | 9.6247e-05 | 0.00011695 | 0.0001154 | 0.0001212
2 | 6 | 13 | 0.00011749 | 7.1977e-05 | 0.00010237 | 0.00011749 | 0.0001095 | 0.00012037 | 0.00011749 | 7.1977e-05 | 0.00010237 | 0.00011749 | 0.0001095 | 0.00012037
2 | 6 | 14 | 0.00011764 | 8.6234e-05 | 0.00011419 | 0.00011764 | 0.0001062 | 0.00012023 | 0.00011764 | 8.6234e-05 | 0.00011419 | 0.00011764 | 0.0001062 | 0.00012023
2 | 6 | 15 | 0.00011562 | 9.9301e-05 | 0.00011944 | 0.00011562 | 0.00010487 | 0.00011899 | 0.00011562 | 9.9301e-05 | 0.00011944 | 0.00011562 | 0.00010487 | 0.00011899
2 | 6 | 16 | 0.00011376 | 0.00013469 | 0.00014211 | 0.00011376 | 0.00010711 | 0.00011642 | 0.00011376 | 0.00013469 | 0.00014211 | 0.00011376 | 0.00010711 | 0.00011642
2 | 6 | 17 | 0.00011288 | 0.00016948 | 0.00016005 | 0.00011288 | 0.00011686 | 0.00011552 | 0.00011288 | 0.00016948 | 0.00016005 | 0.00011288 | 0.00011686 | 0.00011552
2 | 6 | 18 | 0.00012029 | 0.00021479 | 0.00018776 | 0.00012029 | 0.00012326 | 0.00012263 | 0.00012029 | 0.00021479 | 0.00018776 | 0.00012029 | 0.00012326 | 0.00012263
2 | 6 | 19 | 0.0001277 | 0.00024763 | 0.00020537 | 0.0001277 | 0.00012921 | 0.00012365 | 0.0001277 | 0.00024763 | 0.00020537 | 0.0001277 | 0.00012921 | 0.00012365
2 | 6 | 20 | 0.00012462 | 0.00025465 | 0.00020007 | 0.00012462 | 0.00012788 | 0.00012463 | 0.00012462 | 0.00025465 | 0.00020007 | 0.00012462 | 0.00012788 | 0.00012463
2 | 6 | 21 | 0.00012026 | 0.00024707 | 0.00018308 | 0.00012026 | 0.00012803 | 0.00011847 | 0.00012026 | 0.00024707 | 0.00018308 | 0.00012026 | 0.00012803 | 0.00011847
2 | 6 | 22 | 0.00011296 | 0.00023332 | 0.00016879 | 0.00011296 | 0.00013368 | 0.00011041 | 0.00011296 | 0.00023332 | 0.00016879 | 0.00011296 | 0.00013368 | 0.00011041
2 | 6 | 23 | 0.00010378 | 0.00021647 | 0.00015271 | 0.00010378 | 0.00014305 | 9.8398e-05 | 0.00010378 | 0.00021647 | 0.00015271 | 0.00010378 | 0.00014305 | 9.8398e-05
2 | 6 | 24 | 9.4821e-05 | 0.00018059 | 0.00012311 | 9.4821e-05 | 0.00015312 | 9.13e-05 | 9.4821e-05 | 0.00018059 | 0.00012311 | 9.4821e-05 | 0.00015312 | 9.13e-05
2 | 7 | 1 | 8.7859e-05 | 0.00013823 | 8.7111e-05 | 8.7859e-05 | 0.0001626 | 8.6628e-05 | 8.7859e-05 | 0.00013823 | 8.7111e-05 | 8.7859e-05 | 0.0001626 | 8.6628e-05
2 | 7 | 2 | 8.4002e-05 | 0.00010264 | 6.5202e-05 | 8.4002e-05 | 0.00017038 | 8.4471e-05 | 8.4002e-05 | 0.00010264 | 6.5202e-05 | 8.4002e-05 | 0.00017038 | 8.4471e-05
2 | 7 | 3 | 8.242e-05 | 7.0255e-05 | 4.6674e-05 | 8.242e-05 | 0.00017859 | 8.3535e-05 | 8.242e-05 | 7.0255e-05 | 4.6674e-05 | 8.242e-05 | 0.00017859 | 8.3535e-05
2 | 7 | 4 | 8.2612e-05 | 4.6935e-05 | 3.21e-05 | 8.2612e-05 | 0.00018095 | 8.4454e-05 | 8.2612e-05 | 4.6935e-05 | 3.21e-05 | 8.2612e-05 | 0.00018095 | 8.4454e-05
2 | 7 | 5 | 8.4647e-05 | 2.9031e-05 | 2.1766e-05 | 8.4647e-05 | 0.00018601 | 8.9474e-05 | 8.4647e-05 | 2.9031e-05 | 2.1766e-05 | 8.4647e-05 | 0.00018601 | 8.9474e-05
2 | 7 | 6 | 9.2911e-05 | 1.7296e-05 | 2.1762e-05 | 9.2911e-05 | 0.00019142 | 9.9442e-05 | 9.2911e-05 | 1.7296e-05 | 2.1762e-05 | 9.2911e-05 | 0.00019142 | 9.9442e-05
2 | 7 | 7 | 0.000105 | 1.0222e-05 | 4.0424e-05 | 0.000105 | 0.00019862 | 0.00010804 | 0.000105 | 1.0222e-05 | 4.0424e-05 | 0.000105 | 0.00019862 | 0.00010804
2 | 7 | 8 | 0.0001107 | 1.4966e-05 | 8.6619e-05 | 0.0001107 | 0.00019461 | 0.00011531 | 0.0001107 | 1.4966e-05 | 8.6619e-05 | 0.0001107 | 0.00019461 | 0.00011531
2 | 7 | 9 | 0.00011336 | 3.0673e-05 | 0.0001376 | 0.00011336 | 0.00017929 | 0.00011912 | 0.00011336 | 3.0673e-05 | 0.0001376 | 0.00011336 | 0.00017929 | 0.00011912
2 | 7 | 10 | 0.00011545 | 3.3991e-05 | 0.00013555 | 0.00011545 | 0.00015321 | 0.00012095 | 0.00011545 | 3.3991e-05 | 0.00013555 | 0.00011545 | 0.00015321 | 0.00012095
2 | 7 | 11 | 0.00011692 | 4.0179e-05 | 0.00011103 | 0.00011692 | 0.0001293 | 0.00012156 | 0.00011692 | 4.0179e-05 | 0.00011103 | 0.00011692 | 0.0001293 | 0.00012156
2 | 7 | 12 | 0.00011769 | 4.9892e-05 | 9.6247e-05 | 0.00011769 | 0.0001154 | 0.0001212 | 0.00011769 | 4.9892e-05 | 9.6247e-05 | 0.00011769 | 0.0001154 | 0.0001212
2 | 7 | 13 | 0.00011631 | 7.1977e-05 | 0.00010237 | 0.00011631 | 0.0001095 | 0.00012037 | 0.00011631 | 7.1977e-05 | 0.00010237 | 0.00011631 | 0.0001095 | 0.00012037
2 | 7 | 14 | 0.00011534 | 8.6234e-05 | 0.00011419 | 0.00011534 | 0.0001062 | 0.00012023 | 0.00011534 | 8.6234e-05 | 0.00011419 | 0.00011534 | 0.0001062 | 0.00012023
2 | 7 | 15 | 0.00011477 | 9.9301e-05 | 0.00011944 | 0.00011477 | 0.00010487 | 0.00011899 | 0.00011477 | 9.9301e-05 | 0.00011944 | 0.00011477 | 0.00010487 | 0.00011899
2 | 7 | 16 | 0.00011367 | 0.00013469 | 0.00014211 | 0.00011367 | 0.00010711 | 0.00011642 | 0.00011367 | 0.00013469 | 0.00014211 | 0.00011367 | 0.00010711 | 0.00011642
2 | 7 | 17 | 0.00011414 | 0.00016948 | 0.00016005 | 0.00011414 | 0.00011686 | 0.00011552 | 0.00011414 | 0.00016948 | 0.00016005 | 0.00011414 | 0.00011686 | 0.00011552
2 | 7 | 18 | 0.0001202 | 0.00021479 | 0.00018776 | 0.0001202 | 0.00012326 | 0.00012263 | 0.0001202 | 0.00021479 | 0.00018776 | 0.0001202 | 0.00012326 | 0.00012263
2 | 7 | 19 | 0.00012767 | 0.00024763 | 0.00020537 | 0.00012767 | 0.00012921 | 0.00012365 | 0.00012767 | 0.00024763 | 0.00020537 | 0.00012767 | 0.00012921 | 0.00012365
2 | 7 | 20 | 0.00012646 | 0.00025465 | 0.00020007 | 0.00012646 | 0.00012788 | 0.00012463 | 0.00012646 | 0.00025465 | 0.00020007 | 0.00012646 | 0.00012788 | 0.00012463
2 | 7 | 21 | 0.00012264 | 0.00024707 | 0.00018308 | 0.00012264 | 0.00012803 | 0.00011847 | 0.00012264 | 0.00024707 | 0.00018308 | 0.00012264 | 0.00012803 | 0.00011847
2 | 7 | 22 | 0.0001159 | 0.00023332 | 0.00016879 | 0.0001159 | 0.00013368 | 0.00011041 | 0.0001159 | 0.00023332 | 0.00016879 | 0.0001159 | 0.00013368 | 0.00011041
2 | 7 | 23 | 0.00010585 | 0.00021647 | 0.00015271 | 0.00010585 | 0.00014305 | 9.8398e-05 | 0.00010585 | 0.00021647 | 0.00015271 | 0.00010585 | 0.00014305 | 9.8398e-05
2 | 7 | 24 | 9.6306e-05 | 0.00018059 | 0.00012311 | 9.6306e-05 | 0.00015312 | 9.13e-05 | 9.6306e-05 | 0.00018059 | 0.00012311 | 9.6306e-05 | 0.00015312 | 9.13e-05
2 | 8 | 1 | 8.8924e-05 | 0.00013823 | 8.7111e-05 | 8.8924e-05 | 0.0001626 | 8.6628e-05 | 8.8924e-05 | 0.00013823 | 8.7111e-05 | 8.8924e-05 | 0.0001626 | 8.6628e-05
2 | 8 | 2 | 8.5005e-05 | 0.00010264 | 6.5202e-05 | 8.5005e-05 | 0.00017038 | 8.4471e-05 | 8.5005e-05 | 0.00010264 | 6.5202e-05 | 8.5005e-05 | 0.00017038 | 8.4471e-05
2 | 8 | 3 | 8.329e-05 | 7.0255e-05 | 4.6674e-05 | 8.329e-05 | 0.00017859 | 8.3535e-05 | 8.329e-05 | 7.0255e-05 | 4.6674e-05 | 8.329e-05 | 0.00017859 | 8.3535e-05
2 | 8 | 4 | 8.3099e-05 | 4.6935e-05 | 3.21e-05 | 8.3099e-05 | 0.00018095 | 8.4454e-05 | 8.3099e-05 | 4.6935e-05 | 3.21e-05 | 8.3099e-05 | 0.00018095 | 8.4454e-05
2 | 8 | 5 | 8.5529e-05 | 2.9031e-05 | 2.1766e-05 | 8.5529e-05 | 0.00018601 | 8.9474e-05 | 8.5529e-05 | 2.9031e-05 | 2.1766e-05 | 8.5529e-05 | 0.00018601 | 8.9474e-05
2 | 8 | 6 | 9.3884e-05 | 1.7296e-05 | 2.1762e-05 | 9.3884e-05 | 0.00019142 | 9.9442e-05 | 9.3884e-05 | 1.7296e-05 | 2.1762e-05 | 9.3884e-05 | 0.00019142 | 9.9442e-05
2 | 8 | 7 | 0.00010561 | 1.0222e-05 | 4.0424e-05 | 0.00010561 | 0.00019862 | 0.00010804 | 0.00010561 | 1.0222e-05 | 4.0424e-05 | 0.00010561 | 0.00019862 | 0.00010804
2 | 8 | 8 | 0.00011261 | 1.4966e-05 | 8.6619e-05 | 0.00011261 | 0.00019461 | 0.00011531 | 0.00011261 | 1.4966e-05 | 8.6619e-05 | 0.00011261 | 0.00019461 | 0.00011531
2 | 8 | 9 | 0.00011422 | 3.0673e-05 | 0.0001376 | 0.00011422 | 0.00017929 | 0.00011912 | 0.00011422 | 3.0673e-05 | 0.0001376 | 0.00011422 | 0.00017929 | 0.00011912
2 | 8 | 10 | 0.00011685 | 3.3991e-05 | 0.00013555 | 0.00011685 | 0.00015321 | 0.00012095 | 0.00011685 | 3.3991e-05 | 0.00013555 | 0.00011685 | 0.00015321 | 0.00012095
2 | 8 | 11 | 0.0001184 | 4.0179e-05 | 0.00011103 | 0.0001184 | 0.0001293 | 0.00012156 | 0.0001184 | 4.0179e-05 | 0.00011103 | 0.0001184 | 0.0001293 | 0.00012156
2 | 8 | 12 | 0.00011832 | 4.9892e-05 | 9.6247e-05 | 0.00011832 | 0.0001154 | 0.0001212 | 0.00011832 | 4.9892e-05 | 9.6247e-05 | 0.00011832 | 0.0001154 | 0.0001212
2 | 8 | 13 | 0.00011781 | 7.1977e-05 | 0.00010237 | 0.00011781 | 0.0001095 | 0.00012037 | 0.00011781 | 7.1977e-05 | 0.00010237 | 0.00011781 | 0.0001095 | 0.00012037
2 | 8 | 14 | 0.00011725 | 8.6234e-05 | 0.00011419 | 0.00011725 | 0.0001062 | 0.00012023 | 0.00011725 | 8.6234e-05 | 0.00011419 | 0.00011725 | 0.0001062 | 0.00012023
2 | 8 | 15 | 0.00011608 | 9.9301e-05 | 0.00011944 | 0.00011608 | 0.00010487 | 0.00011899 | 0.00011608 | 9.9301e-05 | 0.00011944 | 0.00011608 | 0.00010487 | 0.00011899
2 | 8 | 16 | 0.00011566 | 0.00013469 | 0.00014211 | 0.00011566 | 0.00010711 | 0.00011642 | 0.00011566 | 0.00013469 | 0.00014211 | 0.00011566 | 0.00010711 | 0.00011642
2 | 8 | 17 | 0.00011654 | 0.00016948 | 0.00016005 | 0.00011654 | 0.00011686 | 0.00011552 | 0.00011654 | 0.00016948 | 0.00016005 | 0.00011654 | 0.00011686 | 0.00011552
2 | 8 | 18 | 0.00012353 | 0.00021479 | 0.00018776 | 0.00012353 | 0.00012326 | 0.00012263 | 0.00012353 | 0.00021479 | 0.00018776 | 0.00012353 | 0.00012326 | 0.00012263
2 | 8 | 19 | 0.00012897 | 0.00024763 | 0.00020537 | 0.00012897 | 0.00012921 | 0.00012365 | 0.00012897 | 0.00024763 | 0.00020537 | 0.00012897 | 0.00012921 | 0.00012365
2 | 8 | 20 | 0.000126 | 0.00025465 | 0.00020007 | 0.000126 | 0.00012788 | 0.00012463 | 0.000126 | 0.00025465 | 0.00020007 | 0.000126 | 0.00012788 | 0.00012463
2 | 8 | 21 | 0.00012281 | 0.00024707 | 0.00018308 | 0.00012281 | 0.00012803 | 0.00011847 | 0.00012281 | 0.00024707 | 0.00018308 | 0.00012281 | 0.00012803 | 0.00011847
2 | 8 | 22 | 0.00011585 | 0.00023332 | 0.00016879 | 0.00011585 | 0.00013368 | 0.00011041 | 0.00011585 | 0.00023332 | 0.00016879 | 0.00011585 | 0.00013368 | 0.00011041
2 | 8 | 23 | 0.00010601 | 0.00021647 | 0.00015271 | 0.00010601 | 0.00014305 | 9.8398e-05 | 0.00010601 | 0.00021647 | 0.00015271 | 0.00010601 | 0.00014305 | 9.8398e-05
2 | 8 | 24 | 9.5757e-05 | 0.00018059 | 0.00012311 | 9.5757e-05 | 0.00015312 | 9.13e-05 | 9.5757e-05 | 0.00018059 | 0.00012311 | 9.5757e-05 | 0.00015312 | 9.13e-05
2 | 9 | 1 | 8.8945e-05 | 0.00013823 | 8.7111e-05 | 8.8945e-05 | 0.0001626 | 8.6628e-05 | 8.8945e-05 | 0.00013823 | 8.7111e-05 | 8.8945e-05 | 0.0001626 | 8.6628e-05
2 | 9 | 2 | 8.4867e-05 | 0.00010264 | 6.5202e-05 | 8.4867e-05 | 0.00017038 | 8.4471e-05 | 8.4867e-05 | 0.00010264 | 6.5202e-05 | 8.4867e-05 | 0.00017038 | 8.4471e-05
2 | 9 | 3 | 8.324e-05 | 7.0255e-05 | 4.6674e-05 | 8.324e-05 | 0.00017859 | 8.3535e-05 | 8.324e-05 | 7.0255e-05 | 4.6674e-05 | 8.324e-05 | 0.00017859 | 8.3535e-05
2 | 9 | 4 | 8.237e-05 | 4.6935e-05 | 3.21e-05 | 8.237e-05 | 0.00018095 | 8.4454e-05 | 8.237e-05 | 4.6935e-05 | 3.21e-05 | 8.237e-05 | 0.00018095 | 8.4454e-05
2 | 9 | 5 | 8.4884e-05 | 2.9031e-05 | 2.1766e-05 | 8.4884e-05 | 0.00018601 | 8.9474e-05 | 8.4884e-05 | 2.9031e-05 | 2.1766e-05 | 8.4884e-05 | 0.00018601 | 8.9474e-05
2 | 9 | 6 | 9.1908e-05 | 1.7296e-05 | 2.1762e-05 | 9.1908e-05 | 0.00019142 | 9.9442e-05 | 9.1908e-05 | 1.7296e-05 | 2.1762e-05 | 9.1908e-05 | 0.00019142 | 9.9442e-05
2 | 9 | 7 | 0.00010395 | 1.0222e-05 | 4.0424e-05 | 0.00010395 | 0.00019862 | 0.00010804 | 0.00010395 | 1.0222e-05 | 4.0424e-05 | 0.00010395 | 0.00019862 | 0.00010804
2 | 9 | 8 | 0.00011013 | 1.4966e-05 | 8.6619e-05 | 0.00011013 | 0.00019461 | 0.00011531 | 0.00011013 | 1.4966e-05 | 8.6619e-05 | 0.00011013 | 0.00019461 | 0.00011531
2 | 9 | 9 | 0.0001135 | 3.0673e-05 | 0.0001376 | 0.0001135 | 0.00017929 | 0.00011912 | 0.0001135 | 3.0673e-05 | 0.0001376 | 0.0001135 | 0.00017929 | 0.00011912
2 | 9 | 10 | 0.00011604 | 3.3991e-05 | 0.00013555 | 0.00011604 | 0.00015321 | 0.00012095 | 0.00011604 | 3.3991e-05 | 0.00013555 | 0.00011604 | 0.00015321 | 0.00012095
2 | 9 | 11 | 0.00011816 | 4.0179e-05 | 0.00011103 | 0.00011816 | 0.0001293 | 0.00012156 | 0.00011816 | 4.0179e-05 | 0.00011103 | 0.00011816 | 0.0001293 | 0.00012156
2 | 9 | 12 | 0.00011808 | 4.9892e-05 | 9.6247e-05 | 0.00011808 | 0.0001154 | 0.0001212 | 0.00011808 | 4.9892e-05 | 9.6247e-05 | 0.00011808 | 0.0001154 | 0.0001212
2 | 9 | 13 | 0.00011685 | 7.1977e-05 | 0.00010237 | 0.00011685 | 0.0001095 | 0.00012037 | 0.00011685 | 7.1977e-05 | 0.00010237 | 0.00011685 | 0.0001095 | 0.00012037
2 | 9 | 14 | 0.00011617 | 8.6234e-05 | 0.00011419 | 0.00011617 | 0.0001062 | 0.00012023 | 0.00011617 | 8.6234e-05 | 0.00011419 | 0.00011617 | 0.0001062 | 0.00012023
2 | 9 | 15 | 0.00011464 | 9.9301e-05 | 0.00011944 | 0.00011464 | 0.00010487 | 0.00011899 | 0.00011464 | 9.9301e-05 | 0.00011944 | 0.00011464 | 0.00010487 | 0.00011899
2 | 9 | 16 | 0.00011373 | 0.00013469 | 0.00014211 | 0.00011373 | 0.00010711 | 0.00011642 | 0.00011373 | 0.00013469 | 0.00014211 | 0.00011373 | 0.00010711 | 0.00011642
2 | 9 | 17 | 0.00011371 | 0.00016948 | 0.00016005 | 0.00011371 | 0.00011686 | 0.00011552 | 0.00011371 | 0.00016948 | 0.00016005 | 0.00011371 | 0.00011686 | 0.00011552
2 | 9 | 18 | 0.00011994 | 0.00021479 | 0.00018776 | 0.00011994 | 0.00012326 | 0.00012263 | 0.00011994 | 0.00021479 | 0.00018776 | 0.00011994 | 0.00012326 | 0.00012263
2 | 9 | 19 | 0.00012412 | 0.00024763 | 0.00020537 | 0.00012412 | 0.00012921 | 0.00012365 | 0.00012412 | 0.00024763 | 0.00020537 | 0.00012412 | 0.00012921 | 0.00012365
2 | 9 | 20 | 0.00012058 | 0.00025465 | 0.00020007 | 0.00012058 | 0.00012788 | 0.00012463 | 0.00012058 | 0.00025465 | 0.00020007 | 0.00012058 | 0.00012788 | 0.00012463
2 | 9 | 21 | 0.0001168 | 0.00024707 | 0.00018308 | 0.0001168 | 0.00012803 | 0.00011847 | 0.0001168 | 0.00024707 | 0.00018308 | 0.0001168 | 0.00012803 | 0.00011847
2 | 9 | 22 | 0.00011182 | 0.00023332 | 0.00016879 | 0.00011182 | 0.00013368 | 0.00011041 | 0.00011182 | 0.00023332 | 0.00016879 | 0.00011182 | 0.00013368 | 0.00011041
2 | 9 | 23 | 0.0001041 | 0.00021647 | 0.00015271 | 0.0001041 | 0.00014305 | 9.8398e-05 | 0.0001041 | 0.00021647 | 0.00015271 | 0.0001041 | 0.00014305 | 9.8398e-05
2 | 9 | 24 | 9.512e-05 | 0.00018059 | 0.00012311 | 9.512e-05 | 0.00015312 | 9.13e-05 | 9.512e-05 | 0.00018059 | 0.00012311 | 9.512e-05 | 0.00015312 | 9.13e-05
2 | 10 | 1 | 8.793e-05 | 0.00013823 | 8.7111e-05 | 8.793e-05 | 0.0001626 | 8.6628e-05 | 8.793e-05 | 0.00013823 | 8.7111e-05 | 8.793e-05 | 0.0001626 | 8.6628e-05
2 | 10 | 2 | 8.3744e-05 | 0.00010264 | 6.5202e-05 | 8.3744e-05 | 0.00017038 | 8.4471e-05 | 8.3744e-05 | 0.00010264 | 6.5202e-05 | 8.3744e-05 | 0.00017038 | 8.4471e-05
2 | 10 | 3 | 8.1792e-05 | 7.0255e-05 | 4.6674e-05 | 8.1792e-05 | 0.00017859 | 8.3535e-05 | 8.1792e-05 | 7.0255e-05 | 4.6674e-05 | 8.1792e-05 | 0.00017859 | 8.3535e-05
2 | 10 | 4 | 8.0477e-05 | 4.6935e-05 | 3.21e-05 | 8.0477e-05 | 0.00018095 | 8.4454e-05 | 8.0477e-05 | 4.6935e-05 | 3.21e-05 | 8.0477e-05 | 0.00018095 | 8.4454e-05
2 | 10 | 5 | 8.0993e-05 | 2.9031e-05 | 2.1766e-05 | 8.0993e-05 | 0.00018601 | 8.9474e-05 | 8.0993e-05 | 2.9031e-05 | 2.1766e-05 | 8.0993e-05 | 0.00018601 | 8.9474e-05
2 | 10 | 6 | 8.3594e-05 | 1.7296e-05 | 2.1762e-05 | 8.3594e-05 | 0.00019142 | 9.9442e-05 | 8.3594e-05 | 1.7296e-05 | 2.1762e-05 | 8.3594e-05 | 0.00019142 | 9.9442e-05
2 | 10 | 7 | 8.7118e-05 | 1.0222e-05 | 4.0424e-05 | 8.7118e-05 | 0.00019862 | 0.00010804 | 8.7118e-05 | 1.0222e-05 | 4.0424e-05 | 8.7118e-05 | 0.00019862 | 0.00010804
2 | 10 | 8 | 9.0618e-05 | 1.4966e-05 | 8.6619e-05 | 9.0618e-05 | 0.00019461 | 0.00011531 | 9.0618e-05 | 1.4966e-05 | 8.6619e-05 | 9.0618e-05 | 0.00019461 | 0.00011531
2 | 10 | 9 | 9.6198e-05 | 3.0673e-05 | 0.0001376 | 9.6198e-05 | 0.00017929 | 0.00011912 | 9.6198e-05 | 3.0673e-05 | 0.0001376 | 9.6198e-05 | 0.00017929 | 0.00011912
2 | 10 | 10 | 0.00010078 | 3.3991e-05 | 0.00013555 | 0.00010078 | 0.00015321 | 0.00012095 | 0.00010078 | 3.3991e-05 | 0.00013555 | 0.00010078 | 0.00015321 | 0.00012095
2 | 10 | 11 | 0.00010326 | 4.0179e-05 | 0.00011103 | 0.00010326 | 0.0001293 | 0.00012156 | 0.00010326 | 4.0179e-05 | 0.00011103 | 0.00010326 | 0.0001293 | 0.00012156
2 | 10 | 12 | 0.00010363 | 4.9892e-05 | 9.6247e-05 | 0.00010363 | 0.0001154 | 0.0001212 | 0.00010363 | 4.9892e-05 | 9.6247e-05 | 0.00010363 | 0.0001154 | 0.0001212
2 | 10 | 13 | 0.0001027 | 7.1977e-05 | 0.00010237 | 0.0001027 | 0.0001095 | 0.00012037 | 0.0001027 | 7.1977e-05 | 0.00010237 | 0.0001027 | 0.0001095 | 0.00012037
2 | 10 | 14 | 0.0001013 | 8.6234e-05 | 0.00011419 | 0.0001013 | 0.0001062 | 0.00012023 | 0.0001013 | 8.6234e-05 | 0.00011419 | 0.0001013 | 0.0001062 | 0.00012023
2 | 10 | 15 | 9.9856e-05 | 9.9301e-05 | 0.00011944 | 9.9856e-05 | 0.00010487 | 0.00011899 | 9.9856e-05 | 9.9301e-05 | 0.00011944 | 9.9856e-05 | 0.00010487 | 0.00011899
2 | 10 | 16 | 9.9377e-05 | 0.00013469 | 0.00014211 | 9.9377e-05 | 0.00010711 | 0.00011642 | 9.9377e-05 | 0.00013469 | 0.00014211 | 9.9377e-05 | 0.00010711 | 0.00011642
2 | 10 | 17 | 0.00010129 | 0.00016948 | 0.00016005 | 0.00010129 | 0.00011686 | 0.00011552 | 0.00010129 | 0.00016948 | 0.00016005 | 0.00010129 | 0.00011686 | 0.00011552
2 | 10 | 18 | 0.00010921 | 0.00021479 | 0.00018776 | 0.00010921 | 0.00012326 | 0.00012263 | 0.00010921 | 0.00021479 | 0.00018776 | 0.00010921 | 0.00012326 | 0.00012263
2 | 10 | 19 | 0.00011471 | 0.00024763 | 0.00020537 | 0.00011471 | 0.00012921 | 0.00012365 | 0.00011471 | 0.00024763 | 0.00020537 | 0.00011471 | 0.00012921 | 0.00012365
2 | 10 | 20 | 0.00011247 | 0.00025465 | 0.00020007 | 0.00011247 | 0.00012788 | 0.00012463 | 0.00011247 | 0.00025465 | 0.00020007 | 0.00011247 | 0.00012788 | 0.00012463
2 | 10 | 21 | 0.00010911 | 0.00024707 | 0.00018308 | 0.00010911 | 0.00012803 | 0.00011847 | 0.00010911 | 0.00024707 | 0.00018308 | 0.00010911 | 0.00012803 | 0.00011847
2 | 10 | 22 | 0.00010507 | 0.00023332 | 0.00016879 | 0.00010507 | 0.00013368 | 0.00011041 | 0.00010507 | 0.00023332 | 0.00016879 | 0.00010507 | 0.00013368 | 0.00011041
2 | 10 | 23 | 9.8815e-05 | 0.00021647 | 0.00015271 | 9.8815e-05 | 0.00014305 | 9.8398e-05 | 9.8815e-05 | 0.00021647 | 0.00015271 | 9.8815e-05 | 0.00014305 | 9.8398e-05
2 | 10 | 24 | 9.113e-05 | 0.00018059 | 0.00012311 | 9.113e-05 | 0.00015312 | 9.13e-05 | 9.113e-05 | 0.00018059 | 0.00012311 | 9.113e-05 | 0.00015312 | 9.13e-05
2 | 11 | 1 | 8.5541e-05 | 0.00013823 | 8.7111e-05 | 8.5541e-05 | 0.0001626 | 8.6628e-05 | 8.5541e-05 | 0.00013823 | 8.7111e-05 | 8.5541e-05 | 0.0001626 | 8.6628e-05
2 | 11 | 2 | 8.1526e-05 | 0.00010264 | 6.5202e-05 | 8.1526e-05 | 0.00017038 | 8.4471e-05 | 8.1526e-05 | 0.00010264 | 6.5202e-05 | 8.1526e-05 | 0.00017038 | 8.4471e-05
2 | 11 | 3 | 7.9012e-05 | 7.0255e-05 | 4.6674e-05 | 7.9012e-05 | 0.00017859 | 8.3535e-05 | 7.9012e-05 | 7.0255e-05 | 4.6674e-05 | 7.9012e-05 | 0.00017859 | 8.3535e-05
2 | 11 | 4 | 7.7664e-05 | 4.6935e-05 | 3.21e-05 | 7.7664e-05 | 0.00018095 | 8.4454e-05 | 7.7664e-05 | 4.6935e-05 | 3.21e-05 | 7.7664e-05 | 0.00018095 | 8.4454e-05
2 | 11 | 5 | 7.7568e-05 | 2.9031e-05 | 2.1766e-05 | 7.7568e-05 | 0.00018601 | 8.9474e-05 | 7.7568e-05 | 2.9031e-05 | 2.1766e-05 | 7.7568e-05 | 0.00018601 | 8.9474e-05
2 | 11 | 6 | 7.9429e-05 | 1.7296e-05 | 2.1762e-05 | 7.9429e-05 | 0.00019142 | 9.9442e-05 | 7.9429e-05 | 1.7296e-05 | 2.1762e-05 | 7.9429e-05 | 0.00019142 | 9.9442e-05
2 | 11 | 7 | 8.2196e-05 | 1.0222e-05 | 4.0424e-05 | 8.2196e-05 | 0.00019862 | 0.00010804 | 8.2196e-05 | 1.0222e-05 | 4.0424e-05 | 8.2196e-05 | 0.00019862 | 0.00010804
2 | 11 | 8 | 8.4368e-05 | 1.4966e-05 | 8.6619e-05 | 8.4368e-05 | 0.00019461 | 0.00011531 | 8.4368e-05 | 1.4966e-05 | 8.6619e-05 | 8.4368e-05 | 0.00019461 | 0.00011531
2 | 11 | 9 | 8.9965e-05 | 3.0673e-05 | 0.0001376 | 8.9965e-05 | 0.00017929 | 0.00011912 | 8.9965e-05 | 3.0673e-05 | 0.0001376 | 8.9965e-05 | 0.00017929 | 0.00011912
2 | 11 | 10 | 9.4384e-05 | 3.3991e-05 | 0.00013555 | 9.4384e-05 | 0.00015321 | 0.00012095 | 9.4384e-05 | 3.3991e-05 | 0.00013555 | 9.4384e-05 | 0.00015321 | 0.00012095
2 | 11 | 11 | 9.6939e-05 | 4.0179e-05 | 0.00011103 | 9.6939e-05 | 0.0001293 | 0.00012156 | 9.6939e-05 | 4.0179e-05 | 0.00011103 | 9.6939e-05 | 0.0001293 | 0.00012156
2 | 11 | 12 | 9.7738e-05 | 4.9892e-05 | 9.6247e-05 | 9.7738e-05 | 0.0001154 | 0.0001212 | 9.7738e-05 | 4.9892e-05 | 9.6247e-05 | 9.7738e-05 | 0.0001154 | 0.0001212
2 | 11 | 13 | 9.7426e-05 | 7.1977e-05 | 0.00010237 | 9.7426e-05 | 0.0001095 | 0.00012037 | 9.7426e-05 | 7.1977e-05 | 0.00010237 | 9.7426e-05 | 0.0001095 | 0.00012037
2 | 11 | 14 | 9.6514e-05 | 8.6234e-05 | 0.00011419 | 9.6514e-05 | 0.0001062 | 0.00012023 | 9.6514e-05 | 8.6234e-05 | 0.00011419 | 9.6514e-05 | 0.0001062 | 0.00012023
2 | 11 | 15 | 9.5611e-05 | 9.9301e-05 | 0.00011944 | 9.5611e-05 | 0.00010487 | 0.00011899 | 9.5611e-05 | 9.9301e-05 | 0.00011944 | 9.5611e-05 | 0.00010487 | 0.00011899
2 | 11 | 16 | 9.4925e-05 | 0.00013469 | 0.00014211 | 9.4925e-05 | 0.00010711 | 0.00011642 | 9.4925e-05 | 0.00013469 | 0.00014211 | 9.4925e-05 | 0.00010711 | 0.00011642
2 | 11 | 17 | 9.5957e-05 | 0.00016948 | 0.00016005 | 9.5957e-05 | 0.00011686 | 0.00011552 | 9.5957e-05 | 0.00016948 | 0.00016005 | 9.5957e-05 | 0.00011686 | 0.00011552
2 | 11 | 18 | 0.00010459 | 0.00021479 | 0.00018776 | 0.00010459 | 0.00012326 | 0.00012263 | 0.00010459 | 0.00021479 | 0.00018776 | 0.00010459 | 0.00012326 | 0.00012263
2 | 11 | 19 | 0.00011685 | 0.00024763 | 0.00020537 | 0.00011685 | 0.00012921 | 0.00012365 | 0.00011685 | 0.00024763 | 0.00020537 | 0.00011685 | 0.00012921 | 0.00012365
2 | 11 | 20 | 0.00011526 | 0.00025465 | 0.00020007 | 0.00011526 | 0.00012788 | 0.00012463 | 0.00011526 | 0.00025465 | 0.00020007 | 0.00011526 | 0.00012788 | 0.00012463
2 | 11 | 21 | 0.00011218 | 0.00024707 | 0.00018308 | 0.00011218 | 0.00012803 | 0.00011847 | 0.00011218 | 0.00024707 | 0.00018308 | 0.00011218 | 0.00012803 | 0.00011847
2 | 11 | 22 | 0.00010673 | 0.00023332 | 0.00016879 | 0.00010673 | 0.00013368 | 0.00011041 | 0.00010673 | 0.00023332 | 0.00016879 | 0.00010673 | 0.00013368 | 0.00011041
2 | 11 | 23 | 9.8641e-05 | 0.00021647 | 0.00015271 | 9.8641e-05 | 0.00014305 | 9.8398e-05 | 9.8641e-05 | 0.00021647 | 0.00015271 | 9.8641e-05 | 0.00014305 | 9.8398e-05
2 | 11 | 24 | 9.0056e-05 | 0.00018059 | 0.00012311 | 9.0056e-05 | 0.00015312 | 9.13e-05 | 9.0056e-05 | 0.00018059 | 0.00012311 | 9.0056e-05 | 0.00015312 | 9.13e-05
2 | 12 | 1 | 8.438e-05 | 0.00013823 | 8.7111e-05 | 8.438e-05 | 0.0001626 | 8.6628e-05 | 8.438e-05 | 0.00013823 | 8.7111e-05 | 8.438e-05 | 0.0001626 | 8.6628e-05
2 | 12 | 2 | 8.1151e-05 | 0.00010264 | 6.5202e-05 | 8.1151e-05 | 0.00017038 | 8.4471e-05 | 8.1151e-05 | 0.00010264 | 6.5202e-05 | 8.1151e-05 | 0.00017038 | 8.4471e-05
2 | 12 | 3 | 7.9732e-05 | 7.0255e-05 | 4.6674e-05 | 7.9732e-05 | 0.00017859 | 8.3535e-05 | 7.9732e-05 | 7.0255e-05 | 4.6674e-05 | 7.9732e-05 | 0.00017859 | 8.3535e-05
2 | 12 | 4 | 7.9861e-05 | 4.6935e-05 | 3.21e-05 | 7.9861e-05 | 0.00018095 | 8.4454e-05 | 7.9861e-05 | 4.6935e-05 | 3.21e-05 | 7.9861e-05 | 0.00018095 | 8.4454e-05
2 | 12 | 5 | 8.2936e-05 | 2.9031e-05 | 2.1766e-05 | 8.2936e-05 | 0.00018601 | 8.9474e-05 | 8.2936e-05 | 2.9031e-05 | 2.1766e-05 | 8.2936e-05 | 0.00018601 | 8.9474e-05
2 | 12 | 6 | 9.0081e-05 | 1.7296e-05 | 2.1762e-05 | 9.0081e-05 | 0.00019142 | 9.9442e-05 | 9.0081e-05 | 1.7296e-05 | 2.1762e-05 | 9.0081e-05 | 0.00019142 | 9.9442e-05
2 | 12 | 7 | 0.0001008 | 1.0222e-05 | 4.0424e-05 | 0.0001008 | 0.00019862 | 0.00010804 | 0.0001008 | 1.0222e-05 | 4.0424e-05 | 0.0001008 | 0.00019862 | 0.00010804
2 | 12 | 8 | 0.00010753 | 1.4966e-05 | 8.6619e-05 | 0.00010753 | 0.00019461 | 0.00011531 | 0.00010753 | 1.4966e-05 | 8.6619e-05 | 0.00010753 | 0.00019461 | 0.00011531
2 | 12 | 9 | 0.00011265 | 3.0673e-05 | 0.0001376 | 0.00011265 | 0.00017929 | 0.00011912 | 0.00011265 | 3.0673e-05 | 0.0001376 | 0.00011265 | 0.00017929 | 0.00011912
2 | 12 | 10 | 0.00011599 | 3.3991e-05 | 0.00013555 | 0.00011599 | 0.00015321 | 0.00012095 | 0.00011599 | 3.3991e-05 | 0.00013555 | 0.00011599 | 0.00015321 | 0.00012095
2 | 12 | 11 | 0.00011705 | 4.0179e-05 | 0.00011103 | 0.00011705 | 0.0001293 | 0.00012156 | 0.00011705 | 4.0179e-05 | 0.00011103 | 0.00011705 | 0.0001293 | 0.00012156
2 | 12 | 12 | 0.00011678 | 4.9892e-05 | 9.6247e-05 | 0.00011678 | 0.0001154 | 0.0001212 | 0.00011678 | 4.9892e-05 | 9.6247e-05 | 0.00011678 | 0.0001154 | 0.0001212
2 | 12 | 13 | 0.00011578 | 7.1977e-05 | 0.00010237 | 0.00011578 | 0.0001095 | 0.00012037 | 0.00011578 | 7.1977e-05 | 0.00010237 | 0.00011578 | 0.0001095 | 0.00012037
2 | 12 | 14 | 0.00011519 | 8.6234e-05 | 0.00011419 | 0.00011519 | 0.0001062 | 0.00012023 | 0.00011519 | 8.6234e-05 | 0.00011419 | 0.00011519 | 0.0001062 | 0.00012023
2 | 12 | 15 | 0.00011344 | 9.9301e-05 | 0.00011944 | 0.00011344 | 0.00010487 | 0.00011899 | 0.00011344 | 9.9301e-05 | 0.00011944 | 0.00011344 | 0.00010487 | 0.00011899
2 | 12 | 16 | 0.00011253 | 0.00013469 | 0.00014211 | 0.00011253 | 0.00010711 | 0.00011642 | 0.00011253 | 0.00013469 | 0.00014211 | 0.00011253 | 0.00010711 | 0.00011642
2 | 12 | 17 | 0.00011363 | 0.00016948 | 0.00016005 | 0.00011363 | 0.00011686 | 0.00011552 | 0.00011363 | 0.00016948 | 0.00016005 | 0.00011363 | 0.00011686 | 0.00011552
2 | 12 | 18 | 0.00012146 | 0.00021479 | 0.00018776 | 0.00012146 | 0.00012326 | 0.00012263 | 0.00012146 | 0.00021479 | 0.00018776 | 0.00012146 | 0.00012326 | 0.00012263
2 | 12 | 19 | 0.00012965 | 0.00024763 | 0.00020537 | 0.00012965 | 0.00012921 | 0.00012365 | 0.00012965 | 0.00024763 | 0.00020537 | 0.00012965 | 0.00012921 | 0.00012365
2 | 12 | 20 | 0.00012782 | 0.00025465 | 0.00020007 | 0.00012782 | 0.00012788 | 0.00012463 | 0.00012782 | 0.00025465 | 0.00020007 | 0.00012782 | 0.00012788 | 0.00012463
2 | 12 | 21 | 0.00012351 | 0.00024707 | 0.00018308 | 0.00012351 | 0.00012803 | 0.00011847 | 0.00012351 | 0.00024707 | 0.00018308 | 0.00012351 | 0.00012803 | 0.00011847
2 | 12 | 22 | 0.00011613 | 0.00023332 | 0.00016879 | 0.00011613 | 0.00013368 | 0.00011041 | 0.00011613 | 0.00023332 | 0.00016879 | 0.00011613 | 0.00013368 | 0.00011041
2 | 12 | 23 | 0.00010599 | 0.00021647 | 0.00015271 | 0.00010599 | 0.00014305 | 9.8398e-05 | 0.00010599 | 0.00021647 | 0.00015271 | 0.00010599 | 0.00014305 | 9.8398e-05
2 | 12 | 24 | 9.5578e-05 | 0.00018059 | 0.00012311 | 9.5578e-05 | 0.00015312 | 9.13e-05 | 9.5578e-05 | 0.00018059 | 0.00012311 | 9.5578e-05 | 0.00015312 | 9.13e-05
2 | 13 | 1 | 8.835e-05 | 0.00013823 | 8.7111e-05 | 8.835e-05 | 0.0001626 | 8.6628e-05 | 8.835e-05 | 0.00013823 | 8.7111e-05 | 8.835e-05 | 0.0001626 | 8.6628e-05
2 | 13 | 2 | 8.4734e-05 | 0.00010264 | 6.5202e-05 | 8.4734e-05 | 0.00017038 | 8.4471e-05 | 8.4734e-05 | 0.00010264 | 6.5202e-05 | 8.4734e-05 | 0.00017038 | 8.4471e-05
2 | 13 | 3 | 8.344e-05 | 7.0255e-05 | 4.6674e-05 | 8.344e-05 | 0.00017859 | 8.3535e-05 | 8.344e-05 | 7.0255e-05 | 4.6674e-05 | 8.344e-05 | 0.00017859 | 8.3535e-05
2 | 13 | 4 | 8.3049e-05 | 4.6935e-05 | 3.21e-05 | 8.3049e-05 | 0.00018095 | 8.4454e-05 | 8.3049e-05 | 4.6935e-05 | 3.21e-05 | 8.3049e-05 | 0.00018095 | 8.4454e-05
2 | 13 | 5 | 8.555e-05 | 2.9031e-05 | 2.1766e-05 | 8.555e-05 | 0.00018601 | 8.9474e-05 | 8.555e-05 | 2.9031e-05 | 2.1766e-05 | 8.555e-05 | 0.00018601 | 8.9474e-05
2 | 13 | 6 | 9.2998e-05 | 1.7296e-05 | 2.1762e-05 | 9.2998e-05 | 0.00019142 | 9.9442e-05 | 9.2998e-05 | 1.7296e-05 | 2.1762e-05 | 9.2998e-05 | 0.00019142 | 9.9442e-05
2 | 13 | 7 | 0.00010517 | 1.0222e-05 | 4.0424e-05 | 0.00010517 | 0.00019862 | 0.00010804 | 0.00010517 | 1.0222e-05 | 4.0424e-05 | 0.00010517 | 0.00019862 | 0.00010804
2 | 13 | 8 | 0.00011189 | 1.4966e-05 | 8.6619e-05 | 0.00011189 | 0.00019461 | 0.00011531 | 0.00011189 | 1.4966e-05 | 8.6619e-05 | 0.00011189 | 0.00019461 | 0.00011531
2 | 13 | 9 | 0.00011431 | 3.0673e-05 | 0.0001376 | 0.00011431 | 0.00017929 | 0.00011912 | 0.00011431 | 3.0673e-05 | 0.0001376 | 0.00011431 | 0.00017929 | 0.00011912
2 | 13 | 10 | 0.00011589 | 3.3991e-05 | 0.00013555 | 0.00011589 | 0.00015321 | 0.00012095 | 0.00011589 | 3.3991e-05 | 0.00013555 | 0.00011589 | 0.00015321 | 0.00012095
2 | 13 | 11 | 0.00011753 | 4.0179e-05 | 0.00011103 | 0.00011753 | 0.0001293 | 0.00012156 | 0.00011753 | 4.0179e-05 | 0.00011103 | 0.00011753 | 0.0001293 | 0.00012156
2 | 13 | 12 | 0.0001168 | 4.9892e-05 | 9.6247e-05 | 0.0001168 | 0.0001154 | 0.0001212 | 0.0001168 | 4.9892e-05 | 9.6247e-05 | 0.0001168 | 0.0001154 | 0.0001212
2 | 13 | 13 | 0.00011559 | 7.1977e-05 | 0.00010237 | 0.00011559 | 0.0001095 | 0.00012037 | 0.00011559 | 7.1977e-05 | 0.00010237 | 0.00011559 | 0.0001095 | 0.00012037
2 | 13 | 14 | 0.00011527 | 8.6234e-05 | 0.00011419 | 0.00011527 | 0.0001062 | 0.00012023 | 0.00011527 | 8.6234e-05 | 0.00011419 | 0.00011527 | 0.0001062 | 0.00012023
2 | 13 | 15 | 0.0001136 | 9.9301e-05 | 0.00011944 | 0.0001136 | 0.00010487 | 0.00011899 | 0.0001136 | 9.9301e-05 | 0.00011944 | 0.0001136 | 0.00010487 | 0.00011899
2 | 13 | 16 | 0.00011202 | 0.00013469 | 0.00014211 | 0.00011202 | 0.00010711 | 0.00011642 | 0.00011202 | 0.00013469 | 0.00014211 | 0.00011202 | 0.00010711 | 0.00011642
2 | 13 | 17 | 0.00011206 | 0.00016948 | 0.00016005 | 0.00011206 | 0.00011686 | 0.00011552 | 0.00011206 | 0.00016948 | 0.00016005 | 0.00011206 | 0.00011686 | 0.00011552
2 | 13 | 18 | 0.00011796 | 0.00021479 | 0.00018776 | 0.00011796 | 0.00012326 | 0.00012263 | 0.00011796 | 0.00021479 | 0.00018776 | 0.00011796 | 0.00012326 | 0.00012263
2 | 13 | 19 | 0.00012865 | 0.00024763 | 0.00020537 | 0.00012865 | 0.00012921 | 0.00012365 | 0.00012865 | 0.00024763 | 0.00020537 | 0.00012865 | 0.00012921 | 0.00012365
2 | 13 | 20 | 0.00012732 | 0.00025465 | 0.00020007 | 0.00012732 | 0.00012788 | 0.00012463 | 0.00012732 | 0.00025465 | 0.00020007 | 0.00012732 | 0.00012788 | 0.00012463
2 | 13 | 21 | 0.00012386 | 0.00024707 | 0.00018308 | 0.00012386 | 0.00012803 | 0.00011847 | 0.00012386 | 0.00024707 | 0.00018308 | 0.00012386 | 0.00012803 | 0.00011847
2 | 13 | 22 | 0.00011715 | 0.00023332 | 0.00016879 | 0.00011715 | 0.00013368 | 0.00011041 | 0.00011715 | 0.00023332 | 0.00016879 | 0.00011715 | 0.00013368 | 0.00011041
2 | 13 | 23 | 0.00010703 | 0.00021647 | 0.00015271 | 0.00010703 | 0.00014305 | 9.8398e-05 | 0.00010703 | 0.00021647 | 0.00015271 | 0.00010703 | 0.00014305 | 9.8398e-05
2 | 13 | 24 | 9.7138e-05 | 0.00018059 | 0.00012311 | 9.7138e-05 | 0.00015312 | 9.13e-05 | 9.7138e-05 | 0.00018059 | 0.00012311 | 9.7138e-05 | 0.00015312 | 9.13e-05
2 | 14 | 1 | 8.9444e-05 | 0.00013823 | 8.7111e-05 | 8.9444e-05 | 0.0001626 | 8.6628e-05 | 8.9444e-05 | 0.00013823 | 8.7111e-05 | 8.9444e-05 | 0.0001626 | 8.6628e-05
2 | 14 | 2 | 8.6124e-05 | 0.00010264 | 6.5202e-05 | 8.6124e-05 | 0.00017038 | 8.4471e-05 | 8.6124e-05 | 0.00010264 | 6.5202e-05 | 8.6124e-05 | 0.00017038 | 8.4471e-05
2 | 14 | 3 | 8.4451e-05 | 7.0255e-05 | 4.6674e-05 | 8.4451e-05 | 0.00017859 | 8.3535e-05 | 8.4451e-05 | 7.0255e-05 | 4.6674e-05 | 8.4451e-05 | 0.00017859 | 8.3535e-05
2 | 14 | 4 | 8.4077e-05 | 4.6935e-05 | 3.21e-05 | 8.4077e-05 | 0.00018095 | 8.4454e-05 | 8.4077e-05 | 4.6935e-05 | 3.21e-05 | 8.4077e-05 | 0.00018095 | 8.4454e-05
2 | 14 | 5 | 8.6132e-05 | 2.9031e-05 | 2.1766e-05 | 8.6132e-05 | 0.00018601 | 8.9474e-05 | 8.6132e-05 | 2.9031e-05 | 2.1766e-05 | 8.6132e-05 | 0.00018601 | 8.9474e-05
2 | 14 | 6 | 9.0709e-05 | 1.7296e-05 | 2.1762e-05 | 9.0709e-05 | 0.00019142 | 9.9442e-05 | 9.0709e-05 | 1.7296e-05 | 2.1762e-05 | 9.0709e-05 | 0.00019142 | 9.9442e-05
2 | 14 | 7 | 0.0001045 | 1.0222e-05 | 4.0424e-05 | 0.0001045 | 0.00019862 | 0.00010804 | 0.0001045 | 1.0222e-05 | 4.0424e-05 | 0.0001045 | 0.00019862 | 0.00010804
2 | 14 | 8 | 0.00011148 | 1.4966e-05 | 8.6619e-05 | 0.00011148 | 0.00019461 | 0.00011531 | 0.00011148 | 1.4966e-05 | 8.6619e-05 | 0.00011148 | 0.00019461 | 0.00011531
2 | 14 | 9 | 0.0001132 | 3.0673e-05 | 0.0001376 | 0.0001132 | 0.00017929 | 0.00011912 | 0.0001132 | 3.0673e-05 | 0.0001376 | 0.0001132 | 0.00017929 | 0.00011912
2 | 14 | 10 | 0.00011675 | 3.3991e-05 | 0.00013555 | 0.00011675 | 0.00015321 | 0.00012095 | 0.00011675 | 3.3991e-05 | 0.00013555 | 0.00011675 | 0.00015321 | 0.00012095
2 | 14 | 11 | 0.00011652 | 4.0179e-05 | 0.00011103 | 0.00011652 | 0.0001293 | 0.00012156 | 0.00011652 | 4.0179e-05 | 0.00011103 | 0.00011652 | 0.0001293 | 0.00012156
2 | 14 | 12 | 0.00011646 | 4.9892e-05 | 9.6247e-05 | 0.00011646 | 0.0001154 | 0.0001212 | 0.00011646 | 4.9892e-05 | 9.6247e-05 | 0.00011646 | 0.0001154 | 0.0001212
2 | 14 | 13 | 0.0001153 | 7.1977e-05 | 0.00010237 | 0.0001153 | 0.0001095 | 0.00012037 | 0.0001153 | 7.1977e-05 | 0.00010237 | 0.0001153 | 0.0001095 | 0.00012037
2 | 14 | 14 | 0.00011463 | 8.6234e-05 | 0.00011419 | 0.00011463 | 0.0001062 | 0.00012023 | 0.00011463 | 8.6234e-05 | 0.00011419 | 0.00011463 | 0.0001062 | 0.00012023
2 | 14 | 15 | 0.00011415 | 9.9301e-05 | 0.00011944 | 0.00011415 | 0.00010487 | 0.00011899 | 0.00011415 | 9.9301e-05 | 0.00011944 | 0.00011415 | 0.00010487 | 0.00011899
2 | 14 | 16 | 0.00011213 | 0.00013469 | 0.00014211 | 0.00011213 | 0.00010711 | 0.00011642 | 0.00011213 | 0.00013469 | 0.00014211 | 0.00011213 | 0.00010711 | 0.00011642
2 | 14 | 17 | 0.00011186 | 0.00016948 | 0.00016005 | 0.00011186 | 0.00011686 | 0.00011552 | 0.00011186 | 0.00016948 | 0.00016005 | 0.00011186 | 0.00011686 | 0.00011552
2 | 14 | 18 | 0.00011797 | 0.00021479 | 0.00018776 | 0.00011797 | 0.00012326 | 0.00012263 | 0.00011797 | 0.00021479 | 0.00018776 | 0.00011797 | 0.00012326 | 0.00012263
2 | 14 | 19 | 0.00012782 | 0.00024763 | 0.00020537 | 0.00012782 | 0.00012921 | 0.00012365 | 0.00012782 | 0.00024763 | 0.00020537 | 0.00012782 | 0.00012921 | 0.00012365
2 | 14 | 20 | 0.00012587 | 0.00025465 | 0.00020007 | 0.00012587 | 0.00012788 | 0.00012463 | 0.00012587 | 0.00025465 | 0.00020007 | 0.00012587 | 0.00012788 | 0.00012463
2 | 14 | 21 | 0.00012259 | 0.00024707 | 0.00018308 | 0.00012259 | 0.00012803 | 0.00011847 | 0.00012259 | 0.00024707 | 0.00018308 | 0.00012259 | 0.00012803 | 0.00011847
2 | 14 | 22 | 0.00011595 | 0.00023332 | 0.00016879 | 0.00011595 | 0.00013368 | 0.00011041 | 0.00011595 | 0.00023332 | 0.00016879 | 0.00011595 | 0.00013368 | 0.00011041
2 | 14 | 23 | 0.00010725 | 0.00021647 | 0.00015271 | 0.00010725 | 0.00014305 | 9.8398e-05 | 0.00010725 | 0.00021647 | 0.00015271 | 0.00010725 | 0.00014305 | 9.8398e-05
2 | 14 | 24 | 9.8345e-05 | 0.00018059 | 0.00012311 | 9.8345e-05 | 0.00015312 | 9.13e-05 | 9.8345e-05 | 0.00018059 | 0.00012311 | 9.8345e-05 | 0.00015312 | 9.13e-05
2 | 15 | 1 | 9.1263e-05 | 0.00013823 | 8.7111e-05 | 9.1263e-05 | 0.0001626 | 8.6628e-05 | 9.1263e-05 | 0.00013823 | 8.7111e-05 | 9.1263e-05 | 0.0001626 | 8.6628e-05
2 | 15 | 2 | 8.6935e-05 | 0.00010264 | 6.5202e-05 | 8.6935e-05 | 0.00017038 | 8.4471e-05 | 8.6935e-05 | 0.00010264 | 6.5202e-05 | 8.6935e-05 | 0.00017038 | 8.4471e-05
2 | 15 | 3 | 8.557e-05 | 7.0255e-05 | 4.6674e-05 | 8.557e-05 | 0.00017859 | 8.3535e-05 | 8.557e-05 | 7.0255e-05 | 4.6674e-05 | 8.557e-05 | 0.00017859 | 8.3535e-05
2 | 15 | 4 | 8.52e-05 | 4.6935e-05 | 3.21e-05 | 8.52e-05 | 0.00018095 | 8.4454e-05 | 8.52e-05 | 4.6935e-05 | 3.21e-05 | 8.52e-05 | 0.00018095 | 8.4454e-05
2 | 15 | 5 | 8.7422e-05 | 2.9031e-05 | 2.1766e-05 | 8.7422e-05 | 0.00018601 | 8.9474e-05 | 8.7422e-05 | 2.9031e-05 | 2.1766e-05 | 8.7422e-05 | 0.00018601 | 8.9474e-05
2 | 15 | 6 | 9.5095e-05 | 1.7296e-05 | 2.1762e-05 | 9.5095e-05 | 0.00019142 | 9.9442e-05 | 9.5095e-05 | 1.7296e-05 | 2.1762e-05 | 9.5095e-05 | 0.00019142 | 9.9442e-05
2 | 15 | 7 | 0.00010611 | 1.0222e-05 | 4.0424e-05 | 0.00010611 | 0.00019862 | 0.00010804 | 0.00010611 | 1.0222e-05 | 4.0424e-05 | 0.00010611 | 0.00019862 | 0.00010804
2 | 15 | 8 | 0.00011248 | 1.4966e-05 | 8.6619e-05 | 0.00011248 | 0.00019461 | 0.00011531 | 0.00011248 | 1.4966e-05 | 8.6619e-05 | 0.00011248 | 0.00019461 | 0.00011531
2 | 15 | 9 | 0.00011407 | 3.0673e-05 | 0.0001376 | 0.00011407 | 0.00017929 | 0.00011912 | 0.00011407 | 3.0673e-05 | 0.0001376 | 0.00011407 | 0.00017929 | 0.00011912
2 | 15 | 10 | 0.00011567 | 3.3991e-05 | 0.00013555 | 0.00011567 | 0.00015321 | 0.00012095 | 0.00011567 | 3.3991e-05 | 0.00013555 | 0.00011567 | 0.00015321 | 0.00012095
2 | 15 | 11 | 0.00011752 | 4.0179e-05 | 0.00011103 | 0.00011752 | 0.0001293 | 0.00012156 | 0.00011752 | 4.0179e-05 | 0.00011103 | 0.00011752 | 0.0001293 | 0.00012156
2 | 15 | 12 | 0.00011787 | 4.9892e-05 | 9.6247e-05 | 0.00011787 | 0.0001154 | 0.0001212 | 0.00011787 | 4.9892e-05 | 9.6247e-05 | 0.00011787 | 0.0001154 | 0.0001212
2 | 15 | 13 | 0.00011674 | 7.1977e-05 | 0.00010237 | 0.00011674 | 0.0001095 | 0.00012037 | 0.00011674 | 7.1977e-05 | 0.00010237 | 0.00011674 | 0.0001095 | 0.00012037
2 | 15 | 14 | 0.0001162 | 8.6234e-05 | 0.00011419 | 0.0001162 | 0.0001062 | 0.00012023 | 0.0001162 | 8.6234e-05 | 0.00011419 | 0.0001162 | 0.0001062 | 0.00012023
2 | 15 | 15 | 0.00011515 | 9.9301e-05 | 0.00011944 | 0.00011515 | 0.00010487 | 0.00011899 | 0.00011515 | 9.9301e-05 | 0.00011944 | 0.00011515 | 0.00010487 | 0.00011899
2 | 15 | 16 | 0.00011359 | 0.00013469 | 0.00014211 | 0.00011359 | 0.00010711 | 0.00011642 | 0.00011359 | 0.00013469 | 0.00014211 | 0.00011359 | 0.00010711 | 0.00011642
2 | 15 | 17 | 0.00011333 | 0.00016948 | 0.00016005 | 0.00011333 | 0.00011686 | 0.00011552 | 0.00011333 | 0.00016948 | 0.00016005 | 0.00011333 | 0.00011686 | 0.00011552
2 | 15 | 18 | 0.00011743 | 0.00021479 | 0.00018776 | 0.00011743 | 0.00012326 | 0.00012263 | 0.00011743 | 0.00021479 | 0.00018776 | 0.00011743 | 0.00012326 | 0.00012263
2 | 15 | 19 | 0.00012753 | 0.00024763 | 0.00020537 | 0.00012753 | 0.00012921 | 0.00012365 | 0.00012753 | 0.00024763 | 0.00020537 | 0.00012753 | 0.00012921 | 0.00012365
2 | 15 | 20 | 0.00012615 | 0.00025465 | 0.00020007 | 0.00012615 | 0.00012788 | 0.00012463 | 0.00012615 | 0.00025465 | 0.00020007 | 0.00012615 | 0.00012788 | 0.00012463
2 | 15 | 21 | 0.00012185 | 0.00024707 | 0.00018308 | 0.00012185 | 0.00012803 | 0.00011847 | 0.00012185 | 0.00024707 | 0.00018308 | 0.00012185 | 0.00012803 | 0.00011847
2 | 15 | 22 | 0.00011494 | 0.00023332 | 0.00016879 | 0.00011494 | 0.00013368 | 0.00011041 | 0.00011494 | 0.00023332 | 0.00016879 | 0.00011494 | 0.00013368 | 0.00011041
2 | 15 | 23 | 0.00010504 | 0.00021647 | 0.00015271 | 0.00010504 | 0.00014305 | 9.8398e-05 | 0.00010504 | 0.00021647 | 0.00015271 | 0.00010504 | 0.00014305 | 9.8398e-05
2 | 15 | 24 | 9.5761e-05 | 0.00018059 | 0.00012311 | 9.5761e-05 | 0.00015312 | 9.13e-05 | 9.5761e-05 | 0.00018059 | 0.00012311 | 9.5761e-05 | 0.00015312 | 9.13e-05
2 | 16 | 1 | 9.0173e-05 | 0.00013823 | 8.7111e-05 | 9.0173e-05 | 0.0001626 | 8.6628e-05 | 9.0173e-05 | 0.00013823 | 8.7111e-05 | 9.0173e-05 | 0.0001626 | 8.6628e-05
2 | 16 | 2 | 8.6661e-05 | 0.00010264 | 6.5202e-05 | 8.6661e-05 | 0.00017038 | 8.4471e-05 | 8.6661e-05 | 0.00010264 | 6.5202e-05 | 8.6661e-05 | 0.00017038 | 8.4471e-05
2 | 16 | 3 | 8.5092e-05 | 7.0255e-05 | 4.6674e-05 | 8.5092e-05 | 0.00017859 | 8.3535e-05 | 8.5092e-05 | 7.0255e-05 | 4.6674e-05 | 8.5092e-05 | 0.00017859 | 8.3535e-05
2 | 16 | 4 | 8.4676e-05 | 4.6935e-05 | 3.21e-05 | 8.4676e-05 | 0.00018095 | 8.4454e-05 | 8.4676e-05 | 4.6935e-05 | 3.21e-05 | 8.4676e-05 | 0.00018095 | 8.4454e-05
2 | 16 | 5 | 8.7372e-05 | 2.9031e-05 | 2.1766e-05 | 8.7372e-05 | 0.00018601 | 8.9474e-05 | 8.7372e-05 | 2.9031e-05 | 2.1766e-05 | 8.7372e-05 | 0.00018601 | 8.9474e-05
2 | 16 | 6 | 9.4521e-05 | 1.7296e-05 | 2.1762e-05 | 9.4521e-05 | 0.00019142 | 9.9442e-05 | 9.4521e-05 | 1.7296e-05 | 2.1762e-05 | 9.4521e-05 | 0.00019142 | 9.9442e-05
2 | 16 | 7 | 0.00010549 | 1.0222e-05 | 4.0424e-05 | 0.00010549 | 0.00019862 | 0.00010804 | 0.00010549 | 1.0222e-05 | 4.0424e-05 | 0.00010549 | 0.00019862 | 0.00010804
2 | 16 | 8 | 0.00011033 | 1.4966e-05 | 8.6619e-05 | 0.00011033 | 0.00019461 | 0.00011531 | 0.00011033 | 1.4966e-05 | 8.6619e-05 | 0.00011033 | 0.00019461 | 0.00011531
2 | 16 | 9 | 0.00011337 | 3.0673e-05 | 0.0001376 | 0.00011337 | 0.00017929 | 0.00011912 | 0.00011337 | 3.0673e-05 | 0.0001376 | 0.00011337 | 0.00017929 | 0.00011912
2 | 16 | 10 | 0.0001163 | 3.3991e-05 | 0.00013555 | 0.0001163 | 0.00015321 | 0.00012095 | 0.0001163 | 3.3991e-05 | 0.00013555 | 0.0001163 | 0.00015321 | 0.00012095
2 | 16 | 11 | 0.00011826 | 4.0179e-05 | 0.00011103 | 0.00011826 | 0.0001293 | 0.00012156 | 0.00011826 | 4.0179e-05 | 0.00011103 | 0.00011826 | 0.0001293 | 0.00012156
2 | 16 | 12 | 0.00011869 | 4.9892e-05 | 9.6247e-05 | 0.00011869 | 0.0001154 | 0.0001212 | 0.00011869 | 4.9892e-05 | 9.6247e-05 | 0.00011869 | 0.0001154 | 0.0001212
2 | 16 | 13 | 0.00011847 | 7.1977e-05 | 0.00010237 | 0.00011847 | 0.0001095 | 0.00012037 | 0.00011847 | 7.1977e-05 | 0.00010237 | 0.00011847 | 0.0001095 | 0.00012037
2 | 16 | 14 | 0.00011807 | 8.6234e-05 | 0.00011419 | 0.00011807 | 0.0001062 | 0.00012023 | 0.00011807 | 8.6234e-05 | 0.00011419 | 0.00011807 | 0.0001062 | 0.00012023
2 | 16 | 15 | 0.000118 | 9.9301e-05 | 0.00011944 | 0.000118 | 0.00010487 | 0.00011899 | 0.000118 | 9.9301e-05 | 0.00011944 | 0.000118 | 0.00010487 | 0.00011899
2 | 16 | 16 | 0.00011592 | 0.00013469 | 0.00014211 | 0.00011592 | 0.00010711 | 0.00011642 | 0.00011592 | 0.00013469 | 0.00014211 | 0.00011592 | 0.00010711 | 0.00011642
2 | 16 | 17 | 0.00011417 | 0.00016948 | 0.00016005 | 0.00011417 | 0.00011686 | 0.00011552 | 0.00011417 | 0.00016948 | 0.00016005 | 0.00011417 | 0.00011686 | 0.00011552
2 | 16 | 18 | 0.00011686 | 0.00021479 | 0.00018776 | 0.00011686 | 0.00012326 | 0.00012263 | 0.00011686 | 0.00021479 | 0.00018776 | 0.00011686 | 0.00012326 | 0.00012263
2 | 16 | 19 | 0.00012526 | 0.00024763 | 0.00020537 | 0.00012526 | 0.00012921 | 0.00012365 | 0.00012526 | 0.00024763 | 0.00020537 | 0.00012526 | 0.00012921 | 0.00012365
2 | 16 | 20 | 0.00012181 | 0.00025465 | 0.00020007 | 0.00012181 | 0.00012788 | 0.00012463 | 0.00012181 | 0.00025465 | 0.00020007 | 0.00012181 | 0.00012788 | 0.00012463
2 | 16 | 21 | 0.00011825 | 0.00024707 | 0.00018308 | 0.00011825 | 0.00012803 | 0.00011847 | 0.00011825 | 0.00024707 | 0.00018308 | 0.00011825 | 0.00012803 | 0.00011847
2 | 16 | 22 | 0.00011169 | 0.00023332 | 0.00016879 | 0.00011169 | 0.00013368 | 0.00011041 | 0.00011169 | 0.00023332 | 0.00016879 | 0.00011169 | 0.00013368 | 0.00011041
2 | 16 | 23 | 0.00010439 | 0.00021647 | 0.00015271 | 0.00010439 | 0.00014305 | 9.8398e-05 | 0.00010439 | 0.00021647 | 0.00015271 | 0.00010439 | 0.00014305 | 9.8398e-05
2 | 16 | 24 | 9.6722e-05 | 0.00018059 | 0.00012311 | 9.6722e-05 | 0.00015312 | 9.13e-05 | 9.6722e-05 | 0.00018059 | 0.00012311 | 9.6722e-05 | 0.00015312 | 9.13e-05
2 | 17 | 1 | 9.0938e-05 | 0.00013823 | 8.7111e-05 | 9.0938e-05 | 0.0001626 | 8.6628e-05 | 9.0938e-05 | 0.00013823 | 8.7111e-05 | 9.0938e-05 | 0.0001626 | 8.6628e-05
2 | 17 | 2 | 8.6061e-05 | 0.00010264 | 6.5202e-05 | 8.6061e-05 | 0.00017038 | 8.4471e-05 | 8.6061e-05 | 0.00010264 | 6.5202e-05 | 8.6061e-05 | 0.00017038 | 8.4471e-05
2 | 17 | 3 | 8.3186e-05 | 7.0255e-05 | 4.6674e-05 | 8.3186e-05 | 0.00017859 | 8.3535e-05 | 8.3186e-05 | 7.0255e-05 | 4.6674e-05 | 8.3186e-05 | 0.00017859 | 8.3535e-05
2 | 17 | 4 | 8.2258e-05 | 4.6935e-05 | 3.21e-05 | 8.2258e-05 | 0.00018095 | 8.4454e-05 | 8.2258e-05 | 4.6935e-05 | 3.21e-05 | 8.2258e-05 | 0.00018095 | 8.4454e-05
2 | 17 | 5 | 8.2787e-05 | 2.9031e-05 | 2.1766e-05 | 8.2787e-05 | 0.00018601 | 8.9474e-05 | 8.2787e-05 | 2.9031e-05 | 2.1766e-05 | 8.2787e-05 | 0.00018601 | 8.9474e-05
2 | 17 | 6 | 8.4393e-05 | 1.7296e-05 | 2.1762e-05 | 8.4393e-05 | 0.00019142 | 9.9442e-05 | 8.4393e-05 | 1.7296e-05 | 2.1762e-05 | 8.4393e-05 | 0.00019142 | 9.9442e-05
2 | 17 | 7 | 8.6865e-05 | 1.0222e-05 | 4.0424e-05 | 8.6865e-05 | 0.00019862 | 0.00010804 | 8.6865e-05 | 1.0222e-05 | 4.0424e-05 | 8.6865e-05 | 0.00019862 | 0.00010804
2 | 17 | 8 | 8.937e-05 | 1.4966e-05 | 8.6619e-05 | 8.937e-05 | 0.00019461 | 0.00011531 | 8.937e-05 | 1.4966e-05 | 8.6619e-05 | 8.937e-05 | 0.00019461 | 0.00011531
2 | 17 | 9 | 9.5953e-05 | 3.0673e-05 | 0.0001376 | 9.5953e-05 | 0.00017929 | 0.00011912 | 9.5953e-05 | 3.0673e-05 | 0.0001376 | 9.5953e-05 | 0.00017929 | 0.00011912
2 | 17 | 10 | 0.00010094 | 3.3991e-05 | 0.00013555 | 0.00010094 | 0.00015321 | 0.00012095 | 0.00010094 | 3.3991e-05 | 0.00013555 | 0.00010094 | 0.00015321 | 0.00012095
2 | 17 | 11 | 0.00010399 | 4.0179e-05 | 0.00011103 | 0.00010399 | 0.0001293 | 0.00012156 | 0.00010399 | 4.0179e-05 | 0.00011103 | 0.00010399 | 0.0001293 | 0.00012156
2 | 17 | 12 | 0.00010527 | 4.9892e-05 | 9.6247e-05 | 0.00010527 | 0.0001154 | 0.0001212 | 0.00010527 | 4.9892e-05 | 9.6247e-05 | 0.00010527 | 0.0001154 | 0.0001212
2 | 17 | 13 | 0.00010531 | 7.1977e-05 | 0.00010237 | 0.00010531 | 0.0001095 | 0.00012037 | 0.00010531 | 7.1977e-05 | 0.00010237 | 0.00010531 | 0.0001095 | 0.00012037
2 | 17 | 14 | 0.00010399 | 8.6234e-05 | 0.00011419 | 0.00010399 | 0.0001062 | 0.00012023 | 0.00010399 | 8.6234e-05 | 0.00011419 | 0.00010399 | 0.0001062 | 0.00012023
2 | 17 | 15 | 0.00010283 | 9.9301e-05 | 0.00011944 | 0.00010283 | 0.00010487 | 0.00011899 | 0.00010283 | 9.9301e-05 | 0.00011944 | 0.00010283 | 0.00010487 | 0.00011899
2 | 17 | 16 | 0.00010142 | 0.00013469 | 0.00014211 | 0.00010142 | 0.00010711 | 0.00011642 | 0.00010142 | 0.00013469 | 0.00014211 | 0.00010142 | 0.00010711 | 0.00011642
2 | 17 | 17 | 0.00010128 | 0.00016948 | 0.00016005 | 0.00010128 | 0.00011686 | 0.00011552 | 0.00010128 | 0.00016948 | 0.00016005 | 0.00010128 | 0.00011686 | 0.00011552
2 | 17 | 18 | 0.00010658 | 0.00021479 | 0.00018776 | 0.00010658 | 0.00012326 | 0.00012263 | 0.00010658 | 0.00021479 | 0.00018776 | 0.00010658 | 0.00012326 | 0.00012263
2 | 17 | 19 | 0.00011602 | 0.00024763 | 0.00020537 | 0.00011602 | 0.00012921 | 0.00012365 | 0.00011602 | 0.00024763 | 0.00020537 | 0.00011602 | 0.00012921 | 0.00012365
2 | 17 | 20 | 0.00011335 | 0.00025465 | 0.00020007 | 0.00011335 | 0.00012788 | 0.00012463 | 0.00011335 | 0.00025465 | 0.00020007 | 0.00011335 | 0.00012788 | 0.00012463
2 | 17 | 21 | 0.00010976 | 0.00024707 | 0.00018308 | 0.00010976 | 0.00012803 | 0.00011847 | 0.00010976 | 0.00024707 | 0.00018308 | 0.00010976 | 0.00012803 | 0.00011847
2 | 17 | 22 | 0.00010445 | 0.00023332 | 0.00016879 | 0.00010445 | 0.00013368 | 0.00011041 | 0.00010445 | 0.00023332 | 0.00016879 | 0.00010445 | 0.00013368 | 0.00011041
2 | 17 | 23 | 9.889e-05 | 0.00021647 | 0.00015271 | 9.889e-05 | 0.00014305 | 9.8398e-05 | 9.889e-05 | 0.00021647 | 0.00015271 | 9.889e-05 | 0.00014305 | 9.8398e-05
2 | 17 | 24 | 9.2282e-05 | 0.00018059 | 0.00012311 | 9.2282e-05 | 0.00015312 | 9.13e-05 | 9.2282e-05 | 0.00018059 | 0.00012311 | 9.2282e-05 | 0.00015312 | 9.13e-05
2 | 18 | 1 | 8.6016e-05 | 0.00013823 | 8.7111e-05 | 8.6016e-05 | 0.0001626 | 8.6628e-05 | 8.6016e-05 | 0.00013823 | 8.7111e-05 | 8.6016e-05 | 0.0001626 | 8.6628e-05
2 | 18 | 2 | 8.23e-05 | 0.00010264 | 6.5202e-05 | 8.23e-05 | 0.00017038 | 8.4471e-05 | 8.23e-05 | 0.00010264 | 6.5202e-05 | 8.23e-05 | 0.00017038 | 8.4471e-05
2 | 18 | 3 | 8.0273e-05 | 7.0255e-05 | 4.6674e-05 | 8.0273e-05 | 0.00017859 | 8.3535e-05 | 8.0273e-05 | 7.0255e-05 | 4.6674e-05 | 8.0273e-05 | 0.00017859 | 8.3535e-05
2 | 18 | 4 | 7.9657e-05 | 4.6935e-05 | 3.21e-05 | 7.9657e-05 | 0.00018095 | 8.4454e-05 | 7.9657e-05 | 4.6935e-05 | 3.21e-05 | 7.9657e-05 | 0.00018095 | 8.4454e-05
2 | 18 | 5 | 7.9345e-05 | 2.9031e-05 | 2.1766e-05 | 7.9345e-05 | 0.00018601 | 8.9474e-05 | 7.9345e-05 | 2.9031e-05 | 2.1766e-05 | 7.9345e-05 | 0.00018601 | 8.9474e-05
2 | 18 | 6 | 8.1026e-05 | 1.7296e-05 | 2.1762e-05 | 8.1026e-05 | 0.00019142 | 9.9442e-05 | 8.1026e-05 | 1.7296e-05 | 2.1762e-05 | 8.1026e-05 | 0.00019142 | 9.9442e-05
2 | 18 | 7 | 8.3502e-05 | 1.0222e-05 | 4.0424e-05 | 8.3502e-05 | 0.00019862 | 0.00010804 | 8.3502e-05 | 1.0222e-05 | 4.0424e-05 | 8.3502e-05 | 0.00019862 | 0.00010804
2 | 18 | 8 | 8.572e-05 | 1.4966e-05 | 8.6619e-05 | 8.572e-05 | 0.00019461 | 0.00011531 | 8.572e-05 | 1.4966e-05 | 8.6619e-05 | 8.572e-05 | 0.00019461 | 0.00011531
2 | 18 | 9 | 9.0156e-05 | 3.0673e-05 | 0.0001376 | 9.0156e-05 | 0.00017929 | 0.00011912 | 9.0156e-05 | 3.0673e-05 | 0.0001376 | 9.0156e-05 | 0.00017929 | 0.00011912
2 | 18 | 10 | 9.4367e-05 | 3.3991e-05 | 0.00013555 | 9.4367e-05 | 0.00015321 | 0.00012095 | 9.4367e-05 | 3.3991e-05 | 0.00013555 | 9.4367e-05 | 0.00015321 | 0.00012095
2 | 18 | 11 | 9.7068e-05 | 4.0179e-05 | 0.00011103 | 9.7068e-05 | 0.0001293 | 0.00012156 | 9.7068e-05 | 4.0179e-05 | 0.00011103 | 9.7068e-05 | 0.0001293 | 0.00012156
2 | 18 | 12 | 9.8016e-05 | 4.9892e-05 | 9.6247e-05 | 9.8016e-05 | 0.0001154 | 0.0001212 | 9.8016e-05 | 4.9892e-05 | 9.6247e-05 | 9.8016e-05 | 0.0001154 | 0.0001212
2 | 18 | 13 | 9.8145e-05 | 7.1977e-05 | 0.00010237 | 9.8145e-05 | 0.0001095 | 0.00012037 | 9.8145e-05 | 7.1977e-05 | 0.00010237 | 9.8145e-05 | 0.0001095 | 0.00012037
2 | 18 | 14 | 9.755e-05 | 8.6234e-05 | 0.00011419 | 9.755e-05 | 0.0001062 | 0.00012023 | 9.755e-05 | 8.6234e-05 | 0.00011419 | 9.755e-05 | 0.0001062 | 0.00012023
2 | 18 | 15 | 9.6535e-05 | 9.9301e-05 | 0.00011944 | 9.6535e-05 | 0.00010487 | 0.00011899 | 9.6535e-05 | 9.9301e-05 | 0.00011944 | 9.6535e-05 | 0.00010487 | 0.00011899
2 | 18 | 16 | 9.5586e-05 | 0.00013469 | 0.00014211 | 9.5586e-05 | 0.00010711 | 0.00011642 | 9.5586e-05 | 0.00013469 | 0.00014211 | 9.5586e-05 | 0.00010711 | 0.00011642
2 | 18 | 17 | 9.7176e-05 | 0.00016948 | 0.00016005 | 9.7176e-05 | 0.00011686 | 0.00011552 | 9.7176e-05 | 0.00016948 | 0.00016005 | 9.7176e-05 | 0.00011686 | 0.00011552
2 | 18 | 18 | 0.00010432 | 0.00021479 | 0.00018776 | 0.00010432 | 0.00012326 | 0.00012263 | 0.00010432 | 0.00021479 | 0.00018776 | 0.00010432 | 0.00012326 | 0.00012263
2 | 18 | 19 | 0.00011478 | 0.00024763 | 0.00020537 | 0.00011478 | 0.00012921 | 0.00012365 | 0.00011478 | 0.00024763 | 0.00020537 | 0.00011478 | 0.00012921 | 0.00012365
2 | 18 | 20 | 0.00011345 | 0.00025465 | 0.00020007 | 0.00011345 | 0.00012788 | 0.00012463 | 0.00011345 | 0.00025465 | 0.00020007 | 0.00011345 | 0.00012788 | 0.00012463
2 | 18 | 21 | 0.00010986 | 0.00024707 | 0.00018308 | 0.00010986 | 0.00012803 | 0.00011847 | 0.00010986 | 0.00024707 | 0.00018308 | 0.00010986 | 0.00012803 | 0.00011847
2 | 18 | 22 | 0.00010475 | 0.00023332 | 0.00016879 | 0.00010475 | 0.00013368 | 0.00011041 | 0.00010475 | 0.00023332 | 0.00016879 | 0.00010475 | 0.00013368 | 0.00011041
2 | 18 | 23 | 9.7675e-05 | 0.00021647 | 0.00015271 | 9.7675e-05 | 0.00014305 | 9.8398e-05 | 9.7675e-05 | 0.00021647 | 0.00015271 | 9.7675e-05 | 0.00014305 | 9.8398e-05
2 | 18 | 24 | 9.0418e-05 | 0.00018059 | 0.00012311 | 9.0418e-05 | 0.00015312 | 9.13e-05 | 9.0418e-05 | 0.00018059 | 0.00012311 | 9.0418e-05 | 0.00015312 | 9.13e-05
2 | 19 | 1 | 8.5088e-05 | 0.00013823 | 8.7111e-05 | 8.5088e-05 | 0.0001626 | 8.6628e-05 | 8.5088e-05 | 0.00013823 | 8.7111e-05 | 8.5088e-05 | 0.0001626 | 8.6628e-05
2 | 19 | 2 | 8.2117e-05 | 0.00010264 | 6.5202e-05 | 8.2117e-05 | 0.00017038 | 8.4471e-05 | 8.2117e-05 | 0.00010264 | 6.5202e-05 | 8.2117e-05 | 0.00017038 | 8.4471e-05
2 | 19 | 3 | 8.0565e-05 | 7.0255e-05 | 4.6674e-05 | 8.0565e-05 | 0.00017859 | 8.3535e-05 | 8.0565e-05 | 7.0255e-05 | 4.6674e-05 | 8.0565e-05 | 0.00017859 | 8.3535e-05
2 | 19 | 4 | 8.0469e-05 | 4.6935e-05 | 3.21e-05 | 8.0469e-05 | 0.00018095 | 8.4454e-05 | 8.0469e-05 | 4.6935e-05 | 3.21e-05 | 8.0469e-05 | 0.00018095 | 8.4454e-05
2 | 19 | 5 | 8.247e-05 | 2.9031e-05 | 2.1766e-05 | 8.247e-05 | 0.00018601 | 8.9474e-05 | 8.247e-05 | 2.9031e-05 | 2.1766e-05 | 8.247e-05 | 0.00018601 | 8.9474e-05
2 | 19 | 6 | 8.726e-05 | 1.7296e-05 | 2.1762e-05 | 8.726e-05 | 0.00019142 | 9.9442e-05 | 8.726e-05 | 1.7296e-05 | 2.1762e-05 | 8.726e-05 | 0.00019142 | 9.9442e-05
2 | 19 | 7 | 9.47e-05 | 1.0222e-05 | 4.0424e-05 | 9.47e-05 | 0.00019862 | 0.00010804 | 9.47e-05 | 1.0222e-05 | 4.0424e-05 | 9.47e-05 | 0.00019862 | 0.00010804
2 | 19 | 8 | 9.9244e-05 | 1.4966e-05 | 8.6619e-05 | 9.9244e-05 | 0.00019461 | 0.00011531 | 9.9244e-05 | 1.4966e-05 | 8.6619e-05 | 9.9244e-05 | 0.00019461 | 0.00011531
2 | 19 | 9 | 0.00010644 | 3.0673e-05 | 0.0001376 | 0.00010644 | 0.00017929 | 0.00011912 | 0.00010644 | 3.0673e-05 | 0.0001376 | 0.00010644 | 0.00017929 | 0.00011912
2 | 19 | 10 | 0.00011176 | 3.3991e-05 | 0.00013555 | 0.00011176 | 0.00015321 | 0.00012095 | 0.00011176 | 3.3991e-05 | 0.00013555 | 0.00011176 | 0.00015321 | 0.00012095
2 | 19 | 11 | 0.0001148 | 4.0179e-05 | 0.00011103 | 0.0001148 | 0.0001293 | 0.00012156 | 0.0001148 | 4.0179e-05 | 0.00011103 | 0.0001148 | 0.0001293 | 0.00012156
2 | 19 | 12 | 0.00011567 | 4.9892e-05 | 9.6247e-05 | 0.00011567 | 0.0001154 | 0.0001212 | 0.00011567 | 4.9892e-05 | 9.6247e-05 | 0.00011567 | 0.0001154 | 0.0001212
2 | 19 | 13 | 0.00011505 | 7.1977e-05 | 0.00010237 | 0.00011505 | 0.0001095 | 0.00012037 | 0.00011505 | 7.1977e-05 | 0.00010237 | 0.00011505 | 0.0001095 | 0.00012037
2 | 19 | 14 | 0.00011354 | 8.6234e-05 | 0.00011419 | 0.00011354 | 0.0001062 | 0.00012023 | 0.00011354 | 8.6234e-05 | 0.00011419 | 0.00011354 | 0.0001062 | 0.00012023
2 | 19 | 15 | 0.00011209 | 9.9301e-05 | 0.00011944 | 0.00011209 | 0.00010487 | 0.00011899 | 0.00011209 | 9.9301e-05 | 0.00011944 | 0.00011209 | 0.00010487 | 0.00011899
2 | 19 | 16 | 0.00011087 | 0.00013469 | 0.00014211 | 0.00011087 | 0.00010711 | 0.00011642 | 0.00011087 | 0.00013469 | 0.00014211 | 0.00011087 | 0.00010711 | 0.00011642
2 | 19 | 17 | 0.00010956 | 0.00016948 | 0.00016005 | 0.00010956 | 0.00011686 | 0.00011552 | 0.00010956 | 0.00016948 | 0.00016005 | 0.00010956 | 0.00011686 | 0.00011552
2 | 19 | 18 | 0.00011496 | 0.00021479 | 0.00018776 | 0.00011496 | 0.00012326 | 0.00012263 | 0.00011496 | 0.00021479 | 0.00018776 | 0.00011496 | 0.00012326 | 0.00012263
2 | 19 | 19 | 0.00012665 | 0.00024763 | 0.00020537 | 0.00012665 | 0.00012921 | 0.00012365 | 0.00012665 | 0.00024763 | 0.00020537 | 0.00012665 | 0.00012921 | 0.00012365
2 | 19 | 20 | 0.00012578 | 0.00025465 | 0.00020007 | 0.00012578 | 0.00012788 | 0.00012463 | 0.00012578 | 0.00025465 | 0.00020007 | 0.00012578 | 0.00012788 | 0.00012463
2 | 19 | 21 | 0.00012149 | 0.00024707 | 0.00018308 | 0.00012149 | 0.00012803 | 0.00011847 | 0.00012149 | 0.00024707 | 0.00018308 | 0.00012149 | 0.00012803 | 0.00011847
2 | 19 | 22 | 0.00011422 | 0.00023332 | 0.00016879 | 0.00011422 | 0.00013368 | 0.00011041 | 0.00011422 | 0.00023332 | 0.00016879 | 0.00011422 | 0.00013368 | 0.00011041
2 | 19 | 23 | 0.00010391 | 0.00021647 | 0.00015271 | 0.00010391 | 0.00014305 | 9.8398e-05 | 0.00010391 | 0.00021647 | 0.00015271 | 0.00010391 | 0.00014305 | 9.8398e-05
2 | 19 | 24 | 9.4267e-05 | 0.00018059 | 0.00012311 | 9.4267e-05 | 0.00015312 | 9.13e-05 | 9.4267e-05 | 0.00018059 | 0.00012311 | 9.4267e-05 | 0.00015312 | 9.13e-05
2 | 20 | 1 | 8.8005e-05 | 0.00013823 | 8.7111e-05 | 8.8005e-05 | 0.0001626 | 8.6628e-05 | 8.8005e-05 | 0.00013823 | 8.7111e-05 | 8.8005e-05 | 0.0001626 | 8.6628e-05
2 | 20 | 2 | 8.5021e-05 | 0.00010264 | 6.5202e-05 | 8.5021e-05 | 0.00017038 | 8.4471e-05 | 8.5021e-05 | 0.00010264 | 6.5202e-05 | 8.5021e-05 | 0.00017038 | 8.4471e-05
2 | 20 | 3 | 8.3394e-05 | 7.0255e-05 | 4.6674e-05 | 8.3394e-05 | 0.00017859 | 8.3535e-05 | 8.3394e-05 | 7.0255e-05 | 4.6674e-05 | 8.3394e-05 | 0.00017859 | 8.3535e-05
2 | 20 | 4 | 8.3819e-05 | 4.6935e-05 | 3.21e-05 | 8.3819e-05 | 0.00018095 | 8.4454e-05 | 8.3819e-05 | 4.6935e-05 | 3.21e-05 | 8.3819e-05 | 0.00018095 | 8.4454e-05
2 | 20 | 5 | 8.6598e-05 | 2.9031e-05 | 2.1766e-05 | 8.6598e-05 | 0.00018601 | 8.9474e-05 | 8.6598e-05 | 2.9031e-05 | 2.1766e-05 | 8.6598e-05 | 0.00018601 | 8.9474e-05
2 | 20 | 6 | 9.4954e-05 | 1.7296e-05 | 2.1762e-05 | 9.4954e-05 | 0.00019142 | 9.9442e-05 | 9.4954e-05 | 1.7296e-05 | 2.1762e-05 | 9.4954e-05 | 0.00019142 | 9.9442e-05
2 | 20 | 7 | 0.00010788 | 1.0222e-05 | 4.0424e-05 | 0.00010788 | 0.00019862 | 0.00010804 | 0.00010788 | 1.0222e-05 | 4.0424e-05 | 0.00010788 | 0.00019862 | 0.00010804
2 | 20 | 8 | 0.00011404 | 1.4966e-05 | 8.6619e-05 | 0.00011404 | 0.00019461 | 0.00011531 | 0.00011404 | 1.4966e-05 | 8.6619e-05 | 0.00011404 | 0.00019461 | 0.00011531
2 | 20 | 9 | 0.00011735 | 3.0673e-05 | 0.0001376 | 0.00011735 | 0.00017929 | 0.00011912 | 0.00011735 | 3.0673e-05 | 0.0001376 | 0.00011735 | 0.00017929 | 0.00011912
2 | 20 | 10 | 0.00011952 | 3.3991e-05 | 0.00013555 | 0.00011952 | 0.00015321 | 0.00012095 | 0.00011952 | 3.3991e-05 | 0.00013555 | 0.00011952 | 0.00015321 | 0.00012095
2 | 20 | 11 | 0.0001199 | 4.0179e-05 | 0.00011103 | 0.0001199 | 0.0001293 | 0.00012156 | 0.0001199 | 4.0179e-05 | 0.00011103 | 0.0001199 | 0.0001293 | 0.00012156
2 | 20 | 12 | 0.00012007 | 4.9892e-05 | 9.6247e-05 | 0.00012007 | 0.0001154 | 0.0001212 | 0.00012007 | 4.9892e-05 | 9.6247e-05 | 0.00012007 | 0.0001154 | 0.0001212
2 | 20 | 13 | 0.00011902 | 7.1977e-05 | 0.00010237 | 0.00011902 | 0.0001095 | 0.00012037 | 0.00011902 | 7.1977e-05 | 0.00010237 | 0.00011902 | 0.0001095 | 0.00012037
2 | 20 | 14 | 0.00011928 | 8.6234e-05 | 0.00011419 | 0.00011928 | 0.0001062 | 0.00012023 | 0.00011928 | 8.6234e-05 | 0.00011419 | 0.00011928 | 0.0001062 | 0.00012023
2 | 20 | 15 | 0.00011725 | 9.9301e-05 | 0.00011944 | 0.00011725 | 0.00010487 | 0.00011899 | 0.00011725 | 9.9301e-05 | 0.00011944 | 0.00011725 | 0.00010487 | 0.00011899
2 | 20 | 16 | 0.00011561 | 0.00013469 | 0.00014211 | 0.00011561 | 0.00010711 | 0.00011642 | 0.00011561 | 0.00013469 | 0.00014211 | 0.00011561 | 0.00010711 | 0.00011642
2 | 20 | 17 | 0.00011529 | 0.00016948 | 0.00016005 | 0.00011529 | 0.00011686 | 0.00011552 | 0.00011529 | 0.00016948 | 0.00016005 | 0.00011529 | 0.00011686 | 0.00011552
2 | 20 | 18 | 0.00012042 | 0.00021479 | 0.00018776 | 0.00012042 | 0.00012326 | 0.00012263 | 0.00012042 | 0.00021479 | 0.00018776 | 0.00012042 | 0.00012326 | 0.00012263
2 | 20 | 19 | 0.00013088 | 0.00024763 | 0.00020537 | 0.00013088 | 0.00012921 | 0.00012365 | 0.00013088 | 0.00024763 | 0.00020537 | 0.00013088 | 0.00012921 | 0.00012365
2 | 20 | 20 | 0.00012951 | 0.00025465 | 0.00020007 | 0.00012951 | 0.00012788 | 0.00012463 | 0.00012951 | 0.00025465 | 0.00020007 | 0.00012951 | 0.00012788 | 0.00012463
2 | 20 | 21 | 0.00012545 | 0.00024707 | 0.00018308 | 0.00012545 | 0.00012803 | 0.00011847 | 0.00012545 | 0.00024707 | 0.00018308 | 0.00012545 | 0.00012803 | 0.00011847
2 | 20 | 22 | 0.00011773 | 0.00023332 | 0.00016879 | 0.00011773 | 0.00013368 | 0.00011041 | 0.00011773 | 0.00023332 | 0.00016879 | 0.00011773 | 0.00013368 | 0.00011041
2 | 20 | 23 | 0.0001076 | 0.00021647 | 0.00015271 | 0.0001076 | 0.00014305 | 9.8398e-05 | 0.0001076 | 0.00021647 | 0.00015271 | 0.0001076 | 0.00014305 | 9.8398e-05
2 | 20 | 24 | 9.7796e-05 | 0.00018059 | 0.00012311 | 9.7796e-05 | 0.00015312 | 9.13e-05 | 9.7796e-05 | 0.00018059 | 0.00012311 | 9.7796e-05 | 0.00015312 | 9.13e-05
2 | 21 | 1 | 9.058e-05 | 0.00013823 | 8.7111e-05 | 9.058e-05 | 0.0001626 | 8.6628e-05 | 9.058e-05 | 0.00013823 | 8.7111e-05 | 9.058e-05 | 0.0001626 | 8.6628e-05
2 | 21 | 2 | 8.7534e-05 | 0.00010264 | 6.5202e-05 | 8.7534e-05 | 0.00017038 | 8.4471e-05 | 8.7534e-05 | 0.00010264 | 6.5202e-05 | 8.7534e-05 | 0.00017038 | 8.4471e-05
2 | 21 | 3 | 8.5716e-05 | 7.0255e-05 | 4.6674e-05 | 8.5716e-05 | 0.00017859 | 8.3535e-05 | 8.5716e-05 | 7.0255e-05 | 4.6674e-05 | 8.5716e-05 | 0.00017859 | 8.3535e-05
2 | 21 | 4 | 8.5425e-05 | 4.6935e-05 | 3.21e-05 | 8.5425e-05 | 0.00018095 | 8.4454e-05 | 8.5425e-05 | 4.6935e-05 | 3.21e-05 | 8.5425e-05 | 0.00018095 | 8.4454e-05
2 | 21 | 5 | 8.8075e-05 | 2.9031e-05 | 2.1766e-05 | 8.8075e-05 | 0.00018601 | 8.9474e-05 | 8.8075e-05 | 2.9031e-05 | 2.1766e-05 | 8.8075e-05 | 0.00018601 | 8.9474e-05
2 | 21 | 6 | 9.5258e-05 | 1.7296e-05 | 2.1762e-05 | 9.5258e-05 | 0.00019142 | 9.9442e-05 | 9.5258e-05 | 1.7296e-05 | 2.1762e-05 | 9.5258e-05 | 0.00019142 | 9.9442e-05
2 | 21 | 7 | 0.00010714 | 1.0222e-05 | 4.0424e-05 | 0.00010714 | 0.00019862 | 0.00010804 | 0.00010714 | 1.0222e-05 | 4.0424e-05 | 0.00010714 | 0.00019862 | 0.00010804
2 | 21 | 8 | 0.00011353 | 1.4966e-05 | 8.6619e-05 | 0.00011353 | 0.00019461 | 0.00011531 | 0.00011353 | 1.4966e-05 | 8.6619e-05 | 0.00011353 | 0.00019461 | 0.00011531
2 | 21 | 9 | 0.00011606 | 3.0673e-05 | 0.0001376 | 0.00011606 | 0.00017929 | 0.00011912 | 0.00011606 | 3.0673e-05 | 0.0001376 | 0.00011606 | 0.00017929 | 0.00011912
2 | 21 | 10 | 0.00011845 | 3.3991e-05 | 0.00013555 | 0.00011845 | 0.00015321 | 0.00012095 | 0.00011845 | 3.3991e-05 | 0.00013555 | 0.00011845 | 0.00015321 | 0.00012095
2 | 21 | 11 | 0.00011984 | 4.0179e-05 | 0.00011103 | 0.00011984 | 0.0001293 | 0.00012156 | 0.00011984 | 4.0179e-05 | 0.00011103 | 0.00011984 | 0.0001293 | 0.00012156
2 | 21 | 12 | 0.00011988 | 4.9892e-05 | 9.6247e-05 | 0.00011988 | 0.0001154 | 0.0001212 | 0.00011988 | 4.9892e-05 | 9.6247e-05 | 0.00011988 | 0.0001154 | 0.0001212
2 | 21 | 13 | 0.0001186 | 7.1977e-05 | 0.00010237 | 0.0001186 | 0.0001095 | 0.00012037 | 0.0001186 | 7.1977e-05 | 0.00010237 | 0.0001186 | 0.0001095 | 0.00012037
2 | 21 | 14 | 0.00011828 | 8.6234e-05 | 0.00011419 | 0.00011828 | 0.0001062 | 0.00012023 | 0.00011828 | 8.6234e-05 | 0.00011419 | 0.00011828 | 0.0001062 | 0.00012023
2 | 21 | 15 | 0.00011803 | 9.9301e-05 | 0.00011944 | 0.00011803 | 0.00010487 | 0.00011899 | 0.00011803 | 9.9301e-05 | 0.00011944 | 0.00011803 | 0.00010487 | 0.00011899
2 | 21 | 16 | 0.00011614 | 0.00013469 | 0.00014211 | 0.00011614 | 0.00010711 | 0.00011642 | 0.00011614 | 0.00013469 | 0.00014211 | 0.00011614 | 0.00010711 | 0.00011642
2 | 21 | 17 | 0.00011582 | 0.00016948 | 0.00016005 | 0.00011582 | 0.00011686 | 0.00011552 | 0.00011582 | 0.00016948 | 0.00016005 | 0.00011582 | 0.00011686 | 0.00011552
2 | 21 | 18 | 0.00012015 | 0.00021479 | 0.00018776 | 0.00012015 | 0.00012326 | 0.00012263 | 0.00012015 | 0.00021479 | 0.00018776 | 0.00012015 | 0.00012326 | 0.00012263
2 | 21 | 19 | 0.00013005 | 0.00024763 | 0.00020537 | 0.00013005 | 0.00012921 | 0.00012365 | 0.00013005 | 0.00024763 | 0.00020537 | 0.00013005 | 0.00012921 | 0.00012365
2 | 21 | 20 | 0.00012829 | 0.00025465 | 0.00020007 | 0.00012829 | 0.00012788 | 0.00012463 | 0.00012829 | 0.00025465 | 0.00020007 | 0.00012829 | 0.00012788 | 0.00012463
2 | 21 | 21 | 0.0001249 | 0.00024707 | 0.00018308 | 0.0001249 | 0.00012803 | 0.00011847 | 0.0001249 | 0.00024707 | 0.00018308 | 0.0001249 | 0.00012803 | 0.00011847
2 | 21 | 22 | 0.00011803 | 0.00023332 | 0.00016879 | 0.00011803 | 0.00013368 | 0.00011041 | 0.00011803 | 0.00023332 | 0.00016879 | 0.00011803 | 0.00013368 | 0.00011041
2 | 21 | 23 | 0.00010783 | 0.00021647 | 0.00015271 | 0.00010783 | 0.00014305 | 9.8398e-05 | 0.00010783 | 0.00021647 | 0.00015271 | 0.00010783 | 0.00014305 | 9.8398e-05
2 | 21 | 24 | 9.775e-05 | 0.00018059 | 0.00012311 | 9.775e-05 | 0.00015312 | 9.13e-05 | 9.775e-05 | 0.00018059 | 0.00012311 | 9.775e-05 | 0.00015312 | 9.13e-05
2 | 22 | 1 | 9.1404e-05 | 0.00013823 | 8.7111e-05 | 9.1404e-05 | 0.0001626 | 8.6628e-05 | 9.1404e-05 | 0.00013823 | 8.7111e-05 | 9.1404e-05 | 0.0001626 | 8.6628e-05
2 | 22 | 2 | 8.7888e-05 | 0.00010264 | 6.5202e-05 | 8.7888e-05 | 0.00017038 | 8.4471e-05 | 8.7888e-05 | 0.00010264 | 6.5202e-05 | 8.7888e-05 | 0.00017038 | 8.4471e-05
2 | 22 | 3 | 8.5841e-05 | 7.0255e-05 | 4.6674e-05 | 8.5841e-05 | 0.00017859 | 8.3535e-05 | 8.5841e-05 | 7.0255e-05 | 4.6674e-05 | 8.5841e-05 | 0.00017859 | 8.3535e-05
2 | 22 | 4 | 8.5816e-05 | 4.6935e-05 | 3.21e-05 | 8.5816e-05 | 0.00018095 | 8.4454e-05 | 8.5816e-05 | 4.6935e-05 | 3.21e-05 | 8.5816e-05 | 0.00018095 | 8.4454e-05
2 | 22 | 5 | 8.8238e-05 | 2.9031e-05 | 2.1766e-05 | 8.8238e-05 | 0.00018601 | 8.9474e-05 | 8.8238e-05 | 2.9031e-05 | 2.1766e-05 | 8.8238e-05 | 0.00018601 | 8.9474e-05
2 | 22 | 6 | 9.5457e-05 | 1.7296e-05 | 2.1762e-05 | 9.5457e-05 | 0.00019142 | 9.9442e-05 | 9.5457e-05 | 1.7296e-05 | 2.1762e-05 | 9.5457e-05 | 0.00019142 | 9.9442e-05
2 | 22 | 7 | 0.00010725 | 1.0222e-05 | 4.0424e-05 | 0.00010725 | 0.00019862 | 0.00010804 | 0.00010725 | 1.0222e-05 | 4.0424e-05 | 0.00010725 | 0.00019862 | 0.00010804
2 | 22 | 8 | 0.00011475 | 1.4966e-05 | 8.6619e-05 | 0.00011475 | 0.00019461 | 0.00011531 | 0.00011475 | 1.4966e-05 | 8.6619e-05 | 0.00011475 | 0.00019461 | 0.00011531
2 | 22 | 9 | 0.00011842 | 3.0673e-05 | 0.0001376 | 0.00011842 | 0.00017929 | 0.00011912 | 0.00011842 | 3.0673e-05 | 0.0001376 | 0.00011842 | 0.00017929 | 0.00011912
2 | 22 | 10 | 0.00012188 | 3.3991e-05 | 0.00013555 | 0.00012188 | 0.00015321 | 0.00012095 | 0.00012188 | 3.3991e-05 | 0.00013555 | 0.00012188 | 0.00015321 | 0.00012095
2 | 22 | 11 | 0.00012315 | 4.0179e-05 | 0.00011103 | 0.00012315 | 0.0001293 | 0.00012156 | 0.00012315 | 4.0179e-05 | 0.00011103 | 0.00012315 | 0.0001293 | 0.00012156
2 | 22 | 12 | 0.00012252 | 4.9892e-05 | 9.6247e-05 | 0.00012252 | 0.0001154 | 0.0001212 | 0.00012252 | 4.9892e-05 | 9.6247e-05 | 0.00012252 | 0.0001154 | 0.0001212
2 | 22 | 13 | 0.00012085 | 7.1977e-05 | 0.00010237 | 0.00012085 | 0.0001095 | 0.00012037 | 0.00012085 | 7.1977e-05 | 0.00010237 | 0.00012085 | 0.0001095 | 0.00012037
2 | 22 | 14 | 0.00011964 | 8.6234e-05 | 0.00011419 | 0.00011964 | 0.0001062 | 0.00012023 | 0.00011964 | 8.6234e-05 | 0.00011419 | 0.00011964 | 0.0001062 | 0.00012023
2 | 22 | 15 | 0.00011838 | 9.9301e-05 | 0.00011944 | 0.00011838 | 0.00010487 | 0.00011899 | 0.00011838 | 9.9301e-05 | 0.00011944 | 0.00011838 | 0.00010487 | 0.00011899
2 | 22 | 16 | 0.00011762 | 0.00013469 | 0.00014211 | 0.00011762 | 0.00010711 | 0.00011642 | 0.00011762 | 0.00013469 | 0.00014211 | 0.00011762 | 0.00010711 | 0.00011642
2 | 22 | 17 | 0.00011973 | 0.00016948 | 0.00016005 | 0.00011973 | 0.00011686 | 0.00011552 | 0.00011973 | 0.00016948 | 0.00016005 | 0.00011973 | 0.00011686 | 0.00011552
2 | 22 | 18 | 0.00012532 | 0.00021479 | 0.00018776 | 0.00012532 | 0.00012326 | 0.00012263 | 0.00012532 | 0.00021479 | 0.00018776 | 0.00012532 | 0.00012326 | 0.00012263
2 | 22 | 19 | 0.00013329 | 0.00024763 | 0.00020537 | 0.00013329 | 0.00012921 | 0.00012365 | 0.00013329 | 0.00024763 | 0.00020537 | 0.00013329 | 0.00012921 | 0.00012365
2 | 22 | 20 | 0.00013212 | 0.00025465 | 0.00020007 | 0.00013212 | 0.00012788 | 0.00012463 | 0.00013212 | 0.00025465 | 0.00020007 | 0.00013212 | 0.00012788 | 0.00012463
2 | 22 | 21 | 0.00012858 | 0.00024707 | 0.00018308 | 0.00012858 | 0.00012803 | 0.00011847 | 0.00012858 | 0.00024707 | 0.00018308 | 0.00012858 | 0.00012803 | 0.00011847
2 | 22 | 22 | 0.00012075 | 0.00023332 | 0.00016879 | 0.00012075 | 0.00013368 | 0.00011041 | 0.00012075 | 0.00023332 | 0.00016879 | 0.00012075 | 0.00013368 | 0.00011041
2 | 22 | 23 | 0.00011019 | 0.00021647 | 0.00015271 | 0.00011019 | 0.00014305 | 9.8398e-05 | 0.00011019 | 0.00021647 | 0.00015271 | 0.00011019 | 0.00014305 | 9.8398e-05
2 | 22 | 24 | 0.00010043 | 0.00018059 | 0.00012311 | 0.00010043 | 0.00015312 | 9.13e-05 | 0.00010043 | 0.00018059 | 0.00012311 | 0.00010043 | 0.00015312 | 9.13e-05
2 | 23 | 1 | 9.3339e-05 | 0.00013823 | 8.7111e-05 | 9.3339e-05 | 0.0001626 | 8.6628e-05 | 9.3339e-05 | 0.00013823 | 8.7111e-05 | 9.3339e-05 | 0.0001626 | 8.6628e-05
2 | 23 | 2 | 8.8833e-05 | 0.00010264 | 6.5202e-05 | 8.8833e-05 | 0.00017038 | 8.4471e-05 | 8.8833e-05 | 0.00010264 | 6.5202e-05 | 8.8833e-05 | 0.00017038 | 8.4471e-05
2 | 23 | 3 | 8.7089e-05 | 7.0255e-05 | 4.6674e-05 | 8.7089e-05 | 0.00017859 | 8.3535e-05 | 8.7089e-05 | 7.0255e-05 | 4.6674e-05 | 8.7089e-05 | 0.00017859 | 8.3535e-05
2 | 23 | 4 | 8.6607e-05 | 4.6935e-05 | 3.21e-05 | 8.6607e-05 | 0.00018095 | 8.4454e-05 | 8.6607e-05 | 4.6935e-05 | 3.21e-05 | 8.6607e-05 | 0.00018095 | 8.4454e-05
2 | 23 | 5 | 8.9132e-05 | 2.9031e-05 | 2.1766e-05 | 8.9132e-05 | 0.00018601 | 8.9474e-05 | 8.9132e-05 | 2.9031e-05 | 2.1766e-05 | 8.9132e-05 | 0.00018601 | 8.9474e-05
2 | 23 | 6 | 9.6693e-05 | 1.7296e-05 | 2.1762e-05 | 9.6693e-05 | 0.00019142 | 9.9442e-05 | 9.6693e-05 | 1.7296e-05 | 2.1762e-05 | 9.6693e-05 | 0.00019142 | 9.9442e-05
2 | 23 | 7 | 0.00010934 | 1.0222e-05 | 4.0424e-05 | 0.00010934 | 0.00019862 | 0.00010804 | 0.00010934 | 1.0222e-05 | 4.0424e-05 | 0.00010934 | 0.00019862 | 0.00010804
2 | 23 | 8 | 0.00011555 | 1.4966e-05 | 8.6619e-05 | 0.00011555 | 0.00019461 | 0.00011531 | 0.00011555 | 1.4966e-05 | 8.6619e-05 | 0.00011555 | 0.00019461 | 0.00011531
2 | 23 | 9 | 0.00011802 | 3.0673e-05 | 0.0001376 | 0.00011802 | 0.00017929 | 0.00011912 | 0.00011802 | 3.0673e-05 | 0.0001376 | 0.00011802 | 0.00017929 | 0.00011912
2 | 23 | 10 | 0.00011901 | 3.3991e-05 | 0.00013555 | 0.00011901 | 0.00015321 | 0.00012095 | 0.00011901 | 3.3991e-05 | 0.00013555 | 0.00011901 | 0.00015321 | 0.00012095
2 | 23 | 11 | 0.00012019 | 4.0179e-05 | 0.00011103 | 0.00012019 | 0.0001293 | 0.00012156 | 0.00012019 | 4.0179e-05 | 0.00011103 | 0.00012019 | 0.0001293 | 0.00012156
2 | 23 | 12 | 0.0001201 | 4.9892e-05 | 9.6247e-05 | 0.0001201 | 0.0001154 | 0.0001212 | 0.0001201 | 4.9892e-05 | 9.6247e-05 | 0.0001201 | 0.0001154 | 0.0001212
2 | 23 | 13 | 0.00011917 | 7.1977e-05 | 0.00010237 | 0.00011917 | 0.0001095 | 0.00012037 | 0.00011917 | 7.1977e-05 | 0.00010237 | 0.00011917 | 0.0001095 | 0.00012037
2 | 23 | 14 | 0.00011733 | 8.6234e-05 | 0.00011419 | 0.00011733 | 0.0001062 | 0.00012023 | 0.00011733 | 8.6234e-05 | 0.00011419 | 0.00011733 | 0.0001062 | 0.00012023
2 | 23 | 15 | 0.00011475 | 9.9301e-05 | 0.00011944 | 0.00011475 | 0.00010487 | 0.00011899 | 0.00011475 | 9.9301e-05 | 0.00011944 | 0.00011475 | 0.00010487 | 0.00011899
2 | 23 | 16 | 0.00011278 | 0.00013469 | 0.00014211 | 0.00011278 | 0.00010711 | 0.00011642 | 0.00011278 | 0.00013469 | 0.00014211 | 0.00011278 | 0.00010711 | 0.00011642
2 | 23 | 17 | 0.00011295 | 0.00016948 | 0.00016005 | 0.00011295 | 0.00011686 | 0.00011552 | 0.00011295 | 0.00016948 | 0.00016005 | 0.00011295 | 0.00011686 | 0.00011552
2 | 23 | 18 | 0.00011696 | 0.00021479 | 0.00018776 | 0.00011696 | 0.00012326 | 0.00012263 | 0.00011696 | 0.00021479 | 0.00018776 | 0.00011696 | 0.00012326 | 0.00012263
2 | 23 | 19 | 0.00012878 | 0.00024763 | 0.00020537 | 0.00012878 | 0.00012921 | 0.00012365 | 0.00012878 | 0.00024763 | 0.00020537 | 0.00012878 | 0.00012921 | 0.00012365
2 | 23 | 20 | 0.00012711 | 0.00025465 | 0.00020007 | 0.00012711 | 0.00012788 | 0.00012463 | 0.00012711 | 0.00025465 | 0.00020007 | 0.00012711 | 0.00012788 | 0.00012463
2 | 23 | 21 | 0.00012487 | 0.00024707 | 0.00018308 | 0.00012487 | 0.00012803 | 0.00011847 | 0.00012487 | 0.00024707 | 0.00018308 | 0.00012487 | 0.00012803 | 0.00011847
2 | 23 | 22 | 0.00011863 | 0.00023332 | 0.00016879 | 0.00011863 | 0.00013368 | 0.00011041 | 0.00011863 | 0.00023332 | 0.00016879 | 0.00011863 | 0.00013368 | 0.00011041
2 | 23 | 23 | 0.00011029 | 0.00021647 | 0.00015271 | 0.00011029 | 0.00014305 | 9.8398e-05 | 0.00011029 | 0.00021647 | 0.00015271 | 0.00011029 | 0.00014305 | 9.8398e-05
2 | 23 | 24 | 0.00010122 | 0.00018059 | 0.00012311 | 0.00010122 | 0.00015312 | 9.13e-05 | 0.00010122 | 0.00018059 | 0.00012311 | 0.00010122 | 0.00015312 | 9.13e-05
2 | 24 | 1 | 9.3572e-05 | 0.00013823 | 8.7111e-05 | 9.3572e-05 | 0.0001626 | 8.6628e-05 | 9.3572e-05 | 0.00013823 | 8.7111e-05 | 9.3572e-05 | 0.0001626 | 8.6628e-05
2 | 24 | 2 | 8.9511e-05 | 0.00010264 | 6.5202e-05 | 8.9511e-05 | 0.00017038 | 8.4471e-05 | 8.9511e-05 | 0.00010264 | 6.5202e-05 | 8.9511e-05 | 0.00017038 | 8.4471e-05
2 | 24 | 3 | 8.726e-05 | 7.0255e-05 | 4.6674e-05 | 8.726e-05 | 0.00017859 | 8.3535e-05 | 8.726e-05 | 7.0255e-05 | 4.6674e-05 | 8.726e-05 | 0.00017859 | 8.3535e-05
2 | 24 | 4 | 8.6482e-05 | 4.6935e-05 | 3.21e-05 | 8.6482e-05 | 0.00018095 | 8.4454e-05 | 8.6482e-05 | 4.6935e-05 | 3.21e-05 | 8.6482e-05 | 0.00018095 | 8.4454e-05
2 | 24 | 5 | 8.7501e-05 | 2.9031e-05 | 2.1766e-05 | 8.7501e-05 | 0.00018601 | 8.9474e-05 | 8.7501e-05 | 2.9031e-05 | 2.1766e-05 | 8.7501e-05 | 0.00018601 | 8.9474e-05
2 | 24 | 6 | 9.0784e-05 | 1.7296e-05 | 2.1762e-05 | 9.0784e-05 | 0.00019142 | 9.9442e-05 | 9.0784e-05 | 1.7296e-05 | 2.1762e-05 | 9.0784e-05 | 0.00019142 | 9.9442e-05
2 | 24 | 7 | 9.4688e-05 | 1.0222e-05 | 4.0424e-05 | 9.4688e-05 | 0.00019862 | 0.00010804 | 9.4688e-05 | 1.0222e-05 | 4.0424e-05 | 9.4688e-05 | 0.00019862 | 0.00010804
2 | 24 | 8 | 9.8116e-05 | 1.4966e-05 | 8.6619e-05 | 9.8116e-05 | 0.00019461 | 0.00011531 | 9.8116e-05 | 1.4966e-05 | 8.6619e-05 | 9.8116e-05 | 0.00019461 | 0.00011531
2 | 24 | 9 | 0.00010359 | 3.0673e-05 | 0.0001376 | 0.00010359 | 0.00017929 | 0.00011912 | 0.00010359 | 3.0673e-05 | 0.0001376 | 0.00010359 | 0.00017929 | 0.00011912
2 | 24 | 10 | 0.00010778 | 3.3991e-05 | 0.00013555 | 0.00010778 | 0.00015321 | 0.00012095 | 0.00010778 | 3.3991e-05 | 0.00013555 | 0.00010778 | 0.00015321 | 0.00012095
2 | 24 | 11 | 0.00010995 | 4.0179e-05 | 0.00011103 | 0.00010995 | 0.0001293 | 0.00012156 | 0.00010995 | 4.0179e-05 | 0.00011103 | 0.00010995 | 0.0001293 | 0.00012156
2 | 24 | 12 | 0.0001084 | 4.9892e-05 | 9.6247e-05 | 0.0001084 | 0.0001154 | 0.0001212 | 0.0001084 | 4.9892e-05 | 9.6247e-05 | 0.0001084 | 0.0001154 | 0.0001212
2 | 24 | 13 | 0.0001063 | 7.1977e-05 | 0.00010237 | 0.0001063 | 0.0001095 | 0.00012037 | 0.0001063 | 7.1977e-05 | 0.00010237 | 0.0001063 | 0.0001095 | 0.00012037
2 | 24 | 14 | 0.00010419 | 8.6234e-05 | 0.00011419 | 0.00010419 | 0.0001062 | 0.00012023 | 0.00010419 | 8.6234e-05 | 0.00011419 | 0.00010419 | 0.0001062 | 0.00012023
2 | 24 | 15 | 0.00010241 | 9.9301e-05 | 0.00011944 | 0.00010241 | 0.00010487 | 0.00011899 | 0.00010241 | 9.9301e-05 | 0.00011944 | 0.00010241 | 0.00010487 | 0.00011899
2 | 24 | 16 | 0.00010152 | 0.00013469 | 0.00014211 | 0.00010152 | 0.00010711 | 0.00011642 | 0.00010152 | 0.00013469 | 0.00014211 | 0.00010152 | 0.00010711 | 0.00011642
2 | 24 | 17 | 0.00010068 | 0.00016948 | 0.00016005 | 0.00010068 | 0.00011686 | 0.00011552 | 0.00010068 | 0.00016948 | 0.00016005 | 0.00010068 | 0.00011686 | 0.00011552
2 | 24 | 18 | 0.00010516 | 0.00021479 | 0.00018776 | 0.00010516 | 0.00012326 | 0.00012263 | 0.00010516 | 0.00021479 | 0.00018776 | 0.00010516 | 0.00012326 | 0.00012263
2 | 24 | 19 | 0.00011559 | 0.00024763 | 0.00020537 | 0.00011559 | 0.00012921 | 0.00012365 | 0.00011559 | 0.00024763 | 0.00020537 | 0.00011559 | 0.00012921 | 0.00012365
2 | 24 | 20 | 0.00011418 | 0.00025465 | 0.00020007 | 0.00011418 | 0.00012788 | 0.00012463 | 0.00011418 | 0.00025465 | 0.00020007 | 0.00011418 | 0.00012788 | 0.00012463
2 | 24 | 21 | 0.00011169 | 0.00024707 | 0.00018308 | 0.00011169 | 0.00012803 | 0.00011847 | 0.00011169 | 0.00024707 | 0.00018308 | 0.00011169 | 0.00012803 | 0.00011847
2 | 24 | 22 | 0.00010697 | 0.00023332 | 0.00016879 | 0.00010697 | 0.00013368 | 0.00011041 | 0.00010697 | 0.00023332 | 0.00016879 | 0.00010697 | 0.00013368 | 0.00011041
2 | 24 | 23 | 0.00010031 | 0.00021647 | 0.00015271 | 0.00010031 | 0.00014305 | 9.8398e-05 | 0.00010031 | 0.00021647 | 0.00015271 | 0.00010031 | 0.00014305 | 9.8398e-05
2 | 24 | 24 | 9.3231e-05 | 0.00018059 | 0.00012311 | 9.3231e-05 | 0.00015312 | 9.13e-05 | 9.3231e-05 | 0.00018059 | 0.00012311 | 9.3231e-05 | 0.00015312 | 9.13e-05
2 | 25 | 1 | 8.9174e-05 | 0.00013823 | 8.7111e-05 | 8.9174e-05 | 0.0001626 | 8.6628e-05 | 8.9174e-05 | 0.00013823 | 8.7111e-05 | 8.9174e-05 | 0.0001626 | 8.6628e-05
2 | 25 | 2 | 8.5591e-05 | 0.00010264 | 6.5202e-05 | 8.5591e-05 | 0.00017038 | 8.4471e-05 | 8.5591e-05 | 0.00010264 | 6.5202e-05 | 8.5591e-05 | 0.00017038 | 8.4471e-05
2 | 25 | 3 | 8.3748e-05 | 7.0255e-05 | 4.6674e-05 | 8.3748e-05 | 0.00017859 | 8.3535e-05 | 8.3748e-05 | 7.0255e-05 | 4.6674e-05 | 8.3748e-05 | 0.00017859 | 8.3535e-05
2 | 25 | 4 | 8.2849e-05 | 4.6935e-05 | 3.21e-05 | 8.2849e-05 | 0.00018095 | 8.4454e-05 | 8.2849e-05 | 4.6935e-05 | 3.21e-05 | 8.2849e-05 | 0.00018095 | 8.4454e-05
2 | 25 | 5 | 8.3049e-05 | 2.9031e-05 | 2.1766e-05 | 8.3049e-05 | 0.00018601 | 8.9474e-05 | 8.3049e-05 | 2.9031e-05 | 2.1766e-05 | 8.3049e-05 | 0.00018601 | 8.9474e-05
2 | 25 | 6 | 8.4563e-05 | 1.7296e-05 | 2.1762e-05 | 8.4563e-05 | 0.00019142 | 9.9442e-05 | 8.4563e-05 | 1.7296e-05 | 2.1762e-05 | 8.4563e-05 | 0.00019142 | 9.9442e-05
2 | 25 | 7 | 8.7085e-05 | 1.0222e-05 | 4.0424e-05 | 8.7085e-05 | 0.00019862 | 0.00010804 | 8.7085e-05 | 1.0222e-05 | 4.0424e-05 | 8.7085e-05 | 0.00019862 | 0.00010804
2 | 25 | 8 | 9.0393e-05 | 1.4966e-05 | 8.6619e-05 | 9.0393e-05 | 0.00019461 | 0.00011531 | 9.0393e-05 | 1.4966e-05 | 8.6619e-05 | 9.0393e-05 | 0.00019461 | 0.00011531
2 | 25 | 9 | 9.5549e-05 | 3.0673e-05 | 0.0001376 | 9.5549e-05 | 0.00017929 | 0.00011912 | 9.5549e-05 | 3.0673e-05 | 0.0001376 | 9.5549e-05 | 0.00017929 | 0.00011912
2 | 25 | 10 | 9.9386e-05 | 3.3991e-05 | 0.00013555 | 9.9386e-05 | 0.00015321 | 0.00012095 | 9.9386e-05 | 3.3991e-05 | 0.00013555 | 9.9386e-05 | 0.00015321 | 0.00012095
2 | 25 | 11 | 0.00010176 | 4.0179e-05 | 0.00011103 | 0.00010176 | 0.0001293 | 0.00012156 | 0.00010176 | 4.0179e-05 | 0.00011103 | 0.00010176 | 0.0001293 | 0.00012156
2 | 25 | 12 | 0.00010188 | 4.9892e-05 | 9.6247e-05 | 0.00010188 | 0.0001154 | 0.0001212 | 0.00010188 | 4.9892e-05 | 9.6247e-05 | 0.00010188 | 0.0001154 | 0.0001212
2 | 25 | 13 | 0.00010155 | 7.1977e-05 | 0.00010237 | 0.00010155 | 0.0001095 | 0.00012037 | 0.00010155 | 7.1977e-05 | 0.00010237 | 0.00010155 | 0.0001095 | 0.00012037
2 | 25 | 14 | 0.00010093 | 8.6234e-05 | 0.00011419 | 0.00010093 | 0.0001062 | 0.00012023 | 0.00010093 | 8.6234e-05 | 0.00011419 | 0.00010093 | 0.0001062 | 0.00012023
2 | 25 | 15 | 0.00010078 | 9.9301e-05 | 0.00011944 | 0.00010078 | 0.00010487 | 0.00011899 | 0.00010078 | 9.9301e-05 | 0.00011944 | 0.00010078 | 0.00010487 | 0.00011899
2 | 25 | 16 | 0.00010101 | 0.00013469 | 0.00014211 | 0.00010101 | 0.00010711 | 0.00011642 | 0.00010101 | 0.00013469 | 0.00014211 | 0.00010101 | 0.00010711 | 0.00011642
2 | 25 | 17 | 0.00010266 | 0.00016948 | 0.00016005 | 0.00010266 | 0.00011686 | 0.00011552 | 0.00010266 | 0.00016948 | 0.00016005 | 0.00010266 | 0.00011686 | 0.00011552
2 | 25 | 18 | 0.00011005 | 0.00021479 | 0.00018776 | 0.00011005 | 0.00012326 | 0.00012263 | 0.00011005 | 0.00021479 | 0.00018776 | 0.00011005 | 0.00012326 | 0.00012263
2 | 25 | 19 | 0.00012006 | 0.00024763 | 0.00020537 | 0.00012006 | 0.00012921 | 0.00012365 | 0.00012006 | 0.00024763 | 0.00020537 | 0.00012006 | 0.00012921 | 0.00012365
2 | 25 | 20 | 0.00011875 | 0.00025465 | 0.00020007 | 0.00011875 | 0.00012788 | 0.00012463 | 0.00011875 | 0.00025465 | 0.00020007 | 0.00011875 | 0.00012788 | 0.00012463
2 | 25 | 21 | 0.00011644 | 0.00024707 | 0.00018308 | 0.00011644 | 0.00012803 | 0.00011847 | 0.00011644 | 0.00024707 | 0.00018308 | 0.00011644 | 0.00012803 | 0.00011847
2 | 25 | 22 | 0.00011062 | 0.00023332 | 0.00016879 | 0.00011062 | 0.00013368 | 0.00011041 | 0.00011062 | 0.00023332 | 0.00016879 | 0.00011062 | 0.00013368 | 0.00011041
2 | 25 | 23 | 0.00010171 | 0.00021647 | 0.00015271 | 0.00010171 | 0.00014305 | 9.8398e-05 | 0.00010171 | 0.00021647 | 0.00015271 | 0.00010171 | 0.00014305 | 9.8398e-05
2 | 25 | 24 | 9.2291e-05 | 0.00018059 | 0.00012311 | 9.2291e-05 | 0.00015312 | 9.13e-05 | 9.2291e-05 | 0.00018059 | 0.00012311 | 9.2291e-05 | 0.00015312 | 9.13e-05
2 | 26 | 1 | 8.6652e-05 | 0.00013823 | 8.7111e-05 | 8.6652e-05 | 0.0001626 | 8.6628e-05 | 8.6652e-05 | 0.00013823 | 8.7111e-05 | 8.6652e-05 | 0.0001626 | 8.6628e-05
2 | 26 | 2 | 8.3656e-05 | 0.00010264 | 6.5202e-05 | 8.3656e-05 | 0.00017038 | 8.4471e-05 | 8.3656e-05 | 0.00010264 | 6.5202e-05 | 8.3656e-05 | 0.00017038 | 8.4471e-05
2 | 26 | 3 | 8.2558e-05 | 7.0255e-05 | 4.6674e-05 | 8.2558e-05 | 0.00017859 | 8.3535e-05 | 8.2558e-05 | 7.0255e-05 | 4.6674e-05 | 8.2558e-05 | 0.00017859 | 8.3535e-05
2 | 26 | 4 | 8.3182e-05 | 4.6935e-05 | 3.21e-05 | 8.3182e-05 | 0.00018095 | 8.4454e-05 | 8.3182e-05 | 4.6935e-05 | 3.21e-05 | 8.3182e-05 | 0.00018095 | 8.4454e-05
2 | 26 | 5 | 8.5949e-05 | 2.9031e-05 | 2.1766e-05 | 8.5949e-05 | 0.00018601 | 8.9474e-05 | 8.5949e-05 | 2.9031e-05 | 2.1766e-05 | 8.5949e-05 | 0.00018601 | 8.9474e-05
2 | 26 | 6 | 9.3202e-05 | 1.7296e-05 | 2.1762e-05 | 9.3202e-05 | 0.00019142 | 9.9442e-05 | 9.3202e-05 | 1.7296e-05 | 2.1762e-05 | 9.3202e-05 | 0.00019142 | 9.9442e-05
2 | 26 | 7 | 0.00010591 | 1.0222e-05 | 4.0424e-05 | 0.00010591 | 0.00019862 | 0.00010804 | 0.00010591 | 1.0222e-05 | 4.0424e-05 | 0.00010591 | 0.00019862 | 0.00010804
2 | 26 | 8 | 0.00011367 | 1.4966e-05 | 8.6619e-05 | 0.00011367 | 0.00019461 | 0.00011531 | 0.00011367 | 1.4966e-05 | 8.6619e-05 | 0.00011367 | 0.00019461 | 0.00011531
2 | 26 | 9 | 0.00011727 | 3.0673e-05 | 0.0001376 | 0.00011727 | 0.00017929 | 0.00011912 | 0.00011727 | 3.0673e-05 | 0.0001376 | 0.00011727 | 0.00017929 | 0.00011912
2 | 26 | 10 | 0.00011969 | 3.3991e-05 | 0.00013555 | 0.00011969 | 0.00015321 | 0.00012095 | 0.00011969 | 3.3991e-05 | 0.00013555 | 0.00011969 | 0.00015321 | 0.00012095
2 | 26 | 11 | 0.00012149 | 4.0179e-05 | 0.00011103 | 0.00012149 | 0.0001293 | 0.00012156 | 0.00012149 | 4.0179e-05 | 0.00011103 | 0.00012149 | 0.0001293 | 0.00012156
2 | 26 | 12 | 0.00012135 | 4.9892e-05 | 9.6247e-05 | 0.00012135 | 0.0001154 | 0.0001212 | 0.00012135 | 4.9892e-05 | 9.6247e-05 | 0.00012135 | 0.0001154 | 0.0001212
2 | 26 | 13 | 0.00012095 | 7.1977e-05 | 0.00010237 | 0.00012095 | 0.0001095 | 0.00012037 | 0.00012095 | 7.1977e-05 | 0.00010237 | 0.00012095 | 0.0001095 | 0.00012037
2 | 26 | 14 | 0.00012039 | 8.6234e-05 | 0.00011419 | 0.00012039 | 0.0001062 | 0.00012023 | 0.00012039 | 8.6234e-05 | 0.00011419 | 0.00012039 | 0.0001062 | 0.00012023
2 | 26 | 15 | 0.00011922 | 9.9301e-05 | 0.00011944 | 0.00011922 | 0.00010487 | 0.00011899 | 0.00011922 | 9.9301e-05 | 0.00011944 | 0.00011922 | 0.00010487 | 0.00011899
2 | 26 | 16 | 0.00011842 | 0.00013469 | 0.00014211 | 0.00011842 | 0.00010711 | 0.00011642 | 0.00011842 | 0.00013469 | 0.00014211 | 0.00011842 | 0.00010711 | 0.00011642
2 | 26 | 17 | 0.0001187 | 0.00016948 | 0.00016005 | 0.0001187 | 0.00011686 | 0.00011552 | 0.0001187 | 0.00016948 | 0.00016005 | 0.0001187 | 0.00011686 | 0.00011552
2 | 26 | 18 | 0.00012347 | 0.00021479 | 0.00018776 | 0.00012347 | 0.00012326 | 0.00012263 | 0.00012347 | 0.00021479 | 0.00018776 | 0.00012347 | 0.00012326 | 0.00012263
2 | 26 | 19 | 0.00013389 | 0.00024763 | 0.00020537 | 0.00013389 | 0.00012921 | 0.00012365 | 0.00013389 | 0.00024763 | 0.00020537 | 0.00013389 | 0.00012921 | 0.00012365
2 | 26 | 20 | 0.00013222 | 0.00025465 | 0.00020007 | 0.00013222 | 0.00012788 | 0.00012463 | 0.00013222 | 0.00025465 | 0.00020007 | 0.00013222 | 0.00012788 | 0.00012463
2 | 26 | 21 | 0.00012851 | 0.00024707 | 0.00018308 | 0.00012851 | 0.00012803 | 0.00011847 | 0.00012851 | 0.00024707 | 0.00018308 | 0.00012851 | 0.00012803 | 0.00011847
2 | 26 | 22 | 0.00012048 | 0.00023332 | 0.00016879 | 0.00012048 | 0.00013368 | 0.00011041 | 0.00012048 | 0.00023332 | 0.00016879 | 0.00012048 | 0.00013368 | 0.00011041
2 | 26 | 23 | 0.00010925 | 0.00021647 | 0.00015271 | 0.00010925 | 0.00014305 | 9.8398e-05 | 0.00010925 | 0.00021647 | 0.00015271 | 0.00010925 | 0.00014305 | 9.8398e-05
2 | 26 | 24 | 9.8691e-05 | 0.00018059 | 0.00012311 | 9.8691e-05 | 0.00015312 | 9.13e-05 | 9.8691e-05 | 0.00018059 | 0.00012311 | 9.8691e-05 | 0.00015312 | 9.13e-05
2 | 27 | 1 | 9.1005e-05 | 0.00013823 | 8.7111e-05 | 9.1005e-05 | 0.0001626 | 8.6628e-05 | 9.1005e-05 | 0.00013823 | 8.7111e-05 | 9.1005e-05 | 0.0001626 | 8.6628e-05
2 | 27 | 2 | 8.7755e-05 | 0.00010264 | 6.5202e-05 | 8.7755e-05 | 0.00017038 | 8.4471e-05 | 8.7755e-05 | 0.00010264 | 6.5202e-05 | 8.7755e-05 | 0.00017038 | 8.4471e-05
2 | 27 | 3 | 8.6324e-05 | 7.0255e-05 | 4.6674e-05 | 8.6324e-05 | 0.00017859 | 8.3535e-05 | 8.6324e-05 | 7.0255e-05 | 4.6674e-05 | 8.6324e-05 | 0.00017859 | 8.3535e-05
2 | 27 | 4 | 8.6061e-05 | 4.6935e-05 | 3.21e-05 | 8.6061e-05 | 0.00018095 | 8.4454e-05 | 8.6061e-05 | 4.6935e-05 | 3.21e-05 | 8.6061e-05 | 0.00018095 | 8.4454e-05
2 | 27 | 5 | 8.8571e-05 | 2.9031e-05 | 2.1766e-05 | 8.8571e-05 | 0.00018601 | 8.9474e-05 | 8.8571e-05 | 2.9031e-05 | 2.1766e-05 | 8.8571e-05 | 0.00018601 | 8.9474e-05
2 | 27 | 6 | 9.7043e-05 | 1.7296e-05 | 2.1762e-05 | 9.7043e-05 | 0.00019142 | 9.9442e-05 | 9.7043e-05 | 1.7296e-05 | 2.1762e-05 | 9.7043e-05 | 0.00019142 | 9.9442e-05
2 | 27 | 7 | 0.00011009 | 1.0222e-05 | 4.0424e-05 | 0.00011009 | 0.00019862 | 0.00010804 | 0.00011009 | 1.0222e-05 | 4.0424e-05 | 0.00011009 | 0.00019862 | 0.00010804
2 | 27 | 8 | 0.00011612 | 1.4966e-05 | 8.6619e-05 | 0.00011612 | 0.00019461 | 0.00011531 | 0.00011612 | 1.4966e-05 | 8.6619e-05 | 0.00011612 | 0.00019461 | 0.00011531
2 | 27 | 9 | 0.00011921 | 3.0673e-05 | 0.0001376 | 0.00011921 | 0.00017929 | 0.00011912 | 0.00011921 | 3.0673e-05 | 0.0001376 | 0.00011921 | 0.00017929 | 0.00011912
2 | 27 | 10 | 0.00012104 | 3.3991e-05 | 0.00013555 | 0.00012104 | 0.00015321 | 0.00012095 | 0.00012104 | 3.3991e-05 | 0.00013555 | 0.00012104 | 0.00015321 | 0.00012095
2 | 27 | 11 | 0.00012231 | 4.0179e-05 | 0.00011103 | 0.00012231 | 0.0001293 | 0.00012156 | 0.00012231 | 4.0179e-05 | 0.00011103 | 0.00012231 | 0.0001293 | 0.00012156
2 | 27 | 12 | 0.00012247 | 4.9892e-05 | 9.6247e-05 | 0.00012247 | 0.0001154 | 0.0001212 | 0.00012247 | 4.9892e-05 | 9.6247e-05 | 0.00012247 | 0.0001154 | 0.0001212
2 | 27 | 13 | 0.00012157 | 7.1977e-05 | 0.00010237 | 0.00012157 | 0.0001095 | 0.00012037 | 0.00012157 | 7.1977e-05 | 0.00010237 | 0.00012157 | 0.0001095 | 0.00012037
2 | 27 | 14 | 0.00012107 | 8.6234e-05 | 0.00011419 | 0.00012107 | 0.0001062 | 0.00012023 | 0.00012107 | 8.6234e-05 | 0.00011419 | 0.00012107 | 0.0001062 | 0.00012023
2 | 27 | 15 | 0.00012 | 9.9301e-05 | 0.00011944 | 0.00012 | 0.00010487 | 0.00011899 | 0.00012 | 9.9301e-05 | 0.00011944 | 0.00012 | 0.00010487 | 0.00011899
2 | 27 | 16 | 0.00011941 | 0.00013469 | 0.00014211 | 0.00011941 | 0.00010711 | 0.00011642 | 0.00011941 | 0.00013469 | 0.00014211 | 0.00011941 | 0.00010711 | 0.00011642
2 | 27 | 17 | 0.00012027 | 0.00016948 | 0.00016005 | 0.00012027 | 0.00011686 | 0.00011552 | 0.00012027 | 0.00016948 | 0.00016005 | 0.00012027 | 0.00011686 | 0.00011552
2 | 27 | 18 | 0.00012579 | 0.00021479 | 0.00018776 | 0.00012579 | 0.00012326 | 0.00012263 | 0.00012579 | 0.00021479 | 0.00018776 | 0.00012579 | 0.00012326 | 0.00012263
2 | 27 | 19 | 0.00013617 | 0.00024763 | 0.00020537 | 0.00013617 | 0.00012921 | 0.00012365 | 0.00013617 | 0.00024763 | 0.00020537 | 0.00013617 | 0.00012921 | 0.00012365
2 | 27 | 20 | 0.00013514 | 0.00025465 | 0.00020007 | 0.00013514 | 0.00012788 | 0.00012463 | 0.00013514 | 0.00025465 | 0.00020007 | 0.00013514 | 0.00012788 | 0.00012463
2 | 27 | 21 | 0.00013107 | 0.00024707 | 0.00018308 | 0.00013107 | 0.00012803 | 0.00011847 | 0.00013107 | 0.00024707 | 0.00018308 | 0.00013107 | 0.00012803 | 0.00011847
2 | 27 | 22 | 0.00012286 | 0.00023332 | 0.00016879 | 0.00012286 | 0.00013368 | 0.00011041 | 0.00012286 | 0.00023332 | 0.00016879 | 0.00012286 | 0.00013368 | 0.00011041
2 | 27 | 23 | 0.00011183 | 0.00021647 | 0.00015271 | 0.00011183 | 0.00014305 | 9.8398e-05 | 0.00011183 | 0.00021647 | 0.00015271 | 0.00011183 | 0.00014305 | 9.8398e-05
2 | 27 | 24 | 0.00010178 | 0.00018059 | 0.00012311 | 0.00010178 | 0.00015312 | 9.13e-05 | 0.00010178 | 0.00018059 | 0.00012311 | 0.00010178 | 0.00015312 | 9.13e-05
2 | 28 | 1 | 9.4629e-05 | 0.00013823 | 8.7111e-05 | 9.4629e-05 | 0.0001626 | 8.6628e-05 | 9.4629e-05 | 0.00013823 | 8.7111e-05 | 9.4629e-05 | 0.0001626 | 8.6628e-05
2 | 28 | 2 | 9.0905e-05 | 0.00010264 | 6.5202e-05 | 9.0905e-05 | 0.00017038 | 8.4471e-05 | 9.0905e-05 | 0.00010264 | 6.5202e-05 | 9.0905e-05 | 0.00017038 | 8.4471e-05
2 | 28 | 3 | 9.0206e-05 | 7.0255e-05 | 4.6674e-05 | 9.0206e-05 | 0.00017859 | 8.3535e-05 | 9.0206e-05 | 7.0255e-05 | 4.6674e-05 | 9.0206e-05 | 0.00017859 | 8.3535e-05
2 | 28 | 4 | 8.8849e-05 | 4.6935e-05 | 3.21e-05 | 8.8849e-05 | 0.00018095 | 8.4454e-05 | 8.8849e-05 | 4.6935e-05 | 3.21e-05 | 8.8849e-05 | 0.00018095 | 8.4454e-05
2 | 28 | 5 | 9.1458e-05 | 2.9031e-05 | 2.1766e-05 | 9.1458e-05 | 0.00018601 | 8.9474e-05 | 9.1458e-05 | 2.9031e-05 | 2.1766e-05 | 9.1458e-05 | 0.00018601 | 8.9474e-05
2 | 28 | 6 | 0.00010021 | 1.7296e-05 | 2.1762e-05 | 0.00010021 | 0.00019142 | 9.9442e-05 | 0.00010021 | 1.7296e-05 | 2.1762e-05 | 0.00010021 | 0.00019142 | 9.9442e-05
2 | 28 | 7 | 0.00011217 | 1.0222e-05 | 4.0424e-05 | 0.00011217 | 0.00019862 | 0.00010804 | 0.00011217 | 1.0222e-05 | 4.0424e-05 | 0.00011217 | 0.00019862 | 0.00010804
2 | 28 | 8 | 0.00011767 | 1.4966e-05 | 8.6619e-05 | 0.00011767 | 0.00019461 | 0.00011531 | 0.00011767 | 1.4966e-05 | 8.6619e-05 | 0.00011767 | 0.00019461 | 0.00011531
2 | 28 | 9 | 0.00011992 | 3.0673e-05 | 0.0001376 | 0.00011992 | 0.00017929 | 0.00011912 | 0.00011992 | 3.0673e-05 | 0.0001376 | 0.00011992 | 0.00017929 | 0.00011912
2 | 28 | 10 | 0.00012115 | 3.3991e-05 | 0.00013555 | 0.00012115 | 0.00015321 | 0.00012095 | 0.00012115 | 3.3991e-05 | 0.00013555 | 0.00012115 | 0.00015321 | 0.00012095
2 | 28 | 11 | 0.00012164 | 4.0179e-05 | 0.00011103 | 0.00012164 | 0.0001293 | 0.00012156 | 0.00012164 | 4.0179e-05 | 0.00011103 | 0.00012164 | 0.0001293 | 0.00012156
2 | 28 | 12 | 0.00012013 | 4.9892e-05 | 9.6247e-05 | 0.00012013 | 0.0001154 | 0.0001212 | 0.00012013 | 4.9892e-05 | 9.6247e-05 | 0.00012013 | 0.0001154 | 0.0001212
2 | 28 | 13 | 0.00011863 | 7.1977e-05 | 0.00010237 | 0.00011863 | 0.0001095 | 0.00012037 | 0.00011863 | 7.1977e-05 | 0.00010237 | 0.00011863 | 0.0001095 | 0.00012037
2 | 28 | 14 | 0.0001175 | 8.6234e-05 | 0.00011419 | 0.0001175 | 0.0001062 | 0.00012023 | 0.0001175 | 8.6234e-05 | 0.00011419 | 0.0001175 | 0.0001062 | 0.00012023
2 | 28 | 15 | 0.00011698 | 9.9301e-05 | 0.00011944 | 0.00011698 | 0.00010487 | 0.00011899 | 0.00011698 | 9.9301e-05 | 0.00011944 | 0.00011698 | 0.00010487 | 0.00011899
2 | 28 | 16 | 0.00011606 | 0.00013469 | 0.00014211 | 0.00011606 | 0.00010711 | 0.00011642 | 0.00011606 | 0.00013469 | 0.00014211 | 0.00011606 | 0.00010711 | 0.00011642
2 | 28 | 17 | 0.00011586 | 0.00016948 | 0.00016005 | 0.00011586 | 0.00011686 | 0.00011552 | 0.00011586 | 0.00016948 | 0.00016005 | 0.00011586 | 0.00011686 | 0.00011552
2 | 28 | 18 | 0.00012077 | 0.00021479 | 0.00018776 | 0.00012077 | 0.00012326 | 0.00012263 | 0.00012077 | 0.00021479 | 0.00018776 | 0.00012077 | 0.00012326 | 0.00012263
2 | 28 | 19 | 0.00013356 | 0.00024763 | 0.00020537 | 0.00013356 | 0.00012921 | 0.00012365 | 0.00013356 | 0.00024763 | 0.00020537 | 0.00013356 | 0.00012921 | 0.00012365
2 | 28 | 20 | 0.00013341 | 0.00025465 | 0.00020007 | 0.00013341 | 0.00012788 | 0.00012463 | 0.00013341 | 0.00025465 | 0.00020007 | 0.00013341 | 0.00012788 | 0.00012463
2 | 28 | 21 | 0.00013002 | 0.00024707 | 0.00018308 | 0.00013002 | 0.00012803 | 0.00011847 | 0.00013002 | 0.00024707 | 0.00018308 | 0.00013002 | 0.00012803 | 0.00011847
2 | 28 | 22 | 0.00012223 | 0.00023332 | 0.00016879 | 0.00012223 | 0.00013368 | 0.00011041 | 0.00012223 | 0.00023332 | 0.00016879 | 0.00012223 | 0.00013368 | 0.00011041
2 | 28 | 23 | 0.00011217 | 0.00021647 | 0.00015271 | 0.00011217 | 0.00014305 | 9.8398e-05 | 0.00011217 | 0.00021647 | 0.00015271 | 0.00011217 | 0.00014305 | 9.8398e-05
2 | 28 | 24 | 0.00010147 | 0.00018059 | 0.00012311 | 0.00010147 | 0.00015312 | 9.13e-05 | 0.00010147 | 0.00018059 | 0.00012311 | 0.00010147 | 0.00015312 | 9.13e-05
3 | 1 | 1 | 9.5204e-05 | 0.00013825 | 8.7285e-05 | 9.5204e-05 | 0.00014878 | 8.5914e-05 | 9.5204e-05 | 0.00013825 | 8.7285e-05 | 9.5204e-05 | 0.00014878 | 8.5914e-05
3 | 1 | 2 | 9.2249e-05 | 0.00010232 | 6.4294e-05 | 9.2249e-05 | 0.00016001 | 8.3788e-05 | 9.2249e-05 | 0.00010232 | 6.4294e-05 | 9.2249e-05 | 0.00016001 | 8.3788e-05
3 | 1 | 3 | 8.9694e-05 | 6.9632e-05 | 4.5845e-05 | 8.9694e-05 | 0.00017223 | 8.3459e-05 | 8.9694e-05 | 6.9632e-05 | 4.5845e-05 | 8.9694e-05 | 0.00017223 | 8.3459e-05
3 | 1 | 4 | 9.006e-05 | 4.6265e-05 | 3.1329e-05 | 9.006e-05 | 0.00018147 | 8.4645e-05 | 9.006e-05 | 4.6265e-05 | 3.1329e-05 | 9.006e-05 | 0.00018147 | 8.4645e-05
3 | 1 | 5 | 9.3061e-05 | 2.843e-05 | 2.126e-05 | 9.3061e-05 | 0.00018951 | 8.9805e-05 | 9.3061e-05 | 2.843e-05 | 2.126e-05 | 9.3061e-05 | 0.00018951 | 8.9805e-05
3 | 1 | 6 | 0.00010245 | 1.6782e-05 | 2.165e-05 | 0.00010245 | 0.00019227 | 9.7127e-05 | 0.00010245 | 1.6782e-05 | 2.165e-05 | 0.00010245 | 0.00019227 | 9.7127e-05
3 | 1 | 7 | 0.00011372 | 1.0032e-05 | 4.1223e-05 | 0.00011372 | 0.00018677 | 0.00010734 | 0.00011372 | 1.0032e-05 | 4.1223e-05 | 0.00011372 | 0.00018677 | 0.00010734
3 | 1 | 8 | 0.00012015 | 1.4892e-05 | 8.8777e-05 | 0.00012015 | 0.00017164 | 0.00011519 | 0.00012015 | 1.4892e-05 | 8.8777e-05 | 0.00012015 | 0.00017164 | 0.00011519
3 | 1 | 9 | 0.00012246 | 3.0961e-05 | 0.00014147 | 0.00012246 | 0.00014835 | 0.0001216 | 0.00012246 | 3.0961e-05 | 0.00014147 | 0.00012246 | 0.00014835 | 0.0001216
3 | 1 | 10 | 0.00012246 | 3.397e-05 | 0.00013883 | 0.00012246 | 0.0001235 | 0.00012398 | 0.00012246 | 3.397e-05 | 0.00013883 | 0.00012246 | 0.0001235 | 0.00012398
3 | 1 | 11 | 0.00012221 | 4.0025e-05 | 0.00011278 | 0.00012221 | 0.00010606 | 0.00012362 | 0.00012221 | 4.0025e-05 | 0.00011278 | 0.00012221 | 0.00010606 | 0.00012362
3 | 1 | 12 | 0.00012159 | 4.9644e-05 | 9.7038e-05 | 0.00012159 | 9.3846e-05 | 0.00012361 | 0.00012159 | 4.9644e-05 | 9.7038e-05 | 0.00012159 | 9.3846e-05 | 0.00012361
3 | 1 | 13 | 0.00011965 | 7.1583e-05 | 0.00010244 | 0.00011965 | 8.8642e-05 | 0.00012377 | 0.00011965 | 7.1583e-05 | 0.00010244 | 0.00011965 | 8.8642e-05 | 0.00012377
3 | 1 | 14 | 0.00011864 | 8.5165e-05 | 0.00011388 | 0.00011864 | 8.6709e-05 | 0.00012429 | 0.00011864 | 8.5165e-05 | 0.00011388 | 0.00011864 | 8.6709e-05 | 0.00012429
3 | 1 | 15 | 0.00011702 | 9.8251e-05 | 0.00011899 | 0.00011702 | 8.5819e-05 | 0.000123 | 0.00011702 | 9.8251e-05 | 0.00011899 | 0.00011702 | 8.5819e-05 | 0.000123
3 | 1 | 16 | 0.00011517 | 0.00013432 | 0.00014197 | 0.00011517 | 8.8147e-05 | 0.00012114 | 0.00011517 | 0.00013432 | 0.00014197 | 0.00011517 | 8.8147e-05 | 0.00012114
3 | 1 | 17 | 0.00011482 | 0.00016985 | 0.00016025 | 0.00011482 | 9.671e-05 | 0.00011661 | 0.00011482 | 0.00016985 | 0.00016025 | 0.00011482 | 9.671e-05 | 0.00011661
3 | 1 | 18 | 0.00011947 | 0.00021645 | 0.00018877 | 0.00011947 | 0.00010452 | 0.00011968 | 0.00011947 | 0.00021645 | 0.00018877 | 0.00011947 | 0.00010452 | 0.00011968
3 | 1 | 19 | 0.00013188 | 0.00025025 | 0.00020674 | 0.00013188 | 0.00011254 | 0.00012297 | 0.00013188 | 0.00025025 | 0.00020674 | 0.00013188 | 0.00011254 | 0.00012297
3 | 1 | 20 | 0.00013278 | 0.00025723 | 0.00020107 | 0.00013278 | 0.00011248 | 0.00012225 | 0.00013278 | 0.00025723 | 0.00020107 | 0.00013278 | 0.00011248 | 0.00012225
3 | 1 | 21 | 0.00012938 | 0.00024903 | 0.00018308 | 0.00012938 | 0.0001125 | 0.00011612 | 0.00012938 | 0.00024903 | 0.00018308 | 0.00012938 | 0.0001125 | 0.00011612
3 | 1 | 22 | 0.00012197 | 0.00023427 | 0.00016806 | 0.00012197 | 0.00011656 | 0.0001059 | 0.00012197 | 0.00023427 | 0.00016806 | 0.00012197 | 0.00011656 | 0.0001059
3 | 1 | 23 | 0.00011174 | 0.00021718 | 0.00015198 | 0.00011174 | 0.00012597 | 9.6198e-05 | 0.00011174 | 0.00021718 | 0.00015198 | 0.00011174 | 0.00012597 | 9.6198e-05
3 | 1 | 24 | 0.00010127 | 0.00018064 | 0.00012195 | 0.00010127 | 0.00013633 | 9.0134e-05 | 0.00010127 | 0.00018064 | 0.00012195 | 0.00010127 | 0.00013633 | 9.0134e-05
3 | 2 | 1 | 9.4105e-05 | 0.00013825 | 8.7285e-05 | 9.4105e-05 | 0.00014878 | 8.5914e-05 | 9.4105e-05 | 0.00013825 | 8.7285e-05 | 9.4105e-05 | 0.00014878 | 8.5914e-05
3 | 2 | 2 | 9.0793e-05 | 0.00010232 | 6.4294e-05 | 9.0793e-05 | 0.00016001 | 8.3788e-05 | 9.0793e-05 | 0.00010232 | 6.4294e-05 | 9.0793e-05 | 0.00016001 | 8.3788e-05
3 | 2 | 3 | 8.9232e-05 | 6.9632e-05 | 4.5845e-05 | 8.9232e-05 | 0.00017223 | 8.3459e-05 | 8.9232e-05 | 6.9632e-05 | 4.5845e-05 | 8.9232e-05 | 0.00017223 | 8.3459e-05
3 | 2 | 4 | 8.9132e-05 | 4.6265e-05 | 3.1329e-05 | 8.9132e-05 | 0.00018147 | 8.4645e-05 | 8.9132e-05 | 4.6265e-05 | 3.1329e-05 | 8.9132e-05 | 0.00018147 | 8.4645e-05
3 | 2 | 5 | 9.1858e-05 | 2.843e-05 | 2.126e-05 | 9.1858e-05 | 0.00018951 | 8.9805e-05 | 9.1858e-05 | 2.843e-05 | 2.126e-05 | 9.1858e-05 | 0.00018951 | 8.9805e-05
3 | 2 | 6 | 9.9885e-05 | 1.6782e-05 | 2.165e-05 | 9.9885e-05 | 0.00019227 | 9.7127e-05 | 9.9885e-05 | 1.6782e-05 | 2.165e-05 | 9.9885e-05 | 0.00019227 | 9.7127e-05
3 | 2 | 7 | 0.00011108 | 1.0032e-05 | 4.1223e-05 | 0.00011108 | 0.00018677 | 0.00010734 | 0.00011108 | 1.0032e-05 | 4.1223e-05 | 0.00011108 | 0.00018677 | 0.00010734
3 | 2 | 8 | 0.00011718 | 1.4892e-05 | 8.8777e-05 | 0.00011718 | 0.00017164 | 0.00011519 | 0.00011718 | 1.4892e-05 | 8.8777e-05 | 0.00011718 | 0.00017164 | 0.00011519
3 | 2 | 9 | 0.00011942 | 3.0961e-05 | 0.00014147 | 0.00011942 | 0.00014835 | 0.0001216 | 0.00011942 | 3.0961e-05 | 0.00014147 | 0.00011942 | 0.00014835 | 0.0001216
3 | 2 | 10 | 0.00011998 | 3.397e-05 | 0.00013883 | 0.00011998 | 0.0001235 | 0.00012398 | 0.00011998 | 3.397e-05 | 0.00013883 | 0.00011998 | 0.0001235 | 0.00012398
3 | 2 | 11 | 0.00012097 | 4.0025e-05 | 0.00011278 | 0.00012097 | 0.00010606 | 0.00012362 | 0.00012097 | 4.0025e-05 | 0.00011278 | 0.00012097 | 0.00010606 | 0.00012362
3 | 2 | 12 | 0.00011988 | 4.9644e-05 | 9.7038e-05 | 0.00011988 | 9.3846e-05 | 0.00012361 | 0.00011988 | 4.9644e-05 | 9.7038e-05 | 0.00011988 | 9.3846e-05 | 0.00012361
3 | 2 | 13 | 0.00011841 | 7.1583e-05 | 0.00010244 | 0.00011841 | 8.8642e-05 | 0.00012377 | 0.00011841 | 7.1583e-05 | 0.00010244 | 0.00011841 | 8.8642e-05 | 0.00012377
3 | 2 | 14 | 0.00011735 | 8.5165e-05 | 0.00011388 | 0.00011735 | 8.6709e-05 | 0.00012429 | 0.00011735 | 8.5165e-05 | 0.00011388 | 0.00011735 | 8.6709e-05 | 0.00012429
3 | 2 | 15 | 0.00011566 | 9.8251e-05 | 0.00011899 | 0.00011566 | 8.5819e-05 | 0.000123 | 0.00011566 | 9.8251e-05 | 0.00011899 | 0.00011566 | 8.5819e-05 | 0.000123
3 | 2 | 16 | 0.00011342 | 0.00013432 | 0.00014197 | 0.00011342 | 8.8147e-05 | 0.00012114 | 0.00011342 | 0.00013432 | 0.00014197 | 0.00011342 | 8.8147e-05 | 0.00012114
3 | 2 | 17 | 0.0001119 | 0.00016985 | 0.00016025 | 0.0001119 | 9.671e-05 | 0.00011661 | 0.0001119 | 0.00016985 | 0.00016025 | 0.0001119 | 9.671e-05 | 0.00011661
3 | 2 | 18 | 0.00011469 | 0.00021645 | 0.00018877 | 0.00011469 | 0.00010452 | 0.00011968 | 0.00011469 | 0.00021645 | 0.00018877 | 0.00011469 | 0.00010452 | 0.00011968
3 | 2 | 19 | 0.00012532 | 0.00025025 | 0.00020674 | 0.00012532 | 0.00011254 | 0.00012297 | 0.00012532 | 0.00025025 | 0.00020674 | 0.00012532 | 0.00011254 | 0.00012297
3 | 2 | 20 | 0.00012454 | 0.00025723 | 0.00020107 | 0.00012454 | 0.00011248 | 0.00012225 | 0.00012454 | 0.00025723 | 0.00020107 | 0.00012454 | 0.00011248 | 0.00012225
3 | 2 | 21 | 0.00012109 | 0.00024903 | 0.00018308 | 0.00012109 | 0.0001125 | 0.00011612 | 0.00012109 | 0.00024903 | 0.00018308 | 0.00012109 | 0.0001125 | 0.00011612
3 | 2 | 22 | 0.00011576 | 0.00023427 | 0.00016806 | 0.00011576 | 0.00011656 | 0.0001059 | 0.00011576 | 0.00023427 | 0.00016806 | 0.00011576 | 0.00011656 | 0.0001059
3 | 2 | 23 | 0.00010774 | 0.00021718 | 0.00015198 | 0.00010774 | 0.00012597 | 9.6198e-05 | 0.00010774 | 0.00021718 | 0.00015198 | 0.00010774 | 0.00012597 | 9.6198e-05
3 | 2 | 24 | 9.8312e-05 | 0.00018064 | 0.00012195 | 9.8312e-05 | 0.00013633 | 9.0134e-05 | 9.8312e-05 | 0.00018064 | 0.00012195 | 9.8312e-05 | 0.00013633 | 9.0134e-05
3 | 3 | 1 | 9.1363e-05 | 0.00013825 | 8.7285e-05 | 9.1363e-05 | 0.00014878 | 8.5914e-05 | 9.1363e-05 | 0.00013825 | 8.7285e-05 | 9.1363e-05 | 0.00014878 | 8.5914e-05
3 | 3 | 2 | 8.721e-05 | 0.00010232 | 6.4294e-05 | 8.721e-05 | 0.00016001 | 8.3788e-05 | 8.721e-05 | 0.00010232 | 6.4294e-05 | 8.721e-05 | 0.00016001 | 8.3788e-05
3 | 3 | 3 | 8.5354e-05 | 6.9632e-05 | 4.5845e-05 | 8.5354e-05 | 0.00017223 | 8.3459e-05 | 8.5354e-05 | 6.9632e-05 | 4.5845e-05 | 8.5354e-05 | 0.00017223 | 8.3459e-05
3 | 3 | 4 | 8.4597e-05 | 4.6265e-05 | 3.1329e-05 | 8.4597e-05 | 0.00018147 | 8.4645e-05 | 8.4597e-05 | 4.6265e-05 | 3.1329e-05 | 8.4597e-05 | 0.00018147 | 8.4645e-05
3 | 3 | 5 | 8.5333e-05 | 2.843e-05 | 2.126e-05 | 8.5333e-05 | 0.00018951 | 8.9805e-05 | 8.5333e-05 | 2.843e-05 | 2.126e-05 | 8.5333e-05 | 0.00018951 | 8.9805e-05
3 | 3 | 6 | 8.8038e-05 | 1.6782e-05 | 2.165e-05 | 8.8038e-05 | 0.00019227 | 9.7127e-05 | 8.8038e-05 | 1.6782e-05 | 2.165e-05 | 8.8038e-05 | 0.00019227 | 9.7127e-05
3 | 3 | 7 | 9.0897e-05 | 1.0032e-05 | 4.1223e-05 | 9.0897e-05 | 0.00018677 | 0.00010734 | 9.0897e-05 | 1.0032e-05 | 4.1223e-05 | 9.0897e-05 | 0.00018677 | 0.00010734
3 | 3 | 8 | 9.4995e-05 | 1.4892e-05 | 8.8777e-05 | 9.4995e-05 | 0.00017164 | 0.00011519 | 9.4995e-05 | 1.4892e-05 | 8.8777e-05 | 9.4995e-05 | 0.00017164 | 0.00011519
3 | 3 | 9 | 0.00010014 | 3.0961e-05 | 0.00014147 | 0.00010014 | 0.00014835 | 0.0001216 | 0.00010014 | 3.0961e-05 | 0.00014147 | 0.00010014 | 0.00014835 | 0.0001216
3 | 3 | 10 | 0.00010336 | 3.397e-05 | 0.00013883 | 0.00010336 | 0.0001235 | 0.00012398 | 0.00010336 | 3.397e-05 | 0.00013883 | 0.00010336 | 0.0001235 | 0.00012398
3 | 3 | 11 | 0.0001054 | 4.0025e-05 | 0.00011278 | 0.0001054 | 0.00010606 | 0.00012362 | 0.0001054 | 4.0025e-05 | 0.00011278 | 0.0001054 | 0.00010606 | 0.00012362
3 | 3 | 12 | 0.00010522 | 4.9644e-05 | 9.7038e-05 | 0.00010522 | 9.3846e-05 | 0.00012361 | 0.00010522 | 4.9644e-05 | 9.7038e-05 | 0.00010522 | 9.3846e-05 | 0.00012361
3 | 3 | 13 | 0.00010362 | 7.1583e-05 | 0.00010244 | 0.00010362 | 8.8642e-05 | 0.00012377 | 0.00010362 | 7.1583e-05 | 0.00010244 | 0.00010362 | 8.8642e-05 | 0.00012377
3 | 3 | 14 | 0.00010211 | 8.5165e-05 | 0.00011388 | 0.00010211 | 8.6709e-05 | 0.00012429 | 0.00010211 | 8.5165e-05 | 0.00011388 | 0.00010211 | 8.6709e-05 | 0.00012429
3 | 3 | 15 | 0.00010081 | 9.8251e-05 | 0.00011899 | 0.00010081 | 8.5819e-05 | 0.000123 | 0.00010081 | 9.8251e-05 | 0.00011899 | 0.00010081 | 8.5819e-05 | 0.000123
3 | 3 | 16 | 9.9756e-05 | 0.00013432 | 0.00014197 | 9.9756e-05 | 8.8147e-05 | 0.00012114 | 9.9756e-05 | 0.00013432 | 0.00014197 | 9.9756e-05 | 8.8147e-05 | 0.00012114
3 | 3 | 17 | 0.00010013 | 0.00016985 | 0.00016025 | 0.00010013 | 9.671e-05 | 0.00011661 | 0.00010013 | 0.00016985 | 0.00016025 | 0.00010013 | 9.671e-05 | 0.00011661
3 | 3 | 18 | 0.00010462 | 0.00021645 | 0.00018877 | 0.00010462 | 0.00010452 | 0.00011968 | 0.00010462 | 0.00021645 | 0.00018877 | 0.00010462 | 0.00010452 | 0.00011968
3 | 3 | 19 | 0.00011531 | 0.00025025 | 0.00020674 | 0.00011531 | 0.00011254 | 0.00012297 | 0.00011531 | 0.00025025 | 0.00020674 | 0.00011531 | 0.00011254 | 0.00012297
3 | 3 | 20 | 0.00011487 | 0.00025723 | 0.00020107 | 0.00011487 | 0.00011248 | 0.00012225 | 0.00011487 | 0.00025723 | 0.00020107 | 0.00011487 | 0.00011248 | 0.00012225
3 | 3 | 21 | 0.00011172 | 0.00024903 | 0.00018308 | 0.00011172 | 0.0001125 | 0.00011612 | 0.00011172 | 0.00024903 | 0.00018308 | 0.00011172 | 0.0001125 | 0.00011612
3 | 3 | 22 | 0.00010722 | 0.00023427 | 0.00016806 | 0.00010722 | 0.00011656 | 0.0001059 | 0.00010722 | 0.00023427 | 0.00016806 | 0.00010722 | 0.00011656 | 0.0001059
3 | 3 | 23 | 0.00010031 | 0.00021718 | 0.00015198 | 0.00010031 | 0.00012597 | 9.6198e-05 | 0.00010031 | 0.00021718 | 0.00015198 | 0.00010031 | 0.00012597 | 9.6198e-05
3 | 3 | 24 | 9.2711e-05 | 0.00018064 | 0.00012195 | 9.2711e-05 | 0.00013633 | 9.0134e-05 | 9.2711e-05 | 0.00018064 | 0.00012195 | 9.2711e-05 | 0.00013633 | 9.0134e-05
3 | 4 | 1 | 8.6736e-05 | 0.00013825 | 8.7285e-05 | 8.6736e-05 | 0.00014878 | 8.5914e-05 | 8.6736e-05 | 0.00013825 | 8.7285e-05 | 8.6736e-05 | 0.00014878 | 8.5914e-05
3 | 4 | 2 | 8.3119e-05 | 0.00010232 | 6.4294e-05 | 8.3119e-05 | 0.00016001 | 8.3788e-05 | 8.3119e-05 | 0.00010232 | 6.4294e-05 | 8.3119e-05 | 0.00016001 | 8.3788e-05
3 | 4 | 3 | 8.1988e-05 | 6.9632e-05 | 4.5845e-05 | 8.1988e-05 | 0.00017223 | 8.3459e-05 | 8.1988e-05 | 6.9632e-05 | 4.5845e-05 | 8.1988e-05 | 0.00017223 | 8.3459e-05
3 | 4 | 4 | 8.0877e-05 | 4.6265e-05 | 3.1329e-05 | 8.0877e-05 | 0.00018147 | 8.4645e-05 | 8.0877e-05 | 4.6265e-05 | 3.1329e-05 | 8.0877e-05 | 0.00018147 | 8.4645e-05
3 | 4 | 5 | 8.0702e-05 | 2.843e-05 | 2.126e-05 | 8.0702e-05 | 0.00018951 | 8.9805e-05 | 8.0702e-05 | 2.843e-05 | 2.126e-05 | 8.0702e-05 | 0.00018951 | 8.9805e-05
3 | 4 | 6 | 8.2595e-05 | 1.6782e-05 | 2.165e-05 | 8.2595e-05 | 0.00019227 | 9.7127e-05 | 8.2595e-05 | 1.6782e-05 | 2.165e-05 | 8.2595e-05 | 0.00019227 | 9.7127e-05
3 | 4 | 7 | 8.3611e-05 | 1.0032e-05 | 4.1223e-05 | 8.3611e-05 | 0.00018677 | 0.00010734 | 8.3611e-05 | 1.0032e-05 | 4.1223e-05 | 8.3611e-05 | 0.00018677 | 0.00010734
3 | 4 | 8 | 8.8134e-05 | 1.4892e-05 | 8.8777e-05 | 8.8134e-05 | 0.00017164 | 0.00011519 | 8.8134e-05 | 1.4892e-05 | 8.8777e-05 | 8.8134e-05 | 0.00017164 | 0.00011519
3 | 4 | 9 | 9.2024e-05 | 3.0961e-05 | 0.00014147 | 9.2024e-05 | 0.00014835 | 0.0001216 | 9.2024e-05 | 3.0961e-05 | 0.00014147 | 9.2024e-05 | 0.00014835 | 0.0001216
3 | 4 | 10 | 9.4904e-05 | 3.397e-05 | 0.00013883 | 9.4904e-05 | 0.0001235 | 0.00012398 | 9.4904e-05 | 3.397e-05 | 0.00013883 | 9.4904e-05 | 0.0001235 | 0.00012398
3 | 4 | 11 | 9.7517e-05 | 4.0025e-05 | 0.00011278 | 9.7517e-05 | 0.00010606 | 0.00012362 | 9.7517e-05 | 4.0025e-05 | 0.00011278 | 9.7517e-05 | 0.00010606 | 0.00012362
3 | 4 | 12 | 9.8537e-05 | 4.9644e-05 | 9.7038e-05 | 9.8537e-05 | 9.3846e-05 | 0.00012361 | 9.8537e-05 | 4.9644e-05 | 9.7038e-05 | 9.8537e-05 | 9.3846e-05 | 0.00012361
3 | 4 | 13 | 9.8657e-05 | 7.1583e-05 | 0.00010244 | 9.8657e-05 | 8.8642e-05 | 0.00012377 | 9.8657e-05 | 7.1583e-05 | 0.00010244 | 9.8657e-05 | 8.8642e-05 | 0.00012377
3 | 4 | 14 | 9.832e-05 | 8.5165e-05 | 0.00011388 | 9.832e-05 | 8.6709e-05 | 0.00012429 | 9.832e-05 | 8.5165e-05 | 0.00011388 | 9.832e-05 | 8.6709e-05 | 0.00012429
3 | 4 | 15 | 9.7996e-05 | 9.8251e-05 | 0.00011899 | 9.7996e-05 | 8.5819e-05 | 0.000123 | 9.7996e-05 | 9.8251e-05 | 0.00011899 | 9.7996e-05 | 8.5819e-05 | 0.000123
3 | 4 | 16 | 9.7796e-05 | 0.00013432 | 0.00014197 | 9.7796e-05 | 8.8147e-05 | 0.00012114 | 9.7796e-05 | 0.00013432 | 0.00014197 | 9.7796e-05 | 8.8147e-05 | 0.00012114
3 | 4 | 17 | 9.9652e-05 | 0.00016985 | 0.00016025 | 9.9652e-05 | 9.671e-05 | 0.00011661 | 9.9652e-05 | 0.00016985 | 0.00016025 | 9.9652e-05 | 9.671e-05 | 0.00011661
3 | 4 | 18 | 0.00010646 | 0.00021645 | 0.00018877 | 0.00010646 | 0.00010452 | 0.00011968 | 0.00010646 | 0.00021645 | 0.00018877 | 0.00010646 | 0.00010452 | 0.00011968
3 | 4 | 19 | 0.00011748 | 0.00025025 | 0.00020674 | 0.00011748 | 0.00011254 | 0.00012297 | 0.00011748 | 0.00025025 | 0.00020674 | 0.00011748 | 0.00011254 | 0.00012297
3 | 4 | 20 | 0.00011699 | 0.00025723 | 0.00020107 | 0.00011699 | 0.00011248 | 0.00012225 | 0.00011699 | 0.00025723 | 0.00020107 | 0.00011699 | 0.00011248 | 0.00012225
3 | 4 | 21 | 0.00011382 | 0.00024903 | 0.00018308 | 0.00011382 | 0.0001125 | 0.00011612 | 0.00011382 | 0.00024903 | 0.00018308 | 0.00011382 | 0.0001125 | 0.00011612
3 | 4 | 22 | 0.00010784 | 0.00023427 | 0.00016806 | 0.00010784 | 0.00011656 | 0.0001059 | 0.00010784 | 0.00023427 | 0.00016806 | 0.00010784 | 0.00011656 | 0.0001059
3 | 4 | 23 | 9.8362e-05 | 0.00021718 | 0.00015198 | 9.8362e-05 | 0.00012597 | 9.6198e-05 | 9.8362e-05 | 0.00021718 | 0.00015198 | 9.8362e-05 | 0.00012597 | 9.6198e-05
3 | 4 | 24 | 8.9332e-05 | 0.00018064 | 0.00012195 | 8.9332e-05 | 0.00013633 | 9.0134e-05 | 8.9332e-05 | 0.00018064 | 0.00012195 | 8.9332e-05 | 0.00013633 | 9.0134e-05
3 | 5 | 1 | 8.4526e-05 | 0.00013825 | 8.7285e-05 | 8.4526e-05 | 0.00014878 | 8.5914e-05 | 8.4526e-05 | 0.00013825 | 8.7285e-05 | 8.4526e-05 | 0.00014878 | 8.5914e-05
3 | 5 | 2 | 8.1264e-05 | 0.00010232 | 6.4294e-05 | 8.1264e-05 | 0.00016001 | 8.3788e-05 | 8.1264e-05 | 0.00010232 | 6.4294e-05 | 8.1264e-05 | 0.00016001 | 8.3788e-05
3 | 5 | 3 | 8.0194e-05 | 6.9632e-05 | 4.5845e-05 | 8.0194e-05 | 0.00017223 | 8.3459e-05 | 8.0194e-05 | 6.9632e-05 | 4.5845e-05 | 8.0194e-05 | 0.00017223 | 8.3459e-05
3 | 5 | 4 | 8.0265e-05 | 4.6265e-05 | 3.1329e-05 | 8.0265e-05 | 0.00018147 | 8.4645e-05 | 8.0265e-05 | 4.6265e-05 | 3.1329e-05 | 8.0265e-05 | 0.00018147 | 8.4645e-05
3 | 5 | 5 | 8.3186e-05 | 2.843e-05 | 2.126e-05 | 8.3186e-05 | 0.00018951 | 8.9805e-05 | 8.3186e-05 | 2.843e-05 | 2.126e-05 | 8.3186e-05 | 0.00018951 | 8.9805e-05
3 | 5 | 6 | 9.0356e-05 | 1.6782e-05 | 2.165e-05 | 9.0356e-05 | 0.00019227 | 9.7127e-05 | 9.0356e-05 | 1.6782e-05 | 2.165e-05 | 9.0356e-05 | 0.00019227 | 9.7127e-05
3 | 5 | 7 | 0.00010058 | 1.0032e-05 | 4.1223e-05 | 0.00010058 | 0.00018677 | 0.00010734 | 0.00010058 | 1.0032e-05 | 4.1223e-05 | 0.00010058 | 0.00018677 | 0.00010734
3 | 5 | 8 | 0.00010788 | 1.4892e-05 | 8.8777e-05 | 0.00010788 | 0.00017164 | 0.00011519 | 0.00010788 | 1.4892e-05 | 8.8777e-05 | 0.00010788 | 0.00017164 | 0.00011519
3 | 5 | 9 | 0.00011215 | 3.0961e-05 | 0.00014147 | 0.00011215 | 0.00014835 | 0.0001216 | 0.00011215 | 3.0961e-05 | 0.00014147 | 0.00011215 | 0.00014835 | 0.0001216
3 | 5 | 10 | 0.00011593 | 3.397e-05 | 0.00013883 | 0.00011593 | 0.0001235 | 0.00012398 | 0.00011593 | 3.397e-05 | 0.00013883 | 0.00011593 | 0.0001235 | 0.00012398
3 | 5 | 11 | 0.00011921 | 4.0025e-05 | 0.00011278 | 0.00011921 | 0.00010606 | 0.00012362 | 0.00011921 | 4.0025e-05 | 0.00011278 | 0.00011921 | 0.00010606 | 0.00012362
3 | 5 | 12 | 0.00012057 | 4.9644e-05 | 9.7038e-05 | 0.00012057 | 9.3846e-05 | 0.00012361 | 0.00012057 | 4.9644e-05 | 9.7038e-05 | 0.00012057 | 9.3846e-05 | 0.00012361
3 | 5 | 13 | 0.00012133 | 7.1583e-05 | 0.00010244 | 0.00012133 | 8.8642e-05 | 0.00012377 | 0.00012133 | 7.1583e-05 | 0.00010244 | 0.00012133 | 8.8642e-05 | 0.00012377
3 | 5 | 14 | 0.00012162 | 8.5165e-05 | 0.00011388 | 0.00012162 | 8.6709e-05 | 0.00012429 | 0.00012162 | 8.5165e-05 | 0.00011388 | 0.00012162 | 8.6709e-05 | 0.00012429
3 | 5 | 15 | 0.00012167 | 9.8251e-05 | 0.00011899 | 0.00012167 | 8.5819e-05 | 0.000123 | 0.00012167 | 9.8251e-05 | 0.00011899 | 0.00012167 | 8.5819e-05 | 0.000123
3 | 5 | 16 | 0.00012016 | 0.00013432 | 0.00014197 | 0.00012016 | 8.8147e-05 | 0.00012114 | 0.00012016 | 0.00013432 | 0.00014197 | 0.00012016 | 8.8147e-05 | 0.00012114
3 | 5 | 17 | 0.00011806 | 0.00016985 | 0.00016025 | 0.00011806 | 9.671e-05 | 0.00011661 | 0.00011806 | 0.00016985 | 0.00016025 | 0.00011806 | 9.671e-05 | 0.00011661
3 | 5 | 18 | 0.00011902 | 0.00021645 | 0.00018877 | 0.00011902 | 0.00010452 | 0.00011968 | 0.00011902 | 0.00021645 | 0.00018877 | 0.00011902 | 0.00010452 | 0.00011968
3 | 5 | 19 | 0.0001291 | 0.00025025 | 0.00020674 | 0.0001291 | 0.00011254 | 0.00012297 | 0.0001291 | 0.00025025 | 0.00020674 | 0.0001291 | 0.00011254 | 0.00012297
3 | 5 | 20 | 0.0001285 | 0.00025723 | 0.00020107 | 0.0001285 | 0.00011248 | 0.00012225 | 0.0001285 | 0.00025723 | 0.00020107 | 0.0001285 | 0.00011248 | 0.00012225
3 | 5 | 21 | 0.00012363 | 0.00024903 | 0.00018308 | 0.00012363 | 0.0001125 | 0.00011612 | 0.00012363 | 0.00024903 | 0.00018308 | 0.00012363 | 0.0001125 | 0.00011612
3 | 5 | 22 | 0.00011483 | 0.00023427 | 0.00016806 | 0.00011483 | 0.00011656 | 0.0001059 | 0.00011483 | 0.00023427 | 0.00016806 | 0.00011483 | 0.00011656 | 0.0001059
3 | 5 | 23 | 0.00010528 | 0.00021718 | 0.00015198 | 0.00010528 | 0.00012597 | 9.6198e-05 | 0.00010528 | 0.00021718 | 0.00015198 | 0.00010528 | 0.00012597 | 9.6198e-05
3 | 5 | 24 | 9.5382e-05 | 0.00018064 | 0.00012195 | 9.5382e-05 | 0.00013633 | 9.0134e-05 | 9.5382e-05 | 0.00018064 | 0.00012195 | 9.5382e-05 | 0.00013633 | 9.0134e-05
3 | 6 | 1 | 8.8841e-05 | 0.00013825 | 8.7285e-05 | 8.8841e-05 | 0.00014878 | 8.5914e-05 | 8.8841e-05 | 0.00013825 | 8.7285e-05 | 8.8841e-05 | 0.00014878 | 8.5914e-05
3 | 6 | 2 | 8.5229e-05 | 0.00010232 | 6.4294e-05 | 8.5229e-05 | 0.00016001 | 8.3788e-05 | 8.5229e-05 | 0.00010232 | 6.4294e-05 | 8.5229e-05 | 0.00016001 | 8.3788e-05
3 | 6 | 3 | 8.3806e-05 | 6.9632e-05 | 4.5845e-05 | 8.3806e-05 | 0.00017223 | 8.3459e-05 | 8.3806e-05 | 6.9632e-05 | 4.5845e-05 | 8.3806e-05 | 0.00017223 | 8.3459e-05
3 | 6 | 4 | 8.302e-05 | 4.6265e-05 | 3.1329e-05 | 8.302e-05 | 0.00018147 | 8.4645e-05 | 8.302e-05 | 4.6265e-05 | 3.1329e-05 | 8.302e-05 | 0.00018147 | 8.4645e-05
3 | 6 | 5 | 8.5258e-05 | 2.843e-05 | 2.126e-05 | 8.5258e-05 | 0.00018951 | 8.9805e-05 | 8.5258e-05 | 2.843e-05 | 2.126e-05 | 8.5258e-05 | 0.00018951 | 8.9805e-05
3 | 6 | 6 | 9.2919e-05 | 1.6782e-05 | 2.165e-05 | 9.2919e-05 | 0.00019227 | 9.7127e-05 | 9.2919e-05 | 1.6782e-05 | 2.165e-05 | 9.2919e-05 | 0.00019227 | 9.7127e-05
3 | 6 | 7 | 0.00010307 | 1.0032e-05 | 4.1223e-05 | 0.00010307 | 0.00018677 | 0.00010734 | 0.00010307 | 1.0032e-05 | 4.1223e-05 | 0.00010307 | 0.00018677 | 0.00010734
3 | 6 | 8 | 0.00011 | 1.4892e-05 | 8.8777e-05 | 0.00011 | 0.00017164 | 0.00011519 | 0.00011 | 1.4892e-05 | 8.8777e-05 | 0.00011 | 0.00017164 | 0.00011519
3 | 6 | 9 | 0.00011362 | 3.0961e-05 | 0.00014147 | 0.00011362 | 0.00014835 | 0.0001216 | 0.00011362 | 3.0961e-05 | 0.00014147 | 0.00011362 | 0.00014835 | 0.0001216
3 | 6 | 10 | 0.000117 | 3.397e-05 | 0.00013883 | 0.000117 | 0.0001235 | 0.00012398 | 0.000117 | 3.397e-05 | 0.00013883 | 0.000117 | 0.0001235 | 0.00012398
3 | 6 | 11 | 0.0001208 | 4.0025e-05 | 0.00011278 | 0.0001208 | 0.00010606 | 0.00012362 | 0.0001208 | 4.0025e-05 | 0.00011278 | 0.0001208 | 0.00010606 | 0.00012362
3 | 6 | 12 | 0.00012293 | 4.9644e-05 | 9.7038e-05 | 0.00012293 | 9.3846e-05 | 0.00012361 | 0.00012293 | 4.9644e-05 | 9.7038e-05 | 0.00012293 | 9.3846e-05 | 0.00012361
3 | 6 | 13 | 0.00012308 | 7.1583e-05 | 0.00010244 | 0.00012308 | 8.8642e-05 | 0.00012377 | 0.00012308 | 7.1583e-05 | 0.00010244 | 0.00012308 | 8.8642e-05 | 0.00012377
3 | 6 | 14 | 0.00012468 | 8.5165e-05 | 0.00011388 | 0.00012468 | 8.6709e-05 | 0.00012429 | 0.00012468 | 8.5165e-05 | 0.00011388 | 0.00012468 | 8.6709e-05 | 0.00012429
3 | 6 | 15 | 0.00012451 | 9.8251e-05 | 0.00011899 | 0.00012451 | 8.5819e-05 | 0.000123 | 0.00012451 | 9.8251e-05 | 0.00011899 | 0.00012451 | 8.5819e-05 | 0.000123
3 | 6 | 16 | 0.00012213 | 0.00013432 | 0.00014197 | 0.00012213 | 8.8147e-05 | 0.00012114 | 0.00012213 | 0.00013432 | 0.00014197 | 0.00012213 | 8.8147e-05 | 0.00012114
3 | 6 | 17 | 0.00012022 | 0.00016985 | 0.00016025 | 0.00012022 | 9.671e-05 | 0.00011661 | 0.00012022 | 0.00016985 | 0.00016025 | 0.00012022 | 9.671e-05 | 0.00011661
3 | 6 | 18 | 0.00012077 | 0.00021645 | 0.00018877 | 0.00012077 | 0.00010452 | 0.00011968 | 0.00012077 | 0.00021645 | 0.00018877 | 0.00012077 | 0.00010452 | 0.00011968
3 | 6 | 19 | 0.00013015 | 0.00025025 | 0.00020674 | 0.00013015 | 0.00011254 | 0.00012297 | 0.00013015 | 0.00025025 | 0.00020674 | 0.00013015 | 0.00011254 | 0.00012297
3 | 6 | 20 | 0.00012928 | 0.00025723 | 0.00020107 | 0.00012928 | 0.00011248 | 0.00012225 | 0.00012928 | 0.00025723 | 0.00020107 | 0.00012928 | 0.00011248 | 0.00012225
3 | 6 | 21 | 0.00012444 | 0.00024903 | 0.00018308 | 0.00012444 | 0.0001125 | 0.00011612 | 0.00012444 | 0.00024903 | 0.00018308 | 0.00012444 | 0.0001125 | 0.00011612
3 | 6 | 22 | 0.00011566 | 0.00023427 | 0.00016806 | 0.00011566 | 0.00011656 | 0.0001059 | 0.00011566 | 0.00023427 | 0.00016806 | 0.00011566 | 0.00011656 | 0.0001059
3 | 6 | 23 | 0.00010566 | 0.00021718 | 0.00015198 | 0.00010566 | 0.00012597 | 9.6198e-05 | 0.00010566 | 0.00021718 | 0.00015198 | 0.00010566 | 0.00012597 | 9.6198e-05
3 | 6 | 24 | 9.5724e-05 | 0.00018064 | 0.00012195 | 9.5724e-05 | 0.00013633 | 9.0134e-05 | 9.5724e-05 | 0.00018064 | 0.00012195 | 9.5724e-05 | 0.00013633 | 9.0134e-05
3 | 7 | 1 | 8.9432e-05 | 0.00013825 | 8.7285e-05 | 8.9432e-05 | 0.00014878 | 8.5914e-05 | 8.9432e-05 | 0.00013825 | 8.7285e-05 | 8.9432e-05 | 0.00014878 | 8.5914e-05
3 | 7 | 2 | 8.5704e-05 | 0.00010232 | 6.4294e-05 | 8.5704e-05 | 0.00016001 | 8.3788e-05 | 8.5704e-05 | 0.00010232 | 6.4294e-05 | 8.5704e-05 | 0.00016001 | 8.3788e-05
3 | 7 | 3 | 8.4022e-05 | 6.9632e-05 | 4.5845e-05 | 8.4022e-05 | 0.00017223 | 8.3459e-05 | 8.4022e-05 | 6.9632e-05 | 4.5845e-05 | 8.4022e-05 | 0.00017223 | 8.3459e-05
3 | 7 | 4 | 8.3186e-05 | 4.6265e-05 | 3.1329e-05 | 8.3186e-05 | 0.00018147 | 8.4645e-05 | 8.3186e-05 | 4.6265e-05 | 3.1329e-05 | 8.3186e-05 | 0.00018147 | 8.4645e-05
3 | 7 | 5 | 8.5217e-05 | 2.843e-05 | 2.126e-05 | 8.5217e-05 | 0.00018951 | 8.9805e-05 | 8.5217e-05 | 2.843e-05 | 2.126e-05 | 8.5217e-05 | 0.00018951 | 8.9805e-05
3 | 7 | 6 | 9.2782e-05 | 1.6782e-05 | 2.165e-05 | 9.2782e-05 | 0.00019227 | 9.7127e-05 | 9.2782e-05 | 1.6782e-05 | 2.165e-05 | 9.2782e-05 | 0.00019227 | 9.7127e-05
3 | 7 | 7 | 0.0001022 | 1.0032e-05 | 4.1223e-05 | 0.0001022 | 0.00018677 | 0.00010734 | 0.0001022 | 1.0032e-05 | 4.1223e-05 | 0.0001022 | 0.00018677 | 0.00010734
3 | 7 | 8 | 0.00010947 | 1.4892e-05 | 8.8777e-05 | 0.00010947 | 0.00017164 | 0.00011519 | 0.00010947 | 1.4892e-05 | 8.8777e-05 | 0.00010947 | 0.00017164 | 0.00011519
3 | 7 | 9 | 0.00011373 | 3.0961e-05 | 0.00014147 | 0.00011373 | 0.00014835 | 0.0001216 | 0.00011373 | 3.0961e-05 | 0.00014147 | 0.00011373 | 0.00014835 | 0.0001216
3 | 7 | 10 | 0.0001178 | 3.397e-05 | 0.00013883 | 0.0001178 | 0.0001235 | 0.00012398 | 0.0001178 | 3.397e-05 | 0.00013883 | 0.0001178 | 0.0001235 | 0.00012398
3 | 7 | 11 | 0.00012057 | 4.0025e-05 | 0.00011278 | 0.00012057 | 0.00010606 | 0.00012362 | 0.00012057 | 4.0025e-05 | 0.00011278 | 0.00012057 | 0.00010606 | 0.00012362
3 | 7 | 12 | 0.00012131 | 4.9644e-05 | 9.7038e-05 | 0.00012131 | 9.3846e-05 | 0.00012361 | 0.00012131 | 4.9644e-05 | 9.7038e-05 | 0.00012131 | 9.3846e-05 | 0.00012361
3 | 7 | 13 | 0.00012196 | 7.1583e-05 | 0.00010244 | 0.00012196 | 8.8642e-05 | 0.00012377 | 0.00012196 | 7.1583e-05 | 0.00010244 | 0.00012196 | 8.8642e-05 | 0.00012377
3 | 7 | 14 | 0.00012259 | 8.5165e-05 | 0.00011388 | 0.00012259 | 8.6709e-05 | 0.00012429 | 0.00012259 | 8.5165e-05 | 0.00011388 | 0.00012259 | 8.6709e-05 | 0.00012429
3 | 7 | 15 | 0.00012235 | 9.8251e-05 | 0.00011899 | 0.00012235 | 8.5819e-05 | 0.000123 | 0.00012235 | 9.8251e-05 | 0.00011899 | 0.00012235 | 8.5819e-05 | 0.000123
3 | 7 | 16 | 0.00011853 | 0.00013432 | 0.00014197 | 0.00011853 | 8.8147e-05 | 0.00012114 | 0.00011853 | 0.00013432 | 0.00014197 | 0.00011853 | 8.8147e-05 | 0.00012114
3 | 7 | 17 | 0.00011782 | 0.00016985 | 0.00016025 | 0.00011782 | 9.671e-05 | 0.00011661 | 0.00011782 | 0.00016985 | 0.00016025 | 0.00011782 | 9.671e-05 | 0.00011661
3 | 7 | 18 | 0.00011985 | 0.00021645 | 0.00018877 | 0.00011985 | 0.00010452 | 0.00011968 | 0.00011985 | 0.00021645 | 0.00018877 | 0.00011985 | 0.00010452 | 0.00011968
3 | 7 | 19 | 0.00012918 | 0.00025025 | 0.00020674 | 0.00012918 | 0.00011254 | 0.00012297 | 0.00012918 | 0.00025025 | 0.00020674 | 0.00012918 | 0.00011254 | 0.00012297
3 | 7 | 20 | 0.00012833 | 0.00025723 | 0.00020107 | 0.00012833 | 0.00011248 | 0.00012225 | 0.00012833 | 0.00025723 | 0.00020107 | 0.00012833 | 0.00011248 | 0.00012225
3 | 7 | 21 | 0.00012389 | 0.00024903 | 0.00018308 | 0.00012389 | 0.0001125 | 0.00011612 | 0.00012389 | 0.00024903 | 0.00018308 | 0.00012389 | 0.0001125 | 0.00011612
3 | 7 | 22 | 0.00011567 | 0.00023427 | 0.00016806 | 0.00011567 | 0.00011656 | 0.0001059 | 0.00011567 | 0.00023427 | 0.00016806 | 0.00011567 | 0.00011656 | 0.0001059
3 | 7 | 23 | 0.00010466 | 0.00021718 | 0.00015198 | 0.00010466 | 0.00012597 | 9.6198e-05 | 0.00010466 | 0.00021718 | 0.00015198 | 0.00010466 | 0.00012597 | 9.6198e-05
3 | 7 | 24 | 9.5453e-05 | 0.00018064 | 0.00012195 | 9.5453e-05 | 0.00013633 | 9.0134e-05 | 9.5453e-05 | 0.00018064 | 0.00012195 | 9.5453e-05 | 0.00013633 | 9.0134e-05
3 | 8 | 1 | 8.8325e-05 | 0.00013825 | 8.7285e-05 | 8.8325e-05 | 0.00014878 | 8.5914e-05 | 8.8325e-05 | 0.00013825 | 8.7285e-05 | 8.8325e-05 | 0.00014878 | 8.5914e-05
3 | 8 | 2 | 8.4747e-05 | 0.00010232 | 6.4294e-05 | 8.4747e-05 | 0.00016001 | 8.3788e-05 | 8.4747e-05 | 0.00010232 | 6.4294e-05 | 8.4747e-05 | 0.00016001 | 8.3788e-05
3 | 8 | 3 | 8.2961e-05 | 6.9632e-05 | 4.5845e-05 | 8.2961e-05 | 0.00017223 | 8.3459e-05 | 8.2961e-05 | 6.9632e-05 | 4.5845e-05 | 8.2961e-05 | 0.00017223 | 8.3459e-05
3 | 8 | 4 | 8.282e-05 | 4.6265e-05 | 3.1329e-05 | 8.282e-05 | 0.00018147 | 8.4645e-05 | 8.282e-05 | 4.6265e-05 | 3.1329e-05 | 8.282e-05 | 0.00018147 | 8.4645e-05
3 | 8 | 5 | 8.4842e-05 | 2.843e-05 | 2.126e-05 | 8.4842e-05 | 0.00018951 | 8.9805e-05 | 8.4842e-05 | 2.843e-05 | 2.126e-05 | 8.4842e-05 | 0.00018951 | 8.9805e-05
3 | 8 | 6 | 9.2694e-05 | 1.6782e-05 | 2.165e-05 | 9.2694e-05 | 0.00019227 | 9.7127e-05 | 9.2694e-05 | 1.6782e-05 | 2.165e-05 | 9.2694e-05 | 0.00019227 | 9.7127e-05
3 | 8 | 7 | 0.00010303 | 1.0032e-05 | 4.1223e-05 | 0.00010303 | 0.00018677 | 0.00010734 | 0.00010303 | 1.0032e-05 | 4.1223e-05 | 0.00010303 | 0.00018677 | 0.00010734
3 | 8 | 8 | 0.00010986 | 1.4892e-05 | 8.8777e-05 | 0.00010986 | 0.00017164 | 0.00011519 | 0.00010986 | 1.4892e-05 | 8.8777e-05 | 0.00010986 | 0.00017164 | 0.00011519
3 | 8 | 9 | 0.00011264 | 3.0961e-05 | 0.00014147 | 0.00011264 | 0.00014835 | 0.0001216 | 0.00011264 | 3.0961e-05 | 0.00014147 | 0.00011264 | 0.00014835 | 0.0001216
3 | 8 | 10 | 0.00011678 | 3.397e-05 | 0.00013883 | 0.00011678 | 0.0001235 | 0.00012398 | 0.00011678 | 3.397e-05 | 0.00013883 | 0.00011678 | 0.0001235 | 0.00012398
3 | 8 | 11 | 0.00011956 | 4.0025e-05 | 0.00011278 | 0.00011956 | 0.00010606 | 0.00012362 | 0.00011956 | 4.0025e-05 | 0.00011278 | 0.00011956 | 0.00010606 | 0.00012362
3 | 8 | 12 | 0.00011985 | 4.9644e-05 | 9.7038e-05 | 0.00011985 | 9.3846e-05 | 0.00012361 | 0.00011985 | 4.9644e-05 | 9.7038e-05 | 0.00011985 | 9.3846e-05 | 0.00012361
3 | 8 | 13 | 0.00011961 | 7.1583e-05 | 0.00010244 | 0.00011961 | 8.8642e-05 | 0.00012377 | 0.00011961 | 7.1583e-05 | 0.00010244 | 0.00011961 | 8.8642e-05 | 0.00012377
3 | 8 | 14 | 0.0001201 | 8.5165e-05 | 0.00011388 | 0.0001201 | 8.6709e-05 | 0.00012429 | 0.0001201 | 8.5165e-05 | 0.00011388 | 0.0001201 | 8.6709e-05 | 0.00012429
3 | 8 | 15 | 0.00011908 | 9.8251e-05 | 0.00011899 | 0.00011908 | 8.5819e-05 | 0.000123 | 0.00011908 | 9.8251e-05 | 0.00011899 | 0.00011908 | 8.5819e-05 | 0.000123
3 | 8 | 16 | 0.00011685 | 0.00013432 | 0.00014197 | 0.00011685 | 8.8147e-05 | 0.00012114 | 0.00011685 | 0.00013432 | 0.00014197 | 0.00011685 | 8.8147e-05 | 0.00012114
3 | 8 | 17 | 0.0001155 | 0.00016985 | 0.00016025 | 0.0001155 | 9.671e-05 | 0.00011661 | 0.0001155 | 0.00016985 | 0.00016025 | 0.0001155 | 9.671e-05 | 0.00011661
3 | 8 | 18 | 0.00011719 | 0.00021645 | 0.00018877 | 0.00011719 | 0.00010452 | 0.00011968 | 0.00011719 | 0.00021645 | 0.00018877 | 0.00011719 | 0.00010452 | 0.00011968
3 | 8 | 19 | 0.00012786 | 0.00025025 | 0.00020674 | 0.00012786 | 0.00011254 | 0.00012297 | 0.00012786 | 0.00025025 | 0.00020674 | 0.00012786 | 0.00011254 | 0.00012297
3 | 8 | 20 | 0.00012775 | 0.00025723 | 0.00020107 | 0.00012775 | 0.00011248 | 0.00012225 | 0.00012775 | 0.00025723 | 0.00020107 | 0.00012775 | 0.00011248 | 0.00012225
3 | 8 | 21 | 0.00012298 | 0.00024903 | 0.00018308 | 0.00012298 | 0.0001125 | 0.00011612 | 0.00012298 | 0.00024903 | 0.00018308 | 0.00012298 | 0.0001125 | 0.00011612
3 | 8 | 22 | 0.00011532 | 0.00023427 | 0.00016806 | 0.00011532 | 0.00011656 | 0.0001059 | 0.00011532 | 0.00023427 | 0.00016806 | 0.00011532 | 0.00011656 | 0.0001059
3 | 8 | 23 | 0.00010458 | 0.00021718 | 0.00015198 | 0.00010458 | 0.00012597 | 9.6198e-05 | 0.00010458 | 0.00021718 | 0.00015198 | 0.00010458 | 0.00012597 | 9.6198e-05
3 | 8 | 24 | 9.4321e-05 | 0.00018064 | 0.00012195 | 9.4321e-05 | 0.00013633 | 9.0134e-05 | 9.4321e-05 | 0.00018064 | 0.00012195 | 9.4321e-05 | 0.00013633 | 9.0134e-05
3 | 9 | 1 | 8.8799e-05 | 0.00013825 | 8.7285e-05 | 8.8799e-05 | 0.00014878 | 8.5914e-05 | 8.8799e-05 | 0.00013825 | 8.7285e-05 | 8.8799e-05 | 0.00014878 | 8.5914e-05
3 | 9 | 2 | 8.5283e-05 | 0.00010232 | 6.4294e-05 | 8.5283e-05 | 0.00016001 | 8.3788e-05 | 8.5283e-05 | 0.00010232 | 6.4294e-05 | 8.5283e-05 | 0.00016001 | 8.3788e-05
3 | 9 | 3 | 8.3506e-05 | 6.9632e-05 | 4.5845e-05 | 8.3506e-05 | 0.00017223 | 8.3459e-05 | 8.3506e-05 | 6.9632e-05 | 4.5845e-05 | 8.3506e-05 | 0.00017223 | 8.3459e-05
3 | 9 | 4 | 8.3011e-05 | 4.6265e-05 | 3.1329e-05 | 8.3011e-05 | 0.00018147 | 8.4645e-05 | 8.3011e-05 | 4.6265e-05 | 3.1329e-05 | 8.3011e-05 | 0.00018147 | 8.4645e-05
3 | 9 | 5 | 8.5828e-05 | 2.843e-05 | 2.126e-05 | 8.5828e-05 | 0.00018951 | 8.9805e-05 | 8.5828e-05 | 2.843e-05 | 2.126e-05 | 8.5828e-05 | 0.00018951 | 8.9805e-05
3 | 9 | 6 | 9.2549e-05 | 1.6782e-05 | 2.165e-05 | 9.2549e-05 | 0.00019227 | 9.7127e-05 | 9.2549e-05 | 1.6782e-05 | 2.165e-05 | 9.2549e-05 | 0.00019227 | 9.7127e-05
3 | 9 | 7 | 0.0001031 | 1.0032e-05 | 4.1223e-05 | 0.0001031 | 0.00018677 | 0.00010734 | 0.0001031 | 1.0032e-05 | 4.1223e-05 | 0.0001031 | 0.00018677 | 0.00010734
3 | 9 | 8 | 0.00011268 | 1.4892e-05 | 8.8777e-05 | 0.00011268 | 0.00017164 | 0.00011519 | 0.00011268 | 1.4892e-05 | 8.8777e-05 | 0.00011268 | 0.00017164 | 0.00011519
3 | 9 | 9 | 0.0001147 | 3.0961e-05 | 0.00014147 | 0.0001147 | 0.00014835 | 0.0001216 | 0.0001147 | 3.0961e-05 | 0.00014147 | 0.0001147 | 0.00014835 | 0.0001216
3 | 9 | 10 | 0.00011748 | 3.397e-05 | 0.00013883 | 0.00011748 | 0.0001235 | 0.00012398 | 0.00011748 | 3.397e-05 | 0.00013883 | 0.00011748 | 0.0001235 | 0.00012398
3 | 9 | 11 | 0.00011948 | 4.0025e-05 | 0.00011278 | 0.00011948 | 0.00010606 | 0.00012362 | 0.00011948 | 4.0025e-05 | 0.00011278 | 0.00011948 | 0.00010606 | 0.00012362
3 | 9 | 12 | 0.00011962 | 4.9644e-05 | 9.7038e-05 | 0.00011962 | 9.3846e-05 | 0.00012361 | 0.00011962 | 4.9644e-05 | 9.7038e-05 | 0.00011962 | 9.3846e-05 | 0.00012361
3 | 9 | 13 | 0.00011783 | 7.1583e-05 | 0.00010244 | 0.00011783 | 8.8642e-05 | 0.00012377 | 0.00011783 | 7.1583e-05 | 0.00010244 | 0.00011783 | 8.8642e-05 | 0.00012377
3 | 9 | 14 | 0.00011778 | 8.5165e-05 | 0.00011388 | 0.00011778 | 8.6709e-05 | 0.00012429 | 0.00011778 | 8.5165e-05 | 0.00011388 | 0.00011778 | 8.6709e-05 | 0.00012429
3 | 9 | 15 | 0.00011695 | 9.8251e-05 | 0.00011899 | 0.00011695 | 8.5819e-05 | 0.000123 | 0.00011695 | 9.8251e-05 | 0.00011899 | 0.00011695 | 8.5819e-05 | 0.000123
3 | 9 | 16 | 0.00011456 | 0.00013432 | 0.00014197 | 0.00011456 | 8.8147e-05 | 0.00012114 | 0.00011456 | 0.00013432 | 0.00014197 | 0.00011456 | 8.8147e-05 | 0.00012114
3 | 9 | 17 | 0.00011318 | 0.00016985 | 0.00016025 | 0.00011318 | 9.671e-05 | 0.00011661 | 0.00011318 | 0.00016985 | 0.00016025 | 0.00011318 | 9.671e-05 | 0.00011661
3 | 9 | 18 | 0.00011479 | 0.00021645 | 0.00018877 | 0.00011479 | 0.00010452 | 0.00011968 | 0.00011479 | 0.00021645 | 0.00018877 | 0.00011479 | 0.00010452 | 0.00011968
3 | 9 | 19 | 0.00012384 | 0.00025025 | 0.00020674 | 0.00012384 | 0.00011254 | 0.00012297 | 0.00012384 | 0.00025025 | 0.00020674 | 0.00012384 | 0.00011254 | 0.00012297
3 | 9 | 20 | 0.00012339 | 0.00025723 | 0.00020107 | 0.00012339 | 0.00011248 | 0.00012225 | 0.00012339 | 0.00025723 | 0.00020107 | 0.00012339 | 0.00011248 | 0.00012225
3 | 9 | 21 | 0.00011961 | 0.00024903 | 0.00018308 | 0.00011961 | 0.0001125 | 0.00011612 | 0.00011961 | 0.00024903 | 0.00018308 | 0.00011961 | 0.0001125 | 0.00011612
3 | 9 | 22 | 0.00011352 | 0.00023427 | 0.00016806 | 0.00011352 | 0.00011656 | 0.0001059 | 0.00011352 | 0.00023427 | 0.00016806 | 0.00011352 | 0.00011656 | 0.0001059
3 | 9 | 23 | 0.00010526 | 0.00021718 | 0.00015198 | 0.00010526 | 0.00012597 | 9.6198e-05 | 0.00010526 | 0.00021718 | 0.00015198 | 0.00010526 | 0.00012597 | 9.6198e-05
3 | 9 | 24 | 9.5541e-05 | 0.00018064 | 0.00012195 | 9.5541e-05 | 0.00013633 | 9.0134e-05 | 9.5541e-05 | 0.00018064 | 0.00012195 | 9.5541e-05 | 0.00013633 | 9.0134e-05
3 | 10 | 1 | 8.9266e-05 | 0.00013825 | 8.7285e-05 | 8.9266e-05 | 0.00014878 | 8.5914e-05 | 8.9266e-05 | 0.00013825 | 8.7285e-05 | 8.9266e-05 | 0.00014878 | 8.5914e-05
3 | 10 | 2 | 8.5404e-05 | 0.00010232 | 6.4294e-05 | 8.5404e-05 | 0.00016001 | 8.3788e-05 | 8.5404e-05 | 0.00010232 | 6.4294e-05 | 8.5404e-05 | 0.00016001 | 8.3788e-05
3 | 10 | 3 | 8.3149e-05 | 6.9632e-05 | 4.5845e-05 | 8.3149e-05 | 0.00017223 | 8.3459e-05 | 8.3149e-05 | 6.9632e-05 | 4.5845e-05 | 8.3149e-05 | 0.00017223 | 8.3459e-05
3 | 10 | 4 | 8.2142e-05 | 4.6265e-05 | 3.1329e-05 | 8.2142e-05 | 0.00018147 | 8.4645e-05 | 8.2142e-05 | 4.6265e-05 | 3.1329e-05 | 8.2142e-05 | 0.00018147 | 8.4645e-05
3 | 10 | 5 | 8.2545e-05 | 2.843e-05 | 2.126e-05 | 8.2545e-05 | 0.00018951 | 8.9805e-05 | 8.2545e-05 | 2.843e-05 | 2.126e-05 | 8.2545e-05 | 0.00018951 | 8.9805e-05
3 | 10 | 6 | 8.5724e-05 | 1.6782e-05 | 2.165e-05 | 8.5724e-05 | 0.00019227 | 9.7127e-05 | 8.5724e-05 | 1.6782e-05 | 2.165e-05 | 8.5724e-05 | 0.00019227 | 9.7127e-05
3 | 10 | 7 | 8.7701e-05 | 1.0032e-05 | 4.1223e-05 | 8.7701e-05 | 0.00018677 | 0.00010734 | 8.7701e-05 | 1.0032e-05 | 4.1223e-05 | 8.7701e-05 | 0.00018677 | 0.00010734
3 | 10 | 8 | 9.3489e-05 | 1.4892e-05 | 8.8777e-05 | 9.3489e-05 | 0.00017164 | 0.00011519 | 9.3489e-05 | 1.4892e-05 | 8.8777e-05 | 9.3489e-05 | 0.00017164 | 0.00011519
3 | 10 | 9 | 0.00010022 | 3.0961e-05 | 0.00014147 | 0.00010022 | 0.00014835 | 0.0001216 | 0.00010022 | 3.0961e-05 | 0.00014147 | 0.00010022 | 0.00014835 | 0.0001216
3 | 10 | 10 | 0.00010326 | 3.397e-05 | 0.00013883 | 0.00010326 | 0.0001235 | 0.00012398 | 0.00010326 | 3.397e-05 | 0.00013883 | 0.00010326 | 0.0001235 | 0.00012398
3 | 10 | 11 | 0.00010616 | 4.0025e-05 | 0.00011278 | 0.00010616 | 0.00010606 | 0.00012362 | 0.00010616 | 4.0025e-05 | 0.00011278 | 0.00010616 | 0.00010606 | 0.00012362
3 | 10 | 12 | 0.00010521 | 4.9644e-05 | 9.7038e-05 | 0.00010521 | 9.3846e-05 | 0.00012361 | 0.00010521 | 4.9644e-05 | 9.7038e-05 | 0.00010521 | 9.3846e-05 | 0.00012361
3 | 10 | 13 | 0.0001043 | 7.1583e-05 | 0.00010244 | 0.0001043 | 8.8642e-05 | 0.00012377 | 0.0001043 | 7.1583e-05 | 0.00010244 | 0.0001043 | 8.8642e-05 | 0.00012377
3 | 10 | 14 | 0.00010345 | 8.5165e-05 | 0.00011388 | 0.00010345 | 8.6709e-05 | 0.00012429 | 0.00010345 | 8.5165e-05 | 0.00011388 | 0.00010345 | 8.6709e-05 | 0.00012429
3 | 10 | 15 | 0.00010248 | 9.8251e-05 | 0.00011899 | 0.00010248 | 8.5819e-05 | 0.000123 | 0.00010248 | 9.8251e-05 | 0.00011899 | 0.00010248 | 8.5819e-05 | 0.000123
3 | 10 | 16 | 0.00010182 | 0.00013432 | 0.00014197 | 0.00010182 | 8.8147e-05 | 0.00012114 | 0.00010182 | 0.00013432 | 0.00014197 | 0.00010182 | 8.8147e-05 | 0.00012114
3 | 10 | 17 | 0.00010241 | 0.00016985 | 0.00016025 | 0.00010241 | 9.671e-05 | 0.00011661 | 0.00010241 | 0.00016985 | 0.00016025 | 0.00010241 | 9.671e-05 | 0.00011661
3 | 10 | 18 | 0.0001041 | 0.00021645 | 0.00018877 | 0.0001041 | 0.00010452 | 0.00011968 | 0.0001041 | 0.00021645 | 0.00018877 | 0.0001041 | 0.00010452 | 0.00011968
3 | 10 | 19 | 0.00011472 | 0.00025025 | 0.00020674 | 0.00011472 | 0.00011254 | 0.00012297 | 0.00011472 | 0.00025025 | 0.00020674 | 0.00011472 | 0.00011254 | 0.00012297
3 | 10 | 20 | 0.00011602 | 0.00025723 | 0.00020107 | 0.00011602 | 0.00011248 | 0.00012225 | 0.00011602 | 0.00025723 | 0.00020107 | 0.00011602 | 0.00011248 | 0.00012225
3 | 10 | 21 | 0.00011302 | 0.00024903 | 0.00018308 | 0.00011302 | 0.0001125 | 0.00011612 | 0.00011302 | 0.00024903 | 0.00018308 | 0.00011302 | 0.0001125 | 0.00011612
3 | 10 | 22 | 0.00010757 | 0.00023427 | 0.00016806 | 0.00010757 | 0.00011656 | 0.0001059 | 0.00010757 | 0.00023427 | 0.00016806 | 0.00010757 | 0.00011656 | 0.0001059
3 | 10 | 23 | 0.0001001 | 0.00021718 | 0.00015198 | 0.0001001 | 0.00012597 | 9.6198e-05 | 0.0001001 | 0.00021718 | 0.00015198 | 0.0001001 | 0.00012597 | 9.6198e-05
3 | 10 | 24 | 9.2378e-05 | 0.00018064 | 0.00012195 | 9.2378e-05 | 0.00013633 | 9.0134e-05 | 9.2378e-05 | 0.00018064 | 0.00012195 | 9.2378e-05 | 0.00013633 | 9.0134e-05
3 | 11 | 1 | 8.5991e-05 | 0.00013825 | 8.7285e-05 | 8.5991e-05 | 0.00014878 | 8.5914e-05 | 8.5991e-05 | 0.00013825 | 8.7285e-05 | 8.5991e-05 | 0.00014878 | 8.5914e-05
3 | 11 | 2 | 8.2516e-05 | 0.00010232 | 6.4294e-05 | 8.2516e-05 | 0.00016001 | 8.3788e-05 | 8.2516e-05 | 0.00010232 | 6.4294e-05 | 8.2516e-05 | 0.00016001 | 8.3788e-05
3 | 11 | 3 | 8.1051e-05 | 6.9632e-05 | 4.5845e-05 | 8.1051e-05 | 0.00017223 | 8.3459e-05 | 8.1051e-05 | 6.9632e-05 | 4.5845e-05 | 8.1051e-05 | 0.00017223 | 8.3459e-05
3 | 11 | 4 | 7.9757e-05 | 4.6265e-05 | 3.1329e-05 | 7.9757e-05 | 0.00018147 | 8.4645e-05 | 7.9757e-05 | 4.6265e-05 | 3.1329e-05 | 7.9757e-05 | 0.00018147 | 8.4645e-05
3 | 11 | 5 | 8.0656e-05 | 2.843e-05 | 2.126e-05 | 8.0656e-05 | 0.00018951 | 8.9805e-05 | 8.0656e-05 | 2.843e-05 | 2.126e-05 | 8.0656e-05 | 0.00018951 | 8.9805e-05
3 | 11 | 6 | 8.3082e-05 | 1.6782e-05 | 2.165e-05 | 8.3082e-05 | 0.00019227 | 9.7127e-05 | 8.3082e-05 | 1.6782e-05 | 2.165e-05 | 8.3082e-05 | 0.00019227 | 9.7127e-05
3 | 11 | 7 | 8.4443e-05 | 1.0032e-05 | 4.1223e-05 | 8.4443e-05 | 0.00018677 | 0.00010734 | 8.4443e-05 | 1.0032e-05 | 4.1223e-05 | 8.4443e-05 | 0.00018677 | 0.00010734
3 | 11 | 8 | 8.8179e-05 | 1.4892e-05 | 8.8777e-05 | 8.8179e-05 | 0.00017164 | 0.00011519 | 8.8179e-05 | 1.4892e-05 | 8.8777e-05 | 8.8179e-05 | 0.00017164 | 0.00011519
3 | 11 | 9 | 9.2694e-05 | 3.0961e-05 | 0.00014147 | 9.2694e-05 | 0.00014835 | 0.0001216 | 9.2694e-05 | 3.0961e-05 | 0.00014147 | 9.2694e-05 | 0.00014835 | 0.0001216
3 | 11 | 10 | 9.6868e-05 | 3.397e-05 | 0.00013883 | 9.6868e-05 | 0.0001235 | 0.00012398 | 9.6868e-05 | 3.397e-05 | 0.00013883 | 9.6868e-05 | 0.0001235 | 0.00012398
3 | 11 | 11 | 0.00010023 | 4.0025e-05 | 0.00011278 | 0.00010023 | 0.00010606 | 0.00012362 | 0.00010023 | 4.0025e-05 | 0.00011278 | 0.00010023 | 0.00010606 | 0.00012362
3 | 11 | 12 | 0.00010202 | 4.9644e-05 | 9.7038e-05 | 0.00010202 | 9.3846e-05 | 0.00012361 | 0.00010202 | 4.9644e-05 | 9.7038e-05 | 0.00010202 | 9.3846e-05 | 0.00012361
3 | 11 | 13 | 0.00010321 | 7.1583e-05 | 0.00010244 | 0.00010321 | 8.8642e-05 | 0.00012377 | 0.00010321 | 7.1583e-05 | 0.00010244 | 0.00010321 | 8.8642e-05 | 0.00012377
3 | 11 | 14 | 0.00010405 | 8.5165e-05 | 0.00011388 | 0.00010405 | 8.6709e-05 | 0.00012429 | 0.00010405 | 8.5165e-05 | 0.00011388 | 0.00010405 | 8.6709e-05 | 0.00012429
3 | 11 | 15 | 0.00010497 | 9.8251e-05 | 0.00011899 | 0.00010497 | 8.5819e-05 | 0.000123 | 0.00010497 | 9.8251e-05 | 0.00011899 | 0.00010497 | 8.5819e-05 | 0.000123
3 | 11 | 16 | 0.00010591 | 0.00013432 | 0.00014197 | 0.00010591 | 8.8147e-05 | 0.00012114 | 0.00010591 | 0.00013432 | 0.00014197 | 0.00010591 | 8.8147e-05 | 0.00012114
3 | 11 | 17 | 0.00010675 | 0.00016985 | 0.00016025 | 0.00010675 | 9.671e-05 | 0.00011661 | 0.00010675 | 0.00016985 | 0.00016025 | 0.00010675 | 9.671e-05 | 0.00011661
3 | 11 | 18 | 0.00010889 | 0.00021645 | 0.00018877 | 0.00010889 | 0.00010452 | 0.00011968 | 0.00010889 | 0.00021645 | 0.00018877 | 0.00010889 | 0.00010452 | 0.00011968
3 | 11 | 19 | 0.00011818 | 0.00025025 | 0.00020674 | 0.00011818 | 0.00011254 | 0.00012297 | 0.00011818 | 0.00025025 | 0.00020674 | 0.00011818 | 0.00011254 | 0.00012297
3 | 11 | 20 | 0.00011968 | 0.00025723 | 0.00020107 | 0.00011968 | 0.00011248 | 0.00012225 | 0.00011968 | 0.00025723 | 0.00020107 | 0.00011968 | 0.00011248 | 0.00012225
3 | 11 | 21 | 0.00011415 | 0.00024903 | 0.00018308 | 0.00011415 | 0.0001125 | 0.00011612 | 0.00011415 | 0.00024903 | 0.00018308 | 0.00011415 | 0.0001125 | 0.00011612
3 | 11 | 22 | 0.00010421 | 0.00023427 | 0.00016806 | 0.00010421 | 0.00011656 | 0.0001059 | 0.00010421 | 0.00023427 | 0.00016806 | 0.00010421 | 0.00011656 | 0.0001059
3 | 11 | 23 | 9.4925e-05 | 0.00021718 | 0.00015198 | 9.4925e-05 | 0.00012597 | 9.6198e-05 | 9.4925e-05 | 0.00021718 | 0.00015198 | 9.4925e-05 | 0.00012597 | 9.6198e-05
3 | 11 | 24 | 8.7168e-05 | 0.00018064 | 0.00012195 | 8.7168e-05 | 0.00013633 | 9.0134e-05 | 8.7168e-05 | 0.00018064 | 0.00012195 | 8.7168e-05 | 0.00013633 | 9.0134e-05
3 | 12 | 1 | 8.2479e-05 | 0.00013825 | 8.7285e-05 | 8.2479e-05 | 0.00014878 | 8.5914e-05 | 8.2479e-05 | 0.00013825 | 8.7285e-05 | 8.2479e-05 | 0.00014878 | 8.5914e-05
3 | 12 | 2 | 8.0456e-05 | 0.00010232 | 6.4294e-05 | 8.0456e-05 | 0.00016001 | 8.3788e-05 | 8.0456e-05 | 0.00010232 | 6.4294e-05 | 8.0456e-05 | 0.00016001 | 8.3788e-05
3 | 12 | 3 | 7.9766e-05 | 6.9632e-05 | 4.5845e-05 | 7.9766e-05 | 0.00017223 | 8.3459e-05 | 7.9766e-05 | 6.9632e-05 | 4.5845e-05 | 7.9766e-05 | 0.00017223 | 8.3459e-05
3 | 12 | 4 | 8.1551e-05 | 4.6265e-05 | 3.1329e-05 | 8.1551e-05 | 0.00018147 | 8.4645e-05 | 8.1551e-05 | 4.6265e-05 | 3.1329e-05 | 8.1551e-05 | 0.00018147 | 8.4645e-05
3 | 12 | 5 | 8.7364e-05 | 2.843e-05 | 2.126e-05 | 8.7364e-05 | 0.00018951 | 8.9805e-05 | 8.7364e-05 | 2.843e-05 | 2.126e-05 | 8.7364e-05 | 0.00018951 | 8.9805e-05
3 | 12 | 6 | 9.986e-05 | 1.6782e-05 | 2.165e-05 | 9.986e-05 | 0.00019227 | 9.7127e-05 | 9.986e-05 | 1.6782e-05 | 2.165e-05 | 9.986e-05 | 0.00019227 | 9.7127e-05
3 | 12 | 7 | 0.00010841 | 1.0032e-05 | 4.1223e-05 | 0.00010841 | 0.00018677 | 0.00010734 | 0.00010841 | 1.0032e-05 | 4.1223e-05 | 0.00010841 | 0.00018677 | 0.00010734
3 | 12 | 8 | 0.00011245 | 1.4892e-05 | 8.8777e-05 | 0.00011245 | 0.00017164 | 0.00011519 | 0.00011245 | 1.4892e-05 | 8.8777e-05 | 0.00011245 | 0.00017164 | 0.00011519
3 | 12 | 9 | 0.00011735 | 3.0961e-05 | 0.00014147 | 0.00011735 | 0.00014835 | 0.0001216 | 0.00011735 | 3.0961e-05 | 0.00014147 | 0.00011735 | 0.00014835 | 0.0001216
3 | 12 | 10 | 0.00012229 | 3.397e-05 | 0.00013883 | 0.00012229 | 0.0001235 | 0.00012398 | 0.00012229 | 3.397e-05 | 0.00013883 | 0.00012229 | 0.0001235 | 0.00012398
3 | 12 | 11 | 0.00012621 | 4.0025e-05 | 0.00011278 | 0.00012621 | 0.00010606 | 0.00012362 | 0.00012621 | 4.0025e-05 | 0.00011278 | 0.00012621 | 0.00010606 | 0.00012362
3 | 12 | 12 | 0.00012876 | 4.9644e-05 | 9.7038e-05 | 0.00012876 | 9.3846e-05 | 0.00012361 | 0.00012876 | 4.9644e-05 | 9.7038e-05 | 0.00012876 | 9.3846e-05 | 0.00012361
3 | 12 | 13 | 0.00013177 | 7.1583e-05 | 0.00010244 | 0.00013177 | 8.8642e-05 | 0.00012377 | 0.00013177 | 7.1583e-05 | 0.00010244 | 0.00013177 | 8.8642e-05 | 0.00012377
3 | 12 | 14 | 0.00013255 | 8.5165e-05 | 0.00011388 | 0.00013255 | 8.6709e-05 | 0.00012429 | 0.00013255 | 8.5165e-05 | 0.00011388 | 0.00013255 | 8.6709e-05 | 0.00012429
3 | 12 | 15 | 0.00013305 | 9.8251e-05 | 0.00011899 | 0.00013305 | 8.5819e-05 | 0.000123 | 0.00013305 | 9.8251e-05 | 0.00011899 | 0.00013305 | 8.5819e-05 | 0.000123
3 | 12 | 16 | 0.00013198 | 0.00013432 | 0.00014197 | 0.00013198 | 8.8147e-05 | 0.00012114 | 0.00013198 | 0.00013432 | 0.00014197 | 0.00013198 | 8.8147e-05 | 0.00012114
3 | 12 | 17 | 0.00012965 | 0.00016985 | 0.00016025 | 0.00012965 | 9.671e-05 | 0.00011661 | 0.00012965 | 0.00016985 | 0.00016025 | 0.00012965 | 9.671e-05 | 0.00011661
3 | 12 | 18 | 0.00012669 | 0.00021645 | 0.00018877 | 0.00012669 | 0.00010452 | 0.00011968 | 0.00012669 | 0.00021645 | 0.00018877 | 0.00012669 | 0.00010452 | 0.00011968
3 | 12 | 19 | 0.00013311 | 0.00025025 | 0.00020674 | 0.00013311 | 0.00011254 | 0.00012297 | 0.00013311 | 0.00025025 | 0.00020674 | 0.00013311 | 0.00011254 | 0.00012297
3 | 12 | 20 | 0.0001319 | 0.00025723 | 0.00020107 | 0.0001319 | 0.00011248 | 0.00012225 | 0.0001319 | 0.00025723 | 0.00020107 | 0.0001319 | 0.00011248 | 0.00012225
3 | 12 | 21 | 0.00012337 | 0.00024903 | 0.00018308 | 0.00012337 | 0.0001125 | 0.00011612 | 0.00012337 | 0.00024903 | 0.00018308 | 0.00012337 | 0.0001125 | 0.00011612
3 | 12 | 22 | 0.00011088 | 0.00023427 | 0.00016806 | 0.00011088 | 0.00011656 | 0.0001059 | 0.00011088 | 0.00023427 | 0.00016806 | 0.00011088 | 0.00011656 | 0.0001059
3 | 12 | 23 | 9.9448e-05 | 0.00021718 | 0.00015198 | 9.9448e-05 | 0.00012597 | 9.6198e-05 | 9.9448e-05 | 0.00021718 | 0.00015198 | 9.9448e-05 | 0.00012597 | 9.6198e-05
3 | 12 | 24 | 9.1263e-05 | 0.00018064 | 0.00012195 | 9.1263e-05 | 0.00013633 | 9.0134e-05 | 9.1263e-05 | 0.00018064 | 0.00012195 | 9.1263e-05 | 0.00013633 | 9.0134e-05
3 | 13 | 1 | 8.6403e-05 | 0.00013825 | 8.7285e-05 | 8.6403e-05 | 0.00014878 | 8.5914e-05 | 8.6403e-05 | 0.00013825 | 8.7285e-05 | 8.6403e-05 | 0.00014878 | 8.5914e-05
3 | 13 | 2 | 8.3948e-05 | 0.00010232 | 6.4294e-05 | 8.3948e-05 | 0.00016001 | 8.3788e-05 | 8.3948e-05 | 0.00010232 | 6.4294e-05 | 8.3948e-05 | 0.00016001 | 8.3788e-05
3 | 13 | 3 | 8.3111e-05 | 6.9632e-05 | 4.5845e-05 | 8.3111e-05 | 0.00017223 | 8.3459e-05 | 8.3111e-05 | 6.9632e-05 | 4.5845e-05 | 8.3111e-05 | 0.00017223 | 8.3459e-05
3 | 13 | 4 | 8.4235e-05 | 4.6265e-05 | 3.1329e-05 | 8.4235e-05 | 0.00018147 | 8.4645e-05 | 8.4235e-05 | 4.6265e-05 | 3.1329e-05 | 8.4235e-05 | 0.00018147 | 8.4645e-05
3 | 13 | 5 | 9.0372e-05 | 2.843e-05 | 2.126e-05 | 9.0372e-05 | 0.00018951 | 8.9805e-05 | 9.0372e-05 | 2.843e-05 | 2.126e-05 | 9.0372e-05 | 0.00018951 | 8.9805e-05
3 | 13 | 6 | 0.00010229 | 1.6782e-05 | 2.165e-05 | 0.00010229 | 0.00019227 | 9.7127e-05 | 0.00010229 | 1.6782e-05 | 2.165e-05 | 0.00010229 | 0.00019227 | 9.7127e-05
3 | 13 | 7 | 0.00010967 | 1.0032e-05 | 4.1223e-05 | 0.00010967 | 0.00018677 | 0.00010734 | 0.00010967 | 1.0032e-05 | 4.1223e-05 | 0.00010967 | 0.00018677 | 0.00010734
3 | 13 | 8 | 0.00011299 | 1.4892e-05 | 8.8777e-05 | 0.00011299 | 0.00017164 | 0.00011519 | 0.00011299 | 1.4892e-05 | 8.8777e-05 | 0.00011299 | 0.00017164 | 0.00011519
3 | 13 | 9 | 0.0001175 | 3.0961e-05 | 0.00014147 | 0.0001175 | 0.00014835 | 0.0001216 | 0.0001175 | 3.0961e-05 | 0.00014147 | 0.0001175 | 0.00014835 | 0.0001216
3 | 13 | 10 | 0.00012186 | 3.397e-05 | 0.00013883 | 0.00012186 | 0.0001235 | 0.00012398 | 0.00012186 | 3.397e-05 | 0.00013883 | 0.00012186 | 0.0001235 | 0.00012398
3 | 13 | 11 | 0.00012515 | 4.0025e-05 | 0.00011278 | 0.00012515 | 0.00010606 | 0.00012362 | 0.00012515 | 4.0025e-05 | 0.00011278 | 0.00012515 | 0.00010606 | 0.00012362
3 | 13 | 12 | 0.0001268 | 4.9644e-05 | 9.7038e-05 | 0.0001268 | 9.3846e-05 | 0.00012361 | 0.0001268 | 4.9644e-05 | 9.7038e-05 | 0.0001268 | 9.3846e-05 | 0.00012361
3 | 13 | 13 | 0.00012893 | 7.1583e-05 | 0.00010244 | 0.00012893 | 8.8642e-05 | 0.00012377 | 0.00012893 | 7.1583e-05 | 0.00010244 | 0.00012893 | 8.8642e-05 | 0.00012377
3 | 13 | 14 | 0.00012965 | 8.5165e-05 | 0.00011388 | 0.00012965 | 8.6709e-05 | 0.00012429 | 0.00012965 | 8.5165e-05 | 0.00011388 | 0.00012965 | 8.6709e-05 | 0.00012429
3 | 13 | 15 | 0.0001291 | 9.8251e-05 | 0.00011899 | 0.0001291 | 8.5819e-05 | 0.000123 | 0.0001291 | 9.8251e-05 | 0.00011899 | 0.0001291 | 8.5819e-05 | 0.000123
3 | 13 | 16 | 0.0001276 | 0.00013432 | 0.00014197 | 0.0001276 | 8.8147e-05 | 0.00012114 | 0.0001276 | 0.00013432 | 0.00014197 | 0.0001276 | 8.8147e-05 | 0.00012114
3 | 13 | 17 | 0.00012491 | 0.00016985 | 0.00016025 | 0.00012491 | 9.671e-05 | 0.00011661 | 0.00012491 | 0.00016985 | 0.00016025 | 0.00012491 | 9.671e-05 | 0.00011661
3 | 13 | 18 | 0.00012283 | 0.00021645 | 0.00018877 | 0.00012283 | 0.00010452 | 0.00011968 | 0.00012283 | 0.00021645 | 0.00018877 | 0.00012283 | 0.00010452 | 0.00011968
3 | 13 | 19 | 0.00012921 | 0.00025025 | 0.00020674 | 0.00012921 | 0.00011254 | 0.00012297 | 0.00012921 | 0.00025025 | 0.00020674 | 0.00012921 | 0.00011254 | 0.00012297
3 | 13 | 20 | 0.00012893 | 0.00025723 | 0.00020107 | 0.00012893 | 0.00011248 | 0.00012225 | 0.00012893 | 0.00025723 | 0.00020107 | 0.00012893 | 0.00011248 | 0.00012225
3 | 13 | 21 | 0.0001214 | 0.00024903 | 0.00018308 | 0.0001214 | 0.0001125 | 0.00011612 | 0.0001214 | 0.00024903 | 0.00018308 | 0.0001214 | 0.0001125 | 0.00011612
3 | 13 | 22 | 0.00011073 | 0.00023427 | 0.00016806 | 0.00011073 | 0.00011656 | 0.0001059 | 0.00011073 | 0.00023427 | 0.00016806 | 0.00011073 | 0.00011656 | 0.0001059
3 | 13 | 23 | 9.924e-05 | 0.00021718 | 0.00015198 | 9.924e-05 | 0.00012597 | 9.6198e-05 | 9.924e-05 | 0.00021718 | 0.00015198 | 9.924e-05 | 0.00012597 | 9.6198e-05
3 | 13 | 24 | 9.1392e-05 | 0.00018064 | 0.00012195 | 9.1392e-05 | 0.00013633 | 9.0134e-05 | 9.1392e-05 | 0.00018064 | 0.00012195 | 9.1392e-05 | 0.00013633 | 9.0134e-05
3 | 14 | 1 | 8.6781e-05 | 0.00013825 | 8.7285e-05 | 8.6781e-05 | 0.00014878 | 8.5914e-05 | 8.6781e-05 | 0.00013825 | 8.7285e-05 | 8.6781e-05 | 0.00014878 | 8.5914e-05
3 | 14 | 2 | 8.4339e-05 | 0.00010232 | 6.4294e-05 | 8.4339e-05 | 0.00016001 | 8.3788e-05 | 8.4339e-05 | 0.00010232 | 6.4294e-05 | 8.4339e-05 | 0.00016001 | 8.3788e-05
3 | 14 | 3 | 8.3423e-05 | 6.9632e-05 | 4.5845e-05 | 8.3423e-05 | 0.00017223 | 8.3459e-05 | 8.3423e-05 | 6.9632e-05 | 4.5845e-05 | 8.3423e-05 | 0.00017223 | 8.3459e-05
3 | 14 | 4 | 8.4734e-05 | 4.6265e-05 | 3.1329e-05 | 8.4734e-05 | 0.00018147 | 8.4645e-05 | 8.4734e-05 | 4.6265e-05 | 3.1329e-05 | 8.4734e-05 | 0.00018147 | 8.4645e-05
3 | 14 | 5 | 9.1138e-05 | 2.843e-05 | 2.126e-05 | 9.1138e-05 | 0.00018951 | 8.9805e-05 | 9.1138e-05 | 2.843e-05 | 2.126e-05 | 9.1138e-05 | 0.00018951 | 8.9805e-05
3 | 14 | 6 | 0.00010321 | 1.6782e-05 | 2.165e-05 | 0.00010321 | 0.00019227 | 9.7127e-05 | 0.00010321 | 1.6782e-05 | 2.165e-05 | 0.00010321 | 0.00019227 | 9.7127e-05
3 | 14 | 7 | 0.00011172 | 1.0032e-05 | 4.1223e-05 | 0.00011172 | 0.00018677 | 0.00010734 | 0.00011172 | 1.0032e-05 | 4.1223e-05 | 0.00011172 | 0.00018677 | 0.00010734
3 | 14 | 8 | 0.00011365 | 1.4892e-05 | 8.8777e-05 | 0.00011365 | 0.00017164 | 0.00011519 | 0.00011365 | 1.4892e-05 | 8.8777e-05 | 0.00011365 | 0.00017164 | 0.00011519
3 | 14 | 9 | 0.0001172 | 3.0961e-05 | 0.00014147 | 0.0001172 | 0.00014835 | 0.0001216 | 0.0001172 | 3.0961e-05 | 0.00014147 | 0.0001172 | 0.00014835 | 0.0001216
3 | 14 | 10 | 0.00012015 | 3.397e-05 | 0.00013883 | 0.00012015 | 0.0001235 | 0.00012398 | 0.00012015 | 3.397e-05 | 0.00013883 | 0.00012015 | 0.0001235 | 0.00012398
3 | 14 | 11 | 0.00012197 | 4.0025e-05 | 0.00011278 | 0.00012197 | 0.00010606 | 0.00012362 | 0.00012197 | 4.0025e-05 | 0.00011278 | 0.00012197 | 0.00010606 | 0.00012362
3 | 14 | 12 | 0.00012157 | 4.9644e-05 | 9.7038e-05 | 0.00012157 | 9.3846e-05 | 0.00012361 | 0.00012157 | 4.9644e-05 | 9.7038e-05 | 0.00012157 | 9.3846e-05 | 0.00012361
3 | 14 | 13 | 0.00012235 | 7.1583e-05 | 0.00010244 | 0.00012235 | 8.8642e-05 | 0.00012377 | 0.00012235 | 7.1583e-05 | 0.00010244 | 0.00012235 | 8.8642e-05 | 0.00012377
3 | 14 | 14 | 0.0001228 | 8.5165e-05 | 0.00011388 | 0.0001228 | 8.6709e-05 | 0.00012429 | 0.0001228 | 8.5165e-05 | 0.00011388 | 0.0001228 | 8.6709e-05 | 0.00012429
3 | 14 | 15 | 0.00012308 | 9.8251e-05 | 0.00011899 | 0.00012308 | 8.5819e-05 | 0.000123 | 0.00012308 | 9.8251e-05 | 0.00011899 | 0.00012308 | 8.5819e-05 | 0.000123
3 | 14 | 16 | 0.00011952 | 0.00013432 | 0.00014197 | 0.00011952 | 8.8147e-05 | 0.00012114 | 0.00011952 | 0.00013432 | 0.00014197 | 0.00011952 | 8.8147e-05 | 0.00012114
3 | 14 | 17 | 0.00011662 | 0.00016985 | 0.00016025 | 0.00011662 | 9.671e-05 | 0.00011661 | 0.00011662 | 0.00016985 | 0.00016025 | 0.00011662 | 9.671e-05 | 0.00011661
3 | 14 | 18 | 0.00011569 | 0.00021645 | 0.00018877 | 0.00011569 | 0.00010452 | 0.00011968 | 0.00011569 | 0.00021645 | 0.00018877 | 0.00011569 | 0.00010452 | 0.00011968
3 | 14 | 19 | 0.00012411 | 0.00025025 | 0.00020674 | 0.00012411 | 0.00011254 | 0.00012297 | 0.00012411 | 0.00025025 | 0.00020674 | 0.00012411 | 0.00011254 | 0.00012297
3 | 14 | 20 | 0.00012603 | 0.00025723 | 0.00020107 | 0.00012603 | 0.00011248 | 0.00012225 | 0.00012603 | 0.00025723 | 0.00020107 | 0.00012603 | 0.00011248 | 0.00012225
3 | 14 | 21 | 0.00012072 | 0.00024903 | 0.00018308 | 0.00012072 | 0.0001125 | 0.00011612 | 0.00012072 | 0.00024903 | 0.00018308 | 0.00012072 | 0.0001125 | 0.00011612
3 | 14 | 22 | 0.0001093 | 0.00023427 | 0.00016806 | 0.0001093 | 0.00011656 | 0.0001059 | 0.0001093 | 0.00023427 | 0.00016806 | 0.0001093 | 0.00011656 | 0.0001059
3 | 14 | 23 | 9.7808e-05 | 0.00021718 | 0.00015198 | 9.7808e-05 | 0.00012597 | 9.6198e-05 | 9.7808e-05 | 0.00021718 | 0.00015198 | 9.7808e-05 | 0.00012597 | 9.6198e-05
3 | 14 | 24 | 9.0189e-05 | 0.00018064 | 0.00012195 | 9.0189e-05 | 0.00013633 | 9.0134e-05 | 9.0189e-05 | 0.00018064 | 0.00012195 | 9.0189e-05 | 0.00013633 | 9.0134e-05
3 | 15 | 1 | 8.5858e-05 | 0.00013825 | 8.7285e-05 | 8.5858e-05 | 0.00014878 | 8.5914e-05 | 8.5858e-05 | 0.00013825 | 8.7285e-05 | 8.5858e-05 | 0.00014878 | 8.5914e-05
3 | 15 | 2 | 8.3207e-05 | 0.00010232 | 6.4294e-05 | 8.3207e-05 | 0.00016001 | 8.3788e-05 | 8.3207e-05 | 0.00010232 | 6.4294e-05 | 8.3207e-05 | 0.00016001 | 8.3788e-05
3 | 15 | 3 | 8.2662e-05 | 6.9632e-05 | 4.5845e-05 | 8.2662e-05 | 0.00017223 | 8.3459e-05 | 8.2662e-05 | 6.9632e-05 | 4.5845e-05 | 8.2662e-05 | 0.00017223 | 8.3459e-05
3 | 15 | 4 | 8.4534e-05 | 4.6265e-05 | 3.1329e-05 | 8.4534e-05 | 0.00018147 | 8.4645e-05 | 8.4534e-05 | 4.6265e-05 | 3.1329e-05 | 8.4534e-05 | 0.00018147 | 8.4645e-05
3 | 15 | 5 | 9.1392e-05 | 2.843e-05 | 2.126e-05 | 9.1392e-05 | 0.00018951 | 8.9805e-05 | 9.1392e-05 | 2.843e-05 | 2.126e-05 | 9.1392e-05 | 0.00018951 | 8.9805e-05
3 | 15 | 6 | 0.00010343 | 1.6782e-05 | 2.165e-05 | 0.00010343 | 0.00019227 | 9.7127e-05 | 0.00010343 | 1.6782e-05 | 2.165e-05 | 0.00010343 | 0.00019227 | 9.7127e-05
3 | 15 | 7 | 0.00011206 | 1.0032e-05 | 4.1223e-05 | 0.00011206 | 0.00018677 | 0.00010734 | 0.00011206 | 1.0032e-05 | 4.1223e-05 | 0.00011206 | 0.00018677 | 0.00010734
3 | 15 | 8 | 0.00011449 | 1.4892e-05 | 8.8777e-05 | 0.00011449 | 0.00017164 | 0.00011519 | 0.00011449 | 1.4892e-05 | 8.8777e-05 | 0.00011449 | 0.00017164 | 0.00011519
3 | 15 | 9 | 0.00011758 | 3.0961e-05 | 0.00014147 | 0.00011758 | 0.00014835 | 0.0001216 | 0.00011758 | 3.0961e-05 | 0.00014147 | 0.00011758 | 0.00014835 | 0.0001216
3 | 15 | 10 | 0.00012012 | 3.397e-05 | 0.00013883 | 0.00012012 | 0.0001235 | 0.00012398 | 0.00012012 | 3.397e-05 | 0.00013883 | 0.00012012 | 0.0001235 | 0.00012398
3 | 15 | 11 | 0.00012211 | 4.0025e-05 | 0.00011278 | 0.00012211 | 0.00010606 | 0.00012362 | 0.00012211 | 4.0025e-05 | 0.00011278 | 0.00012211 | 0.00010606 | 0.00012362
3 | 15 | 12 | 0.0001236 | 4.9644e-05 | 9.7038e-05 | 0.0001236 | 9.3846e-05 | 0.00012361 | 0.0001236 | 4.9644e-05 | 9.7038e-05 | 0.0001236 | 9.3846e-05 | 0.00012361
3 | 15 | 13 | 0.00012561 | 7.1583e-05 | 0.00010244 | 0.00012561 | 8.8642e-05 | 0.00012377 | 0.00012561 | 7.1583e-05 | 0.00010244 | 0.00012561 | 8.8642e-05 | 0.00012377
3 | 15 | 14 | 0.00012648 | 8.5165e-05 | 0.00011388 | 0.00012648 | 8.6709e-05 | 0.00012429 | 0.00012648 | 8.5165e-05 | 0.00011388 | 0.00012648 | 8.6709e-05 | 0.00012429
3 | 15 | 15 | 0.00012593 | 9.8251e-05 | 0.00011899 | 0.00012593 | 8.5819e-05 | 0.000123 | 0.00012593 | 9.8251e-05 | 0.00011899 | 0.00012593 | 8.5819e-05 | 0.000123
3 | 15 | 16 | 0.00012488 | 0.00013432 | 0.00014197 | 0.00012488 | 8.8147e-05 | 0.00012114 | 0.00012488 | 0.00013432 | 0.00014197 | 0.00012488 | 8.8147e-05 | 0.00012114
3 | 15 | 17 | 0.00012318 | 0.00016985 | 0.00016025 | 0.00012318 | 9.671e-05 | 0.00011661 | 0.00012318 | 0.00016985 | 0.00016025 | 0.00012318 | 9.671e-05 | 0.00011661
3 | 15 | 18 | 0.00012124 | 0.00021645 | 0.00018877 | 0.00012124 | 0.00010452 | 0.00011968 | 0.00012124 | 0.00021645 | 0.00018877 | 0.00012124 | 0.00010452 | 0.00011968
3 | 15 | 19 | 0.00012824 | 0.00025025 | 0.00020674 | 0.00012824 | 0.00011254 | 0.00012297 | 0.00012824 | 0.00025025 | 0.00020674 | 0.00012824 | 0.00011254 | 0.00012297
3 | 15 | 20 | 0.00012864 | 0.00025723 | 0.00020107 | 0.00012864 | 0.00011248 | 0.00012225 | 0.00012864 | 0.00025723 | 0.00020107 | 0.00012864 | 0.00011248 | 0.00012225
3 | 15 | 21 | 0.00012109 | 0.00024903 | 0.00018308 | 0.00012109 | 0.0001125 | 0.00011612 | 0.00012109 | 0.00024903 | 0.00018308 | 0.00012109 | 0.0001125 | 0.00011612
3 | 15 | 22 | 0.00011055 | 0.00023427 | 0.00016806 | 0.00011055 | 0.00011656 | 0.0001059 | 0.00011055 | 0.00023427 | 0.00016806 | 0.00011055 | 0.00011656 | 0.0001059
3 | 15 | 23 | 9.9336e-05 | 0.00021718 | 0.00015198 | 9.9336e-05 | 0.00012597 | 9.6198e-05 | 9.9336e-05 | 0.00021718 | 0.00015198 | 9.9336e-05 | 0.00012597 | 9.6198e-05
3 | 15 | 24 | 9.0352e-05 | 0.00018064 | 0.00012195 | 9.0352e-05 | 0.00013633 | 9.0134e-05 | 9.0352e-05 | 0.00018064 | 0.00012195 | 9.0352e-05 | 0.00013633 | 9.0134e-05
3 | 16 | 1 | 8.7023e-05 | 0.00013825 | 8.7285e-05 | 8.7023e-05 | 0.00014878 | 8.5914e-05 | 8.7023e-05 | 0.00013825 | 8.7285e-05 | 8.7023e-05 | 0.00014878 | 8.5914e-05
3 | 16 | 2 | 8.5803e-05 | 0.00010232 | 6.4294e-05 | 8.5803e-05 | 0.00016001 | 8.3788e-05 | 8.5803e-05 | 0.00010232 | 6.4294e-05 | 8.5803e-05 | 0.00016001 | 8.3788e-05
3 | 16 | 3 | 8.4106e-05 | 6.9632e-05 | 4.5845e-05 | 8.4106e-05 | 0.00017223 | 8.3459e-05 | 8.4106e-05 | 6.9632e-05 | 4.5845e-05 | 8.4106e-05 | 0.00017223 | 8.3459e-05
3 | 16 | 4 | 8.4692e-05 | 4.6265e-05 | 3.1329e-05 | 8.4692e-05 | 0.00018147 | 8.4645e-05 | 8.4692e-05 | 4.6265e-05 | 3.1329e-05 | 8.4692e-05 | 0.00018147 | 8.4645e-05
3 | 16 | 5 | 9.1354e-05 | 2.843e-05 | 2.126e-05 | 9.1354e-05 | 0.00018951 | 8.9805e-05 | 9.1354e-05 | 2.843e-05 | 2.126e-05 | 9.1354e-05 | 0.00018951 | 8.9805e-05
3 | 16 | 6 | 0.00010321 | 1.6782e-05 | 2.165e-05 | 0.00010321 | 0.00019227 | 9.7127e-05 | 0.00010321 | 1.6782e-05 | 2.165e-05 | 0.00010321 | 0.00019227 | 9.7127e-05
3 | 16 | 7 | 0.00011199 | 1.0032e-05 | 4.1223e-05 | 0.00011199 | 0.00018677 | 0.00010734 | 0.00011199 | 1.0032e-05 | 4.1223e-05 | 0.00011199 | 0.00018677 | 0.00010734
3 | 16 | 8 | 0.00011434 | 1.4892e-05 | 8.8777e-05 | 0.00011434 | 0.00017164 | 0.00011519 | 0.00011434 | 1.4892e-05 | 8.8777e-05 | 0.00011434 | 0.00017164 | 0.00011519
3 | 16 | 9 | 0.00011829 | 3.0961e-05 | 0.00014147 | 0.00011829 | 0.00014835 | 0.0001216 | 0.00011829 | 3.0961e-05 | 0.00014147 | 0.00011829 | 0.00014835 | 0.0001216
3 | 16 | 10 | 0.00012241 | 3.397e-05 | 0.00013883 | 0.00012241 | 0.0001235 | 0.00012398 | 0.00012241 | 3.397e-05 | 0.00013883 | 0.00012241 | 0.0001235 | 0.00012398
3 | 16 | 11 | 0.00012432 | 4.0025e-05 | 0.00011278 | 0.00012432 | 0.00010606 | 0.00012362 | 0.00012432 | 4.0025e-05 | 0.00011278 | 0.00012432 | 0.00010606 | 0.00012362
3 | 16 | 12 | 0.00012674 | 4.9644e-05 | 9.7038e-05 | 0.00012674 | 9.3846e-05 | 0.00012361 | 0.00012674 | 4.9644e-05 | 9.7038e-05 | 0.00012674 | 9.3846e-05 | 0.00012361
3 | 16 | 13 | 0.00012901 | 7.1583e-05 | 0.00010244 | 0.00012901 | 8.8642e-05 | 0.00012377 | 0.00012901 | 7.1583e-05 | 0.00010244 | 0.00012901 | 8.8642e-05 | 0.00012377
3 | 16 | 14 | 0.00013013 | 8.5165e-05 | 0.00011388 | 0.00013013 | 8.6709e-05 | 0.00012429 | 0.00013013 | 8.5165e-05 | 0.00011388 | 0.00013013 | 8.6709e-05 | 0.00012429
3 | 16 | 15 | 0.00012945 | 9.8251e-05 | 0.00011899 | 0.00012945 | 8.5819e-05 | 0.000123 | 0.00012945 | 9.8251e-05 | 0.00011899 | 0.00012945 | 8.5819e-05 | 0.000123
3 | 16 | 16 | 0.00012774 | 0.00013432 | 0.00014197 | 0.00012774 | 8.8147e-05 | 0.00012114 | 0.00012774 | 0.00013432 | 0.00014197 | 0.00012774 | 8.8147e-05 | 0.00012114
3 | 16 | 17 | 0.00012483 | 0.00016985 | 0.00016025 | 0.00012483 | 9.671e-05 | 0.00011661 | 0.00012483 | 0.00016985 | 0.00016025 | 0.00012483 | 9.671e-05 | 0.00011661
3 | 16 | 18 | 0.00012166 | 0.00021645 | 0.00018877 | 0.00012166 | 0.00010452 | 0.00011968 | 0.00012166 | 0.00021645 | 0.00018877 | 0.00012166 | 0.00010452 | 0.00011968
3 | 16 | 19 | 0.00012642 | 0.00025025 | 0.00020674 | 0.00012642 | 0.00011254 | 0.00012297 | 0.00012642 | 0.00025025 | 0.00020674 | 0.00012642 | 0.00011254 | 0.00012297
3 | 16 | 20 | 0.00012658 | 0.00025723 | 0.00020107 | 0.00012658 | 0.00011248 | 0.00012225 | 0.00012658 | 0.00025723 | 0.00020107 | 0.00012658 | 0.00011248 | 0.00012225
3 | 16 | 21 | 0.00011992 | 0.00024903 | 0.00018308 | 0.00011992 | 0.0001125 | 0.00011612 | 0.00011992 | 0.00024903 | 0.00018308 | 0.00011992 | 0.0001125 | 0.00011612
3 | 16 | 22 | 0.00011135 | 0.00023427 | 0.00016806 | 0.00011135 | 0.00011656 | 0.0001059 | 0.00011135 | 0.00023427 | 0.00016806 | 0.00011135 | 0.00011656 | 0.0001059
3 | 16 | 23 | 0.00010114 | 0.00021718 | 0.00015198 | 0.00010114 | 0.00012597 | 9.6198e-05 | 0.00010114 | 0.00021718 | 0.00015198 | 0.00010114 | 0.00012597 | 9.6198e-05
3 | 16 | 24 | 9.2029e-05 | 0.00018064 | 0.00012195 | 9.2029e-05 | 0.00013633 | 9.0134e-05 | 9.2029e-05 | 0.00018064 | 0.00012195 | 9.2029e-05 | 0.00013633 | 9.0134e-05
3 | 17 | 1 | 8.7222e-05 | 0.00013825 | 8.7285e-05 | 8.7222e-05 | 0.00014878 | 8.5914e-05 | 8.7222e-05 | 0.00013825 | 8.7285e-05 | 8.7222e-05 | 0.00014878 | 8.5914e-05
3 | 17 | 2 | 8.436e-05 | 0.00010232 | 6.4294e-05 | 8.436e-05 | 0.00016001 | 8.3788e-05 | 8.436e-05 | 0.00010232 | 6.4294e-05 | 8.436e-05 | 0.00016001 | 8.3788e-05
3 | 17 | 3 | 8.2329e-05 | 6.9632e-05 | 4.5845e-05 | 8.2329e-05 | 0.00017223 | 8.3459e-05 | 8.2329e-05 | 6.9632e-05 | 4.5845e-05 | 8.2329e-05 | 0.00017223 | 8.3459e-05
3 | 17 | 4 | 8.2112e-05 | 4.6265e-05 | 3.1329e-05 | 8.2112e-05 | 0.00018147 | 8.4645e-05 | 8.2112e-05 | 4.6265e-05 | 3.1329e-05 | 8.2112e-05 | 0.00018147 | 8.4645e-05
3 | 17 | 5 | 8.5096e-05 | 2.843e-05 | 2.126e-05 | 8.5096e-05 | 0.00018951 | 8.9805e-05 | 8.5096e-05 | 2.843e-05 | 2.126e-05 | 8.5096e-05 | 0.00018951 | 8.9805e-05
3 | 17 | 6 | 8.8179e-05 | 1.6782e-05 | 2.165e-05 | 8.8179e-05 | 0.00019227 | 9.7127e-05 | 8.8179e-05 | 1.6782e-05 | 2.165e-05 | 8.8179e-05 | 0.00019227 | 9.7127e-05
3 | 17 | 7 | 9.113e-05 | 1.0032e-05 | 4.1223e-05 | 9.113e-05 | 0.00018677 | 0.00010734 | 9.113e-05 | 1.0032e-05 | 4.1223e-05 | 9.113e-05 | 0.00018677 | 0.00010734
3 | 17 | 8 | 9.6335e-05 | 1.4892e-05 | 8.8777e-05 | 9.6335e-05 | 0.00017164 | 0.00011519 | 9.6335e-05 | 1.4892e-05 | 8.8777e-05 | 9.6335e-05 | 0.00017164 | 0.00011519
3 | 17 | 9 | 0.00010329 | 3.0961e-05 | 0.00014147 | 0.00010329 | 0.00014835 | 0.0001216 | 0.00010329 | 3.0961e-05 | 0.00014147 | 0.00010329 | 0.00014835 | 0.0001216
3 | 17 | 10 | 0.00010678 | 3.397e-05 | 0.00013883 | 0.00010678 | 0.0001235 | 0.00012398 | 0.00010678 | 3.397e-05 | 0.00013883 | 0.00010678 | 0.0001235 | 0.00012398
3 | 17 | 11 | 0.00010811 | 4.0025e-05 | 0.00011278 | 0.00010811 | 0.00010606 | 0.00012362 | 0.00010811 | 4.0025e-05 | 0.00011278 | 0.00010811 | 0.00010606 | 0.00012362
3 | 17 | 12 | 0.0001089 | 4.9644e-05 | 9.7038e-05 | 0.0001089 | 9.3846e-05 | 0.00012361 | 0.0001089 | 4.9644e-05 | 9.7038e-05 | 0.0001089 | 9.3846e-05 | 0.00012361
3 | 17 | 13 | 0.00010875 | 7.1583e-05 | 0.00010244 | 0.00010875 | 8.8642e-05 | 0.00012377 | 0.00010875 | 7.1583e-05 | 0.00010244 | 0.00010875 | 8.8642e-05 | 0.00012377
3 | 17 | 14 | 0.00010873 | 8.5165e-05 | 0.00011388 | 0.00010873 | 8.6709e-05 | 0.00012429 | 0.00010873 | 8.5165e-05 | 0.00011388 | 0.00010873 | 8.6709e-05 | 0.00012429
3 | 17 | 15 | 0.00010815 | 9.8251e-05 | 0.00011899 | 0.00010815 | 8.5819e-05 | 0.000123 | 0.00010815 | 9.8251e-05 | 0.00011899 | 0.00010815 | 8.5819e-05 | 0.000123
3 | 17 | 16 | 0.00010827 | 0.00013432 | 0.00014197 | 0.00010827 | 8.8147e-05 | 0.00012114 | 0.00010827 | 0.00013432 | 0.00014197 | 0.00010827 | 8.8147e-05 | 0.00012114
3 | 17 | 17 | 0.00010766 | 0.00016985 | 0.00016025 | 0.00010766 | 9.671e-05 | 0.00011661 | 0.00010766 | 0.00016985 | 0.00016025 | 0.00010766 | 9.671e-05 | 0.00011661
3 | 17 | 18 | 0.0001076 | 0.00021645 | 0.00018877 | 0.0001076 | 0.00010452 | 0.00011968 | 0.0001076 | 0.00021645 | 0.00018877 | 0.0001076 | 0.00010452 | 0.00011968
3 | 17 | 19 | 0.00011499 | 0.00025025 | 0.00020674 | 0.00011499 | 0.00011254 | 0.00012297 | 0.00011499 | 0.00025025 | 0.00020674 | 0.00011499 | 0.00011254 | 0.00012297
3 | 17 | 20 | 0.00011546 | 0.00025723 | 0.00020107 | 0.00011546 | 0.00011248 | 0.00012225 | 0.00011546 | 0.00025723 | 0.00020107 | 0.00011546 | 0.00011248 | 0.00012225
3 | 17 | 21 | 0.00010981 | 0.00024903 | 0.00018308 | 0.00010981 | 0.0001125 | 0.00011612 | 0.00010981 | 0.00024903 | 0.00018308 | 0.00010981 | 0.0001125 | 0.00011612
3 | 17 | 22 | 0.00010306 | 0.00023427 | 0.00016806 | 0.00010306 | 0.00011656 | 0.0001059 | 0.00010306 | 0.00023427 | 0.00016806 | 0.00010306 | 0.00011656 | 0.0001059
3 | 17 | 23 | 9.5528e-05 | 0.00021718 | 0.00015198 | 9.5528e-05 | 0.00012597 | 9.6198e-05 | 9.5528e-05 | 0.00021718 | 0.00015198 | 9.5528e-05 | 0.00012597 | 9.6198e-05
3 | 17 | 24 | 8.8471e-05 | 0.00018064 | 0.00012195 | 8.8471e-05 | 0.00013633 | 9.0134e-05 | 8.8471e-05 | 0.00018064 | 0.00012195 | 8.8471e-05 | 0.00013633 | 9.0134e-05
3 | 18 | 1 | 8.4027e-05 | 0.00013825 | 8.7285e-05 | 8.4027e-05 | 0.00014878 | 8.5914e-05 | 8.4027e-05 | 0.00013825 | 8.7285e-05 | 8.4027e-05 | 0.00014878 | 8.5914e-05
3 | 18 | 2 | 8.272e-05 | 0.00010232 | 6.4294e-05 | 8.272e-05 | 0.00016001 | 8.3788e-05 | 8.272e-05 | 0.00010232 | 6.4294e-05 | 8.272e-05 | 0.00016001 | 8.3788e-05
3 | 18 | 3 | 8.0411e-05 | 6.9632e-05 | 4.5845e-05 | 8.0411e-05 | 0.00017223 | 8.3459e-05 | 8.0411e-05 | 6.9632e-05 | 4.5845e-05 | 8.0411e-05 | 0.00017223 | 8.3459e-05
3 | 18 | 4 | 8.0024e-05 | 4.6265e-05 | 3.1329e-05 | 8.0024e-05 | 0.00018147 | 8.4645e-05 | 8.0024e-05 | 4.6265e-05 | 3.1329e-05 | 8.0024e-05 | 0.00018147 | 8.4645e-05
3 | 18 | 5 | 8.0614e-05 | 2.843e-05 | 2.126e-05 | 8.0614e-05 | 0.00018951 | 8.9805e-05 | 8.0614e-05 | 2.843e-05 | 2.126e-05 | 8.0614e-05 | 0.00018951 | 8.9805e-05
3 | 18 | 6 | 8.3365e-05 | 1.6782e-05 | 2.165e-05 | 8.3365e-05 | 0.00019227 | 9.7127e-05 | 8.3365e-05 | 1.6782e-05 | 2.165e-05 | 8.3365e-05 | 0.00019227 | 9.7127e-05
3 | 18 | 7 | 8.5516e-05 | 1.0032e-05 | 4.1223e-05 | 8.5516e-05 | 0.00018677 | 0.00010734 | 8.5516e-05 | 1.0032e-05 | 4.1223e-05 | 8.5516e-05 | 0.00018677 | 0.00010734
3 | 18 | 8 | 9.1121e-05 | 1.4892e-05 | 8.8777e-05 | 9.1121e-05 | 0.00017164 | 0.00011519 | 9.1121e-05 | 1.4892e-05 | 8.8777e-05 | 9.1121e-05 | 0.00017164 | 0.00011519
3 | 18 | 9 | 9.5532e-05 | 3.0961e-05 | 0.00014147 | 9.5532e-05 | 0.00014835 | 0.0001216 | 9.5532e-05 | 3.0961e-05 | 0.00014147 | 9.5532e-05 | 0.00014835 | 0.0001216
3 | 18 | 10 | 9.8732e-05 | 3.397e-05 | 0.00013883 | 9.8732e-05 | 0.0001235 | 0.00012398 | 9.8732e-05 | 3.397e-05 | 0.00013883 | 9.8732e-05 | 0.0001235 | 0.00012398
3 | 18 | 11 | 0.00010037 | 4.0025e-05 | 0.00011278 | 0.00010037 | 0.00010606 | 0.00012362 | 0.00010037 | 4.0025e-05 | 0.00011278 | 0.00010037 | 0.00010606 | 0.00012362
3 | 18 | 12 | 0.00010066 | 4.9644e-05 | 9.7038e-05 | 0.00010066 | 9.3846e-05 | 0.00012361 | 0.00010066 | 4.9644e-05 | 9.7038e-05 | 0.00010066 | 9.3846e-05 | 0.00012361
3 | 18 | 13 | 0.00010075 | 7.1583e-05 | 0.00010244 | 0.00010075 | 8.8642e-05 | 0.00012377 | 0.00010075 | 7.1583e-05 | 0.00010244 | 0.00010075 | 8.8642e-05 | 0.00012377
3 | 18 | 14 | 0.00010134 | 8.5165e-05 | 0.00011388 | 0.00010134 | 8.6709e-05 | 0.00012429 | 0.00010134 | 8.5165e-05 | 0.00011388 | 0.00010134 | 8.6709e-05 | 0.00012429
3 | 18 | 15 | 0.00010089 | 9.8251e-05 | 0.00011899 | 0.00010089 | 8.5819e-05 | 0.000123 | 0.00010089 | 9.8251e-05 | 0.00011899 | 0.00010089 | 8.5819e-05 | 0.000123
3 | 18 | 16 | 0.00010144 | 0.00013432 | 0.00014197 | 0.00010144 | 8.8147e-05 | 0.00012114 | 0.00010144 | 0.00013432 | 0.00014197 | 0.00010144 | 8.8147e-05 | 0.00012114
3 | 18 | 17 | 0.00010262 | 0.00016985 | 0.00016025 | 0.00010262 | 9.671e-05 | 0.00011661 | 0.00010262 | 0.00016985 | 0.00016025 | 0.00010262 | 9.671e-05 | 0.00011661
3 | 18 | 18 | 0.00010627 | 0.00021645 | 0.00018877 | 0.00010627 | 0.00010452 | 0.00011968 | 0.00010627 | 0.00021645 | 0.00018877 | 0.00010627 | 0.00010452 | 0.00011968
3 | 18 | 19 | 0.00011553 | 0.00025025 | 0.00020674 | 0.00011553 | 0.00011254 | 0.00012297 | 0.00011553 | 0.00025025 | 0.00020674 | 0.00011553 | 0.00011254 | 0.00012297
3 | 18 | 20 | 0.00011722 | 0.00025723 | 0.00020107 | 0.00011722 | 0.00011248 | 0.00012225 | 0.00011722 | 0.00025723 | 0.00020107 | 0.00011722 | 0.00011248 | 0.00012225
3 | 18 | 21 | 0.00011144 | 0.00024903 | 0.00018308 | 0.00011144 | 0.0001125 | 0.00011612 | 0.00011144 | 0.00024903 | 0.00018308 | 0.00011144 | 0.0001125 | 0.00011612
3 | 18 | 22 | 0.00010219 | 0.00023427 | 0.00016806 | 0.00010219 | 0.00011656 | 0.0001059 | 0.00010219 | 0.00023427 | 0.00016806 | 0.00010219 | 0.00011656 | 0.0001059
3 | 18 | 23 | 9.2499e-05 | 0.00021718 | 0.00015198 | 9.2499e-05 | 0.00012597 | 9.6198e-05 | 9.2499e-05 | 0.00021718 | 0.00015198 | 9.2499e-05 | 0.00012597 | 9.6198e-05
3 | 18 | 24 | 8.4226e-05 | 0.00018064 | 0.00012195 | 8.4226e-05 | 0.00013633 | 9.0134e-05 | 8.4226e-05 | 0.00018064 | 0.00012195 | 8.4226e-05 | 0.00013633 | 9.0134e-05
3 | 19 | 1 | 8.0286e-05 | 0.00013825 | 8.7285e-05 | 8.0286e-05 | 0.00014878 | 8.5914e-05 | 8.0286e-05 | 0.00013825 | 8.7285e-05 | 8.0286e-05 | 0.00014878 | 8.5914e-05
3 | 19 | 2 | 7.9607e-05 | 0.00010232 | 6.4294e-05 | 7.9607e-05 | 0.00016001 | 8.3788e-05 | 7.9607e-05 | 0.00010232 | 6.4294e-05 | 7.9607e-05 | 0.00016001 | 8.3788e-05
3 | 19 | 3 | 7.9449e-05 | 6.9632e-05 | 4.5845e-05 | 7.9449e-05 | 0.00017223 | 8.3459e-05 | 7.9449e-05 | 6.9632e-05 | 4.5845e-05 | 7.9449e-05 | 0.00017223 | 8.3459e-05
3 | 19 | 4 | 8.0927e-05 | 4.6265e-05 | 3.1329e-05 | 8.0927e-05 | 0.00018147 | 8.4645e-05 | 8.0927e-05 | 4.6265e-05 | 3.1329e-05 | 8.0927e-05 | 0.00018147 | 8.4645e-05
3 | 19 | 5 | 8.7618e-05 | 2.843e-05 | 2.126e-05 | 8.7618e-05 | 0.00018951 | 8.9805e-05 | 8.7618e-05 | 2.843e-05 | 2.126e-05 | 8.7618e-05 | 0.00018951 | 8.9805e-05
3 | 19 | 6 | 0.00010125 | 1.6782e-05 | 2.165e-05 | 0.00010125 | 0.00019227 | 9.7127e-05 | 0.00010125 | 1.6782e-05 | 2.165e-05 | 0.00010125 | 0.00019227 | 9.7127e-05
3 | 19 | 7 | 0.00011098 | 1.0032e-05 | 4.1223e-05 | 0.00011098 | 0.00018677 | 0.00010734 | 0.00011098 | 1.0032e-05 | 4.1223e-05 | 0.00011098 | 0.00018677 | 0.00010734
3 | 19 | 8 | 0.00011539 | 1.4892e-05 | 8.8777e-05 | 0.00011539 | 0.00017164 | 0.00011519 | 0.00011539 | 1.4892e-05 | 8.8777e-05 | 0.00011539 | 0.00017164 | 0.00011519
3 | 19 | 9 | 0.00011845 | 3.0961e-05 | 0.00014147 | 0.00011845 | 0.00014835 | 0.0001216 | 0.00011845 | 3.0961e-05 | 0.00014147 | 0.00011845 | 0.00014835 | 0.0001216
3 | 19 | 10 | 0.00012123 | 3.397e-05 | 0.00013883 | 0.00012123 | 0.0001235 | 0.00012398 | 0.00012123 | 3.397e-05 | 0.00013883 | 0.00012123 | 0.0001235 | 0.00012398
3 | 19 | 11 | 0.00012172 | 4.0025e-05 | 0.00011278 | 0.00012172 | 0.00010606 | 0.00012362 | 0.00012172 | 4.0025e-05 | 0.00011278 | 0.00012172 | 0.00010606 | 0.00012362
3 | 19 | 12 | 0.0001223 | 4.9644e-05 | 9.7038e-05 | 0.0001223 | 9.3846e-05 | 0.00012361 | 0.0001223 | 4.9644e-05 | 9.7038e-05 | 0.0001223 | 9.3846e-05 | 0.00012361
3 | 19 | 13 | 0.00012208 | 7.1583e-05 | 0.00010244 | 0.00012208 | 8.8642e-05 | 0.00012377 | 0.00012208 | 7.1583e-05 | 0.00010244 | 0.00012208 | 8.8642e-05 | 0.00012377
3 | 19 | 14 | 0.00012166 | 8.5165e-05 | 0.00011388 | 0.00012166 | 8.6709e-05 | 0.00012429 | 0.00012166 | 8.5165e-05 | 0.00011388 | 0.00012166 | 8.6709e-05 | 0.00012429
3 | 19 | 15 | 0.00012025 | 9.8251e-05 | 0.00011899 | 0.00012025 | 8.5819e-05 | 0.000123 | 0.00012025 | 9.8251e-05 | 0.00011899 | 0.00012025 | 8.5819e-05 | 0.000123
3 | 19 | 16 | 0.00011878 | 0.00013432 | 0.00014197 | 0.00011878 | 8.8147e-05 | 0.00012114 | 0.00011878 | 0.00013432 | 0.00014197 | 0.00011878 | 8.8147e-05 | 0.00012114
3 | 19 | 17 | 0.00011698 | 0.00016985 | 0.00016025 | 0.00011698 | 9.671e-05 | 0.00011661 | 0.00011698 | 0.00016985 | 0.00016025 | 0.00011698 | 9.671e-05 | 0.00011661
3 | 19 | 18 | 0.00011829 | 0.00021645 | 0.00018877 | 0.00011829 | 0.00010452 | 0.00011968 | 0.00011829 | 0.00021645 | 0.00018877 | 0.00011829 | 0.00010452 | 0.00011968
3 | 19 | 19 | 0.00012705 | 0.00025025 | 0.00020674 | 0.00012705 | 0.00011254 | 0.00012297 | 0.00012705 | 0.00025025 | 0.00020674 | 0.00012705 | 0.00011254 | 0.00012297
3 | 19 | 20 | 0.0001264 | 0.00025723 | 0.00020107 | 0.0001264 | 0.00011248 | 0.00012225 | 0.0001264 | 0.00025723 | 0.00020107 | 0.0001264 | 0.00011248 | 0.00012225
3 | 19 | 21 | 0.00011924 | 0.00024903 | 0.00018308 | 0.00011924 | 0.0001125 | 0.00011612 | 0.00011924 | 0.00024903 | 0.00018308 | 0.00011924 | 0.0001125 | 0.00011612
3 | 19 | 22 | 0.00010928 | 0.00023427 | 0.00016806 | 0.00010928 | 0.00011656 | 0.0001059 | 0.00010928 | 0.00023427 | 0.00016806 | 0.00010928 | 0.00011656 | 0.0001059
3 | 19 | 23 | 9.8607e-05 | 0.00021718 | 0.00015198 | 9.8607e-05 | 0.00012597 | 9.6198e-05 | 9.8607e-05 | 0.00021718 | 0.00015198 | 9.8607e-05 | 0.00012597 | 9.6198e-05
3 | 19 | 24 | 8.9965e-05 | 0.00018064 | 0.00012195 | 8.9965e-05 | 0.00013633 | 9.0134e-05 | 8.9965e-05 | 0.00018064 | 0.00012195 | 8.9965e-05 | 0.00013633 | 9.0134e-05
3 | 20 | 1 | 8.6378e-05 | 0.00013825 | 8.7285e-05 | 8.6378e-05 | 0.00014878 | 8.5914e-05 | 8.6378e-05 | 0.00013825 | 8.7285e-05 | 8.6378e-05 | 0.00014878 | 8.5914e-05
3 | 20 | 2 | 8.4126e-05 | 0.00010232 | 6.4294e-05 | 8.4126e-05 | 0.00016001 | 8.3788e-05 | 8.4126e-05 | 0.00010232 | 6.4294e-05 | 8.4126e-05 | 0.00016001 | 8.3788e-05
3 | 20 | 3 | 8.3506e-05 | 6.9632e-05 | 4.5845e-05 | 8.3506e-05 | 0.00017223 | 8.3459e-05 | 8.3506e-05 | 6.9632e-05 | 4.5845e-05 | 8.3506e-05 | 0.00017223 | 8.3459e-05
3 | 20 | 4 | 8.4896e-05 | 4.6265e-05 | 3.1329e-05 | 8.4896e-05 | 0.00018147 | 8.4645e-05 | 8.4896e-05 | 4.6265e-05 | 3.1329e-05 | 8.4896e-05 | 0.00018147 | 8.4645e-05
3 | 20 | 5 | 9.1667e-05 | 2.843e-05 | 2.126e-05 | 9.1667e-05 | 0.00018951 | 8.9805e-05 | 9.1667e-05 | 2.843e-05 | 2.126e-05 | 9.1667e-05 | 0.00018951 | 8.9805e-05
3 | 20 | 6 | 0.00010462 | 1.6782e-05 | 2.165e-05 | 0.00010462 | 0.00019227 | 9.7127e-05 | 0.00010462 | 1.6782e-05 | 2.165e-05 | 0.00010462 | 0.00019227 | 9.7127e-05
3 | 20 | 7 | 0.00011317 | 1.0032e-05 | 4.1223e-05 | 0.00011317 | 0.00018677 | 0.00010734 | 0.00011317 | 1.0032e-05 | 4.1223e-05 | 0.00011317 | 0.00018677 | 0.00010734
3 | 20 | 8 | 0.00011644 | 1.4892e-05 | 8.8777e-05 | 0.00011644 | 0.00017164 | 0.00011519 | 0.00011644 | 1.4892e-05 | 8.8777e-05 | 0.00011644 | 0.00017164 | 0.00011519
3 | 20 | 9 | 0.00011952 | 3.0961e-05 | 0.00014147 | 0.00011952 | 0.00014835 | 0.0001216 | 0.00011952 | 3.0961e-05 | 0.00014147 | 0.00011952 | 0.00014835 | 0.0001216
3 | 20 | 10 | 0.00012202 | 3.397e-05 | 0.00013883 | 0.00012202 | 0.0001235 | 0.00012398 | 0.00012202 | 3.397e-05 | 0.00013883 | 0.00012202 | 0.0001235 | 0.00012398
3 | 20 | 11 | 0.00012243 | 4.0025e-05 | 0.00011278 | 0.00012243 | 0.00010606 | 0.00012362 | 0.00012243 | 4.0025e-05 | 0.00011278 | 0.00012243 | 0.00010606 | 0.00012362
3 | 20 | 12 | 0.00012185 | 4.9644e-05 | 9.7038e-05 | 0.00012185 | 9.3846e-05 | 0.00012361 | 0.00012185 | 4.9644e-05 | 9.7038e-05 | 0.00012185 | 9.3846e-05 | 0.00012361
3 | 20 | 13 | 0.00012116 | 7.1583e-05 | 0.00010244 | 0.00012116 | 8.8642e-05 | 0.00012377 | 0.00012116 | 7.1583e-05 | 0.00010244 | 0.00012116 | 8.8642e-05 | 0.00012377
3 | 20 | 14 | 0.00011962 | 8.5165e-05 | 0.00011388 | 0.00011962 | 8.6709e-05 | 0.00012429 | 0.00011962 | 8.5165e-05 | 0.00011388 | 0.00011962 | 8.6709e-05 | 0.00012429
3 | 20 | 15 | 0.00011823 | 9.8251e-05 | 0.00011899 | 0.00011823 | 8.5819e-05 | 0.000123 | 0.00011823 | 9.8251e-05 | 0.00011899 | 0.00011823 | 8.5819e-05 | 0.000123
3 | 20 | 16 | 0.00011741 | 0.00013432 | 0.00014197 | 0.00011741 | 8.8147e-05 | 0.00012114 | 0.00011741 | 0.00013432 | 0.00014197 | 0.00011741 | 8.8147e-05 | 0.00012114
3 | 20 | 17 | 0.00011687 | 0.00016985 | 0.00016025 | 0.00011687 | 9.671e-05 | 0.00011661 | 0.00011687 | 0.00016985 | 0.00016025 | 0.00011687 | 9.671e-05 | 0.00011661
3 | 20 | 18 | 0.00011805 | 0.00021645 | 0.00018877 | 0.00011805 | 0.00010452 | 0.00011968 | 0.00011805 | 0.00021645 | 0.00018877 | 0.00011805 | 0.00010452 | 0.00011968
3 | 20 | 19 | 0.00012484 | 0.00025025 | 0.00020674 | 0.00012484 | 0.00011254 | 0.00012297 | 0.00012484 | 0.00025025 | 0.00020674 | 0.00012484 | 0.00011254 | 0.00012297
3 | 20 | 20 | 0.00012526 | 0.00025723 | 0.00020107 | 0.00012526 | 0.00011248 | 0.00012225 | 0.00012526 | 0.00025723 | 0.00020107 | 0.00012526 | 0.00011248 | 0.00012225
3 | 20 | 21 | 0.0001177 | 0.00024903 | 0.00018308 | 0.0001177 | 0.0001125 | 0.00011612 | 0.0001177 | 0.00024903 | 0.00018308 | 0.0001177 | 0.0001125 | 0.00011612
3 | 20 | 22 | 0.00010753 | 0.00023427 | 0.00016806 | 0.00010753 | 0.00011656 | 0.0001059 | 0.00010753 | 0.00023427 | 0.00016806 | 0.00010753 | 0.00011656 | 0.0001059
3 | 20 | 23 | 9.691e-05 | 0.00021718 | 0.00015198 | 9.691e-05 | 0.00012597 | 9.6198e-05 | 9.691e-05 | 0.00021718 | 0.00015198 | 9.691e-05 | 0.00012597 | 9.6198e-05
3 | 20 | 24 | 9.0293e-05 | 0.00018064 | 0.00012195 | 9.0293e-05 | 0.00013633 | 9.0134e-05 | 9.0293e-05 | 0.00018064 | 0.00012195 | 9.0293e-05 | 0.00013633 | 9.0134e-05
3 | 21 | 1 | 8.6478e-05 | 0.00013825 | 8.7285e-05 | 8.6478e-05 | 0.00014878 | 8.5914e-05 | 8.6478e-05 | 0.00013825 | 8.7285e-05 | 8.6478e-05 | 0.00014878 | 8.5914e-05
3 | 21 | 2 | 8.4326e-05 | 0.00010232 | 6.4294e-05 | 8.4326e-05 | 0.00016001 | 8.3788e-05 | 8.4326e-05 | 0.00010232 | 6.4294e-05 | 8.4326e-05 | 0.00016001 | 8.3788e-05
3 | 21 | 3 | 8.3569e-05 | 6.9632e-05 | 4.5845e-05 | 8.3569e-05 | 0.00017223 | 8.3459e-05 | 8.3569e-05 | 6.9632e-05 | 4.5845e-05 | 8.3569e-05 | 0.00017223 | 8.3459e-05
3 | 21 | 4 | 8.5683e-05 | 4.6265e-05 | 3.1329e-05 | 8.5683e-05 | 0.00018147 | 8.4645e-05 | 8.5683e-05 | 4.6265e-05 | 3.1329e-05 | 8.5683e-05 | 0.00018147 | 8.4645e-05
3 | 21 | 5 | 9.1766e-05 | 2.843e-05 | 2.126e-05 | 9.1766e-05 | 0.00018951 | 8.9805e-05 | 9.1766e-05 | 2.843e-05 | 2.126e-05 | 9.1766e-05 | 0.00018951 | 8.9805e-05
3 | 21 | 6 | 0.00010507 | 1.6782e-05 | 2.165e-05 | 0.00010507 | 0.00019227 | 9.7127e-05 | 0.00010507 | 1.6782e-05 | 2.165e-05 | 0.00010507 | 0.00019227 | 9.7127e-05
3 | 21 | 7 | 0.00011261 | 1.0032e-05 | 4.1223e-05 | 0.00011261 | 0.00018677 | 0.00010734 | 0.00011261 | 1.0032e-05 | 4.1223e-05 | 0.00011261 | 0.00018677 | 0.00010734
3 | 21 | 8 | 0.00011554 | 1.4892e-05 | 8.8777e-05 | 0.00011554 | 0.00017164 | 0.00011519 | 0.00011554 | 1.4892e-05 | 8.8777e-05 | 0.00011554 | 0.00017164 | 0.00011519
3 | 21 | 9 | 0.00011769 | 3.0961e-05 | 0.00014147 | 0.00011769 | 0.00014835 | 0.0001216 | 0.00011769 | 3.0961e-05 | 0.00014147 | 0.00011769 | 0.00014835 | 0.0001216
3 | 21 | 10 | 0.00011926 | 3.397e-05 | 0.00013883 | 0.00011926 | 0.0001235 | 0.00012398 | 0.00011926 | 3.397e-05 | 0.00013883 | 0.00011926 | 0.0001235 | 0.00012398
3 | 21 | 11 | 0.00011985 | 4.0025e-05 | 0.00011278 | 0.00011985 | 0.00010606 | 0.00012362 | 0.00011985 | 4.0025e-05 | 0.00011278 | 0.00011985 | 0.00010606 | 0.00012362
3 | 21 | 12 | 0.00011869 | 4.9644e-05 | 9.7038e-05 | 0.00011869 | 9.3846e-05 | 0.00012361 | 0.00011869 | 4.9644e-05 | 9.7038e-05 | 0.00011869 | 9.3846e-05 | 0.00012361
3 | 21 | 13 | 0.0001187 | 7.1583e-05 | 0.00010244 | 0.0001187 | 8.8642e-05 | 0.00012377 | 0.0001187 | 7.1583e-05 | 0.00010244 | 0.0001187 | 8.8642e-05 | 0.00012377
3 | 21 | 14 | 0.00011822 | 8.5165e-05 | 0.00011388 | 0.00011822 | 8.6709e-05 | 0.00012429 | 0.00011822 | 8.5165e-05 | 0.00011388 | 0.00011822 | 8.6709e-05 | 0.00012429
3 | 21 | 15 | 0.00011628 | 9.8251e-05 | 0.00011899 | 0.00011628 | 8.5819e-05 | 0.000123 | 0.00011628 | 9.8251e-05 | 0.00011899 | 0.00011628 | 8.5819e-05 | 0.000123
3 | 21 | 16 | 0.00011465 | 0.00013432 | 0.00014197 | 0.00011465 | 8.8147e-05 | 0.00012114 | 0.00011465 | 0.00013432 | 0.00014197 | 0.00011465 | 8.8147e-05 | 0.00012114
3 | 21 | 17 | 0.00011345 | 0.00016985 | 0.00016025 | 0.00011345 | 9.671e-05 | 0.00011661 | 0.00011345 | 0.00016985 | 0.00016025 | 0.00011345 | 9.671e-05 | 0.00011661
3 | 21 | 18 | 0.00011387 | 0.00021645 | 0.00018877 | 0.00011387 | 0.00010452 | 0.00011968 | 0.00011387 | 0.00021645 | 0.00018877 | 0.00011387 | 0.00010452 | 0.00011968
3 | 21 | 19 | 0.00012187 | 0.00025025 | 0.00020674 | 0.00012187 | 0.00011254 | 0.00012297 | 0.00012187 | 0.00025025 | 0.00020674 | 0.00012187 | 0.00011254 | 0.00012297
3 | 21 | 20 | 0.00012438 | 0.00025723 | 0.00020107 | 0.00012438 | 0.00011248 | 0.00012225 | 0.00012438 | 0.00025723 | 0.00020107 | 0.00012438 | 0.00011248 | 0.00012225
3 | 21 | 21 | 0.00011796 | 0.00024903 | 0.00018308 | 0.00011796 | 0.0001125 | 0.00011612 | 0.00011796 | 0.00024903 | 0.00018308 | 0.00011796 | 0.0001125 | 0.00011612
3 | 21 | 22 | 0.0001073 | 0.00023427 | 0.00016806 | 0.0001073 | 0.00011656 | 0.0001059 | 0.0001073 | 0.00023427 | 0.00016806 | 0.0001073 | 0.00011656 | 0.0001059
3 | 21 | 23 | 9.7114e-05 | 0.00021718 | 0.00015198 | 9.7114e-05 | 0.00012597 | 9.6198e-05 | 9.7114e-05 | 0.00021718 | 0.00015198 | 9.7114e-05 | 0.00012597 | 9.6198e-05
3 | 21 | 24 | 9.1371e-05 | 0.00018064 | 0.00012195 | 9.1371e-05 | 0.00013633 | 9.0134e-05 | 9.1371e-05 | 0.00018064 | 0.00012195 | 9.1371e-05 | 0.00013633 | 9.0134e-05
3 | 22 | 1 | 8.7385e-05 | 0.00013825 | 8.7285e-05 | 8.7385e-05 | 0.00014878 | 8.5914e-05 | 8.7385e-05 | 0.00013825 | 8.7285e-05 | 8.7385e-05 | 0.00014878 | 8.5914e-05
3 | 22 | 2 | 8.5233e-05 | 0.00010232 | 6.4294e-05 | 8.5233e-05 | 0.00016001 | 8.3788e-05 | 8.5233e-05 | 0.00010232 | 6.4294e-05 | 8.5233e-05 | 0.00016001 | 8.3788e-05
3 | 22 | 3 | 8.3111e-05 | 6.9632e-05 | 4.5845e-05 | 8.3111e-05 | 0.00017223 | 8.3459e-05 | 8.3111e-05 | 6.9632e-05 | 4.5845e-05 | 8.3111e-05 | 0.00017223 | 8.3459e-05
3 | 22 | 4 | 8.5479e-05 | 4.6265e-05 | 3.1329e-05 | 8.5479e-05 | 0.00018147 | 8.4645e-05 | 8.5479e-05 | 4.6265e-05 | 3.1329e-05 | 8.5479e-05 | 0.00018147 | 8.4645e-05
3 | 22 | 5 | 9.1683e-05 | 2.843e-05 | 2.126e-05 | 9.1683e-05 | 0.00018951 | 8.9805e-05 | 9.1683e-05 | 2.843e-05 | 2.126e-05 | 9.1683e-05 | 0.00018951 | 8.9805e-05
3 | 22 | 6 | 0.00010447 | 1.6782e-05 | 2.165e-05 | 0.00010447 | 0.00019227 | 9.7127e-05 | 0.00010447 | 1.6782e-05 | 2.165e-05 | 0.00010447 | 0.00019227 | 9.7127e-05
3 | 22 | 7 | 0.00011243 | 1.0032e-05 | 4.1223e-05 | 0.00011243 | 0.00018677 | 0.00010734 | 0.00011243 | 1.0032e-05 | 4.1223e-05 | 0.00011243 | 0.00018677 | 0.00010734
3 | 22 | 8 | 0.00011488 | 1.4892e-05 | 8.8777e-05 | 0.00011488 | 0.00017164 | 0.00011519 | 0.00011488 | 1.4892e-05 | 8.8777e-05 | 0.00011488 | 0.00017164 | 0.00011519
3 | 22 | 9 | 0.00011703 | 3.0961e-05 | 0.00014147 | 0.00011703 | 0.00014835 | 0.0001216 | 0.00011703 | 3.0961e-05 | 0.00014147 | 0.00011703 | 0.00014835 | 0.0001216
3 | 22 | 10 | 0.00011905 | 3.397e-05 | 0.00013883 | 0.00011905 | 0.0001235 | 0.00012398 | 0.00011905 | 3.397e-05 | 0.00013883 | 0.00011905 | 0.0001235 | 0.00012398
3 | 22 | 11 | 0.00012002 | 4.0025e-05 | 0.00011278 | 0.00012002 | 0.00010606 | 0.00012362 | 0.00012002 | 4.0025e-05 | 0.00011278 | 0.00012002 | 0.00010606 | 0.00012362
3 | 22 | 12 | 0.00012056 | 4.9644e-05 | 9.7038e-05 | 0.00012056 | 9.3846e-05 | 0.00012361 | 0.00012056 | 4.9644e-05 | 9.7038e-05 | 0.00012056 | 9.3846e-05 | 0.00012361
3 | 22 | 13 | 0.0001215 | 7.1583e-05 | 0.00010244 | 0.0001215 | 8.8642e-05 | 0.00012377 | 0.0001215 | 7.1583e-05 | 0.00010244 | 0.0001215 | 8.8642e-05 | 0.00012377
3 | 22 | 14 | 0.00012119 | 8.5165e-05 | 0.00011388 | 0.00012119 | 8.6709e-05 | 0.00012429 | 0.00012119 | 8.5165e-05 | 0.00011388 | 0.00012119 | 8.6709e-05 | 0.00012429
3 | 22 | 15 | 0.00012064 | 9.8251e-05 | 0.00011899 | 0.00012064 | 8.5819e-05 | 0.000123 | 0.00012064 | 9.8251e-05 | 0.00011899 | 0.00012064 | 8.5819e-05 | 0.000123
3 | 22 | 16 | 0.00011966 | 0.00013432 | 0.00014197 | 0.00011966 | 8.8147e-05 | 0.00012114 | 0.00011966 | 0.00013432 | 0.00014197 | 0.00011966 | 8.8147e-05 | 0.00012114
3 | 22 | 17 | 0.00011765 | 0.00016985 | 0.00016025 | 0.00011765 | 9.671e-05 | 0.00011661 | 0.00011765 | 0.00016985 | 0.00016025 | 0.00011765 | 9.671e-05 | 0.00011661
3 | 22 | 18 | 0.00011635 | 0.00021645 | 0.00018877 | 0.00011635 | 0.00010452 | 0.00011968 | 0.00011635 | 0.00021645 | 0.00018877 | 0.00011635 | 0.00010452 | 0.00011968
3 | 22 | 19 | 0.00012425 | 0.00025025 | 0.00020674 | 0.00012425 | 0.00011254 | 0.00012297 | 0.00012425 | 0.00025025 | 0.00020674 | 0.00012425 | 0.00011254 | 0.00012297
3 | 22 | 20 | 0.00012535 | 0.00025723 | 0.00020107 | 0.00012535 | 0.00011248 | 0.00012225 | 0.00012535 | 0.00025723 | 0.00020107 | 0.00012535 | 0.00011248 | 0.00012225
3 | 22 | 21 | 0.00011853 | 0.00024903 | 0.00018308 | 0.00011853 | 0.0001125 | 0.00011612 | 0.00011853 | 0.00024903 | 0.00018308 | 0.00011853 | 0.0001125 | 0.00011612
3 | 22 | 22 | 0.00010798 | 0.00023427 | 0.00016806 | 0.00010798 | 0.00011656 | 0.0001059 | 0.00010798 | 0.00023427 | 0.00016806 | 0.00010798 | 0.00011656 | 0.0001059
3 | 22 | 23 | 9.7767e-05 | 0.00021718 | 0.00015198 | 9.7767e-05 | 0.00012597 | 9.6198e-05 | 9.7767e-05 | 0.00021718 | 0.00015198 | 9.7767e-05 | 0.00012597 | 9.6198e-05
3 | 22 | 24 | 9.0402e-05 | 0.00018064 | 0.00012195 | 9.0402e-05 | 0.00013633 | 9.0134e-05 | 9.0402e-05 | 0.00018064 | 0.00012195 | 9.0402e-05 | 0.00013633 | 9.0134e-05
3 | 23 | 1 | 8.6282e-05 | 0.00013825 | 8.7285e-05 | 8.6282e-05 | 0.00014878 | 8.5914e-05 | 8.6282e-05 | 0.00013825 | 8.7285e-05 | 8.6282e-05 | 0.00014878 | 8.5914e-05
3 | 23 | 2 | 8.3752e-05 | 0.00010232 | 6.4294e-05 | 8.3752e-05 | 0.00016001 | 8.3788e-05 | 8.3752e-05 | 0.00010232 | 6.4294e-05 | 8.3752e-05 | 0.00016001 | 8.3788e-05
3 | 23 | 3 | 8.2745e-05 | 6.9632e-05 | 4.5845e-05 | 8.2745e-05 | 0.00017223 | 8.3459e-05 | 8.2745e-05 | 6.9632e-05 | 4.5845e-05 | 8.2745e-05 | 0.00017223 | 8.3459e-05
3 | 23 | 4 | 8.4842e-05 | 4.6265e-05 | 3.1329e-05 | 8.4842e-05 | 0.00018147 | 8.4645e-05 | 8.4842e-05 | 4.6265e-05 | 3.1329e-05 | 8.4842e-05 | 0.00018147 | 8.4645e-05
3 | 23 | 5 | 9.1417e-05 | 2.843e-05 | 2.126e-05 | 9.1417e-05 | 0.00018951 | 8.9805e-05 | 9.1417e-05 | 2.843e-05 | 2.126e-05 | 9.1417e-05 | 0.00018951 | 8.9805e-05
3 | 23 | 6 | 0.00010256 | 1.6782e-05 | 2.165e-05 | 0.00010256 | 0.00019227 | 9.7127e-05 | 0.00010256 | 1.6782e-05 | 2.165e-05 | 0.00010256 | 0.00019227 | 9.7127e-05
3 | 23 | 7 | 0.00011053 | 1.0032e-05 | 4.1223e-05 | 0.00011053 | 0.00018677 | 0.00010734 | 0.00011053 | 1.0032e-05 | 4.1223e-05 | 0.00011053 | 0.00018677 | 0.00010734
3 | 23 | 8 | 0.00011399 | 1.4892e-05 | 8.8777e-05 | 0.00011399 | 0.00017164 | 0.00011519 | 0.00011399 | 1.4892e-05 | 8.8777e-05 | 0.00011399 | 0.00017164 | 0.00011519
3 | 23 | 9 | 0.0001168 | 3.0961e-05 | 0.00014147 | 0.0001168 | 0.00014835 | 0.0001216 | 0.0001168 | 3.0961e-05 | 0.00014147 | 0.0001168 | 0.00014835 | 0.0001216
3 | 23 | 10 | 0.00011958 | 3.397e-05 | 0.00013883 | 0.00011958 | 0.0001235 | 0.00012398 | 0.00011958 | 3.397e-05 | 0.00013883 | 0.00011958 | 0.0001235 | 0.00012398
3 | 23 | 11 | 0.00012048 | 4.0025e-05 | 0.00011278 | 0.00012048 | 0.00010606 | 0.00012362 | 0.00012048 | 4.0025e-05 | 0.00011278 | 0.00012048 | 0.00010606 | 0.00012362
3 | 23 | 12 | 0.0001215 | 4.9644e-05 | 9.7038e-05 | 0.0001215 | 9.3846e-05 | 0.00012361 | 0.0001215 | 4.9644e-05 | 9.7038e-05 | 0.0001215 | 9.3846e-05 | 0.00012361
3 | 23 | 13 | 0.00012221 | 7.1583e-05 | 0.00010244 | 0.00012221 | 8.8642e-05 | 0.00012377 | 0.00012221 | 7.1583e-05 | 0.00010244 | 0.00012221 | 8.8642e-05 | 0.00012377
3 | 23 | 14 | 0.0001212 | 8.5165e-05 | 0.00011388 | 0.0001212 | 8.6709e-05 | 0.00012429 | 0.0001212 | 8.5165e-05 | 0.00011388 | 0.0001212 | 8.6709e-05 | 0.00012429
3 | 23 | 15 | 0.00011986 | 9.8251e-05 | 0.00011899 | 0.00011986 | 8.5819e-05 | 0.000123 | 0.00011986 | 9.8251e-05 | 0.00011899 | 0.00011986 | 8.5819e-05 | 0.000123
3 | 23 | 16 | 0.00011848 | 0.00013432 | 0.00014197 | 0.00011848 | 8.8147e-05 | 0.00012114 | 0.00011848 | 0.00013432 | 0.00014197 | 0.00011848 | 8.8147e-05 | 0.00012114
3 | 23 | 17 | 0.00011611 | 0.00016985 | 0.00016025 | 0.00011611 | 9.671e-05 | 0.00011661 | 0.00011611 | 0.00016985 | 0.00016025 | 0.00011611 | 9.671e-05 | 0.00011661
3 | 23 | 18 | 0.00011386 | 0.00021645 | 0.00018877 | 0.00011386 | 0.00010452 | 0.00011968 | 0.00011386 | 0.00021645 | 0.00018877 | 0.00011386 | 0.00010452 | 0.00011968
3 | 23 | 19 | 0.00011975 | 0.00025025 | 0.00020674 | 0.00011975 | 0.00011254 | 0.00012297 | 0.00011975 | 0.00025025 | 0.00020674 | 0.00011975 | 0.00011254 | 0.00012297
3 | 23 | 20 | 0.00012182 | 0.00025723 | 0.00020107 | 0.00012182 | 0.00011248 | 0.00012225 | 0.00012182 | 0.00025723 | 0.00020107 | 0.00012182 | 0.00011248 | 0.00012225
3 | 23 | 21 | 0.00011649 | 0.00024903 | 0.00018308 | 0.00011649 | 0.0001125 | 0.00011612 | 0.00011649 | 0.00024903 | 0.00018308 | 0.00011649 | 0.0001125 | 0.00011612
3 | 23 | 22 | 0.00010765 | 0.00023427 | 0.00016806 | 0.00010765 | 0.00011656 | 0.0001059 | 0.00010765 | 0.00023427 | 0.00016806 | 0.00010765 | 0.00011656 | 0.0001059
3 | 23 | 23 | 9.7888e-05 | 0.00021718 | 0.00015198 | 9.7888e-05 | 0.00012597 | 9.6198e-05 | 9.7888e-05 | 0.00021718 | 0.00015198 | 9.7888e-05 | 0.00012597 | 9.6198e-05
3 | 23 | 24 | 9.0572e-05 | 0.00018064 | 0.00012195 | 9.0572e-05 | 0.00013633 | 9.0134e-05 | 9.0572e-05 | 0.00018064 | 0.00012195 | 9.0572e-05 | 0.00013633 | 9.0134e-05
3 | 24 | 1 | 8.6091e-05 | 0.00013825 | 8.7285e-05 | 8.6091e-05 | 0.00014878 | 8.5914e-05 | 8.6091e-05 | 0.00013825 | 8.7285e-05 | 8.6091e-05 | 0.00014878 | 8.5914e-05
3 | 24 | 2 | 8.3303e-05 | 0.00010232 | 6.4294e-05 | 8.3303e-05 | 0.00016001 | 8.3788e-05 | 8.3303e-05 | 0.00010232 | 6.4294e-05 | 8.3303e-05 | 0.00016001 | 8.3788e-05
3 | 24 | 3 | 8.1567e-05 | 6.9632e-05 | 4.5845e-05 | 8.1567e-05 | 0.00017223 | 8.3459e-05 | 8.1567e-05 | 6.9632e-05 | 4.5845e-05 | 8.1567e-05 | 0.00017223 | 8.3459e-05
3 | 24 | 4 | 8.1725e-05 | 4.6265e-05 | 3.1329e-05 | 8.1725e-05 | 0.00018147 | 8.4645e-05 | 8.1725e-05 | 4.6265e-05 | 3.1329e-05 | 8.1725e-05 | 0.00018147 | 8.4645e-05
3 | 24 | 5 | 8.4368e-05 | 2.843e-05 | 2.126e-05 | 8.4368e-05 | 0.00018951 | 8.9805e-05 | 8.4368e-05 | 2.843e-05 | 2.126e-05 | 8.4368e-05 | 0.00018951 | 8.9805e-05
3 | 24 | 6 | 8.8899e-05 | 1.6782e-05 | 2.165e-05 | 8.8899e-05 | 0.00019227 | 9.7127e-05 | 8.8899e-05 | 1.6782e-05 | 2.165e-05 | 8.8899e-05 | 0.00019227 | 9.7127e-05
3 | 24 | 7 | 9.1334e-05 | 1.0032e-05 | 4.1223e-05 | 9.1334e-05 | 0.00018677 | 0.00010734 | 9.1334e-05 | 1.0032e-05 | 4.1223e-05 | 9.1334e-05 | 0.00018677 | 0.00010734
3 | 24 | 8 | 9.7122e-05 | 1.4892e-05 | 8.8777e-05 | 9.7122e-05 | 0.00017164 | 0.00011519 | 9.7122e-05 | 1.4892e-05 | 8.8777e-05 | 9.7122e-05 | 0.00017164 | 0.00011519
3 | 24 | 9 | 0.00010108 | 3.0961e-05 | 0.00014147 | 0.00010108 | 0.00014835 | 0.0001216 | 0.00010108 | 3.0961e-05 | 0.00014147 | 0.00010108 | 0.00014835 | 0.0001216
3 | 24 | 10 | 0.00010504 | 3.397e-05 | 0.00013883 | 0.00010504 | 0.0001235 | 0.00012398 | 0.00010504 | 3.397e-05 | 0.00013883 | 0.00010504 | 0.0001235 | 0.00012398
3 | 24 | 11 | 0.00010653 | 4.0025e-05 | 0.00011278 | 0.00010653 | 0.00010606 | 0.00012362 | 0.00010653 | 4.0025e-05 | 0.00011278 | 0.00010653 | 0.00010606 | 0.00012362
3 | 24 | 12 | 0.00010579 | 4.9644e-05 | 9.7038e-05 | 0.00010579 | 9.3846e-05 | 0.00012361 | 0.00010579 | 4.9644e-05 | 9.7038e-05 | 0.00010579 | 9.3846e-05 | 0.00012361
3 | 24 | 13 | 0.00010478 | 7.1583e-05 | 0.00010244 | 0.00010478 | 8.8642e-05 | 0.00012377 | 0.00010478 | 7.1583e-05 | 0.00010244 | 0.00010478 | 8.8642e-05 | 0.00012377
3 | 24 | 14 | 0.00010418 | 8.5165e-05 | 0.00011388 | 0.00010418 | 8.6709e-05 | 0.00012429 | 0.00010418 | 8.5165e-05 | 0.00011388 | 0.00010418 | 8.6709e-05 | 0.00012429
3 | 24 | 15 | 0.00010324 | 9.8251e-05 | 0.00011899 | 0.00010324 | 8.5819e-05 | 0.000123 | 0.00010324 | 9.8251e-05 | 0.00011899 | 0.00010324 | 8.5819e-05 | 0.000123
3 | 24 | 16 | 0.0001028 | 0.00013432 | 0.00014197 | 0.0001028 | 8.8147e-05 | 0.00012114 | 0.0001028 | 0.00013432 | 0.00014197 | 0.0001028 | 8.8147e-05 | 0.00012114
3 | 24 | 17 | 0.00010271 | 0.00016985 | 0.00016025 | 0.00010271 | 9.671e-05 | 0.00011661 | 0.00010271 | 0.00016985 | 0.00016025 | 0.00010271 | 9.671e-05 | 0.00011661
3 | 24 | 18 | 0.00010357 | 0.00021645 | 0.00018877 | 0.00010357 | 0.00010452 | 0.00011968 | 0.00010357 | 0.00021645 | 0.00018877 | 0.00010357 | 0.00010452 | 0.00011968
3 | 24 | 19 | 0.00011123 | 0.00025025 | 0.00020674 | 0.00011123 | 0.00011254 | 0.00012297 | 0.00011123 | 0.00025025 | 0.00020674 | 0.00011123 | 0.00011254 | 0.00012297
3 | 24 | 20 | 0.00011338 | 0.00025723 | 0.00020107 | 0.00011338 | 0.00011248 | 0.00012225 | 0.00011338 | 0.00025723 | 0.00020107 | 0.00011338 | 0.00011248 | 0.00012225
3 | 24 | 21 | 0.00010952 | 0.00024903 | 0.00018308 | 0.00010952 | 0.0001125 | 0.00011612 | 0.00010952 | 0.00024903 | 0.00018308 | 0.00010952 | 0.0001125 | 0.00011612
3 | 24 | 22 | 0.00010262 | 0.00023427 | 0.00016806 | 0.00010262 | 0.00011656 | 0.0001059 | 0.00010262 | 0.00023427 | 0.00016806 | 0.00010262 | 0.00011656 | 0.0001059
3 | 24 | 23 | 9.4076e-05 | 0.00021718 | 0.00015198 | 9.4076e-05 | 0.00012597 | 9.6198e-05 | 9.4076e-05 | 0.00021718 | 0.00015198 | 9.4076e-05 | 0.00012597 | 9.6198e-05
3 | 24 | 24 | 8.793e-05 | 0.00018064 | 0.00012195 | 8.793e-05 | 0.00013633 | 9.0134e-05 | 8.793e-05 | 0.00018064 | 0.00012195 | 8.793e-05 | 0.00013633 | 9.0134e-05
3 | 25 | 1 | 8.3119e-05 | 0.00013825 | 8.7285e-05 | 8.3119e-05 | 0.00014878 | 8.5914e-05 | 8.3119e-05 | 0.00013825 | 8.7285e-05 | 8.3119e-05 | 0.00014878 | 8.5914e-05
3 | 25 | 2 | 8.0098e-05 | 0.00010232 | 6.4294e-05 | 8.0098e-05 | 0.00016001 | 8.3788e-05 | 8.0098e-05 | 0.00010232 | 6.4294e-05 | 8.0098e-05 | 0.00016001 | 8.3788e-05
3 | 25 | 3 | 7.9512e-05 | 6.9632e-05 | 4.5845e-05 | 7.9512e-05 | 0.00017223 | 8.3459e-05 | 7.9512e-05 | 6.9632e-05 | 4.5845e-05 | 7.9512e-05 | 0.00017223 | 8.3459e-05
3 | 25 | 4 | 7.9657e-05 | 4.6265e-05 | 3.1329e-05 | 7.9657e-05 | 0.00018147 | 8.4645e-05 | 7.9657e-05 | 4.6265e-05 | 3.1329e-05 | 7.9657e-05 | 0.00018147 | 8.4645e-05
3 | 25 | 5 | 8.0373e-05 | 2.843e-05 | 2.126e-05 | 8.0373e-05 | 0.00018951 | 8.9805e-05 | 8.0373e-05 | 2.843e-05 | 2.126e-05 | 8.0373e-05 | 0.00018951 | 8.9805e-05
3 | 25 | 6 | 8.2799e-05 | 1.6782e-05 | 2.165e-05 | 8.2799e-05 | 0.00019227 | 9.7127e-05 | 8.2799e-05 | 1.6782e-05 | 2.165e-05 | 8.2799e-05 | 0.00019227 | 9.7127e-05
3 | 25 | 7 | 8.4946e-05 | 1.0032e-05 | 4.1223e-05 | 8.4946e-05 | 0.00018677 | 0.00010734 | 8.4946e-05 | 1.0032e-05 | 4.1223e-05 | 8.4946e-05 | 0.00018677 | 0.00010734
3 | 25 | 8 | 9.1022e-05 | 1.4892e-05 | 8.8777e-05 | 9.1022e-05 | 0.00017164 | 0.00011519 | 9.1022e-05 | 1.4892e-05 | 8.8777e-05 | 9.1022e-05 | 0.00017164 | 0.00011519
3 | 25 | 9 | 9.4613e-05 | 3.0961e-05 | 0.00014147 | 9.4613e-05 | 0.00014835 | 0.0001216 | 9.4613e-05 | 3.0961e-05 | 0.00014147 | 9.4613e-05 | 0.00014835 | 0.0001216
3 | 25 | 10 | 9.7417e-05 | 3.397e-05 | 0.00013883 | 9.7417e-05 | 0.0001235 | 0.00012398 | 9.7417e-05 | 3.397e-05 | 0.00013883 | 9.7417e-05 | 0.0001235 | 0.00012398
3 | 25 | 11 | 9.9173e-05 | 4.0025e-05 | 0.00011278 | 9.9173e-05 | 0.00010606 | 0.00012362 | 9.9173e-05 | 4.0025e-05 | 0.00011278 | 9.9173e-05 | 0.00010606 | 0.00012362
3 | 25 | 12 | 9.9731e-05 | 4.9644e-05 | 9.7038e-05 | 9.9731e-05 | 9.3846e-05 | 0.00012361 | 9.9731e-05 | 4.9644e-05 | 9.7038e-05 | 9.9731e-05 | 9.3846e-05 | 0.00012361
3 | 25 | 13 | 0.00010013 | 7.1583e-05 | 0.00010244 | 0.00010013 | 8.8642e-05 | 0.00012377 | 0.00010013 | 7.1583e-05 | 0.00010244 | 0.00010013 | 8.8642e-05 | 0.00012377
3 | 25 | 14 | 0.00010082 | 8.5165e-05 | 0.00011388 | 0.00010082 | 8.6709e-05 | 0.00012429 | 0.00010082 | 8.5165e-05 | 0.00011388 | 0.00010082 | 8.6709e-05 | 0.00012429
3 | 25 | 15 | 9.9606e-05 | 9.8251e-05 | 0.00011899 | 9.9606e-05 | 8.5819e-05 | 0.000123 | 9.9606e-05 | 9.8251e-05 | 0.00011899 | 9.9606e-05 | 8.5819e-05 | 0.000123
3 | 25 | 16 | 9.9802e-05 | 0.00013432 | 0.00014197 | 9.9802e-05 | 8.8147e-05 | 0.00012114 | 9.9802e-05 | 0.00013432 | 0.00014197 | 9.9802e-05 | 8.8147e-05 | 0.00012114
3 | 25 | 17 | 0.00010058 | 0.00016985 | 0.00016025 | 0.00010058 | 9.671e-05 | 0.00011661 | 0.00010058 | 0.00016985 | 0.00016025 | 0.00010058 | 9.671e-05 | 0.00011661
3 | 25 | 18 | 0.00010276 | 0.00021645 | 0.00018877 | 0.00010276 | 0.00010452 | 0.00011968 | 0.00010276 | 0.00021645 | 0.00018877 | 0.00010276 | 0.00010452 | 0.00011968
3 | 25 | 19 | 0.00011218 | 0.00025025 | 0.00020674 | 0.00011218 | 0.00011254 | 0.00012297 | 0.00011218 | 0.00025025 | 0.00020674 | 0.00011218 | 0.00011254 | 0.00012297
3 | 25 | 20 | 0.00011539 | 0.00025723 | 0.00020107 | 0.00011539 | 0.00011248 | 0.00012225 | 0.00011539 | 0.00025723 | 0.00020107 | 0.00011539 | 0.00011248 | 0.00012225
3 | 25 | 21 | 0.00010995 | 0.00024903 | 0.00018308 | 0.00010995 | 0.0001125 | 0.00011612 | 0.00010995 | 0.00024903 | 0.00018308 | 0.00010995 | 0.0001125 | 0.00011612
3 | 25 | 22 | 0.0001014 | 0.00023427 | 0.00016806 | 0.0001014 | 0.00011656 | 0.0001059 | 0.0001014 | 0.00023427 | 0.00016806 | 0.0001014 | 0.00011656 | 0.0001059
3 | 25 | 23 | 9.2224e-05 | 0.00021718 | 0.00015198 | 9.2224e-05 | 0.00012597 | 9.6198e-05 | 9.2224e-05 | 0.00021718 | 0.00015198 | 9.2224e-05 | 0.00012597 | 9.6198e-05
3 | 25 | 24 | 8.5866e-05 | 0.00018064 | 0.00012195 | 8.5866e-05 | 0.00013633 | 9.0134e-05 | 8.5866e-05 | 0.00018064 | 0.00012195 | 8.5866e-05 | 0.00013633 | 9.0134e-05
3 | 26 | 1 | 8.1447e-05 | 0.00013825 | 8.7285e-05 | 8.1447e-05 | 0.00014878 | 8.5914e-05 | 8.1447e-05 | 0.00013825 | 8.7285e-05 | 8.1447e-05 | 0.00014878 | 8.5914e-05
3 | 26 | 2 | 7.984e-05 | 0.00010232 | 6.4294e-05 | 7.984e-05 | 0.00016001 | 8.3788e-05 | 7.984e-05 | 0.00010232 | 6.4294e-05 | 7.984e-05 | 0.00016001 | 8.3788e-05
3 | 26 | 3 | 7.9533e-05 | 6.9632e-05 | 4.5845e-05 | 7.9533e-05 | 0.00017223 | 8.3459e-05 | 7.9533e-05 | 6.9632e-05 | 4.5845e-05 | 7.9533e-05 | 0.00017223 | 8.3459e-05
3 | 26 | 4 | 8.2587e-05 | 4.6265e-05 | 3.1329e-05 | 8.2587e-05 | 0.00018147 | 8.4645e-05 | 8.2587e-05 | 4.6265e-05 | 3.1329e-05 | 8.2587e-05 | 0.00018147 | 8.4645e-05
3 | 26 | 5 | 8.9087e-05 | 2.843e-05 | 2.126e-05 | 8.9087e-05 | 0.00018951 | 8.9805e-05 | 8.9087e-05 | 2.843e-05 | 2.126e-05 | 8.9087e-05 | 0.00018951 | 8.9805e-05
3 | 26 | 6 | 0.00010177 | 1.6782e-05 | 2.165e-05 | 0.00010177 | 0.00019227 | 9.7127e-05 | 0.00010177 | 1.6782e-05 | 2.165e-05 | 0.00010177 | 0.00019227 | 9.7127e-05
3 | 26 | 7 | 0.00011086 | 1.0032e-05 | 4.1223e-05 | 0.00011086 | 0.00018677 | 0.00010734 | 0.00011086 | 1.0032e-05 | 4.1223e-05 | 0.00011086 | 0.00018677 | 0.00010734
3 | 26 | 8 | 0.00011454 | 1.4892e-05 | 8.8777e-05 | 0.00011454 | 0.00017164 | 0.00011519 | 0.00011454 | 1.4892e-05 | 8.8777e-05 | 0.00011454 | 0.00017164 | 0.00011519
3 | 26 | 9 | 0.00011722 | 3.0961e-05 | 0.00014147 | 0.00011722 | 0.00014835 | 0.0001216 | 0.00011722 | 3.0961e-05 | 0.00014147 | 0.00011722 | 0.00014835 | 0.0001216
3 | 26 | 10 | 0.00012071 | 3.397e-05 | 0.00013883 | 0.00012071 | 0.0001235 | 0.00012398 | 0.00012071 | 3.397e-05 | 0.00013883 | 0.00012071 | 0.0001235 | 0.00012398
3 | 26 | 11 | 0.00012146 | 4.0025e-05 | 0.00011278 | 0.00012146 | 0.00010606 | 0.00012362 | 0.00012146 | 4.0025e-05 | 0.00011278 | 0.00012146 | 0.00010606 | 0.00012362
3 | 26 | 12 | 0.00012205 | 4.9644e-05 | 9.7038e-05 | 0.00012205 | 9.3846e-05 | 0.00012361 | 0.00012205 | 4.9644e-05 | 9.7038e-05 | 0.00012205 | 9.3846e-05 | 0.00012361
3 | 26 | 13 | 0.00012178 | 7.1583e-05 | 0.00010244 | 0.00012178 | 8.8642e-05 | 0.00012377 | 0.00012178 | 7.1583e-05 | 0.00010244 | 0.00012178 | 8.8642e-05 | 0.00012377
3 | 26 | 14 | 0.00011972 | 8.5165e-05 | 0.00011388 | 0.00011972 | 8.6709e-05 | 0.00012429 | 0.00011972 | 8.5165e-05 | 0.00011388 | 0.00011972 | 8.6709e-05 | 0.00012429
3 | 26 | 15 | 0.0001187 | 9.8251e-05 | 0.00011899 | 0.0001187 | 8.5819e-05 | 0.000123 | 0.0001187 | 9.8251e-05 | 0.00011899 | 0.0001187 | 8.5819e-05 | 0.000123
3 | 26 | 16 | 0.00011827 | 0.00013432 | 0.00014197 | 0.00011827 | 8.8147e-05 | 0.00012114 | 0.00011827 | 0.00013432 | 0.00014197 | 0.00011827 | 8.8147e-05 | 0.00012114
3 | 26 | 17 | 0.00011681 | 0.00016985 | 0.00016025 | 0.00011681 | 9.671e-05 | 0.00011661 | 0.00011681 | 0.00016985 | 0.00016025 | 0.00011681 | 9.671e-05 | 0.00011661
3 | 26 | 18 | 0.00011886 | 0.00021645 | 0.00018877 | 0.00011886 | 0.00010452 | 0.00011968 | 0.00011886 | 0.00021645 | 0.00018877 | 0.00011886 | 0.00010452 | 0.00011968
3 | 26 | 19 | 0.00012288 | 0.00025025 | 0.00020674 | 0.00012288 | 0.00011254 | 0.00012297 | 0.00012288 | 0.00025025 | 0.00020674 | 0.00012288 | 0.00011254 | 0.00012297
3 | 26 | 20 | 0.00012355 | 0.00025723 | 0.00020107 | 0.00012355 | 0.00011248 | 0.00012225 | 0.00012355 | 0.00025723 | 0.00020107 | 0.00012355 | 0.00011248 | 0.00012225
3 | 26 | 21 | 0.00011664 | 0.00024903 | 0.00018308 | 0.00011664 | 0.0001125 | 0.00011612 | 0.00011664 | 0.00024903 | 0.00018308 | 0.00011664 | 0.0001125 | 0.00011612
3 | 26 | 22 | 0.00010654 | 0.00023427 | 0.00016806 | 0.00010654 | 0.00011656 | 0.0001059 | 0.00010654 | 0.00023427 | 0.00016806 | 0.00010654 | 0.00011656 | 0.0001059
3 | 26 | 23 | 9.5495e-05 | 0.00021718 | 0.00015198 | 9.5495e-05 | 0.00012597 | 9.6198e-05 | 9.5495e-05 | 0.00021718 | 0.00015198 | 9.5495e-05 | 0.00012597 | 9.6198e-05
3 | 26 | 24 | 8.7597e-05 | 0.00018064 | 0.00012195 | 8.7597e-05 | 0.00013633 | 9.0134e-05 | 8.7597e-05 | 0.00018064 | 0.00012195 | 8.7597e-05 | 0.00013633 | 9.0134e-05
3 | 27 | 1 | 8.3702e-05 | 0.00013825 | 8.7285e-05 | 8.3702e-05 | 0.00014878 | 8.5914e-05 | 8.3702e-05 | 0.00013825 | 8.7285e-05 | 8.3702e-05 | 0.00014878 | 8.5914e-05
3 | 27 | 2 | 8.1942e-05 | 0.00010232 | 6.4294e-05 | 8.1942e-05 | 0.00016001 | 8.3788e-05 | 8.1942e-05 | 0.00010232 | 6.4294e-05 | 8.1942e-05 | 0.00016001 | 8.3788e-05
3 | 27 | 3 | 8.0623e-05 | 6.9632e-05 | 4.5845e-05 | 8.0623e-05 | 0.00017223 | 8.3459e-05 | 8.0623e-05 | 6.9632e-05 | 4.5845e-05 | 8.0623e-05 | 0.00017223 | 8.3459e-05
3 | 27 | 4 | 8.2795e-05 | 4.6265e-05 | 3.1329e-05 | 8.2795e-05 | 0.00018147 | 8.4645e-05 | 8.2795e-05 | 4.6265e-05 | 3.1329e-05 | 8.2795e-05 | 0.00018147 | 8.4645e-05
3 | 27 | 5 | 8.934e-05 | 2.843e-05 | 2.126e-05 | 8.934e-05 | 0.00018951 | 8.9805e-05 | 8.934e-05 | 2.843e-05 | 2.126e-05 | 8.934e-05 | 0.00018951 | 8.9805e-05
3 | 27 | 6 | 0.00010369 | 1.6782e-05 | 2.165e-05 | 0.00010369 | 0.00019227 | 9.7127e-05 | 0.00010369 | 1.6782e-05 | 2.165e-05 | 0.00010369 | 0.00019227 | 9.7127e-05
3 | 27 | 7 | 0.00011088 | 1.0032e-05 | 4.1223e-05 | 0.00011088 | 0.00018677 | 0.00010734 | 0.00011088 | 1.0032e-05 | 4.1223e-05 | 0.00011088 | 0.00018677 | 0.00010734
3 | 27 | 8 | 0.00011481 | 1.4892e-05 | 8.8777e-05 | 0.00011481 | 0.00017164 | 0.00011519 | 0.00011481 | 1.4892e-05 | 8.8777e-05 | 0.00011481 | 0.00017164 | 0.00011519
3 | 27 | 9 | 0.00011731 | 3.0961e-05 | 0.00014147 | 0.00011731 | 0.00014835 | 0.0001216 | 0.00011731 | 3.0961e-05 | 0.00014147 | 0.00011731 | 0.00014835 | 0.0001216
3 | 27 | 10 | 0.00011954 | 3.397e-05 | 0.00013883 | 0.00011954 | 0.0001235 | 0.00012398 | 0.00011954 | 3.397e-05 | 0.00013883 | 0.00011954 | 0.0001235 | 0.00012398
3 | 27 | 11 | 0.00011912 | 4.0025e-05 | 0.00011278 | 0.00011912 | 0.00010606 | 0.00012362 | 0.00011912 | 4.0025e-05 | 0.00011278 | 0.00011912 | 0.00010606 | 0.00012362
3 | 27 | 12 | 0.00011835 | 4.9644e-05 | 9.7038e-05 | 0.00011835 | 9.3846e-05 | 0.00012361 | 0.00011835 | 4.9644e-05 | 9.7038e-05 | 0.00011835 | 9.3846e-05 | 0.00012361
3 | 27 | 13 | 0.00011764 | 7.1583e-05 | 0.00010244 | 0.00011764 | 8.8642e-05 | 0.00012377 | 0.00011764 | 7.1583e-05 | 0.00010244 | 0.00011764 | 8.8642e-05 | 0.00012377
3 | 27 | 14 | 0.00011601 | 8.5165e-05 | 0.00011388 | 0.00011601 | 8.6709e-05 | 0.00012429 | 0.00011601 | 8.5165e-05 | 0.00011388 | 0.00011601 | 8.6709e-05 | 0.00012429
3 | 27 | 15 | 0.00011434 | 9.8251e-05 | 0.00011899 | 0.00011434 | 8.5819e-05 | 0.000123 | 0.00011434 | 9.8251e-05 | 0.00011899 | 0.00011434 | 8.5819e-05 | 0.000123
3 | 27 | 16 | 0.00011227 | 0.00013432 | 0.00014197 | 0.00011227 | 8.8147e-05 | 0.00012114 | 0.00011227 | 0.00013432 | 0.00014197 | 0.00011227 | 8.8147e-05 | 0.00012114
3 | 27 | 17 | 0.00011116 | 0.00016985 | 0.00016025 | 0.00011116 | 9.671e-05 | 0.00011661 | 0.00011116 | 0.00016985 | 0.00016025 | 0.00011116 | 9.671e-05 | 0.00011661
3 | 27 | 18 | 0.00011229 | 0.00021645 | 0.00018877 | 0.00011229 | 0.00010452 | 0.00011968 | 0.00011229 | 0.00021645 | 0.00018877 | 0.00011229 | 0.00010452 | 0.00011968
3 | 27 | 19 | 0.00012136 | 0.00025025 | 0.00020674 | 0.00012136 | 0.00011254 | 0.00012297 | 0.00012136 | 0.00025025 | 0.00020674 | 0.00012136 | 0.00011254 | 0.00012297
3 | 27 | 20 | 0.00012428 | 0.00025723 | 0.00020107 | 0.00012428 | 0.00011248 | 0.00012225 | 0.00012428 | 0.00025723 | 0.00020107 | 0.00012428 | 0.00011248 | 0.00012225
3 | 27 | 21 | 0.00011812 | 0.00024903 | 0.00018308 | 0.00011812 | 0.0001125 | 0.00011612 | 0.00011812 | 0.00024903 | 0.00018308 | 0.00011812 | 0.0001125 | 0.00011612
3 | 27 | 22 | 0.00010785 | 0.00023427 | 0.00016806 | 0.00010785 | 0.00011656 | 0.0001059 | 0.00010785 | 0.00023427 | 0.00016806 | 0.00010785 | 0.00011656 | 0.0001059
3 | 27 | 23 | 9.7176e-05 | 0.00021718 | 0.00015198 | 9.7176e-05 | 0.00012597 | 9.6198e-05 | 9.7176e-05 | 0.00021718 | 0.00015198 | 9.7176e-05 | 0.00012597 | 9.6198e-05
3 | 27 | 24 | 9.1725e-05 | 0.00018064 | 0.00012195 | 9.1725e-05 | 0.00013633 | 9.0134e-05 | 9.1725e-05 | 0.00018064 | 0.00012195 | 9.1725e-05 | 0.00013633 | 9.0134e-05
3 | 28 | 1 | 8.7867e-05 | 0.00013825 | 8.7285e-05 | 8.7867e-05 | 0.00014878 | 8.5914e-05 | 8.7867e-05 | 0.00013825 | 8.7285e-05 | 8.7867e-05 | 0.00014878 | 8.5914e-05
3 | 28 | 2 | 8.5496e-05 | 0.00010232 | 6.4294e-05 | 8.5496e-05 | 0.00016001 | 8.3788e-05 | 8.5496e-05 | 0.00010232 | 6.4294e-05 | 8.5496e-05 | 0.00016001 | 8.3788e-05
3 | 28 | 3 | 8.4742e-05 | 6.9632e-05 | 4.5845e-05 | 8.4742e-05 | 0.00017223 | 8.3459e-05 | 8.4742e-05 | 6.9632e-05 | 4.5845e-05 | 8.4742e-05 | 0.00017223 | 8.3459e-05
3 | 28 | 4 | 8.85e-05 | 4.6265e-05 | 3.1329e-05 | 8.85e-05 | 0.00018147 | 8.4645e-05 | 8.85e-05 | 4.6265e-05 | 3.1329e-05 | 8.85e-05 | 0.00018147 | 8.4645e-05
3 | 28 | 5 | 9.5432e-05 | 2.843e-05 | 2.126e-05 | 9.5432e-05 | 0.00018951 | 8.9805e-05 | 9.5432e-05 | 2.843e-05 | 2.126e-05 | 9.5432e-05 | 0.00018951 | 8.9805e-05
3 | 28 | 6 | 0.00010786 | 1.6782e-05 | 2.165e-05 | 0.00010786 | 0.00019227 | 9.7127e-05 | 0.00010786 | 1.6782e-05 | 2.165e-05 | 0.00010786 | 0.00019227 | 9.7127e-05
3 | 28 | 7 | 0.00011581 | 1.0032e-05 | 4.1223e-05 | 0.00011581 | 0.00018677 | 0.00010734 | 0.00011581 | 1.0032e-05 | 4.1223e-05 | 0.00011581 | 0.00018677 | 0.00010734
3 | 28 | 8 | 0.00011843 | 1.4892e-05 | 8.8777e-05 | 0.00011843 | 0.00017164 | 0.00011519 | 0.00011843 | 1.4892e-05 | 8.8777e-05 | 0.00011843 | 0.00017164 | 0.00011519
3 | 28 | 9 | 0.00011972 | 3.0961e-05 | 0.00014147 | 0.00011972 | 0.00014835 | 0.0001216 | 0.00011972 | 3.0961e-05 | 0.00014147 | 0.00011972 | 0.00014835 | 0.0001216
3 | 28 | 10 | 0.00012086 | 3.397e-05 | 0.00013883 | 0.00012086 | 0.0001235 | 0.00012398 | 0.00012086 | 3.397e-05 | 0.00013883 | 0.00012086 | 0.0001235 | 0.00012398
3 | 28 | 11 | 0.00012081 | 4.0025e-05 | 0.00011278 | 0.00012081 | 0.00010606 | 0.00012362 | 0.00012081 | 4.0025e-05 | 0.00011278 | 0.00012081 | 0.00010606 | 0.00012362
3 | 28 | 12 | 0.00011892 | 4.9644e-05 | 9.7038e-05 | 0.00011892 | 9.3846e-05 | 0.00012361 | 0.00011892 | 4.9644e-05 | 9.7038e-05 | 0.00011892 | 9.3846e-05 | 0.00012361
3 | 28 | 13 | 0.00011882 | 7.1583e-05 | 0.00010244 | 0.00011882 | 8.8642e-05 | 0.00012377 | 0.00011882 | 7.1583e-05 | 0.00010244 | 0.00011882 | 8.8642e-05 | 0.00012377
3 | 28 | 14 | 0.0001179 | 8.5165e-05 | 0.00011388 | 0.0001179 | 8.6709e-05 | 0.00012429 | 0.0001179 | 8.5165e-05 | 0.00011388 | 0.0001179 | 8.6709e-05 | 0.00012429
3 | 28 | 15 | 0.00011714 | 9.8251e-05 | 0.00011899 | 0.00011714 | 8.5819e-05 | 0.000123 | 0.00011714 | 9.8251e-05 | 0.00011899 | 0.00011714 | 8.5819e-05 | 0.000123
3 | 28 | 16 | 0.00011584 | 0.00013432 | 0.00014197 | 0.00011584 | 8.8147e-05 | 0.00012114 | 0.00011584 | 0.00013432 | 0.00014197 | 0.00011584 | 8.8147e-05 | 0.00012114
3 | 28 | 17 | 0.00011432 | 0.00016985 | 0.00016025 | 0.00011432 | 9.671e-05 | 0.00011661 | 0.00011432 | 0.00016985 | 0.00016025 | 0.00011432 | 9.671e-05 | 0.00011661
3 | 28 | 18 | 0.00011397 | 0.00021645 | 0.00018877 | 0.00011397 | 0.00010452 | 0.00011968 | 0.00011397 | 0.00021645 | 0.00018877 | 0.00011397 | 0.00010452 | 0.00011968
3 | 28 | 19 | 0.00012197 | 0.00025025 | 0.00020674 | 0.00012197 | 0.00011254 | 0.00012297 | 0.00012197 | 0.00025025 | 0.00020674 | 0.00012197 | 0.00011254 | 0.00012297
3 | 28 | 20 | 0.00012533 | 0.00025723 | 0.00020107 | 0.00012533 | 0.00011248 | 0.00012225 | 0.00012533 | 0.00025723 | 0.00020107 | 0.00012533 | 0.00011248 | 0.00012225
3 | 28 | 21 | 0.00011948 | 0.00024903 | 0.00018308 | 0.00011948 | 0.0001125 | 0.00011612 | 0.00011948 | 0.00024903 | 0.00018308 | 0.00011948 | 0.0001125 | 0.00011612
3 | 28 | 22 | 0.00010866 | 0.00023427 | 0.00016806 | 0.00010866 | 0.00011656 | 0.0001059 | 0.00010866 | 0.00023427 | 0.00016806 | 0.00010866 | 0.00011656 | 0.0001059
3 | 28 | 23 | 0.0001001 | 0.00021718 | 0.00015198 | 0.0001001 | 0.00012597 | 9.6198e-05 | 0.0001001 | 0.00021718 | 0.00015198 | 0.0001001 | 0.00012597 | 9.6198e-05
3 | 28 | 24 | 9.1933e-05 | 0.00018064 | 0.00012195 | 9.1933e-05 | 0.00013633 | 9.0134e-05 | 9.1933e-05 | 0.00018064 | 0.00012195 | 9.1933e-05 | 0.00013633 | 9.0134e-05
3 | 29 | 1 | 8.7988e-05 | 0.00013825 | 8.7285e-05 | 8.7988e-05 | 0.00014878 | 8.5914e-05 | 8.7988e-05 | 0.00013825 | 8.7285e-05 | 8.7988e-05 | 0.00014878 | 8.5914e-05
3 | 29 | 2 | 8.6145e-05 | 0.00010232 | 6.4294e-05 | 8.6145e-05 | 0.00016001 | 8.3788e-05 | 8.6145e-05 | 0.00010232 | 6.4294e-05 | 8.6145e-05 | 0.00016001 | 8.3788e-05
3 | 29 | 3 | 8.5812e-05 | 6.9632e-05 | 4.5845e-05 | 8.5812e-05 | 0.00017223 | 8.3459e-05 | 8.5812e-05 | 6.9632e-05 | 4.5845e-05 | 8.5812e-05 | 0.00017223 | 8.3459e-05
3 | 29 | 4 | 8.8075e-05 | 4.6265e-05 | 3.1329e-05 | 8.8075e-05 | 0.00018147 | 8.4645e-05 | 8.8075e-05 | 4.6265e-05 | 3.1329e-05 | 8.8075e-05 | 0.00018147 | 8.4645e-05
3 | 29 | 5 | 9.5295e-05 | 2.843e-05 | 2.126e-05 | 9.5295e-05 | 0.00018951 | 8.9805e-05 | 9.5295e-05 | 2.843e-05 | 2.126e-05 | 9.5295e-05 | 0.00018951 | 8.9805e-05
3 | 29 | 6 | 0.00010809 | 1.6782e-05 | 2.165e-05 | 0.00010809 | 0.00019227 | 9.7127e-05 | 0.00010809 | 1.6782e-05 | 2.165e-05 | 0.00010809 | 0.00019227 | 9.7127e-05
3 | 29 | 7 | 0.00011539 | 1.0032e-05 | 4.1223e-05 | 0.00011539 | 0.00018677 | 0.00010734 | 0.00011539 | 1.0032e-05 | 4.1223e-05 | 0.00011539 | 0.00018677 | 0.00010734
3 | 29 | 8 | 0.00011735 | 1.4892e-05 | 8.8777e-05 | 0.00011735 | 0.00017164 | 0.00011519 | 0.00011735 | 1.4892e-05 | 8.8777e-05 | 0.00011735 | 0.00017164 | 0.00011519
3 | 29 | 9 | 0.00011963 | 3.0961e-05 | 0.00014147 | 0.00011963 | 0.00014835 | 0.0001216 | 0.00011963 | 3.0961e-05 | 0.00014147 | 0.00011963 | 0.00014835 | 0.0001216
3 | 29 | 10 | 0.00012122 | 3.397e-05 | 0.00013883 | 0.00012122 | 0.0001235 | 0.00012398 | 0.00012122 | 3.397e-05 | 0.00013883 | 0.00012122 | 0.0001235 | 0.00012398
3 | 29 | 11 | 0.00012201 | 4.0025e-05 | 0.00011278 | 0.00012201 | 0.00010606 | 0.00012362 | 0.00012201 | 4.0025e-05 | 0.00011278 | 0.00012201 | 0.00010606 | 0.00012362
3 | 29 | 12 | 0.0001219 | 4.9644e-05 | 9.7038e-05 | 0.0001219 | 9.3846e-05 | 0.00012361 | 0.0001219 | 4.9644e-05 | 9.7038e-05 | 0.0001219 | 9.3846e-05 | 0.00012361
3 | 29 | 13 | 0.00012277 | 7.1583e-05 | 0.00010244 | 0.00012277 | 8.8642e-05 | 0.00012377 | 0.00012277 | 7.1583e-05 | 0.00010244 | 0.00012277 | 8.8642e-05 | 0.00012377
3 | 29 | 14 | 0.00012203 | 8.5165e-05 | 0.00011388 | 0.00012203 | 8.6709e-05 | 0.00012429 | 0.00012203 | 8.5165e-05 | 0.00011388 | 0.00012203 | 8.6709e-05 | 0.00012429
3 | 29 | 15 | 0.00012031 | 9.8251e-05 | 0.00011899 | 0.00012031 | 8.5819e-05 | 0.000123 | 0.00012031 | 9.8251e-05 | 0.00011899 | 0.00012031 | 8.5819e-05 | 0.000123
3 | 29 | 16 | 0.00011917 | 0.00013432 | 0.00014197 | 0.00011917 | 8.8147e-05 | 0.00012114 | 0.00011917 | 0.00013432 | 0.00014197 | 0.00011917 | 8.8147e-05 | 0.00012114
3 | 29 | 17 | 0.000117 | 0.00016985 | 0.00016025 | 0.000117 | 9.671e-05 | 0.00011661 | 0.000117 | 0.00016985 | 0.00016025 | 0.000117 | 9.671e-05 | 0.00011661
3 | 29 | 18 | 0.00011514 | 0.00021645 | 0.00018877 | 0.00011514 | 0.00010452 | 0.00011968 | 0.00011514 | 0.00021645 | 0.00018877 | 0.00011514 | 0.00010452 | 0.00011968
3 | 29 | 19 | 0.00012201 | 0.00025025 | 0.00020674 | 0.00012201 | 0.00011254 | 0.00012297 | 0.00012201 | 0.00025025 | 0.00020674 | 0.00012201 | 0.00011254 | 0.00012297
3 | 29 | 20 | 0.00012486 | 0.00025723 | 0.00020107 | 0.00012486 | 0.00011248 | 0.00012225 | 0.00012486 | 0.00025723 | 0.00020107 | 0.00012486 | 0.00011248 | 0.00012225
3 | 29 | 21 | 0.00011958 | 0.00024903 | 0.00018308 | 0.00011958 | 0.0001125 | 0.00011612 | 0.00011958 | 0.00024903 | 0.00018308 | 0.00011958 | 0.0001125 | 0.00011612
3 | 29 | 22 | 0.00011013 | 0.00023427 | 0.00016806 | 0.00011013 | 0.00011656 | 0.0001059 | 0.00011013 | 0.00023427 | 0.00016806 | 0.00011013 | 0.00011656 | 0.0001059
3 | 29 | 23 | 9.8104e-05 | 0.00021718 | 0.00015198 | 9.8104e-05 | 0.00012597 | 9.6198e-05 | 9.8104e-05 | 0.00021718 | 0.00015198 | 9.8104e-05 | 0.00012597 | 9.6198e-05
3 | 29 | 24 | 9.1667e-05 | 0.00018064 | 0.00012195 | 9.1667e-05 | 0.00013633 | 9.0134e-05 | 9.1667e-05 | 0.00018064 | 0.00012195 | 9.1667e-05 | 0.00013633 | 9.0134e-05
3 | 30 | 1 | 8.8571e-05 | 0.00013825 | 8.7285e-05 | 8.8571e-05 | 0.00014878 | 8.5914e-05 | 8.8571e-05 | 0.00013825 | 8.7285e-05 | 8.8571e-05 | 0.00014878 | 8.5914e-05
3 | 30 | 2 | 8.6727e-05 | 0.00010232 | 6.4294e-05 | 8.6727e-05 | 0.00016001 | 8.3788e-05 | 8.6727e-05 | 0.00010232 | 6.4294e-05 | 8.6727e-05 | 0.00016001 | 8.3788e-05
3 | 30 | 3 | 8.4709e-05 | 6.9632e-05 | 4.5845e-05 | 8.4709e-05 | 0.00017223 | 8.3459e-05 | 8.4709e-05 | 6.9632e-05 | 4.5845e-05 | 8.4709e-05 | 0.00017223 | 8.3459e-05
3 | 30 | 4 | 8.5625e-05 | 4.6265e-05 | 3.1329e-05 | 8.5625e-05 | 0.00018147 | 8.4645e-05 | 8.5625e-05 | 4.6265e-05 | 3.1329e-05 | 8.5625e-05 | 0.00018147 | 8.4645e-05
3 | 30 | 5 | 9.192e-05 | 2.843e-05 | 2.126e-05 | 9.192e-05 | 0.00018951 | 8.9805e-05 | 9.192e-05 | 2.843e-05 | 2.126e-05 | 9.192e-05 | 0.00018951 | 8.9805e-05
3 | 30 | 6 | 0.0001032 | 1.6782e-05 | 2.165e-05 | 0.0001032 | 0.00019227 | 9.7127e-05 | 0.0001032 | 1.6782e-05 | 2.165e-05 | 0.0001032 | 0.00019227 | 9.7127e-05
3 | 30 | 7 | 0.00011096 | 1.0032e-05 | 4.1223e-05 | 0.00011096 | 0.00018677 | 0.00010734 | 0.00011096 | 1.0032e-05 | 4.1223e-05 | 0.00011096 | 0.00018677 | 0.00010734
3 | 30 | 8 | 0.00011462 | 1.4892e-05 | 8.8777e-05 | 0.00011462 | 0.00017164 | 0.00011519 | 0.00011462 | 1.4892e-05 | 8.8777e-05 | 0.00011462 | 0.00017164 | 0.00011519
3 | 30 | 9 | 0.00011711 | 3.0961e-05 | 0.00014147 | 0.00011711 | 0.00014835 | 0.0001216 | 0.00011711 | 3.0961e-05 | 0.00014147 | 0.00011711 | 0.00014835 | 0.0001216
3 | 30 | 10 | 0.0001202 | 3.397e-05 | 0.00013883 | 0.0001202 | 0.0001235 | 0.00012398 | 0.0001202 | 3.397e-05 | 0.00013883 | 0.0001202 | 0.0001235 | 0.00012398
3 | 30 | 11 | 0.000121 | 4.0025e-05 | 0.00011278 | 0.000121 | 0.00010606 | 0.00012362 | 0.000121 | 4.0025e-05 | 0.00011278 | 0.000121 | 0.00010606 | 0.00012362
3 | 30 | 12 | 0.00012109 | 4.9644e-05 | 9.7038e-05 | 0.00012109 | 9.3846e-05 | 0.00012361 | 0.00012109 | 4.9644e-05 | 9.7038e-05 | 0.00012109 | 9.3846e-05 | 0.00012361
3 | 30 | 13 | 0.00012129 | 7.1583e-05 | 0.00010244 | 0.00012129 | 8.8642e-05 | 0.00012377 | 0.00012129 | 7.1583e-05 | 0.00010244 | 0.00012129 | 8.8642e-05 | 0.00012377
3 | 30 | 14 | 0.00012027 | 8.5165e-05 | 0.00011388 | 0.00012027 | 8.6709e-05 | 0.00012429 | 0.00012027 | 8.5165e-05 | 0.00011388 | 0.00012027 | 8.6709e-05 | 0.00012429
3 | 30 | 15 | 0.00011923 | 9.8251e-05 | 0.00011899 | 0.00011923 | 8.5819e-05 | 0.000123 | 0.00011923 | 9.8251e-05 | 0.00011899 | 0.00011923 | 8.5819e-05 | 0.000123
3 | 30 | 16 | 0.0001176 | 0.00013432 | 0.00014197 | 0.0001176 | 8.8147e-05 | 0.00012114 | 0.0001176 | 0.00013432 | 0.00014197 | 0.0001176 | 8.8147e-05 | 0.00012114
3 | 30 | 17 | 0.00011616 | 0.00016985 | 0.00016025 | 0.00011616 | 9.671e-05 | 0.00011661 | 0.00011616 | 0.00016985 | 0.00016025 | 0.00011616 | 9.671e-05 | 0.00011661
3 | 30 | 18 | 0.0001135 | 0.00021645 | 0.00018877 | 0.0001135 | 0.00010452 | 0.00011968 | 0.0001135 | 0.00021645 | 0.00018877 | 0.0001135 | 0.00010452 | 0.00011968
3 | 30 | 19 | 0.00011784 | 0.00025025 | 0.00020674 | 0.00011784 | 0.00011254 | 0.00012297 | 0.00011784 | 0.00025025 | 0.00020674 | 0.00011784 | 0.00011254 | 0.00012297
3 | 30 | 20 | 0.00011993 | 0.00025723 | 0.00020107 | 0.00011993 | 0.00011248 | 0.00012225 | 0.00011993 | 0.00025723 | 0.00020107 | 0.00011993 | 0.00011248 | 0.00012225
3 | 30 | 21 | 0.00011554 | 0.00024903 | 0.00018308 | 0.00011554 | 0.0001125 | 0.00011612 | 0.00011554 | 0.00024903 | 0.00018308 | 0.00011554 | 0.0001125 | 0.00011612
3 | 30 | 22 | 0.00010852 | 0.00023427 | 0.00016806 | 0.00010852 | 0.00011656 | 0.0001059 | 0.00010852 | 0.00023427 | 0.00016806 | 0.00010852 | 0.00011656 | 0.0001059
3 | 30 | 23 | 9.8728e-05 | 0.00021718 | 0.00015198 | 9.8728e-05 | 0.00012597 | 9.6198e-05 | 9.8728e-05 | 0.00021718 | 0.00015198 | 9.8728e-05 | 0.00012597 | 9.6198e-05
3 | 30 | 24 | 9.0897e-05 | 0.00018064 | 0.00012195 | 9.0897e-05 | 0.00013633 | 9.0134e-05 | 9.0897e-05 | 0.00018064 | 0.00012195 | 9.0897e-05 | 0.00013633 | 9.0134e-05
3 | 31 | 1 | 8.6174e-05 | 0.00013825 | 8.7285e-05 | 8.6174e-05 | 0.00014878 | 8.5914e-05 | 8.6174e-05 | 0.00013825 | 8.7285e-05 | 8.6174e-05 | 0.00014878 | 8.5914e-05
3 | 31 | 2 | 8.3964e-05 | 0.00010232 | 6.4294e-05 | 8.3964e-05 | 0.00016001 | 8.3788e-05 | 8.3964e-05 | 0.00010232 | 6.4294e-05 | 8.3964e-05 | 0.00016001 | 8.3788e-05
3 | 31 | 3 | 8.2187e-05 | 6.9632e-05 | 4.5845e-05 | 8.2187e-05 | 0.00017223 | 8.3459e-05 | 8.2187e-05 | 6.9632e-05 | 4.5845e-05 | 8.2187e-05 | 0.00017223 | 8.3459e-05
3 | 31 | 4 | 8.2312e-05 | 4.6265e-05 | 3.1329e-05 | 8.2312e-05 | 0.00018147 | 8.4645e-05 | 8.2312e-05 | 4.6265e-05 | 3.1329e-05 | 8.2312e-05 | 0.00018147 | 8.4645e-05
3 | 31 | 5 | 8.4588e-05 | 2.843e-05 | 2.126e-05 | 8.4588e-05 | 0.00018951 | 8.9805e-05 | 8.4588e-05 | 2.843e-05 | 2.126e-05 | 8.4588e-05 | 0.00018951 | 8.9805e-05
3 | 31 | 6 | 8.8404e-05 | 1.6782e-05 | 2.165e-05 | 8.8404e-05 | 0.00019227 | 9.7127e-05 | 8.8404e-05 | 1.6782e-05 | 2.165e-05 | 8.8404e-05 | 0.00019227 | 9.7127e-05
3 | 31 | 7 | 9.1729e-05 | 1.0032e-05 | 4.1223e-05 | 9.1729e-05 | 0.00018677 | 0.00010734 | 9.1729e-05 | 1.0032e-05 | 4.1223e-05 | 9.1729e-05 | 0.00018677 | 0.00010734
3 | 31 | 8 | 9.77e-05 | 1.4892e-05 | 8.8777e-05 | 9.77e-05 | 0.00017164 | 0.00011519 | 9.77e-05 | 1.4892e-05 | 8.8777e-05 | 9.77e-05 | 0.00017164 | 0.00011519
3 | 31 | 9 | 0.00010232 | 3.0961e-05 | 0.00014147 | 0.00010232 | 0.00014835 | 0.0001216 | 0.00010232 | 3.0961e-05 | 0.00014147 | 0.00010232 | 0.00014835 | 0.0001216
3 | 31 | 10 | 0.00010527 | 3.397e-05 | 0.00013883 | 0.00010527 | 0.0001235 | 0.00012398 | 0.00010527 | 3.397e-05 | 0.00013883 | 0.00010527 | 0.0001235 | 0.00012398
3 | 31 | 11 | 0.00010643 | 4.0025e-05 | 0.00011278 | 0.00010643 | 0.00010606 | 0.00012362 | 0.00010643 | 4.0025e-05 | 0.00011278 | 0.00010643 | 0.00010606 | 0.00012362
3 | 31 | 12 | 0.00010648 | 4.9644e-05 | 9.7038e-05 | 0.00010648 | 9.3846e-05 | 0.00012361 | 0.00010648 | 4.9644e-05 | 9.7038e-05 | 0.00010648 | 9.3846e-05 | 0.00012361
3 | 31 | 13 | 0.00010646 | 7.1583e-05 | 0.00010244 | 0.00010646 | 8.8642e-05 | 0.00012377 | 0.00010646 | 7.1583e-05 | 0.00010244 | 0.00010646 | 8.8642e-05 | 0.00012377
3 | 31 | 14 | 0.0001061 | 8.5165e-05 | 0.00011388 | 0.0001061 | 8.6709e-05 | 0.00012429 | 0.0001061 | 8.5165e-05 | 0.00011388 | 0.0001061 | 8.6709e-05 | 0.00012429
3 | 31 | 15 | 0.0001058 | 9.8251e-05 | 0.00011899 | 0.0001058 | 8.5819e-05 | 0.000123 | 0.0001058 | 9.8251e-05 | 0.00011899 | 0.0001058 | 8.5819e-05 | 0.000123
3 | 31 | 16 | 0.00010561 | 0.00013432 | 0.00014197 | 0.00010561 | 8.8147e-05 | 0.00012114 | 0.00010561 | 0.00013432 | 0.00014197 | 0.00010561 | 8.8147e-05 | 0.00012114
3 | 31 | 17 | 0.00010539 | 0.00016985 | 0.00016025 | 0.00010539 | 9.671e-05 | 0.00011661 | 0.00010539 | 0.00016985 | 0.00016025 | 0.00010539 | 9.671e-05 | 0.00011661
3 | 31 | 18 | 0.00010517 | 0.00021645 | 0.00018877 | 0.00010517 | 0.00010452 | 0.00011968 | 0.00010517 | 0.00021645 | 0.00018877 | 0.00010517 | 0.00010452 | 0.00011968
3 | 31 | 19 | 0.0001105 | 0.00025025 | 0.00020674 | 0.0001105 | 0.00011254 | 0.00012297 | 0.0001105 | 0.00025025 | 0.00020674 | 0.0001105 | 0.00011254 | 0.00012297
3 | 31 | 20 | 0.00011366 | 0.00025723 | 0.00020107 | 0.00011366 | 0.00011248 | 0.00012225 | 0.00011366 | 0.00025723 | 0.00020107 | 0.00011366 | 0.00011248 | 0.00012225
3 | 31 | 21 | 0.00010859 | 0.00024903 | 0.00018308 | 0.00010859 | 0.0001125 | 0.00011612 | 0.00010859 | 0.00024903 | 0.00018308 | 0.00010859 | 0.0001125 | 0.00011612
3 | 31 | 22 | 0.00010348 | 0.00023427 | 0.00016806 | 0.00010348 | 0.00011656 | 0.0001059 | 0.00010348 | 0.00023427 | 0.00016806 | 0.00010348 | 0.00011656 | 0.0001059
3 | 31 | 23 | 9.5312e-05 | 0.00021718 | 0.00015198 | 9.5312e-05 | 0.00012597 | 9.6198e-05 | 9.5312e-05 | 0.00021718 | 0.00015198 | 9.5312e-05 | 0.00012597 | 9.6198e-05
3 | 31 | 24 | 8.8121e-05 | 0.00018064 | 0.00012195 | 8.8121e-05 | 0.00013633 | 9.0134e-05 | 8.8121e-05 | 0.00018064 | 0.00012195 | 8.8121e-05 | 0.00013633 | 9.0134e-05
4 | 1 | 1 | 8.3581e-05 | 0.00013813 | 8.639e-05 | 8.3581e-05 | 0.00011893 | 8.1881e-05 | 8.3581e-05 | 0.00013813 | 8.639e-05 | 8.3581e-05 | 0.00011893 | 8.1881e-05
4 | 1 | 2 | 8.1701e-05 | 0.00010242 | 6.4577e-05 | 8.1701e-05 | 0.00012872 | 8.074e-05 | 8.1701e-05 | 0.00010242 | 6.4577e-05 | 8.1701e-05 | 0.00012872 | 8.074e-05
4 | 1 | 3 | 8.0411e-05 | 6.9826e-05 | 4.6103e-05 | 8.0411e-05 | 0.00013964 | 8.0612e-05 | 8.0411e-05 | 6.9826e-05 | 4.6103e-05 | 8.0411e-05 | 0.00013964 | 8.0612e-05
4 | 1 | 4 | 8.0207e-05 | 4.6474e-05 | 3.1569e-05 | 8.0207e-05 | 0.00015416 | 8.3933e-05 | 8.0207e-05 | 4.6474e-05 | 3.1569e-05 | 8.0207e-05 | 0.00015416 | 8.3933e-05
4 | 1 | 5 | 8.1039e-05 | 2.8617e-05 | 2.1418e-05 | 8.1039e-05 | 0.00016793 | 9.3488e-05 | 8.1039e-05 | 2.8617e-05 | 2.1418e-05 | 8.1039e-05 | 0.00016793 | 9.3488e-05
4 | 1 | 6 | 8.3298e-05 | 1.6942e-05 | 2.1685e-05 | 8.3298e-05 | 0.00017594 | 0.00010255 | 8.3298e-05 | 1.6942e-05 | 2.1685e-05 | 8.3298e-05 | 0.00017594 | 0.00010255
4 | 1 | 7 | 8.4971e-05 | 1.0091e-05 | 4.0975e-05 | 8.4971e-05 | 0.00017271 | 0.00011323 | 8.4971e-05 | 1.0091e-05 | 4.0975e-05 | 8.4971e-05 | 0.00017271 | 0.00011323
4 | 1 | 8 | 9.1321e-05 | 1.4915e-05 | 8.8106e-05 | 9.1321e-05 | 0.00016399 | 0.00011962 | 9.1321e-05 | 1.4915e-05 | 8.8106e-05 | 9.1321e-05 | 0.00016399 | 0.00011962
4 | 1 | 9 | 9.5487e-05 | 3.0871e-05 | 0.00014026 | 9.5487e-05 | 0.00014326 | 0.00012385 | 9.5487e-05 | 3.0871e-05 | 0.00014026 | 9.5487e-05 | 0.00014326 | 0.00012385
4 | 1 | 10 | 9.8287e-05 | 3.3977e-05 | 0.00013781 | 9.8287e-05 | 0.00012191 | 0.00012446 | 9.8287e-05 | 3.3977e-05 | 0.00013781 | 9.8287e-05 | 0.00012191 | 0.00012446
4 | 1 | 11 | 9.9989e-05 | 4.0073e-05 | 0.00011224 | 9.9989e-05 | 0.00010685 | 0.0001239 | 9.9989e-05 | 4.0073e-05 | 0.00011224 | 9.9989e-05 | 0.00010685 | 0.0001239
4 | 1 | 12 | 0.00010091 | 4.9721e-05 | 9.6792e-05 | 0.00010091 | 9.5834e-05 | 0.00012371 | 0.00010091 | 4.9721e-05 | 9.6792e-05 | 0.00010091 | 9.5834e-05 | 0.00012371
4 | 1 | 13 | 0.0001008 | 7.1706e-05 | 0.00010242 | 0.0001008 | 9.0941e-05 | 0.00012354 | 0.0001008 | 7.1706e-05 | 0.00010242 | 0.0001008 | 9.0941e-05 | 0.00012354
4 | 1 | 14 | 0.0001011 | 8.5497e-05 | 0.00011398 | 0.0001011 | 8.9514e-05 | 0.00012231 | 0.0001011 | 8.5497e-05 | 0.00011398 | 0.0001011 | 8.9514e-05 | 0.00012231
4 | 1 | 15 | 0.00010132 | 9.8578e-05 | 0.00011913 | 0.00010132 | 8.9692e-05 | 0.00011987 | 0.00010132 | 9.8578e-05 | 0.00011913 | 0.00010132 | 8.9692e-05 | 0.00011987
4 | 1 | 16 | 0.00010171 | 0.00013443 | 0.00014201 | 0.00010171 | 9.0365e-05 | 0.00011747 | 0.00010171 | 0.00013443 | 0.00014201 | 0.00010171 | 9.0365e-05 | 0.00011747
4 | 1 | 17 | 0.00010234 | 0.00016973 | 0.00016019 | 0.00010234 | 9.3168e-05 | 0.00011394 | 0.00010234 | 0.00016973 | 0.00016019 | 0.00010234 | 9.3168e-05 | 0.00011394
4 | 1 | 18 | 0.00010326 | 0.00021594 | 0.00018846 | 0.00010326 | 9.8584e-05 | 0.00011336 | 0.00010326 | 0.00021594 | 0.00018846 | 0.00010326 | 9.8584e-05 | 0.00011336
4 | 1 | 19 | 0.00011085 | 0.00024944 | 0.00020631 | 0.00011085 | 0.00010561 | 0.00011824 | 0.00011085 | 0.00024944 | 0.00020631 | 0.00011085 | 0.00010561 | 0.00011824
4 | 1 | 20 | 0.0001149 | 0.00025643 | 0.00020076 | 0.0001149 | 0.00010403 | 0.00011456 | 0.0001149 | 0.00025643 | 0.00020076 | 0.0001149 | 0.00010403 | 0.00011456
4 | 1 | 21 | 0.00011033 | 0.00024842 | 0.00018308 | 0.00011033 | 9.907e-05 | 0.0001073 | 0.00011033 | 0.00024842 | 0.00018308 | 0.00011033 | 9.907e-05 | 0.0001073
4 | 1 | 22 | 0.00010191 | 0.00023397 | 0.00016829 | 0.00010191 | 9.9362e-05 | 9.6539e-05 | 0.00010191 | 0.00023397 | 0.00016829 | 0.00010191 | 9.9362e-05 | 9.6539e-05
4 | 1 | 23 | 9.2902e-05 | 0.00021696 | 0.0001522 | 9.2902e-05 | 0.00010377 | 8.717e-05 | 9.2902e-05 | 0.00021696 | 0.0001522 | 9.2902e-05 | 0.00010377 | 8.717e-05
4 | 1 | 24 | 8.6078e-05 | 0.00018062 | 0.00012231 | 8.6078e-05 | 0.00010863 | 8.4097e-05 | 8.6078e-05 | 0.00018062 | 0.00012231 | 8.6078e-05 | 0.00010863 | 8.4097e-05
4 | 2 | 1 | 8.2429e-05 | 0.00013813 | 8.639e-05 | 8.2429e-05 | 0.00011893 | 8.1881e-05 | 8.2429e-05 | 0.00013813 | 8.639e-05 | 8.2429e-05 | 0.00011893 | 8.1881e-05
4 | 2 | 2 | 8.0698e-05 | 0.00010242 | 6.4577e-05 | 8.0698e-05 | 0.00012872 | 8.074e-05 | 8.0698e-05 | 0.00010242 | 6.4577e-05 | 8.0698e-05 | 0.00012872 | 8.074e-05
4 | 2 | 3 | 8.0465e-05 | 6.9826e-05 | 4.6103e-05 | 8.0465e-05 | 0.00013964 | 8.0612e-05 | 8.0465e-05 | 6.9826e-05 | 4.6103e-05 | 8.0465e-05 | 0.00013964 | 8.0612e-05
4 | 2 | 4 | 8.2953e-05 | 4.6474e-05 | 3.1569e-05 | 8.2953e-05 | 0.00015416 | 8.3933e-05 | 8.2953e-05 | 4.6474e-05 | 3.1569e-05 | 8.2953e-05 | 0.00015416 | 8.3933e-05
4 | 2 | 5 | 8.9299e-05 | 2.8617e-05 | 2.1418e-05 | 8.9299e-05 | 0.00016793 | 9.3488e-05 | 8.9299e-05 | 2.8617e-05 | 2.1418e-05 | 8.9299e-05 | 0.00016793 | 9.3488e-05
4 | 2 | 6 | 0.00010056 | 1.6942e-05 | 2.1685e-05 | 0.00010056 | 0.00017594 | 0.00010255 | 0.00010056 | 1.6942e-05 | 2.1685e-05 | 0.00010056 | 0.00017594 | 0.00010255
4 | 2 | 7 | 0.00010833 | 1.0091e-05 | 4.0975e-05 | 0.00010833 | 0.00017271 | 0.00011323 | 0.00010833 | 1.0091e-05 | 4.0975e-05 | 0.00010833 | 0.00017271 | 0.00011323
4 | 2 | 8 | 0.00011396 | 1.4915e-05 | 8.8106e-05 | 0.00011396 | 0.00016399 | 0.00011962 | 0.00011396 | 1.4915e-05 | 8.8106e-05 | 0.00011396 | 0.00016399 | 0.00011962
4 | 2 | 9 | 0.00011762 | 3.0871e-05 | 0.00014026 | 0.00011762 | 0.00014326 | 0.00012385 | 0.00011762 | 3.0871e-05 | 0.00014026 | 0.00011762 | 0.00014326 | 0.00012385
4 | 2 | 10 | 0.00012087 | 3.3977e-05 | 0.00013781 | 0.00012087 | 0.00012191 | 0.00012446 | 0.00012087 | 3.3977e-05 | 0.00013781 | 0.00012087 | 0.00012191 | 0.00012446
4 | 2 | 11 | 0.00012211 | 4.0073e-05 | 0.00011224 | 0.00012211 | 0.00010685 | 0.0001239 | 0.00012211 | 4.0073e-05 | 0.00011224 | 0.00012211 | 0.00010685 | 0.0001239
4 | 2 | 12 | 0.00012285 | 4.9721e-05 | 9.6792e-05 | 0.00012285 | 9.5834e-05 | 0.00012371 | 0.00012285 | 4.9721e-05 | 9.6792e-05 | 0.00012285 | 9.5834e-05 | 0.00012371
4 | 2 | 13 | 0.00012381 | 7.1706e-05 | 0.00010242 | 0.00012381 | 9.0941e-05 | 0.00012354 | 0.00012381 | 7.1706e-05 | 0.00010242 | 0.00012381 | 9.0941e-05 | 0.00012354
4 | 2 | 14 | 0.00012368 | 8.5497e-05 | 0.00011398 | 0.00012368 | 8.9514e-05 | 0.00012231 | 0.00012368 | 8.5497e-05 | 0.00011398 | 0.00012368 | 8.9514e-05 | 0.00012231
4 | 2 | 15 | 0.00012295 | 9.8578e-05 | 0.00011913 | 0.00012295 | 8.9692e-05 | 0.00011987 | 0.00012295 | 9.8578e-05 | 0.00011913 | 0.00012295 | 8.9692e-05 | 0.00011987
4 | 2 | 16 | 0.00012084 | 0.00013443 | 0.00014201 | 0.00012084 | 9.0365e-05 | 0.00011747 | 0.00012084 | 0.00013443 | 0.00014201 | 0.00012084 | 9.0365e-05 | 0.00011747
4 | 2 | 17 | 0.00011836 | 0.00016973 | 0.00016019 | 0.00011836 | 9.3168e-05 | 0.00011394 | 0.00011836 | 0.00016973 | 0.00016019 | 0.00011836 | 9.3168e-05 | 0.00011394
4 | 2 | 18 | 0.00011693 | 0.00021594 | 0.00018846 | 0.00011693 | 9.8584e-05 | 0.00011336 | 0.00011693 | 0.00021594 | 0.00018846 | 0.00011693 | 9.8584e-05 | 0.00011336
4 | 2 | 19 | 0.00012326 | 0.00024944 | 0.00020631 | 0.00012326 | 0.00010561 | 0.00011824 | 0.00012326 | 0.00024944 | 0.00020631 | 0.00012326 | 0.00010561 | 0.00011824
4 | 2 | 20 | 0.00012577 | 0.00025643 | 0.00020076 | 0.00012577 | 0.00010403 | 0.00011456 | 0.00012577 | 0.00025643 | 0.00020076 | 0.00012577 | 0.00010403 | 0.00011456
4 | 2 | 21 | 0.00011908 | 0.00024842 | 0.00018308 | 0.00011908 | 9.907e-05 | 0.0001073 | 0.00011908 | 0.00024842 | 0.00018308 | 0.00011908 | 9.907e-05 | 0.0001073
4 | 2 | 22 | 0.00010897 | 0.00023397 | 0.00016829 | 0.00010897 | 9.9362e-05 | 9.6539e-05 | 0.00010897 | 0.00023397 | 0.00016829 | 0.00010897 | 9.9362e-05 | 9.6539e-05
4 | 2 | 23 | 9.8562e-05 | 0.00021696 | 0.0001522 | 9.8562e-05 | 0.00010377 | 8.717e-05 | 9.8562e-05 | 0.00021696 | 0.0001522 | 9.8562e-05 | 0.00010377 | 8.717e-05
4 | 2 | 24 | 9.1375e-05 | 0.00018062 | 0.00012231 | 9.1375e-05 | 0.00010863 | 8.4097e-05 | 9.1375e-05 | 0.00018062 | 0.00012231 | 9.1375e-05 | 0.00010863 | 8.4097e-05
4 | 3 | 1 | 8.7626e-05 | 0.00013813 | 8.639e-05 | 8.7626e-05 | 0.00011893 | 8.1881e-05 | 8.7626e-05 | 0.00013813 | 8.639e-05 | 8.7626e-05 | 0.00011893 | 8.1881e-05
4 | 3 | 2 | 8.4842e-05 | 0.00010242 | 6.4577e-05 | 8.4842e-05 | 0.00012872 | 8.074e-05 | 8.4842e-05 | 0.00010242 | 6.4577e-05 | 8.4842e-05 | 0.00012872 | 8.074e-05
4 | 3 | 3 | 8.5092e-05 | 6.9826e-05 | 4.6103e-05 | 8.5092e-05 | 0.00013964 | 8.0612e-05 | 8.5092e-05 | 6.9826e-05 | 4.6103e-05 | 8.5092e-05 | 0.00013964 | 8.0612e-05
4 | 3 | 4 | 8.7048e-05 | 4.6474e-05 | 3.1569e-05 | 8.7048e-05 | 0.00015416 | 8.3933e-05 | 8.7048e-05 | 4.6474e-05 | 3.1569e-05 | 8.7048e-05 | 0.00015416 | 8.3933e-05
4 | 3 | 5 | 9.2083e-05 | 2.8617e-05 | 2.1418e-05 | 9.2083e-05 | 0.00016793 | 9.3488e-05 | 9.2083e-05 | 2.8617e-05 | 2.1418e-05 | 9.2083e-05 | 0.00016793 | 9.3488e-05
4 | 3 | 6 | 0.00010326 | 1.6942e-05 | 2.1685e-05 | 0.00010326 | 0.00017594 | 0.00010255 | 0.00010326 | 1.6942e-05 | 2.1685e-05 | 0.00010326 | 0.00017594 | 0.00010255
4 | 3 | 7 | 0.00010964 | 1.0091e-05 | 4.0975e-05 | 0.00010964 | 0.00017271 | 0.00011323 | 0.00010964 | 1.0091e-05 | 4.0975e-05 | 0.00010964 | 0.00017271 | 0.00011323
4 | 3 | 8 | 0.00011468 | 1.4915e-05 | 8.8106e-05 | 0.00011468 | 0.00016399 | 0.00011962 | 0.00011468 | 1.4915e-05 | 8.8106e-05 | 0.00011468 | 0.00016399 | 0.00011962
4 | 3 | 9 | 0.00011759 | 3.0871e-05 | 0.00014026 | 0.00011759 | 0.00014326 | 0.00012385 | 0.00011759 | 3.0871e-05 | 0.00014026 | 0.00011759 | 0.00014326 | 0.00012385
4 | 3 | 10 | 0.00012064 | 3.3977e-05 | 0.00013781 | 0.00012064 | 0.00012191 | 0.00012446 | 0.00012064 | 3.3977e-05 | 0.00013781 | 0.00012064 | 0.00012191 | 0.00012446
4 | 3 | 11 | 0.00012233 | 4.0073e-05 | 0.00011224 | 0.00012233 | 0.00010685 | 0.0001239 | 0.00012233 | 4.0073e-05 | 0.00011224 | 0.00012233 | 0.00010685 | 0.0001239
4 | 3 | 12 | 0.0001242 | 4.9721e-05 | 9.6792e-05 | 0.0001242 | 9.5834e-05 | 0.00012371 | 0.0001242 | 4.9721e-05 | 9.6792e-05 | 0.0001242 | 9.5834e-05 | 0.00012371
4 | 3 | 13 | 0.00012534 | 7.1706e-05 | 0.00010242 | 0.00012534 | 9.0941e-05 | 0.00012354 | 0.00012534 | 7.1706e-05 | 0.00010242 | 0.00012534 | 9.0941e-05 | 0.00012354
4 | 3 | 14 | 0.00012544 | 8.5497e-05 | 0.00011398 | 0.00012544 | 8.9514e-05 | 0.00012231 | 0.00012544 | 8.5497e-05 | 0.00011398 | 0.00012544 | 8.9514e-05 | 0.00012231
4 | 3 | 15 | 0.00012471 | 9.8578e-05 | 0.00011913 | 0.00012471 | 8.9692e-05 | 0.00011987 | 0.00012471 | 9.8578e-05 | 0.00011913 | 0.00012471 | 8.9692e-05 | 0.00011987
4 | 3 | 16 | 0.00012327 | 0.00013443 | 0.00014201 | 0.00012327 | 9.0365e-05 | 0.00011747 | 0.00012327 | 0.00013443 | 0.00014201 | 0.00012327 | 9.0365e-05 | 0.00011747
4 | 3 | 17 | 0.0001208 | 0.00016973 | 0.00016019 | 0.0001208 | 9.3168e-05 | 0.00011394 | 0.0001208 | 0.00016973 | 0.00016019 | 0.0001208 | 9.3168e-05 | 0.00011394
4 | 3 | 18 | 0.00011891 | 0.00021594 | 0.00018846 | 0.00011891 | 9.8584e-05 | 0.00011336 | 0.00011891 | 0.00021594 | 0.00018846 | 0.00011891 | 9.8584e-05 | 0.00011336
4 | 3 | 19 | 0.00012417 | 0.00024944 | 0.00020631 | 0.00012417 | 0.00010561 | 0.00011824 | 0.00012417 | 0.00024944 | 0.00020631 | 0.00012417 | 0.00010561 | 0.00011824
4 | 3 | 20 | 0.00012708 | 0.00025643 | 0.00020076 | 0.00012708 | 0.00010403 | 0.00011456 | 0.00012708 | 0.00025643 | 0.00020076 | 0.00012708 | 0.00010403 | 0.00011456
4 | 3 | 21 | 0.00012071 | 0.00024842 | 0.00018308 | 0.00012071 | 9.907e-05 | 0.0001073 | 0.00012071 | 0.00024842 | 0.00018308 | 0.00012071 | 9.907e-05 | 0.0001073
4 | 3 | 22 | 0.00010895 | 0.00023397 | 0.00016829 | 0.00010895 | 9.9362e-05 | 9.6539e-05 | 0.00010895 | 0.00023397 | 0.00016829 | 0.00010895 | 9.9362e-05 | 9.6539e-05
4 | 3 | 23 | 9.8508e-05 | 0.00021696 | 0.0001522 | 9.8508e-05 | 0.00010377 | 8.717e-05 | 9.8508e-05 | 0.00021696 | 0.0001522 | 9.8508e-05 | 0.00010377 | 8.717e-05
4 | 3 | 24 | 9.2262e-05 | 0.00018062 | 0.00012231 | 9.2262e-05 | 0.00010863 | 8.4097e-05 | 9.2262e-05 | 0.00018062 | 0.00012231 | 9.2262e-05 | 0.00010863 | 8.4097e-05
4 | 4 | 1 | 8.8005e-05 | 0.00013813 | 8.639e-05 | 8.8005e-05 | 0.00011893 | 8.1881e-05 | 8.8005e-05 | 0.00013813 | 8.639e-05 | 8.8005e-05 | 0.00011893 | 8.1881e-05
4 | 4 | 2 | 8.5433e-05 | 0.00010242 | 6.4577e-05 | 8.5433e-05 | 0.00012872 | 8.074e-05 | 8.5433e-05 | 0.00010242 | 6.4577e-05 | 8.5433e-05 | 0.00012872 | 8.074e-05
4 | 4 | 3 | 8.4817e-05 | 6.9826e-05 | 4.6103e-05 | 8.4817e-05 | 0.00013964 | 8.0612e-05 | 8.4817e-05 | 6.9826e-05 | 4.6103e-05 | 8.4817e-05 | 0.00013964 | 8.0612e-05
4 | 4 | 4 | 8.7035e-05 | 4.6474e-05 | 3.1569e-05 | 8.7035e-05 | 0.00015416 | 8.3933e-05 | 8.7035e-05 | 4.6474e-05 | 3.1569e-05 | 8.7035e-05 | 0.00015416 | 8.3933e-05
4 | 4 | 5 | 9.1771e-05 | 2.8617e-05 | 2.1418e-05 | 9.1771e-05 | 0.00016793 | 9.3488e-05 | 9.1771e-05 | 2.8617e-05 | 2.1418e-05 | 9.1771e-05 | 0.00016793 | 9.3488e-05
4 | 4 | 6 | 0.00010011 | 1.6942e-05 | 2.1685e-05 | 0.00010011 | 0.00017594 | 0.00010255 | 0.00010011 | 1.6942e-05 | 2.1685e-05 | 0.00010011 | 0.00017594 | 0.00010255
4 | 4 | 7 | 0.00010714 | 1.0091e-05 | 4.0975e-05 | 0.00010714 | 0.00017271 | 0.00011323 | 0.00010714 | 1.0091e-05 | 4.0975e-05 | 0.00010714 | 0.00017271 | 0.00011323
4 | 4 | 8 | 0.00011191 | 1.4915e-05 | 8.8106e-05 | 0.00011191 | 0.00016399 | 0.00011962 | 0.00011191 | 1.4915e-05 | 8.8106e-05 | 0.00011191 | 0.00016399 | 0.00011962
4 | 4 | 9 | 0.00011664 | 3.0871e-05 | 0.00014026 | 0.00011664 | 0.00014326 | 0.00012385 | 0.00011664 | 3.0871e-05 | 0.00014026 | 0.00011664 | 0.00014326 | 0.00012385
4 | 4 | 10 | 0.00011958 | 3.3977e-05 | 0.00013781 | 0.00011958 | 0.00012191 | 0.00012446 | 0.00011958 | 3.3977e-05 | 0.00013781 | 0.00011958 | 0.00012191 | 0.00012446
4 | 4 | 11 | 0.00012118 | 4.0073e-05 | 0.00011224 | 0.00012118 | 0.00010685 | 0.0001239 | 0.00012118 | 4.0073e-05 | 0.00011224 | 0.00012118 | 0.00010685 | 0.0001239
4 | 4 | 12 | 0.00012244 | 4.9721e-05 | 9.6792e-05 | 0.00012244 | 9.5834e-05 | 0.00012371 | 0.00012244 | 4.9721e-05 | 9.6792e-05 | 0.00012244 | 9.5834e-05 | 0.00012371
4 | 4 | 13 | 0.00012407 | 7.1706e-05 | 0.00010242 | 0.00012407 | 9.0941e-05 | 0.00012354 | 0.00012407 | 7.1706e-05 | 0.00010242 | 0.00012407 | 9.0941e-05 | 0.00012354
4 | 4 | 14 | 0.00012368 | 8.5497e-05 | 0.00011398 | 0.00012368 | 8.9514e-05 | 0.00012231 | 0.00012368 | 8.5497e-05 | 0.00011398 | 0.00012368 | 8.9514e-05 | 0.00012231
4 | 4 | 15 | 0.0001219 | 9.8578e-05 | 0.00011913 | 0.0001219 | 8.9692e-05 | 0.00011987 | 0.0001219 | 9.8578e-05 | 0.00011913 | 0.0001219 | 8.9692e-05 | 0.00011987
4 | 4 | 16 | 0.00011983 | 0.00013443 | 0.00014201 | 0.00011983 | 9.0365e-05 | 0.00011747 | 0.00011983 | 0.00013443 | 0.00014201 | 0.00011983 | 9.0365e-05 | 0.00011747
4 | 4 | 17 | 0.00011772 | 0.00016973 | 0.00016019 | 0.00011772 | 9.3168e-05 | 0.00011394 | 0.00011772 | 0.00016973 | 0.00016019 | 0.00011772 | 9.3168e-05 | 0.00011394
4 | 4 | 18 | 0.00011705 | 0.00021594 | 0.00018846 | 0.00011705 | 9.8584e-05 | 0.00011336 | 0.00011705 | 0.00021594 | 0.00018846 | 0.00011705 | 9.8584e-05 | 0.00011336
4 | 4 | 19 | 0.00012362 | 0.00024944 | 0.00020631 | 0.00012362 | 0.00010561 | 0.00011824 | 0.00012362 | 0.00024944 | 0.00020631 | 0.00012362 | 0.00010561 | 0.00011824
4 | 4 | 20 | 0.00012506 | 0.00025643 | 0.00020076 | 0.00012506 | 0.00010403 | 0.00011456 | 0.00012506 | 0.00025643 | 0.00020076 | 0.00012506 | 0.00010403 | 0.00011456
4 | 4 | 21 | 0.00011832 | 0.00024842 | 0.00018308 | 0.00011832 | 9.907e-05 | 0.0001073 | 0.00011832 | 0.00024842 | 0.00018308 | 0.00011832 | 9.907e-05 | 0.0001073
4 | 4 | 22 | 0.00010709 | 0.00023397 | 0.00016829 | 0.00010709 | 9.9362e-05 | 9.6539e-05 | 0.00010709 | 0.00023397 | 0.00016829 | 0.00010709 | 9.9362e-05 | 9.6539e-05
4 | 4 | 23 | 9.6514e-05 | 0.00021696 | 0.0001522 | 9.6514e-05 | 0.00010377 | 8.717e-05 | 9.6514e-05 | 0.00021696 | 0.0001522 | 9.6514e-05 | 0.00010377 | 8.717e-05
4 | 4 | 24 | 8.974e-05 | 0.00018062 | 0.00012231 | 8.974e-05 | 0.00010863 | 8.4097e-05 | 8.974e-05 | 0.00018062 | 0.00012231 | 8.974e-05 | 0.00010863 | 8.4097e-05
4 | 5 | 1 | 8.6444e-05 | 0.00013813 | 8.639e-05 | 8.6444e-05 | 0.00011893 | 8.1881e-05 | 8.6444e-05 | 0.00013813 | 8.639e-05 | 8.6444e-05 | 0.00011893 | 8.1881e-05
4 | 5 | 2 | 8.4651e-05 | 0.00010242 | 6.4577e-05 | 8.4651e-05 | 0.00012872 | 8.074e-05 | 8.4651e-05 | 0.00010242 | 6.4577e-05 | 8.4651e-05 | 0.00012872 | 8.074e-05
4 | 5 | 3 | 8.5387e-05 | 6.9826e-05 | 4.6103e-05 | 8.5387e-05 | 0.00013964 | 8.0612e-05 | 8.5387e-05 | 6.9826e-05 | 4.6103e-05 | 8.5387e-05 | 0.00013964 | 8.0612e-05
4 | 5 | 4 | 8.6823e-05 | 4.6474e-05 | 3.1569e-05 | 8.6823e-05 | 0.00015416 | 8.3933e-05 | 8.6823e-05 | 4.6474e-05 | 3.1569e-05 | 8.6823e-05 | 0.00015416 | 8.3933e-05
4 | 5 | 5 | 9.2024e-05 | 2.8617e-05 | 2.1418e-05 | 9.2024e-05 | 0.00016793 | 9.3488e-05 | 9.2024e-05 | 2.8617e-05 | 2.1418e-05 | 9.2024e-05 | 0.00016793 | 9.3488e-05
4 | 5 | 6 | 0.00010164 | 1.6942e-05 | 2.1685e-05 | 0.00010164 | 0.00017594 | 0.00010255 | 0.00010164 | 1.6942e-05 | 2.1685e-05 | 0.00010164 | 0.00017594 | 0.00010255
4 | 5 | 7 | 0.0001091 | 1.0091e-05 | 4.0975e-05 | 0.0001091 | 0.00017271 | 0.00011323 | 0.0001091 | 1.0091e-05 | 4.0975e-05 | 0.0001091 | 0.00017271 | 0.00011323
4 | 5 | 8 | 0.00011432 | 1.4915e-05 | 8.8106e-05 | 0.00011432 | 0.00016399 | 0.00011962 | 0.00011432 | 1.4915e-05 | 8.8106e-05 | 0.00011432 | 0.00016399 | 0.00011962
4 | 5 | 9 | 0.00011768 | 3.0871e-05 | 0.00014026 | 0.00011768 | 0.00014326 | 0.00012385 | 0.00011768 | 3.0871e-05 | 0.00014026 | 0.00011768 | 0.00014326 | 0.00012385
4 | 5 | 10 | 0.00012139 | 3.3977e-05 | 0.00013781 | 0.00012139 | 0.00012191 | 0.00012446 | 0.00012139 | 3.3977e-05 | 0.00013781 | 0.00012139 | 0.00012191 | 0.00012446
4 | 5 | 11 | 0.00012216 | 4.0073e-05 | 0.00011224 | 0.00012216 | 0.00010685 | 0.0001239 | 0.00012216 | 4.0073e-05 | 0.00011224 | 0.00012216 | 0.00010685 | 0.0001239
4 | 5 | 12 | 0.00012332 | 4.9721e-05 | 9.6792e-05 | 0.00012332 | 9.5834e-05 | 0.00012371 | 0.00012332 | 4.9721e-05 | 9.6792e-05 | 0.00012332 | 9.5834e-05 | 0.00012371
4 | 5 | 13 | 0.00012438 | 7.1706e-05 | 0.00010242 | 0.00012438 | 9.0941e-05 | 0.00012354 | 0.00012438 | 7.1706e-05 | 0.00010242 | 0.00012438 | 9.0941e-05 | 0.00012354
4 | 5 | 14 | 0.00012444 | 8.5497e-05 | 0.00011398 | 0.00012444 | 8.9514e-05 | 0.00012231 | 0.00012444 | 8.5497e-05 | 0.00011398 | 0.00012444 | 8.9514e-05 | 0.00012231
4 | 5 | 15 | 0.00012316 | 9.8578e-05 | 0.00011913 | 0.00012316 | 8.9692e-05 | 0.00011987 | 0.00012316 | 9.8578e-05 | 0.00011913 | 0.00012316 | 8.9692e-05 | 0.00011987
4 | 5 | 16 | 0.00012153 | 0.00013443 | 0.00014201 | 0.00012153 | 9.0365e-05 | 0.00011747 | 0.00012153 | 0.00013443 | 0.00014201 | 0.00012153 | 9.0365e-05 | 0.00011747
4 | 5 | 17 | 0.00011896 | 0.00016973 | 0.00016019 | 0.00011896 | 9.3168e-05 | 0.00011394 | 0.00011896 | 0.00016973 | 0.00016019 | 0.00011896 | 9.3168e-05 | 0.00011394
4 | 5 | 18 | 0.00011695 | 0.00021594 | 0.00018846 | 0.00011695 | 9.8584e-05 | 0.00011336 | 0.00011695 | 0.00021594 | 0.00018846 | 0.00011695 | 9.8584e-05 | 0.00011336
4 | 5 | 19 | 0.00012251 | 0.00024944 | 0.00020631 | 0.00012251 | 0.00010561 | 0.00011824 | 0.00012251 | 0.00024944 | 0.00020631 | 0.00012251 | 0.00010561 | 0.00011824
4 | 5 | 20 | 0.00012625 | 0.00025643 | 0.00020076 | 0.00012625 | 0.00010403 | 0.00011456 | 0.00012625 | 0.00025643 | 0.00020076 | 0.00012625 | 0.00010403 | 0.00011456
4 | 5 | 21 | 0.00012012 | 0.00024842 | 0.00018308 | 0.00012012 | 9.907e-05 | 0.0001073 | 0.00012012 | 0.00024842 | 0.00018308 | 0.00012012 | 9.907e-05 | 0.0001073
4 | 5 | 22 | 0.00011004 | 0.00023397 | 0.00016829 | 0.00011004 | 9.9362e-05 | 9.6539e-05 | 0.00011004 | 0.00023397 | 0.00016829 | 0.00011004 | 9.9362e-05 | 9.6539e-05
4 | 5 | 23 | 0.00010006 | 0.00021696 | 0.0001522 | 0.00010006 | 0.00010377 | 8.717e-05 | 0.00010006 | 0.00021696 | 0.0001522 | 0.00010006 | 0.00010377 | 8.717e-05
4 | 5 | 24 | 9.3581e-05 | 0.00018062 | 0.00012231 | 9.3581e-05 | 0.00010863 | 8.4097e-05 | 9.3581e-05 | 0.00018062 | 0.00012231 | 9.3581e-05 | 0.00010863 | 8.4097e-05
4 | 6 | 1 | 8.8683e-05 | 0.00013813 | 8.639e-05 | 8.8683e-05 | 0.00011893 | 8.1881e-05 | 8.8683e-05 | 0.00013813 | 8.639e-05 | 8.8683e-05 | 0.00011893 | 8.1881e-05
4 | 6 | 2 | 8.629e-05 | 0.00010242 | 6.4577e-05 | 8.629e-05 | 0.00012872 | 8.074e-05 | 8.629e-05 | 0.00010242 | 6.4577e-05 | 8.629e-05 | 0.00012872 | 8.074e-05
4 | 6 | 3 | 8.5383e-05 | 6.9826e-05 | 4.6103e-05 | 8.5383e-05 | 0.00013964 | 8.0612e-05 | 8.5383e-05 | 6.9826e-05 | 4.6103e-05 | 8.5383e-05 | 0.00013964 | 8.0612e-05
4 | 6 | 4 | 8.6444e-05 | 4.6474e-05 | 3.1569e-05 | 8.6444e-05 | 0.00015416 | 8.3933e-05 | 8.6444e-05 | 4.6474e-05 | 3.1569e-05 | 8.6444e-05 | 0.00015416 | 8.3933e-05
4 | 6 | 5 | 9.2128e-05 | 2.8617e-05 | 2.1418e-05 | 9.2128e-05 | 0.00016793 | 9.3488e-05 | 9.2128e-05 | 2.8617e-05 | 2.1418e-05 | 9.2128e-05 | 0.00016793 | 9.3488e-05
4 | 6 | 6 | 0.00010075 | 1.6942e-05 | 2.1685e-05 | 0.00010075 | 0.00017594 | 0.00010255 | 0.00010075 | 1.6942e-05 | 2.1685e-05 | 0.00010075 | 0.00017594 | 0.00010255
4 | 6 | 7 | 0.00010742 | 1.0091e-05 | 4.0975e-05 | 0.00010742 | 0.00017271 | 0.00011323 | 0.00010742 | 1.0091e-05 | 4.0975e-05 | 0.00010742 | 0.00017271 | 0.00011323
4 | 6 | 8 | 0.00011296 | 1.4915e-05 | 8.8106e-05 | 0.00011296 | 0.00016399 | 0.00011962 | 0.00011296 | 1.4915e-05 | 8.8106e-05 | 0.00011296 | 0.00016399 | 0.00011962
4 | 6 | 9 | 0.00011792 | 3.0871e-05 | 0.00014026 | 0.00011792 | 0.00014326 | 0.00012385 | 0.00011792 | 3.0871e-05 | 0.00014026 | 0.00011792 | 0.00014326 | 0.00012385
4 | 6 | 10 | 0.00012047 | 3.3977e-05 | 0.00013781 | 0.00012047 | 0.00012191 | 0.00012446 | 0.00012047 | 3.3977e-05 | 0.00013781 | 0.00012047 | 0.00012191 | 0.00012446
4 | 6 | 11 | 0.00012142 | 4.0073e-05 | 0.00011224 | 0.00012142 | 0.00010685 | 0.0001239 | 0.00012142 | 4.0073e-05 | 0.00011224 | 0.00012142 | 0.00010685 | 0.0001239
4 | 6 | 12 | 0.00012081 | 4.9721e-05 | 9.6792e-05 | 0.00012081 | 9.5834e-05 | 0.00012371 | 0.00012081 | 4.9721e-05 | 9.6792e-05 | 0.00012081 | 9.5834e-05 | 0.00012371
4 | 6 | 13 | 0.00012067 | 7.1706e-05 | 0.00010242 | 0.00012067 | 9.0941e-05 | 0.00012354 | 0.00012067 | 7.1706e-05 | 0.00010242 | 0.00012067 | 9.0941e-05 | 0.00012354
4 | 6 | 14 | 0.00012061 | 8.5497e-05 | 0.00011398 | 0.00012061 | 8.9514e-05 | 0.00012231 | 0.00012061 | 8.5497e-05 | 0.00011398 | 0.00012061 | 8.9514e-05 | 0.00012231
4 | 6 | 15 | 0.00011923 | 9.8578e-05 | 0.00011913 | 0.00011923 | 8.9692e-05 | 0.00011987 | 0.00011923 | 9.8578e-05 | 0.00011913 | 0.00011923 | 8.9692e-05 | 0.00011987
4 | 6 | 16 | 0.00011776 | 0.00013443 | 0.00014201 | 0.00011776 | 9.0365e-05 | 0.00011747 | 0.00011776 | 0.00013443 | 0.00014201 | 0.00011776 | 9.0365e-05 | 0.00011747
4 | 6 | 17 | 0.00011608 | 0.00016973 | 0.00016019 | 0.00011608 | 9.3168e-05 | 0.00011394 | 0.00011608 | 0.00016973 | 0.00016019 | 0.00011608 | 9.3168e-05 | 0.00011394
4 | 6 | 18 | 0.00011467 | 0.00021594 | 0.00018846 | 0.00011467 | 9.8584e-05 | 0.00011336 | 0.00011467 | 0.00021594 | 0.00018846 | 0.00011467 | 9.8584e-05 | 0.00011336
4 | 6 | 19 | 0.00012043 | 0.00024944 | 0.00020631 | 0.00012043 | 0.00010561 | 0.00011824 | 0.00012043 | 0.00024944 | 0.00020631 | 0.00012043 | 0.00010561 | 0.00011824
4 | 6 | 20 | 0.00012226 | 0.00025643 | 0.00020076 | 0.00012226 | 0.00010403 | 0.00011456 | 0.00012226 | 0.00025643 | 0.00020076 | 0.00012226 | 0.00010403 | 0.00011456
4 | 6 | 21 | 0.00011717 | 0.00024842 | 0.00018308 | 0.00011717 | 9.907e-05 | 0.0001073 | 0.00011717 | 0.00024842 | 0.00018308 | 0.00011717 | 9.907e-05 | 0.0001073
4 | 6 | 22 | 0.0001105 | 0.00023397 | 0.00016829 | 0.0001105 | 9.9362e-05 | 9.6539e-05 | 0.0001105 | 0.00023397 | 0.00016829 | 0.0001105 | 9.9362e-05 | 9.6539e-05
4 | 6 | 23 | 0.00010051 | 0.00021696 | 0.0001522 | 0.00010051 | 0.00010377 | 8.717e-05 | 0.00010051 | 0.00021696 | 0.0001522 | 0.00010051 | 0.00010377 | 8.717e-05
4 | 6 | 24 | 9.2632e-05 | 0.00018062 | 0.00012231 | 9.2632e-05 | 0.00010863 | 8.4097e-05 | 9.2632e-05 | 0.00018062 | 0.00012231 | 9.2632e-05 | 0.00010863 | 8.4097e-05
4 | 7 | 1 | 8.8687e-05 | 0.00013813 | 8.639e-05 | 8.8687e-05 | 0.00011893 | 8.1881e-05 | 8.8687e-05 | 0.00013813 | 8.639e-05 | 8.8687e-05 | 0.00011893 | 8.1881e-05
4 | 7 | 2 | 8.5695e-05 | 0.00010242 | 6.4577e-05 | 8.5695e-05 | 0.00012872 | 8.074e-05 | 8.5695e-05 | 0.00010242 | 6.4577e-05 | 8.5695e-05 | 0.00012872 | 8.074e-05
4 | 7 | 3 | 8.386e-05 | 6.9826e-05 | 4.6103e-05 | 8.386e-05 | 0.00013964 | 8.0612e-05 | 8.386e-05 | 6.9826e-05 | 4.6103e-05 | 8.386e-05 | 0.00013964 | 8.0612e-05
4 | 7 | 4 | 8.4022e-05 | 4.6474e-05 | 3.1569e-05 | 8.4022e-05 | 0.00015416 | 8.3933e-05 | 8.4022e-05 | 4.6474e-05 | 3.1569e-05 | 8.4022e-05 | 0.00015416 | 8.3933e-05
4 | 7 | 5 | 8.5924e-05 | 2.8617e-05 | 2.1418e-05 | 8.5924e-05 | 0.00016793 | 9.3488e-05 | 8.5924e-05 | 2.8617e-05 | 2.1418e-05 | 8.5924e-05 | 0.00016793 | 9.3488e-05
4 | 7 | 6 | 8.7892e-05 | 1.6942e-05 | 2.1685e-05 | 8.7892e-05 | 0.00017594 | 0.00010255 | 8.7892e-05 | 1.6942e-05 | 2.1685e-05 | 8.7892e-05 | 0.00017594 | 0.00010255
4 | 7 | 7 | 9.1758e-05 | 1.0091e-05 | 4.0975e-05 | 9.1758e-05 | 0.00017271 | 0.00011323 | 9.1758e-05 | 1.0091e-05 | 4.0975e-05 | 9.1758e-05 | 0.00017271 | 0.00011323
4 | 7 | 8 | 9.862e-05 | 1.4915e-05 | 8.8106e-05 | 9.862e-05 | 0.00016399 | 0.00011962 | 9.862e-05 | 1.4915e-05 | 8.8106e-05 | 9.862e-05 | 0.00016399 | 0.00011962
4 | 7 | 9 | 0.0001048 | 3.0871e-05 | 0.00014026 | 0.0001048 | 0.00014326 | 0.00012385 | 0.0001048 | 3.0871e-05 | 0.00014026 | 0.0001048 | 0.00014326 | 0.00012385
4 | 7 | 10 | 0.00010819 | 3.3977e-05 | 0.00013781 | 0.00010819 | 0.00012191 | 0.00012446 | 0.00010819 | 3.3977e-05 | 0.00013781 | 0.00010819 | 0.00012191 | 0.00012446
4 | 7 | 11 | 0.00010886 | 4.0073e-05 | 0.00011224 | 0.00010886 | 0.00010685 | 0.0001239 | 0.00010886 | 4.0073e-05 | 0.00011224 | 0.00010886 | 0.00010685 | 0.0001239
4 | 7 | 12 | 0.00010861 | 4.9721e-05 | 9.6792e-05 | 0.00010861 | 9.5834e-05 | 0.00012371 | 0.00010861 | 4.9721e-05 | 9.6792e-05 | 0.00010861 | 9.5834e-05 | 0.00012371
4 | 7 | 13 | 0.00010754 | 7.1706e-05 | 0.00010242 | 0.00010754 | 9.0941e-05 | 0.00012354 | 0.00010754 | 7.1706e-05 | 0.00010242 | 0.00010754 | 9.0941e-05 | 0.00012354
4 | 7 | 14 | 0.0001061 | 8.5497e-05 | 0.00011398 | 0.0001061 | 8.9514e-05 | 0.00012231 | 0.0001061 | 8.5497e-05 | 0.00011398 | 0.0001061 | 8.9514e-05 | 0.00012231
4 | 7 | 15 | 0.00010554 | 9.8578e-05 | 0.00011913 | 0.00010554 | 8.9692e-05 | 0.00011987 | 0.00010554 | 9.8578e-05 | 0.00011913 | 0.00010554 | 8.9692e-05 | 0.00011987
4 | 7 | 16 | 0.00010497 | 0.00013443 | 0.00014201 | 0.00010497 | 9.0365e-05 | 0.00011747 | 0.00010497 | 0.00013443 | 0.00014201 | 0.00010497 | 9.0365e-05 | 0.00011747
4 | 7 | 17 | 0.00010406 | 0.00016973 | 0.00016019 | 0.00010406 | 9.3168e-05 | 0.00011394 | 0.00010406 | 0.00016973 | 0.00016019 | 0.00010406 | 9.3168e-05 | 0.00011394
4 | 7 | 18 | 0.00010632 | 0.00021594 | 0.00018846 | 0.00010632 | 9.8584e-05 | 0.00011336 | 0.00010632 | 0.00021594 | 0.00018846 | 0.00010632 | 9.8584e-05 | 0.00011336
4 | 7 | 19 | 0.00011241 | 0.00024944 | 0.00020631 | 0.00011241 | 0.00010561 | 0.00011824 | 0.00011241 | 0.00024944 | 0.00020631 | 0.00011241 | 0.00010561 | 0.00011824
4 | 7 | 20 | 0.00011542 | 0.00025643 | 0.00020076 | 0.00011542 | 0.00010403 | 0.00011456 | 0.00011542 | 0.00025643 | 0.00020076 | 0.00011542 | 0.00010403 | 0.00011456
4 | 7 | 21 | 0.00011189 | 0.00024842 | 0.00018308 | 0.00011189 | 9.907e-05 | 0.0001073 | 0.00011189 | 0.00024842 | 0.00018308 | 0.00011189 | 9.907e-05 | 0.0001073
4 | 7 | 22 | 0.00010499 | 0.00023397 | 0.00016829 | 0.00010499 | 9.9362e-05 | 9.6539e-05 | 0.00010499 | 0.00023397 | 0.00016829 | 0.00010499 | 9.9362e-05 | 9.6539e-05
4 | 7 | 23 | 9.6402e-05 | 0.00021696 | 0.0001522 | 9.6402e-05 | 0.00010377 | 8.717e-05 | 9.6402e-05 | 0.00021696 | 0.0001522 | 9.6402e-05 | 0.00010377 | 8.717e-05
4 | 7 | 24 | 9.0597e-05 | 0.00018062 | 0.00012231 | 9.0597e-05 | 0.00010863 | 8.4097e-05 | 9.0597e-05 | 0.00018062 | 0.00012231 | 9.0597e-05 | 0.00010863 | 8.4097e-05
4 | 8 | 1 | 8.5812e-05 | 0.00013813 | 8.639e-05 | 8.5812e-05 | 0.00011893 | 8.1881e-05 | 8.5812e-05 | 0.00013813 | 8.639e-05 | 8.5812e-05 | 0.00011893 | 8.1881e-05
4 | 8 | 2 | 8.1971e-05 | 0.00010242 | 6.4577e-05 | 8.1971e-05 | 0.00012872 | 8.074e-05 | 8.1971e-05 | 0.00010242 | 6.4577e-05 | 8.1971e-05 | 0.00012872 | 8.074e-05
4 | 8 | 3 | 8.0277e-05 | 6.9826e-05 | 4.6103e-05 | 8.0277e-05 | 0.00013964 | 8.0612e-05 | 8.0277e-05 | 6.9826e-05 | 4.6103e-05 | 8.0277e-05 | 0.00013964 | 8.0612e-05
4 | 8 | 4 | 8.0793e-05 | 4.6474e-05 | 3.1569e-05 | 8.0793e-05 | 0.00015416 | 8.3933e-05 | 8.0793e-05 | 4.6474e-05 | 3.1569e-05 | 8.0793e-05 | 0.00015416 | 8.3933e-05
4 | 8 | 5 | 8.2008e-05 | 2.8617e-05 | 2.1418e-05 | 8.2008e-05 | 0.00016793 | 9.3488e-05 | 8.2008e-05 | 2.8617e-05 | 2.1418e-05 | 8.2008e-05 | 0.00016793 | 9.3488e-05
4 | 8 | 6 | 8.5874e-05 | 1.6942e-05 | 2.1685e-05 | 8.5874e-05 | 0.00017594 | 0.00010255 | 8.5874e-05 | 1.6942e-05 | 2.1685e-05 | 8.5874e-05 | 0.00017594 | 0.00010255
4 | 8 | 7 | 8.8075e-05 | 1.0091e-05 | 4.0975e-05 | 8.8075e-05 | 0.00017271 | 0.00011323 | 8.8075e-05 | 1.0091e-05 | 4.0975e-05 | 8.8075e-05 | 0.00017271 | 0.00011323
4 | 8 | 8 | 9.3751e-05 | 1.4915e-05 | 8.8106e-05 | 9.3751e-05 | 0.00016399 | 0.00011962 | 9.3751e-05 | 1.4915e-05 | 8.8106e-05 | 9.3751e-05 | 0.00016399 | 0.00011962
4 | 8 | 9 | 9.6131e-05 | 3.0871e-05 | 0.00014026 | 9.6131e-05 | 0.00014326 | 0.00012385 | 9.6131e-05 | 3.0871e-05 | 0.00014026 | 9.6131e-05 | 0.00014326 | 0.00012385
4 | 8 | 10 | 9.8021e-05 | 3.3977e-05 | 0.00013781 | 9.8021e-05 | 0.00012191 | 0.00012446 | 9.8021e-05 | 3.3977e-05 | 0.00013781 | 9.8021e-05 | 0.00012191 | 0.00012446
4 | 8 | 11 | 9.884e-05 | 4.0073e-05 | 0.00011224 | 9.884e-05 | 0.00010685 | 0.0001239 | 9.884e-05 | 4.0073e-05 | 0.00011224 | 9.884e-05 | 0.00010685 | 0.0001239
4 | 8 | 12 | 9.7883e-05 | 4.9721e-05 | 9.6792e-05 | 9.7883e-05 | 9.5834e-05 | 0.00012371 | 9.7883e-05 | 4.9721e-05 | 9.6792e-05 | 9.7883e-05 | 9.5834e-05 | 0.00012371
4 | 8 | 13 | 9.7721e-05 | 7.1706e-05 | 0.00010242 | 9.7721e-05 | 9.0941e-05 | 0.00012354 | 9.7721e-05 | 7.1706e-05 | 0.00010242 | 9.7721e-05 | 9.0941e-05 | 0.00012354
4 | 8 | 14 | 9.6672e-05 | 8.5497e-05 | 0.00011398 | 9.6672e-05 | 8.9514e-05 | 0.00012231 | 9.6672e-05 | 8.5497e-05 | 0.00011398 | 9.6672e-05 | 8.9514e-05 | 0.00012231
4 | 8 | 15 | 9.5786e-05 | 9.8578e-05 | 0.00011913 | 9.5786e-05 | 8.9692e-05 | 0.00011987 | 9.5786e-05 | 9.8578e-05 | 0.00011913 | 9.5786e-05 | 8.9692e-05 | 0.00011987
4 | 8 | 16 | 9.5445e-05 | 0.00013443 | 0.00014201 | 9.5445e-05 | 9.0365e-05 | 0.00011747 | 9.5445e-05 | 0.00013443 | 0.00014201 | 9.5445e-05 | 9.0365e-05 | 0.00011747
4 | 8 | 17 | 9.584e-05 | 0.00016973 | 0.00016019 | 9.584e-05 | 9.3168e-05 | 0.00011394 | 9.584e-05 | 0.00016973 | 0.00016019 | 9.584e-05 | 9.3168e-05 | 0.00011394
4 | 8 | 18 | 9.7018e-05 | 0.00021594 | 0.00018846 | 9.7018e-05 | 9.8584e-05 | 0.00011336 | 9.7018e-05 | 0.00021594 | 0.00018846 | 9.7018e-05 | 9.8584e-05 | 0.00011336
4 | 8 | 19 | 0.00010492 | 0.00024944 | 0.00020631 | 0.00010492 | 0.00010561 | 0.00011824 | 0.00010492 | 0.00024944 | 0.00020631 | 0.00010492 | 0.00010561 | 0.00011824
4 | 8 | 20 | 0.00011086 | 0.00025643 | 0.00020076 | 0.00011086 | 0.00010403 | 0.00011456 | 0.00011086 | 0.00025643 | 0.00020076 | 0.00011086 | 0.00010403 | 0.00011456
4 | 8 | 21 | 0.00010709 | 0.00024842 | 0.00018308 | 0.00010709 | 9.907e-05 | 0.0001073 | 0.00010709 | 0.00024842 | 0.00018308 | 0.00010709 | 9.907e-05 | 0.0001073
4 | 8 | 22 | 9.9922e-05 | 0.00023397 | 0.00016829 | 9.9922e-05 | 9.9362e-05 | 9.6539e-05 | 9.9922e-05 | 0.00023397 | 0.00016829 | 9.9922e-05 | 9.9362e-05 | 9.6539e-05
4 | 8 | 23 | 9.2416e-05 | 0.00021696 | 0.0001522 | 9.2416e-05 | 0.00010377 | 8.717e-05 | 9.2416e-05 | 0.00021696 | 0.0001522 | 9.2416e-05 | 0.00010377 | 8.717e-05
4 | 8 | 24 | 8.6111e-05 | 0.00018062 | 0.00012231 | 8.6111e-05 | 0.00010863 | 8.4097e-05 | 8.6111e-05 | 0.00018062 | 0.00012231 | 8.6111e-05 | 0.00010863 | 8.4097e-05
4 | 9 | 1 | 8.2346e-05 | 0.00013813 | 8.639e-05 | 8.2346e-05 | 0.00011893 | 8.1881e-05 | 8.2346e-05 | 0.00013813 | 8.639e-05 | 8.2346e-05 | 0.00011893 | 8.1881e-05
4 | 9 | 2 | 8.1376e-05 | 0.00010242 | 6.4577e-05 | 8.1376e-05 | 0.00012872 | 8.074e-05 | 8.1376e-05 | 0.00010242 | 6.4577e-05 | 8.1376e-05 | 0.00012872 | 8.074e-05
4 | 9 | 3 | 8.0515e-05 | 6.9826e-05 | 4.6103e-05 | 8.0515e-05 | 0.00013964 | 8.0612e-05 | 8.0515e-05 | 6.9826e-05 | 4.6103e-05 | 8.0515e-05 | 0.00013964 | 8.0612e-05
4 | 9 | 4 | 8.3415e-05 | 4.6474e-05 | 3.1569e-05 | 8.3415e-05 | 0.00015416 | 8.3933e-05 | 8.3415e-05 | 4.6474e-05 | 3.1569e-05 | 8.3415e-05 | 0.00015416 | 8.3933e-05
4 | 9 | 5 | 9.0726e-05 | 2.8617e-05 | 2.1418e-05 | 9.0726e-05 | 0.00016793 | 9.3488e-05 | 9.0726e-05 | 2.8617e-05 | 2.1418e-05 | 9.0726e-05 | 0.00016793 | 9.3488e-05
4 | 9 | 6 | 9.8799e-05 | 1.6942e-05 | 2.1685e-05 | 9.8799e-05 | 0.00017594 | 0.00010255 | 9.8799e-05 | 1.6942e-05 | 2.1685e-05 | 9.8799e-05 | 0.00017594 | 0.00010255
4 | 9 | 7 | 0.00010762 | 1.0091e-05 | 4.0975e-05 | 0.00010762 | 0.00017271 | 0.00011323 | 0.00010762 | 1.0091e-05 | 4.0975e-05 | 0.00010762 | 0.00017271 | 0.00011323
4 | 9 | 8 | 0.00011511 | 1.4915e-05 | 8.8106e-05 | 0.00011511 | 0.00016399 | 0.00011962 | 0.00011511 | 1.4915e-05 | 8.8106e-05 | 0.00011511 | 0.00016399 | 0.00011962
4 | 9 | 9 | 0.00011887 | 3.0871e-05 | 0.00014026 | 0.00011887 | 0.00014326 | 0.00012385 | 0.00011887 | 3.0871e-05 | 0.00014026 | 0.00011887 | 0.00014326 | 0.00012385
4 | 9 | 10 | 0.00012189 | 3.3977e-05 | 0.00013781 | 0.00012189 | 0.00012191 | 0.00012446 | 0.00012189 | 3.3977e-05 | 0.00013781 | 0.00012189 | 0.00012191 | 0.00012446
4 | 9 | 11 | 0.0001233 | 4.0073e-05 | 0.00011224 | 0.0001233 | 0.00010685 | 0.0001239 | 0.0001233 | 4.0073e-05 | 0.00011224 | 0.0001233 | 0.00010685 | 0.0001239
4 | 9 | 12 | 0.0001238 | 4.9721e-05 | 9.6792e-05 | 0.0001238 | 9.5834e-05 | 0.00012371 | 0.0001238 | 4.9721e-05 | 9.6792e-05 | 0.0001238 | 9.5834e-05 | 0.00012371
4 | 9 | 13 | 0.00012495 | 7.1706e-05 | 0.00010242 | 0.00012495 | 9.0941e-05 | 0.00012354 | 0.00012495 | 7.1706e-05 | 0.00010242 | 0.00012495 | 9.0941e-05 | 0.00012354
4 | 9 | 14 | 0.00012368 | 8.5497e-05 | 0.00011398 | 0.00012368 | 8.9514e-05 | 0.00012231 | 0.00012368 | 8.5497e-05 | 0.00011398 | 0.00012368 | 8.9514e-05 | 0.00012231
4 | 9 | 15 | 0.0001219 | 9.8578e-05 | 0.00011913 | 0.0001219 | 8.9692e-05 | 0.00011987 | 0.0001219 | 9.8578e-05 | 0.00011913 | 0.0001219 | 8.9692e-05 | 0.00011987
4 | 9 | 16 | 0.00012007 | 0.00013443 | 0.00014201 | 0.00012007 | 9.0365e-05 | 0.00011747 | 0.00012007 | 0.00013443 | 0.00014201 | 0.00012007 | 9.0365e-05 | 0.00011747
4 | 9 | 17 | 0.00011856 | 0.00016973 | 0.00016019 | 0.00011856 | 9.3168e-05 | 0.00011394 | 0.00011856 | 0.00016973 | 0.00016019 | 0.00011856 | 9.3168e-05 | 0.00011394
4 | 9 | 18 | 0.00011737 | 0.00021594 | 0.00018846 | 0.00011737 | 9.8584e-05 | 0.00011336 | 0.00011737 | 0.00021594 | 0.00018846 | 0.00011737 | 9.8584e-05 | 0.00011336
4 | 9 | 19 | 0.00012305 | 0.00024944 | 0.00020631 | 0.00012305 | 0.00010561 | 0.00011824 | 0.00012305 | 0.00024944 | 0.00020631 | 0.00012305 | 0.00010561 | 0.00011824
4 | 9 | 20 | 0.00012661 | 0.00025643 | 0.00020076 | 0.00012661 | 0.00010403 | 0.00011456 | 0.00012661 | 0.00025643 | 0.00020076 | 0.00012661 | 0.00010403 | 0.00011456
4 | 9 | 21 | 0.00012044 | 0.00024842 | 0.00018308 | 0.00012044 | 9.907e-05 | 0.0001073 | 0.00012044 | 0.00024842 | 0.00018308 | 0.00012044 | 9.907e-05 | 0.0001073
4 | 9 | 22 | 0.00010999 | 0.00023397 | 0.00016829 | 0.00010999 | 9.9362e-05 | 9.6539e-05 | 0.00010999 | 0.00023397 | 0.00016829 | 0.00010999 | 9.9362e-05 | 9.6539e-05
4 | 9 | 23 | 9.9893e-05 | 0.00021696 | 0.0001522 | 9.9893e-05 | 0.00010377 | 8.717e-05 | 9.9893e-05 | 0.00021696 | 0.0001522 | 9.9893e-05 | 0.00010377 | 8.717e-05
4 | 9 | 24 | 9.3518e-05 | 0.00018062 | 0.00012231 | 9.3518e-05 | 0.00010863 | 8.4097e-05 | 9.3518e-05 | 0.00018062 | 0.00012231 | 9.3518e-05 | 0.00010863 | 8.4097e-05
4 | 10 | 1 | 8.954e-05 | 0.00013813 | 8.639e-05 | 8.954e-05 | 0.00011893 | 8.1881e-05 | 8.954e-05 | 0.00013813 | 8.639e-05 | 8.954e-05 | 0.00011893 | 8.1881e-05
4 | 10 | 2 | 8.7168e-05 | 0.00010242 | 6.4577e-05 | 8.7168e-05 | 0.00012872 | 8.074e-05 | 8.7168e-05 | 0.00010242 | 6.4577e-05 | 8.7168e-05 | 0.00012872 | 8.074e-05
4 | 10 | 3 | 8.681e-05 | 6.9826e-05 | 4.6103e-05 | 8.681e-05 | 0.00013964 | 8.0612e-05 | 8.681e-05 | 6.9826e-05 | 4.6103e-05 | 8.681e-05 | 0.00013964 | 8.0612e-05
4 | 10 | 4 | 8.8192e-05 | 4.6474e-05 | 3.1569e-05 | 8.8192e-05 | 0.00015416 | 8.3933e-05 | 8.8192e-05 | 4.6474e-05 | 3.1569e-05 | 8.8192e-05 | 0.00015416 | 8.3933e-05
4 | 10 | 5 | 9.4313e-05 | 2.8617e-05 | 2.1418e-05 | 9.4313e-05 | 0.00016793 | 9.3488e-05 | 9.4313e-05 | 2.8617e-05 | 2.1418e-05 | 9.4313e-05 | 0.00016793 | 9.3488e-05
4 | 10 | 6 | 0.00010357 | 1.6942e-05 | 2.1685e-05 | 0.00010357 | 0.00017594 | 0.00010255 | 0.00010357 | 1.6942e-05 | 2.1685e-05 | 0.00010357 | 0.00017594 | 0.00010255
4 | 10 | 7 | 0.00010969 | 1.0091e-05 | 4.0975e-05 | 0.00010969 | 0.00017271 | 0.00011323 | 0.00010969 | 1.0091e-05 | 4.0975e-05 | 0.00010969 | 0.00017271 | 0.00011323
4 | 10 | 8 | 0.00011509 | 1.4915e-05 | 8.8106e-05 | 0.00011509 | 0.00016399 | 0.00011962 | 0.00011509 | 1.4915e-05 | 8.8106e-05 | 0.00011509 | 0.00016399 | 0.00011962
4 | 10 | 9 | 0.00011878 | 3.0871e-05 | 0.00014026 | 0.00011878 | 0.00014326 | 0.00012385 | 0.00011878 | 3.0871e-05 | 0.00014026 | 0.00011878 | 0.00014326 | 0.00012385
4 | 10 | 10 | 0.00012177 | 3.3977e-05 | 0.00013781 | 0.00012177 | 0.00012191 | 0.00012446 | 0.00012177 | 3.3977e-05 | 0.00013781 | 0.00012177 | 0.00012191 | 0.00012446
4 | 10 | 11 | 0.00012345 | 4.0073e-05 | 0.00011224 | 0.00012345 | 0.00010685 | 0.0001239 | 0.00012345 | 4.0073e-05 | 0.00011224 | 0.00012345 | 0.00010685 | 0.0001239
4 | 10 | 12 | 0.00012487 | 4.9721e-05 | 9.6792e-05 | 0.00012487 | 9.5834e-05 | 0.00012371 | 0.00012487 | 4.9721e-05 | 9.6792e-05 | 0.00012487 | 9.5834e-05 | 0.00012371
4 | 10 | 13 | 0.00012581 | 7.1706e-05 | 0.00010242 | 0.00012581 | 9.0941e-05 | 0.00012354 | 0.00012581 | 7.1706e-05 | 0.00010242 | 0.00012581 | 9.0941e-05 | 0.00012354
4 | 10 | 14 | 0.00012564 | 8.5497e-05 | 0.00011398 | 0.00012564 | 8.9514e-05 | 0.00012231 | 0.00012564 | 8.5497e-05 | 0.00011398 | 0.00012564 | 8.9514e-05 | 0.00012231
4 | 10 | 15 | 0.00012352 | 9.8578e-05 | 0.00011913 | 0.00012352 | 8.9692e-05 | 0.00011987 | 0.00012352 | 9.8578e-05 | 0.00011913 | 0.00012352 | 8.9692e-05 | 0.00011987
4 | 10 | 16 | 0.00012183 | 0.00013443 | 0.00014201 | 0.00012183 | 9.0365e-05 | 0.00011747 | 0.00012183 | 0.00013443 | 0.00014201 | 0.00012183 | 9.0365e-05 | 0.00011747
4 | 10 | 17 | 0.0001197 | 0.00016973 | 0.00016019 | 0.0001197 | 9.3168e-05 | 0.00011394 | 0.0001197 | 0.00016973 | 0.00016019 | 0.0001197 | 9.3168e-05 | 0.00011394
4 | 10 | 18 | 0.00011831 | 0.00021594 | 0.00018846 | 0.00011831 | 9.8584e-05 | 0.00011336 | 0.00011831 | 0.00021594 | 0.00018846 | 0.00011831 | 9.8584e-05 | 0.00011336
4 | 10 | 19 | 0.00012285 | 0.00024944 | 0.00020631 | 0.00012285 | 0.00010561 | 0.00011824 | 0.00012285 | 0.00024944 | 0.00020631 | 0.00012285 | 0.00010561 | 0.00011824
4 | 10 | 20 | 0.00012464 | 0.00025643 | 0.00020076 | 0.00012464 | 0.00010403 | 0.00011456 | 0.00012464 | 0.00025643 | 0.00020076 | 0.00012464 | 0.00010403 | 0.00011456
4 | 10 | 21 | 0.00011844 | 0.00024842 | 0.00018308 | 0.00011844 | 9.907e-05 | 0.0001073 | 0.00011844 | 0.00024842 | 0.00018308 | 0.00011844 | 9.907e-05 | 0.0001073
4 | 10 | 22 | 0.00010906 | 0.00023397 | 0.00016829 | 0.00010906 | 9.9362e-05 | 9.6539e-05 | 0.00010906 | 0.00023397 | 0.00016829 | 0.00010906 | 9.9362e-05 | 9.6539e-05
4 | 10 | 23 | 9.9748e-05 | 0.00021696 | 0.0001522 | 9.9748e-05 | 0.00010377 | 8.717e-05 | 9.9748e-05 | 0.00021696 | 0.0001522 | 9.9748e-05 | 0.00010377 | 8.717e-05
4 | 10 | 24 | 9.1633e-05 | 0.00018062 | 0.00012231 | 9.1633e-05 | 0.00010863 | 8.4097e-05 | 9.1633e-05 | 0.00018062 | 0.00012231 | 9.1633e-05 | 0.00010863 | 8.4097e-05
4 | 11 | 1 | 8.8313e-05 | 0.00013813 | 8.639e-05 | 8.8313e-05 | 0.00011893 | 8.1881e-05 | 8.8313e-05 | 0.00013813 | 8.639e-05 | 8.8313e-05 | 0.00011893 | 8.1881e-05
4 | 11 | 2 | 8.6536e-05 | 0.00010242 | 6.4577e-05 | 8.6536e-05 | 0.00012872 | 8.074e-05 | 8.6536e-05 | 0.00010242 | 6.4577e-05 | 8.6536e-05 | 0.00012872 | 8.074e-05
4 | 11 | 3 | 8.6773e-05 | 6.9826e-05 | 4.6103e-05 | 8.6773e-05 | 0.00013964 | 8.0612e-05 | 8.6773e-05 | 6.9826e-05 | 4.6103e-05 | 8.6773e-05 | 0.00013964 | 8.0612e-05
4 | 11 | 4 | 8.8687e-05 | 4.6474e-05 | 3.1569e-05 | 8.8687e-05 | 0.00015416 | 8.3933e-05 | 8.8687e-05 | 4.6474e-05 | 3.1569e-05 | 8.8687e-05 | 0.00015416 | 8.3933e-05
4 | 11 | 5 | 9.388e-05 | 2.8617e-05 | 2.1418e-05 | 9.388e-05 | 0.00016793 | 9.3488e-05 | 9.388e-05 | 2.8617e-05 | 2.1418e-05 | 9.388e-05 | 0.00016793 | 9.3488e-05
4 | 11 | 6 | 0.00010326 | 1.6942e-05 | 2.1685e-05 | 0.00010326 | 0.00017594 | 0.00010255 | 0.00010326 | 1.6942e-05 | 2.1685e-05 | 0.00010326 | 0.00017594 | 0.00010255
4 | 11 | 7 | 0.00011131 | 1.0091e-05 | 4.0975e-05 | 0.00011131 | 0.00017271 | 0.00011323 | 0.00011131 | 1.0091e-05 | 4.0975e-05 | 0.00011131 | 0.00017271 | 0.00011323
4 | 11 | 8 | 0.00011704 | 1.4915e-05 | 8.8106e-05 | 0.00011704 | 0.00016399 | 0.00011962 | 0.00011704 | 1.4915e-05 | 8.8106e-05 | 0.00011704 | 0.00016399 | 0.00011962
4 | 11 | 9 | 0.00012118 | 3.0871e-05 | 0.00014026 | 0.00012118 | 0.00014326 | 0.00012385 | 0.00012118 | 3.0871e-05 | 0.00014026 | 0.00012118 | 0.00014326 | 0.00012385
4 | 11 | 10 | 0.00012502 | 3.3977e-05 | 0.00013781 | 0.00012502 | 0.00012191 | 0.00012446 | 0.00012502 | 3.3977e-05 | 0.00013781 | 0.00012502 | 0.00012191 | 0.00012446
4 | 11 | 11 | 0.00012576 | 4.0073e-05 | 0.00011224 | 0.00012576 | 0.00010685 | 0.0001239 | 0.00012576 | 4.0073e-05 | 0.00011224 | 0.00012576 | 0.00010685 | 0.0001239
4 | 11 | 12 | 0.00012549 | 4.9721e-05 | 9.6792e-05 | 0.00012549 | 9.5834e-05 | 0.00012371 | 0.00012549 | 4.9721e-05 | 9.6792e-05 | 0.00012549 | 9.5834e-05 | 0.00012371
4 | 11 | 13 | 0.00012578 | 7.1706e-05 | 0.00010242 | 0.00012578 | 9.0941e-05 | 0.00012354 | 0.00012578 | 7.1706e-05 | 0.00010242 | 0.00012578 | 9.0941e-05 | 0.00012354
4 | 11 | 14 | 0.00012504 | 8.5497e-05 | 0.00011398 | 0.00012504 | 8.9514e-05 | 0.00012231 | 0.00012504 | 8.5497e-05 | 0.00011398 | 0.00012504 | 8.9514e-05 | 0.00012231
4 | 11 | 15 | 0.00012298 | 9.8578e-05 | 0.00011913 | 0.00012298 | 8.9692e-05 | 0.00011987 | 0.00012298 | 9.8578e-05 | 0.00011913 | 0.00012298 | 8.9692e-05 | 0.00011987
4 | 11 | 16 | 0.0001207 | 0.00013443 | 0.00014201 | 0.0001207 | 9.0365e-05 | 0.00011747 | 0.0001207 | 0.00013443 | 0.00014201 | 0.0001207 | 9.0365e-05 | 0.00011747
4 | 11 | 17 | 0.00011848 | 0.00016973 | 0.00016019 | 0.00011848 | 9.3168e-05 | 0.00011394 | 0.00011848 | 0.00016973 | 0.00016019 | 0.00011848 | 9.3168e-05 | 0.00011394
4 | 11 | 18 | 0.00011788 | 0.00021594 | 0.00018846 | 0.00011788 | 9.8584e-05 | 0.00011336 | 0.00011788 | 0.00021594 | 0.00018846 | 0.00011788 | 9.8584e-05 | 0.00011336
4 | 11 | 19 | 0.00012323 | 0.00024944 | 0.00020631 | 0.00012323 | 0.00010561 | 0.00011824 | 0.00012323 | 0.00024944 | 0.00020631 | 0.00012323 | 0.00010561 | 0.00011824
4 | 11 | 20 | 0.00012722 | 0.00025643 | 0.00020076 | 0.00012722 | 0.00010403 | 0.00011456 | 0.00012722 | 0.00025643 | 0.00020076 | 0.00012722 | 0.00010403 | 0.00011456
4 | 11 | 21 | 0.0001213 | 0.00024842 | 0.00018308 | 0.0001213 | 9.907e-05 | 0.0001073 | 0.0001213 | 0.00024842 | 0.00018308 | 0.0001213 | 9.907e-05 | 0.0001073
4 | 11 | 22 | 0.00011123 | 0.00023397 | 0.00016829 | 0.00011123 | 9.9362e-05 | 9.6539e-05 | 0.00011123 | 0.00023397 | 0.00016829 | 0.00011123 | 9.9362e-05 | 9.6539e-05
4 | 11 | 23 | 0.00010139 | 0.00021696 | 0.0001522 | 0.00010139 | 0.00010377 | 8.717e-05 | 0.00010139 | 0.00021696 | 0.0001522 | 0.00010139 | 0.00010377 | 8.717e-05
4 | 11 | 24 | 9.4688e-05 | 0.00018062 | 0.00012231 | 9.4688e-05 | 0.00010863 | 8.4097e-05 | 9.4688e-05 | 0.00018062 | 0.00012231 | 9.4688e-05 | 0.00010863 | 8.4097e-05
4 | 12 | 1 | 8.9444e-05 | 0.00013813 | 8.639e-05 | 8.9444e-05 | 0.00011893 | 8.1881e-05 | 8.9444e-05 | 0.00013813 | 8.639e-05 | 8.9444e-05 | 0.00011893 | 8.1881e-05
4 | 12 | 2 | 8.805e-05 | 0.00010242 | 6.4577e-05 | 8.805e-05 | 0.00012872 | 8.074e-05 | 8.805e-05 | 0.00010242 | 6.4577e-05 | 8.805e-05 | 0.00012872 | 8.074e-05
4 | 12 | 3 | 8.7551e-05 | 6.9826e-05 | 4.6103e-05 | 8.7551e-05 | 0.00013964 | 8.0612e-05 | 8.7551e-05 | 6.9826e-05 | 4.6103e-05 | 8.7551e-05 | 0.00013964 | 8.0612e-05
4 | 12 | 4 | 8.892e-05 | 4.6474e-05 | 3.1569e-05 | 8.892e-05 | 0.00015416 | 8.3933e-05 | 8.892e-05 | 4.6474e-05 | 3.1569e-05 | 8.892e-05 | 0.00015416 | 8.3933e-05
4 | 12 | 5 | 9.5861e-05 | 2.8617e-05 | 2.1418e-05 | 9.5861e-05 | 0.00016793 | 9.3488e-05 | 9.5861e-05 | 2.8617e-05 | 2.1418e-05 | 9.5861e-05 | 0.00016793 | 9.3488e-05
4 | 12 | 6 | 0.00010549 | 1.6942e-05 | 2.1685e-05 | 0.00010549 | 0.00017594 | 0.00010255 | 0.00010549 | 1.6942e-05 | 2.1685e-05 | 0.00010549 | 0.00017594 | 0.00010255
4 | 12 | 7 | 0.00011173 | 1.0091e-05 | 4.0975e-05 | 0.00011173 | 0.00017271 | 0.00011323 | 0.00011173 | 1.0091e-05 | 4.0975e-05 | 0.00011173 | 0.00017271 | 0.00011323
4 | 12 | 8 | 0.00011707 | 1.4915e-05 | 8.8106e-05 | 0.00011707 | 0.00016399 | 0.00011962 | 0.00011707 | 1.4915e-05 | 8.8106e-05 | 0.00011707 | 0.00016399 | 0.00011962
4 | 12 | 9 | 0.00012033 | 3.0871e-05 | 0.00014026 | 0.00012033 | 0.00014326 | 0.00012385 | 0.00012033 | 3.0871e-05 | 0.00014026 | 0.00012033 | 0.00014326 | 0.00012385
4 | 12 | 10 | 0.00012249 | 3.3977e-05 | 0.00013781 | 0.00012249 | 0.00012191 | 0.00012446 | 0.00012249 | 3.3977e-05 | 0.00013781 | 0.00012249 | 0.00012191 | 0.00012446
4 | 12 | 11 | 0.00012322 | 4.0073e-05 | 0.00011224 | 0.00012322 | 0.00010685 | 0.0001239 | 0.00012322 | 4.0073e-05 | 0.00011224 | 0.00012322 | 0.00010685 | 0.0001239
4 | 12 | 12 | 0.00012231 | 4.9721e-05 | 9.6792e-05 | 0.00012231 | 9.5834e-05 | 0.00012371 | 0.00012231 | 4.9721e-05 | 9.6792e-05 | 0.00012231 | 9.5834e-05 | 0.00012371
4 | 12 | 13 | 0.00012146 | 7.1706e-05 | 0.00010242 | 0.00012146 | 9.0941e-05 | 0.00012354 | 0.00012146 | 7.1706e-05 | 0.00010242 | 0.00012146 | 9.0941e-05 | 0.00012354
4 | 12 | 14 | 0.00012045 | 8.5497e-05 | 0.00011398 | 0.00012045 | 8.9514e-05 | 0.00012231 | 0.00012045 | 8.5497e-05 | 0.00011398 | 0.00012045 | 8.9514e-05 | 0.00012231
4 | 12 | 15 | 0.00011838 | 9.8578e-05 | 0.00011913 | 0.00011838 | 8.9692e-05 | 0.00011987 | 0.00011838 | 9.8578e-05 | 0.00011913 | 0.00011838 | 8.9692e-05 | 0.00011987
4 | 12 | 16 | 0.000117 | 0.00013443 | 0.00014201 | 0.000117 | 9.0365e-05 | 0.00011747 | 0.000117 | 0.00013443 | 0.00014201 | 0.000117 | 9.0365e-05 | 0.00011747
4 | 12 | 17 | 0.00011554 | 0.00016973 | 0.00016019 | 0.00011554 | 9.3168e-05 | 0.00011394 | 0.00011554 | 0.00016973 | 0.00016019 | 0.00011554 | 9.3168e-05 | 0.00011394
4 | 12 | 18 | 0.00011384 | 0.00021594 | 0.00018846 | 0.00011384 | 9.8584e-05 | 0.00011336 | 0.00011384 | 0.00021594 | 0.00018846 | 0.00011384 | 9.8584e-05 | 0.00011336
4 | 12 | 19 | 0.00012021 | 0.00024944 | 0.00020631 | 0.00012021 | 0.00010561 | 0.00011824 | 0.00012021 | 0.00024944 | 0.00020631 | 0.00012021 | 0.00010561 | 0.00011824
4 | 12 | 20 | 0.00012553 | 0.00025643 | 0.00020076 | 0.00012553 | 0.00010403 | 0.00011456 | 0.00012553 | 0.00025643 | 0.00020076 | 0.00012553 | 0.00010403 | 0.00011456
4 | 12 | 21 | 0.00012006 | 0.00024842 | 0.00018308 | 0.00012006 | 9.907e-05 | 0.0001073 | 0.00012006 | 0.00024842 | 0.00018308 | 0.00012006 | 9.907e-05 | 0.0001073
4 | 12 | 22 | 0.00011024 | 0.00023397 | 0.00016829 | 0.00011024 | 9.9362e-05 | 9.6539e-05 | 0.00011024 | 0.00023397 | 0.00016829 | 0.00011024 | 9.9362e-05 | 9.6539e-05
4 | 12 | 23 | 0.00010114 | 0.00021696 | 0.0001522 | 0.00010114 | 0.00010377 | 8.717e-05 | 0.00010114 | 0.00021696 | 0.0001522 | 0.00010114 | 0.00010377 | 8.717e-05
4 | 12 | 24 | 9.3976e-05 | 0.00018062 | 0.00012231 | 9.3976e-05 | 0.00010863 | 8.4097e-05 | 9.3976e-05 | 0.00018062 | 0.00012231 | 9.3976e-05 | 0.00010863 | 8.4097e-05
4 | 13 | 1 | 8.9557e-05 | 0.00013813 | 8.639e-05 | 8.9557e-05 | 0.00011893 | 8.1881e-05 | 8.9557e-05 | 0.00013813 | 8.639e-05 | 8.9557e-05 | 0.00011893 | 8.1881e-05
4 | 13 | 2 | 8.8159e-05 | 0.00010242 | 6.4577e-05 | 8.8159e-05 | 0.00012872 | 8.074e-05 | 8.8159e-05 | 0.00010242 | 6.4577e-05 | 8.8159e-05 | 0.00012872 | 8.074e-05
4 | 13 | 3 | 8.773e-05 | 6.9826e-05 | 4.6103e-05 | 8.773e-05 | 0.00013964 | 8.0612e-05 | 8.773e-05 | 6.9826e-05 | 4.6103e-05 | 8.773e-05 | 0.00013964 | 8.0612e-05
4 | 13 | 4 | 8.8945e-05 | 4.6474e-05 | 3.1569e-05 | 8.8945e-05 | 0.00015416 | 8.3933e-05 | 8.8945e-05 | 4.6474e-05 | 3.1569e-05 | 8.8945e-05 | 0.00015416 | 8.3933e-05
4 | 13 | 5 | 9.5803e-05 | 2.8617e-05 | 2.1418e-05 | 9.5803e-05 | 0.00016793 | 9.3488e-05 | 9.5803e-05 | 2.8617e-05 | 2.1418e-05 | 9.5803e-05 | 0.00016793 | 9.3488e-05
4 | 13 | 6 | 0.00010513 | 1.6942e-05 | 2.1685e-05 | 0.00010513 | 0.00017594 | 0.00010255 | 0.00010513 | 1.6942e-05 | 2.1685e-05 | 0.00010513 | 0.00017594 | 0.00010255
4 | 13 | 7 | 0.00011149 | 1.0091e-05 | 4.0975e-05 | 0.00011149 | 0.00017271 | 0.00011323 | 0.00011149 | 1.0091e-05 | 4.0975e-05 | 0.00011149 | 0.00017271 | 0.00011323
4 | 13 | 8 | 0.00011669 | 1.4915e-05 | 8.8106e-05 | 0.00011669 | 0.00016399 | 0.00011962 | 0.00011669 | 1.4915e-05 | 8.8106e-05 | 0.00011669 | 0.00016399 | 0.00011962
4 | 13 | 9 | 0.00011976 | 3.0871e-05 | 0.00014026 | 0.00011976 | 0.00014326 | 0.00012385 | 0.00011976 | 3.0871e-05 | 0.00014026 | 0.00011976 | 0.00014326 | 0.00012385
4 | 13 | 10 | 0.0001233 | 3.3977e-05 | 0.00013781 | 0.0001233 | 0.00012191 | 0.00012446 | 0.0001233 | 3.3977e-05 | 0.00013781 | 0.0001233 | 0.00012191 | 0.00012446
4 | 13 | 11 | 0.00012414 | 4.0073e-05 | 0.00011224 | 0.00012414 | 0.00010685 | 0.0001239 | 0.00012414 | 4.0073e-05 | 0.00011224 | 0.00012414 | 0.00010685 | 0.0001239
4 | 13 | 12 | 0.00012394 | 4.9721e-05 | 9.6792e-05 | 0.00012394 | 9.5834e-05 | 0.00012371 | 0.00012394 | 4.9721e-05 | 9.6792e-05 | 0.00012394 | 9.5834e-05 | 0.00012371
4 | 13 | 13 | 0.00012431 | 7.1706e-05 | 0.00010242 | 0.00012431 | 9.0941e-05 | 0.00012354 | 0.00012431 | 7.1706e-05 | 0.00010242 | 0.00012431 | 9.0941e-05 | 0.00012354
4 | 13 | 14 | 0.00012416 | 8.5497e-05 | 0.00011398 | 0.00012416 | 8.9514e-05 | 0.00012231 | 0.00012416 | 8.5497e-05 | 0.00011398 | 0.00012416 | 8.9514e-05 | 0.00012231
4 | 13 | 15 | 0.00012268 | 9.8578e-05 | 0.00011913 | 0.00012268 | 8.9692e-05 | 0.00011987 | 0.00012268 | 9.8578e-05 | 0.00011913 | 0.00012268 | 8.9692e-05 | 0.00011987
4 | 13 | 16 | 0.00012026 | 0.00013443 | 0.00014201 | 0.00012026 | 9.0365e-05 | 0.00011747 | 0.00012026 | 0.00013443 | 0.00014201 | 0.00012026 | 9.0365e-05 | 0.00011747
4 | 13 | 17 | 0.00011725 | 0.00016973 | 0.00016019 | 0.00011725 | 9.3168e-05 | 0.00011394 | 0.00011725 | 0.00016973 | 0.00016019 | 0.00011725 | 9.3168e-05 | 0.00011394
4 | 13 | 18 | 0.00011395 | 0.00021594 | 0.00018846 | 0.00011395 | 9.8584e-05 | 0.00011336 | 0.00011395 | 0.00021594 | 0.00018846 | 0.00011395 | 9.8584e-05 | 0.00011336
4 | 13 | 19 | 0.00011809 | 0.00024944 | 0.00020631 | 0.00011809 | 0.00010561 | 0.00011824 | 0.00011809 | 0.00024944 | 0.00020631 | 0.00011809 | 0.00010561 | 0.00011824
4 | 13 | 20 | 0.0001232 | 0.00025643 | 0.00020076 | 0.0001232 | 0.00010403 | 0.00011456 | 0.0001232 | 0.00025643 | 0.00020076 | 0.0001232 | 0.00010403 | 0.00011456
4 | 13 | 21 | 0.00011848 | 0.00024842 | 0.00018308 | 0.00011848 | 9.907e-05 | 0.0001073 | 0.00011848 | 0.00024842 | 0.00018308 | 0.00011848 | 9.907e-05 | 0.0001073
4 | 13 | 22 | 0.00011065 | 0.00023397 | 0.00016829 | 0.00011065 | 9.9362e-05 | 9.6539e-05 | 0.00011065 | 0.00023397 | 0.00016829 | 0.00011065 | 9.9362e-05 | 9.6539e-05
4 | 13 | 23 | 0.00010158 | 0.00021696 | 0.0001522 | 0.00010158 | 0.00010377 | 8.717e-05 | 0.00010158 | 0.00021696 | 0.0001522 | 0.00010158 | 0.00010377 | 8.717e-05
4 | 13 | 24 | 9.3785e-05 | 0.00018062 | 0.00012231 | 9.3785e-05 | 0.00010863 | 8.4097e-05 | 9.3785e-05 | 0.00018062 | 0.00012231 | 9.3785e-05 | 0.00010863 | 8.4097e-05
4 | 14 | 1 | 8.9191e-05 | 0.00013813 | 8.639e-05 | 8.9191e-05 | 0.00011893 | 8.1881e-05 | 8.9191e-05 | 0.00013813 | 8.639e-05 | 8.9191e-05 | 0.00011893 | 8.1881e-05
4 | 14 | 2 | 8.5396e-05 | 0.00010242 | 6.4577e-05 | 8.5396e-05 | 0.00012872 | 8.074e-05 | 8.5396e-05 | 0.00010242 | 6.4577e-05 | 8.5396e-05 | 0.00012872 | 8.074e-05
4 | 14 | 3 | 8.3968e-05 | 6.9826e-05 | 4.6103e-05 | 8.3968e-05 | 0.00013964 | 8.0612e-05 | 8.3968e-05 | 6.9826e-05 | 4.6103e-05 | 8.3968e-05 | 0.00013964 | 8.0612e-05
4 | 14 | 4 | 8.4876e-05 | 4.6474e-05 | 3.1569e-05 | 8.4876e-05 | 0.00015416 | 8.3933e-05 | 8.4876e-05 | 4.6474e-05 | 3.1569e-05 | 8.4876e-05 | 0.00015416 | 8.3933e-05
4 | 14 | 5 | 8.7256e-05 | 2.8617e-05 | 2.1418e-05 | 8.7256e-05 | 0.00016793 | 9.3488e-05 | 8.7256e-05 | 2.8617e-05 | 2.1418e-05 | 8.7256e-05 | 0.00016793 | 9.3488e-05
4 | 14 | 6 | 8.9881e-05 | 1.6942e-05 | 2.1685e-05 | 8.9881e-05 | 0.00017594 | 0.00010255 | 8.9881e-05 | 1.6942e-05 | 2.1685e-05 | 8.9881e-05 | 0.00017594 | 0.00010255
4 | 14 | 7 | 9.4167e-05 | 1.0091e-05 | 4.0975e-05 | 9.4167e-05 | 0.00017271 | 0.00011323 | 9.4167e-05 | 1.0091e-05 | 4.0975e-05 | 9.4167e-05 | 0.00017271 | 0.00011323
4 | 14 | 8 | 9.9702e-05 | 1.4915e-05 | 8.8106e-05 | 9.9702e-05 | 0.00016399 | 0.00011962 | 9.9702e-05 | 1.4915e-05 | 8.8106e-05 | 9.9702e-05 | 0.00016399 | 0.00011962
4 | 14 | 9 | 0.00010557 | 3.0871e-05 | 0.00014026 | 0.00010557 | 0.00014326 | 0.00012385 | 0.00010557 | 3.0871e-05 | 0.00014026 | 0.00010557 | 0.00014326 | 0.00012385
4 | 14 | 10 | 0.00010982 | 3.3977e-05 | 0.00013781 | 0.00010982 | 0.00012191 | 0.00012446 | 0.00010982 | 3.3977e-05 | 0.00013781 | 0.00010982 | 0.00012191 | 0.00012446
4 | 14 | 11 | 0.00011093 | 4.0073e-05 | 0.00011224 | 0.00011093 | 0.00010685 | 0.0001239 | 0.00011093 | 4.0073e-05 | 0.00011224 | 0.00011093 | 0.00010685 | 0.0001239
4 | 14 | 12 | 0.00011048 | 4.9721e-05 | 9.6792e-05 | 0.00011048 | 9.5834e-05 | 0.00012371 | 0.00011048 | 4.9721e-05 | 9.6792e-05 | 0.00011048 | 9.5834e-05 | 0.00012371
4 | 14 | 13 | 0.0001086 | 7.1706e-05 | 0.00010242 | 0.0001086 | 9.0941e-05 | 0.00012354 | 0.0001086 | 7.1706e-05 | 0.00010242 | 0.0001086 | 9.0941e-05 | 0.00012354
4 | 14 | 14 | 0.00010667 | 8.5497e-05 | 0.00011398 | 0.00010667 | 8.9514e-05 | 0.00012231 | 0.00010667 | 8.5497e-05 | 0.00011398 | 0.00010667 | 8.9514e-05 | 0.00012231
4 | 14 | 15 | 0.0001051 | 9.8578e-05 | 0.00011913 | 0.0001051 | 8.9692e-05 | 0.00011987 | 0.0001051 | 9.8578e-05 | 0.00011913 | 0.0001051 | 8.9692e-05 | 0.00011987
4 | 14 | 16 | 0.0001044 | 0.00013443 | 0.00014201 | 0.0001044 | 9.0365e-05 | 0.00011747 | 0.0001044 | 0.00013443 | 0.00014201 | 0.0001044 | 9.0365e-05 | 0.00011747
4 | 14 | 17 | 0.00010477 | 0.00016973 | 0.00016019 | 0.00010477 | 9.3168e-05 | 0.00011394 | 0.00010477 | 0.00016973 | 0.00016019 | 0.00010477 | 9.3168e-05 | 0.00011394
4 | 14 | 18 | 0.00010538 | 0.00021594 | 0.00018846 | 0.00010538 | 9.8584e-05 | 0.00011336 | 0.00010538 | 0.00021594 | 0.00018846 | 0.00010538 | 9.8584e-05 | 0.00011336
4 | 14 | 19 | 0.00011091 | 0.00024944 | 0.00020631 | 0.00011091 | 0.00010561 | 0.00011824 | 0.00011091 | 0.00024944 | 0.00020631 | 0.00011091 | 0.00010561 | 0.00011824
4 | 14 | 20 | 0.00011544 | 0.00025643 | 0.00020076 | 0.00011544 | 0.00010403 | 0.00011456 | 0.00011544 | 0.00025643 | 0.00020076 | 0.00011544 | 0.00010403 | 0.00011456
4 | 14 | 21 | 0.00011125 | 0.00024842 | 0.00018308 | 0.00011125 | 9.907e-05 | 0.0001073 | 0.00011125 | 0.00024842 | 0.00018308 | 0.00011125 | 9.907e-05 | 0.0001073
4 | 14 | 22 | 0.00010383 | 0.00023397 | 0.00016829 | 0.00010383 | 9.9362e-05 | 9.6539e-05 | 0.00010383 | 0.00023397 | 0.00016829 | 0.00010383 | 9.9362e-05 | 9.6539e-05
4 | 14 | 23 | 9.6265e-05 | 0.00021696 | 0.0001522 | 9.6265e-05 | 0.00010377 | 8.717e-05 | 9.6265e-05 | 0.00021696 | 0.0001522 | 9.6265e-05 | 0.00010377 | 8.717e-05
4 | 14 | 24 | 8.9486e-05 | 0.00018062 | 0.00012231 | 8.9486e-05 | 0.00010863 | 8.4097e-05 | 8.9486e-05 | 0.00018062 | 0.00012231 | 8.9486e-05 | 0.00010863 | 8.4097e-05
4 | 15 | 1 | 8.5579e-05 | 0.00013813 | 8.639e-05 | 8.5579e-05 | 0.00011893 | 8.1881e-05 | 8.5579e-05 | 0.00013813 | 8.639e-05 | 8.5579e-05 | 0.00011893 | 8.1881e-05
4 | 15 | 2 | 8.2732e-05 | 0.00010242 | 6.4577e-05 | 8.2732e-05 | 0.00012872 | 8.074e-05 | 8.2732e-05 | 0.00010242 | 6.4577e-05 | 8.2732e-05 | 0.00012872 | 8.074e-05
4 | 15 | 3 | 8.1921e-05 | 6.9826e-05 | 4.6103e-05 | 8.1921e-05 | 0.00013964 | 8.0612e-05 | 8.1921e-05 | 6.9826e-05 | 4.6103e-05 | 8.1921e-05 | 0.00013964 | 8.0612e-05
4 | 15 | 4 | 8.2346e-05 | 4.6474e-05 | 3.1569e-05 | 8.2346e-05 | 0.00015416 | 8.3933e-05 | 8.2346e-05 | 4.6474e-05 | 3.1569e-05 | 8.2346e-05 | 0.00015416 | 8.3933e-05
4 | 15 | 5 | 8.364e-05 | 2.8617e-05 | 2.1418e-05 | 8.364e-05 | 0.00016793 | 9.3488e-05 | 8.364e-05 | 2.8617e-05 | 2.1418e-05 | 8.364e-05 | 0.00016793 | 9.3488e-05
4 | 15 | 6 | 8.4909e-05 | 1.6942e-05 | 2.1685e-05 | 8.4909e-05 | 0.00017594 | 0.00010255 | 8.4909e-05 | 1.6942e-05 | 2.1685e-05 | 8.4909e-05 | 0.00017594 | 0.00010255
4 | 15 | 7 | 8.7143e-05 | 1.0091e-05 | 4.0975e-05 | 8.7143e-05 | 0.00017271 | 0.00011323 | 8.7143e-05 | 1.0091e-05 | 4.0975e-05 | 8.7143e-05 | 0.00017271 | 0.00011323
4 | 15 | 8 | 9.1754e-05 | 1.4915e-05 | 8.8106e-05 | 9.1754e-05 | 0.00016399 | 0.00011962 | 9.1754e-05 | 1.4915e-05 | 8.8106e-05 | 9.1754e-05 | 0.00016399 | 0.00011962
4 | 15 | 9 | 9.5528e-05 | 3.0871e-05 | 0.00014026 | 9.5528e-05 | 0.00014326 | 0.00012385 | 9.5528e-05 | 3.0871e-05 | 0.00014026 | 9.5528e-05 | 0.00014326 | 0.00012385
4 | 15 | 10 | 9.8508e-05 | 3.3977e-05 | 0.00013781 | 9.8508e-05 | 0.00012191 | 0.00012446 | 9.8508e-05 | 3.3977e-05 | 0.00013781 | 9.8508e-05 | 0.00012191 | 0.00012446
4 | 15 | 11 | 0.0001011 | 4.0073e-05 | 0.00011224 | 0.0001011 | 0.00010685 | 0.0001239 | 0.0001011 | 4.0073e-05 | 0.00011224 | 0.0001011 | 0.00010685 | 0.0001239
4 | 15 | 12 | 0.00010075 | 4.9721e-05 | 9.6792e-05 | 0.00010075 | 9.5834e-05 | 0.00012371 | 0.00010075 | 4.9721e-05 | 9.6792e-05 | 0.00010075 | 9.5834e-05 | 0.00012371
4 | 15 | 13 | 0.00010078 | 7.1706e-05 | 0.00010242 | 0.00010078 | 9.0941e-05 | 0.00012354 | 0.00010078 | 7.1706e-05 | 0.00010242 | 0.00010078 | 9.0941e-05 | 0.00012354
4 | 15 | 14 | 9.9456e-05 | 8.5497e-05 | 0.00011398 | 9.9456e-05 | 8.9514e-05 | 0.00012231 | 9.9456e-05 | 8.5497e-05 | 0.00011398 | 9.9456e-05 | 8.9514e-05 | 0.00012231
4 | 15 | 15 | 9.8961e-05 | 9.8578e-05 | 0.00011913 | 9.8961e-05 | 8.9692e-05 | 0.00011987 | 9.8961e-05 | 9.8578e-05 | 0.00011913 | 9.8961e-05 | 8.9692e-05 | 0.00011987
4 | 15 | 16 | 0.00010001 | 0.00013443 | 0.00014201 | 0.00010001 | 9.0365e-05 | 0.00011747 | 0.00010001 | 0.00013443 | 0.00014201 | 0.00010001 | 9.0365e-05 | 0.00011747
4 | 15 | 17 | 0.00010134 | 0.00016973 | 0.00016019 | 0.00010134 | 9.3168e-05 | 0.00011394 | 0.00010134 | 0.00016973 | 0.00016019 | 0.00010134 | 9.3168e-05 | 0.00011394
4 | 15 | 18 | 0.00010269 | 0.00021594 | 0.00018846 | 0.00010269 | 9.8584e-05 | 0.00011336 | 0.00010269 | 0.00021594 | 0.00018846 | 0.00010269 | 9.8584e-05 | 0.00011336
4 | 15 | 19 | 0.0001086 | 0.00024944 | 0.00020631 | 0.0001086 | 0.00010561 | 0.00011824 | 0.0001086 | 0.00024944 | 0.00020631 | 0.0001086 | 0.00010561 | 0.00011824
4 | 15 | 20 | 0.00011597 | 0.00025643 | 0.00020076 | 0.00011597 | 0.00010403 | 0.00011456 | 0.00011597 | 0.00025643 | 0.00020076 | 0.00011597 | 0.00010403 | 0.00011456
4 | 15 | 21 | 0.00011098 | 0.00024842 | 0.00018308 | 0.00011098 | 9.907e-05 | 0.0001073 | 0.00011098 | 0.00024842 | 0.00018308 | 0.00011098 | 9.907e-05 | 0.0001073
4 | 15 | 22 | 0.00010289 | 0.00023397 | 0.00016829 | 0.00010289 | 9.9362e-05 | 9.6539e-05 | 0.00010289 | 0.00023397 | 0.00016829 | 0.00010289 | 9.9362e-05 | 9.6539e-05
4 | 15 | 23 | 9.3011e-05 | 0.00021696 | 0.0001522 | 9.3011e-05 | 0.00010377 | 8.717e-05 | 9.3011e-05 | 0.00021696 | 0.0001522 | 9.3011e-05 | 0.00010377 | 8.717e-05
4 | 15 | 24 | 8.7023e-05 | 0.00018062 | 0.00012231 | 8.7023e-05 | 0.00010863 | 8.4097e-05 | 8.7023e-05 | 0.00018062 | 0.00012231 | 8.7023e-05 | 0.00010863 | 8.4097e-05
4 | 16 | 1 | 8.3457e-05 | 0.00013813 | 8.639e-05 | 8.3457e-05 | 0.00011893 | 8.1881e-05 | 8.3457e-05 | 0.00013813 | 8.639e-05 | 8.3457e-05 | 0.00011893 | 8.1881e-05
4 | 16 | 2 | 8.0976e-05 | 0.00010242 | 6.4577e-05 | 8.0976e-05 | 0.00012872 | 8.074e-05 | 8.0976e-05 | 0.00010242 | 6.4577e-05 | 8.0976e-05 | 0.00012872 | 8.074e-05
4 | 16 | 3 | 8.0956e-05 | 6.9826e-05 | 4.6103e-05 | 8.0956e-05 | 0.00013964 | 8.0612e-05 | 8.0956e-05 | 6.9826e-05 | 4.6103e-05 | 8.0956e-05 | 0.00013964 | 8.0612e-05
4 | 16 | 4 | 8.3377e-05 | 4.6474e-05 | 3.1569e-05 | 8.3377e-05 | 0.00015416 | 8.3933e-05 | 8.3377e-05 | 4.6474e-05 | 3.1569e-05 | 8.3377e-05 | 0.00015416 | 8.3933e-05
4 | 16 | 5 | 9.1338e-05 | 2.8617e-05 | 2.1418e-05 | 9.1338e-05 | 0.00016793 | 9.3488e-05 | 9.1338e-05 | 2.8617e-05 | 2.1418e-05 | 9.1338e-05 | 0.00016793 | 9.3488e-05
4 | 16 | 6 | 0.00010305 | 1.6942e-05 | 2.1685e-05 | 0.00010305 | 0.00017594 | 0.00010255 | 0.00010305 | 1.6942e-05 | 2.1685e-05 | 0.00010305 | 0.00017594 | 0.00010255
4 | 16 | 7 | 0.00011152 | 1.0091e-05 | 4.0975e-05 | 0.00011152 | 0.00017271 | 0.00011323 | 0.00011152 | 1.0091e-05 | 4.0975e-05 | 0.00011152 | 0.00017271 | 0.00011323
4 | 16 | 8 | 0.00011587 | 1.4915e-05 | 8.8106e-05 | 0.00011587 | 0.00016399 | 0.00011962 | 0.00011587 | 1.4915e-05 | 8.8106e-05 | 0.00011587 | 0.00016399 | 0.00011962
4 | 16 | 9 | 0.00011923 | 3.0871e-05 | 0.00014026 | 0.00011923 | 0.00014326 | 0.00012385 | 0.00011923 | 3.0871e-05 | 0.00014026 | 0.00011923 | 0.00014326 | 0.00012385
4 | 16 | 10 | 0.00012197 | 3.3977e-05 | 0.00013781 | 0.00012197 | 0.00012191 | 0.00012446 | 0.00012197 | 3.3977e-05 | 0.00013781 | 0.00012197 | 0.00012191 | 0.00012446
4 | 16 | 11 | 0.00012243 | 4.0073e-05 | 0.00011224 | 0.00012243 | 0.00010685 | 0.0001239 | 0.00012243 | 4.0073e-05 | 0.00011224 | 0.00012243 | 0.00010685 | 0.0001239
4 | 16 | 12 | 0.00012266 | 4.9721e-05 | 9.6792e-05 | 0.00012266 | 9.5834e-05 | 0.00012371 | 0.00012266 | 4.9721e-05 | 9.6792e-05 | 0.00012266 | 9.5834e-05 | 0.00012371
4 | 16 | 13 | 0.00012358 | 7.1706e-05 | 0.00010242 | 0.00012358 | 9.0941e-05 | 0.00012354 | 0.00012358 | 7.1706e-05 | 0.00010242 | 0.00012358 | 9.0941e-05 | 0.00012354
4 | 16 | 14 | 0.00012305 | 8.5497e-05 | 0.00011398 | 0.00012305 | 8.9514e-05 | 0.00012231 | 0.00012305 | 8.5497e-05 | 0.00011398 | 0.00012305 | 8.9514e-05 | 0.00012231
4 | 16 | 15 | 0.00012223 | 9.8578e-05 | 0.00011913 | 0.00012223 | 8.9692e-05 | 0.00011987 | 0.00012223 | 9.8578e-05 | 0.00011913 | 0.00012223 | 8.9692e-05 | 0.00011987
4 | 16 | 16 | 0.00012098 | 0.00013443 | 0.00014201 | 0.00012098 | 9.0365e-05 | 0.00011747 | 0.00012098 | 0.00013443 | 0.00014201 | 0.00012098 | 9.0365e-05 | 0.00011747
4 | 16 | 17 | 0.00011881 | 0.00016973 | 0.00016019 | 0.00011881 | 9.3168e-05 | 0.00011394 | 0.00011881 | 0.00016973 | 0.00016019 | 0.00011881 | 9.3168e-05 | 0.00011394
4 | 16 | 18 | 0.00011748 | 0.00021594 | 0.00018846 | 0.00011748 | 9.8584e-05 | 0.00011336 | 0.00011748 | 0.00021594 | 0.00018846 | 0.00011748 | 9.8584e-05 | 0.00011336
4 | 16 | 19 | 0.00012205 | 0.00024944 | 0.00020631 | 0.00012205 | 0.00010561 | 0.00011824 | 0.00012205 | 0.00024944 | 0.00020631 | 0.00012205 | 0.00010561 | 0.00011824
4 | 16 | 20 | 0.00012741 | 0.00025643 | 0.00020076 | 0.00012741 | 0.00010403 | 0.00011456 | 0.00012741 | 0.00025643 | 0.00020076 | 0.00012741 | 0.00010403 | 0.00011456
4 | 16 | 21 | 0.00012066 | 0.00024842 | 0.00018308 | 0.00012066 | 9.907e-05 | 0.0001073 | 0.00012066 | 0.00024842 | 0.00018308 | 0.00012066 | 9.907e-05 | 0.0001073
4 | 16 | 22 | 0.00010937 | 0.00023397 | 0.00016829 | 0.00010937 | 9.9362e-05 | 9.6539e-05 | 0.00010937 | 0.00023397 | 0.00016829 | 0.00010937 | 9.9362e-05 | 9.6539e-05
4 | 16 | 23 | 9.8366e-05 | 0.00021696 | 0.0001522 | 9.8366e-05 | 0.00010377 | 8.717e-05 | 9.8366e-05 | 0.00021696 | 0.0001522 | 9.8366e-05 | 0.00010377 | 8.717e-05
4 | 16 | 24 | 9.1438e-05 | 0.00018062 | 0.00012231 | 9.1438e-05 | 0.00010863 | 8.4097e-05 | 9.1438e-05 | 0.00018062 | 0.00012231 | 9.1438e-05 | 0.00010863 | 8.4097e-05
4 | 17 | 1 | 8.7023e-05 | 0.00013813 | 8.639e-05 | 8.7023e-05 | 0.00011893 | 8.1881e-05 | 8.7023e-05 | 0.00013813 | 8.639e-05 | 8.7023e-05 | 0.00011893 | 8.1881e-05
4 | 17 | 2 | 8.4867e-05 | 0.00010242 | 6.4577e-05 | 8.4867e-05 | 0.00012872 | 8.074e-05 | 8.4867e-05 | 0.00010242 | 6.4577e-05 | 8.4867e-05 | 0.00012872 | 8.074e-05
4 | 17 | 3 | 8.4293e-05 | 6.9826e-05 | 4.6103e-05 | 8.4293e-05 | 0.00013964 | 8.0612e-05 | 8.4293e-05 | 6.9826e-05 | 4.6103e-05 | 8.4293e-05 | 0.00013964 | 8.0612e-05
4 | 17 | 4 | 8.6161e-05 | 4.6474e-05 | 3.1569e-05 | 8.6161e-05 | 0.00015416 | 8.3933e-05 | 8.6161e-05 | 4.6474e-05 | 3.1569e-05 | 8.6161e-05 | 0.00015416 | 8.3933e-05
4 | 17 | 5 | 9.3348e-05 | 2.8617e-05 | 2.1418e-05 | 9.3348e-05 | 0.00016793 | 9.3488e-05 | 9.3348e-05 | 2.8617e-05 | 2.1418e-05 | 9.3348e-05 | 0.00016793 | 9.3488e-05
4 | 17 | 6 | 0.00010462 | 1.6942e-05 | 2.1685e-05 | 0.00010462 | 0.00017594 | 0.00010255 | 0.00010462 | 1.6942e-05 | 2.1685e-05 | 0.00010462 | 0.00017594 | 0.00010255
4 | 17 | 7 | 0.00011296 | 1.0091e-05 | 4.0975e-05 | 0.00011296 | 0.00017271 | 0.00011323 | 0.00011296 | 1.0091e-05 | 4.0975e-05 | 0.00011296 | 0.00017271 | 0.00011323
4 | 17 | 8 | 0.00011624 | 1.4915e-05 | 8.8106e-05 | 0.00011624 | 0.00016399 | 0.00011962 | 0.00011624 | 1.4915e-05 | 8.8106e-05 | 0.00011624 | 0.00016399 | 0.00011962
4 | 17 | 9 | 0.00012013 | 3.0871e-05 | 0.00014026 | 0.00012013 | 0.00014326 | 0.00012385 | 0.00012013 | 3.0871e-05 | 0.00014026 | 0.00012013 | 0.00014326 | 0.00012385
4 | 17 | 10 | 0.0001224 | 3.3977e-05 | 0.00013781 | 0.0001224 | 0.00012191 | 0.00012446 | 0.0001224 | 3.3977e-05 | 0.00013781 | 0.0001224 | 0.00012191 | 0.00012446
4 | 17 | 11 | 0.00012358 | 4.0073e-05 | 0.00011224 | 0.00012358 | 0.00010685 | 0.0001239 | 0.00012358 | 4.0073e-05 | 0.00011224 | 0.00012358 | 0.00010685 | 0.0001239
4 | 17 | 12 | 0.00012338 | 4.9721e-05 | 9.6792e-05 | 0.00012338 | 9.5834e-05 | 0.00012371 | 0.00012338 | 4.9721e-05 | 9.6792e-05 | 0.00012338 | 9.5834e-05 | 0.00012371
4 | 17 | 13 | 0.00012458 | 7.1706e-05 | 0.00010242 | 0.00012458 | 9.0941e-05 | 0.00012354 | 0.00012458 | 7.1706e-05 | 0.00010242 | 0.00012458 | 9.0941e-05 | 0.00012354
4 | 17 | 14 | 0.0001234 | 8.5497e-05 | 0.00011398 | 0.0001234 | 8.9514e-05 | 0.00012231 | 0.0001234 | 8.5497e-05 | 0.00011398 | 0.0001234 | 8.9514e-05 | 0.00012231
4 | 17 | 15 | 0.00012119 | 9.8578e-05 | 0.00011913 | 0.00012119 | 8.9692e-05 | 0.00011987 | 0.00012119 | 9.8578e-05 | 0.00011913 | 0.00012119 | 8.9692e-05 | 0.00011987
4 | 17 | 16 | 0.00011934 | 0.00013443 | 0.00014201 | 0.00011934 | 9.0365e-05 | 0.00011747 | 0.00011934 | 0.00013443 | 0.00014201 | 0.00011934 | 9.0365e-05 | 0.00011747
4 | 17 | 17 | 0.00011647 | 0.00016973 | 0.00016019 | 0.00011647 | 9.3168e-05 | 0.00011394 | 0.00011647 | 0.00016973 | 0.00016019 | 0.00011647 | 9.3168e-05 | 0.00011394
4 | 17 | 18 | 0.00011654 | 0.00021594 | 0.00018846 | 0.00011654 | 9.8584e-05 | 0.00011336 | 0.00011654 | 0.00021594 | 0.00018846 | 0.00011654 | 9.8584e-05 | 0.00011336
4 | 17 | 19 | 0.0001221 | 0.00024944 | 0.00020631 | 0.0001221 | 0.00010561 | 0.00011824 | 0.0001221 | 0.00024944 | 0.00020631 | 0.0001221 | 0.00010561 | 0.00011824
4 | 17 | 20 | 0.00012706 | 0.00025643 | 0.00020076 | 0.00012706 | 0.00010403 | 0.00011456 | 0.00012706 | 0.00025643 | 0.00020076 | 0.00012706 | 0.00010403 | 0.00011456
4 | 17 | 21 | 0.00012069 | 0.00024842 | 0.00018308 | 0.00012069 | 9.907e-05 | 0.0001073 | 0.00012069 | 0.00024842 | 0.00018308 | 0.00012069 | 9.907e-05 | 0.0001073
4 | 17 | 22 | 0.00010961 | 0.00023397 | 0.00016829 | 0.00010961 | 9.9362e-05 | 9.6539e-05 | 0.00010961 | 0.00023397 | 0.00016829 | 0.00010961 | 9.9362e-05 | 9.6539e-05
4 | 17 | 23 | 9.9098e-05 | 0.00021696 | 0.0001522 | 9.9098e-05 | 0.00010377 | 8.717e-05 | 9.9098e-05 | 0.00021696 | 0.0001522 | 9.9098e-05 | 0.00010377 | 8.717e-05
4 | 17 | 24 | 9.2669e-05 | 0.00018062 | 0.00012231 | 9.2669e-05 | 0.00010863 | 8.4097e-05 | 9.2669e-05 | 0.00018062 | 0.00012231 | 9.2669e-05 | 0.00010863 | 8.4097e-05
4 | 18 | 1 | 8.7555e-05 | 0.00013813 | 8.639e-05 | 8.7555e-05 | 0.00011893 | 8.1881e-05 | 8.7555e-05 | 0.00013813 | 8.639e-05 | 8.7555e-05 | 0.00011893 | 8.1881e-05
4 | 18 | 2 | 8.5924e-05 | 0.00010242 | 6.4577e-05 | 8.5924e-05 | 0.00012872 | 8.074e-05 | 8.5924e-05 | 0.00010242 | 6.4577e-05 | 8.5924e-05 | 0.00012872 | 8.074e-05
4 | 18 | 3 | 8.5296e-05 | 6.9826e-05 | 4.6103e-05 | 8.5296e-05 | 0.00013964 | 8.0612e-05 | 8.5296e-05 | 6.9826e-05 | 4.6103e-05 | 8.5296e-05 | 0.00013964 | 8.0612e-05
4 | 18 | 4 | 8.7472e-05 | 4.6474e-05 | 3.1569e-05 | 8.7472e-05 | 0.00015416 | 8.3933e-05 | 8.7472e-05 | 4.6474e-05 | 3.1569e-05 | 8.7472e-05 | 0.00015416 | 8.3933e-05
4 | 18 | 5 | 9.4563e-05 | 2.8617e-05 | 2.1418e-05 | 9.4563e-05 | 0.00016793 | 9.3488e-05 | 9.4563e-05 | 2.8617e-05 | 2.1418e-05 | 9.4563e-05 | 0.00016793 | 9.3488e-05
4 | 18 | 6 | 0.00010466 | 1.6942e-05 | 2.1685e-05 | 0.00010466 | 0.00017594 | 0.00010255 | 0.00010466 | 1.6942e-05 | 2.1685e-05 | 0.00010466 | 0.00017594 | 0.00010255
4 | 18 | 7 | 0.00011355 | 1.0091e-05 | 4.0975e-05 | 0.00011355 | 0.00017271 | 0.00011323 | 0.00011355 | 1.0091e-05 | 4.0975e-05 | 0.00011355 | 0.00017271 | 0.00011323
4 | 18 | 8 | 0.00011655 | 1.4915e-05 | 8.8106e-05 | 0.00011655 | 0.00016399 | 0.00011962 | 0.00011655 | 1.4915e-05 | 8.8106e-05 | 0.00011655 | 0.00016399 | 0.00011962
4 | 18 | 9 | 0.00011923 | 3.0871e-05 | 0.00014026 | 0.00011923 | 0.00014326 | 0.00012385 | 0.00011923 | 3.0871e-05 | 0.00014026 | 0.00011923 | 0.00014326 | 0.00012385
4 | 18 | 10 | 0.00012174 | 3.3977e-05 | 0.00013781 | 0.00012174 | 0.00012191 | 0.00012446 | 0.00012174 | 3.3977e-05 | 0.00013781 | 0.00012174 | 0.00012191 | 0.00012446
4 | 18 | 11 | 0.00012185 | 4.0073e-05 | 0.00011224 | 0.00012185 | 0.00010685 | 0.0001239 | 0.00012185 | 4.0073e-05 | 0.00011224 | 0.00012185 | 0.00010685 | 0.0001239
4 | 18 | 12 | 0.0001215 | 4.9721e-05 | 9.6792e-05 | 0.0001215 | 9.5834e-05 | 0.00012371 | 0.0001215 | 4.9721e-05 | 9.6792e-05 | 0.0001215 | 9.5834e-05 | 0.00012371
4 | 18 | 13 | 0.00012134 | 7.1706e-05 | 0.00010242 | 0.00012134 | 9.0941e-05 | 0.00012354 | 0.00012134 | 7.1706e-05 | 0.00010242 | 0.00012134 | 9.0941e-05 | 0.00012354
4 | 18 | 14 | 0.00012006 | 8.5497e-05 | 0.00011398 | 0.00012006 | 8.9514e-05 | 0.00012231 | 0.00012006 | 8.5497e-05 | 0.00011398 | 0.00012006 | 8.9514e-05 | 0.00012231
4 | 18 | 15 | 0.00011876 | 9.8578e-05 | 0.00011913 | 0.00011876 | 8.9692e-05 | 0.00011987 | 0.00011876 | 9.8578e-05 | 0.00011913 | 0.00011876 | 8.9692e-05 | 0.00011987
4 | 18 | 16 | 0.00011694 | 0.00013443 | 0.00014201 | 0.00011694 | 9.0365e-05 | 0.00011747 | 0.00011694 | 0.00013443 | 0.00014201 | 0.00011694 | 9.0365e-05 | 0.00011747
4 | 18 | 17 | 0.00011519 | 0.00016973 | 0.00016019 | 0.00011519 | 9.3168e-05 | 0.00011394 | 0.00011519 | 0.00016973 | 0.00016019 | 0.00011519 | 9.3168e-05 | 0.00011394
4 | 18 | 18 | 0.00011399 | 0.00021594 | 0.00018846 | 0.00011399 | 9.8584e-05 | 0.00011336 | 0.00011399 | 0.00021594 | 0.00018846 | 0.00011399 | 9.8584e-05 | 0.00011336
4 | 18 | 19 | 0.00011928 | 0.00024944 | 0.00020631 | 0.00011928 | 0.00010561 | 0.00011824 | 0.00011928 | 0.00024944 | 0.00020631 | 0.00011928 | 0.00010561 | 0.00011824
4 | 18 | 20 | 0.00012669 | 0.00025643 | 0.00020076 | 0.00012669 | 0.00010403 | 0.00011456 | 0.00012669 | 0.00025643 | 0.00020076 | 0.00012669 | 0.00010403 | 0.00011456
4 | 18 | 21 | 0.00012109 | 0.00024842 | 0.00018308 | 0.00012109 | 9.907e-05 | 0.0001073 | 0.00012109 | 0.00024842 | 0.00018308 | 0.00012109 | 9.907e-05 | 0.0001073
4 | 18 | 22 | 0.00011046 | 0.00023397 | 0.00016829 | 0.00011046 | 9.9362e-05 | 9.6539e-05 | 0.00011046 | 0.00023397 | 0.00016829 | 0.00011046 | 9.9362e-05 | 9.6539e-05
4 | 18 | 23 | 0.00010026 | 0.00021696 | 0.0001522 | 0.00010026 | 0.00010377 | 8.717e-05 | 0.00010026 | 0.00021696 | 0.0001522 | 0.00010026 | 0.00010377 | 8.717e-05
4 | 18 | 24 | 9.279e-05 | 0.00018062 | 0.00012231 | 9.279e-05 | 0.00010863 | 8.4097e-05 | 9.279e-05 | 0.00018062 | 0.00012231 | 9.279e-05 | 0.00010863 | 8.4097e-05
4 | 19 | 1 | 8.8383e-05 | 0.00013813 | 8.639e-05 | 8.8383e-05 | 0.00011893 | 8.1881e-05 | 8.8383e-05 | 0.00013813 | 8.639e-05 | 8.8383e-05 | 0.00011893 | 8.1881e-05
4 | 19 | 2 | 8.701e-05 | 0.00010242 | 6.4577e-05 | 8.701e-05 | 0.00012872 | 8.074e-05 | 8.701e-05 | 0.00010242 | 6.4577e-05 | 8.701e-05 | 0.00012872 | 8.074e-05
4 | 19 | 3 | 8.6245e-05 | 6.9826e-05 | 4.6103e-05 | 8.6245e-05 | 0.00013964 | 8.0612e-05 | 8.6245e-05 | 6.9826e-05 | 4.6103e-05 | 8.6245e-05 | 0.00013964 | 8.0612e-05
4 | 19 | 4 | 8.8879e-05 | 4.6474e-05 | 3.1569e-05 | 8.8879e-05 | 0.00015416 | 8.3933e-05 | 8.8879e-05 | 4.6474e-05 | 3.1569e-05 | 8.8879e-05 | 0.00015416 | 8.3933e-05
4 | 19 | 5 | 9.6165e-05 | 2.8617e-05 | 2.1418e-05 | 9.6165e-05 | 0.00016793 | 9.3488e-05 | 9.6165e-05 | 2.8617e-05 | 2.1418e-05 | 9.6165e-05 | 0.00016793 | 9.3488e-05
4 | 19 | 6 | 0.00010642 | 1.6942e-05 | 2.1685e-05 | 0.00010642 | 0.00017594 | 0.00010255 | 0.00010642 | 1.6942e-05 | 2.1685e-05 | 0.00010642 | 0.00017594 | 0.00010255
4 | 19 | 7 | 0.00011549 | 1.0091e-05 | 4.0975e-05 | 0.00011549 | 0.00017271 | 0.00011323 | 0.00011549 | 1.0091e-05 | 4.0975e-05 | 0.00011549 | 0.00017271 | 0.00011323
4 | 19 | 8 | 0.00011868 | 1.4915e-05 | 8.8106e-05 | 0.00011868 | 0.00016399 | 0.00011962 | 0.00011868 | 1.4915e-05 | 8.8106e-05 | 0.00011868 | 0.00016399 | 0.00011962
4 | 19 | 9 | 0.00012184 | 3.0871e-05 | 0.00014026 | 0.00012184 | 0.00014326 | 0.00012385 | 0.00012184 | 3.0871e-05 | 0.00014026 | 0.00012184 | 0.00014326 | 0.00012385
4 | 19 | 10 | 0.00012366 | 3.3977e-05 | 0.00013781 | 0.00012366 | 0.00012191 | 0.00012446 | 0.00012366 | 3.3977e-05 | 0.00013781 | 0.00012366 | 0.00012191 | 0.00012446
4 | 19 | 11 | 0.00012274 | 4.0073e-05 | 0.00011224 | 0.00012274 | 0.00010685 | 0.0001239 | 0.00012274 | 4.0073e-05 | 0.00011224 | 0.00012274 | 0.00010685 | 0.0001239
4 | 19 | 12 | 0.00012289 | 4.9721e-05 | 9.6792e-05 | 0.00012289 | 9.5834e-05 | 0.00012371 | 0.00012289 | 4.9721e-05 | 9.6792e-05 | 0.00012289 | 9.5834e-05 | 0.00012371
4 | 19 | 13 | 0.00012282 | 7.1706e-05 | 0.00010242 | 0.00012282 | 9.0941e-05 | 0.00012354 | 0.00012282 | 7.1706e-05 | 0.00010242 | 0.00012282 | 9.0941e-05 | 0.00012354
4 | 19 | 14 | 0.00012176 | 8.5497e-05 | 0.00011398 | 0.00012176 | 8.9514e-05 | 0.00012231 | 0.00012176 | 8.5497e-05 | 0.00011398 | 0.00012176 | 8.9514e-05 | 0.00012231
4 | 19 | 15 | 0.00011941 | 9.8578e-05 | 0.00011913 | 0.00011941 | 8.9692e-05 | 0.00011987 | 0.00011941 | 9.8578e-05 | 0.00011913 | 0.00011941 | 8.9692e-05 | 0.00011987
4 | 19 | 16 | 0.00011796 | 0.00013443 | 0.00014201 | 0.00011796 | 9.0365e-05 | 0.00011747 | 0.00011796 | 0.00013443 | 0.00014201 | 0.00011796 | 9.0365e-05 | 0.00011747
4 | 19 | 17 | 0.00011652 | 0.00016973 | 0.00016019 | 0.00011652 | 9.3168e-05 | 0.00011394 | 0.00011652 | 0.00016973 | 0.00016019 | 0.00011652 | 9.3168e-05 | 0.00011394
4 | 19 | 18 | 0.00011647 | 0.00021594 | 0.00018846 | 0.00011647 | 9.8584e-05 | 0.00011336 | 0.00011647 | 0.00021594 | 0.00018846 | 0.00011647 | 9.8584e-05 | 0.00011336
4 | 19 | 19 | 0.00012305 | 0.00024944 | 0.00020631 | 0.00012305 | 0.00010561 | 0.00011824 | 0.00012305 | 0.00024944 | 0.00020631 | 0.00012305 | 0.00010561 | 0.00011824
4 | 19 | 20 | 0.00012693 | 0.00025643 | 0.00020076 | 0.00012693 | 0.00010403 | 0.00011456 | 0.00012693 | 0.00025643 | 0.00020076 | 0.00012693 | 0.00010403 | 0.00011456
4 | 19 | 21 | 0.00012069 | 0.00024842 | 0.00018308 | 0.00012069 | 9.907e-05 | 0.0001073 | 0.00012069 | 0.00024842 | 0.00018308 | 0.00012069 | 9.907e-05 | 0.0001073
4 | 19 | 22 | 0.00011046 | 0.00023397 | 0.00016829 | 0.00011046 | 9.9362e-05 | 9.6539e-05 | 0.00011046 | 0.00023397 | 0.00016829 | 0.00011046 | 9.9362e-05 | 9.6539e-05
4 | 19 | 23 | 0.00010032 | 0.00021696 | 0.0001522 | 0.00010032 | 0.00010377 | 8.717e-05 | 0.00010032 | 0.00021696 | 0.0001522 | 0.00010032 | 0.00010377 | 8.717e-05
4 | 19 | 24 | 9.3572e-05 | 0.00018062 | 0.00012231 | 9.3572e-05 | 0.00010863 | 8.4097e-05 | 9.3572e-05 | 0.00018062 | 0.00012231 | 9.3572e-05 | 0.00010863 | 8.4097e-05
4 | 20 | 1 | 8.8616e-05 | 0.00013813 | 8.639e-05 | 8.8616e-05 | 0.00011893 | 8.1881e-05 | 8.8616e-05 | 0.00013813 | 8.639e-05 | 8.8616e-05 | 0.00011893 | 8.1881e-05
4 | 20 | 2 | 8.7077e-05 | 0.00010242 | 6.4577e-05 | 8.7077e-05 | 0.00012872 | 8.074e-05 | 8.7077e-05 | 0.00010242 | 6.4577e-05 | 8.7077e-05 | 0.00012872 | 8.074e-05
4 | 20 | 3 | 8.5999e-05 | 6.9826e-05 | 4.6103e-05 | 8.5999e-05 | 0.00013964 | 8.0612e-05 | 8.5999e-05 | 6.9826e-05 | 4.6103e-05 | 8.5999e-05 | 0.00013964 | 8.0612e-05
4 | 20 | 4 | 8.8159e-05 | 4.6474e-05 | 3.1569e-05 | 8.8159e-05 | 0.00015416 | 8.3933e-05 | 8.8159e-05 | 4.6474e-05 | 3.1569e-05 | 8.8159e-05 | 0.00015416 | 8.3933e-05
4 | 20 | 5 | 9.4559e-05 | 2.8617e-05 | 2.1418e-05 | 9.4559e-05 | 0.00016793 | 9.3488e-05 | 9.4559e-05 | 2.8617e-05 | 2.1418e-05 | 9.4559e-05 | 0.00016793 | 9.3488e-05
4 | 20 | 6 | 0.00010429 | 1.6942e-05 | 2.1685e-05 | 0.00010429 | 0.00017594 | 0.00010255 | 0.00010429 | 1.6942e-05 | 2.1685e-05 | 0.00010429 | 0.00017594 | 0.00010255
4 | 20 | 7 | 0.00011294 | 1.0091e-05 | 4.0975e-05 | 0.00011294 | 0.00017271 | 0.00011323 | 0.00011294 | 1.0091e-05 | 4.0975e-05 | 0.00011294 | 0.00017271 | 0.00011323
4 | 20 | 8 | 0.00011722 | 1.4915e-05 | 8.8106e-05 | 0.00011722 | 0.00016399 | 0.00011962 | 0.00011722 | 1.4915e-05 | 8.8106e-05 | 0.00011722 | 0.00016399 | 0.00011962
4 | 20 | 9 | 0.00012037 | 3.0871e-05 | 0.00014026 | 0.00012037 | 0.00014326 | 0.00012385 | 0.00012037 | 3.0871e-05 | 0.00014026 | 0.00012037 | 0.00014326 | 0.00012385
4 | 20 | 10 | 0.00012242 | 3.3977e-05 | 0.00013781 | 0.00012242 | 0.00012191 | 0.00012446 | 0.00012242 | 3.3977e-05 | 0.00013781 | 0.00012242 | 0.00012191 | 0.00012446
4 | 20 | 11 | 0.00012232 | 4.0073e-05 | 0.00011224 | 0.00012232 | 0.00010685 | 0.0001239 | 0.00012232 | 4.0073e-05 | 0.00011224 | 0.00012232 | 0.00010685 | 0.0001239
4 | 20 | 12 | 0.0001214 | 4.9721e-05 | 9.6792e-05 | 0.0001214 | 9.5834e-05 | 0.00012371 | 0.0001214 | 4.9721e-05 | 9.6792e-05 | 0.0001214 | 9.5834e-05 | 0.00012371
4 | 20 | 13 | 0.00012032 | 7.1706e-05 | 0.00010242 | 0.00012032 | 9.0941e-05 | 0.00012354 | 0.00012032 | 7.1706e-05 | 0.00010242 | 0.00012032 | 9.0941e-05 | 0.00012354
4 | 20 | 14 | 0.00011855 | 8.5497e-05 | 0.00011398 | 0.00011855 | 8.9514e-05 | 0.00012231 | 0.00011855 | 8.5497e-05 | 0.00011398 | 0.00011855 | 8.9514e-05 | 0.00012231
4 | 20 | 15 | 0.00011679 | 9.8578e-05 | 0.00011913 | 0.00011679 | 8.9692e-05 | 0.00011987 | 0.00011679 | 9.8578e-05 | 0.00011913 | 0.00011679 | 8.9692e-05 | 0.00011987
4 | 20 | 16 | 0.00011547 | 0.00013443 | 0.00014201 | 0.00011547 | 9.0365e-05 | 0.00011747 | 0.00011547 | 0.00013443 | 0.00014201 | 0.00011547 | 9.0365e-05 | 0.00011747
4 | 20 | 17 | 0.00011353 | 0.00016973 | 0.00016019 | 0.00011353 | 9.3168e-05 | 0.00011394 | 0.00011353 | 0.00016973 | 0.00016019 | 0.00011353 | 9.3168e-05 | 0.00011394
4 | 20 | 18 | 0.00011321 | 0.00021594 | 0.00018846 | 0.00011321 | 9.8584e-05 | 0.00011336 | 0.00011321 | 0.00021594 | 0.00018846 | 0.00011321 | 9.8584e-05 | 0.00011336
4 | 20 | 19 | 0.00011668 | 0.00024944 | 0.00020631 | 0.00011668 | 0.00010561 | 0.00011824 | 0.00011668 | 0.00024944 | 0.00020631 | 0.00011668 | 0.00010561 | 0.00011824
4 | 20 | 20 | 0.00012131 | 0.00025643 | 0.00020076 | 0.00012131 | 0.00010403 | 0.00011456 | 0.00012131 | 0.00025643 | 0.00020076 | 0.00012131 | 0.00010403 | 0.00011456
4 | 20 | 21 | 0.00011672 | 0.00024842 | 0.00018308 | 0.00011672 | 9.907e-05 | 0.0001073 | 0.00011672 | 0.00024842 | 0.00018308 | 0.00011672 | 9.907e-05 | 0.0001073
4 | 20 | 22 | 0.00010946 | 0.00023397 | 0.00016829 | 0.00010946 | 9.9362e-05 | 9.6539e-05 | 0.00010946 | 0.00023397 | 0.00016829 | 0.00010946 | 9.9362e-05 | 9.6539e-05
4 | 20 | 23 | 0.00010014 | 0.00021696 | 0.0001522 | 0.00010014 | 0.00010377 | 8.717e-05 | 0.00010014 | 0.00021696 | 0.0001522 | 0.00010014 | 0.00010377 | 8.717e-05
4 | 20 | 24 | 9.4001e-05 | 0.00018062 | 0.00012231 | 9.4001e-05 | 0.00010863 | 8.4097e-05 | 9.4001e-05 | 0.00018062 | 0.00012231 | 9.4001e-05 | 0.00010863 | 8.4097e-05
4 | 21 | 1 | 8.9702e-05 | 0.00013813 | 8.639e-05 | 8.9702e-05 | 0.00011893 | 8.1881e-05 | 8.9702e-05 | 0.00013813 | 8.639e-05 | 8.9702e-05 | 0.00011893 | 8.1881e-05
4 | 21 | 2 | 8.7064e-05 | 0.00010242 | 6.4577e-05 | 8.7064e-05 | 0.00012872 | 8.074e-05 | 8.7064e-05 | 0.00010242 | 6.4577e-05 | 8.7064e-05 | 0.00012872 | 8.074e-05
4 | 21 | 3 | 8.5916e-05 | 6.9826e-05 | 4.6103e-05 | 8.5916e-05 | 0.00013964 | 8.0612e-05 | 8.5916e-05 | 6.9826e-05 | 4.6103e-05 | 8.5916e-05 | 0.00013964 | 8.0612e-05
4 | 21 | 4 | 8.5059e-05 | 4.6474e-05 | 3.1569e-05 | 8.5059e-05 | 0.00015416 | 8.3933e-05 | 8.5059e-05 | 4.6474e-05 | 3.1569e-05 | 8.5059e-05 | 0.00015416 | 8.3933e-05
4 | 21 | 5 | 8.8225e-05 | 2.8617e-05 | 2.1418e-05 | 8.8225e-05 | 0.00016793 | 9.3488e-05 | 8.8225e-05 | 2.8617e-05 | 2.1418e-05 | 8.8225e-05 | 0.00016793 | 9.3488e-05
4 | 21 | 6 | 8.9469e-05 | 1.6942e-05 | 2.1685e-05 | 8.9469e-05 | 0.00017594 | 0.00010255 | 8.9469e-05 | 1.6942e-05 | 2.1685e-05 | 8.9469e-05 | 0.00017594 | 0.00010255
4 | 21 | 7 | 9.3751e-05 | 1.0091e-05 | 4.0975e-05 | 9.3751e-05 | 0.00017271 | 0.00011323 | 9.3751e-05 | 1.0091e-05 | 4.0975e-05 | 9.3751e-05 | 0.00017271 | 0.00011323
4 | 21 | 8 | 9.9556e-05 | 1.4915e-05 | 8.8106e-05 | 9.9556e-05 | 0.00016399 | 0.00011962 | 9.9556e-05 | 1.4915e-05 | 8.8106e-05 | 9.9556e-05 | 0.00016399 | 0.00011962
4 | 21 | 9 | 0.00010458 | 3.0871e-05 | 0.00014026 | 0.00010458 | 0.00014326 | 0.00012385 | 0.00010458 | 3.0871e-05 | 0.00014026 | 0.00010458 | 0.00014326 | 0.00012385
4 | 21 | 10 | 0.00010747 | 3.3977e-05 | 0.00013781 | 0.00010747 | 0.00012191 | 0.00012446 | 0.00010747 | 3.3977e-05 | 0.00013781 | 0.00010747 | 0.00012191 | 0.00012446
4 | 21 | 11 | 0.00010762 | 4.0073e-05 | 0.00011224 | 0.00010762 | 0.00010685 | 0.0001239 | 0.00010762 | 4.0073e-05 | 0.00011224 | 0.00010762 | 0.00010685 | 0.0001239
4 | 21 | 12 | 0.00010689 | 4.9721e-05 | 9.6792e-05 | 0.00010689 | 9.5834e-05 | 0.00012371 | 0.00010689 | 4.9721e-05 | 9.6792e-05 | 0.00010689 | 9.5834e-05 | 0.00012371
4 | 21 | 13 | 0.00010537 | 7.1706e-05 | 0.00010242 | 0.00010537 | 9.0941e-05 | 0.00012354 | 0.00010537 | 7.1706e-05 | 0.00010242 | 0.00010537 | 9.0941e-05 | 0.00012354
4 | 21 | 14 | 0.00010351 | 8.5497e-05 | 0.00011398 | 0.00010351 | 8.9514e-05 | 0.00012231 | 0.00010351 | 8.5497e-05 | 0.00011398 | 0.00010351 | 8.9514e-05 | 0.00012231
4 | 21 | 15 | 0.00010318 | 9.8578e-05 | 0.00011913 | 0.00010318 | 8.9692e-05 | 0.00011987 | 0.00010318 | 9.8578e-05 | 0.00011913 | 0.00010318 | 8.9692e-05 | 0.00011987
4 | 21 | 16 | 0.00010292 | 0.00013443 | 0.00014201 | 0.00010292 | 9.0365e-05 | 0.00011747 | 0.00010292 | 0.00013443 | 0.00014201 | 0.00010292 | 9.0365e-05 | 0.00011747
4 | 21 | 17 | 0.0001037 | 0.00016973 | 0.00016019 | 0.0001037 | 9.3168e-05 | 0.00011394 | 0.0001037 | 0.00016973 | 0.00016019 | 0.0001037 | 9.3168e-05 | 0.00011394
4 | 21 | 18 | 0.00010524 | 0.00021594 | 0.00018846 | 0.00010524 | 9.8584e-05 | 0.00011336 | 0.00010524 | 0.00021594 | 0.00018846 | 0.00010524 | 9.8584e-05 | 0.00011336
4 | 21 | 19 | 0.00010971 | 0.00024944 | 0.00020631 | 0.00010971 | 0.00010561 | 0.00011824 | 0.00010971 | 0.00024944 | 0.00020631 | 0.00010971 | 0.00010561 | 0.00011824
4 | 21 | 20 | 0.00011447 | 0.00025643 | 0.00020076 | 0.00011447 | 0.00010403 | 0.00011456 | 0.00011447 | 0.00025643 | 0.00020076 | 0.00011447 | 0.00010403 | 0.00011456
4 | 21 | 21 | 0.00011065 | 0.00024842 | 0.00018308 | 0.00011065 | 9.907e-05 | 0.0001073 | 0.00011065 | 0.00024842 | 0.00018308 | 0.00011065 | 9.907e-05 | 0.0001073
4 | 21 | 22 | 0.00010454 | 0.00023397 | 0.00016829 | 0.00010454 | 9.9362e-05 | 9.6539e-05 | 0.00010454 | 0.00023397 | 0.00016829 | 0.00010454 | 9.9362e-05 | 9.6539e-05
4 | 21 | 23 | 9.6756e-05 | 0.00021696 | 0.0001522 | 9.6756e-05 | 0.00010377 | 8.717e-05 | 9.6756e-05 | 0.00021696 | 0.0001522 | 9.6756e-05 | 0.00010377 | 8.717e-05
4 | 21 | 24 | 9.026e-05 | 0.00018062 | 0.00012231 | 9.026e-05 | 0.00010863 | 8.4097e-05 | 9.026e-05 | 0.00018062 | 0.00012231 | 9.026e-05 | 0.00010863 | 8.4097e-05
4 | 22 | 1 | 8.587e-05 | 0.00013813 | 8.639e-05 | 8.587e-05 | 0.00011893 | 8.1881e-05 | 8.587e-05 | 0.00013813 | 8.639e-05 | 8.587e-05 | 0.00011893 | 8.1881e-05
4 | 22 | 2 | 8.3577e-05 | 0.00010242 | 6.4577e-05 | 8.3577e-05 | 0.00012872 | 8.074e-05 | 8.3577e-05 | 0.00010242 | 6.4577e-05 | 8.3577e-05 | 0.00012872 | 8.074e-05
4 | 22 | 3 | 8.2212e-05 | 6.9826e-05 | 4.6103e-05 | 8.2212e-05 | 0.00013964 | 8.0612e-05 | 8.2212e-05 | 6.9826e-05 | 4.6103e-05 | 8.2212e-05 | 0.00013964 | 8.0612e-05
4 | 22 | 4 | 8.2013e-05 | 4.6474e-05 | 3.1569e-05 | 8.2013e-05 | 0.00015416 | 8.3933e-05 | 8.2013e-05 | 4.6474e-05 | 3.1569e-05 | 8.2013e-05 | 0.00015416 | 8.3933e-05
4 | 22 | 5 | 8.3095e-05 | 2.8617e-05 | 2.1418e-05 | 8.3095e-05 | 0.00016793 | 9.3488e-05 | 8.3095e-05 | 2.8617e-05 | 2.1418e-05 | 8.3095e-05 | 0.00016793 | 9.3488e-05
4 | 22 | 6 | 8.4276e-05 | 1.6942e-05 | 2.1685e-05 | 8.4276e-05 | 0.00017594 | 0.00010255 | 8.4276e-05 | 1.6942e-05 | 2.1685e-05 | 8.4276e-05 | 0.00017594 | 0.00010255
4 | 22 | 7 | 8.7322e-05 | 1.0091e-05 | 4.0975e-05 | 8.7322e-05 | 0.00017271 | 0.00011323 | 8.7322e-05 | 1.0091e-05 | 4.0975e-05 | 8.7322e-05 | 0.00017271 | 0.00011323
4 | 22 | 8 | 9.2732e-05 | 1.4915e-05 | 8.8106e-05 | 9.2732e-05 | 0.00016399 | 0.00011962 | 9.2732e-05 | 1.4915e-05 | 8.8106e-05 | 9.2732e-05 | 0.00016399 | 0.00011962
4 | 22 | 9 | 9.7238e-05 | 3.0871e-05 | 0.00014026 | 9.7238e-05 | 0.00014326 | 0.00012385 | 9.7238e-05 | 3.0871e-05 | 0.00014026 | 9.7238e-05 | 0.00014326 | 0.00012385
4 | 22 | 10 | 9.9956e-05 | 3.3977e-05 | 0.00013781 | 9.9956e-05 | 0.00012191 | 0.00012446 | 9.9956e-05 | 3.3977e-05 | 0.00013781 | 9.9956e-05 | 0.00012191 | 0.00012446
4 | 22 | 11 | 0.00010121 | 4.0073e-05 | 0.00011224 | 0.00010121 | 0.00010685 | 0.0001239 | 0.00010121 | 4.0073e-05 | 0.00011224 | 0.00010121 | 0.00010685 | 0.0001239
4 | 22 | 12 | 0.00010117 | 4.9721e-05 | 9.6792e-05 | 0.00010117 | 9.5834e-05 | 0.00012371 | 0.00010117 | 4.9721e-05 | 9.6792e-05 | 0.00010117 | 9.5834e-05 | 0.00012371
4 | 22 | 13 | 0.00010048 | 7.1706e-05 | 0.00010242 | 0.00010048 | 9.0941e-05 | 0.00012354 | 0.00010048 | 7.1706e-05 | 0.00010242 | 0.00010048 | 9.0941e-05 | 0.00012354
4 | 22 | 14 | 9.944e-05 | 8.5497e-05 | 0.00011398 | 9.944e-05 | 8.9514e-05 | 0.00012231 | 9.944e-05 | 8.5497e-05 | 0.00011398 | 9.944e-05 | 8.9514e-05 | 0.00012231
4 | 22 | 15 | 9.9073e-05 | 9.8578e-05 | 0.00011913 | 9.9073e-05 | 8.9692e-05 | 0.00011987 | 9.9073e-05 | 9.8578e-05 | 0.00011913 | 9.9073e-05 | 8.9692e-05 | 0.00011987
4 | 22 | 16 | 9.9107e-05 | 0.00013443 | 0.00014201 | 9.9107e-05 | 9.0365e-05 | 0.00011747 | 9.9107e-05 | 0.00013443 | 0.00014201 | 9.9107e-05 | 9.0365e-05 | 0.00011747
4 | 22 | 17 | 0.00010065 | 0.00016973 | 0.00016019 | 0.00010065 | 9.3168e-05 | 0.00011394 | 0.00010065 | 0.00016973 | 0.00016019 | 0.00010065 | 9.3168e-05 | 0.00011394
4 | 22 | 18 | 0.00010324 | 0.00021594 | 0.00018846 | 0.00010324 | 9.8584e-05 | 0.00011336 | 0.00010324 | 0.00021594 | 0.00018846 | 0.00010324 | 9.8584e-05 | 0.00011336
4 | 22 | 19 | 0.00010958 | 0.00024944 | 0.00020631 | 0.00010958 | 0.00010561 | 0.00011824 | 0.00010958 | 0.00024944 | 0.00020631 | 0.00010958 | 0.00010561 | 0.00011824
4 | 22 | 20 | 0.00011509 | 0.00025643 | 0.00020076 | 0.00011509 | 0.00010403 | 0.00011456 | 0.00011509 | 0.00025643 | 0.00020076 | 0.00011509 | 0.00010403 | 0.00011456
4 | 22 | 21 | 0.00011028 | 0.00024842 | 0.00018308 | 0.00011028 | 9.907e-05 | 0.0001073 | 0.00011028 | 0.00024842 | 0.00018308 | 0.00011028 | 9.907e-05 | 0.0001073
4 | 22 | 22 | 0.00010226 | 0.00023397 | 0.00016829 | 0.00010226 | 9.9362e-05 | 9.6539e-05 | 0.00010226 | 0.00023397 | 0.00016829 | 0.00010226 | 9.9362e-05 | 9.6539e-05
4 | 22 | 23 | 9.2869e-05 | 0.00021696 | 0.0001522 | 9.2869e-05 | 0.00010377 | 8.717e-05 | 9.2869e-05 | 0.00021696 | 0.0001522 | 9.2869e-05 | 0.00010377 | 8.717e-05
4 | 22 | 24 | 8.7127e-05 | 0.00018062 | 0.00012231 | 8.7127e-05 | 0.00010863 | 8.4097e-05 | 8.7127e-05 | 0.00018062 | 0.00012231 | 8.7127e-05 | 0.00010863 | 8.4097e-05
4 | 23 | 1 | 8.4097e-05 | 0.00013813 | 8.639e-05 | 8.4097e-05 | 0.00011893 | 8.1881e-05 | 8.4097e-05 | 0.00013813 | 8.639e-05 | 8.4097e-05 | 0.00011893 | 8.1881e-05
4 | 23 | 2 | 8.2366e-05 | 0.00010242 | 6.4577e-05 | 8.2366e-05 | 0.00012872 | 8.074e-05 | 8.2366e-05 | 0.00010242 | 6.4577e-05 | 8.2366e-05 | 0.00012872 | 8.074e-05
4 | 23 | 3 | 8.2058e-05 | 6.9826e-05 | 4.6103e-05 | 8.2058e-05 | 0.00013964 | 8.0612e-05 | 8.2058e-05 | 6.9826e-05 | 4.6103e-05 | 8.2058e-05 | 0.00013964 | 8.0612e-05
4 | 23 | 4 | 8.5342e-05 | 4.6474e-05 | 3.1569e-05 | 8.5342e-05 | 0.00015416 | 8.3933e-05 | 8.5342e-05 | 4.6474e-05 | 3.1569e-05 | 8.5342e-05 | 0.00015416 | 8.3933e-05
4 | 23 | 5 | 9.16e-05 | 2.8617e-05 | 2.1418e-05 | 9.16e-05 | 0.00016793 | 9.3488e-05 | 9.16e-05 | 2.8617e-05 | 2.1418e-05 | 9.16e-05 | 0.00016793 | 9.3488e-05
4 | 23 | 6 | 0.0001024 | 1.6942e-05 | 2.1685e-05 | 0.0001024 | 0.00017594 | 0.00010255 | 0.0001024 | 1.6942e-05 | 2.1685e-05 | 0.0001024 | 0.00017594 | 0.00010255
4 | 23 | 7 | 0.00011126 | 1.0091e-05 | 4.0975e-05 | 0.00011126 | 0.00017271 | 0.00011323 | 0.00011126 | 1.0091e-05 | 4.0975e-05 | 0.00011126 | 0.00017271 | 0.00011323
4 | 23 | 8 | 0.00011522 | 1.4915e-05 | 8.8106e-05 | 0.00011522 | 0.00016399 | 0.00011962 | 0.00011522 | 1.4915e-05 | 8.8106e-05 | 0.00011522 | 0.00016399 | 0.00011962
4 | 23 | 9 | 0.00011821 | 3.0871e-05 | 0.00014026 | 0.00011821 | 0.00014326 | 0.00012385 | 0.00011821 | 3.0871e-05 | 0.00014026 | 0.00011821 | 0.00014326 | 0.00012385
4 | 23 | 10 | 0.00011976 | 3.3977e-05 | 0.00013781 | 0.00011976 | 0.00012191 | 0.00012446 | 0.00011976 | 3.3977e-05 | 0.00013781 | 0.00011976 | 0.00012191 | 0.00012446
4 | 23 | 11 | 0.00012103 | 4.0073e-05 | 0.00011224 | 0.00012103 | 0.00010685 | 0.0001239 | 0.00012103 | 4.0073e-05 | 0.00011224 | 0.00012103 | 0.00010685 | 0.0001239
4 | 23 | 12 | 0.00012089 | 4.9721e-05 | 9.6792e-05 | 0.00012089 | 9.5834e-05 | 0.00012371 | 0.00012089 | 4.9721e-05 | 9.6792e-05 | 0.00012089 | 9.5834e-05 | 0.00012371
4 | 23 | 13 | 0.00012163 | 7.1706e-05 | 0.00010242 | 0.00012163 | 9.0941e-05 | 0.00012354 | 0.00012163 | 7.1706e-05 | 0.00010242 | 0.00012163 | 9.0941e-05 | 0.00012354
4 | 23 | 14 | 0.00012073 | 8.5497e-05 | 0.00011398 | 0.00012073 | 8.9514e-05 | 0.00012231 | 0.00012073 | 8.5497e-05 | 0.00011398 | 0.00012073 | 8.9514e-05 | 0.00012231
4 | 23 | 15 | 0.00011923 | 9.8578e-05 | 0.00011913 | 0.00011923 | 8.9692e-05 | 0.00011987 | 0.00011923 | 9.8578e-05 | 0.00011913 | 0.00011923 | 8.9692e-05 | 0.00011987
4 | 23 | 16 | 0.00011778 | 0.00013443 | 0.00014201 | 0.00011778 | 9.0365e-05 | 0.00011747 | 0.00011778 | 0.00013443 | 0.00014201 | 0.00011778 | 9.0365e-05 | 0.00011747
4 | 23 | 17 | 0.0001157 | 0.00016973 | 0.00016019 | 0.0001157 | 9.3168e-05 | 0.00011394 | 0.0001157 | 0.00016973 | 0.00016019 | 0.0001157 | 9.3168e-05 | 0.00011394
4 | 23 | 18 | 0.00011427 | 0.00021594 | 0.00018846 | 0.00011427 | 9.8584e-05 | 0.00011336 | 0.00011427 | 0.00021594 | 0.00018846 | 0.00011427 | 9.8584e-05 | 0.00011336
4 | 23 | 19 | 0.00011809 | 0.00024944 | 0.00020631 | 0.00011809 | 0.00010561 | 0.00011824 | 0.00011809 | 0.00024944 | 0.00020631 | 0.00011809 | 0.00010561 | 0.00011824
4 | 23 | 20 | 0.00012471 | 0.00025643 | 0.00020076 | 0.00012471 | 0.00010403 | 0.00011456 | 0.00012471 | 0.00025643 | 0.00020076 | 0.00012471 | 0.00010403 | 0.00011456
4 | 23 | 21 | 0.00011851 | 0.00024842 | 0.00018308 | 0.00011851 | 9.907e-05 | 0.0001073 | 0.00011851 | 0.00024842 | 0.00018308 | 0.00011851 | 9.907e-05 | 0.0001073
4 | 23 | 22 | 0.00010796 | 0.00023397 | 0.00016829 | 0.00010796 | 9.9362e-05 | 9.6539e-05 | 0.00010796 | 0.00023397 | 0.00016829 | 0.00010796 | 9.9362e-05 | 9.6539e-05
4 | 23 | 23 | 9.7767e-05 | 0.00021696 | 0.0001522 | 9.7767e-05 | 0.00010377 | 8.717e-05 | 9.7767e-05 | 0.00021696 | 0.0001522 | 9.7767e-05 | 0.00010377 | 8.717e-05
4 | 23 | 24 | 9.1109e-05 | 0.00018062 | 0.00012231 | 9.1109e-05 | 0.00010863 | 8.4097e-05 | 9.1109e-05 | 0.00018062 | 0.00012231 | 9.1109e-05 | 0.00010863 | 8.4097e-05
4 | 24 | 1 | 8.5899e-05 | 0.00013813 | 8.639e-05 | 8.5899e-05 | 0.00011893 | 8.1881e-05 | 8.5899e-05 | 0.00013813 | 8.639e-05 | 8.5899e-05 | 0.00011893 | 8.1881e-05
4 | 24 | 2 | 8.4472e-05 | 0.00010242 | 6.4577e-05 | 8.4472e-05 | 0.00012872 | 8.074e-05 | 8.4472e-05 | 0.00010242 | 6.4577e-05 | 8.4472e-05 | 0.00012872 | 8.074e-05
4 | 24 | 3 | 8.3819e-05 | 6.9826e-05 | 4.6103e-05 | 8.3819e-05 | 0.00013964 | 8.0612e-05 | 8.3819e-05 | 6.9826e-05 | 4.6103e-05 | 8.3819e-05 | 0.00013964 | 8.0612e-05
4 | 24 | 4 | 8.6232e-05 | 4.6474e-05 | 3.1569e-05 | 8.6232e-05 | 0.00015416 | 8.3933e-05 | 8.6232e-05 | 4.6474e-05 | 3.1569e-05 | 8.6232e-05 | 0.00015416 | 8.3933e-05
4 | 24 | 5 | 9.2944e-05 | 2.8617e-05 | 2.1418e-05 | 9.2944e-05 | 0.00016793 | 9.3488e-05 | 9.2944e-05 | 2.8617e-05 | 2.1418e-05 | 9.2944e-05 | 0.00016793 | 9.3488e-05
4 | 24 | 6 | 0.00010229 | 1.6942e-05 | 2.1685e-05 | 0.00010229 | 0.00017594 | 0.00010255 | 0.00010229 | 1.6942e-05 | 2.1685e-05 | 0.00010229 | 0.00017594 | 0.00010255
4 | 24 | 7 | 0.00011037 | 1.0091e-05 | 4.0975e-05 | 0.00011037 | 0.00017271 | 0.00011323 | 0.00011037 | 1.0091e-05 | 4.0975e-05 | 0.00011037 | 0.00017271 | 0.00011323
4 | 24 | 8 | 0.00011421 | 1.4915e-05 | 8.8106e-05 | 0.00011421 | 0.00016399 | 0.00011962 | 0.00011421 | 1.4915e-05 | 8.8106e-05 | 0.00011421 | 0.00016399 | 0.00011962
4 | 24 | 9 | 0.00011814 | 3.0871e-05 | 0.00014026 | 0.00011814 | 0.00014326 | 0.00012385 | 0.00011814 | 3.0871e-05 | 0.00014026 | 0.00011814 | 0.00014326 | 0.00012385
4 | 24 | 10 | 0.00012108 | 3.3977e-05 | 0.00013781 | 0.00012108 | 0.00012191 | 0.00012446 | 0.00012108 | 3.3977e-05 | 0.00013781 | 0.00012108 | 0.00012191 | 0.00012446
4 | 24 | 11 | 0.0001221 | 4.0073e-05 | 0.00011224 | 0.0001221 | 0.00010685 | 0.0001239 | 0.0001221 | 4.0073e-05 | 0.00011224 | 0.0001221 | 0.00010685 | 0.0001239
4 | 24 | 12 | 0.00012279 | 4.9721e-05 | 9.6792e-05 | 0.00012279 | 9.5834e-05 | 0.00012371 | 0.00012279 | 4.9721e-05 | 9.6792e-05 | 0.00012279 | 9.5834e-05 | 0.00012371
4 | 24 | 13 | 0.00012438 | 7.1706e-05 | 0.00010242 | 0.00012438 | 9.0941e-05 | 0.00012354 | 0.00012438 | 7.1706e-05 | 0.00010242 | 0.00012438 | 9.0941e-05 | 0.00012354
4 | 24 | 14 | 0.00012411 | 8.5497e-05 | 0.00011398 | 0.00012411 | 8.9514e-05 | 0.00012231 | 0.00012411 | 8.5497e-05 | 0.00011398 | 0.00012411 | 8.9514e-05 | 0.00012231
4 | 24 | 15 | 0.0001227 | 9.8578e-05 | 0.00011913 | 0.0001227 | 8.9692e-05 | 0.00011987 | 0.0001227 | 9.8578e-05 | 0.00011913 | 0.0001227 | 8.9692e-05 | 0.00011987
4 | 24 | 16 | 0.00012087 | 0.00013443 | 0.00014201 | 0.00012087 | 9.0365e-05 | 0.00011747 | 0.00012087 | 0.00013443 | 0.00014201 | 0.00012087 | 9.0365e-05 | 0.00011747
4 | 24 | 17 | 0.00011846 | 0.00016973 | 0.00016019 | 0.00011846 | 9.3168e-05 | 0.00011394 | 0.00011846 | 0.00016973 | 0.00016019 | 0.00011846 | 9.3168e-05 | 0.00011394
4 | 24 | 18 | 0.00011666 | 0.00021594 | 0.00018846 | 0.00011666 | 9.8584e-05 | 0.00011336 | 0.00011666 | 0.00021594 | 0.00018846 | 0.00011666 | 9.8584e-05 | 0.00011336
4 | 24 | 19 | 0.00011947 | 0.00024944 | 0.00020631 | 0.00011947 | 0.00010561 | 0.00011824 | 0.00011947 | 0.00024944 | 0.00020631 | 0.00011947 | 0.00010561 | 0.00011824
4 | 24 | 20 | 0.00012566 | 0.00025643 | 0.00020076 | 0.00012566 | 0.00010403 | 0.00011456 | 0.00012566 | 0.00025643 | 0.00020076 | 0.00012566 | 0.00010403 | 0.00011456
4 | 24 | 21 | 0.00011974 | 0.00024842 | 0.00018308 | 0.00011974 | 9.907e-05 | 0.0001073 | 0.00011974 | 0.00024842 | 0.00018308 | 0.00011974 | 9.907e-05 | 0.0001073
4 | 24 | 22 | 0.00010989 | 0.00023397 | 0.00016829 | 0.00010989 | 9.9362e-05 | 9.6539e-05 | 0.00010989 | 0.00023397 | 0.00016829 | 0.00010989 | 9.9362e-05 | 9.6539e-05
4 | 24 | 23 | 9.9602e-05 | 0.00021696 | 0.0001522 | 9.9602e-05 | 0.00010377 | 8.717e-05 | 9.9602e-05 | 0.00021696 | 0.0001522 | 9.9602e-05 | 0.00010377 | 8.717e-05
4 | 24 | 24 | 9.2923e-05 | 0.00018062 | 0.00012231 | 9.2923e-05 | 0.00010863 | 8.4097e-05 | 9.2923e-05 | 0.00018062 | 0.00012231 | 9.2923e-05 | 0.00010863 | 8.4097e-05
4 | 25 | 1 | 8.6195e-05 | 0.00013813 | 8.639e-05 | 8.6195e-05 | 0.00011893 | 8.1881e-05 | 8.6195e-05 | 0.00013813 | 8.639e-05 | 8.6195e-05 | 0.00011893 | 8.1881e-05
4 | 25 | 2 | 8.2986e-05 | 0.00010242 | 6.4577e-05 | 8.2986e-05 | 0.00012872 | 8.074e-05 | 8.2986e-05 | 0.00010242 | 6.4577e-05 | 8.2986e-05 | 0.00012872 | 8.074e-05
4 | 25 | 3 | 8.3473e-05 | 6.9826e-05 | 4.6103e-05 | 8.3473e-05 | 0.00013964 | 8.0612e-05 | 8.3473e-05 | 6.9826e-05 | 4.6103e-05 | 8.3473e-05 | 0.00013964 | 8.0612e-05
4 | 25 | 4 | 8.6931e-05 | 4.6474e-05 | 3.1569e-05 | 8.6931e-05 | 0.00015416 | 8.3933e-05 | 8.6931e-05 | 4.6474e-05 | 3.1569e-05 | 8.6931e-05 | 0.00015416 | 8.3933e-05
4 | 25 | 5 | 9.4667e-05 | 2.8617e-05 | 2.1418e-05 | 9.4667e-05 | 0.00016793 | 9.3488e-05 | 9.4667e-05 | 2.8617e-05 | 2.1418e-05 | 9.4667e-05 | 0.00016793 | 9.3488e-05
4 | 25 | 6 | 0.00010363 | 1.6942e-05 | 2.1685e-05 | 0.00010363 | 0.00017594 | 0.00010255 | 0.00010363 | 1.6942e-05 | 2.1685e-05 | 0.00010363 | 0.00017594 | 0.00010255
4 | 25 | 7 | 0.00011244 | 1.0091e-05 | 4.0975e-05 | 0.00011244 | 0.00017271 | 0.00011323 | 0.00011244 | 1.0091e-05 | 4.0975e-05 | 0.00011244 | 0.00017271 | 0.00011323
4 | 25 | 8 | 0.00011707 | 1.4915e-05 | 8.8106e-05 | 0.00011707 | 0.00016399 | 0.00011962 | 0.00011707 | 1.4915e-05 | 8.8106e-05 | 0.00011707 | 0.00016399 | 0.00011962
4 | 25 | 9 | 0.00012141 | 3.0871e-05 | 0.00014026 | 0.00012141 | 0.00014326 | 0.00012385 | 0.00012141 | 3.0871e-05 | 0.00014026 | 0.00012141 | 0.00014326 | 0.00012385
4 | 25 | 10 | 0.00012494 | 3.3977e-05 | 0.00013781 | 0.00012494 | 0.00012191 | 0.00012446 | 0.00012494 | 3.3977e-05 | 0.00013781 | 0.00012494 | 0.00012191 | 0.00012446
4 | 25 | 11 | 0.0001268 | 4.0073e-05 | 0.00011224 | 0.0001268 | 0.00010685 | 0.0001239 | 0.0001268 | 4.0073e-05 | 0.00011224 | 0.0001268 | 0.00010685 | 0.0001239
4 | 25 | 12 | 0.00012731 | 4.9721e-05 | 9.6792e-05 | 0.00012731 | 9.5834e-05 | 0.00012371 | 0.00012731 | 4.9721e-05 | 9.6792e-05 | 0.00012731 | 9.5834e-05 | 0.00012371
4 | 25 | 13 | 0.0001291 | 7.1706e-05 | 0.00010242 | 0.0001291 | 9.0941e-05 | 0.00012354 | 0.0001291 | 7.1706e-05 | 0.00010242 | 0.0001291 | 9.0941e-05 | 0.00012354
4 | 25 | 14 | 0.00012885 | 8.5497e-05 | 0.00011398 | 0.00012885 | 8.9514e-05 | 0.00012231 | 0.00012885 | 8.5497e-05 | 0.00011398 | 0.00012885 | 8.9514e-05 | 0.00012231
4 | 25 | 15 | 0.00012802 | 9.8578e-05 | 0.00011913 | 0.00012802 | 8.9692e-05 | 0.00011987 | 0.00012802 | 9.8578e-05 | 0.00011913 | 0.00012802 | 8.9692e-05 | 0.00011987
4 | 25 | 16 | 0.00012621 | 0.00013443 | 0.00014201 | 0.00012621 | 9.0365e-05 | 0.00011747 | 0.00012621 | 0.00013443 | 0.00014201 | 0.00012621 | 9.0365e-05 | 0.00011747
4 | 25 | 17 | 0.00012354 | 0.00016973 | 0.00016019 | 0.00012354 | 9.3168e-05 | 0.00011394 | 0.00012354 | 0.00016973 | 0.00016019 | 0.00012354 | 9.3168e-05 | 0.00011394
4 | 25 | 18 | 0.00012051 | 0.00021594 | 0.00018846 | 0.00012051 | 9.8584e-05 | 0.00011336 | 0.00012051 | 0.00021594 | 0.00018846 | 0.00012051 | 9.8584e-05 | 0.00011336
4 | 25 | 19 | 0.00012341 | 0.00024944 | 0.00020631 | 0.00012341 | 0.00010561 | 0.00011824 | 0.00012341 | 0.00024944 | 0.00020631 | 0.00012341 | 0.00010561 | 0.00011824
4 | 25 | 20 | 0.00012955 | 0.00025643 | 0.00020076 | 0.00012955 | 0.00010403 | 0.00011456 | 0.00012955 | 0.00025643 | 0.00020076 | 0.00012955 | 0.00010403 | 0.00011456
4 | 25 | 21 | 0.00012353 | 0.00024842 | 0.00018308 | 0.00012353 | 9.907e-05 | 0.0001073 | 0.00012353 | 0.00024842 | 0.00018308 | 0.00012353 | 9.907e-05 | 0.0001073
4 | 25 | 22 | 0.00011231 | 0.00023397 | 0.00016829 | 0.00011231 | 9.9362e-05 | 9.6539e-05 | 0.00011231 | 0.00023397 | 0.00016829 | 0.00011231 | 9.9362e-05 | 9.6539e-05
4 | 25 | 23 | 0.00010168 | 0.00021696 | 0.0001522 | 0.00010168 | 0.00010377 | 8.717e-05 | 0.00010168 | 0.00021696 | 0.0001522 | 0.00010168 | 0.00010377 | 8.717e-05
4 | 25 | 24 | 9.3739e-05 | 0.00018062 | 0.00012231 | 9.3739e-05 | 0.00010863 | 8.4097e-05 | 9.3739e-05 | 0.00018062 | 0.00012231 | 9.3739e-05 | 0.00010863 | 8.4097e-05
4 | 26 | 1 | 8.9478e-05 | 0.00013813 | 8.639e-05 | 8.9478e-05 | 0.00011893 | 8.1881e-05 | 8.9478e-05 | 0.00013813 | 8.639e-05 | 8.9478e-05 | 0.00011893 | 8.1881e-05
4 | 26 | 2 | 8.7068e-05 | 0.00010242 | 6.4577e-05 | 8.7068e-05 | 0.00012872 | 8.074e-05 | 8.7068e-05 | 0.00010242 | 6.4577e-05 | 8.7068e-05 | 0.00012872 | 8.074e-05
4 | 26 | 3 | 8.6394e-05 | 6.9826e-05 | 4.6103e-05 | 8.6394e-05 | 0.00013964 | 8.0612e-05 | 8.6394e-05 | 6.9826e-05 | 4.6103e-05 | 8.6394e-05 | 0.00013964 | 8.0612e-05
4 | 26 | 4 | 8.8379e-05 | 4.6474e-05 | 3.1569e-05 | 8.8379e-05 | 0.00015416 | 8.3933e-05 | 8.8379e-05 | 4.6474e-05 | 3.1569e-05 | 8.8379e-05 | 0.00015416 | 8.3933e-05
4 | 26 | 5 | 9.4717e-05 | 2.8617e-05 | 2.1418e-05 | 9.4717e-05 | 0.00016793 | 9.3488e-05 | 9.4717e-05 | 2.8617e-05 | 2.1418e-05 | 9.4717e-05 | 0.00016793 | 9.3488e-05
4 | 26 | 6 | 0.0001047 | 1.6942e-05 | 2.1685e-05 | 0.0001047 | 0.00017594 | 0.00010255 | 0.0001047 | 1.6942e-05 | 2.1685e-05 | 0.0001047 | 0.00017594 | 0.00010255
4 | 26 | 7 | 0.00011286 | 1.0091e-05 | 4.0975e-05 | 0.00011286 | 0.00017271 | 0.00011323 | 0.00011286 | 1.0091e-05 | 4.0975e-05 | 0.00011286 | 0.00017271 | 0.00011323
4 | 26 | 8 | 0.00011707 | 1.4915e-05 | 8.8106e-05 | 0.00011707 | 0.00016399 | 0.00011962 | 0.00011707 | 1.4915e-05 | 8.8106e-05 | 0.00011707 | 0.00016399 | 0.00011962
4 | 26 | 9 | 0.00012049 | 3.0871e-05 | 0.00014026 | 0.00012049 | 0.00014326 | 0.00012385 | 0.00012049 | 3.0871e-05 | 0.00014026 | 0.00012049 | 0.00014326 | 0.00012385
4 | 26 | 10 | 0.00012407 | 3.3977e-05 | 0.00013781 | 0.00012407 | 0.00012191 | 0.00012446 | 0.00012407 | 3.3977e-05 | 0.00013781 | 0.00012407 | 0.00012191 | 0.00012446
4 | 26 | 11 | 0.0001259 | 4.0073e-05 | 0.00011224 | 0.0001259 | 0.00010685 | 0.0001239 | 0.0001259 | 4.0073e-05 | 0.00011224 | 0.0001259 | 0.00010685 | 0.0001239
4 | 26 | 12 | 0.00012806 | 4.9721e-05 | 9.6792e-05 | 0.00012806 | 9.5834e-05 | 0.00012371 | 0.00012806 | 4.9721e-05 | 9.6792e-05 | 0.00012806 | 9.5834e-05 | 0.00012371
4 | 26 | 13 | 0.00012868 | 7.1706e-05 | 0.00010242 | 0.00012868 | 9.0941e-05 | 0.00012354 | 0.00012868 | 7.1706e-05 | 0.00010242 | 0.00012868 | 9.0941e-05 | 0.00012354
4 | 26 | 14 | 0.00012897 | 8.5497e-05 | 0.00011398 | 0.00012897 | 8.9514e-05 | 0.00012231 | 0.00012897 | 8.5497e-05 | 0.00011398 | 0.00012897 | 8.9514e-05 | 0.00012231
4 | 26 | 15 | 0.00012863 | 9.8578e-05 | 0.00011913 | 0.00012863 | 8.9692e-05 | 0.00011987 | 0.00012863 | 9.8578e-05 | 0.00011913 | 0.00012863 | 8.9692e-05 | 0.00011987
4 | 26 | 16 | 0.00012659 | 0.00013443 | 0.00014201 | 0.00012659 | 9.0365e-05 | 0.00011747 | 0.00012659 | 0.00013443 | 0.00014201 | 0.00012659 | 9.0365e-05 | 0.00011747
4 | 26 | 17 | 0.0001239 | 0.00016973 | 0.00016019 | 0.0001239 | 9.3168e-05 | 0.00011394 | 0.0001239 | 0.00016973 | 0.00016019 | 0.0001239 | 9.3168e-05 | 0.00011394
4 | 26 | 18 | 0.00012063 | 0.00021594 | 0.00018846 | 0.00012063 | 9.8584e-05 | 0.00011336 | 0.00012063 | 0.00021594 | 0.00018846 | 0.00012063 | 9.8584e-05 | 0.00011336
4 | 26 | 19 | 0.00012299 | 0.00024944 | 0.00020631 | 0.00012299 | 0.00010561 | 0.00011824 | 0.00012299 | 0.00024944 | 0.00020631 | 0.00012299 | 0.00010561 | 0.00011824
4 | 26 | 20 | 0.0001295 | 0.00025643 | 0.00020076 | 0.0001295 | 0.00010403 | 0.00011456 | 0.0001295 | 0.00025643 | 0.00020076 | 0.0001295 | 0.00010403 | 0.00011456
4 | 26 | 21 | 0.00012303 | 0.00024842 | 0.00018308 | 0.00012303 | 9.907e-05 | 0.0001073 | 0.00012303 | 0.00024842 | 0.00018308 | 0.00012303 | 9.907e-05 | 0.0001073
4 | 26 | 22 | 0.00011192 | 0.00023397 | 0.00016829 | 0.00011192 | 9.9362e-05 | 9.6539e-05 | 0.00011192 | 0.00023397 | 0.00016829 | 0.00011192 | 9.9362e-05 | 9.6539e-05
4 | 26 | 23 | 0.00010026 | 0.00021696 | 0.0001522 | 0.00010026 | 0.00010377 | 8.717e-05 | 0.00010026 | 0.00021696 | 0.0001522 | 0.00010026 | 0.00010377 | 8.717e-05
4 | 26 | 24 | 9.4317e-05 | 0.00018062 | 0.00012231 | 9.4317e-05 | 0.00010863 | 8.4097e-05 | 9.4317e-05 | 0.00018062 | 0.00012231 | 9.4317e-05 | 0.00010863 | 8.4097e-05
4 | 27 | 1 | 9.0755e-05 | 0.00013813 | 8.639e-05 | 9.0755e-05 | 0.00011893 | 8.1881e-05 | 9.0755e-05 | 0.00013813 | 8.639e-05 | 9.0755e-05 | 0.00011893 | 8.1881e-05
4 | 27 | 2 | 8.6652e-05 | 0.00010242 | 6.4577e-05 | 8.6652e-05 | 0.00012872 | 8.074e-05 | 8.6652e-05 | 0.00010242 | 6.4577e-05 | 8.6652e-05 | 0.00012872 | 8.074e-05
4 | 27 | 3 | 8.5346e-05 | 6.9826e-05 | 4.6103e-05 | 8.5346e-05 | 0.00013964 | 8.0612e-05 | 8.5346e-05 | 6.9826e-05 | 4.6103e-05 | 8.5346e-05 | 0.00013964 | 8.0612e-05
4 | 27 | 4 | 8.8737e-05 | 4.6474e-05 | 3.1569e-05 | 8.8737e-05 | 0.00015416 | 8.3933e-05 | 8.8737e-05 | 4.6474e-05 | 3.1569e-05 | 8.8737e-05 | 0.00015416 | 8.3933e-05
4 | 27 | 5 | 9.5249e-05 | 2.8617e-05 | 2.1418e-05 | 9.5249e-05 | 0.00016793 | 9.3488e-05 | 9.5249e-05 | 2.8617e-05 | 2.1418e-05 | 9.5249e-05 | 0.00016793 | 9.3488e-05
4 | 27 | 6 | 0.00010215 | 1.6942e-05 | 2.1685e-05 | 0.00010215 | 0.00017594 | 0.00010255 | 0.00010215 | 1.6942e-05 | 2.1685e-05 | 0.00010215 | 0.00017594 | 0.00010255
4 | 27 | 7 | 0.00011226 | 1.0091e-05 | 4.0975e-05 | 0.00011226 | 0.00017271 | 0.00011323 | 0.00011226 | 1.0091e-05 | 4.0975e-05 | 0.00011226 | 0.00017271 | 0.00011323
4 | 27 | 8 | 0.0001174 | 1.4915e-05 | 8.8106e-05 | 0.0001174 | 0.00016399 | 0.00011962 | 0.0001174 | 1.4915e-05 | 8.8106e-05 | 0.0001174 | 0.00016399 | 0.00011962
4 | 27 | 9 | 0.0001226 | 3.0871e-05 | 0.00014026 | 0.0001226 | 0.00014326 | 0.00012385 | 0.0001226 | 3.0871e-05 | 0.00014026 | 0.0001226 | 0.00014326 | 0.00012385
4 | 27 | 10 | 0.00012786 | 3.3977e-05 | 0.00013781 | 0.00012786 | 0.00012191 | 0.00012446 | 0.00012786 | 3.3977e-05 | 0.00013781 | 0.00012786 | 0.00012191 | 0.00012446
4 | 27 | 11 | 0.00013145 | 4.0073e-05 | 0.00011224 | 0.00013145 | 0.00010685 | 0.0001239 | 0.00013145 | 4.0073e-05 | 0.00011224 | 0.00013145 | 0.00010685 | 0.0001239
4 | 27 | 12 | 0.00013375 | 4.9721e-05 | 9.6792e-05 | 0.00013375 | 9.5834e-05 | 0.00012371 | 0.00013375 | 4.9721e-05 | 9.6792e-05 | 0.00013375 | 9.5834e-05 | 0.00012371
4 | 27 | 13 | 0.00013656 | 7.1706e-05 | 0.00010242 | 0.00013656 | 9.0941e-05 | 0.00012354 | 0.00013656 | 7.1706e-05 | 0.00010242 | 0.00013656 | 9.0941e-05 | 0.00012354
4 | 27 | 14 | 0.00013803 | 8.5497e-05 | 0.00011398 | 0.00013803 | 8.9514e-05 | 0.00012231 | 0.00013803 | 8.5497e-05 | 0.00011398 | 0.00013803 | 8.9514e-05 | 0.00012231
4 | 27 | 15 | 0.0001383 | 9.8578e-05 | 0.00011913 | 0.0001383 | 8.9692e-05 | 0.00011987 | 0.0001383 | 9.8578e-05 | 0.00011913 | 0.0001383 | 8.9692e-05 | 0.00011987
4 | 27 | 16 | 0.00013677 | 0.00013443 | 0.00014201 | 0.00013677 | 9.0365e-05 | 0.00011747 | 0.00013677 | 0.00013443 | 0.00014201 | 0.00013677 | 9.0365e-05 | 0.00011747
4 | 27 | 17 | 0.00013294 | 0.00016973 | 0.00016019 | 0.00013294 | 9.3168e-05 | 0.00011394 | 0.00013294 | 0.00016973 | 0.00016019 | 0.00013294 | 9.3168e-05 | 0.00011394
4 | 27 | 18 | 0.00012846 | 0.00021594 | 0.00018846 | 0.00012846 | 9.8584e-05 | 0.00011336 | 0.00012846 | 0.00021594 | 0.00018846 | 0.00012846 | 9.8584e-05 | 0.00011336
4 | 27 | 19 | 0.00012811 | 0.00024944 | 0.00020631 | 0.00012811 | 0.00010561 | 0.00011824 | 0.00012811 | 0.00024944 | 0.00020631 | 0.00012811 | 0.00010561 | 0.00011824
4 | 27 | 20 | 0.00013218 | 0.00025643 | 0.00020076 | 0.00013218 | 0.00010403 | 0.00011456 | 0.00013218 | 0.00025643 | 0.00020076 | 0.00013218 | 0.00010403 | 0.00011456
4 | 27 | 21 | 0.00012715 | 0.00024842 | 0.00018308 | 0.00012715 | 9.907e-05 | 0.0001073 | 0.00012715 | 0.00024842 | 0.00018308 | 0.00012715 | 9.907e-05 | 0.0001073
4 | 27 | 22 | 0.00011692 | 0.00023397 | 0.00016829 | 0.00011692 | 9.9362e-05 | 9.6539e-05 | 0.00011692 | 0.00023397 | 0.00016829 | 0.00011692 | 9.9362e-05 | 9.6539e-05
4 | 27 | 23 | 0.00010666 | 0.00021696 | 0.0001522 | 0.00010666 | 0.00010377 | 8.717e-05 | 0.00010666 | 0.00021696 | 0.0001522 | 0.00010666 | 0.00010377 | 8.717e-05
4 | 27 | 24 | 9.7667e-05 | 0.00018062 | 0.00012231 | 9.7667e-05 | 0.00010863 | 8.4097e-05 | 9.7667e-05 | 0.00018062 | 0.00012231 | 9.7667e-05 | 0.00010863 | 8.4097e-05
4 | 28 | 1 | 9.1275e-05 | 0.00013813 | 8.639e-05 | 9.1275e-05 | 0.00011893 | 8.1881e-05 | 9.1275e-05 | 0.00013813 | 8.639e-05 | 9.1275e-05 | 0.00011893 | 8.1881e-05
4 | 28 | 2 | 8.7992e-05 | 0.00010242 | 6.4577e-05 | 8.7992e-05 | 0.00012872 | 8.074e-05 | 8.7992e-05 | 0.00010242 | 6.4577e-05 | 8.7992e-05 | 0.00012872 | 8.074e-05
4 | 28 | 3 | 8.6028e-05 | 6.9826e-05 | 4.6103e-05 | 8.6028e-05 | 0.00013964 | 8.0612e-05 | 8.6028e-05 | 6.9826e-05 | 4.6103e-05 | 8.6028e-05 | 0.00013964 | 8.0612e-05
4 | 28 | 4 | 8.5812e-05 | 4.6474e-05 | 3.1569e-05 | 8.5812e-05 | 0.00015416 | 8.3933e-05 | 8.5812e-05 | 4.6474e-05 | 3.1569e-05 | 8.5812e-05 | 0.00015416 | 8.3933e-05
4 | 28 | 5 | 8.7805e-05 | 2.8617e-05 | 2.1418e-05 | 8.7805e-05 | 0.00016793 | 9.3488e-05 | 8.7805e-05 | 2.8617e-05 | 2.1418e-05 | 8.7805e-05 | 0.00016793 | 9.3488e-05
4 | 28 | 6 | 8.8733e-05 | 1.6942e-05 | 2.1685e-05 | 8.8733e-05 | 0.00017594 | 0.00010255 | 8.8733e-05 | 1.6942e-05 | 2.1685e-05 | 8.8733e-05 | 0.00017594 | 0.00010255
4 | 28 | 7 | 9.4351e-05 | 1.0091e-05 | 4.0975e-05 | 9.4351e-05 | 0.00017271 | 0.00011323 | 9.4351e-05 | 1.0091e-05 | 4.0975e-05 | 9.4351e-05 | 0.00017271 | 0.00011323
4 | 28 | 8 | 0.00010208 | 1.4915e-05 | 8.8106e-05 | 0.00010208 | 0.00016399 | 0.00011962 | 0.00010208 | 1.4915e-05 | 8.8106e-05 | 0.00010208 | 0.00016399 | 0.00011962
4 | 28 | 9 | 0.0001086 | 3.0871e-05 | 0.00014026 | 0.0001086 | 0.00014326 | 0.00012385 | 0.0001086 | 3.0871e-05 | 0.00014026 | 0.0001086 | 0.00014326 | 0.00012385
4 | 28 | 10 | 0.00011398 | 3.3977e-05 | 0.00013781 | 0.00011398 | 0.00012191 | 0.00012446 | 0.00011398 | 3.3977e-05 | 0.00013781 | 0.00011398 | 0.00012191 | 0.00012446
4 | 28 | 11 | 0.00011771 | 4.0073e-05 | 0.00011224 | 0.00011771 | 0.00010685 | 0.0001239 | 0.00011771 | 4.0073e-05 | 0.00011224 | 0.00011771 | 0.00010685 | 0.0001239
4 | 28 | 12 | 0.00012035 | 4.9721e-05 | 9.6792e-05 | 0.00012035 | 9.5834e-05 | 0.00012371 | 0.00012035 | 4.9721e-05 | 9.6792e-05 | 0.00012035 | 9.5834e-05 | 0.00012371
4 | 28 | 13 | 0.00012238 | 7.1706e-05 | 0.00010242 | 0.00012238 | 9.0941e-05 | 0.00012354 | 0.00012238 | 7.1706e-05 | 0.00010242 | 0.00012238 | 9.0941e-05 | 0.00012354
4 | 28 | 14 | 0.00012444 | 8.5497e-05 | 0.00011398 | 0.00012444 | 8.9514e-05 | 0.00012231 | 0.00012444 | 8.5497e-05 | 0.00011398 | 0.00012444 | 8.9514e-05 | 0.00012231
4 | 28 | 15 | 0.00012603 | 9.8578e-05 | 0.00011913 | 0.00012603 | 8.9692e-05 | 0.00011987 | 0.00012603 | 9.8578e-05 | 0.00011913 | 0.00012603 | 8.9692e-05 | 0.00011987
4 | 28 | 16 | 0.00012653 | 0.00013443 | 0.00014201 | 0.00012653 | 9.0365e-05 | 0.00011747 | 0.00012653 | 0.00013443 | 0.00014201 | 0.00012653 | 9.0365e-05 | 0.00011747
4 | 28 | 17 | 0.00012627 | 0.00016973 | 0.00016019 | 0.00012627 | 9.3168e-05 | 0.00011394 | 0.00012627 | 0.00016973 | 0.00016019 | 0.00012627 | 9.3168e-05 | 0.00011394
4 | 28 | 18 | 0.00012408 | 0.00021594 | 0.00018846 | 0.00012408 | 9.8584e-05 | 0.00011336 | 0.00012408 | 0.00021594 | 0.00018846 | 0.00012408 | 9.8584e-05 | 0.00011336
4 | 28 | 19 | 0.00012328 | 0.00024944 | 0.00020631 | 0.00012328 | 0.00010561 | 0.00011824 | 0.00012328 | 0.00024944 | 0.00020631 | 0.00012328 | 0.00010561 | 0.00011824
4 | 28 | 20 | 0.00012625 | 0.00025643 | 0.00020076 | 0.00012625 | 0.00010403 | 0.00011456 | 0.00012625 | 0.00025643 | 0.00020076 | 0.00012625 | 0.00010403 | 0.00011456
4 | 28 | 21 | 0.00012169 | 0.00024842 | 0.00018308 | 0.00012169 | 9.907e-05 | 0.0001073 | 0.00012169 | 0.00024842 | 0.00018308 | 0.00012169 | 9.907e-05 | 0.0001073
4 | 28 | 22 | 0.00011314 | 0.00023397 | 0.00016829 | 0.00011314 | 9.9362e-05 | 9.6539e-05 | 0.00011314 | 0.00023397 | 0.00016829 | 0.00011314 | 9.9362e-05 | 9.6539e-05
4 | 28 | 23 | 0.00010343 | 0.00021696 | 0.0001522 | 0.00010343 | 0.00010377 | 8.717e-05 | 0.00010343 | 0.00021696 | 0.0001522 | 0.00010343 | 0.00010377 | 8.717e-05
4 | 28 | 24 | 9.5079e-05 | 0.00018062 | 0.00012231 | 9.5079e-05 | 0.00010863 | 8.4097e-05 | 9.5079e-05 | 0.00018062 | 0.00012231 | 9.5079e-05 | 0.00010863 | 8.4097e-05
4 | 29 | 1 | 8.8953e-05 | 0.00013813 | 8.639e-05 | 8.8953e-05 | 0.00011893 | 8.1881e-05 | 8.8953e-05 | 0.00013813 | 8.639e-05 | 8.8953e-05 | 0.00011893 | 8.1881e-05
4 | 29 | 2 | 8.5616e-05 | 0.00010242 | 6.4577e-05 | 8.5616e-05 | 0.00012872 | 8.074e-05 | 8.5616e-05 | 0.00010242 | 6.4577e-05 | 8.5616e-05 | 0.00012872 | 8.074e-05
4 | 29 | 3 | 8.3265e-05 | 6.9826e-05 | 4.6103e-05 | 8.3265e-05 | 0.00013964 | 8.0612e-05 | 8.3265e-05 | 6.9826e-05 | 4.6103e-05 | 8.3265e-05 | 0.00013964 | 8.0612e-05
4 | 29 | 4 | 8.2778e-05 | 4.6474e-05 | 3.1569e-05 | 8.2778e-05 | 0.00015416 | 8.3933e-05 | 8.2778e-05 | 4.6474e-05 | 3.1569e-05 | 8.2778e-05 | 0.00015416 | 8.3933e-05
4 | 29 | 5 | 8.4102e-05 | 2.8617e-05 | 2.1418e-05 | 8.4102e-05 | 0.00016793 | 9.3488e-05 | 8.4102e-05 | 2.8617e-05 | 2.1418e-05 | 8.4102e-05 | 0.00016793 | 9.3488e-05
4 | 29 | 6 | 8.4022e-05 | 1.6942e-05 | 2.1685e-05 | 8.4022e-05 | 0.00017594 | 0.00010255 | 8.4022e-05 | 1.6942e-05 | 2.1685e-05 | 8.4022e-05 | 0.00017594 | 0.00010255
4 | 29 | 7 | 8.7601e-05 | 1.0091e-05 | 4.0975e-05 | 8.7601e-05 | 0.00017271 | 0.00011323 | 8.7601e-05 | 1.0091e-05 | 4.0975e-05 | 8.7601e-05 | 0.00017271 | 0.00011323
4 | 29 | 8 | 9.4246e-05 | 1.4915e-05 | 8.8106e-05 | 9.4246e-05 | 0.00016399 | 0.00011962 | 9.4246e-05 | 1.4915e-05 | 8.8106e-05 | 9.4246e-05 | 0.00016399 | 0.00011962
4 | 29 | 9 | 0.00010011 | 3.0871e-05 | 0.00014026 | 0.00010011 | 0.00014326 | 0.00012385 | 0.00010011 | 3.0871e-05 | 0.00014026 | 0.00010011 | 0.00014326 | 0.00012385
4 | 29 | 10 | 0.00010435 | 3.3977e-05 | 0.00013781 | 0.00010435 | 0.00012191 | 0.00012446 | 0.00010435 | 3.3977e-05 | 0.00013781 | 0.00010435 | 0.00012191 | 0.00012446
4 | 29 | 11 | 0.00010741 | 4.0073e-05 | 0.00011224 | 0.00010741 | 0.00010685 | 0.0001239 | 0.00010741 | 4.0073e-05 | 0.00011224 | 0.00010741 | 0.00010685 | 0.0001239
4 | 29 | 12 | 0.00010969 | 4.9721e-05 | 9.6792e-05 | 0.00010969 | 9.5834e-05 | 0.00012371 | 0.00010969 | 4.9721e-05 | 9.6792e-05 | 0.00010969 | 9.5834e-05 | 0.00012371
4 | 29 | 13 | 0.00011172 | 7.1706e-05 | 0.00010242 | 0.00011172 | 9.0941e-05 | 0.00012354 | 0.00011172 | 7.1706e-05 | 0.00010242 | 0.00011172 | 9.0941e-05 | 0.00012354
4 | 29 | 14 | 0.00011314 | 8.5497e-05 | 0.00011398 | 0.00011314 | 8.9514e-05 | 0.00012231 | 0.00011314 | 8.5497e-05 | 0.00011398 | 0.00011314 | 8.9514e-05 | 0.00012231
4 | 29 | 15 | 0.00011474 | 9.8578e-05 | 0.00011913 | 0.00011474 | 8.9692e-05 | 0.00011987 | 0.00011474 | 9.8578e-05 | 0.00011913 | 0.00011474 | 8.9692e-05 | 0.00011987
4 | 29 | 16 | 0.00011559 | 0.00013443 | 0.00014201 | 0.00011559 | 9.0365e-05 | 0.00011747 | 0.00011559 | 0.00013443 | 0.00014201 | 0.00011559 | 9.0365e-05 | 0.00011747
4 | 29 | 17 | 0.00011588 | 0.00016973 | 0.00016019 | 0.00011588 | 9.3168e-05 | 0.00011394 | 0.00011588 | 0.00016973 | 0.00016019 | 0.00011588 | 9.3168e-05 | 0.00011394
4 | 29 | 18 | 0.0001164 | 0.00021594 | 0.00018846 | 0.0001164 | 9.8584e-05 | 0.00011336 | 0.0001164 | 0.00021594 | 0.00018846 | 0.0001164 | 9.8584e-05 | 0.00011336
4 | 29 | 19 | 0.00011719 | 0.00024944 | 0.00020631 | 0.00011719 | 0.00010561 | 0.00011824 | 0.00011719 | 0.00024944 | 0.00020631 | 0.00011719 | 0.00010561 | 0.00011824
4 | 29 | 20 | 0.0001221 | 0.00025643 | 0.00020076 | 0.0001221 | 0.00010403 | 0.00011456 | 0.0001221 | 0.00025643 | 0.00020076 | 0.0001221 | 0.00010403 | 0.00011456
4 | 29 | 21 | 0.00011711 | 0.00024842 | 0.00018308 | 0.00011711 | 9.907e-05 | 0.0001073 | 0.00011711 | 0.00024842 | 0.00018308 | 0.00011711 | 9.907e-05 | 0.0001073
4 | 29 | 22 | 0.00010729 | 0.00023397 | 0.00016829 | 0.00010729 | 9.9362e-05 | 9.6539e-05 | 0.00010729 | 0.00023397 | 0.00016829 | 0.00010729 | 9.9362e-05 | 9.6539e-05
4 | 29 | 23 | 9.619e-05 | 0.00021696 | 0.0001522 | 9.619e-05 | 0.00010377 | 8.717e-05 | 9.619e-05 | 0.00021696 | 0.0001522 | 9.619e-05 | 0.00010377 | 8.717e-05
4 | 29 | 24 | 8.9748e-05 | 0.00018062 | 0.00012231 | 8.9748e-05 | 0.00010863 | 8.4097e-05 | 8.9748e-05 | 0.00018062 | 0.00012231 | 8.9748e-05 | 0.00010863 | 8.4097e-05
4 | 30 | 1 | 8.5962e-05 | 0.00013813 | 8.639e-05 | 8.5962e-05 | 0.00011893 | 8.1881e-05 | 8.5962e-05 | 0.00013813 | 8.639e-05 | 8.5962e-05 | 0.00011893 | 8.1881e-05
4 | 30 | 2 | 8.3719e-05 | 0.00010242 | 6.4577e-05 | 8.3719e-05 | 0.00012872 | 8.074e-05 | 8.3719e-05 | 0.00010242 | 6.4577e-05 | 8.3719e-05 | 0.00012872 | 8.074e-05
4 | 30 | 3 | 8.3186e-05 | 6.9826e-05 | 4.6103e-05 | 8.3186e-05 | 0.00013964 | 8.0612e-05 | 8.3186e-05 | 6.9826e-05 | 4.6103e-05 | 8.3186e-05 | 0.00013964 | 8.0612e-05
4 | 30 | 4 | 8.5117e-05 | 4.6474e-05 | 3.1569e-05 | 8.5117e-05 | 0.00015416 | 8.3933e-05 | 8.5117e-05 | 4.6474e-05 | 3.1569e-05 | 8.5117e-05 | 0.00015416 | 8.3933e-05
4 | 30 | 5 | 9.242e-05 | 2.8617e-05 | 2.1418e-05 | 9.242e-05 | 0.00016793 | 9.3488e-05 | 9.242e-05 | 2.8617e-05 | 2.1418e-05 | 9.242e-05 | 0.00016793 | 9.3488e-05
4 | 30 | 6 | 0.00010182 | 1.6942e-05 | 2.1685e-05 | 0.00010182 | 0.00017594 | 0.00010255 | 0.00010182 | 1.6942e-05 | 2.1685e-05 | 0.00010182 | 0.00017594 | 0.00010255
4 | 30 | 7 | 0.00011162 | 1.0091e-05 | 4.0975e-05 | 0.00011162 | 0.00017271 | 0.00011323 | 0.00011162 | 1.0091e-05 | 4.0975e-05 | 0.00011162 | 0.00017271 | 0.00011323
4 | 30 | 8 | 0.00011733 | 1.4915e-05 | 8.8106e-05 | 0.00011733 | 0.00016399 | 0.00011962 | 0.00011733 | 1.4915e-05 | 8.8106e-05 | 0.00011733 | 0.00016399 | 0.00011962
4 | 30 | 9 | 0.00012134 | 3.0871e-05 | 0.00014026 | 0.00012134 | 0.00014326 | 0.00012385 | 0.00012134 | 3.0871e-05 | 0.00014026 | 0.00012134 | 0.00014326 | 0.00012385
4 | 30 | 10 | 0.0001261 | 3.3977e-05 | 0.00013781 | 0.0001261 | 0.00012191 | 0.00012446 | 0.0001261 | 3.3977e-05 | 0.00013781 | 0.0001261 | 0.00012191 | 0.00012446
4 | 30 | 11 | 0.00012885 | 4.0073e-05 | 0.00011224 | 0.00012885 | 0.00010685 | 0.0001239 | 0.00012885 | 4.0073e-05 | 0.00011224 | 0.00012885 | 0.00010685 | 0.0001239
4 | 30 | 12 | 0.00013042 | 4.9721e-05 | 9.6792e-05 | 0.00013042 | 9.5834e-05 | 0.00012371 | 0.00013042 | 4.9721e-05 | 9.6792e-05 | 0.00013042 | 9.5834e-05 | 0.00012371
4 | 30 | 13 | 0.00013287 | 7.1706e-05 | 0.00010242 | 0.00013287 | 9.0941e-05 | 0.00012354 | 0.00013287 | 7.1706e-05 | 0.00010242 | 0.00013287 | 9.0941e-05 | 0.00012354
4 | 30 | 14 | 0.00013349 | 8.5497e-05 | 0.00011398 | 0.00013349 | 8.9514e-05 | 0.00012231 | 0.00013349 | 8.5497e-05 | 0.00011398 | 0.00013349 | 8.9514e-05 | 0.00012231
4 | 30 | 15 | 0.00013338 | 9.8578e-05 | 0.00011913 | 0.00013338 | 8.9692e-05 | 0.00011987 | 0.00013338 | 9.8578e-05 | 0.00011913 | 0.00013338 | 8.9692e-05 | 0.00011987
4 | 30 | 16 | 0.00013214 | 0.00013443 | 0.00014201 | 0.00013214 | 9.0365e-05 | 0.00011747 | 0.00013214 | 0.00013443 | 0.00014201 | 0.00013214 | 9.0365e-05 | 0.00011747
4 | 30 | 17 | 0.00012938 | 0.00016973 | 0.00016019 | 0.00012938 | 9.3168e-05 | 0.00011394 | 0.00012938 | 0.00016973 | 0.00016019 | 0.00012938 | 9.3168e-05 | 0.00011394
4 | 30 | 18 | 0.00012608 | 0.00021594 | 0.00018846 | 0.00012608 | 9.8584e-05 | 0.00011336 | 0.00012608 | 0.00021594 | 0.00018846 | 0.00012608 | 9.8584e-05 | 0.00011336
4 | 30 | 19 | 0.00012702 | 0.00024944 | 0.00020631 | 0.00012702 | 0.00010561 | 0.00011824 | 0.00012702 | 0.00024944 | 0.00020631 | 0.00012702 | 0.00010561 | 0.00011824
4 | 30 | 20 | 0.00013109 | 0.00025643 | 0.00020076 | 0.00013109 | 0.00010403 | 0.00011456 | 0.00013109 | 0.00025643 | 0.00020076 | 0.00013109 | 0.00010403 | 0.00011456
4 | 30 | 21 | 0.000124 | 0.00024842 | 0.00018308 | 0.000124 | 9.907e-05 | 0.0001073 | 0.000124 | 0.00024842 | 0.00018308 | 0.000124 | 9.907e-05 | 0.0001073
4 | 30 | 22 | 0.00011179 | 0.00023397 | 0.00016829 | 0.00011179 | 9.9362e-05 | 9.6539e-05 | 0.00011179 | 0.00023397 | 0.00016829 | 0.00011179 | 9.9362e-05 | 9.6539e-05
4 | 30 | 23 | 0.00010086 | 0.00021696 | 0.0001522 | 0.00010086 | 0.00010377 | 8.717e-05 | 0.00010086 | 0.00021696 | 0.0001522 | 0.00010086 | 0.00010377 | 8.717e-05
4 | 30 | 24 | 9.249e-05 | 0.00018062 | 0.00012231 | 9.249e-05 | 0.00010863 | 8.4097e-05 | 9.249e-05 | 0.00018062 | 0.00012231 | 9.249e-05 | 0.00010863 | 8.4097e-05
5 | 1 | 1 | 8.8121e-05 | 0.00013842 | 8.8506e-05 | 8.8121e-05 | 9.7923e-05 | 8.5518e-05 | 8.8121e-05 | 0.00013842 | 8.8506e-05 | 8.8121e-05 | 9.7923e-05 | 8.5518e-05
5 | 1 | 2 | 8.5733e-05 | 0.00010307 | 6.6412e-05 | 8.5733e-05 | 0.00010028 | 8.4767e-05 | 8.5733e-05 | 0.00010307 | 6.6412e-05 | 8.5733e-05 | 0.00010028 | 8.4767e-05
5 | 1 | 3 | 8.4713e-05 | 7.1086e-05 | 4.7779e-05 | 8.4713e-05 | 0.00010498 | 8.4615e-05 | 8.4713e-05 | 7.1086e-05 | 4.7779e-05 | 8.4713e-05 | 0.00010498 | 8.4615e-05
5 | 1 | 4 | 8.6344e-05 | 4.7828e-05 | 3.3129e-05 | 8.6344e-05 | 0.00011269 | 8.8912e-05 | 8.6344e-05 | 4.7828e-05 | 3.3129e-05 | 8.6344e-05 | 0.00011269 | 8.8912e-05
5 | 1 | 5 | 9.2441e-05 | 2.9833e-05 | 2.2439e-05 | 9.2441e-05 | 0.00011999 | 9.3446e-05 | 9.2441e-05 | 2.9833e-05 | 2.2439e-05 | 9.2441e-05 | 0.00011999 | 9.3446e-05
5 | 1 | 6 | 0.000102 | 1.7982e-05 | 2.1912e-05 | 0.000102 | 0.0001307 | 0.00010555 | 0.000102 | 1.7982e-05 | 2.1912e-05 | 0.000102 | 0.0001307 | 0.00010555
5 | 1 | 7 | 0.00011158 | 1.0474e-05 | 3.9359e-05 | 0.00011158 | 0.00012989 | 0.00011398 | 0.00011158 | 1.0474e-05 | 3.9359e-05 | 0.00011158 | 0.00012989 | 0.00011398
5 | 1 | 8 | 0.00011665 | 1.5064e-05 | 8.3741e-05 | 0.00011665 | 0.00012412 | 0.0001227 | 0.00011665 | 1.5064e-05 | 8.3741e-05 | 0.00011665 | 0.00012412 | 0.0001227
5 | 1 | 9 | 0.00011983 | 3.029e-05 | 0.00013245 | 0.00011983 | 0.00011216 | 0.00012554 | 0.00011983 | 3.029e-05 | 0.00013245 | 0.00011983 | 0.00011216 | 0.00012554
5 | 1 | 10 | 0.00012311 | 3.402e-05 | 0.00013119 | 0.00012311 | 9.9995e-05 | 0.00012661 | 0.00012311 | 3.402e-05 | 0.00013119 | 0.00012311 | 9.9995e-05 | 0.00012661
5 | 1 | 11 | 0.00012486 | 4.0383e-05 | 0.00010869 | 0.00012486 | 8.8914e-05 | 0.00012503 | 0.00012486 | 4.0383e-05 | 0.00010869 | 0.00012486 | 8.8914e-05 | 0.00012503
5 | 1 | 12 | 0.00012539 | 5.0222e-05 | 9.5191e-05 | 0.00012539 | 7.9591e-05 | 0.00012494 | 0.00012539 | 5.0222e-05 | 9.5191e-05 | 0.00012539 | 7.9591e-05 | 0.00012494
5 | 1 | 13 | 0.00012739 | 7.2502e-05 | 0.00010228 | 0.00012739 | 7.6748e-05 | 0.00012389 | 0.00012739 | 7.2502e-05 | 0.00010228 | 0.00012739 | 7.6748e-05 | 0.00012389
5 | 1 | 14 | 0.00012739 | 8.766e-05 | 0.0001146 | 0.00012739 | 7.6346e-05 | 0.00012259 | 0.00012739 | 8.766e-05 | 0.0001146 | 0.00012739 | 7.6346e-05 | 0.00012259
5 | 1 | 15 | 0.00012626 | 0.0001007 | 0.00012004 | 0.00012626 | 7.5552e-05 | 0.00012097 | 0.00012626 | 0.0001007 | 0.00012004 | 0.00012626 | 7.5552e-05 | 0.00012097
5 | 1 | 16 | 0.00012428 | 0.00013518 | 0.0001423 | 0.00012428 | 7.7477e-05 | 0.00011774 | 0.00012428 | 0.00013518 | 0.0001423 | 0.00012428 | 7.7477e-05 | 0.00011774
5 | 1 | 17 | 0.00012287 | 0.00016898 | 0.0001598 | 0.00012287 | 8.1118e-05 | 0.00011446 | 0.00012287 | 0.00016898 | 0.0001598 | 0.00012287 | 8.1118e-05 | 0.00011446
5 | 1 | 18 | 0.00012128 | 0.00021257 | 0.0001864 | 0.00012128 | 8.7485e-05 | 0.00011393 | 0.00012128 | 0.00021257 | 0.0001864 | 0.00012128 | 8.7485e-05 | 0.00011393
5 | 1 | 19 | 0.00012391 | 0.00024415 | 0.00020354 | 0.00012391 | 9.6916e-05 | 0.00011681 | 0.00012391 | 0.00024415 | 0.00020354 | 0.00012391 | 9.6916e-05 | 0.00011681
5 | 1 | 20 | 0.00012885 | 0.00025123 | 0.00019874 | 0.00012885 | 9.705e-05 | 0.00011613 | 0.00012885 | 0.00025123 | 0.00019874 | 0.00012885 | 9.705e-05 | 0.00011613
5 | 1 | 21 | 0.00012227 | 0.00024445 | 0.00018308 | 0.00012227 | 9.444e-05 | 0.00011021 | 0.00012227 | 0.00024445 | 0.00018308 | 0.00012227 | 9.444e-05 | 0.00011021
5 | 1 | 22 | 0.0001103 | 0.00023206 | 0.00016977 | 0.0001103 | 9.4379e-05 | 9.8853e-05 | 0.0001103 | 0.00023206 | 0.00016977 | 0.0001103 | 9.4379e-05 | 9.8853e-05
5 | 1 | 23 | 9.9556e-05 | 0.00021552 | 0.0001537 | 9.9556e-05 | 9.5612e-05 | 9.0586e-05 | 9.9556e-05 | 0.00021552 | 0.0001537 | 9.9556e-05 | 9.5612e-05 | 9.0586e-05
5 | 1 | 24 | 9.2932e-05 | 0.00018052 | 0.00012466 | 9.2932e-05 | 9.6181e-05 | 8.8146e-05 | 9.2932e-05 | 0.00018052 | 0.00012466 | 9.2932e-05 | 9.6181e-05 | 8.8146e-05
5 | 2 | 1 | 8.9186e-05 | 0.00013842 | 8.8506e-05 | 8.9186e-05 | 9.7923e-05 | 8.5518e-05 | 8.9186e-05 | 0.00013842 | 8.8506e-05 | 8.9186e-05 | 9.7923e-05 | 8.5518e-05
5 | 2 | 2 | 8.6648e-05 | 0.00010307 | 6.6412e-05 | 8.6648e-05 | 0.00010028 | 8.4767e-05 | 8.6648e-05 | 0.00010307 | 6.6412e-05 | 8.6648e-05 | 0.00010028 | 8.4767e-05
5 | 2 | 3 | 8.5471e-05 | 7.1086e-05 | 4.7779e-05 | 8.5471e-05 | 0.00010498 | 8.4615e-05 | 8.5471e-05 | 7.1086e-05 | 4.7779e-05 | 8.5471e-05 | 0.00010498 | 8.4615e-05
5 | 2 | 4 | 8.7368e-05 | 4.7828e-05 | 3.3129e-05 | 8.7368e-05 | 0.00011269 | 8.8912e-05 | 8.7368e-05 | 4.7828e-05 | 3.3129e-05 | 8.7368e-05 | 0.00011269 | 8.8912e-05
5 | 2 | 5 | 9.3939e-05 | 2.9833e-05 | 2.2439e-05 | 9.3939e-05 | 0.00011999 | 9.3446e-05 | 9.3939e-05 | 2.9833e-05 | 2.2439e-05 | 9.3939e-05 | 0.00011999 | 9.3446e-05
5 | 2 | 6 | 0.00010281 | 1.7982e-05 | 2.1912e-05 | 0.00010281 | 0.0001307 | 0.00010555 | 0.00010281 | 1.7982e-05 | 2.1912e-05 | 0.00010281 | 0.0001307 | 0.00010555
5 | 2 | 7 | 0.00011196 | 1.0474e-05 | 3.9359e-05 | 0.00011196 | 0.00012989 | 0.00011398 | 0.00011196 | 1.0474e-05 | 3.9359e-05 | 0.00011196 | 0.00012989 | 0.00011398
5 | 2 | 8 | 0.00011732 | 1.5064e-05 | 8.3741e-05 | 0.00011732 | 0.00012412 | 0.0001227 | 0.00011732 | 1.5064e-05 | 8.3741e-05 | 0.00011732 | 0.00012412 | 0.0001227
5 | 2 | 9 | 0.00012169 | 3.029e-05 | 0.00013245 | 0.00012169 | 0.00011216 | 0.00012554 | 0.00012169 | 3.029e-05 | 0.00013245 | 0.00012169 | 0.00011216 | 0.00012554
5 | 2 | 10 | 0.00012491 | 3.402e-05 | 0.00013119 | 0.00012491 | 9.9995e-05 | 0.00012661 | 0.00012491 | 3.402e-05 | 0.00013119 | 0.00012491 | 9.9995e-05 | 0.00012661
5 | 2 | 11 | 0.00012537 | 4.0383e-05 | 0.00010869 | 0.00012537 | 8.8914e-05 | 0.00012503 | 0.00012537 | 4.0383e-05 | 0.00010869 | 0.00012537 | 8.8914e-05 | 0.00012503
5 | 2 | 12 | 0.00012434 | 5.0222e-05 | 9.5191e-05 | 0.00012434 | 7.9591e-05 | 0.00012494 | 0.00012434 | 5.0222e-05 | 9.5191e-05 | 0.00012434 | 7.9591e-05 | 0.00012494
5 | 2 | 13 | 0.00012341 | 7.2502e-05 | 0.00010228 | 0.00012341 | 7.6748e-05 | 0.00012389 | 0.00012341 | 7.2502e-05 | 0.00010228 | 0.00012341 | 7.6748e-05 | 0.00012389
5 | 2 | 14 | 0.00012277 | 8.766e-05 | 0.0001146 | 0.00012277 | 7.6346e-05 | 0.00012259 | 0.00012277 | 8.766e-05 | 0.0001146 | 0.00012277 | 7.6346e-05 | 0.00012259
5 | 2 | 15 | 0.00012296 | 0.0001007 | 0.00012004 | 0.00012296 | 7.5552e-05 | 0.00012097 | 0.00012296 | 0.0001007 | 0.00012004 | 0.00012296 | 7.5552e-05 | 0.00012097
5 | 2 | 16 | 0.00012196 | 0.00013518 | 0.0001423 | 0.00012196 | 7.7477e-05 | 0.00011774 | 0.00012196 | 0.00013518 | 0.0001423 | 0.00012196 | 7.7477e-05 | 0.00011774
5 | 2 | 17 | 0.00011998 | 0.00016898 | 0.0001598 | 0.00011998 | 8.1118e-05 | 0.00011446 | 0.00011998 | 0.00016898 | 0.0001598 | 0.00011998 | 8.1118e-05 | 0.00011446
5 | 2 | 18 | 0.00011789 | 0.00021257 | 0.0001864 | 0.00011789 | 8.7485e-05 | 0.00011393 | 0.00011789 | 0.00021257 | 0.0001864 | 0.00011789 | 8.7485e-05 | 0.00011393
5 | 2 | 19 | 0.00012081 | 0.00024415 | 0.00020354 | 0.00012081 | 9.6916e-05 | 0.00011681 | 0.00012081 | 0.00024415 | 0.00020354 | 0.00012081 | 9.6916e-05 | 0.00011681
5 | 2 | 20 | 0.00012658 | 0.00025123 | 0.00019874 | 0.00012658 | 9.705e-05 | 0.00011613 | 0.00012658 | 0.00025123 | 0.00019874 | 0.00012658 | 9.705e-05 | 0.00011613
5 | 2 | 21 | 0.00012067 | 0.00024445 | 0.00018308 | 0.00012067 | 9.444e-05 | 0.00011021 | 0.00012067 | 0.00024445 | 0.00018308 | 0.00012067 | 9.444e-05 | 0.00011021
5 | 2 | 22 | 0.0001099 | 0.00023206 | 0.00016977 | 0.0001099 | 9.4379e-05 | 9.8853e-05 | 0.0001099 | 0.00023206 | 0.00016977 | 0.0001099 | 9.4379e-05 | 9.8853e-05
5 | 2 | 23 | 9.971e-05 | 0.00021552 | 0.0001537 | 9.971e-05 | 9.5612e-05 | 9.0586e-05 | 9.971e-05 | 0.00021552 | 0.0001537 | 9.971e-05 | 9.5612e-05 | 9.0586e-05
5 | 2 | 24 | 9.237e-05 | 0.00018052 | 0.00012466 | 9.237e-05 | 9.6181e-05 | 8.8146e-05 | 9.237e-05 | 0.00018052 | 0.00012466 | 9.237e-05 | 9.6181e-05 | 8.8146e-05
5 | 3 | 1 | 8.7755e-05 | 0.00013842 | 8.8506e-05 | 8.7755e-05 | 9.7923e-05 | 8.5518e-05 | 8.7755e-05 | 0.00013842 | 8.8506e-05 | 8.7755e-05 | 9.7923e-05 | 8.5518e-05
5 | 3 | 2 | 8.5591e-05 | 0.00010307 | 6.6412e-05 | 8.5591e-05 | 0.00010028 | 8.4767e-05 | 8.5591e-05 | 0.00010307 | 6.6412e-05 | 8.5591e-05 | 0.00010028 | 8.4767e-05
5 | 3 | 3 | 8.4771e-05 | 7.1086e-05 | 4.7779e-05 | 8.4771e-05 | 0.00010498 | 8.4615e-05 | 8.4771e-05 | 7.1086e-05 | 4.7779e-05 | 8.4771e-05 | 0.00010498 | 8.4615e-05
5 | 3 | 4 | 8.6627e-05 | 4.7828e-05 | 3.3129e-05 | 8.6627e-05 | 0.00011269 | 8.8912e-05 | 8.6627e-05 | 4.7828e-05 | 3.3129e-05 | 8.6627e-05 | 0.00011269 | 8.8912e-05
5 | 3 | 5 | 9.2603e-05 | 2.9833e-05 | 2.2439e-05 | 9.2603e-05 | 0.00011999 | 9.3446e-05 | 9.2603e-05 | 2.9833e-05 | 2.2439e-05 | 9.2603e-05 | 0.00011999 | 9.3446e-05
5 | 3 | 6 | 0.00010188 | 1.7982e-05 | 2.1912e-05 | 0.00010188 | 0.0001307 | 0.00010555 | 0.00010188 | 1.7982e-05 | 2.1912e-05 | 0.00010188 | 0.0001307 | 0.00010555
5 | 3 | 7 | 0.00011013 | 1.0474e-05 | 3.9359e-05 | 0.00011013 | 0.00012989 | 0.00011398 | 0.00011013 | 1.0474e-05 | 3.9359e-05 | 0.00011013 | 0.00012989 | 0.00011398
5 | 3 | 8 | 0.0001156 | 1.5064e-05 | 8.3741e-05 | 0.0001156 | 0.00012412 | 0.0001227 | 0.0001156 | 1.5064e-05 | 8.3741e-05 | 0.0001156 | 0.00012412 | 0.0001227
5 | 3 | 9 | 0.00011938 | 3.029e-05 | 0.00013245 | 0.00011938 | 0.00011216 | 0.00012554 | 0.00011938 | 3.029e-05 | 0.00013245 | 0.00011938 | 0.00011216 | 0.00012554
5 | 3 | 10 | 0.00012231 | 3.402e-05 | 0.00013119 | 0.00012231 | 9.9995e-05 | 0.00012661 | 0.00012231 | 3.402e-05 | 0.00013119 | 0.00012231 | 9.9995e-05 | 0.00012661
5 | 3 | 11 | 0.00012304 | 4.0383e-05 | 0.00010869 | 0.00012304 | 8.8914e-05 | 0.00012503 | 0.00012304 | 4.0383e-05 | 0.00010869 | 0.00012304 | 8.8914e-05 | 0.00012503
5 | 3 | 12 | 0.00012262 | 5.0222e-05 | 9.5191e-05 | 0.00012262 | 7.9591e-05 | 0.00012494 | 0.00012262 | 5.0222e-05 | 9.5191e-05 | 0.00012262 | 7.9591e-05 | 0.00012494
5 | 3 | 13 | 0.00012267 | 7.2502e-05 | 0.00010228 | 0.00012267 | 7.6748e-05 | 0.00012389 | 0.00012267 | 7.2502e-05 | 0.00010228 | 0.00012267 | 7.6748e-05 | 0.00012389
5 | 3 | 14 | 0.00012224 | 8.766e-05 | 0.0001146 | 0.00012224 | 7.6346e-05 | 0.00012259 | 0.00012224 | 8.766e-05 | 0.0001146 | 0.00012224 | 7.6346e-05 | 0.00012259
5 | 3 | 15 | 0.00012099 | 0.0001007 | 0.00012004 | 0.00012099 | 7.5552e-05 | 0.00012097 | 0.00012099 | 0.0001007 | 0.00012004 | 0.00012099 | 7.5552e-05 | 0.00012097
5 | 3 | 16 | 0.00011918 | 0.00013518 | 0.0001423 | 0.00011918 | 7.7477e-05 | 0.00011774 | 0.00011918 | 0.00013518 | 0.0001423 | 0.00011918 | 7.7477e-05 | 0.00011774
5 | 3 | 17 | 0.00011729 | 0.00016898 | 0.0001598 | 0.00011729 | 8.1118e-05 | 0.00011446 | 0.00011729 | 0.00016898 | 0.0001598 | 0.00011729 | 8.1118e-05 | 0.00011446
5 | 3 | 18 | 0.00011626 | 0.00021257 | 0.0001864 | 0.00011626 | 8.7485e-05 | 0.00011393 | 0.00011626 | 0.00021257 | 0.0001864 | 0.00011626 | 8.7485e-05 | 0.00011393
5 | 3 | 19 | 0.00011982 | 0.00024415 | 0.00020354 | 0.00011982 | 9.6916e-05 | 0.00011681 | 0.00011982 | 0.00024415 | 0.00020354 | 0.00011982 | 9.6916e-05 | 0.00011681
5 | 3 | 20 | 0.00012571 | 0.00025123 | 0.00019874 | 0.00012571 | 9.705e-05 | 0.00011613 | 0.00012571 | 0.00025123 | 0.00019874 | 0.00012571 | 9.705e-05 | 0.00011613
5 | 3 | 21 | 0.00012024 | 0.00024445 | 0.00018308 | 0.00012024 | 9.444e-05 | 0.00011021 | 0.00012024 | 0.00024445 | 0.00018308 | 0.00012024 | 9.444e-05 | 0.00011021
5 | 3 | 22 | 0.00010971 | 0.00023206 | 0.00016977 | 0.00010971 | 9.4379e-05 | 9.8853e-05 | 0.00010971 | 0.00023206 | 0.00016977 | 0.00010971 | 9.4379e-05 | 9.8853e-05
5 | 3 | 23 | 9.9207e-05 | 0.00021552 | 0.0001537 | 9.9207e-05 | 9.5612e-05 | 9.0586e-05 | 9.9207e-05 | 0.00021552 | 0.0001537 | 9.9207e-05 | 9.5612e-05 | 9.0586e-05
5 | 3 | 24 | 9.2291e-05 | 0.00018052 | 0.00012466 | 9.2291e-05 | 9.6181e-05 | 8.8146e-05 | 9.2291e-05 | 0.00018052 | 0.00012466 | 9.2291e-05 | 9.6181e-05 | 8.8146e-05
5 | 4 | 1 | 8.9153e-05 | 0.00013842 | 8.8506e-05 | 8.9153e-05 | 9.7923e-05 | 8.5518e-05 | 8.9153e-05 | 0.00013842 | 8.8506e-05 | 8.9153e-05 | 9.7923e-05 | 8.5518e-05
5 | 4 | 2 | 8.5658e-05 | 0.00010307 | 6.6412e-05 | 8.5658e-05 | 0.00010028 | 8.4767e-05 | 8.5658e-05 | 0.00010307 | 6.6412e-05 | 8.5658e-05 | 0.00010028 | 8.4767e-05
5 | 4 | 3 | 8.535e-05 | 7.1086e-05 | 4.7779e-05 | 8.535e-05 | 0.00010498 | 8.4615e-05 | 8.535e-05 | 7.1086e-05 | 4.7779e-05 | 8.535e-05 | 0.00010498 | 8.4615e-05
5 | 4 | 4 | 8.6632e-05 | 4.7828e-05 | 3.3129e-05 | 8.6632e-05 | 0.00011269 | 8.8912e-05 | 8.6632e-05 | 4.7828e-05 | 3.3129e-05 | 8.6632e-05 | 0.00011269 | 8.8912e-05
5 | 4 | 5 | 9.2907e-05 | 2.9833e-05 | 2.2439e-05 | 9.2907e-05 | 0.00011999 | 9.3446e-05 | 9.2907e-05 | 2.9833e-05 | 2.2439e-05 | 9.2907e-05 | 0.00011999 | 9.3446e-05
5 | 4 | 6 | 0.00010204 | 1.7982e-05 | 2.1912e-05 | 0.00010204 | 0.0001307 | 0.00010555 | 0.00010204 | 1.7982e-05 | 2.1912e-05 | 0.00010204 | 0.0001307 | 0.00010555
5 | 4 | 7 | 0.00011151 | 1.0474e-05 | 3.9359e-05 | 0.00011151 | 0.00012989 | 0.00011398 | 0.00011151 | 1.0474e-05 | 3.9359e-05 | 0.00011151 | 0.00012989 | 0.00011398
5 | 4 | 8 | 0.00011636 | 1.5064e-05 | 8.3741e-05 | 0.00011636 | 0.00012412 | 0.0001227 | 0.00011636 | 1.5064e-05 | 8.3741e-05 | 0.00011636 | 0.00012412 | 0.0001227
5 | 4 | 9 | 0.00011956 | 3.029e-05 | 0.00013245 | 0.00011956 | 0.00011216 | 0.00012554 | 0.00011956 | 3.029e-05 | 0.00013245 | 0.00011956 | 0.00011216 | 0.00012554
5 | 4 | 10 | 0.00012198 | 3.402e-05 | 0.00013119 | 0.00012198 | 9.9995e-05 | 0.00012661 | 0.00012198 | 3.402e-05 | 0.00013119 | 0.00012198 | 9.9995e-05 | 0.00012661
5 | 4 | 11 | 0.00012272 | 4.0383e-05 | 0.00010869 | 0.00012272 | 8.8914e-05 | 0.00012503 | 0.00012272 | 4.0383e-05 | 0.00010869 | 0.00012272 | 8.8914e-05 | 0.00012503
5 | 4 | 12 | 0.00012144 | 5.0222e-05 | 9.5191e-05 | 0.00012144 | 7.9591e-05 | 0.00012494 | 0.00012144 | 5.0222e-05 | 9.5191e-05 | 0.00012144 | 7.9591e-05 | 0.00012494
5 | 4 | 13 | 0.00012137 | 7.2502e-05 | 0.00010228 | 0.00012137 | 7.6748e-05 | 0.00012389 | 0.00012137 | 7.2502e-05 | 0.00010228 | 0.00012137 | 7.6748e-05 | 0.00012389
5 | 4 | 14 | 0.00012002 | 8.766e-05 | 0.0001146 | 0.00012002 | 7.6346e-05 | 0.00012259 | 0.00012002 | 8.766e-05 | 0.0001146 | 0.00012002 | 7.6346e-05 | 0.00012259
5 | 4 | 15 | 0.00011815 | 0.0001007 | 0.00012004 | 0.00011815 | 7.5552e-05 | 0.00012097 | 0.00011815 | 0.0001007 | 0.00012004 | 0.00011815 | 7.5552e-05 | 0.00012097
5 | 4 | 16 | 0.00011606 | 0.00013518 | 0.0001423 | 0.00011606 | 7.7477e-05 | 0.00011774 | 0.00011606 | 0.00013518 | 0.0001423 | 0.00011606 | 7.7477e-05 | 0.00011774
5 | 4 | 17 | 0.0001137 | 0.00016898 | 0.0001598 | 0.0001137 | 8.1118e-05 | 0.00011446 | 0.0001137 | 0.00016898 | 0.0001598 | 0.0001137 | 8.1118e-05 | 0.00011446
5 | 4 | 18 | 0.00011181 | 0.00021257 | 0.0001864 | 0.00011181 | 8.7485e-05 | 0.00011393 | 0.00011181 | 0.00021257 | 0.0001864 | 0.00011181 | 8.7485e-05 | 0.00011393
5 | 4 | 19 | 0.00011417 | 0.00024415 | 0.00020354 | 0.00011417 | 9.6916e-05 | 0.00011681 | 0.00011417 | 0.00024415 | 0.00020354 | 0.00011417 | 9.6916e-05 | 0.00011681
5 | 4 | 20 | 0.00011981 | 0.00025123 | 0.00019874 | 0.00011981 | 9.705e-05 | 0.00011613 | 0.00011981 | 0.00025123 | 0.00019874 | 0.00011981 | 9.705e-05 | 0.00011613
5 | 4 | 21 | 0.00011633 | 0.00024445 | 0.00018308 | 0.00011633 | 9.444e-05 | 0.00011021 | 0.00011633 | 0.00024445 | 0.00018308 | 0.00011633 | 9.444e-05 | 0.00011021
5 | 4 | 22 | 0.00010986 | 0.00023206 | 0.00016977 | 0.00010986 | 9.4379e-05 | 9.8853e-05 | 0.00010986 | 0.00023206 | 0.00016977 | 0.00010986 | 9.4379e-05 | 9.8853e-05
5 | 4 | 23 | 9.9706e-05 | 0.00021552 | 0.0001537 | 9.9706e-05 | 9.5612e-05 | 9.0586e-05 | 9.9706e-05 | 0.00021552 | 0.0001537 | 9.9706e-05 | 9.5612e-05 | 9.0586e-05
5 | 4 | 24 | 9.2299e-05 | 0.00018052 | 0.00012466 | 9.2299e-05 | 9.6181e-05 | 8.8146e-05 | 9.2299e-05 | 0.00018052 | 0.00012466 | 9.2299e-05 | 9.6181e-05 | 8.8146e-05
5 | 5 | 1 | 8.8275e-05 | 0.00013842 | 8.8506e-05 | 8.8275e-05 | 9.7923e-05 | 8.5518e-05 | 8.8275e-05 | 0.00013842 | 8.8506e-05 | 8.8275e-05 | 9.7923e-05 | 8.5518e-05
5 | 5 | 2 | 8.505e-05 | 0.00010307 | 6.6412e-05 | 8.505e-05 | 0.00010028 | 8.4767e-05 | 8.505e-05 | 0.00010307 | 6.6412e-05 | 8.505e-05 | 0.00010028 | 8.4767e-05
5 | 5 | 3 | 8.4622e-05 | 7.1086e-05 | 4.7779e-05 | 8.4622e-05 | 0.00010498 | 8.4615e-05 | 8.4622e-05 | 7.1086e-05 | 4.7779e-05 | 8.4622e-05 | 0.00010498 | 8.4615e-05
5 | 5 | 4 | 8.4688e-05 | 4.7828e-05 | 3.3129e-05 | 8.4688e-05 | 0.00011269 | 8.8912e-05 | 8.4688e-05 | 4.7828e-05 | 3.3129e-05 | 8.4688e-05 | 0.00011269 | 8.8912e-05
5 | 5 | 5 | 8.5587e-05 | 2.9833e-05 | 2.2439e-05 | 8.5587e-05 | 0.00011999 | 9.3446e-05 | 8.5587e-05 | 2.9833e-05 | 2.2439e-05 | 8.5587e-05 | 0.00011999 | 9.3446e-05
5 | 5 | 6 | 8.7451e-05 | 1.7982e-05 | 2.1912e-05 | 8.7451e-05 | 0.0001307 | 0.00010555 | 8.7451e-05 | 1.7982e-05 | 2.1912e-05 | 8.7451e-05 | 0.0001307 | 0.00010555
5 | 5 | 7 | 9.264e-05 | 1.0474e-05 | 3.9359e-05 | 9.264e-05 | 0.00012989 | 0.00011398 | 9.264e-05 | 1.0474e-05 | 3.9359e-05 | 9.264e-05 | 0.00012989 | 0.00011398
5 | 5 | 8 | 9.9107e-05 | 1.5064e-05 | 8.3741e-05 | 9.9107e-05 | 0.00012412 | 0.0001227 | 9.9107e-05 | 1.5064e-05 | 8.3741e-05 | 9.9107e-05 | 0.00012412 | 0.0001227
5 | 5 | 9 | 0.00010328 | 3.029e-05 | 0.00013245 | 0.00010328 | 0.00011216 | 0.00012554 | 0.00010328 | 3.029e-05 | 0.00013245 | 0.00010328 | 0.00011216 | 0.00012554
5 | 5 | 10 | 0.00010674 | 3.402e-05 | 0.00013119 | 0.00010674 | 9.9995e-05 | 0.00012661 | 0.00010674 | 3.402e-05 | 0.00013119 | 0.00010674 | 9.9995e-05 | 0.00012661
5 | 5 | 11 | 0.00010797 | 4.0383e-05 | 0.00010869 | 0.00010797 | 8.8914e-05 | 0.00012503 | 0.00010797 | 4.0383e-05 | 0.00010869 | 0.00010797 | 8.8914e-05 | 0.00012503
5 | 5 | 12 | 0.00010783 | 5.0222e-05 | 9.5191e-05 | 0.00010783 | 7.9591e-05 | 0.00012494 | 0.00010783 | 5.0222e-05 | 9.5191e-05 | 0.00010783 | 7.9591e-05 | 0.00012494
5 | 5 | 13 | 0.00010698 | 7.2502e-05 | 0.00010228 | 0.00010698 | 7.6748e-05 | 0.00012389 | 0.00010698 | 7.2502e-05 | 0.00010228 | 0.00010698 | 7.6748e-05 | 0.00012389
5 | 5 | 14 | 0.00010539 | 8.766e-05 | 0.0001146 | 0.00010539 | 7.6346e-05 | 0.00012259 | 0.00010539 | 8.766e-05 | 0.0001146 | 0.00010539 | 7.6346e-05 | 0.00012259
5 | 5 | 15 | 0.00010444 | 0.0001007 | 0.00012004 | 0.00010444 | 7.5552e-05 | 0.00012097 | 0.00010444 | 0.0001007 | 0.00012004 | 0.00010444 | 7.5552e-05 | 0.00012097
5 | 5 | 16 | 0.00010363 | 0.00013518 | 0.0001423 | 0.00010363 | 7.7477e-05 | 0.00011774 | 0.00010363 | 0.00013518 | 0.0001423 | 0.00010363 | 7.7477e-05 | 0.00011774
5 | 5 | 17 | 0.00010322 | 0.00016898 | 0.0001598 | 0.00010322 | 8.1118e-05 | 0.00011446 | 0.00010322 | 0.00016898 | 0.0001598 | 0.00010322 | 8.1118e-05 | 0.00011446
5 | 5 | 18 | 0.00010397 | 0.00021257 | 0.0001864 | 0.00010397 | 8.7485e-05 | 0.00011393 | 0.00010397 | 0.00021257 | 0.0001864 | 0.00010397 | 8.7485e-05 | 0.00011393
5 | 5 | 19 | 0.00010502 | 0.00024415 | 0.00020354 | 0.00010502 | 9.6916e-05 | 0.00011681 | 0.00010502 | 0.00024415 | 0.00020354 | 0.00010502 | 9.6916e-05 | 0.00011681
5 | 5 | 20 | 0.00011179 | 0.00025123 | 0.00019874 | 0.00011179 | 9.705e-05 | 0.00011613 | 0.00011179 | 0.00025123 | 0.00019874 | 0.00011179 | 9.705e-05 | 0.00011613
5 | 5 | 21 | 0.00011004 | 0.00024445 | 0.00018308 | 0.00011004 | 9.444e-05 | 0.00011021 | 0.00011004 | 0.00024445 | 0.00018308 | 0.00011004 | 9.444e-05 | 0.00011021
5 | 5 | 22 | 0.00010437 | 0.00023206 | 0.00016977 | 0.00010437 | 9.4379e-05 | 9.8853e-05 | 0.00010437 | 0.00023206 | 0.00016977 | 0.00010437 | 9.4379e-05 | 9.8853e-05
5 | 5 | 23 | 9.6098e-05 | 0.00021552 | 0.0001537 | 9.6098e-05 | 9.5612e-05 | 9.0586e-05 | 9.6098e-05 | 0.00021552 | 0.0001537 | 9.6098e-05 | 9.5612e-05 | 9.0586e-05
5 | 5 | 24 | 8.887e-05 | 0.00018052 | 0.00012466 | 8.887e-05 | 9.6181e-05 | 8.8146e-05 | 8.887e-05 | 0.00018052 | 0.00012466 | 8.887e-05 | 9.6181e-05 | 8.8146e-05
5 | 6 | 1 | 8.4409e-05 | 0.00013842 | 8.8506e-05 | 8.4409e-05 | 9.7923e-05 | 8.5518e-05 | 8.4409e-05 | 0.00013842 | 8.8506e-05 | 8.4409e-05 | 9.7923e-05 | 8.5518e-05
5 | 6 | 2 | 8.1621e-05 | 0.00010307 | 6.6412e-05 | 8.1621e-05 | 0.00010028 | 8.4767e-05 | 8.1621e-05 | 0.00010307 | 6.6412e-05 | 8.1621e-05 | 0.00010028 | 8.4767e-05
5 | 6 | 3 | 8.0365e-05 | 7.1086e-05 | 4.7779e-05 | 8.0365e-05 | 0.00010498 | 8.4615e-05 | 8.0365e-05 | 7.1086e-05 | 4.7779e-05 | 8.0365e-05 | 0.00010498 | 8.4615e-05
5 | 6 | 4 | 8.0252e-05 | 4.7828e-05 | 3.3129e-05 | 8.0252e-05 | 0.00011269 | 8.8912e-05 | 8.0252e-05 | 4.7828e-05 | 3.3129e-05 | 8.0252e-05 | 0.00011269 | 8.8912e-05
5 | 6 | 5 | 8.1559e-05 | 2.9833e-05 | 2.2439e-05 | 8.1559e-05 | 0.00011999 | 9.3446e-05 | 8.1559e-05 | 2.9833e-05 | 2.2439e-05 | 8.1559e-05 | 0.00011999 | 9.3446e-05
5 | 6 | 6 | 8.0972e-05 | 1.7982e-05 | 2.1912e-05 | 8.0972e-05 | 0.0001307 | 0.00010555 | 8.0972e-05 | 1.7982e-05 | 2.1912e-05 | 8.0972e-05 | 0.0001307 | 0.00010555
5 | 6 | 7 | 8.5649e-05 | 1.0474e-05 | 3.9359e-05 | 8.5649e-05 | 0.00012989 | 0.00011398 | 8.5649e-05 | 1.0474e-05 | 3.9359e-05 | 8.5649e-05 | 0.00012989 | 0.00011398
5 | 6 | 8 | 9.2303e-05 | 1.5064e-05 | 8.3741e-05 | 9.2303e-05 | 0.00012412 | 0.0001227 | 9.2303e-05 | 1.5064e-05 | 8.3741e-05 | 9.2303e-05 | 0.00012412 | 0.0001227
5 | 6 | 9 | 9.7713e-05 | 3.029e-05 | 0.00013245 | 9.7713e-05 | 0.00011216 | 0.00012554 | 9.7713e-05 | 3.029e-05 | 0.00013245 | 9.7713e-05 | 0.00011216 | 0.00012554
5 | 6 | 10 | 0.00010155 | 3.402e-05 | 0.00013119 | 0.00010155 | 9.9995e-05 | 0.00012661 | 0.00010155 | 3.402e-05 | 0.00013119 | 0.00010155 | 9.9995e-05 | 0.00012661
5 | 6 | 11 | 0.00010452 | 4.0383e-05 | 0.00010869 | 0.00010452 | 8.8914e-05 | 0.00012503 | 0.00010452 | 4.0383e-05 | 0.00010869 | 0.00010452 | 8.8914e-05 | 0.00012503
5 | 6 | 12 | 0.00010564 | 5.0222e-05 | 9.5191e-05 | 0.00010564 | 7.9591e-05 | 0.00012494 | 0.00010564 | 5.0222e-05 | 9.5191e-05 | 0.00010564 | 7.9591e-05 | 0.00012494
5 | 6 | 13 | 0.00010715 | 7.2502e-05 | 0.00010228 | 0.00010715 | 7.6748e-05 | 0.00012389 | 0.00010715 | 7.2502e-05 | 0.00010228 | 0.00010715 | 7.6748e-05 | 0.00012389
5 | 6 | 14 | 0.0001073 | 8.766e-05 | 0.0001146 | 0.0001073 | 7.6346e-05 | 0.00012259 | 0.0001073 | 8.766e-05 | 0.0001146 | 0.0001073 | 7.6346e-05 | 0.00012259
5 | 6 | 15 | 0.00010802 | 0.0001007 | 0.00012004 | 0.00010802 | 7.5552e-05 | 0.00012097 | 0.00010802 | 0.0001007 | 0.00012004 | 0.00010802 | 7.5552e-05 | 0.00012097
5 | 6 | 16 | 0.00010901 | 0.00013518 | 0.0001423 | 0.00010901 | 7.7477e-05 | 0.00011774 | 0.00010901 | 0.00013518 | 0.0001423 | 0.00010901 | 7.7477e-05 | 0.00011774
5 | 6 | 17 | 0.00010974 | 0.00016898 | 0.0001598 | 0.00010974 | 8.1118e-05 | 0.00011446 | 0.00010974 | 0.00016898 | 0.0001598 | 0.00010974 | 8.1118e-05 | 0.00011446
5 | 6 | 18 | 0.00011023 | 0.00021257 | 0.0001864 | 0.00011023 | 8.7485e-05 | 0.00011393 | 0.00011023 | 0.00021257 | 0.0001864 | 0.00011023 | 8.7485e-05 | 0.00011393
5 | 6 | 19 | 0.0001125 | 0.00024415 | 0.00020354 | 0.0001125 | 9.6916e-05 | 0.00011681 | 0.0001125 | 0.00024415 | 0.00020354 | 0.0001125 | 9.6916e-05 | 0.00011681
5 | 6 | 20 | 0.00012083 | 0.00025123 | 0.00019874 | 0.00012083 | 9.705e-05 | 0.00011613 | 0.00012083 | 0.00025123 | 0.00019874 | 0.00012083 | 9.705e-05 | 0.00011613
5 | 6 | 21 | 0.00011661 | 0.00024445 | 0.00018308 | 0.00011661 | 9.444e-05 | 0.00011021 | 0.00011661 | 0.00024445 | 0.00018308 | 0.00011661 | 9.444e-05 | 0.00011021
5 | 6 | 22 | 0.00010652 | 0.00023206 | 0.00016977 | 0.00010652 | 9.4379e-05 | 9.8853e-05 | 0.00010652 | 0.00023206 | 0.00016977 | 0.00010652 | 9.4379e-05 | 9.8853e-05
5 | 6 | 23 | 9.6997e-05 | 0.00021552 | 0.0001537 | 9.6997e-05 | 9.5612e-05 | 9.0586e-05 | 9.6997e-05 | 0.00021552 | 0.0001537 | 9.6997e-05 | 9.5612e-05 | 9.0586e-05
5 | 6 | 24 | 8.9952e-05 | 0.00018052 | 0.00012466 | 8.9952e-05 | 9.6181e-05 | 8.8146e-05 | 8.9952e-05 | 0.00018052 | 0.00012466 | 8.9952e-05 | 9.6181e-05 | 8.8146e-05
5 | 7 | 1 | 8.5928e-05 | 0.00013842 | 8.8506e-05 | 8.5928e-05 | 9.7923e-05 | 8.5518e-05 | 8.5928e-05 | 0.00013842 | 8.8506e-05 | 8.5928e-05 | 9.7923e-05 | 8.5518e-05
5 | 7 | 2 | 8.3407e-05 | 0.00010307 | 6.6412e-05 | 8.3407e-05 | 0.00010028 | 8.4767e-05 | 8.3407e-05 | 0.00010307 | 6.6412e-05 | 8.3407e-05 | 0.00010028 | 8.4767e-05
5 | 7 | 3 | 8.3053e-05 | 7.1086e-05 | 4.7779e-05 | 8.3053e-05 | 0.00010498 | 8.4615e-05 | 8.3053e-05 | 7.1086e-05 | 4.7779e-05 | 8.3053e-05 | 0.00010498 | 8.4615e-05
5 | 7 | 4 | 8.5991e-05 | 4.7828e-05 | 3.3129e-05 | 8.5991e-05 | 0.00011269 | 8.8912e-05 | 8.5991e-05 | 4.7828e-05 | 3.3129e-05 | 8.5991e-05 | 0.00011269 | 8.8912e-05
5 | 7 | 5 | 9.1941e-05 | 2.9833e-05 | 2.2439e-05 | 9.1941e-05 | 0.00011999 | 9.3446e-05 | 9.1941e-05 | 2.9833e-05 | 2.2439e-05 | 9.1941e-05 | 0.00011999 | 9.3446e-05
5 | 7 | 6 | 0.00010045 | 1.7982e-05 | 2.1912e-05 | 0.00010045 | 0.0001307 | 0.00010555 | 0.00010045 | 1.7982e-05 | 2.1912e-05 | 0.00010045 | 0.0001307 | 0.00010555
5 | 7 | 7 | 0.0001122 | 1.0474e-05 | 3.9359e-05 | 0.0001122 | 0.00012989 | 0.00011398 | 0.0001122 | 1.0474e-05 | 3.9359e-05 | 0.0001122 | 0.00012989 | 0.00011398
5 | 7 | 8 | 0.00011898 | 1.5064e-05 | 8.3741e-05 | 0.00011898 | 0.00012412 | 0.0001227 | 0.00011898 | 1.5064e-05 | 8.3741e-05 | 0.00011898 | 0.00012412 | 0.0001227
5 | 7 | 9 | 0.00012717 | 3.029e-05 | 0.00013245 | 0.00012717 | 0.00011216 | 0.00012554 | 0.00012717 | 3.029e-05 | 0.00013245 | 0.00012717 | 0.00011216 | 0.00012554
5 | 7 | 10 | 0.00013373 | 3.402e-05 | 0.00013119 | 0.00013373 | 9.9995e-05 | 0.00012661 | 0.00013373 | 3.402e-05 | 0.00013119 | 0.00013373 | 9.9995e-05 | 0.00012661
5 | 7 | 11 | 0.00013811 | 4.0383e-05 | 0.00010869 | 0.00013811 | 8.8914e-05 | 0.00012503 | 0.00013811 | 4.0383e-05 | 0.00010869 | 0.00013811 | 8.8914e-05 | 0.00012503
5 | 7 | 12 | 0.00014071 | 5.0222e-05 | 9.5191e-05 | 0.00014071 | 7.9591e-05 | 0.00012494 | 0.00014071 | 5.0222e-05 | 9.5191e-05 | 0.00014071 | 7.9591e-05 | 0.00012494
5 | 7 | 13 | 0.00014399 | 7.2502e-05 | 0.00010228 | 0.00014399 | 7.6748e-05 | 0.00012389 | 0.00014399 | 7.2502e-05 | 0.00010228 | 0.00014399 | 7.6748e-05 | 0.00012389
5 | 7 | 14 | 0.00014632 | 8.766e-05 | 0.0001146 | 0.00014632 | 7.6346e-05 | 0.00012259 | 0.00014632 | 8.766e-05 | 0.0001146 | 0.00014632 | 7.6346e-05 | 0.00012259
5 | 7 | 15 | 0.00014779 | 0.0001007 | 0.00012004 | 0.00014779 | 7.5552e-05 | 0.00012097 | 0.00014779 | 0.0001007 | 0.00012004 | 0.00014779 | 7.5552e-05 | 0.00012097
5 | 7 | 16 | 0.00014784 | 0.00013518 | 0.0001423 | 0.00014784 | 7.7477e-05 | 0.00011774 | 0.00014784 | 0.00013518 | 0.0001423 | 0.00014784 | 7.7477e-05 | 0.00011774
5 | 7 | 17 | 0.00014488 | 0.00016898 | 0.0001598 | 0.00014488 | 8.1118e-05 | 0.00011446 | 0.00014488 | 0.00016898 | 0.0001598 | 0.00014488 | 8.1118e-05 | 0.00011446
5 | 7 | 18 | 0.00014347 | 0.00021257 | 0.0001864 | 0.00014347 | 8.7485e-05 | 0.00011393 | 0.00014347 | 0.00021257 | 0.0001864 | 0.00014347 | 8.7485e-05 | 0.00011393
5 | 7 | 19 | 0.00014121 | 0.00024415 | 0.00020354 | 0.00014121 | 9.6916e-05 | 0.00011681 | 0.00014121 | 0.00024415 | 0.00020354 | 0.00014121 | 9.6916e-05 | 0.00011681
5 | 7 | 20 | 0.00014325 | 0.00025123 | 0.00019874 | 0.00014325 | 9.705e-05 | 0.00011613 | 0.00014325 | 0.00025123 | 0.00019874 | 0.00014325 | 9.705e-05 | 0.00011613
5 | 7 | 21 | 0.00013525 | 0.00024445 | 0.00018308 | 0.00013525 | 9.444e-05 | 0.00011021 | 0.00013525 | 0.00024445 | 0.00018308 | 0.00013525 | 9.444e-05 | 0.00011021
5 | 7 | 22 | 0.00012118 | 0.00023206 | 0.00016977 | 0.00012118 | 9.4379e-05 | 9.8853e-05 | 0.00012118 | 0.00023206 | 0.00016977 | 0.00012118 | 9.4379e-05 | 9.8853e-05
5 | 7 | 23 | 0.00010745 | 0.00021552 | 0.0001537 | 0.00010745 | 9.5612e-05 | 9.0586e-05 | 0.00010745 | 0.00021552 | 0.0001537 | 0.00010745 | 9.5612e-05 | 9.0586e-05
5 | 7 | 24 | 9.9902e-05 | 0.00018052 | 0.00012466 | 9.9902e-05 | 9.6181e-05 | 8.8146e-05 | 9.9902e-05 | 0.00018052 | 0.00012466 | 9.9902e-05 | 9.6181e-05 | 8.8146e-05
5 | 8 | 1 | 9.3081e-05 | 0.00013842 | 8.8506e-05 | 9.3081e-05 | 9.7923e-05 | 8.5518e-05 | 9.3081e-05 | 0.00013842 | 8.8506e-05 | 9.3081e-05 | 9.7923e-05 | 8.5518e-05
5 | 8 | 2 | 9.0114e-05 | 0.00010307 | 6.6412e-05 | 9.0114e-05 | 0.00010028 | 8.4767e-05 | 9.0114e-05 | 0.00010307 | 6.6412e-05 | 9.0114e-05 | 0.00010028 | 8.4767e-05
5 | 8 | 3 | 8.9012e-05 | 7.1086e-05 | 4.7779e-05 | 8.9012e-05 | 0.00010498 | 8.4615e-05 | 8.9012e-05 | 7.1086e-05 | 4.7779e-05 | 8.9012e-05 | 0.00010498 | 8.4615e-05
5 | 8 | 4 | 8.999e-05 | 4.7828e-05 | 3.3129e-05 | 8.999e-05 | 0.00011269 | 8.8912e-05 | 8.999e-05 | 4.7828e-05 | 3.3129e-05 | 8.999e-05 | 0.00011269 | 8.8912e-05
5 | 8 | 5 | 9.6431e-05 | 2.9833e-05 | 2.2439e-05 | 9.6431e-05 | 0.00011999 | 9.3446e-05 | 9.6431e-05 | 2.9833e-05 | 2.2439e-05 | 9.6431e-05 | 0.00011999 | 9.3446e-05
5 | 8 | 6 | 0.00010388 | 1.7982e-05 | 2.1912e-05 | 0.00010388 | 0.0001307 | 0.00010555 | 0.00010388 | 1.7982e-05 | 2.1912e-05 | 0.00010388 | 0.0001307 | 0.00010555
5 | 8 | 7 | 0.00011519 | 1.0474e-05 | 3.9359e-05 | 0.00011519 | 0.00012989 | 0.00011398 | 0.00011519 | 1.0474e-05 | 3.9359e-05 | 0.00011519 | 0.00012989 | 0.00011398
5 | 8 | 8 | 0.00012353 | 1.5064e-05 | 8.3741e-05 | 0.00012353 | 0.00012412 | 0.0001227 | 0.00012353 | 1.5064e-05 | 8.3741e-05 | 0.00012353 | 0.00012412 | 0.0001227
5 | 8 | 9 | 0.00013161 | 3.029e-05 | 0.00013245 | 0.00013161 | 0.00011216 | 0.00012554 | 0.00013161 | 3.029e-05 | 0.00013245 | 0.00013161 | 0.00011216 | 0.00012554
5 | 8 | 10 | 0.00013902 | 3.402e-05 | 0.00013119 | 0.00013902 | 9.9995e-05 | 0.00012661 | 0.00013902 | 3.402e-05 | 0.00013119 | 0.00013902 | 9.9995e-05 | 0.00012661
5 | 8 | 11 | 0.00014444 | 4.0383e-05 | 0.00010869 | 0.00014444 | 8.8914e-05 | 0.00012503 | 0.00014444 | 4.0383e-05 | 0.00010869 | 0.00014444 | 8.8914e-05 | 0.00012503
5 | 8 | 12 | 0.0001478 | 5.0222e-05 | 9.5191e-05 | 0.0001478 | 7.9591e-05 | 0.00012494 | 0.0001478 | 5.0222e-05 | 9.5191e-05 | 0.0001478 | 7.9591e-05 | 0.00012494
5 | 8 | 13 | 0.00015234 | 7.2502e-05 | 0.00010228 | 0.00015234 | 7.6748e-05 | 0.00012389 | 0.00015234 | 7.2502e-05 | 0.00010228 | 0.00015234 | 7.6748e-05 | 0.00012389
5 | 8 | 14 | 0.00015552 | 8.766e-05 | 0.0001146 | 0.00015552 | 7.6346e-05 | 0.00012259 | 0.00015552 | 8.766e-05 | 0.0001146 | 0.00015552 | 7.6346e-05 | 0.00012259
5 | 8 | 15 | 0.00015754 | 0.0001007 | 0.00012004 | 0.00015754 | 7.5552e-05 | 0.00012097 | 0.00015754 | 0.0001007 | 0.00012004 | 0.00015754 | 7.5552e-05 | 0.00012097
5 | 8 | 16 | 0.00015721 | 0.00013518 | 0.0001423 | 0.00015721 | 7.7477e-05 | 0.00011774 | 0.00015721 | 0.00013518 | 0.0001423 | 0.00015721 | 7.7477e-05 | 0.00011774
5 | 8 | 17 | 0.00015459 | 0.00016898 | 0.0001598 | 0.00015459 | 8.1118e-05 | 0.00011446 | 0.00015459 | 0.00016898 | 0.0001598 | 0.00015459 | 8.1118e-05 | 0.00011446
5 | 8 | 18 | 0.00014872 | 0.00021257 | 0.0001864 | 0.00014872 | 8.7485e-05 | 0.00011393 | 0.00014872 | 0.00021257 | 0.0001864 | 0.00014872 | 8.7485e-05 | 0.00011393
5 | 8 | 19 | 0.00014488 | 0.00024415 | 0.00020354 | 0.00014488 | 9.6916e-05 | 0.00011681 | 0.00014488 | 0.00024415 | 0.00020354 | 0.00014488 | 9.6916e-05 | 0.00011681
5 | 8 | 20 | 0.00014693 | 0.00025123 | 0.00019874 | 0.00014693 | 9.705e-05 | 0.00011613 | 0.00014693 | 0.00025123 | 0.00019874 | 0.00014693 | 9.705e-05 | 0.00011613
5 | 8 | 21 | 0.0001387 | 0.00024445 | 0.00018308 | 0.0001387 | 9.444e-05 | 0.00011021 | 0.0001387 | 0.00024445 | 0.00018308 | 0.0001387 | 9.444e-05 | 0.00011021
5 | 8 | 22 | 0.0001228 | 0.00023206 | 0.00016977 | 0.0001228 | 9.4379e-05 | 9.8853e-05 | 0.0001228 | 0.00023206 | 0.00016977 | 0.0001228 | 9.4379e-05 | 9.8853e-05
5 | 8 | 23 | 0.00011005 | 0.00021552 | 0.0001537 | 0.00011005 | 9.5612e-05 | 9.0586e-05 | 0.00011005 | 0.00021552 | 0.0001537 | 0.00011005 | 9.5612e-05 | 9.0586e-05
5 | 8 | 24 | 9.9685e-05 | 0.00018052 | 0.00012466 | 9.9685e-05 | 9.6181e-05 | 8.8146e-05 | 9.9685e-05 | 0.00018052 | 0.00012466 | 9.9685e-05 | 9.6181e-05 | 8.8146e-05
5 | 9 | 1 | 9.4792e-05 | 0.00013842 | 8.8506e-05 | 9.4792e-05 | 9.7923e-05 | 8.5518e-05 | 9.4792e-05 | 0.00013842 | 8.8506e-05 | 9.4792e-05 | 9.7923e-05 | 8.5518e-05
5 | 9 | 2 | 9.1733e-05 | 0.00010307 | 6.6412e-05 | 9.1733e-05 | 0.00010028 | 8.4767e-05 | 9.1733e-05 | 0.00010307 | 6.6412e-05 | 9.1733e-05 | 0.00010028 | 8.4767e-05
5 | 9 | 3 | 8.9149e-05 | 7.1086e-05 | 4.7779e-05 | 8.9149e-05 | 0.00010498 | 8.4615e-05 | 8.9149e-05 | 7.1086e-05 | 4.7779e-05 | 8.9149e-05 | 0.00010498 | 8.4615e-05
5 | 9 | 4 | 9.0997e-05 | 4.7828e-05 | 3.3129e-05 | 9.0997e-05 | 0.00011269 | 8.8912e-05 | 9.0997e-05 | 4.7828e-05 | 3.3129e-05 | 9.0997e-05 | 0.00011269 | 8.8912e-05
5 | 9 | 5 | 9.636e-05 | 2.9833e-05 | 2.2439e-05 | 9.636e-05 | 0.00011999 | 9.3446e-05 | 9.636e-05 | 2.9833e-05 | 2.2439e-05 | 9.636e-05 | 0.00011999 | 9.3446e-05
5 | 9 | 6 | 0.00010492 | 1.7982e-05 | 2.1912e-05 | 0.00010492 | 0.0001307 | 0.00010555 | 0.00010492 | 1.7982e-05 | 2.1912e-05 | 0.00010492 | 0.0001307 | 0.00010555
5 | 9 | 7 | 0.00011507 | 1.0474e-05 | 3.9359e-05 | 0.00011507 | 0.00012989 | 0.00011398 | 0.00011507 | 1.0474e-05 | 3.9359e-05 | 0.00011507 | 0.00012989 | 0.00011398
5 | 9 | 8 | 0.00012339 | 1.5064e-05 | 8.3741e-05 | 0.00012339 | 0.00012412 | 0.0001227 | 0.00012339 | 1.5064e-05 | 8.3741e-05 | 0.00012339 | 0.00012412 | 0.0001227
5 | 9 | 9 | 0.00012985 | 3.029e-05 | 0.00013245 | 0.00012985 | 0.00011216 | 0.00012554 | 0.00012985 | 3.029e-05 | 0.00013245 | 0.00012985 | 0.00011216 | 0.00012554
5 | 9 | 10 | 0.00013651 | 3.402e-05 | 0.00013119 | 0.00013651 | 9.9995e-05 | 0.00012661 | 0.00013651 | 3.402e-05 | 0.00013119 | 0.00013651 | 9.9995e-05 | 0.00012661
5 | 9 | 11 | 0.00014071 | 4.0383e-05 | 0.00010869 | 0.00014071 | 8.8914e-05 | 0.00012503 | 0.00014071 | 4.0383e-05 | 0.00010869 | 0.00014071 | 8.8914e-05 | 0.00012503
5 | 9 | 12 | 0.00014282 | 5.0222e-05 | 9.5191e-05 | 0.00014282 | 7.9591e-05 | 0.00012494 | 0.00014282 | 5.0222e-05 | 9.5191e-05 | 0.00014282 | 7.9591e-05 | 0.00012494
5 | 9 | 13 | 0.00014679 | 7.2502e-05 | 0.00010228 | 0.00014679 | 7.6748e-05 | 0.00012389 | 0.00014679 | 7.2502e-05 | 0.00010228 | 0.00014679 | 7.6748e-05 | 0.00012389
5 | 9 | 14 | 0.00014992 | 8.766e-05 | 0.0001146 | 0.00014992 | 7.6346e-05 | 0.00012259 | 0.00014992 | 8.766e-05 | 0.0001146 | 0.00014992 | 7.6346e-05 | 0.00012259
5 | 9 | 15 | 0.00015132 | 0.0001007 | 0.00012004 | 0.00015132 | 7.5552e-05 | 0.00012097 | 0.00015132 | 0.0001007 | 0.00012004 | 0.00015132 | 7.5552e-05 | 0.00012097
5 | 9 | 16 | 0.00015108 | 0.00013518 | 0.0001423 | 0.00015108 | 7.7477e-05 | 0.00011774 | 0.00015108 | 0.00013518 | 0.0001423 | 0.00015108 | 7.7477e-05 | 0.00011774
5 | 9 | 17 | 0.00014855 | 0.00016898 | 0.0001598 | 0.00014855 | 8.1118e-05 | 0.00011446 | 0.00014855 | 0.00016898 | 0.0001598 | 0.00014855 | 8.1118e-05 | 0.00011446
5 | 9 | 18 | 0.00014355 | 0.00021257 | 0.0001864 | 0.00014355 | 8.7485e-05 | 0.00011393 | 0.00014355 | 0.00021257 | 0.0001864 | 0.00014355 | 8.7485e-05 | 0.00011393
5 | 9 | 19 | 0.00013965 | 0.00024415 | 0.00020354 | 0.00013965 | 9.6916e-05 | 0.00011681 | 0.00013965 | 0.00024415 | 0.00020354 | 0.00013965 | 9.6916e-05 | 0.00011681
5 | 9 | 20 | 0.00014176 | 0.00025123 | 0.00019874 | 0.00014176 | 9.705e-05 | 0.00011613 | 0.00014176 | 0.00025123 | 0.00019874 | 0.00014176 | 9.705e-05 | 0.00011613
5 | 9 | 21 | 0.00013388 | 0.00024445 | 0.00018308 | 0.00013388 | 9.444e-05 | 0.00011021 | 0.00013388 | 0.00024445 | 0.00018308 | 0.00013388 | 9.444e-05 | 0.00011021
5 | 9 | 22 | 0.00011994 | 0.00023206 | 0.00016977 | 0.00011994 | 9.4379e-05 | 9.8853e-05 | 0.00011994 | 0.00023206 | 0.00016977 | 0.00011994 | 9.4379e-05 | 9.8853e-05
5 | 9 | 23 | 0.00010634 | 0.00021552 | 0.0001537 | 0.00010634 | 9.5612e-05 | 9.0586e-05 | 0.00010634 | 0.00021552 | 0.0001537 | 0.00010634 | 9.5612e-05 | 9.0586e-05
5 | 9 | 24 | 9.7867e-05 | 0.00018052 | 0.00012466 | 9.7867e-05 | 9.6181e-05 | 8.8146e-05 | 9.7867e-05 | 0.00018052 | 0.00012466 | 9.7867e-05 | 9.6181e-05 | 8.8146e-05
5 | 10 | 1 | 9.2532e-05 | 0.00013842 | 8.8506e-05 | 9.2532e-05 | 9.7923e-05 | 8.5518e-05 | 9.2532e-05 | 0.00013842 | 8.8506e-05 | 9.2532e-05 | 9.7923e-05 | 8.5518e-05
5 | 10 | 2 | 8.9661e-05 | 0.00010307 | 6.6412e-05 | 8.9661e-05 | 0.00010028 | 8.4767e-05 | 8.9661e-05 | 0.00010307 | 6.6412e-05 | 8.9661e-05 | 0.00010028 | 8.4767e-05
5 | 10 | 3 | 8.7776e-05 | 7.1086e-05 | 4.7779e-05 | 8.7776e-05 | 0.00010498 | 8.4615e-05 | 8.7776e-05 | 7.1086e-05 | 4.7779e-05 | 8.7776e-05 | 0.00010498 | 8.4615e-05
5 | 10 | 4 | 8.9702e-05 | 4.7828e-05 | 3.3129e-05 | 8.9702e-05 | 0.00011269 | 8.8912e-05 | 8.9702e-05 | 4.7828e-05 | 3.3129e-05 | 8.9702e-05 | 0.00011269 | 8.8912e-05
5 | 10 | 5 | 9.5345e-05 | 2.9833e-05 | 2.2439e-05 | 9.5345e-05 | 0.00011999 | 9.3446e-05 | 9.5345e-05 | 2.9833e-05 | 2.2439e-05 | 9.5345e-05 | 0.00011999 | 9.3446e-05
5 | 10 | 6 | 0.00010382 | 1.7982e-05 | 2.1912e-05 | 0.00010382 | 0.0001307 | 0.00010555 | 0.00010382 | 1.7982e-05 | 2.1912e-05 | 0.00010382 | 0.0001307 | 0.00010555
5 | 10 | 7 | 0.00011335 | 1.0474e-05 | 3.9359e-05 | 0.00011335 | 0.00012989 | 0.00011398 | 0.00011335 | 1.0474e-05 | 3.9359e-05 | 0.00011335 | 0.00012989 | 0.00011398
5 | 10 | 8 | 0.00011975 | 1.5064e-05 | 8.3741e-05 | 0.00011975 | 0.00012412 | 0.0001227 | 0.00011975 | 1.5064e-05 | 8.3741e-05 | 0.00011975 | 0.00012412 | 0.0001227
5 | 10 | 9 | 0.0001256 | 3.029e-05 | 0.00013245 | 0.0001256 | 0.00011216 | 0.00012554 | 0.0001256 | 3.029e-05 | 0.00013245 | 0.0001256 | 0.00011216 | 0.00012554
5 | 10 | 10 | 0.00013055 | 3.402e-05 | 0.00013119 | 0.00013055 | 9.9995e-05 | 0.00012661 | 0.00013055 | 3.402e-05 | 0.00013119 | 0.00013055 | 9.9995e-05 | 0.00012661
5 | 10 | 11 | 0.00013431 | 4.0383e-05 | 0.00010869 | 0.00013431 | 8.8914e-05 | 0.00012503 | 0.00013431 | 4.0383e-05 | 0.00010869 | 0.00013431 | 8.8914e-05 | 0.00012503
5 | 10 | 12 | 0.00013529 | 5.0222e-05 | 9.5191e-05 | 0.00013529 | 7.9591e-05 | 0.00012494 | 0.00013529 | 5.0222e-05 | 9.5191e-05 | 0.00013529 | 7.9591e-05 | 0.00012494
5 | 10 | 13 | 0.00013764 | 7.2502e-05 | 0.00010228 | 0.00013764 | 7.6748e-05 | 0.00012389 | 0.00013764 | 7.2502e-05 | 0.00010228 | 0.00013764 | 7.6748e-05 | 0.00012389
5 | 10 | 14 | 0.00013893 | 8.766e-05 | 0.0001146 | 0.00013893 | 7.6346e-05 | 0.00012259 | 0.00013893 | 8.766e-05 | 0.0001146 | 0.00013893 | 7.6346e-05 | 0.00012259
5 | 10 | 15 | 0.00013951 | 0.0001007 | 0.00012004 | 0.00013951 | 7.5552e-05 | 0.00012097 | 0.00013951 | 0.0001007 | 0.00012004 | 0.00013951 | 7.5552e-05 | 0.00012097
5 | 10 | 16 | 0.00013852 | 0.00013518 | 0.0001423 | 0.00013852 | 7.7477e-05 | 0.00011774 | 0.00013852 | 0.00013518 | 0.0001423 | 0.00013852 | 7.7477e-05 | 0.00011774
5 | 10 | 17 | 0.00013611 | 0.00016898 | 0.0001598 | 0.00013611 | 8.1118e-05 | 0.00011446 | 0.00013611 | 0.00016898 | 0.0001598 | 0.00013611 | 8.1118e-05 | 0.00011446
5 | 10 | 18 | 0.00013228 | 0.00021257 | 0.0001864 | 0.00013228 | 8.7485e-05 | 0.00011393 | 0.00013228 | 0.00021257 | 0.0001864 | 0.00013228 | 8.7485e-05 | 0.00011393
5 | 10 | 19 | 0.00012978 | 0.00024415 | 0.00020354 | 0.00012978 | 9.6916e-05 | 0.00011681 | 0.00012978 | 0.00024415 | 0.00020354 | 0.00012978 | 9.6916e-05 | 0.00011681
5 | 10 | 20 | 0.00013479 | 0.00025123 | 0.00019874 | 0.00013479 | 9.705e-05 | 0.00011613 | 0.00013479 | 0.00025123 | 0.00019874 | 0.00013479 | 9.705e-05 | 0.00011613
5 | 10 | 21 | 0.000129 | 0.00024445 | 0.00018308 | 0.000129 | 9.444e-05 | 0.00011021 | 0.000129 | 0.00024445 | 0.00018308 | 0.000129 | 9.444e-05 | 0.00011021
5 | 10 | 22 | 0.00011644 | 0.00023206 | 0.00016977 | 0.00011644 | 9.4379e-05 | 9.8853e-05 | 0.00011644 | 0.00023206 | 0.00016977 | 0.00011644 | 9.4379e-05 | 9.8853e-05
5 | 10 | 23 | 0.00010454 | 0.00021552 | 0.0001537 | 0.00010454 | 9.5612e-05 | 9.0586e-05 | 0.00010454 | 0.00021552 | 0.0001537 | 0.00010454 | 9.5612e-05 | 9.0586e-05
5 | 10 | 24 | 9.5744e-05 | 0.00018052 | 0.00012466 | 9.5744e-05 | 9.6181e-05 | 8.8146e-05 | 9.5744e-05 | 0.00018052 | 0.00012466 | 9.5744e-05 | 9.6181e-05 | 8.8146e-05
5 | 11 | 1 | 9.088e-05 | 0.00013842 | 8.8506e-05 | 9.088e-05 | 9.7923e-05 | 8.5518e-05 | 9.088e-05 | 0.00013842 | 8.8506e-05 | 9.088e-05 | 9.7923e-05 | 8.5518e-05
5 | 11 | 2 | 8.8171e-05 | 0.00010307 | 6.6412e-05 | 8.8171e-05 | 0.00010028 | 8.4767e-05 | 8.8171e-05 | 0.00010307 | 6.6412e-05 | 8.8171e-05 | 0.00010028 | 8.4767e-05
5 | 11 | 3 | 8.7006e-05 | 7.1086e-05 | 4.7779e-05 | 8.7006e-05 | 0.00010498 | 8.4615e-05 | 8.7006e-05 | 7.1086e-05 | 4.7779e-05 | 8.7006e-05 | 0.00010498 | 8.4615e-05
5 | 11 | 4 | 8.8687e-05 | 4.7828e-05 | 3.3129e-05 | 8.8687e-05 | 0.00011269 | 8.8912e-05 | 8.8687e-05 | 4.7828e-05 | 3.3129e-05 | 8.8687e-05 | 0.00011269 | 8.8912e-05
5 | 11 | 5 | 9.4334e-05 | 2.9833e-05 | 2.2439e-05 | 9.4334e-05 | 0.00011999 | 9.3446e-05 | 9.4334e-05 | 2.9833e-05 | 2.2439e-05 | 9.4334e-05 | 0.00011999 | 9.3446e-05
5 | 11 | 6 | 0.00010165 | 1.7982e-05 | 2.1912e-05 | 0.00010165 | 0.0001307 | 0.00010555 | 0.00010165 | 1.7982e-05 | 2.1912e-05 | 0.00010165 | 0.0001307 | 0.00010555
5 | 11 | 7 | 0.00011144 | 1.0474e-05 | 3.9359e-05 | 0.00011144 | 0.00012989 | 0.00011398 | 0.00011144 | 1.0474e-05 | 3.9359e-05 | 0.00011144 | 0.00012989 | 0.00011398
5 | 11 | 8 | 0.00011799 | 1.5064e-05 | 8.3741e-05 | 0.00011799 | 0.00012412 | 0.0001227 | 0.00011799 | 1.5064e-05 | 8.3741e-05 | 0.00011799 | 0.00012412 | 0.0001227
5 | 11 | 9 | 0.00012346 | 3.029e-05 | 0.00013245 | 0.00012346 | 0.00011216 | 0.00012554 | 0.00012346 | 3.029e-05 | 0.00013245 | 0.00012346 | 0.00011216 | 0.00012554
5 | 11 | 10 | 0.00012812 | 3.402e-05 | 0.00013119 | 0.00012812 | 9.9995e-05 | 0.00012661 | 0.00012812 | 3.402e-05 | 0.00013119 | 0.00012812 | 9.9995e-05 | 0.00012661
5 | 11 | 11 | 0.00013032 | 4.0383e-05 | 0.00010869 | 0.00013032 | 8.8914e-05 | 0.00012503 | 0.00013032 | 4.0383e-05 | 0.00010869 | 0.00013032 | 8.8914e-05 | 0.00012503
5 | 11 | 12 | 0.00013086 | 5.0222e-05 | 9.5191e-05 | 0.00013086 | 7.9591e-05 | 0.00012494 | 0.00013086 | 5.0222e-05 | 9.5191e-05 | 0.00013086 | 7.9591e-05 | 0.00012494
5 | 11 | 13 | 0.00013241 | 7.2502e-05 | 0.00010228 | 0.00013241 | 7.6748e-05 | 0.00012389 | 0.00013241 | 7.2502e-05 | 0.00010228 | 0.00013241 | 7.6748e-05 | 0.00012389
5 | 11 | 14 | 0.0001328 | 8.766e-05 | 0.0001146 | 0.0001328 | 7.6346e-05 | 0.00012259 | 0.0001328 | 8.766e-05 | 0.0001146 | 0.0001328 | 7.6346e-05 | 0.00012259
5 | 11 | 15 | 0.00013238 | 0.0001007 | 0.00012004 | 0.00013238 | 7.5552e-05 | 0.00012097 | 0.00013238 | 0.0001007 | 0.00012004 | 0.00013238 | 7.5552e-05 | 0.00012097
5 | 11 | 16 | 0.00013088 | 0.00013518 | 0.0001423 | 0.00013088 | 7.7477e-05 | 0.00011774 | 0.00013088 | 0.00013518 | 0.0001423 | 0.00013088 | 7.7477e-05 | 0.00011774
5 | 11 | 17 | 0.00012784 | 0.00016898 | 0.0001598 | 0.00012784 | 8.1118e-05 | 0.00011446 | 0.00012784 | 0.00016898 | 0.0001598 | 0.00012784 | 8.1118e-05 | 0.00011446
5 | 11 | 18 | 0.00012427 | 0.00021257 | 0.0001864 | 0.00012427 | 8.7485e-05 | 0.00011393 | 0.00012427 | 0.00021257 | 0.0001864 | 0.00012427 | 8.7485e-05 | 0.00011393
5 | 11 | 19 | 0.00012256 | 0.00024415 | 0.00020354 | 0.00012256 | 9.6916e-05 | 0.00011681 | 0.00012256 | 0.00024415 | 0.00020354 | 0.00012256 | 9.6916e-05 | 0.00011681
5 | 11 | 20 | 0.0001271 | 0.00025123 | 0.00019874 | 0.0001271 | 9.705e-05 | 0.00011613 | 0.0001271 | 0.00025123 | 0.00019874 | 0.0001271 | 9.705e-05 | 0.00011613
5 | 11 | 21 | 0.0001226 | 0.00024445 | 0.00018308 | 0.0001226 | 9.444e-05 | 0.00011021 | 0.0001226 | 0.00024445 | 0.00018308 | 0.0001226 | 9.444e-05 | 0.00011021
5 | 11 | 22 | 0.00011283 | 0.00023206 | 0.00016977 | 0.00011283 | 9.4379e-05 | 9.8853e-05 | 0.00011283 | 0.00023206 | 0.00016977 | 0.00011283 | 9.4379e-05 | 9.8853e-05
5 | 11 | 23 | 0.00010279 | 0.00021552 | 0.0001537 | 0.00010279 | 9.5612e-05 | 9.0586e-05 | 0.00010279 | 0.00021552 | 0.0001537 | 0.00010279 | 9.5612e-05 | 9.0586e-05
5 | 11 | 24 | 9.5033e-05 | 0.00018052 | 0.00012466 | 9.5033e-05 | 9.6181e-05 | 8.8146e-05 | 9.5033e-05 | 0.00018052 | 0.00012466 | 9.5033e-05 | 9.6181e-05 | 8.8146e-05
5 | 12 | 1 | 9.0314e-05 | 0.00013842 | 8.8506e-05 | 9.0314e-05 | 9.7923e-05 | 8.5518e-05 | 9.0314e-05 | 0.00013842 | 8.8506e-05 | 9.0314e-05 | 9.7923e-05 | 8.5518e-05
5 | 12 | 2 | 8.6881e-05 | 0.00010307 | 6.6412e-05 | 8.6881e-05 | 0.00010028 | 8.4767e-05 | 8.6881e-05 | 0.00010307 | 6.6412e-05 | 8.6881e-05 | 0.00010028 | 8.4767e-05
5 | 12 | 3 | 8.5412e-05 | 7.1086e-05 | 4.7779e-05 | 8.5412e-05 | 0.00010498 | 8.4615e-05 | 8.5412e-05 | 7.1086e-05 | 4.7779e-05 | 8.5412e-05 | 0.00010498 | 8.4615e-05
5 | 12 | 4 | 8.5641e-05 | 4.7828e-05 | 3.3129e-05 | 8.5641e-05 | 0.00011269 | 8.8912e-05 | 8.5641e-05 | 4.7828e-05 | 3.3129e-05 | 8.5641e-05 | 0.00011269 | 8.8912e-05
5 | 12 | 5 | 8.751e-05 | 2.9833e-05 | 2.2439e-05 | 8.751e-05 | 0.00011999 | 9.3446e-05 | 8.751e-05 | 2.9833e-05 | 2.2439e-05 | 8.751e-05 | 0.00011999 | 9.3446e-05
5 | 12 | 6 | 8.855e-05 | 1.7982e-05 | 2.1912e-05 | 8.855e-05 | 0.0001307 | 0.00010555 | 8.855e-05 | 1.7982e-05 | 2.1912e-05 | 8.855e-05 | 0.0001307 | 0.00010555
5 | 12 | 7 | 9.3835e-05 | 1.0474e-05 | 3.9359e-05 | 9.3835e-05 | 0.00012989 | 0.00011398 | 9.3835e-05 | 1.0474e-05 | 3.9359e-05 | 9.3835e-05 | 0.00012989 | 0.00011398
5 | 12 | 8 | 0.00010095 | 1.5064e-05 | 8.3741e-05 | 0.00010095 | 0.00012412 | 0.0001227 | 0.00010095 | 1.5064e-05 | 8.3741e-05 | 0.00010095 | 0.00012412 | 0.0001227
5 | 12 | 9 | 0.00010635 | 3.029e-05 | 0.00013245 | 0.00010635 | 0.00011216 | 0.00012554 | 0.00010635 | 3.029e-05 | 0.00013245 | 0.00010635 | 0.00011216 | 0.00012554
5 | 12 | 10 | 0.00010952 | 3.402e-05 | 0.00013119 | 0.00010952 | 9.9995e-05 | 0.00012661 | 0.00010952 | 3.402e-05 | 0.00013119 | 0.00010952 | 9.9995e-05 | 0.00012661
5 | 12 | 11 | 0.00011117 | 4.0383e-05 | 0.00010869 | 0.00011117 | 8.8914e-05 | 0.00012503 | 0.00011117 | 4.0383e-05 | 0.00010869 | 0.00011117 | 8.8914e-05 | 0.00012503
5 | 12 | 12 | 0.0001114 | 5.0222e-05 | 9.5191e-05 | 0.0001114 | 7.9591e-05 | 0.00012494 | 0.0001114 | 5.0222e-05 | 9.5191e-05 | 0.0001114 | 7.9591e-05 | 0.00012494
5 | 12 | 13 | 0.00011115 | 7.2502e-05 | 0.00010228 | 0.00011115 | 7.6748e-05 | 0.00012389 | 0.00011115 | 7.2502e-05 | 0.00010228 | 0.00011115 | 7.6748e-05 | 0.00012389
5 | 12 | 14 | 0.000111 | 8.766e-05 | 0.0001146 | 0.000111 | 7.6346e-05 | 0.00012259 | 0.000111 | 8.766e-05 | 0.0001146 | 0.000111 | 7.6346e-05 | 0.00012259
5 | 12 | 15 | 0.00011117 | 0.0001007 | 0.00012004 | 0.00011117 | 7.5552e-05 | 0.00012097 | 0.00011117 | 0.0001007 | 0.00012004 | 0.00011117 | 7.5552e-05 | 0.00012097
5 | 12 | 16 | 0.00011086 | 0.00013518 | 0.0001423 | 0.00011086 | 7.7477e-05 | 0.00011774 | 0.00011086 | 0.00013518 | 0.0001423 | 0.00011086 | 7.7477e-05 | 0.00011774
5 | 12 | 17 | 0.0001104 | 0.00016898 | 0.0001598 | 0.0001104 | 8.1118e-05 | 0.00011446 | 0.0001104 | 0.00016898 | 0.0001598 | 0.0001104 | 8.1118e-05 | 0.00011446
5 | 12 | 18 | 0.00010949 | 0.00021257 | 0.0001864 | 0.00010949 | 8.7485e-05 | 0.00011393 | 0.00010949 | 0.00021257 | 0.0001864 | 0.00010949 | 8.7485e-05 | 0.00011393
5 | 12 | 19 | 0.0001104 | 0.00024415 | 0.00020354 | 0.0001104 | 9.6916e-05 | 0.00011681 | 0.0001104 | 0.00024415 | 0.00020354 | 0.0001104 | 9.6916e-05 | 0.00011681
5 | 12 | 20 | 0.00011749 | 0.00025123 | 0.00019874 | 0.00011749 | 9.705e-05 | 0.00011613 | 0.00011749 | 0.00025123 | 0.00019874 | 0.00011749 | 9.705e-05 | 0.00011613
5 | 12 | 21 | 0.00011522 | 0.00024445 | 0.00018308 | 0.00011522 | 9.444e-05 | 0.00011021 | 0.00011522 | 0.00024445 | 0.00018308 | 0.00011522 | 9.444e-05 | 0.00011021
5 | 12 | 22 | 0.00010676 | 0.00023206 | 0.00016977 | 0.00010676 | 9.4379e-05 | 9.8853e-05 | 0.00010676 | 0.00023206 | 0.00016977 | 0.00010676 | 9.4379e-05 | 9.8853e-05
5 | 12 | 23 | 9.8274e-05 | 0.00021552 | 0.0001537 | 9.8274e-05 | 9.5612e-05 | 9.0586e-05 | 9.8274e-05 | 0.00021552 | 0.0001537 | 9.8274e-05 | 9.5612e-05 | 9.0586e-05
5 | 12 | 24 | 9.1329e-05 | 0.00018052 | 0.00012466 | 9.1329e-05 | 9.6181e-05 | 8.8146e-05 | 9.1329e-05 | 0.00018052 | 0.00012466 | 9.1329e-05 | 9.6181e-05 | 8.8146e-05
5 | 13 | 1 | 8.6665e-05 | 0.00013842 | 8.8506e-05 | 8.6665e-05 | 9.7923e-05 | 8.5518e-05 | 8.6665e-05 | 0.00013842 | 8.8506e-05 | 8.6665e-05 | 9.7923e-05 | 8.5518e-05
5 | 13 | 2 | 8.4052e-05 | 0.00010307 | 6.6412e-05 | 8.4052e-05 | 0.00010028 | 8.4767e-05 | 8.4052e-05 | 0.00010307 | 6.6412e-05 | 8.4052e-05 | 0.00010028 | 8.4767e-05
5 | 13 | 3 | 8.21e-05 | 7.1086e-05 | 4.7779e-05 | 8.21e-05 | 0.00010498 | 8.4615e-05 | 8.21e-05 | 7.1086e-05 | 4.7779e-05 | 8.21e-05 | 0.00010498 | 8.4615e-05
5 | 13 | 4 | 8.2158e-05 | 4.7828e-05 | 3.3129e-05 | 8.2158e-05 | 0.00011269 | 8.8912e-05 | 8.2158e-05 | 4.7828e-05 | 3.3129e-05 | 8.2158e-05 | 0.00011269 | 8.8912e-05
5 | 13 | 5 | 8.2787e-05 | 2.9833e-05 | 2.2439e-05 | 8.2787e-05 | 0.00011999 | 9.3446e-05 | 8.2787e-05 | 2.9833e-05 | 2.2439e-05 | 8.2787e-05 | 0.00011999 | 9.3446e-05
5 | 13 | 6 | 8.1904e-05 | 1.7982e-05 | 2.1912e-05 | 8.1904e-05 | 0.0001307 | 0.00010555 | 8.1904e-05 | 1.7982e-05 | 2.1912e-05 | 8.1904e-05 | 0.0001307 | 0.00010555
5 | 13 | 7 | 8.684e-05 | 1.0474e-05 | 3.9359e-05 | 8.684e-05 | 0.00012989 | 0.00011398 | 8.684e-05 | 1.0474e-05 | 3.9359e-05 | 8.684e-05 | 0.00012989 | 0.00011398
5 | 13 | 8 | 9.2615e-05 | 1.5064e-05 | 8.3741e-05 | 9.2615e-05 | 0.00012412 | 0.0001227 | 9.2615e-05 | 1.5064e-05 | 8.3741e-05 | 9.2615e-05 | 0.00012412 | 0.0001227
5 | 13 | 9 | 9.763e-05 | 3.029e-05 | 0.00013245 | 9.763e-05 | 0.00011216 | 0.00012554 | 9.763e-05 | 3.029e-05 | 0.00013245 | 9.763e-05 | 0.00011216 | 0.00012554
5 | 13 | 10 | 0.00010149 | 3.402e-05 | 0.00013119 | 0.00010149 | 9.9995e-05 | 0.00012661 | 0.00010149 | 3.402e-05 | 0.00013119 | 0.00010149 | 9.9995e-05 | 0.00012661
5 | 13 | 11 | 0.00010371 | 4.0383e-05 | 0.00010869 | 0.00010371 | 8.8914e-05 | 0.00012503 | 0.00010371 | 4.0383e-05 | 0.00010869 | 0.00010371 | 8.8914e-05 | 0.00012503
5 | 13 | 12 | 0.00010512 | 5.0222e-05 | 9.5191e-05 | 0.00010512 | 7.9591e-05 | 0.00012494 | 0.00010512 | 5.0222e-05 | 9.5191e-05 | 0.00010512 | 7.9591e-05 | 0.00012494
5 | 13 | 13 | 0.00010499 | 7.2502e-05 | 0.00010228 | 0.00010499 | 7.6748e-05 | 0.00012389 | 0.00010499 | 7.2502e-05 | 0.00010228 | 0.00010499 | 7.6748e-05 | 0.00012389
5 | 13 | 14 | 0.00010552 | 8.766e-05 | 0.0001146 | 0.00010552 | 7.6346e-05 | 0.00012259 | 0.00010552 | 8.766e-05 | 0.0001146 | 0.00010552 | 7.6346e-05 | 0.00012259
5 | 13 | 15 | 0.00010598 | 0.0001007 | 0.00012004 | 0.00010598 | 7.5552e-05 | 0.00012097 | 0.00010598 | 0.0001007 | 0.00012004 | 0.00010598 | 7.5552e-05 | 0.00012097
5 | 13 | 16 | 0.00010689 | 0.00013518 | 0.0001423 | 0.00010689 | 7.7477e-05 | 0.00011774 | 0.00010689 | 0.00013518 | 0.0001423 | 0.00010689 | 7.7477e-05 | 0.00011774
5 | 13 | 17 | 0.0001075 | 0.00016898 | 0.0001598 | 0.0001075 | 8.1118e-05 | 0.00011446 | 0.0001075 | 0.00016898 | 0.0001598 | 0.0001075 | 8.1118e-05 | 0.00011446
5 | 13 | 18 | 0.00010728 | 0.00021257 | 0.0001864 | 0.00010728 | 8.7485e-05 | 0.00011393 | 0.00010728 | 0.00021257 | 0.0001864 | 0.00010728 | 8.7485e-05 | 0.00011393
5 | 13 | 19 | 0.00010951 | 0.00024415 | 0.00020354 | 0.00010951 | 9.6916e-05 | 0.00011681 | 0.00010951 | 0.00024415 | 0.00020354 | 0.00010951 | 9.6916e-05 | 0.00011681
5 | 13 | 20 | 0.00011698 | 0.00025123 | 0.00019874 | 0.00011698 | 9.705e-05 | 0.00011613 | 0.00011698 | 0.00025123 | 0.00019874 | 0.00011698 | 9.705e-05 | 0.00011613
5 | 13 | 21 | 0.0001136 | 0.00024445 | 0.00018308 | 0.0001136 | 9.444e-05 | 0.00011021 | 0.0001136 | 0.00024445 | 0.00018308 | 0.0001136 | 9.444e-05 | 0.00011021
5 | 13 | 22 | 0.00010542 | 0.00023206 | 0.00016977 | 0.00010542 | 9.4379e-05 | 9.8853e-05 | 0.00010542 | 0.00023206 | 0.00016977 | 0.00010542 | 9.4379e-05 | 9.8853e-05
5 | 13 | 23 | 9.5079e-05 | 0.00021552 | 0.0001537 | 9.5079e-05 | 9.5612e-05 | 9.0586e-05 | 9.5079e-05 | 0.00021552 | 0.0001537 | 9.5079e-05 | 9.5612e-05 | 9.0586e-05
5 | 13 | 24 | 8.8284e-05 | 0.00018052 | 0.00012466 | 8.8284e-05 | 9.6181e-05 | 8.8146e-05 | 8.8284e-05 | 0.00018052 | 0.00012466 | 8.8284e-05 | 9.6181e-05 | 8.8146e-05
5 | 14 | 1 | 8.4555e-05 | 0.00013842 | 8.8506e-05 | 8.4555e-05 | 9.7923e-05 | 8.5518e-05 | 8.4555e-05 | 0.00013842 | 8.8506e-05 | 8.4555e-05 | 9.7923e-05 | 8.5518e-05
5 | 14 | 2 | 8.2807e-05 | 0.00010307 | 6.6412e-05 | 8.2807e-05 | 0.00010028 | 8.4767e-05 | 8.2807e-05 | 0.00010307 | 6.6412e-05 | 8.2807e-05 | 0.00010028 | 8.4767e-05
5 | 14 | 3 | 8.2928e-05 | 7.1086e-05 | 4.7779e-05 | 8.2928e-05 | 0.00010498 | 8.4615e-05 | 8.2928e-05 | 7.1086e-05 | 4.7779e-05 | 8.2928e-05 | 0.00010498 | 8.4615e-05
5 | 14 | 4 | 8.4788e-05 | 4.7828e-05 | 3.3129e-05 | 8.4788e-05 | 0.00011269 | 8.8912e-05 | 8.4788e-05 | 4.7828e-05 | 3.3129e-05 | 8.4788e-05 | 0.00011269 | 8.8912e-05
5 | 14 | 5 | 9.1434e-05 | 2.9833e-05 | 2.2439e-05 | 9.1434e-05 | 0.00011999 | 9.3446e-05 | 9.1434e-05 | 2.9833e-05 | 2.2439e-05 | 9.1434e-05 | 0.00011999 | 9.3446e-05
5 | 14 | 6 | 0.00010022 | 1.7982e-05 | 2.1912e-05 | 0.00010022 | 0.0001307 | 0.00010555 | 0.00010022 | 1.7982e-05 | 2.1912e-05 | 0.00010022 | 0.0001307 | 0.00010555
5 | 14 | 7 | 0.00011039 | 1.0474e-05 | 3.9359e-05 | 0.00011039 | 0.00012989 | 0.00011398 | 0.00011039 | 1.0474e-05 | 3.9359e-05 | 0.00011039 | 0.00012989 | 0.00011398
5 | 14 | 8 | 0.00011642 | 1.5064e-05 | 8.3741e-05 | 0.00011642 | 0.00012412 | 0.0001227 | 0.00011642 | 1.5064e-05 | 8.3741e-05 | 0.00011642 | 0.00012412 | 0.0001227
5 | 14 | 9 | 0.00012263 | 3.029e-05 | 0.00013245 | 0.00012263 | 0.00011216 | 0.00012554 | 0.00012263 | 3.029e-05 | 0.00013245 | 0.00012263 | 0.00011216 | 0.00012554
5 | 14 | 10 | 0.00012691 | 3.402e-05 | 0.00013119 | 0.00012691 | 9.9995e-05 | 0.00012661 | 0.00012691 | 3.402e-05 | 0.00013119 | 0.00012691 | 9.9995e-05 | 0.00012661
5 | 14 | 11 | 0.00012944 | 4.0383e-05 | 0.00010869 | 0.00012944 | 8.8914e-05 | 0.00012503 | 0.00012944 | 4.0383e-05 | 0.00010869 | 0.00012944 | 8.8914e-05 | 0.00012503
5 | 14 | 12 | 0.00013025 | 5.0222e-05 | 9.5191e-05 | 0.00013025 | 7.9591e-05 | 0.00012494 | 0.00013025 | 5.0222e-05 | 9.5191e-05 | 0.00013025 | 7.9591e-05 | 0.00012494
5 | 14 | 13 | 0.00013275 | 7.2502e-05 | 0.00010228 | 0.00013275 | 7.6748e-05 | 0.00012389 | 0.00013275 | 7.2502e-05 | 0.00010228 | 0.00013275 | 7.6748e-05 | 0.00012389
5 | 14 | 14 | 0.00013414 | 8.766e-05 | 0.0001146 | 0.00013414 | 7.6346e-05 | 0.00012259 | 0.00013414 | 8.766e-05 | 0.0001146 | 0.00013414 | 7.6346e-05 | 0.00012259
5 | 14 | 15 | 0.00013427 | 0.0001007 | 0.00012004 | 0.00013427 | 7.5552e-05 | 0.00012097 | 0.00013427 | 0.0001007 | 0.00012004 | 0.00013427 | 7.5552e-05 | 0.00012097
5 | 14 | 16 | 0.00013353 | 0.00013518 | 0.0001423 | 0.00013353 | 7.7477e-05 | 0.00011774 | 0.00013353 | 0.00013518 | 0.0001423 | 0.00013353 | 7.7477e-05 | 0.00011774
5 | 14 | 17 | 0.00013126 | 0.00016898 | 0.0001598 | 0.00013126 | 8.1118e-05 | 0.00011446 | 0.00013126 | 0.00016898 | 0.0001598 | 0.00013126 | 8.1118e-05 | 0.00011446
5 | 14 | 18 | 0.00012797 | 0.00021257 | 0.0001864 | 0.00012797 | 8.7485e-05 | 0.00011393 | 0.00012797 | 0.00021257 | 0.0001864 | 0.00012797 | 8.7485e-05 | 0.00011393
5 | 14 | 19 | 0.00012752 | 0.00024415 | 0.00020354 | 0.00012752 | 9.6916e-05 | 0.00011681 | 0.00012752 | 0.00024415 | 0.00020354 | 0.00012752 | 9.6916e-05 | 0.00011681
5 | 14 | 20 | 0.00013317 | 0.00025123 | 0.00019874 | 0.00013317 | 9.705e-05 | 0.00011613 | 0.00013317 | 0.00025123 | 0.00019874 | 0.00013317 | 9.705e-05 | 0.00011613
5 | 14 | 21 | 0.00012641 | 0.00024445 | 0.00018308 | 0.00012641 | 9.444e-05 | 0.00011021 | 0.00012641 | 0.00024445 | 0.00018308 | 0.00012641 | 9.444e-05 | 0.00011021
5 | 14 | 22 | 0.00011508 | 0.00023206 | 0.00016977 | 0.00011508 | 9.4379e-05 | 9.8853e-05 | 0.00011508 | 0.00023206 | 0.00016977 | 0.00011508 | 9.4379e-05 | 9.8853e-05
5 | 14 | 23 | 0.00010376 | 0.00021552 | 0.0001537 | 0.00010376 | 9.5612e-05 | 9.0586e-05 | 0.00010376 | 0.00021552 | 0.0001537 | 0.00010376 | 9.5612e-05 | 9.0586e-05
5 | 14 | 24 | 9.517e-05 | 0.00018052 | 0.00012466 | 9.517e-05 | 9.6181e-05 | 8.8146e-05 | 9.517e-05 | 0.00018052 | 0.00012466 | 9.517e-05 | 9.6181e-05 | 8.8146e-05
5 | 15 | 1 | 9.063e-05 | 0.00013842 | 8.8506e-05 | 9.063e-05 | 9.7923e-05 | 8.5518e-05 | 9.063e-05 | 0.00013842 | 8.8506e-05 | 9.063e-05 | 9.7923e-05 | 8.5518e-05
5 | 15 | 2 | 8.8321e-05 | 0.00010307 | 6.6412e-05 | 8.8321e-05 | 0.00010028 | 8.4767e-05 | 8.8321e-05 | 0.00010307 | 6.6412e-05 | 8.8321e-05 | 0.00010028 | 8.4767e-05
5 | 15 | 3 | 8.7464e-05 | 7.1086e-05 | 4.7779e-05 | 8.7464e-05 | 0.00010498 | 8.4615e-05 | 8.7464e-05 | 7.1086e-05 | 4.7779e-05 | 8.7464e-05 | 0.00010498 | 8.4615e-05
5 | 15 | 4 | 8.9162e-05 | 4.7828e-05 | 3.3129e-05 | 8.9162e-05 | 0.00011269 | 8.8912e-05 | 8.9162e-05 | 4.7828e-05 | 3.3129e-05 | 8.9162e-05 | 0.00011269 | 8.8912e-05
5 | 15 | 5 | 9.5482e-05 | 2.9833e-05 | 2.2439e-05 | 9.5482e-05 | 0.00011999 | 9.3446e-05 | 9.5482e-05 | 2.9833e-05 | 2.2439e-05 | 9.5482e-05 | 0.00011999 | 9.3446e-05
5 | 15 | 6 | 0.00010381 | 1.7982e-05 | 2.1912e-05 | 0.00010381 | 0.0001307 | 0.00010555 | 0.00010381 | 1.7982e-05 | 2.1912e-05 | 0.00010381 | 0.0001307 | 0.00010555
5 | 15 | 7 | 0.00011355 | 1.0474e-05 | 3.9359e-05 | 0.00011355 | 0.00012989 | 0.00011398 | 0.00011355 | 1.0474e-05 | 3.9359e-05 | 0.00011355 | 0.00012989 | 0.00011398
5 | 15 | 8 | 0.00011925 | 1.5064e-05 | 8.3741e-05 | 0.00011925 | 0.00012412 | 0.0001227 | 0.00011925 | 1.5064e-05 | 8.3741e-05 | 0.00011925 | 0.00012412 | 0.0001227
5 | 15 | 9 | 0.000123 | 3.029e-05 | 0.00013245 | 0.000123 | 0.00011216 | 0.00012554 | 0.000123 | 3.029e-05 | 0.00013245 | 0.000123 | 0.00011216 | 0.00012554
5 | 15 | 10 | 0.00012711 | 3.402e-05 | 0.00013119 | 0.00012711 | 9.9995e-05 | 0.00012661 | 0.00012711 | 3.402e-05 | 0.00013119 | 0.00012711 | 9.9995e-05 | 0.00012661
5 | 15 | 11 | 0.00012816 | 4.0383e-05 | 0.00010869 | 0.00012816 | 8.8914e-05 | 0.00012503 | 0.00012816 | 4.0383e-05 | 0.00010869 | 0.00012816 | 8.8914e-05 | 0.00012503
5 | 15 | 12 | 0.00012742 | 5.0222e-05 | 9.5191e-05 | 0.00012742 | 7.9591e-05 | 0.00012494 | 0.00012742 | 5.0222e-05 | 9.5191e-05 | 0.00012742 | 7.9591e-05 | 0.00012494
5 | 15 | 13 | 0.00013079 | 7.2502e-05 | 0.00010228 | 0.00013079 | 7.6748e-05 | 0.00012389 | 0.00013079 | 7.2502e-05 | 0.00010228 | 0.00013079 | 7.6748e-05 | 0.00012389
5 | 15 | 14 | 0.00013243 | 8.766e-05 | 0.0001146 | 0.00013243 | 7.6346e-05 | 0.00012259 | 0.00013243 | 8.766e-05 | 0.0001146 | 0.00013243 | 7.6346e-05 | 0.00012259
5 | 15 | 15 | 0.00013238 | 0.0001007 | 0.00012004 | 0.00013238 | 7.5552e-05 | 0.00012097 | 0.00013238 | 0.0001007 | 0.00012004 | 0.00013238 | 7.5552e-05 | 0.00012097
5 | 15 | 16 | 0.00013091 | 0.00013518 | 0.0001423 | 0.00013091 | 7.7477e-05 | 0.00011774 | 0.00013091 | 0.00013518 | 0.0001423 | 0.00013091 | 7.7477e-05 | 0.00011774
5 | 15 | 17 | 0.00012816 | 0.00016898 | 0.0001598 | 0.00012816 | 8.1118e-05 | 0.00011446 | 0.00012816 | 0.00016898 | 0.0001598 | 0.00012816 | 8.1118e-05 | 0.00011446
5 | 15 | 18 | 0.00012536 | 0.00021257 | 0.0001864 | 0.00012536 | 8.7485e-05 | 0.00011393 | 0.00012536 | 0.00021257 | 0.0001864 | 0.00012536 | 8.7485e-05 | 0.00011393
5 | 15 | 19 | 0.00012598 | 0.00024415 | 0.00020354 | 0.00012598 | 9.6916e-05 | 0.00011681 | 0.00012598 | 0.00024415 | 0.00020354 | 0.00012598 | 9.6916e-05 | 0.00011681
5 | 15 | 20 | 0.00013159 | 0.00025123 | 0.00019874 | 0.00013159 | 9.705e-05 | 0.00011613 | 0.00013159 | 0.00025123 | 0.00019874 | 0.00013159 | 9.705e-05 | 0.00011613
5 | 15 | 21 | 0.00012552 | 0.00024445 | 0.00018308 | 0.00012552 | 9.444e-05 | 0.00011021 | 0.00012552 | 0.00024445 | 0.00018308 | 0.00012552 | 9.444e-05 | 0.00011021
5 | 15 | 22 | 0.00011526 | 0.00023206 | 0.00016977 | 0.00011526 | 9.4379e-05 | 9.8853e-05 | 0.00011526 | 0.00023206 | 0.00016977 | 0.00011526 | 9.4379e-05 | 9.8853e-05
5 | 15 | 23 | 0.00010243 | 0.00021552 | 0.0001537 | 0.00010243 | 9.5612e-05 | 9.0586e-05 | 0.00010243 | 0.00021552 | 0.0001537 | 0.00010243 | 9.5612e-05 | 9.0586e-05
5 | 15 | 24 | 9.5137e-05 | 0.00018052 | 0.00012466 | 9.5137e-05 | 9.6181e-05 | 8.8146e-05 | 9.5137e-05 | 0.00018052 | 0.00012466 | 9.5137e-05 | 9.6181e-05 | 8.8146e-05
5 | 16 | 1 | 9.0618e-05 | 0.00013842 | 8.8506e-05 | 9.0618e-05 | 9.7923e-05 | 8.5518e-05 | 9.0618e-05 | 0.00013842 | 8.8506e-05 | 9.0618e-05 | 9.7923e-05 | 8.5518e-05
5 | 16 | 2 | 8.8059e-05 | 0.00010307 | 6.6412e-05 | 8.8059e-05 | 0.00010028 | 8.4767e-05 | 8.8059e-05 | 0.00010307 | 6.6412e-05 | 8.8059e-05 | 0.00010028 | 8.4767e-05
5 | 16 | 3 | 8.6923e-05 | 7.1086e-05 | 4.7779e-05 | 8.6923e-05 | 0.00010498 | 8.4615e-05 | 8.6923e-05 | 7.1086e-05 | 4.7779e-05 | 8.6923e-05 | 0.00010498 | 8.4615e-05
5 | 16 | 4 | 8.8999e-05 | 4.7828e-05 | 3.3129e-05 | 8.8999e-05 | 0.00011269 | 8.8912e-05 | 8.8999e-05 | 4.7828e-05 | 3.3129e-05 | 8.8999e-05 | 0.00011269 | 8.8912e-05
5 | 16 | 5 | 9.5224e-05 | 2.9833e-05 | 2.2439e-05 | 9.5224e-05 | 0.00011999 | 9.3446e-05 | 9.5224e-05 | 2.9833e-05 | 2.2439e-05 | 9.5224e-05 | 0.00011999 | 9.3446e-05
5 | 16 | 6 | 0.00010417 | 1.7982e-05 | 2.1912e-05 | 0.00010417 | 0.0001307 | 0.00010555 | 0.00010417 | 1.7982e-05 | 2.1912e-05 | 0.00010417 | 0.0001307 | 0.00010555
5 | 16 | 7 | 0.00011365 | 1.0474e-05 | 3.9359e-05 | 0.00011365 | 0.00012989 | 0.00011398 | 0.00011365 | 1.0474e-05 | 3.9359e-05 | 0.00011365 | 0.00012989 | 0.00011398
5 | 16 | 8 | 0.00011861 | 1.5064e-05 | 8.3741e-05 | 0.00011861 | 0.00012412 | 0.0001227 | 0.00011861 | 1.5064e-05 | 8.3741e-05 | 0.00011861 | 0.00012412 | 0.0001227
5 | 16 | 9 | 0.00012256 | 3.029e-05 | 0.00013245 | 0.00012256 | 0.00011216 | 0.00012554 | 0.00012256 | 3.029e-05 | 0.00013245 | 0.00012256 | 0.00011216 | 0.00012554
5 | 16 | 10 | 0.00012599 | 3.402e-05 | 0.00013119 | 0.00012599 | 9.9995e-05 | 0.00012661 | 0.00012599 | 3.402e-05 | 0.00013119 | 0.00012599 | 9.9995e-05 | 0.00012661
5 | 16 | 11 | 0.00012751 | 4.0383e-05 | 0.00010869 | 0.00012751 | 8.8914e-05 | 0.00012503 | 0.00012751 | 4.0383e-05 | 0.00010869 | 0.00012751 | 8.8914e-05 | 0.00012503
5 | 16 | 12 | 0.00012786 | 5.0222e-05 | 9.5191e-05 | 0.00012786 | 7.9591e-05 | 0.00012494 | 0.00012786 | 5.0222e-05 | 9.5191e-05 | 0.00012786 | 7.9591e-05 | 0.00012494
5 | 16 | 13 | 0.00013011 | 7.2502e-05 | 0.00010228 | 0.00013011 | 7.6748e-05 | 0.00012389 | 0.00013011 | 7.2502e-05 | 0.00010228 | 0.00013011 | 7.6748e-05 | 0.00012389
5 | 16 | 14 | 0.00013141 | 8.766e-05 | 0.0001146 | 0.00013141 | 7.6346e-05 | 0.00012259 | 0.00013141 | 8.766e-05 | 0.0001146 | 0.00013141 | 7.6346e-05 | 0.00012259
5 | 16 | 15 | 0.00013183 | 0.0001007 | 0.00012004 | 0.00013183 | 7.5552e-05 | 0.00012097 | 0.00013183 | 0.0001007 | 0.00012004 | 0.00013183 | 7.5552e-05 | 0.00012097
5 | 16 | 16 | 0.0001308 | 0.00013518 | 0.0001423 | 0.0001308 | 7.7477e-05 | 0.00011774 | 0.0001308 | 0.00013518 | 0.0001423 | 0.0001308 | 7.7477e-05 | 0.00011774
5 | 16 | 17 | 0.00012849 | 0.00016898 | 0.0001598 | 0.00012849 | 8.1118e-05 | 0.00011446 | 0.00012849 | 0.00016898 | 0.0001598 | 0.00012849 | 8.1118e-05 | 0.00011446
5 | 16 | 18 | 0.00012573 | 0.00021257 | 0.0001864 | 0.00012573 | 8.7485e-05 | 0.00011393 | 0.00012573 | 0.00021257 | 0.0001864 | 0.00012573 | 8.7485e-05 | 0.00011393
5 | 16 | 19 | 0.00012583 | 0.00024415 | 0.00020354 | 0.00012583 | 9.6916e-05 | 0.00011681 | 0.00012583 | 0.00024415 | 0.00020354 | 0.00012583 | 9.6916e-05 | 0.00011681
5 | 16 | 20 | 0.00013139 | 0.00025123 | 0.00019874 | 0.00013139 | 9.705e-05 | 0.00011613 | 0.00013139 | 0.00025123 | 0.00019874 | 0.00013139 | 9.705e-05 | 0.00011613
5 | 16 | 21 | 0.00012539 | 0.00024445 | 0.00018308 | 0.00012539 | 9.444e-05 | 0.00011021 | 0.00012539 | 0.00024445 | 0.00018308 | 0.00012539 | 9.444e-05 | 0.00011021
5 | 16 | 22 | 0.00011416 | 0.00023206 | 0.00016977 | 0.00011416 | 9.4379e-05 | 9.8853e-05 | 0.00011416 | 0.00023206 | 0.00016977 | 0.00011416 | 9.4379e-05 | 9.8853e-05
5 | 16 | 23 | 0.00010228 | 0.00021552 | 0.0001537 | 0.00010228 | 9.5612e-05 | 9.0586e-05 | 0.00010228 | 0.00021552 | 0.0001537 | 0.00010228 | 9.5612e-05 | 9.0586e-05
5 | 16 | 24 | 9.4904e-05 | 0.00018052 | 0.00012466 | 9.4904e-05 | 9.6181e-05 | 8.8146e-05 | 9.4904e-05 | 0.00018052 | 0.00012466 | 9.4904e-05 | 9.6181e-05 | 8.8146e-05
5 | 17 | 1 | 9.1192e-05 | 0.00013842 | 8.8506e-05 | 9.1192e-05 | 9.7923e-05 | 8.5518e-05 | 9.1192e-05 | 0.00013842 | 8.8506e-05 | 9.1192e-05 | 9.7923e-05 | 8.5518e-05
5 | 17 | 2 | 8.8175e-05 | 0.00010307 | 6.6412e-05 | 8.8175e-05 | 0.00010028 | 8.4767e-05 | 8.8175e-05 | 0.00010307 | 6.6412e-05 | 8.8175e-05 | 0.00010028 | 8.4767e-05
5 | 17 | 3 | 8.6781e-05 | 7.1086e-05 | 4.7779e-05 | 8.6781e-05 | 0.00010498 | 8.4615e-05 | 8.6781e-05 | 7.1086e-05 | 4.7779e-05 | 8.6781e-05 | 0.00010498 | 8.4615e-05
5 | 17 | 4 | 8.8912e-05 | 4.7828e-05 | 3.3129e-05 | 8.8912e-05 | 0.00011269 | 8.8912e-05 | 8.8912e-05 | 4.7828e-05 | 3.3129e-05 | 8.8912e-05 | 0.00011269 | 8.8912e-05
5 | 17 | 5 | 9.4987e-05 | 2.9833e-05 | 2.2439e-05 | 9.4987e-05 | 0.00011999 | 9.3446e-05 | 9.4987e-05 | 2.9833e-05 | 2.2439e-05 | 9.4987e-05 | 0.00011999 | 9.3446e-05
5 | 17 | 6 | 0.00010326 | 1.7982e-05 | 2.1912e-05 | 0.00010326 | 0.0001307 | 0.00010555 | 0.00010326 | 1.7982e-05 | 2.1912e-05 | 0.00010326 | 0.0001307 | 0.00010555
5 | 17 | 7 | 0.00011348 | 1.0474e-05 | 3.9359e-05 | 0.00011348 | 0.00012989 | 0.00011398 | 0.00011348 | 1.0474e-05 | 3.9359e-05 | 0.00011348 | 0.00012989 | 0.00011398
5 | 17 | 8 | 0.00011882 | 1.5064e-05 | 8.3741e-05 | 0.00011882 | 0.00012412 | 0.0001227 | 0.00011882 | 1.5064e-05 | 8.3741e-05 | 0.00011882 | 0.00012412 | 0.0001227
5 | 17 | 9 | 0.00012293 | 3.029e-05 | 0.00013245 | 0.00012293 | 0.00011216 | 0.00012554 | 0.00012293 | 3.029e-05 | 0.00013245 | 0.00012293 | 0.00011216 | 0.00012554
5 | 17 | 10 | 0.00012708 | 3.402e-05 | 0.00013119 | 0.00012708 | 9.9995e-05 | 0.00012661 | 0.00012708 | 3.402e-05 | 0.00013119 | 0.00012708 | 9.9995e-05 | 0.00012661
5 | 17 | 11 | 0.00012888 | 4.0383e-05 | 0.00010869 | 0.00012888 | 8.8914e-05 | 0.00012503 | 0.00012888 | 4.0383e-05 | 0.00010869 | 0.00012888 | 8.8914e-05 | 0.00012503
5 | 17 | 12 | 0.00012966 | 5.0222e-05 | 9.5191e-05 | 0.00012966 | 7.9591e-05 | 0.00012494 | 0.00012966 | 5.0222e-05 | 9.5191e-05 | 0.00012966 | 7.9591e-05 | 0.00012494
5 | 17 | 13 | 0.00013167 | 7.2502e-05 | 0.00010228 | 0.00013167 | 7.6748e-05 | 0.00012389 | 0.00013167 | 7.2502e-05 | 0.00010228 | 0.00013167 | 7.6748e-05 | 0.00012389
5 | 17 | 14 | 0.00013271 | 8.766e-05 | 0.0001146 | 0.00013271 | 7.6346e-05 | 0.00012259 | 0.00013271 | 8.766e-05 | 0.0001146 | 0.00013271 | 7.6346e-05 | 0.00012259
5 | 17 | 15 | 0.00013223 | 0.0001007 | 0.00012004 | 0.00013223 | 7.5552e-05 | 0.00012097 | 0.00013223 | 0.0001007 | 0.00012004 | 0.00013223 | 7.5552e-05 | 0.00012097
5 | 17 | 16 | 0.00013103 | 0.00013518 | 0.0001423 | 0.00013103 | 7.7477e-05 | 0.00011774 | 0.00013103 | 0.00013518 | 0.0001423 | 0.00013103 | 7.7477e-05 | 0.00011774
5 | 17 | 17 | 0.00012816 | 0.00016898 | 0.0001598 | 0.00012816 | 8.1118e-05 | 0.00011446 | 0.00012816 | 0.00016898 | 0.0001598 | 0.00012816 | 8.1118e-05 | 0.00011446
5 | 17 | 18 | 0.00012449 | 0.00021257 | 0.0001864 | 0.00012449 | 8.7485e-05 | 0.00011393 | 0.00012449 | 0.00021257 | 0.0001864 | 0.00012449 | 8.7485e-05 | 0.00011393
5 | 17 | 19 | 0.00012425 | 0.00024415 | 0.00020354 | 0.00012425 | 9.6916e-05 | 0.00011681 | 0.00012425 | 0.00024415 | 0.00020354 | 0.00012425 | 9.6916e-05 | 0.00011681
5 | 17 | 20 | 0.00013059 | 0.00025123 | 0.00019874 | 0.00013059 | 9.705e-05 | 0.00011613 | 0.00013059 | 0.00025123 | 0.00019874 | 0.00013059 | 9.705e-05 | 0.00011613
5 | 17 | 21 | 0.00012553 | 0.00024445 | 0.00018308 | 0.00012553 | 9.444e-05 | 0.00011021 | 0.00012553 | 0.00024445 | 0.00018308 | 0.00012553 | 9.444e-05 | 0.00011021
5 | 17 | 22 | 0.00011513 | 0.00023206 | 0.00016977 | 0.00011513 | 9.4379e-05 | 9.8853e-05 | 0.00011513 | 0.00023206 | 0.00016977 | 0.00011513 | 9.4379e-05 | 9.8853e-05
5 | 17 | 23 | 0.0001038 | 0.00021552 | 0.0001537 | 0.0001038 | 9.5612e-05 | 9.0586e-05 | 0.0001038 | 0.00021552 | 0.0001537 | 0.0001038 | 9.5612e-05 | 9.0586e-05
5 | 17 | 24 | 9.6136e-05 | 0.00018052 | 0.00012466 | 9.6136e-05 | 9.6181e-05 | 8.8146e-05 | 9.6136e-05 | 0.00018052 | 0.00012466 | 9.6136e-05 | 9.6181e-05 | 8.8146e-05
5 | 18 | 1 | 9.1371e-05 | 0.00013842 | 8.8506e-05 | 9.1371e-05 | 9.7923e-05 | 8.5518e-05 | 9.1371e-05 | 0.00013842 | 8.8506e-05 | 9.1371e-05 | 9.7923e-05 | 8.5518e-05
5 | 18 | 2 | 8.8858e-05 | 0.00010307 | 6.6412e-05 | 8.8858e-05 | 0.00010028 | 8.4767e-05 | 8.8858e-05 | 0.00010307 | 6.6412e-05 | 8.8858e-05 | 0.00010028 | 8.4767e-05
5 | 18 | 3 | 8.7809e-05 | 7.1086e-05 | 4.7779e-05 | 8.7809e-05 | 0.00010498 | 8.4615e-05 | 8.7809e-05 | 7.1086e-05 | 4.7779e-05 | 8.7809e-05 | 0.00010498 | 8.4615e-05
5 | 18 | 4 | 8.9686e-05 | 4.7828e-05 | 3.3129e-05 | 8.9686e-05 | 0.00011269 | 8.8912e-05 | 8.9686e-05 | 4.7828e-05 | 3.3129e-05 | 8.9686e-05 | 0.00011269 | 8.8912e-05
5 | 18 | 5 | 9.5274e-05 | 2.9833e-05 | 2.2439e-05 | 9.5274e-05 | 0.00011999 | 9.3446e-05 | 9.5274e-05 | 2.9833e-05 | 2.2439e-05 | 9.5274e-05 | 0.00011999 | 9.3446e-05
5 | 18 | 6 | 0.00010353 | 1.7982e-05 | 2.1912e-05 | 0.00010353 | 0.0001307 | 0.00010555 | 0.00010353 | 1.7982e-05 | 2.1912e-05 | 0.00010353 | 0.0001307 | 0.00010555
5 | 18 | 7 | 0.00011342 | 1.0474e-05 | 3.9359e-05 | 0.00011342 | 0.00012989 | 0.00011398 | 0.00011342 | 1.0474e-05 | 3.9359e-05 | 0.00011342 | 0.00012989 | 0.00011398
5 | 18 | 8 | 0.00011893 | 1.5064e-05 | 8.3741e-05 | 0.00011893 | 0.00012412 | 0.0001227 | 0.00011893 | 1.5064e-05 | 8.3741e-05 | 0.00011893 | 0.00012412 | 0.0001227
5 | 18 | 9 | 0.00012354 | 3.029e-05 | 0.00013245 | 0.00012354 | 0.00011216 | 0.00012554 | 0.00012354 | 3.029e-05 | 0.00013245 | 0.00012354 | 0.00011216 | 0.00012554
5 | 18 | 10 | 0.00012744 | 3.402e-05 | 0.00013119 | 0.00012744 | 9.9995e-05 | 0.00012661 | 0.00012744 | 3.402e-05 | 0.00013119 | 0.00012744 | 9.9995e-05 | 0.00012661
5 | 18 | 11 | 0.00012765 | 4.0383e-05 | 0.00010869 | 0.00012765 | 8.8914e-05 | 0.00012503 | 0.00012765 | 4.0383e-05 | 0.00010869 | 0.00012765 | 8.8914e-05 | 0.00012503
5 | 18 | 12 | 0.0001295 | 5.0222e-05 | 9.5191e-05 | 0.0001295 | 7.9591e-05 | 0.00012494 | 0.0001295 | 5.0222e-05 | 9.5191e-05 | 0.0001295 | 7.9591e-05 | 0.00012494
5 | 18 | 13 | 0.00013138 | 7.2502e-05 | 0.00010228 | 0.00013138 | 7.6748e-05 | 0.00012389 | 0.00013138 | 7.2502e-05 | 0.00010228 | 0.00013138 | 7.6748e-05 | 0.00012389
5 | 18 | 14 | 0.00013202 | 8.766e-05 | 0.0001146 | 0.00013202 | 7.6346e-05 | 0.00012259 | 0.00013202 | 8.766e-05 | 0.0001146 | 0.00013202 | 7.6346e-05 | 0.00012259
5 | 18 | 15 | 0.0001315 | 0.0001007 | 0.00012004 | 0.0001315 | 7.5552e-05 | 0.00012097 | 0.0001315 | 0.0001007 | 0.00012004 | 0.0001315 | 7.5552e-05 | 0.00012097
5 | 18 | 16 | 0.00013071 | 0.00013518 | 0.0001423 | 0.00013071 | 7.7477e-05 | 0.00011774 | 0.00013071 | 0.00013518 | 0.0001423 | 0.00013071 | 7.7477e-05 | 0.00011774
5 | 18 | 17 | 0.00012696 | 0.00016898 | 0.0001598 | 0.00012696 | 8.1118e-05 | 0.00011446 | 0.00012696 | 0.00016898 | 0.0001598 | 0.00012696 | 8.1118e-05 | 0.00011446
5 | 18 | 18 | 0.00012322 | 0.00021257 | 0.0001864 | 0.00012322 | 8.7485e-05 | 0.00011393 | 0.00012322 | 0.00021257 | 0.0001864 | 0.00012322 | 8.7485e-05 | 0.00011393
5 | 18 | 19 | 0.00012164 | 0.00024415 | 0.00020354 | 0.00012164 | 9.6916e-05 | 0.00011681 | 0.00012164 | 0.00024415 | 0.00020354 | 0.00012164 | 9.6916e-05 | 0.00011681
5 | 18 | 20 | 0.00012632 | 0.00025123 | 0.00019874 | 0.00012632 | 9.705e-05 | 0.00011613 | 0.00012632 | 0.00025123 | 0.00019874 | 0.00012632 | 9.705e-05 | 0.00011613
5 | 18 | 21 | 0.00012365 | 0.00024445 | 0.00018308 | 0.00012365 | 9.444e-05 | 0.00011021 | 0.00012365 | 0.00024445 | 0.00018308 | 0.00012365 | 9.444e-05 | 0.00011021
5 | 18 | 22 | 0.00011506 | 0.00023206 | 0.00016977 | 0.00011506 | 9.4379e-05 | 9.8853e-05 | 0.00011506 | 0.00023206 | 0.00016977 | 0.00011506 | 9.4379e-05 | 9.8853e-05
5 | 18 | 23 | 0.00010474 | 0.00021552 | 0.0001537 | 0.00010474 | 9.5612e-05 | 9.0586e-05 | 0.00010474 | 0.00021552 | 0.0001537 | 0.00010474 | 9.5612e-05 | 9.0586e-05
5 | 18 | 24 | 9.7043e-05 | 0.00018052 | 0.00012466 | 9.7043e-05 | 9.6181e-05 | 8.8146e-05 | 9.7043e-05 | 0.00018052 | 0.00012466 | 9.7043e-05 | 9.6181e-05 | 8.8146e-05
5 | 19 | 1 | 9.1662e-05 | 0.00013842 | 8.8506e-05 | 9.1662e-05 | 9.7923e-05 | 8.5518e-05 | 9.1662e-05 | 0.00013842 | 8.8506e-05 | 9.1662e-05 | 9.7923e-05 | 8.5518e-05
5 | 19 | 2 | 8.8558e-05 | 0.00010307 | 6.6412e-05 | 8.8558e-05 | 0.00010028 | 8.4767e-05 | 8.8558e-05 | 0.00010307 | 6.6412e-05 | 8.8558e-05 | 0.00010028 | 8.4767e-05
5 | 19 | 3 | 8.6677e-05 | 7.1086e-05 | 4.7779e-05 | 8.6677e-05 | 0.00010498 | 8.4615e-05 | 8.6677e-05 | 7.1086e-05 | 4.7779e-05 | 8.6677e-05 | 0.00010498 | 8.4615e-05
5 | 19 | 4 | 8.6727e-05 | 4.7828e-05 | 3.3129e-05 | 8.6727e-05 | 0.00011269 | 8.8912e-05 | 8.6727e-05 | 4.7828e-05 | 3.3129e-05 | 8.6727e-05 | 0.00011269 | 8.8912e-05
5 | 19 | 5 | 8.8662e-05 | 2.9833e-05 | 2.2439e-05 | 8.8662e-05 | 0.00011999 | 9.3446e-05 | 8.8662e-05 | 2.9833e-05 | 2.2439e-05 | 8.8662e-05 | 0.00011999 | 9.3446e-05
5 | 19 | 6 | 8.9952e-05 | 1.7982e-05 | 2.1912e-05 | 8.9952e-05 | 0.0001307 | 0.00010555 | 8.9952e-05 | 1.7982e-05 | 2.1912e-05 | 8.9952e-05 | 0.0001307 | 0.00010555
5 | 19 | 7 | 9.5982e-05 | 1.0474e-05 | 3.9359e-05 | 9.5982e-05 | 0.00012989 | 0.00011398 | 9.5982e-05 | 1.0474e-05 | 3.9359e-05 | 9.5982e-05 | 0.00012989 | 0.00011398
5 | 19 | 8 | 0.00010296 | 1.5064e-05 | 8.3741e-05 | 0.00010296 | 0.00012412 | 0.0001227 | 0.00010296 | 1.5064e-05 | 8.3741e-05 | 0.00010296 | 0.00012412 | 0.0001227
5 | 19 | 9 | 0.00010834 | 3.029e-05 | 0.00013245 | 0.00010834 | 0.00011216 | 0.00012554 | 0.00010834 | 3.029e-05 | 0.00013245 | 0.00010834 | 0.00011216 | 0.00012554
5 | 19 | 10 | 0.0001115 | 3.402e-05 | 0.00013119 | 0.0001115 | 9.9995e-05 | 0.00012661 | 0.0001115 | 3.402e-05 | 0.00013119 | 0.0001115 | 9.9995e-05 | 0.00012661
5 | 19 | 11 | 0.00011433 | 4.0383e-05 | 0.00010869 | 0.00011433 | 8.8914e-05 | 0.00012503 | 0.00011433 | 4.0383e-05 | 0.00010869 | 0.00011433 | 8.8914e-05 | 0.00012503
5 | 19 | 12 | 0.00011618 | 5.0222e-05 | 9.5191e-05 | 0.00011618 | 7.9591e-05 | 0.00012494 | 0.00011618 | 5.0222e-05 | 9.5191e-05 | 0.00011618 | 7.9591e-05 | 0.00012494
5 | 19 | 13 | 0.00011563 | 7.2502e-05 | 0.00010228 | 0.00011563 | 7.6748e-05 | 0.00012389 | 0.00011563 | 7.2502e-05 | 0.00010228 | 0.00011563 | 7.6748e-05 | 0.00012389
5 | 19 | 14 | 0.00011686 | 8.766e-05 | 0.0001146 | 0.00011686 | 7.6346e-05 | 0.00012259 | 0.00011686 | 8.766e-05 | 0.0001146 | 0.00011686 | 7.6346e-05 | 0.00012259
5 | 19 | 15 | 0.00011701 | 0.0001007 | 0.00012004 | 0.00011701 | 7.5552e-05 | 0.00012097 | 0.00011701 | 0.0001007 | 0.00012004 | 0.00011701 | 7.5552e-05 | 0.00012097
5 | 19 | 16 | 0.00011725 | 0.00013518 | 0.0001423 | 0.00011725 | 7.7477e-05 | 0.00011774 | 0.00011725 | 0.00013518 | 0.0001423 | 0.00011725 | 7.7477e-05 | 0.00011774
5 | 19 | 17 | 0.00011571 | 0.00016898 | 0.0001598 | 0.00011571 | 8.1118e-05 | 0.00011446 | 0.00011571 | 0.00016898 | 0.0001598 | 0.00011571 | 8.1118e-05 | 0.00011446
5 | 19 | 18 | 0.00011467 | 0.00021257 | 0.0001864 | 0.00011467 | 8.7485e-05 | 0.00011393 | 0.00011467 | 0.00021257 | 0.0001864 | 0.00011467 | 8.7485e-05 | 0.00011393
5 | 19 | 19 | 0.00011439 | 0.00024415 | 0.00020354 | 0.00011439 | 9.6916e-05 | 0.00011681 | 0.00011439 | 0.00024415 | 0.00020354 | 0.00011439 | 9.6916e-05 | 0.00011681
5 | 19 | 20 | 0.00012001 | 0.00025123 | 0.00019874 | 0.00012001 | 9.705e-05 | 0.00011613 | 0.00012001 | 0.00025123 | 0.00019874 | 0.00012001 | 9.705e-05 | 0.00011613
5 | 19 | 21 | 0.00011819 | 0.00024445 | 0.00018308 | 0.00011819 | 9.444e-05 | 0.00011021 | 0.00011819 | 0.00024445 | 0.00018308 | 0.00011819 | 9.444e-05 | 0.00011021
5 | 19 | 22 | 0.00010901 | 0.00023206 | 0.00016977 | 0.00010901 | 9.4379e-05 | 9.8853e-05 | 0.00010901 | 0.00023206 | 0.00016977 | 0.00010901 | 9.4379e-05 | 9.8853e-05
5 | 19 | 23 | 0.00010023 | 0.00021552 | 0.0001537 | 0.00010023 | 9.5612e-05 | 9.0586e-05 | 0.00010023 | 0.00021552 | 0.0001537 | 0.00010023 | 9.5612e-05 | 9.0586e-05
5 | 19 | 24 | 9.3244e-05 | 0.00018052 | 0.00012466 | 9.3244e-05 | 9.6181e-05 | 8.8146e-05 | 9.3244e-05 | 0.00018052 | 0.00012466 | 9.3244e-05 | 9.6181e-05 | 8.8146e-05
5 | 20 | 1 | 8.8367e-05 | 0.00013842 | 8.8506e-05 | 8.8367e-05 | 9.7923e-05 | 8.5518e-05 | 8.8367e-05 | 0.00013842 | 8.8506e-05 | 8.8367e-05 | 9.7923e-05 | 8.5518e-05
5 | 20 | 2 | 8.5246e-05 | 0.00010307 | 6.6412e-05 | 8.5246e-05 | 0.00010028 | 8.4767e-05 | 8.5246e-05 | 0.00010307 | 6.6412e-05 | 8.5246e-05 | 0.00010028 | 8.4767e-05
5 | 20 | 3 | 8.3527e-05 | 7.1086e-05 | 4.7779e-05 | 8.3527e-05 | 0.00010498 | 8.4615e-05 | 8.3527e-05 | 7.1086e-05 | 4.7779e-05 | 8.3527e-05 | 0.00010498 | 8.4615e-05
5 | 20 | 4 | 8.3465e-05 | 4.7828e-05 | 3.3129e-05 | 8.3465e-05 | 0.00011269 | 8.8912e-05 | 8.3465e-05 | 4.7828e-05 | 3.3129e-05 | 8.3465e-05 | 0.00011269 | 8.8912e-05
5 | 20 | 5 | 8.4551e-05 | 2.9833e-05 | 2.2439e-05 | 8.4551e-05 | 0.00011999 | 9.3446e-05 | 8.4551e-05 | 2.9833e-05 | 2.2439e-05 | 8.4551e-05 | 0.00011999 | 9.3446e-05
5 | 20 | 6 | 8.3735e-05 | 1.7982e-05 | 2.1912e-05 | 8.3735e-05 | 0.0001307 | 0.00010555 | 8.3735e-05 | 1.7982e-05 | 2.1912e-05 | 8.3735e-05 | 0.0001307 | 0.00010555
5 | 20 | 7 | 8.8487e-05 | 1.0474e-05 | 3.9359e-05 | 8.8487e-05 | 0.00012989 | 0.00011398 | 8.8487e-05 | 1.0474e-05 | 3.9359e-05 | 8.8487e-05 | 0.00012989 | 0.00011398
5 | 20 | 8 | 9.4209e-05 | 1.5064e-05 | 8.3741e-05 | 9.4209e-05 | 0.00012412 | 0.0001227 | 9.4209e-05 | 1.5064e-05 | 8.3741e-05 | 9.4209e-05 | 0.00012412 | 0.0001227
5 | 20 | 9 | 0.00010026 | 3.029e-05 | 0.00013245 | 0.00010026 | 0.00011216 | 0.00012554 | 0.00010026 | 3.029e-05 | 0.00013245 | 0.00010026 | 0.00011216 | 0.00012554
5 | 20 | 10 | 0.00010383 | 3.402e-05 | 0.00013119 | 0.00010383 | 9.9995e-05 | 0.00012661 | 0.00010383 | 3.402e-05 | 0.00013119 | 0.00010383 | 9.9995e-05 | 0.00012661
5 | 20 | 11 | 0.00010573 | 4.0383e-05 | 0.00010869 | 0.00010573 | 8.8914e-05 | 0.00012503 | 0.00010573 | 4.0383e-05 | 0.00010869 | 0.00010573 | 8.8914e-05 | 0.00012503
5 | 20 | 12 | 0.00010708 | 5.0222e-05 | 9.5191e-05 | 0.00010708 | 7.9591e-05 | 0.00012494 | 0.00010708 | 5.0222e-05 | 9.5191e-05 | 0.00010708 | 7.9591e-05 | 0.00012494
5 | 20 | 13 | 0.00010817 | 7.2502e-05 | 0.00010228 | 0.00010817 | 7.6748e-05 | 0.00012389 | 0.00010817 | 7.2502e-05 | 0.00010228 | 0.00010817 | 7.6748e-05 | 0.00012389
5 | 20 | 14 | 0.00010926 | 8.766e-05 | 0.0001146 | 0.00010926 | 7.6346e-05 | 0.00012259 | 0.00010926 | 8.766e-05 | 0.0001146 | 0.00010926 | 7.6346e-05 | 0.00012259
5 | 20 | 15 | 0.00010837 | 0.0001007 | 0.00012004 | 0.00010837 | 7.5552e-05 | 0.00012097 | 0.00010837 | 0.0001007 | 0.00012004 | 0.00010837 | 7.5552e-05 | 0.00012097
5 | 20 | 16 | 0.00010874 | 0.00013518 | 0.0001423 | 0.00010874 | 7.7477e-05 | 0.00011774 | 0.00010874 | 0.00013518 | 0.0001423 | 0.00010874 | 7.7477e-05 | 0.00011774
5 | 20 | 17 | 0.00010966 | 0.00016898 | 0.0001598 | 0.00010966 | 8.1118e-05 | 0.00011446 | 0.00010966 | 0.00016898 | 0.0001598 | 0.00010966 | 8.1118e-05 | 0.00011446
5 | 20 | 18 | 0.00011019 | 0.00021257 | 0.0001864 | 0.00011019 | 8.7485e-05 | 0.00011393 | 0.00011019 | 0.00021257 | 0.0001864 | 0.00011019 | 8.7485e-05 | 0.00011393
5 | 20 | 19 | 0.000111 | 0.00024415 | 0.00020354 | 0.000111 | 9.6916e-05 | 0.00011681 | 0.000111 | 0.00024415 | 0.00020354 | 0.000111 | 9.6916e-05 | 0.00011681
5 | 20 | 20 | 0.00011824 | 0.00025123 | 0.00019874 | 0.00011824 | 9.705e-05 | 0.00011613 | 0.00011824 | 0.00025123 | 0.00019874 | 0.00011824 | 9.705e-05 | 0.00011613
5 | 20 | 21 | 0.00011521 | 0.00024445 | 0.00018308 | 0.00011521 | 9.444e-05 | 0.00011021 | 0.00011521 | 0.00024445 | 0.00018308 | 0.00011521 | 9.444e-05 | 0.00011021
5 | 20 | 22 | 0.00010578 | 0.00023206 | 0.00016977 | 0.00010578 | 9.4379e-05 | 9.8853e-05 | 0.00010578 | 0.00023206 | 0.00016977 | 0.00010578 | 9.4379e-05 | 9.8853e-05
5 | 20 | 23 | 9.5649e-05 | 0.00021552 | 0.0001537 | 9.5649e-05 | 9.5612e-05 | 9.0586e-05 | 9.5649e-05 | 0.00021552 | 0.0001537 | 9.5649e-05 | 9.5612e-05 | 9.0586e-05
5 | 20 | 24 | 8.996e-05 | 0.00018052 | 0.00012466 | 8.996e-05 | 9.6181e-05 | 8.8146e-05 | 8.996e-05 | 0.00018052 | 0.00012466 | 8.996e-05 | 9.6181e-05 | 8.8146e-05
5 | 21 | 1 | 8.6457e-05 | 0.00013842 | 8.8506e-05 | 8.6457e-05 | 9.7923e-05 | 8.5518e-05 | 8.6457e-05 | 0.00013842 | 8.8506e-05 | 8.6457e-05 | 9.7923e-05 | 8.5518e-05
5 | 21 | 2 | 8.4185e-05 | 0.00010307 | 6.6412e-05 | 8.4185e-05 | 0.00010028 | 8.4767e-05 | 8.4185e-05 | 0.00010307 | 6.6412e-05 | 8.4185e-05 | 0.00010028 | 8.4767e-05
5 | 21 | 3 | 8.3457e-05 | 7.1086e-05 | 4.7779e-05 | 8.3457e-05 | 0.00010498 | 8.4615e-05 | 8.3457e-05 | 7.1086e-05 | 4.7779e-05 | 8.3457e-05 | 0.00010498 | 8.4615e-05
5 | 21 | 4 | 8.5932e-05 | 4.7828e-05 | 3.3129e-05 | 8.5932e-05 | 0.00011269 | 8.8912e-05 | 8.5932e-05 | 4.7828e-05 | 3.3129e-05 | 8.5932e-05 | 0.00011269 | 8.8912e-05
5 | 21 | 5 | 9.2158e-05 | 2.9833e-05 | 2.2439e-05 | 9.2158e-05 | 0.00011999 | 9.3446e-05 | 9.2158e-05 | 2.9833e-05 | 2.2439e-05 | 9.2158e-05 | 0.00011999 | 9.3446e-05
5 | 21 | 6 | 0.00010117 | 1.7982e-05 | 2.1912e-05 | 0.00010117 | 0.0001307 | 0.00010555 | 0.00010117 | 1.7982e-05 | 2.1912e-05 | 0.00010117 | 0.0001307 | 0.00010555
5 | 21 | 7 | 0.00011163 | 1.0474e-05 | 3.9359e-05 | 0.00011163 | 0.00012989 | 0.00011398 | 0.00011163 | 1.0474e-05 | 3.9359e-05 | 0.00011163 | 0.00012989 | 0.00011398
5 | 21 | 8 | 0.00011788 | 1.5064e-05 | 8.3741e-05 | 0.00011788 | 0.00012412 | 0.0001227 | 0.00011788 | 1.5064e-05 | 8.3741e-05 | 0.00011788 | 0.00012412 | 0.0001227
5 | 21 | 9 | 0.00012265 | 3.029e-05 | 0.00013245 | 0.00012265 | 0.00011216 | 0.00012554 | 0.00012265 | 3.029e-05 | 0.00013245 | 0.00012265 | 0.00011216 | 0.00012554
5 | 21 | 10 | 0.00012645 | 3.402e-05 | 0.00013119 | 0.00012645 | 9.9995e-05 | 0.00012661 | 0.00012645 | 3.402e-05 | 0.00013119 | 0.00012645 | 9.9995e-05 | 0.00012661
5 | 21 | 11 | 0.00012766 | 4.0383e-05 | 0.00010869 | 0.00012766 | 8.8914e-05 | 0.00012503 | 0.00012766 | 4.0383e-05 | 0.00010869 | 0.00012766 | 8.8914e-05 | 0.00012503
5 | 21 | 12 | 0.00012685 | 5.0222e-05 | 9.5191e-05 | 0.00012685 | 7.9591e-05 | 0.00012494 | 0.00012685 | 5.0222e-05 | 9.5191e-05 | 0.00012685 | 7.9591e-05 | 0.00012494
5 | 21 | 13 | 0.00012814 | 7.2502e-05 | 0.00010228 | 0.00012814 | 7.6748e-05 | 0.00012389 | 0.00012814 | 7.2502e-05 | 0.00010228 | 0.00012814 | 7.6748e-05 | 0.00012389
5 | 21 | 14 | 0.00012838 | 8.766e-05 | 0.0001146 | 0.00012838 | 7.6346e-05 | 0.00012259 | 0.00012838 | 8.766e-05 | 0.0001146 | 0.00012838 | 7.6346e-05 | 0.00012259
5 | 21 | 15 | 0.00012789 | 0.0001007 | 0.00012004 | 0.00012789 | 7.5552e-05 | 0.00012097 | 0.00012789 | 0.0001007 | 0.00012004 | 0.00012789 | 7.5552e-05 | 0.00012097
5 | 21 | 16 | 0.00012725 | 0.00013518 | 0.0001423 | 0.00012725 | 7.7477e-05 | 0.00011774 | 0.00012725 | 0.00013518 | 0.0001423 | 0.00012725 | 7.7477e-05 | 0.00011774
5 | 21 | 17 | 0.00012624 | 0.00016898 | 0.0001598 | 0.00012624 | 8.1118e-05 | 0.00011446 | 0.00012624 | 0.00016898 | 0.0001598 | 0.00012624 | 8.1118e-05 | 0.00011446
5 | 21 | 18 | 0.00012542 | 0.00021257 | 0.0001864 | 0.00012542 | 8.7485e-05 | 0.00011393 | 0.00012542 | 0.00021257 | 0.0001864 | 0.00012542 | 8.7485e-05 | 0.00011393
5 | 21 | 19 | 0.00012615 | 0.00024415 | 0.00020354 | 0.00012615 | 9.6916e-05 | 0.00011681 | 0.00012615 | 0.00024415 | 0.00020354 | 0.00012615 | 9.6916e-05 | 0.00011681
5 | 21 | 20 | 0.0001305 | 0.00025123 | 0.00019874 | 0.0001305 | 9.705e-05 | 0.00011613 | 0.0001305 | 0.00025123 | 0.00019874 | 0.0001305 | 9.705e-05 | 0.00011613
5 | 21 | 21 | 0.00012473 | 0.00024445 | 0.00018308 | 0.00012473 | 9.444e-05 | 0.00011021 | 0.00012473 | 0.00024445 | 0.00018308 | 0.00012473 | 9.444e-05 | 0.00011021
5 | 21 | 22 | 0.00011312 | 0.00023206 | 0.00016977 | 0.00011312 | 9.4379e-05 | 9.8853e-05 | 0.00011312 | 0.00023206 | 0.00016977 | 0.00011312 | 9.4379e-05 | 9.8853e-05
5 | 21 | 23 | 0.00010289 | 0.00021552 | 0.0001537 | 0.00010289 | 9.5612e-05 | 9.0586e-05 | 0.00010289 | 0.00021552 | 0.0001537 | 0.00010289 | 9.5612e-05 | 9.0586e-05
5 | 21 | 24 | 9.4713e-05 | 0.00018052 | 0.00012466 | 9.4713e-05 | 9.6181e-05 | 8.8146e-05 | 9.4713e-05 | 0.00018052 | 0.00012466 | 9.4713e-05 | 9.6181e-05 | 8.8146e-05
5 | 22 | 1 | 9.0023e-05 | 0.00013842 | 8.8506e-05 | 9.0023e-05 | 9.7923e-05 | 8.5518e-05 | 9.0023e-05 | 0.00013842 | 8.8506e-05 | 9.0023e-05 | 9.7923e-05 | 8.5518e-05
5 | 22 | 2 | 8.773e-05 | 0.00010307 | 6.6412e-05 | 8.773e-05 | 0.00010028 | 8.4767e-05 | 8.773e-05 | 0.00010307 | 6.6412e-05 | 8.773e-05 | 0.00010028 | 8.4767e-05
5 | 22 | 3 | 8.6873e-05 | 7.1086e-05 | 4.7779e-05 | 8.6873e-05 | 0.00010498 | 8.4615e-05 | 8.6873e-05 | 7.1086e-05 | 4.7779e-05 | 8.6873e-05 | 0.00010498 | 8.4615e-05
5 | 22 | 4 | 8.8658e-05 | 4.7828e-05 | 3.3129e-05 | 8.8658e-05 | 0.00011269 | 8.8912e-05 | 8.8658e-05 | 4.7828e-05 | 3.3129e-05 | 8.8658e-05 | 0.00011269 | 8.8912e-05
5 | 22 | 5 | 9.4696e-05 | 2.9833e-05 | 2.2439e-05 | 9.4696e-05 | 0.00011999 | 9.3446e-05 | 9.4696e-05 | 2.9833e-05 | 2.2439e-05 | 9.4696e-05 | 0.00011999 | 9.3446e-05
5 | 22 | 6 | 0.00010269 | 1.7982e-05 | 2.1912e-05 | 0.00010269 | 0.0001307 | 0.00010555 | 0.00010269 | 1.7982e-05 | 2.1912e-05 | 0.00010269 | 0.0001307 | 0.00010555
5 | 22 | 7 | 0.00011287 | 1.0474e-05 | 3.9359e-05 | 0.00011287 | 0.00012989 | 0.00011398 | 0.00011287 | 1.0474e-05 | 3.9359e-05 | 0.00011287 | 0.00012989 | 0.00011398
5 | 22 | 8 | 0.00011903 | 1.5064e-05 | 8.3741e-05 | 0.00011903 | 0.00012412 | 0.0001227 | 0.00011903 | 1.5064e-05 | 8.3741e-05 | 0.00011903 | 0.00012412 | 0.0001227
5 | 22 | 9 | 0.0001234 | 3.029e-05 | 0.00013245 | 0.0001234 | 0.00011216 | 0.00012554 | 0.0001234 | 3.029e-05 | 0.00013245 | 0.0001234 | 0.00011216 | 0.00012554
5 | 22 | 10 | 0.00012807 | 3.402e-05 | 0.00013119 | 0.00012807 | 9.9995e-05 | 0.00012661 | 0.00012807 | 3.402e-05 | 0.00013119 | 0.00012807 | 9.9995e-05 | 0.00012661
5 | 22 | 11 | 0.00012936 | 4.0383e-05 | 0.00010869 | 0.00012936 | 8.8914e-05 | 0.00012503 | 0.00012936 | 4.0383e-05 | 0.00010869 | 0.00012936 | 8.8914e-05 | 0.00012503
5 | 22 | 12 | 0.00012943 | 5.0222e-05 | 9.5191e-05 | 0.00012943 | 7.9591e-05 | 0.00012494 | 0.00012943 | 5.0222e-05 | 9.5191e-05 | 0.00012943 | 7.9591e-05 | 0.00012494
5 | 22 | 13 | 0.00013107 | 7.2502e-05 | 0.00010228 | 0.00013107 | 7.6748e-05 | 0.00012389 | 0.00013107 | 7.2502e-05 | 0.00010228 | 0.00013107 | 7.6748e-05 | 0.00012389
5 | 22 | 14 | 0.00013159 | 8.766e-05 | 0.0001146 | 0.00013159 | 7.6346e-05 | 0.00012259 | 0.00013159 | 8.766e-05 | 0.0001146 | 0.00013159 | 7.6346e-05 | 0.00012259
5 | 22 | 15 | 0.00013138 | 0.0001007 | 0.00012004 | 0.00013138 | 7.5552e-05 | 0.00012097 | 0.00013138 | 0.0001007 | 0.00012004 | 0.00013138 | 7.5552e-05 | 0.00012097
5 | 22 | 16 | 0.00013171 | 0.00013518 | 0.0001423 | 0.00013171 | 7.7477e-05 | 0.00011774 | 0.00013171 | 0.00013518 | 0.0001423 | 0.00013171 | 7.7477e-05 | 0.00011774
5 | 22 | 17 | 0.00012873 | 0.00016898 | 0.0001598 | 0.00012873 | 8.1118e-05 | 0.00011446 | 0.00012873 | 0.00016898 | 0.0001598 | 0.00012873 | 8.1118e-05 | 0.00011446
5 | 22 | 18 | 0.00012606 | 0.00021257 | 0.0001864 | 0.00012606 | 8.7485e-05 | 0.00011393 | 0.00012606 | 0.00021257 | 0.0001864 | 0.00012606 | 8.7485e-05 | 0.00011393
5 | 22 | 19 | 0.0001266 | 0.00024415 | 0.00020354 | 0.0001266 | 9.6916e-05 | 0.00011681 | 0.0001266 | 0.00024415 | 0.00020354 | 0.0001266 | 9.6916e-05 | 0.00011681
5 | 22 | 20 | 0.0001302 | 0.00025123 | 0.00019874 | 0.0001302 | 9.705e-05 | 0.00011613 | 0.0001302 | 0.00025123 | 0.00019874 | 0.0001302 | 9.705e-05 | 0.00011613
5 | 22 | 21 | 0.00012722 | 0.00024445 | 0.00018308 | 0.00012722 | 9.444e-05 | 0.00011021 | 0.00012722 | 0.00024445 | 0.00018308 | 0.00012722 | 9.444e-05 | 0.00011021
5 | 22 | 22 | 0.0001156 | 0.00023206 | 0.00016977 | 0.0001156 | 9.4379e-05 | 9.8853e-05 | 0.0001156 | 0.00023206 | 0.00016977 | 0.0001156 | 9.4379e-05 | 9.8853e-05
5 | 22 | 23 | 0.00010355 | 0.00021552 | 0.0001537 | 0.00010355 | 9.5612e-05 | 9.0586e-05 | 0.00010355 | 0.00021552 | 0.0001537 | 0.00010355 | 9.5612e-05 | 9.0586e-05
5 | 22 | 24 | 9.5757e-05 | 0.00018052 | 0.00012466 | 9.5757e-05 | 9.6181e-05 | 8.8146e-05 | 9.5757e-05 | 0.00018052 | 0.00012466 | 9.5757e-05 | 9.6181e-05 | 8.8146e-05
5 | 23 | 1 | 9.1159e-05 | 0.00013842 | 8.8506e-05 | 9.1159e-05 | 9.7923e-05 | 8.5518e-05 | 9.1159e-05 | 0.00013842 | 8.8506e-05 | 9.1159e-05 | 9.7923e-05 | 8.5518e-05
5 | 23 | 2 | 8.8783e-05 | 0.00010307 | 6.6412e-05 | 8.8783e-05 | 0.00010028 | 8.4767e-05 | 8.8783e-05 | 0.00010307 | 6.6412e-05 | 8.8783e-05 | 0.00010028 | 8.4767e-05
5 | 23 | 3 | 8.8005e-05 | 7.1086e-05 | 4.7779e-05 | 8.8005e-05 | 0.00010498 | 8.4615e-05 | 8.8005e-05 | 7.1086e-05 | 4.7779e-05 | 8.8005e-05 | 0.00010498 | 8.4615e-05
5 | 23 | 4 | 8.9686e-05 | 4.7828e-05 | 3.3129e-05 | 8.9686e-05 | 0.00011269 | 8.8912e-05 | 8.9686e-05 | 4.7828e-05 | 3.3129e-05 | 8.9686e-05 | 0.00011269 | 8.8912e-05
5 | 23 | 5 | 9.5632e-05 | 2.9833e-05 | 2.2439e-05 | 9.5632e-05 | 0.00011999 | 9.3446e-05 | 9.5632e-05 | 2.9833e-05 | 2.2439e-05 | 9.5632e-05 | 0.00011999 | 9.3446e-05
5 | 23 | 6 | 0.00010356 | 1.7982e-05 | 2.1912e-05 | 0.00010356 | 0.0001307 | 0.00010555 | 0.00010356 | 1.7982e-05 | 2.1912e-05 | 0.00010356 | 0.0001307 | 0.00010555
5 | 23 | 7 | 0.00011461 | 1.0474e-05 | 3.9359e-05 | 0.00011461 | 0.00012989 | 0.00011398 | 0.00011461 | 1.0474e-05 | 3.9359e-05 | 0.00011461 | 0.00012989 | 0.00011398
5 | 23 | 8 | 0.00012059 | 1.5064e-05 | 8.3741e-05 | 0.00012059 | 0.00012412 | 0.0001227 | 0.00012059 | 1.5064e-05 | 8.3741e-05 | 0.00012059 | 0.00012412 | 0.0001227
5 | 23 | 9 | 0.00012505 | 3.029e-05 | 0.00013245 | 0.00012505 | 0.00011216 | 0.00012554 | 0.00012505 | 3.029e-05 | 0.00013245 | 0.00012505 | 0.00011216 | 0.00012554
5 | 23 | 10 | 0.0001291 | 3.402e-05 | 0.00013119 | 0.0001291 | 9.9995e-05 | 0.00012661 | 0.0001291 | 3.402e-05 | 0.00013119 | 0.0001291 | 9.9995e-05 | 0.00012661
5 | 23 | 11 | 0.00013191 | 4.0383e-05 | 0.00010869 | 0.00013191 | 8.8914e-05 | 0.00012503 | 0.00013191 | 4.0383e-05 | 0.00010869 | 0.00013191 | 8.8914e-05 | 0.00012503
5 | 23 | 12 | 0.0001328 | 5.0222e-05 | 9.5191e-05 | 0.0001328 | 7.9591e-05 | 0.00012494 | 0.0001328 | 5.0222e-05 | 9.5191e-05 | 0.0001328 | 7.9591e-05 | 0.00012494
5 | 23 | 13 | 0.00013497 | 7.2502e-05 | 0.00010228 | 0.00013497 | 7.6748e-05 | 0.00012389 | 0.00013497 | 7.2502e-05 | 0.00010228 | 0.00013497 | 7.6748e-05 | 0.00012389
5 | 23 | 14 | 0.00013624 | 8.766e-05 | 0.0001146 | 0.00013624 | 7.6346e-05 | 0.00012259 | 0.00013624 | 8.766e-05 | 0.0001146 | 0.00013624 | 7.6346e-05 | 0.00012259
5 | 23 | 15 | 0.00013682 | 0.0001007 | 0.00012004 | 0.00013682 | 7.5552e-05 | 0.00012097 | 0.00013682 | 0.0001007 | 0.00012004 | 0.00013682 | 7.5552e-05 | 0.00012097
5 | 23 | 16 | 0.00013639 | 0.00013518 | 0.0001423 | 0.00013639 | 7.7477e-05 | 0.00011774 | 0.00013639 | 0.00013518 | 0.0001423 | 0.00013639 | 7.7477e-05 | 0.00011774
5 | 23 | 17 | 0.00013464 | 0.00016898 | 0.0001598 | 0.00013464 | 8.1118e-05 | 0.00011446 | 0.00013464 | 0.00016898 | 0.0001598 | 0.00013464 | 8.1118e-05 | 0.00011446
5 | 23 | 18 | 0.00012991 | 0.00021257 | 0.0001864 | 0.00012991 | 8.7485e-05 | 0.00011393 | 0.00012991 | 0.00021257 | 0.0001864 | 0.00012991 | 8.7485e-05 | 0.00011393
5 | 23 | 19 | 0.00012938 | 0.00024415 | 0.00020354 | 0.00012938 | 9.6916e-05 | 0.00011681 | 0.00012938 | 0.00024415 | 0.00020354 | 0.00012938 | 9.6916e-05 | 0.00011681
5 | 23 | 20 | 0.00013314 | 0.00025123 | 0.00019874 | 0.00013314 | 9.705e-05 | 0.00011613 | 0.00013314 | 0.00025123 | 0.00019874 | 0.00013314 | 9.705e-05 | 0.00011613
5 | 23 | 21 | 0.00012831 | 0.00024445 | 0.00018308 | 0.00012831 | 9.444e-05 | 0.00011021 | 0.00012831 | 0.00024445 | 0.00018308 | 0.00012831 | 9.444e-05 | 0.00011021
5 | 23 | 22 | 0.00011541 | 0.00023206 | 0.00016977 | 0.00011541 | 9.4379e-05 | 9.8853e-05 | 0.00011541 | 0.00023206 | 0.00016977 | 0.00011541 | 9.4379e-05 | 9.8853e-05
5 | 23 | 23 | 0.00010527 | 0.00021552 | 0.0001537 | 0.00010527 | 9.5612e-05 | 9.0586e-05 | 0.00010527 | 0.00021552 | 0.0001537 | 0.00010527 | 9.5612e-05 | 9.0586e-05
5 | 23 | 24 | 9.7671e-05 | 0.00018052 | 0.00012466 | 9.7671e-05 | 9.6181e-05 | 8.8146e-05 | 9.7671e-05 | 0.00018052 | 0.00012466 | 9.7671e-05 | 9.6181e-05 | 8.8146e-05
5 | 24 | 1 | 9.2615e-05 | 0.00013842 | 8.8506e-05 | 9.2615e-05 | 9.7923e-05 | 8.5518e-05 | 9.2615e-05 | 0.00013842 | 8.8506e-05 | 9.2615e-05 | 9.7923e-05 | 8.5518e-05
5 | 24 | 2 | 8.9632e-05 | 0.00010307 | 6.6412e-05 | 8.9632e-05 | 0.00010028 | 8.4767e-05 | 8.9632e-05 | 0.00010307 | 6.6412e-05 | 8.9632e-05 | 0.00010028 | 8.4767e-05
5 | 24 | 3 | 8.8741e-05 | 7.1086e-05 | 4.7779e-05 | 8.8741e-05 | 0.00010498 | 8.4615e-05 | 8.8741e-05 | 7.1086e-05 | 4.7779e-05 | 8.8741e-05 | 0.00010498 | 8.4615e-05
5 | 24 | 4 | 9.0181e-05 | 4.7828e-05 | 3.3129e-05 | 9.0181e-05 | 0.00011269 | 8.8912e-05 | 9.0181e-05 | 4.7828e-05 | 3.3129e-05 | 9.0181e-05 | 0.00011269 | 8.8912e-05
5 | 24 | 5 | 9.4962e-05 | 2.9833e-05 | 2.2439e-05 | 9.4962e-05 | 0.00011999 | 9.3446e-05 | 9.4962e-05 | 2.9833e-05 | 2.2439e-05 | 9.4962e-05 | 0.00011999 | 9.3446e-05
5 | 24 | 6 | 0.00010288 | 1.7982e-05 | 2.1912e-05 | 0.00010288 | 0.0001307 | 0.00010555 | 0.00010288 | 1.7982e-05 | 2.1912e-05 | 0.00010288 | 0.0001307 | 0.00010555
5 | 24 | 7 | 0.00011224 | 1.0474e-05 | 3.9359e-05 | 0.00011224 | 0.00012989 | 0.00011398 | 0.00011224 | 1.0474e-05 | 3.9359e-05 | 0.00011224 | 0.00012989 | 0.00011398
5 | 24 | 8 | 0.00011935 | 1.5064e-05 | 8.3741e-05 | 0.00011935 | 0.00012412 | 0.0001227 | 0.00011935 | 1.5064e-05 | 8.3741e-05 | 0.00011935 | 0.00012412 | 0.0001227
5 | 24 | 9 | 0.00012507 | 3.029e-05 | 0.00013245 | 0.00012507 | 0.00011216 | 0.00012554 | 0.00012507 | 3.029e-05 | 0.00013245 | 0.00012507 | 0.00011216 | 0.00012554
5 | 24 | 10 | 0.00013008 | 3.402e-05 | 0.00013119 | 0.00013008 | 9.9995e-05 | 0.00012661 | 0.00013008 | 3.402e-05 | 0.00013119 | 0.00013008 | 9.9995e-05 | 0.00012661
5 | 24 | 11 | 0.00013312 | 4.0383e-05 | 0.00010869 | 0.00013312 | 8.8914e-05 | 0.00012503 | 0.00013312 | 4.0383e-05 | 0.00010869 | 0.00013312 | 8.8914e-05 | 0.00012503
5 | 24 | 12 | 0.00013494 | 5.0222e-05 | 9.5191e-05 | 0.00013494 | 7.9591e-05 | 0.00012494 | 0.00013494 | 5.0222e-05 | 9.5191e-05 | 0.00013494 | 7.9591e-05 | 0.00012494
5 | 24 | 13 | 0.00013696 | 7.2502e-05 | 0.00010228 | 0.00013696 | 7.6748e-05 | 0.00012389 | 0.00013696 | 7.2502e-05 | 0.00010228 | 0.00013696 | 7.6748e-05 | 0.00012389
5 | 24 | 14 | 0.00013877 | 8.766e-05 | 0.0001146 | 0.00013877 | 7.6346e-05 | 0.00012259 | 0.00013877 | 8.766e-05 | 0.0001146 | 0.00013877 | 7.6346e-05 | 0.00012259
5 | 24 | 15 | 0.00014041 | 0.0001007 | 0.00012004 | 0.00014041 | 7.5552e-05 | 0.00012097 | 0.00014041 | 0.0001007 | 0.00012004 | 0.00014041 | 7.5552e-05 | 0.00012097
5 | 24 | 16 | 0.00013922 | 0.00013518 | 0.0001423 | 0.00013922 | 7.7477e-05 | 0.00011774 | 0.00013922 | 0.00013518 | 0.0001423 | 0.00013922 | 7.7477e-05 | 0.00011774
5 | 24 | 17 | 0.0001356 | 0.00016898 | 0.0001598 | 0.0001356 | 8.1118e-05 | 0.00011446 | 0.0001356 | 0.00016898 | 0.0001598 | 0.0001356 | 8.1118e-05 | 0.00011446
5 | 24 | 18 | 0.00013146 | 0.00021257 | 0.0001864 | 0.00013146 | 8.7485e-05 | 0.00011393 | 0.00013146 | 0.00021257 | 0.0001864 | 0.00013146 | 8.7485e-05 | 0.00011393
5 | 24 | 19 | 0.00013 | 0.00024415 | 0.00020354 | 0.00013 | 9.6916e-05 | 0.00011681 | 0.00013 | 0.00024415 | 0.00020354 | 0.00013 | 9.6916e-05 | 0.00011681
5 | 24 | 20 | 0.0001337 | 0.00025123 | 0.00019874 | 0.0001337 | 9.705e-05 | 0.00011613 | 0.0001337 | 0.00025123 | 0.00019874 | 0.0001337 | 9.705e-05 | 0.00011613
5 | 24 | 21 | 0.00013006 | 0.00024445 | 0.00018308 | 0.00013006 | 9.444e-05 | 0.00011021 | 0.00013006 | 0.00024445 | 0.00018308 | 0.00013006 | 9.444e-05 | 0.00011021
5 | 24 | 22 | 0.00011725 | 0.00023206 | 0.00016977 | 0.00011725 | 9.4379e-05 | 9.8853e-05 | 0.00011725 | 0.00023206 | 0.00016977 | 0.00011725 | 9.4379e-05 | 9.8853e-05
5 | 24 | 23 | 0.00010641 | 0.00021552 | 0.0001537 | 0.00010641 | 9.5612e-05 | 9.0586e-05 | 0.00010641 | 0.00021552 | 0.0001537 | 0.00010641 | 9.5612e-05 | 9.0586e-05
5 | 24 | 24 | 9.8666e-05 | 0.00018052 | 0.00012466 | 9.8666e-05 | 9.6181e-05 | 8.8146e-05 | 9.8666e-05 | 0.00018052 | 0.00012466 | 9.8666e-05 | 9.6181e-05 | 8.8146e-05
5 | 25 | 1 | 9.433e-05 | 0.00013842 | 8.8506e-05 | 9.433e-05 | 9.7923e-05 | 8.5518e-05 | 9.433e-05 | 0.00013842 | 8.8506e-05 | 9.433e-05 | 9.7923e-05 | 8.5518e-05
5 | 25 | 2 | 9.0622e-05 | 0.00010307 | 6.6412e-05 | 9.0622e-05 | 0.00010028 | 8.4767e-05 | 9.0622e-05 | 0.00010307 | 6.6412e-05 | 9.0622e-05 | 0.00010028 | 8.4767e-05
5 | 25 | 3 | 8.9607e-05 | 7.1086e-05 | 4.7779e-05 | 8.9607e-05 | 0.00010498 | 8.4615e-05 | 8.9607e-05 | 7.1086e-05 | 4.7779e-05 | 8.9607e-05 | 0.00010498 | 8.4615e-05
5 | 25 | 4 | 9.0918e-05 | 4.7828e-05 | 3.3129e-05 | 9.0918e-05 | 0.00011269 | 8.8912e-05 | 9.0918e-05 | 4.7828e-05 | 3.3129e-05 | 9.0918e-05 | 0.00011269 | 8.8912e-05
5 | 25 | 5 | 9.5969e-05 | 2.9833e-05 | 2.2439e-05 | 9.5969e-05 | 0.00011999 | 9.3446e-05 | 9.5969e-05 | 2.9833e-05 | 2.2439e-05 | 9.5969e-05 | 0.00011999 | 9.3446e-05
5 | 25 | 6 | 0.00010316 | 1.7982e-05 | 2.1912e-05 | 0.00010316 | 0.0001307 | 0.00010555 | 0.00010316 | 1.7982e-05 | 2.1912e-05 | 0.00010316 | 0.0001307 | 0.00010555
5 | 25 | 7 | 0.0001134 | 1.0474e-05 | 3.9359e-05 | 0.0001134 | 0.00012989 | 0.00011398 | 0.0001134 | 1.0474e-05 | 3.9359e-05 | 0.0001134 | 0.00012989 | 0.00011398
5 | 25 | 8 | 0.00011963 | 1.5064e-05 | 8.3741e-05 | 0.00011963 | 0.00012412 | 0.0001227 | 0.00011963 | 1.5064e-05 | 8.3741e-05 | 0.00011963 | 0.00012412 | 0.0001227
5 | 25 | 9 | 0.00012492 | 3.029e-05 | 0.00013245 | 0.00012492 | 0.00011216 | 0.00012554 | 0.00012492 | 3.029e-05 | 0.00013245 | 0.00012492 | 0.00011216 | 0.00012554
5 | 25 | 10 | 0.00013014 | 3.402e-05 | 0.00013119 | 0.00013014 | 9.9995e-05 | 0.00012661 | 0.00013014 | 3.402e-05 | 0.00013119 | 0.00013014 | 9.9995e-05 | 0.00012661
5 | 25 | 11 | 0.00013349 | 4.0383e-05 | 0.00010869 | 0.00013349 | 8.8914e-05 | 0.00012503 | 0.00013349 | 4.0383e-05 | 0.00010869 | 0.00013349 | 8.8914e-05 | 0.00012503
5 | 25 | 12 | 0.00013421 | 5.0222e-05 | 9.5191e-05 | 0.00013421 | 7.9591e-05 | 0.00012494 | 0.00013421 | 5.0222e-05 | 9.5191e-05 | 0.00013421 | 7.9591e-05 | 0.00012494
5 | 25 | 13 | 0.00013706 | 7.2502e-05 | 0.00010228 | 0.00013706 | 7.6748e-05 | 0.00012389 | 0.00013706 | 7.2502e-05 | 0.00010228 | 0.00013706 | 7.6748e-05 | 0.00012389
5 | 25 | 14 | 0.00013803 | 8.766e-05 | 0.0001146 | 0.00013803 | 7.6346e-05 | 0.00012259 | 0.00013803 | 8.766e-05 | 0.0001146 | 0.00013803 | 7.6346e-05 | 0.00012259
5 | 25 | 15 | 0.00013694 | 0.0001007 | 0.00012004 | 0.00013694 | 7.5552e-05 | 0.00012097 | 0.00013694 | 0.0001007 | 0.00012004 | 0.00013694 | 7.5552e-05 | 0.00012097
5 | 25 | 16 | 0.00013464 | 0.00013518 | 0.0001423 | 0.00013464 | 7.7477e-05 | 0.00011774 | 0.00013464 | 0.00013518 | 0.0001423 | 0.00013464 | 7.7477e-05 | 0.00011774
5 | 25 | 17 | 0.00013123 | 0.00016898 | 0.0001598 | 0.00013123 | 8.1118e-05 | 0.00011446 | 0.00013123 | 0.00016898 | 0.0001598 | 0.00013123 | 8.1118e-05 | 0.00011446
5 | 25 | 18 | 0.00012858 | 0.00021257 | 0.0001864 | 0.00012858 | 8.7485e-05 | 0.00011393 | 0.00012858 | 0.00021257 | 0.0001864 | 0.00012858 | 8.7485e-05 | 0.00011393
5 | 25 | 19 | 0.00012623 | 0.00024415 | 0.00020354 | 0.00012623 | 9.6916e-05 | 0.00011681 | 0.00012623 | 0.00024415 | 0.00020354 | 0.00012623 | 9.6916e-05 | 0.00011681
5 | 25 | 20 | 0.00012946 | 0.00025123 | 0.00019874 | 0.00012946 | 9.705e-05 | 0.00011613 | 0.00012946 | 0.00025123 | 0.00019874 | 0.00012946 | 9.705e-05 | 0.00011613
5 | 25 | 21 | 0.00012555 | 0.00024445 | 0.00018308 | 0.00012555 | 9.444e-05 | 0.00011021 | 0.00012555 | 0.00024445 | 0.00018308 | 0.00012555 | 9.444e-05 | 0.00011021
5 | 25 | 22 | 0.00011683 | 0.00023206 | 0.00016977 | 0.00011683 | 9.4379e-05 | 9.8853e-05 | 0.00011683 | 0.00023206 | 0.00016977 | 0.00011683 | 9.4379e-05 | 9.8853e-05
5 | 25 | 23 | 0.00010615 | 0.00021552 | 0.0001537 | 0.00010615 | 9.5612e-05 | 9.0586e-05 | 0.00010615 | 0.00021552 | 0.0001537 | 0.00010615 | 9.5612e-05 | 9.0586e-05
5 | 25 | 24 | 9.9544e-05 | 0.00018052 | 0.00012466 | 9.9544e-05 | 9.6181e-05 | 8.8146e-05 | 9.9544e-05 | 0.00018052 | 0.00012466 | 9.9544e-05 | 9.6181e-05 | 8.8146e-05
5 | 26 | 1 | 9.289e-05 | 0.00013842 | 8.8506e-05 | 9.289e-05 | 9.7923e-05 | 8.5518e-05 | 9.289e-05 | 0.00013842 | 8.8506e-05 | 9.289e-05 | 9.7923e-05 | 8.5518e-05
5 | 26 | 2 | 8.9232e-05 | 0.00010307 | 6.6412e-05 | 8.9232e-05 | 0.00010028 | 8.4767e-05 | 8.9232e-05 | 0.00010307 | 6.6412e-05 | 8.9232e-05 | 0.00010028 | 8.4767e-05
5 | 26 | 3 | 8.7123e-05 | 7.1086e-05 | 4.7779e-05 | 8.7123e-05 | 0.00010498 | 8.4615e-05 | 8.7123e-05 | 7.1086e-05 | 4.7779e-05 | 8.7123e-05 | 0.00010498 | 8.4615e-05
5 | 26 | 4 | 8.7073e-05 | 4.7828e-05 | 3.3129e-05 | 8.7073e-05 | 0.00011269 | 8.8912e-05 | 8.7073e-05 | 4.7828e-05 | 3.3129e-05 | 8.7073e-05 | 0.00011269 | 8.8912e-05
5 | 26 | 5 | 8.8546e-05 | 2.9833e-05 | 2.2439e-05 | 8.8546e-05 | 0.00011999 | 9.3446e-05 | 8.8546e-05 | 2.9833e-05 | 2.2439e-05 | 8.8546e-05 | 0.00011999 | 9.3446e-05
5 | 26 | 6 | 8.9291e-05 | 1.7982e-05 | 2.1912e-05 | 8.9291e-05 | 0.0001307 | 0.00010555 | 8.9291e-05 | 1.7982e-05 | 2.1912e-05 | 8.9291e-05 | 0.0001307 | 0.00010555
5 | 26 | 7 | 9.4921e-05 | 1.0474e-05 | 3.9359e-05 | 9.4921e-05 | 0.00012989 | 0.00011398 | 9.4921e-05 | 1.0474e-05 | 3.9359e-05 | 9.4921e-05 | 0.00012989 | 0.00011398
5 | 26 | 8 | 0.00010157 | 1.5064e-05 | 8.3741e-05 | 0.00010157 | 0.00012412 | 0.0001227 | 0.00010157 | 1.5064e-05 | 8.3741e-05 | 0.00010157 | 0.00012412 | 0.0001227
5 | 26 | 9 | 0.00010783 | 3.029e-05 | 0.00013245 | 0.00010783 | 0.00011216 | 0.00012554 | 0.00010783 | 3.029e-05 | 0.00013245 | 0.00010783 | 0.00011216 | 0.00012554
5 | 26 | 10 | 0.00011274 | 3.402e-05 | 0.00013119 | 0.00011274 | 9.9995e-05 | 0.00012661 | 0.00011274 | 3.402e-05 | 0.00013119 | 0.00011274 | 9.9995e-05 | 0.00012661
5 | 26 | 11 | 0.00011611 | 4.0383e-05 | 0.00010869 | 0.00011611 | 8.8914e-05 | 0.00012503 | 0.00011611 | 4.0383e-05 | 0.00010869 | 0.00011611 | 8.8914e-05 | 0.00012503
5 | 26 | 12 | 0.00011808 | 5.0222e-05 | 9.5191e-05 | 0.00011808 | 7.9591e-05 | 0.00012494 | 0.00011808 | 5.0222e-05 | 9.5191e-05 | 0.00011808 | 7.9591e-05 | 0.00012494
5 | 26 | 13 | 0.0001194 | 7.2502e-05 | 0.00010228 | 0.0001194 | 7.6748e-05 | 0.00012389 | 0.0001194 | 7.2502e-05 | 0.00010228 | 0.0001194 | 7.6748e-05 | 0.00012389
5 | 26 | 14 | 0.00012045 | 8.766e-05 | 0.0001146 | 0.00012045 | 7.6346e-05 | 0.00012259 | 0.00012045 | 8.766e-05 | 0.0001146 | 0.00012045 | 7.6346e-05 | 0.00012259
5 | 26 | 15 | 0.00012124 | 0.0001007 | 0.00012004 | 0.00012124 | 7.5552e-05 | 0.00012097 | 0.00012124 | 0.0001007 | 0.00012004 | 0.00012124 | 7.5552e-05 | 0.00012097
5 | 26 | 16 | 0.00012162 | 0.00013518 | 0.0001423 | 0.00012162 | 7.7477e-05 | 0.00011774 | 0.00012162 | 0.00013518 | 0.0001423 | 0.00012162 | 7.7477e-05 | 0.00011774
5 | 26 | 17 | 0.00012084 | 0.00016898 | 0.0001598 | 0.00012084 | 8.1118e-05 | 0.00011446 | 0.00012084 | 0.00016898 | 0.0001598 | 0.00012084 | 8.1118e-05 | 0.00011446
5 | 26 | 18 | 0.00011895 | 0.00021257 | 0.0001864 | 0.00011895 | 8.7485e-05 | 0.00011393 | 0.00011895 | 0.00021257 | 0.0001864 | 0.00011895 | 8.7485e-05 | 0.00011393
5 | 26 | 19 | 0.00011746 | 0.00024415 | 0.00020354 | 0.00011746 | 9.6916e-05 | 0.00011681 | 0.00011746 | 0.00024415 | 0.00020354 | 0.00011746 | 9.6916e-05 | 0.00011681
5 | 26 | 20 | 0.00012151 | 0.00025123 | 0.00019874 | 0.00012151 | 9.705e-05 | 0.00011613 | 0.00012151 | 0.00025123 | 0.00019874 | 0.00012151 | 9.705e-05 | 0.00011613
5 | 26 | 21 | 0.00011904 | 0.00024445 | 0.00018308 | 0.00011904 | 9.444e-05 | 0.00011021 | 0.00011904 | 0.00024445 | 0.00018308 | 0.00011904 | 9.444e-05 | 0.00011021
5 | 26 | 22 | 0.00011095 | 0.00023206 | 0.00016977 | 0.00011095 | 9.4379e-05 | 9.8853e-05 | 0.00011095 | 0.00023206 | 0.00016977 | 0.00011095 | 9.4379e-05 | 9.8853e-05
5 | 26 | 23 | 0.00010194 | 0.00021552 | 0.0001537 | 0.00010194 | 9.5612e-05 | 9.0586e-05 | 0.00010194 | 0.00021552 | 0.0001537 | 0.00010194 | 9.5612e-05 | 9.0586e-05
5 | 26 | 24 | 9.5886e-05 | 0.00018052 | 0.00012466 | 9.5886e-05 | 9.6181e-05 | 8.8146e-05 | 9.5886e-05 | 0.00018052 | 0.00012466 | 9.5886e-05 | 9.6181e-05 | 8.8146e-05
5 | 27 | 1 | 9.1492e-05 | 0.00013842 | 8.8506e-05 | 9.1492e-05 | 9.7923e-05 | 8.5518e-05 | 9.1492e-05 | 0.00013842 | 8.8506e-05 | 9.1492e-05 | 9.7923e-05 | 8.5518e-05
5 | 27 | 2 | 8.7322e-05 | 0.00010307 | 6.6412e-05 | 8.7322e-05 | 0.00010028 | 8.4767e-05 | 8.7322e-05 | 0.00010307 | 6.6412e-05 | 8.7322e-05 | 0.00010028 | 8.4767e-05
5 | 27 | 3 | 8.5745e-05 | 7.1086e-05 | 4.7779e-05 | 8.5745e-05 | 0.00010498 | 8.4615e-05 | 8.5745e-05 | 7.1086e-05 | 4.7779e-05 | 8.5745e-05 | 0.00010498 | 8.4615e-05
5 | 27 | 4 | 8.5009e-05 | 4.7828e-05 | 3.3129e-05 | 8.5009e-05 | 0.00011269 | 8.8912e-05 | 8.5009e-05 | 4.7828e-05 | 3.3129e-05 | 8.5009e-05 | 0.00011269 | 8.8912e-05
5 | 27 | 5 | 8.6869e-05 | 2.9833e-05 | 2.2439e-05 | 8.6869e-05 | 0.00011999 | 9.3446e-05 | 8.6869e-05 | 2.9833e-05 | 2.2439e-05 | 8.6869e-05 | 0.00011999 | 9.3446e-05
5 | 27 | 6 | 8.4859e-05 | 1.7982e-05 | 2.1912e-05 | 8.4859e-05 | 0.0001307 | 0.00010555 | 8.4859e-05 | 1.7982e-05 | 2.1912e-05 | 8.4859e-05 | 0.0001307 | 0.00010555
5 | 27 | 7 | 8.7817e-05 | 1.0474e-05 | 3.9359e-05 | 8.7817e-05 | 0.00012989 | 0.00011398 | 8.7817e-05 | 1.0474e-05 | 3.9359e-05 | 8.7817e-05 | 0.00012989 | 0.00011398
5 | 27 | 8 | 9.361e-05 | 1.5064e-05 | 8.3741e-05 | 9.361e-05 | 0.00012412 | 0.0001227 | 9.361e-05 | 1.5064e-05 | 8.3741e-05 | 9.361e-05 | 0.00012412 | 0.0001227
5 | 27 | 9 | 9.9531e-05 | 3.029e-05 | 0.00013245 | 9.9531e-05 | 0.00011216 | 0.00012554 | 9.9531e-05 | 3.029e-05 | 0.00013245 | 9.9531e-05 | 0.00011216 | 0.00012554
5 | 27 | 10 | 0.00010425 | 3.402e-05 | 0.00013119 | 0.00010425 | 9.9995e-05 | 0.00012661 | 0.00010425 | 3.402e-05 | 0.00013119 | 0.00010425 | 9.9995e-05 | 0.00012661
5 | 27 | 11 | 0.00010734 | 4.0383e-05 | 0.00010869 | 0.00010734 | 8.8914e-05 | 0.00012503 | 0.00010734 | 4.0383e-05 | 0.00010869 | 0.00010734 | 8.8914e-05 | 0.00012503
5 | 27 | 12 | 0.00010953 | 5.0222e-05 | 9.5191e-05 | 0.00010953 | 7.9591e-05 | 0.00012494 | 0.00010953 | 5.0222e-05 | 9.5191e-05 | 0.00010953 | 7.9591e-05 | 0.00012494
5 | 27 | 13 | 0.00010992 | 7.2502e-05 | 0.00010228 | 0.00010992 | 7.6748e-05 | 0.00012389 | 0.00010992 | 7.2502e-05 | 0.00010228 | 0.00010992 | 7.6748e-05 | 0.00012389
5 | 27 | 14 | 0.0001111 | 8.766e-05 | 0.0001146 | 0.0001111 | 7.6346e-05 | 0.00012259 | 0.0001111 | 8.766e-05 | 0.0001146 | 0.0001111 | 7.6346e-05 | 0.00012259
5 | 27 | 15 | 0.00011148 | 0.0001007 | 0.00012004 | 0.00011148 | 7.5552e-05 | 0.00012097 | 0.00011148 | 0.0001007 | 0.00012004 | 0.00011148 | 7.5552e-05 | 0.00012097
5 | 27 | 16 | 0.00011253 | 0.00013518 | 0.0001423 | 0.00011253 | 7.7477e-05 | 0.00011774 | 0.00011253 | 0.00013518 | 0.0001423 | 0.00011253 | 7.7477e-05 | 0.00011774
5 | 27 | 17 | 0.00011324 | 0.00016898 | 0.0001598 | 0.00011324 | 8.1118e-05 | 0.00011446 | 0.00011324 | 0.00016898 | 0.0001598 | 0.00011324 | 8.1118e-05 | 0.00011446
5 | 27 | 18 | 0.0001119 | 0.00021257 | 0.0001864 | 0.0001119 | 8.7485e-05 | 0.00011393 | 0.0001119 | 0.00021257 | 0.0001864 | 0.0001119 | 8.7485e-05 | 0.00011393
5 | 27 | 19 | 0.00011089 | 0.00024415 | 0.00020354 | 0.00011089 | 9.6916e-05 | 0.00011681 | 0.00011089 | 0.00024415 | 0.00020354 | 0.00011089 | 9.6916e-05 | 0.00011681
5 | 27 | 20 | 0.00011638 | 0.00025123 | 0.00019874 | 0.00011638 | 9.705e-05 | 0.00011613 | 0.00011638 | 0.00025123 | 0.00019874 | 0.00011638 | 9.705e-05 | 0.00011613
5 | 27 | 21 | 0.00011494 | 0.00024445 | 0.00018308 | 0.00011494 | 9.444e-05 | 0.00011021 | 0.00011494 | 0.00024445 | 0.00018308 | 0.00011494 | 9.444e-05 | 0.00011021
5 | 27 | 22 | 0.00010902 | 0.00023206 | 0.00016977 | 0.00010902 | 9.4379e-05 | 9.8853e-05 | 0.00010902 | 0.00023206 | 0.00016977 | 0.00010902 | 9.4379e-05 | 9.8853e-05
5 | 27 | 23 | 9.9902e-05 | 0.00021552 | 0.0001537 | 9.9902e-05 | 9.5612e-05 | 9.0586e-05 | 9.9902e-05 | 0.00021552 | 0.0001537 | 9.9902e-05 | 9.5612e-05 | 9.0586e-05
5 | 27 | 24 | 9.237e-05 | 0.00018052 | 0.00012466 | 9.237e-05 | 9.6181e-05 | 8.8146e-05 | 9.237e-05 | 0.00018052 | 0.00012466 | 9.237e-05 | 9.6181e-05 | 8.8146e-05
5 | 28 | 1 | 8.7905e-05 | 0.00013842 | 8.8506e-05 | 8.7905e-05 | 9.7923e-05 | 8.5518e-05 | 8.7905e-05 | 0.00013842 | 8.8506e-05 | 8.7905e-05 | 9.7923e-05 | 8.5518e-05
5 | 28 | 2 | 8.5109e-05 | 0.00010307 | 6.6412e-05 | 8.5109e-05 | 0.00010028 | 8.4767e-05 | 8.5109e-05 | 0.00010307 | 6.6412e-05 | 8.5109e-05 | 0.00010028 | 8.4767e-05
5 | 28 | 3 | 8.364e-05 | 7.1086e-05 | 4.7779e-05 | 8.364e-05 | 0.00010498 | 8.4615e-05 | 8.364e-05 | 7.1086e-05 | 4.7779e-05 | 8.364e-05 | 0.00010498 | 8.4615e-05
5 | 28 | 4 | 8.4909e-05 | 4.7828e-05 | 3.3129e-05 | 8.4909e-05 | 0.00011269 | 8.8912e-05 | 8.4909e-05 | 4.7828e-05 | 3.3129e-05 | 8.4909e-05 | 0.00011269 | 8.8912e-05
5 | 28 | 5 | 8.6686e-05 | 2.9833e-05 | 2.2439e-05 | 8.6686e-05 | 0.00011999 | 9.3446e-05 | 8.6686e-05 | 2.9833e-05 | 2.2439e-05 | 8.6686e-05 | 0.00011999 | 9.3446e-05
5 | 28 | 6 | 8.6394e-05 | 1.7982e-05 | 2.1912e-05 | 8.6394e-05 | 0.0001307 | 0.00010555 | 8.6394e-05 | 1.7982e-05 | 2.1912e-05 | 8.6394e-05 | 0.0001307 | 0.00010555
5 | 28 | 7 | 8.9544e-05 | 1.0474e-05 | 3.9359e-05 | 8.9544e-05 | 0.00012989 | 0.00011398 | 8.9544e-05 | 1.0474e-05 | 3.9359e-05 | 8.9544e-05 | 0.00012989 | 0.00011398
5 | 28 | 8 | 9.5516e-05 | 1.5064e-05 | 8.3741e-05 | 9.5516e-05 | 0.00012412 | 0.0001227 | 9.5516e-05 | 1.5064e-05 | 8.3741e-05 | 9.5516e-05 | 0.00012412 | 0.0001227
5 | 28 | 9 | 0.00010306 | 3.029e-05 | 0.00013245 | 0.00010306 | 0.00011216 | 0.00012554 | 0.00010306 | 3.029e-05 | 0.00013245 | 0.00010306 | 0.00011216 | 0.00012554
5 | 28 | 10 | 0.00010944 | 3.402e-05 | 0.00013119 | 0.00010944 | 9.9995e-05 | 0.00012661 | 0.00010944 | 3.402e-05 | 0.00013119 | 0.00010944 | 9.9995e-05 | 0.00012661
5 | 28 | 11 | 0.00011157 | 4.0383e-05 | 0.00010869 | 0.00011157 | 8.8914e-05 | 0.00012503 | 0.00011157 | 4.0383e-05 | 0.00010869 | 0.00011157 | 8.8914e-05 | 0.00012503
5 | 28 | 12 | 0.0001132 | 5.0222e-05 | 9.5191e-05 | 0.0001132 | 7.9591e-05 | 0.00012494 | 0.0001132 | 5.0222e-05 | 9.5191e-05 | 0.0001132 | 7.9591e-05 | 0.00012494
5 | 28 | 13 | 0.00011455 | 7.2502e-05 | 0.00010228 | 0.00011455 | 7.6748e-05 | 0.00012389 | 0.00011455 | 7.2502e-05 | 0.00010228 | 0.00011455 | 7.6748e-05 | 0.00012389
5 | 28 | 14 | 0.00011607 | 8.766e-05 | 0.0001146 | 0.00011607 | 7.6346e-05 | 0.00012259 | 0.00011607 | 8.766e-05 | 0.0001146 | 0.00011607 | 7.6346e-05 | 0.00012259
5 | 28 | 15 | 0.00011755 | 0.0001007 | 0.00012004 | 0.00011755 | 7.5552e-05 | 0.00012097 | 0.00011755 | 0.0001007 | 0.00012004 | 0.00011755 | 7.5552e-05 | 0.00012097
5 | 28 | 16 | 0.00011895 | 0.00013518 | 0.0001423 | 0.00011895 | 7.7477e-05 | 0.00011774 | 0.00011895 | 0.00013518 | 0.0001423 | 0.00011895 | 7.7477e-05 | 0.00011774
5 | 28 | 17 | 0.00011949 | 0.00016898 | 0.0001598 | 0.00011949 | 8.1118e-05 | 0.00011446 | 0.00011949 | 0.00016898 | 0.0001598 | 0.00011949 | 8.1118e-05 | 0.00011446
5 | 28 | 18 | 0.00011832 | 0.00021257 | 0.0001864 | 0.00011832 | 8.7485e-05 | 0.00011393 | 0.00011832 | 0.00021257 | 0.0001864 | 0.00011832 | 8.7485e-05 | 0.00011393
5 | 28 | 19 | 0.00011742 | 0.00024415 | 0.00020354 | 0.00011742 | 9.6916e-05 | 0.00011681 | 0.00011742 | 0.00024415 | 0.00020354 | 0.00011742 | 9.6916e-05 | 0.00011681
5 | 28 | 20 | 0.00012363 | 0.00025123 | 0.00019874 | 0.00012363 | 9.705e-05 | 0.00011613 | 0.00012363 | 0.00025123 | 0.00019874 | 0.00012363 | 9.705e-05 | 0.00011613
5 | 28 | 21 | 0.00012015 | 0.00024445 | 0.00018308 | 0.00012015 | 9.444e-05 | 0.00011021 | 0.00012015 | 0.00024445 | 0.00018308 | 0.00012015 | 9.444e-05 | 0.00011021
5 | 28 | 22 | 0.00011112 | 0.00023206 | 0.00016977 | 0.00011112 | 9.4379e-05 | 9.8853e-05 | 0.00011112 | 0.00023206 | 0.00016977 | 0.00011112 | 9.4379e-05 | 9.8853e-05
5 | 28 | 23 | 9.9723e-05 | 0.00021552 | 0.0001537 | 9.9723e-05 | 9.5612e-05 | 9.0586e-05 | 9.9723e-05 | 0.00021552 | 0.0001537 | 9.9723e-05 | 9.5612e-05 | 9.0586e-05
5 | 28 | 24 | 9.2112e-05 | 0.00018052 | 0.00012466 | 9.2112e-05 | 9.6181e-05 | 8.8146e-05 | 9.2112e-05 | 0.00018052 | 0.00012466 | 9.2112e-05 | 9.6181e-05 | 8.8146e-05
5 | 29 | 1 | 8.7942e-05 | 0.00013842 | 8.8506e-05 | 8.7942e-05 | 9.7923e-05 | 8.5518e-05 | 8.7942e-05 | 0.00013842 | 8.8506e-05 | 8.7942e-05 | 9.7923e-05 | 8.5518e-05
5 | 29 | 2 | 8.5762e-05 | 0.00010307 | 6.6412e-05 | 8.5762e-05 | 0.00010028 | 8.4767e-05 | 8.5762e-05 | 0.00010307 | 6.6412e-05 | 8.5762e-05 | 0.00010028 | 8.4767e-05
5 | 29 | 3 | 8.5142e-05 | 7.1086e-05 | 4.7779e-05 | 8.5142e-05 | 0.00010498 | 8.4615e-05 | 8.5142e-05 | 7.1086e-05 | 4.7779e-05 | 8.5142e-05 | 0.00010498 | 8.4615e-05
5 | 29 | 4 | 8.7326e-05 | 4.7828e-05 | 3.3129e-05 | 8.7326e-05 | 0.00011269 | 8.8912e-05 | 8.7326e-05 | 4.7828e-05 | 3.3129e-05 | 8.7326e-05 | 0.00011269 | 8.8912e-05
5 | 29 | 5 | 9.366e-05 | 2.9833e-05 | 2.2439e-05 | 9.366e-05 | 0.00011999 | 9.3446e-05 | 9.366e-05 | 2.9833e-05 | 2.2439e-05 | 9.366e-05 | 0.00011999 | 9.3446e-05
5 | 29 | 6 | 0.00010212 | 1.7982e-05 | 2.1912e-05 | 0.00010212 | 0.0001307 | 0.00010555 | 0.00010212 | 1.7982e-05 | 2.1912e-05 | 0.00010212 | 0.0001307 | 0.00010555
5 | 29 | 7 | 0.00011267 | 1.0474e-05 | 3.9359e-05 | 0.00011267 | 0.00012989 | 0.00011398 | 0.00011267 | 1.0474e-05 | 3.9359e-05 | 0.00011267 | 0.00012989 | 0.00011398
5 | 29 | 8 | 0.00011928 | 1.5064e-05 | 8.3741e-05 | 0.00011928 | 0.00012412 | 0.0001227 | 0.00011928 | 1.5064e-05 | 8.3741e-05 | 0.00011928 | 0.00012412 | 0.0001227
5 | 29 | 9 | 0.0001237 | 3.029e-05 | 0.00013245 | 0.0001237 | 0.00011216 | 0.00012554 | 0.0001237 | 3.029e-05 | 0.00013245 | 0.0001237 | 0.00011216 | 0.00012554
5 | 29 | 10 | 0.00012793 | 3.402e-05 | 0.00013119 | 0.00012793 | 9.9995e-05 | 0.00012661 | 0.00012793 | 3.402e-05 | 0.00013119 | 0.00012793 | 9.9995e-05 | 0.00012661
5 | 29 | 11 | 0.00013062 | 4.0383e-05 | 0.00010869 | 0.00013062 | 8.8914e-05 | 0.00012503 | 0.00013062 | 4.0383e-05 | 0.00010869 | 0.00013062 | 8.8914e-05 | 0.00012503
5 | 29 | 12 | 0.00013212 | 5.0222e-05 | 9.5191e-05 | 0.00013212 | 7.9591e-05 | 0.00012494 | 0.00013212 | 5.0222e-05 | 9.5191e-05 | 0.00013212 | 7.9591e-05 | 0.00012494
5 | 29 | 13 | 0.00013464 | 7.2502e-05 | 0.00010228 | 0.00013464 | 7.6748e-05 | 0.00012389 | 0.00013464 | 7.2502e-05 | 0.00010228 | 0.00013464 | 7.6748e-05 | 0.00012389
5 | 29 | 14 | 0.00013619 | 8.766e-05 | 0.0001146 | 0.00013619 | 7.6346e-05 | 0.00012259 | 0.00013619 | 8.766e-05 | 0.0001146 | 0.00013619 | 7.6346e-05 | 0.00012259
5 | 29 | 15 | 0.0001371 | 0.0001007 | 0.00012004 | 0.0001371 | 7.5552e-05 | 0.00012097 | 0.0001371 | 0.0001007 | 0.00012004 | 0.0001371 | 7.5552e-05 | 0.00012097
5 | 29 | 16 | 0.00013653 | 0.00013518 | 0.0001423 | 0.00013653 | 7.7477e-05 | 0.00011774 | 0.00013653 | 0.00013518 | 0.0001423 | 0.00013653 | 7.7477e-05 | 0.00011774
5 | 29 | 17 | 0.00013387 | 0.00016898 | 0.0001598 | 0.00013387 | 8.1118e-05 | 0.00011446 | 0.00013387 | 0.00016898 | 0.0001598 | 0.00013387 | 8.1118e-05 | 0.00011446
5 | 29 | 18 | 0.00013066 | 0.00021257 | 0.0001864 | 0.00013066 | 8.7485e-05 | 0.00011393 | 0.00013066 | 0.00021257 | 0.0001864 | 0.00013066 | 8.7485e-05 | 0.00011393
5 | 29 | 19 | 0.00012761 | 0.00024415 | 0.00020354 | 0.00012761 | 9.6916e-05 | 0.00011681 | 0.00012761 | 0.00024415 | 0.00020354 | 0.00012761 | 9.6916e-05 | 0.00011681
5 | 29 | 20 | 0.00013327 | 0.00025123 | 0.00019874 | 0.00013327 | 9.705e-05 | 0.00011613 | 0.00013327 | 0.00025123 | 0.00019874 | 0.00013327 | 9.705e-05 | 0.00011613
5 | 29 | 21 | 0.00012857 | 0.00024445 | 0.00018308 | 0.00012857 | 9.444e-05 | 0.00011021 | 0.00012857 | 0.00024445 | 0.00018308 | 0.00012857 | 9.444e-05 | 0.00011021
5 | 29 | 22 | 0.00011662 | 0.00023206 | 0.00016977 | 0.00011662 | 9.4379e-05 | 9.8853e-05 | 0.00011662 | 0.00023206 | 0.00016977 | 0.00011662 | 9.4379e-05 | 9.8853e-05
5 | 29 | 23 | 0.00010503 | 0.00021552 | 0.0001537 | 0.00010503 | 9.5612e-05 | 9.0586e-05 | 0.00010503 | 0.00021552 | 0.0001537 | 0.00010503 | 9.5612e-05 | 9.0586e-05
5 | 29 | 24 | 9.676e-05 | 0.00018052 | 0.00012466 | 9.676e-05 | 9.6181e-05 | 8.8146e-05 | 9.676e-05 | 0.00018052 | 0.00012466 | 9.676e-05 | 9.6181e-05 | 8.8146e-05
5 | 30 | 1 | 9.2282e-05 | 0.00013842 | 8.8506e-05 | 9.2282e-05 | 9.7923e-05 | 8.5518e-05 | 9.2282e-05 | 0.00013842 | 8.8506e-05 | 9.2282e-05 | 9.7923e-05 | 8.5518e-05
5 | 30 | 2 | 8.9881e-05 | 0.00010307 | 6.6412e-05 | 8.9881e-05 | 0.00010028 | 8.4767e-05 | 8.9881e-05 | 0.00010307 | 6.6412e-05 | 8.9881e-05 | 0.00010028 | 8.4767e-05
5 | 30 | 3 | 8.8612e-05 | 7.1086e-05 | 4.7779e-05 | 8.8612e-05 | 0.00010498 | 8.4615e-05 | 8.8612e-05 | 7.1086e-05 | 4.7779e-05 | 8.8612e-05 | 0.00010498 | 8.4615e-05
5 | 30 | 4 | 9.0493e-05 | 4.7828e-05 | 3.3129e-05 | 9.0493e-05 | 0.00011269 | 8.8912e-05 | 9.0493e-05 | 4.7828e-05 | 3.3129e-05 | 9.0493e-05 | 0.00011269 | 8.8912e-05
5 | 30 | 5 | 9.5532e-05 | 2.9833e-05 | 2.2439e-05 | 9.5532e-05 | 0.00011999 | 9.3446e-05 | 9.5532e-05 | 2.9833e-05 | 2.2439e-05 | 9.5532e-05 | 0.00011999 | 9.3446e-05
5 | 30 | 6 | 0.00010199 | 1.7982e-05 | 2.1912e-05 | 0.00010199 | 0.0001307 | 0.00010555 | 0.00010199 | 1.7982e-05 | 2.1912e-05 | 0.00010199 | 0.0001307 | 0.00010555
5 | 30 | 7 | 0.00011214 | 1.0474e-05 | 3.9359e-05 | 0.00011214 | 0.00012989 | 0.00011398 | 0.00011214 | 1.0474e-05 | 3.9359e-05 | 0.00011214 | 0.00012989 | 0.00011398
5 | 30 | 8 | 0.00011782 | 1.5064e-05 | 8.3741e-05 | 0.00011782 | 0.00012412 | 0.0001227 | 0.00011782 | 1.5064e-05 | 8.3741e-05 | 0.00011782 | 0.00012412 | 0.0001227
5 | 30 | 9 | 0.00012259 | 3.029e-05 | 0.00013245 | 0.00012259 | 0.00011216 | 0.00012554 | 0.00012259 | 3.029e-05 | 0.00013245 | 0.00012259 | 0.00011216 | 0.00012554
5 | 30 | 10 | 0.00012682 | 3.402e-05 | 0.00013119 | 0.00012682 | 9.9995e-05 | 0.00012661 | 0.00012682 | 3.402e-05 | 0.00013119 | 0.00012682 | 9.9995e-05 | 0.00012661
5 | 30 | 11 | 0.00012924 | 4.0383e-05 | 0.00010869 | 0.00012924 | 8.8914e-05 | 0.00012503 | 0.00012924 | 4.0383e-05 | 0.00010869 | 0.00012924 | 8.8914e-05 | 0.00012503
5 | 30 | 12 | 0.00012925 | 5.0222e-05 | 9.5191e-05 | 0.00012925 | 7.9591e-05 | 0.00012494 | 0.00012925 | 5.0222e-05 | 9.5191e-05 | 0.00012925 | 7.9591e-05 | 0.00012494
5 | 30 | 13 | 0.00013143 | 7.2502e-05 | 0.00010228 | 0.00013143 | 7.6748e-05 | 0.00012389 | 0.00013143 | 7.2502e-05 | 0.00010228 | 0.00013143 | 7.6748e-05 | 0.00012389
5 | 30 | 14 | 0.00013294 | 8.766e-05 | 0.0001146 | 0.00013294 | 7.6346e-05 | 0.00012259 | 0.00013294 | 8.766e-05 | 0.0001146 | 0.00013294 | 7.6346e-05 | 0.00012259
5 | 30 | 15 | 0.00013305 | 0.0001007 | 0.00012004 | 0.00013305 | 7.5552e-05 | 0.00012097 | 0.00013305 | 0.0001007 | 0.00012004 | 0.00013305 | 7.5552e-05 | 0.00012097
5 | 30 | 16 | 0.00013211 | 0.00013518 | 0.0001423 | 0.00013211 | 7.7477e-05 | 0.00011774 | 0.00013211 | 0.00013518 | 0.0001423 | 0.00013211 | 7.7477e-05 | 0.00011774
5 | 30 | 17 | 0.00012949 | 0.00016898 | 0.0001598 | 0.00012949 | 8.1118e-05 | 0.00011446 | 0.00012949 | 0.00016898 | 0.0001598 | 0.00012949 | 8.1118e-05 | 0.00011446
5 | 30 | 18 | 0.00012626 | 0.00021257 | 0.0001864 | 0.00012626 | 8.7485e-05 | 0.00011393 | 0.00012626 | 0.00021257 | 0.0001864 | 0.00012626 | 8.7485e-05 | 0.00011393
5 | 30 | 19 | 0.00012474 | 0.00024415 | 0.00020354 | 0.00012474 | 9.6916e-05 | 0.00011681 | 0.00012474 | 0.00024415 | 0.00020354 | 0.00012474 | 9.6916e-05 | 0.00011681
5 | 30 | 20 | 0.00013128 | 0.00025123 | 0.00019874 | 0.00013128 | 9.705e-05 | 0.00011613 | 0.00013128 | 0.00025123 | 0.00019874 | 0.00013128 | 9.705e-05 | 0.00011613
5 | 30 | 21 | 0.00012782 | 0.00024445 | 0.00018308 | 0.00012782 | 9.444e-05 | 0.00011021 | 0.00012782 | 0.00024445 | 0.00018308 | 0.00012782 | 9.444e-05 | 0.00011021
5 | 30 | 22 | 0.00011671 | 0.00023206 | 0.00016977 | 0.00011671 | 9.4379e-05 | 9.8853e-05 | 0.00011671 | 0.00023206 | 0.00016977 | 0.00011671 | 9.4379e-05 | 9.8853e-05
5 | 30 | 23 | 0.00010511 | 0.00021552 | 0.0001537 | 0.00010511 | 9.5612e-05 | 9.0586e-05 | 0.00010511 | 0.00021552 | 0.0001537 | 0.00010511 | 9.5612e-05 | 9.0586e-05
5 | 30 | 24 | 9.708e-05 | 0.00018052 | 0.00012466 | 9.708e-05 | 9.6181e-05 | 8.8146e-05 | 9.708e-05 | 0.00018052 | 0.00012466 | 9.708e-05 | 9.6181e-05 | 8.8146e-05
5 | 31 | 1 | 9.2282e-05 | 0.00013842 | 8.8506e-05 | 9.2282e-05 | 9.7923e-05 | 8.5518e-05 | 9.2282e-05 | 0.00013842 | 8.8506e-05 | 9.2282e-05 | 9.7923e-05 | 8.5518e-05
5 | 31 | 2 | 8.9956e-05 | 0.00010307 | 6.6412e-05 | 8.9956e-05 | 0.00010028 | 8.4767e-05 | 8.9956e-05 | 0.00010307 | 6.6412e-05 | 8.9956e-05 | 0.00010028 | 8.4767e-05
5 | 31 | 3 | 8.8995e-05 | 7.1086e-05 | 4.7779e-05 | 8.8995e-05 | 0.00010498 | 8.4615e-05 | 8.8995e-05 | 7.1086e-05 | 4.7779e-05 | 8.8995e-05 | 0.00010498 | 8.4615e-05
5 | 31 | 4 | 9.0776e-05 | 4.7828e-05 | 3.3129e-05 | 9.0776e-05 | 0.00011269 | 8.8912e-05 | 9.0776e-05 | 4.7828e-05 | 3.3129e-05 | 9.0776e-05 | 0.00011269 | 8.8912e-05
5 | 31 | 5 | 9.5961e-05 | 2.9833e-05 | 2.2439e-05 | 9.5961e-05 | 0.00011999 | 9.3446e-05 | 9.5961e-05 | 2.9833e-05 | 2.2439e-05 | 9.5961e-05 | 0.00011999 | 9.3446e-05
5 | 31 | 6 | 0.0001031 | 1.7982e-05 | 2.1912e-05 | 0.0001031 | 0.0001307 | 0.00010555 | 0.0001031 | 1.7982e-05 | 2.1912e-05 | 0.0001031 | 0.0001307 | 0.00010555
5 | 31 | 7 | 0.000112 | 1.0474e-05 | 3.9359e-05 | 0.000112 | 0.00012989 | 0.00011398 | 0.000112 | 1.0474e-05 | 3.9359e-05 | 0.000112 | 0.00012989 | 0.00011398
5 | 31 | 8 | 0.00011774 | 1.5064e-05 | 8.3741e-05 | 0.00011774 | 0.00012412 | 0.0001227 | 0.00011774 | 1.5064e-05 | 8.3741e-05 | 0.00011774 | 0.00012412 | 0.0001227
5 | 31 | 9 | 0.0001233 | 3.029e-05 | 0.00013245 | 0.0001233 | 0.00011216 | 0.00012554 | 0.0001233 | 3.029e-05 | 0.00013245 | 0.0001233 | 0.00011216 | 0.00012554
5 | 31 | 10 | 0.00012703 | 3.402e-05 | 0.00013119 | 0.00012703 | 9.9995e-05 | 0.00012661 | 0.00012703 | 3.402e-05 | 0.00013119 | 0.00012703 | 9.9995e-05 | 0.00012661
5 | 31 | 11 | 0.00012824 | 4.0383e-05 | 0.00010869 | 0.00012824 | 8.8914e-05 | 0.00012503 | 0.00012824 | 4.0383e-05 | 0.00010869 | 0.00012824 | 8.8914e-05 | 0.00012503
5 | 31 | 12 | 0.00012847 | 5.0222e-05 | 9.5191e-05 | 0.00012847 | 7.9591e-05 | 0.00012494 | 0.00012847 | 5.0222e-05 | 9.5191e-05 | 0.00012847 | 7.9591e-05 | 0.00012494
5 | 31 | 13 | 0.00013069 | 7.2502e-05 | 0.00010228 | 0.00013069 | 7.6748e-05 | 0.00012389 | 0.00013069 | 7.2502e-05 | 0.00010228 | 0.00013069 | 7.6748e-05 | 0.00012389
5 | 31 | 14 | 0.0001319 | 8.766e-05 | 0.0001146 | 0.0001319 | 7.6346e-05 | 0.00012259 | 0.0001319 | 8.766e-05 | 0.0001146 | 0.0001319 | 7.6346e-05 | 0.00012259
5 | 31 | 15 | 0.00013238 | 0.0001007 | 0.00012004 | 0.00013238 | 7.5552e-05 | 0.00012097 | 0.00013238 | 0.0001007 | 0.00012004 | 0.00013238 | 7.5552e-05 | 0.00012097
5 | 31 | 16 | 0.00013187 | 0.00013518 | 0.0001423 | 0.00013187 | 7.7477e-05 | 0.00011774 | 0.00013187 | 0.00013518 | 0.0001423 | 0.00013187 | 7.7477e-05 | 0.00011774
5 | 31 | 17 | 0.00012883 | 0.00016898 | 0.0001598 | 0.00012883 | 8.1118e-05 | 0.00011446 | 0.00012883 | 0.00016898 | 0.0001598 | 0.00012883 | 8.1118e-05 | 0.00011446
5 | 31 | 18 | 0.0001257 | 0.00021257 | 0.0001864 | 0.0001257 | 8.7485e-05 | 0.00011393 | 0.0001257 | 0.00021257 | 0.0001864 | 0.0001257 | 8.7485e-05 | 0.00011393
5 | 31 | 19 | 0.00012511 | 0.00024415 | 0.00020354 | 0.00012511 | 9.6916e-05 | 0.00011681 | 0.00012511 | 0.00024415 | 0.00020354 | 0.00012511 | 9.6916e-05 | 0.00011681
5 | 31 | 20 | 0.00013028 | 0.00025123 | 0.00019874 | 0.00013028 | 9.705e-05 | 0.00011613 | 0.00013028 | 0.00025123 | 0.00019874 | 0.00013028 | 9.705e-05 | 0.00011613
5 | 31 | 21 | 0.00012743 | 0.00024445 | 0.00018308 | 0.00012743 | 9.444e-05 | 0.00011021 | 0.00012743 | 0.00024445 | 0.00018308 | 0.00012743 | 9.444e-05 | 0.00011021
5 | 31 | 22 | 0.00011824 | 0.00023206 | 0.00016977 | 0.00011824 | 9.4379e-05 | 9.8853e-05 | 0.00011824 | 0.00023206 | 0.00016977 | 0.00011824 | 9.4379e-05 | 9.8853e-05
5 | 31 | 23 | 0.00010682 | 0.00021552 | 0.0001537 | 0.00010682 | 9.5612e-05 | 9.0586e-05 | 0.00010682 | 0.00021552 | 0.0001537 | 0.00010682 | 9.5612e-05 | 9.0586e-05
5 | 31 | 24 | 9.8233e-05 | 0.00018052 | 0.00012466 | 9.8233e-05 | 9.6181e-05 | 8.8146e-05 | 9.8233e-05 | 0.00018052 | 0.00012466 | 9.8233e-05 | 9.6181e-05 | 8.8146e-05
6 | 1 | 1 | 9.3364e-05 | 0.00013813 | 8.639e-05 | 9.3364e-05 | 8.1572e-05 | 8.9399e-05 | 9.3364e-05 | 0.00013813 | 8.639e-05 | 9.3364e-05 | 8.1572e-05 | 8.9399e-05
6 | 1 | 2 | 9.0576e-05 | 0.00010242 | 6.4577e-05 | 9.0576e-05 | 8.2555e-05 | 8.912e-05 | 9.0576e-05 | 0.00010242 | 6.4577e-05 | 9.0576e-05 | 8.2555e-05 | 8.912e-05
6 | 1 | 3 | 8.9524e-05 | 6.9826e-05 | 4.6103e-05 | 8.9524e-05 | 8.2979e-05 | 8.9541e-05 | 8.9524e-05 | 6.9826e-05 | 4.6103e-05 | 8.9524e-05 | 8.2979e-05 | 8.9541e-05
6 | 1 | 4 | 9.0947e-05 | 4.6474e-05 | 3.1569e-05 | 9.0947e-05 | 8.5874e-05 | 9.416e-05 | 9.0947e-05 | 4.6474e-05 | 3.1569e-05 | 9.0947e-05 | 8.5874e-05 | 9.416e-05
6 | 1 | 5 | 9.6277e-05 | 2.8617e-05 | 2.1418e-05 | 9.6277e-05 | 8.7315e-05 | 9.8777e-05 | 9.6277e-05 | 2.8617e-05 | 2.1418e-05 | 9.6277e-05 | 8.7315e-05 | 9.8777e-05
6 | 1 | 6 | 0.00010271 | 1.6942e-05 | 2.1685e-05 | 0.00010271 | 9.0471e-05 | 0.00011031 | 0.00010271 | 1.6942e-05 | 2.1685e-05 | 0.00010271 | 9.0471e-05 | 0.00011031
6 | 1 | 7 | 0.00011157 | 1.0091e-05 | 4.0975e-05 | 0.00011157 | 9.152e-05 | 0.0001199 | 0.00011157 | 1.0091e-05 | 4.0975e-05 | 0.00011157 | 9.152e-05 | 0.0001199
6 | 1 | 8 | 0.00011715 | 1.4915e-05 | 8.8106e-05 | 0.00011715 | 9.044e-05 | 0.00012909 | 0.00011715 | 1.4915e-05 | 8.8106e-05 | 0.00011715 | 9.044e-05 | 0.00012909
6 | 1 | 9 | 0.00012193 | 3.0871e-05 | 0.00014026 | 0.00012193 | 8.6564e-05 | 0.00013434 | 0.00012193 | 3.0871e-05 | 0.00014026 | 0.00012193 | 8.6564e-05 | 0.00013434
6 | 1 | 10 | 0.00012633 | 3.3977e-05 | 0.00013781 | 0.00012633 | 8.1615e-05 | 0.00013758 | 0.00012633 | 3.3977e-05 | 0.00013781 | 0.00012633 | 8.1615e-05 | 0.00013758
6 | 1 | 11 | 0.00012786 | 4.0073e-05 | 0.00011224 | 0.00012786 | 7.5946e-05 | 0.0001384 | 0.00012786 | 4.0073e-05 | 0.00011224 | 0.00012786 | 7.5946e-05 | 0.0001384
6 | 1 | 12 | 0.00012856 | 4.9721e-05 | 9.6792e-05 | 0.00012856 | 7.1196e-05 | 0.00013926 | 0.00012856 | 4.9721e-05 | 9.6792e-05 | 0.00012856 | 7.1196e-05 | 0.00013926
6 | 1 | 13 | 0.00013038 | 7.1706e-05 | 0.00010242 | 0.00013038 | 6.9735e-05 | 0.00014132 | 0.00013038 | 7.1706e-05 | 0.00010242 | 0.00013038 | 6.9735e-05 | 0.00014132
6 | 1 | 14 | 0.00013104 | 8.5497e-05 | 0.00011398 | 0.00013104 | 6.8791e-05 | 0.00014132 | 0.00013104 | 8.5497e-05 | 0.00011398 | 0.00013104 | 6.8791e-05 | 0.00014132
6 | 1 | 15 | 0.00013017 | 9.8578e-05 | 0.00011913 | 0.00013017 | 6.8038e-05 | 0.00014013 | 0.00013017 | 9.8578e-05 | 0.00011913 | 0.00013017 | 6.8038e-05 | 0.00014013
6 | 1 | 16 | 0.00012809 | 0.00013443 | 0.00014201 | 0.00012809 | 6.9472e-05 | 0.00013701 | 0.00012809 | 0.00013443 | 0.00014201 | 0.00012809 | 6.9472e-05 | 0.00013701
6 | 1 | 17 | 0.0001246 | 0.00016973 | 0.00016019 | 0.0001246 | 7.1155e-05 | 0.00013145 | 0.0001246 | 0.00016973 | 0.00016019 | 0.0001246 | 7.1155e-05 | 0.00013145
6 | 1 | 18 | 0.00012158 | 0.00021594 | 0.00018846 | 0.00012158 | 7.4125e-05 | 0.00012824 | 0.00012158 | 0.00021594 | 0.00018846 | 0.00012158 | 7.4125e-05 | 0.00012824
6 | 1 | 19 | 0.00012092 | 0.00024944 | 0.00020631 | 0.00012092 | 8.2126e-05 | 0.00012707 | 0.00012092 | 0.00024944 | 0.00020631 | 0.00012092 | 8.2126e-05 | 0.00012707
6 | 1 | 20 | 0.00012646 | 0.00025643 | 0.00020076 | 0.00012646 | 8.1455e-05 | 0.00012548 | 0.00012646 | 0.00025643 | 0.00020076 | 0.00012646 | 8.1455e-05 | 0.00012548
6 | 1 | 21 | 0.00012397 | 0.00024842 | 0.00018308 | 0.00012397 | 7.8107e-05 | 0.00011916 | 0.00012397 | 0.00024842 | 0.00018308 | 0.00012397 | 7.8107e-05 | 0.00011916
6 | 1 | 22 | 0.00011565 | 0.00023397 | 0.00016829 | 0.00011565 | 7.8173e-05 | 0.00010719 | 0.00011565 | 0.00023397 | 0.00016829 | 0.00011565 | 7.8173e-05 | 0.00010719
6 | 1 | 23 | 0.00010567 | 0.00021696 | 0.0001522 | 0.00010567 | 7.9168e-05 | 9.571e-05 | 0.00010567 | 0.00021696 | 0.0001522 | 0.00010567 | 7.9168e-05 | 9.571e-05
6 | 1 | 24 | 9.8612e-05 | 0.00018062 | 0.00012231 | 9.8612e-05 | 8.0203e-05 | 9.2437e-05 | 9.8612e-05 | 0.00018062 | 0.00012231 | 9.8612e-05 | 8.0203e-05 | 9.2437e-05
6 | 2 | 1 | 9.3077e-05 | 0.00013813 | 8.639e-05 | 9.3077e-05 | 8.1572e-05 | 8.9399e-05 | 9.3077e-05 | 0.00013813 | 8.639e-05 | 9.3077e-05 | 8.1572e-05 | 8.9399e-05
6 | 2 | 2 | 9.0064e-05 | 0.00010242 | 6.4577e-05 | 9.0064e-05 | 8.2555e-05 | 8.912e-05 | 9.0064e-05 | 0.00010242 | 6.4577e-05 | 9.0064e-05 | 8.2555e-05 | 8.912e-05
6 | 2 | 3 | 8.8433e-05 | 6.9826e-05 | 4.6103e-05 | 8.8433e-05 | 8.2979e-05 | 8.9541e-05 | 8.8433e-05 | 6.9826e-05 | 4.6103e-05 | 8.8433e-05 | 8.2979e-05 | 8.9541e-05
6 | 2 | 4 | 8.7926e-05 | 4.6474e-05 | 3.1569e-05 | 8.7926e-05 | 8.5874e-05 | 9.416e-05 | 8.7926e-05 | 4.6474e-05 | 3.1569e-05 | 8.7926e-05 | 8.5874e-05 | 9.416e-05
6 | 2 | 5 | 8.9024e-05 | 2.8617e-05 | 2.1418e-05 | 8.9024e-05 | 8.7315e-05 | 9.8777e-05 | 8.9024e-05 | 2.8617e-05 | 2.1418e-05 | 8.9024e-05 | 8.7315e-05 | 9.8777e-05
6 | 2 | 6 | 8.8675e-05 | 1.6942e-05 | 2.1685e-05 | 8.8675e-05 | 9.0471e-05 | 0.00011031 | 8.8675e-05 | 1.6942e-05 | 2.1685e-05 | 8.8675e-05 | 9.0471e-05 | 0.00011031
6 | 2 | 7 | 9.3614e-05 | 1.0091e-05 | 4.0975e-05 | 9.3614e-05 | 9.152e-05 | 0.0001199 | 9.3614e-05 | 1.0091e-05 | 4.0975e-05 | 9.3614e-05 | 9.152e-05 | 0.0001199
6 | 2 | 8 | 0.00010045 | 1.4915e-05 | 8.8106e-05 | 0.00010045 | 9.044e-05 | 0.00012909 | 0.00010045 | 1.4915e-05 | 8.8106e-05 | 0.00010045 | 9.044e-05 | 0.00012909
6 | 2 | 9 | 0.00010641 | 3.0871e-05 | 0.00014026 | 0.00010641 | 8.6564e-05 | 0.00013434 | 0.00010641 | 3.0871e-05 | 0.00014026 | 0.00010641 | 8.6564e-05 | 0.00013434
6 | 2 | 10 | 0.00011052 | 3.3977e-05 | 0.00013781 | 0.00011052 | 8.1615e-05 | 0.00013758 | 0.00011052 | 3.3977e-05 | 0.00013781 | 0.00011052 | 8.1615e-05 | 0.00013758
6 | 2 | 11 | 0.00011311 | 4.0073e-05 | 0.00011224 | 0.00011311 | 7.5946e-05 | 0.0001384 | 0.00011311 | 4.0073e-05 | 0.00011224 | 0.00011311 | 7.5946e-05 | 0.0001384
6 | 2 | 12 | 0.00011399 | 4.9721e-05 | 9.6792e-05 | 0.00011399 | 7.1196e-05 | 0.00013926 | 0.00011399 | 4.9721e-05 | 9.6792e-05 | 0.00011399 | 7.1196e-05 | 0.00013926
6 | 2 | 13 | 0.00011505 | 7.1706e-05 | 0.00010242 | 0.00011505 | 6.9735e-05 | 0.00014132 | 0.00011505 | 7.1706e-05 | 0.00010242 | 0.00011505 | 6.9735e-05 | 0.00014132
6 | 2 | 14 | 0.00011598 | 8.5497e-05 | 0.00011398 | 0.00011598 | 6.8791e-05 | 0.00014132 | 0.00011598 | 8.5497e-05 | 0.00011398 | 0.00011598 | 6.8791e-05 | 0.00014132
6 | 2 | 15 | 0.00011697 | 9.8578e-05 | 0.00011913 | 0.00011697 | 6.8038e-05 | 0.00014013 | 0.00011697 | 9.8578e-05 | 0.00011913 | 0.00011697 | 6.8038e-05 | 0.00014013
6 | 2 | 16 | 0.0001174 | 0.00013443 | 0.00014201 | 0.0001174 | 6.9472e-05 | 0.00013701 | 0.0001174 | 0.00013443 | 0.00014201 | 0.0001174 | 6.9472e-05 | 0.00013701
6 | 2 | 17 | 0.00011711 | 0.00016973 | 0.00016019 | 0.00011711 | 7.1155e-05 | 0.00013145 | 0.00011711 | 0.00016973 | 0.00016019 | 0.00011711 | 7.1155e-05 | 0.00013145
6 | 2 | 18 | 0.0001159 | 0.00021594 | 0.00018846 | 0.0001159 | 7.4125e-05 | 0.00012824 | 0.0001159 | 0.00021594 | 0.00018846 | 0.0001159 | 7.4125e-05 | 0.00012824
6 | 2 | 19 | 0.00011498 | 0.00024944 | 0.00020631 | 0.00011498 | 8.2126e-05 | 0.00012707 | 0.00011498 | 0.00024944 | 0.00020631 | 0.00011498 | 8.2126e-05 | 0.00012707
6 | 2 | 20 | 0.00011977 | 0.00025643 | 0.00020076 | 0.00011977 | 8.1455e-05 | 0.00012548 | 0.00011977 | 0.00025643 | 0.00020076 | 0.00011977 | 8.1455e-05 | 0.00012548
6 | 2 | 21 | 0.0001191 | 0.00024842 | 0.00018308 | 0.0001191 | 7.8107e-05 | 0.00011916 | 0.0001191 | 0.00024842 | 0.00018308 | 0.0001191 | 7.8107e-05 | 0.00011916
6 | 2 | 22 | 0.00011172 | 0.00023397 | 0.00016829 | 0.00011172 | 7.8173e-05 | 0.00010719 | 0.00011172 | 0.00023397 | 0.00016829 | 0.00011172 | 7.8173e-05 | 0.00010719
6 | 2 | 23 | 0.00010235 | 0.00021696 | 0.0001522 | 0.00010235 | 7.9168e-05 | 9.571e-05 | 0.00010235 | 0.00021696 | 0.0001522 | 0.00010235 | 7.9168e-05 | 9.571e-05
6 | 2 | 24 | 9.5137e-05 | 0.00018062 | 0.00012231 | 9.5137e-05 | 8.0203e-05 | 9.2437e-05 | 9.5137e-05 | 0.00018062 | 0.00012231 | 9.5137e-05 | 8.0203e-05 | 9.2437e-05
6 | 3 | 1 | 9.0019e-05 | 0.00013813 | 8.639e-05 | 9.0019e-05 | 8.1572e-05 | 8.9399e-05 | 9.0019e-05 | 0.00013813 | 8.639e-05 | 9.0019e-05 | 8.1572e-05 | 8.9399e-05
6 | 3 | 2 | 8.696e-05 | 0.00010242 | 6.4577e-05 | 8.696e-05 | 8.2555e-05 | 8.912e-05 | 8.696e-05 | 0.00010242 | 6.4577e-05 | 8.696e-05 | 8.2555e-05 | 8.912e-05
6 | 3 | 3 | 8.4855e-05 | 6.9826e-05 | 4.6103e-05 | 8.4855e-05 | 8.2979e-05 | 8.9541e-05 | 8.4855e-05 | 6.9826e-05 | 4.6103e-05 | 8.4855e-05 | 8.2979e-05 | 8.9541e-05
6 | 3 | 4 | 8.4347e-05 | 4.6474e-05 | 3.1569e-05 | 8.4347e-05 | 8.5874e-05 | 9.416e-05 | 8.4347e-05 | 4.6474e-05 | 3.1569e-05 | 8.4347e-05 | 8.5874e-05 | 9.416e-05
6 | 3 | 5 | 8.4755e-05 | 2.8617e-05 | 2.1418e-05 | 8.4755e-05 | 8.7315e-05 | 9.8777e-05 | 8.4755e-05 | 2.8617e-05 | 2.1418e-05 | 8.4755e-05 | 8.7315e-05 | 9.8777e-05
6 | 3 | 6 | 8.3165e-05 | 1.6942e-05 | 2.1685e-05 | 8.3165e-05 | 9.0471e-05 | 0.00011031 | 8.3165e-05 | 1.6942e-05 | 2.1685e-05 | 8.3165e-05 | 9.0471e-05 | 0.00011031
6 | 3 | 7 | 8.7609e-05 | 1.0091e-05 | 4.0975e-05 | 8.7609e-05 | 9.152e-05 | 0.0001199 | 8.7609e-05 | 1.0091e-05 | 4.0975e-05 | 8.7609e-05 | 9.152e-05 | 0.0001199
6 | 3 | 8 | 9.3601e-05 | 1.4915e-05 | 8.8106e-05 | 9.3601e-05 | 9.044e-05 | 0.00012909 | 9.3601e-05 | 1.4915e-05 | 8.8106e-05 | 9.3601e-05 | 9.044e-05 | 0.00012909
6 | 3 | 9 | 9.9922e-05 | 3.0871e-05 | 0.00014026 | 9.9922e-05 | 8.6564e-05 | 0.00013434 | 9.9922e-05 | 3.0871e-05 | 0.00014026 | 9.9922e-05 | 8.6564e-05 | 0.00013434
6 | 3 | 10 | 0.00010582 | 3.3977e-05 | 0.00013781 | 0.00010582 | 8.1615e-05 | 0.00013758 | 0.00010582 | 3.3977e-05 | 0.00013781 | 0.00010582 | 8.1615e-05 | 0.00013758
6 | 3 | 11 | 0.00010868 | 4.0073e-05 | 0.00011224 | 0.00010868 | 7.5946e-05 | 0.0001384 | 0.00010868 | 4.0073e-05 | 0.00011224 | 0.00010868 | 7.5946e-05 | 0.0001384
6 | 3 | 12 | 0.00011106 | 4.9721e-05 | 9.6792e-05 | 0.00011106 | 7.1196e-05 | 0.00013926 | 0.00011106 | 4.9721e-05 | 9.6792e-05 | 0.00011106 | 7.1196e-05 | 0.00013926
6 | 3 | 13 | 0.00011308 | 7.1706e-05 | 0.00010242 | 0.00011308 | 6.9735e-05 | 0.00014132 | 0.00011308 | 7.1706e-05 | 0.00010242 | 0.00011308 | 6.9735e-05 | 0.00014132
6 | 3 | 14 | 0.00011437 | 8.5497e-05 | 0.00011398 | 0.00011437 | 6.8791e-05 | 0.00014132 | 0.00011437 | 8.5497e-05 | 0.00011398 | 0.00011437 | 6.8791e-05 | 0.00014132
6 | 3 | 15 | 0.00011597 | 9.8578e-05 | 0.00011913 | 0.00011597 | 6.8038e-05 | 0.00014013 | 0.00011597 | 9.8578e-05 | 0.00011913 | 0.00011597 | 6.8038e-05 | 0.00014013
6 | 3 | 16 | 0.00011824 | 0.00013443 | 0.00014201 | 0.00011824 | 6.9472e-05 | 0.00013701 | 0.00011824 | 0.00013443 | 0.00014201 | 0.00011824 | 6.9472e-05 | 0.00013701
6 | 3 | 17 | 0.00011855 | 0.00016973 | 0.00016019 | 0.00011855 | 7.1155e-05 | 0.00013145 | 0.00011855 | 0.00016973 | 0.00016019 | 0.00011855 | 7.1155e-05 | 0.00013145
6 | 3 | 18 | 0.00011776 | 0.00021594 | 0.00018846 | 0.00011776 | 7.4125e-05 | 0.00012824 | 0.00011776 | 0.00021594 | 0.00018846 | 0.00011776 | 7.4125e-05 | 0.00012824
6 | 3 | 19 | 0.00011758 | 0.00024944 | 0.00020631 | 0.00011758 | 8.2126e-05 | 0.00012707 | 0.00011758 | 0.00024944 | 0.00020631 | 0.00011758 | 8.2126e-05 | 0.00012707
6 | 3 | 20 | 0.00012275 | 0.00025643 | 0.00020076 | 0.00012275 | 8.1455e-05 | 0.00012548 | 0.00012275 | 0.00025643 | 0.00020076 | 0.00012275 | 8.1455e-05 | 0.00012548
6 | 3 | 21 | 0.00012078 | 0.00024842 | 0.00018308 | 0.00012078 | 7.8107e-05 | 0.00011916 | 0.00012078 | 0.00024842 | 0.00018308 | 0.00012078 | 7.8107e-05 | 0.00011916
6 | 3 | 22 | 0.00011129 | 0.00023397 | 0.00016829 | 0.00011129 | 7.8173e-05 | 0.00010719 | 0.00011129 | 0.00023397 | 0.00016829 | 0.00011129 | 7.8173e-05 | 0.00010719
6 | 3 | 23 | 0.0001006 | 0.00021696 | 0.0001522 | 0.0001006 | 7.9168e-05 | 9.571e-05 | 0.0001006 | 0.00021696 | 0.0001522 | 0.0001006 | 7.9168e-05 | 9.571e-05
6 | 3 | 24 | 9.2807e-05 | 0.00018062 | 0.00012231 | 9.2807e-05 | 8.0203e-05 | 9.2437e-05 | 9.2807e-05 | 0.00018062 | 0.00012231 | 9.2807e-05 | 8.0203e-05 | 9.2437e-05
6 | 4 | 1 | 8.9099e-05 | 0.00013813 | 8.639e-05 | 8.9099e-05 | 8.1572e-05 | 8.9399e-05 | 8.9099e-05 | 0.00013813 | 8.639e-05 | 8.9099e-05 | 8.1572e-05 | 8.9399e-05
6 | 4 | 2 | 8.6061e-05 | 0.00010242 | 6.4577e-05 | 8.6061e-05 | 8.2555e-05 | 8.912e-05 | 8.6061e-05 | 0.00010242 | 6.4577e-05 | 8.6061e-05 | 8.2555e-05 | 8.912e-05
6 | 4 | 3 | 8.5787e-05 | 6.9826e-05 | 4.6103e-05 | 8.5787e-05 | 8.2979e-05 | 8.9541e-05 | 8.5787e-05 | 6.9826e-05 | 4.6103e-05 | 8.5787e-05 | 8.2979e-05 | 8.9541e-05
6 | 4 | 4 | 8.8371e-05 | 4.6474e-05 | 3.1569e-05 | 8.8371e-05 | 8.5874e-05 | 9.416e-05 | 8.8371e-05 | 4.6474e-05 | 3.1569e-05 | 8.8371e-05 | 8.5874e-05 | 9.416e-05
6 | 4 | 5 | 9.3934e-05 | 2.8617e-05 | 2.1418e-05 | 9.3934e-05 | 8.7315e-05 | 9.8777e-05 | 9.3934e-05 | 2.8617e-05 | 2.1418e-05 | 9.3934e-05 | 8.7315e-05 | 9.8777e-05
6 | 4 | 6 | 0.00010117 | 1.6942e-05 | 2.1685e-05 | 0.00010117 | 9.0471e-05 | 0.00011031 | 0.00010117 | 1.6942e-05 | 2.1685e-05 | 0.00010117 | 9.0471e-05 | 0.00011031
6 | 4 | 7 | 0.00011156 | 1.0091e-05 | 4.0975e-05 | 0.00011156 | 9.152e-05 | 0.0001199 | 0.00011156 | 1.0091e-05 | 4.0975e-05 | 0.00011156 | 9.152e-05 | 0.0001199
6 | 4 | 8 | 0.00011793 | 1.4915e-05 | 8.8106e-05 | 0.00011793 | 9.044e-05 | 0.00012909 | 0.00011793 | 1.4915e-05 | 8.8106e-05 | 0.00011793 | 9.044e-05 | 0.00012909
6 | 4 | 9 | 0.00012423 | 3.0871e-05 | 0.00014026 | 0.00012423 | 8.6564e-05 | 0.00013434 | 0.00012423 | 3.0871e-05 | 0.00014026 | 0.00012423 | 8.6564e-05 | 0.00013434
6 | 4 | 10 | 0.00013016 | 3.3977e-05 | 0.00013781 | 0.00013016 | 8.1615e-05 | 0.00013758 | 0.00013016 | 3.3977e-05 | 0.00013781 | 0.00013016 | 8.1615e-05 | 0.00013758
6 | 4 | 11 | 0.00013338 | 4.0073e-05 | 0.00011224 | 0.00013338 | 7.5946e-05 | 0.0001384 | 0.00013338 | 4.0073e-05 | 0.00011224 | 0.00013338 | 7.5946e-05 | 0.0001384
6 | 4 | 12 | 0.00013492 | 4.9721e-05 | 9.6792e-05 | 0.00013492 | 7.1196e-05 | 0.00013926 | 0.00013492 | 4.9721e-05 | 9.6792e-05 | 0.00013492 | 7.1196e-05 | 0.00013926
6 | 4 | 13 | 0.00013823 | 7.1706e-05 | 0.00010242 | 0.00013823 | 6.9735e-05 | 0.00014132 | 0.00013823 | 7.1706e-05 | 0.00010242 | 0.00013823 | 6.9735e-05 | 0.00014132
6 | 4 | 14 | 0.00014026 | 8.5497e-05 | 0.00011398 | 0.00014026 | 6.8791e-05 | 0.00014132 | 0.00014026 | 8.5497e-05 | 0.00011398 | 0.00014026 | 6.8791e-05 | 0.00014132
6 | 4 | 15 | 0.00014103 | 9.8578e-05 | 0.00011913 | 0.00014103 | 6.8038e-05 | 0.00014013 | 0.00014103 | 9.8578e-05 | 0.00011913 | 0.00014103 | 6.8038e-05 | 0.00014013
6 | 4 | 16 | 0.00014014 | 0.00013443 | 0.00014201 | 0.00014014 | 6.9472e-05 | 0.00013701 | 0.00014014 | 0.00013443 | 0.00014201 | 0.00014014 | 6.9472e-05 | 0.00013701
6 | 4 | 17 | 0.00013729 | 0.00016973 | 0.00016019 | 0.00013729 | 7.1155e-05 | 0.00013145 | 0.00013729 | 0.00016973 | 0.00016019 | 0.00013729 | 7.1155e-05 | 0.00013145
6 | 4 | 18 | 0.00013342 | 0.00021594 | 0.00018846 | 0.00013342 | 7.4125e-05 | 0.00012824 | 0.00013342 | 0.00021594 | 0.00018846 | 0.00013342 | 7.4125e-05 | 0.00012824
6 | 4 | 19 | 0.00013166 | 0.00024944 | 0.00020631 | 0.00013166 | 8.2126e-05 | 0.00012707 | 0.00013166 | 0.00024944 | 0.00020631 | 0.00013166 | 8.2126e-05 | 0.00012707
6 | 4 | 20 | 0.00013457 | 0.00025643 | 0.00020076 | 0.00013457 | 8.1455e-05 | 0.00012548 | 0.00013457 | 0.00025643 | 0.00020076 | 0.00013457 | 8.1455e-05 | 0.00012548
6 | 4 | 21 | 0.00013071 | 0.00024842 | 0.00018308 | 0.00013071 | 7.8107e-05 | 0.00011916 | 0.00013071 | 0.00024842 | 0.00018308 | 0.00013071 | 7.8107e-05 | 0.00011916
6 | 4 | 22 | 0.00011952 | 0.00023397 | 0.00016829 | 0.00011952 | 7.8173e-05 | 0.00010719 | 0.00011952 | 0.00023397 | 0.00016829 | 0.00011952 | 7.8173e-05 | 0.00010719
6 | 4 | 23 | 0.00010807 | 0.00021696 | 0.0001522 | 0.00010807 | 7.9168e-05 | 9.571e-05 | 0.00010807 | 0.00021696 | 0.0001522 | 0.00010807 | 7.9168e-05 | 9.571e-05
6 | 4 | 24 | 0.00010033 | 0.00018062 | 0.00012231 | 0.00010033 | 8.0203e-05 | 9.2437e-05 | 0.00010033 | 0.00018062 | 0.00012231 | 0.00010033 | 8.0203e-05 | 9.2437e-05
6 | 5 | 1 | 9.5395e-05 | 0.00013813 | 8.639e-05 | 9.5395e-05 | 8.1572e-05 | 8.9399e-05 | 9.5395e-05 | 0.00013813 | 8.639e-05 | 9.5395e-05 | 8.1572e-05 | 8.9399e-05
6 | 5 | 2 | 9.192e-05 | 0.00010242 | 6.4577e-05 | 9.192e-05 | 8.2555e-05 | 8.912e-05 | 9.192e-05 | 0.00010242 | 6.4577e-05 | 9.192e-05 | 8.2555e-05 | 8.912e-05
6 | 5 | 3 | 9.0456e-05 | 6.9826e-05 | 4.6103e-05 | 9.0456e-05 | 8.2979e-05 | 8.9541e-05 | 9.0456e-05 | 6.9826e-05 | 4.6103e-05 | 9.0456e-05 | 8.2979e-05 | 8.9541e-05
6 | 5 | 4 | 9.1517e-05 | 4.6474e-05 | 3.1569e-05 | 9.1517e-05 | 8.5874e-05 | 9.416e-05 | 9.1517e-05 | 4.6474e-05 | 3.1569e-05 | 9.1517e-05 | 8.5874e-05 | 9.416e-05
6 | 5 | 5 | 9.7538e-05 | 2.8617e-05 | 2.1418e-05 | 9.7538e-05 | 8.7315e-05 | 9.8777e-05 | 9.7538e-05 | 2.8617e-05 | 2.1418e-05 | 9.7538e-05 | 8.7315e-05 | 9.8777e-05
6 | 5 | 6 | 0.00010339 | 1.6942e-05 | 2.1685e-05 | 0.00010339 | 9.0471e-05 | 0.00011031 | 0.00010339 | 1.6942e-05 | 2.1685e-05 | 0.00010339 | 9.0471e-05 | 0.00011031
6 | 5 | 7 | 0.0001123 | 1.0091e-05 | 4.0975e-05 | 0.0001123 | 9.152e-05 | 0.0001199 | 0.0001123 | 1.0091e-05 | 4.0975e-05 | 0.0001123 | 9.152e-05 | 0.0001199
6 | 5 | 8 | 0.00011795 | 1.4915e-05 | 8.8106e-05 | 0.00011795 | 9.044e-05 | 0.00012909 | 0.00011795 | 1.4915e-05 | 8.8106e-05 | 0.00011795 | 9.044e-05 | 0.00012909
6 | 5 | 9 | 0.00012236 | 3.0871e-05 | 0.00014026 | 0.00012236 | 8.6564e-05 | 0.00013434 | 0.00012236 | 3.0871e-05 | 0.00014026 | 0.00012236 | 8.6564e-05 | 0.00013434
6 | 5 | 10 | 0.00012606 | 3.3977e-05 | 0.00013781 | 0.00012606 | 8.1615e-05 | 0.00013758 | 0.00012606 | 3.3977e-05 | 0.00013781 | 0.00012606 | 8.1615e-05 | 0.00013758
6 | 5 | 11 | 0.00012757 | 4.0073e-05 | 0.00011224 | 0.00012757 | 7.5946e-05 | 0.0001384 | 0.00012757 | 4.0073e-05 | 0.00011224 | 0.00012757 | 7.5946e-05 | 0.0001384
6 | 5 | 12 | 0.00012722 | 4.9721e-05 | 9.6792e-05 | 0.00012722 | 7.1196e-05 | 0.00013926 | 0.00012722 | 4.9721e-05 | 9.6792e-05 | 0.00012722 | 7.1196e-05 | 0.00013926
6 | 5 | 13 | 0.00012831 | 7.1706e-05 | 0.00010242 | 0.00012831 | 6.9735e-05 | 0.00014132 | 0.00012831 | 7.1706e-05 | 0.00010242 | 0.00012831 | 6.9735e-05 | 0.00014132
6 | 5 | 14 | 0.00012844 | 8.5497e-05 | 0.00011398 | 0.00012844 | 6.8791e-05 | 0.00014132 | 0.00012844 | 8.5497e-05 | 0.00011398 | 0.00012844 | 6.8791e-05 | 0.00014132
6 | 5 | 15 | 0.00012763 | 9.8578e-05 | 0.00011913 | 0.00012763 | 6.8038e-05 | 0.00014013 | 0.00012763 | 9.8578e-05 | 0.00011913 | 0.00012763 | 6.8038e-05 | 0.00014013
6 | 5 | 16 | 0.00012571 | 0.00013443 | 0.00014201 | 0.00012571 | 6.9472e-05 | 0.00013701 | 0.00012571 | 0.00013443 | 0.00014201 | 0.00012571 | 6.9472e-05 | 0.00013701
6 | 5 | 17 | 0.00012251 | 0.00016973 | 0.00016019 | 0.00012251 | 7.1155e-05 | 0.00013145 | 0.00012251 | 0.00016973 | 0.00016019 | 0.00012251 | 7.1155e-05 | 0.00013145
6 | 5 | 18 | 0.00011985 | 0.00021594 | 0.00018846 | 0.00011985 | 7.4125e-05 | 0.00012824 | 0.00011985 | 0.00021594 | 0.00018846 | 0.00011985 | 7.4125e-05 | 0.00012824
6 | 5 | 19 | 0.00011966 | 0.00024944 | 0.00020631 | 0.00011966 | 8.2126e-05 | 0.00012707 | 0.00011966 | 0.00024944 | 0.00020631 | 0.00011966 | 8.2126e-05 | 0.00012707
6 | 5 | 20 | 0.00012391 | 0.00025643 | 0.00020076 | 0.00012391 | 8.1455e-05 | 0.00012548 | 0.00012391 | 0.00025643 | 0.00020076 | 0.00012391 | 8.1455e-05 | 0.00012548
6 | 5 | 21 | 0.00012217 | 0.00024842 | 0.00018308 | 0.00012217 | 7.8107e-05 | 0.00011916 | 0.00012217 | 0.00024842 | 0.00018308 | 0.00012217 | 7.8107e-05 | 0.00011916
6 | 5 | 22 | 0.00011346 | 0.00023397 | 0.00016829 | 0.00011346 | 7.8173e-05 | 0.00010719 | 0.00011346 | 0.00023397 | 0.00016829 | 0.00011346 | 7.8173e-05 | 0.00010719
6 | 5 | 23 | 0.00010322 | 0.00021696 | 0.0001522 | 0.00010322 | 7.9168e-05 | 9.571e-05 | 0.00010322 | 0.00021696 | 0.0001522 | 0.00010322 | 7.9168e-05 | 9.571e-05
6 | 5 | 24 | 9.5628e-05 | 0.00018062 | 0.00012231 | 9.5628e-05 | 8.0203e-05 | 9.2437e-05 | 9.5628e-05 | 0.00018062 | 0.00012231 | 9.5628e-05 | 8.0203e-05 | 9.2437e-05
6 | 6 | 1 | 9.0734e-05 | 0.00013813 | 8.639e-05 | 9.0734e-05 | 8.1572e-05 | 8.9399e-05 | 9.0734e-05 | 0.00013813 | 8.639e-05 | 9.0734e-05 | 8.1572e-05 | 8.9399e-05
6 | 6 | 2 | 8.7888e-05 | 0.00010242 | 6.4577e-05 | 8.7888e-05 | 8.2555e-05 | 8.912e-05 | 8.7888e-05 | 0.00010242 | 6.4577e-05 | 8.7888e-05 | 8.2555e-05 | 8.912e-05
6 | 6 | 3 | 8.7872e-05 | 6.9826e-05 | 4.6103e-05 | 8.7872e-05 | 8.2979e-05 | 8.9541e-05 | 8.7872e-05 | 6.9826e-05 | 4.6103e-05 | 8.7872e-05 | 8.2979e-05 | 8.9541e-05
6 | 6 | 4 | 8.9782e-05 | 4.6474e-05 | 3.1569e-05 | 8.9782e-05 | 8.5874e-05 | 9.416e-05 | 8.9782e-05 | 4.6474e-05 | 3.1569e-05 | 8.9782e-05 | 8.5874e-05 | 9.416e-05
6 | 6 | 5 | 9.5403e-05 | 2.8617e-05 | 2.1418e-05 | 9.5403e-05 | 8.7315e-05 | 9.8777e-05 | 9.5403e-05 | 2.8617e-05 | 2.1418e-05 | 9.5403e-05 | 8.7315e-05 | 9.8777e-05
6 | 6 | 6 | 0.00010093 | 1.6942e-05 | 2.1685e-05 | 0.00010093 | 9.0471e-05 | 0.00011031 | 0.00010093 | 1.6942e-05 | 2.1685e-05 | 0.00010093 | 9.0471e-05 | 0.00011031
6 | 6 | 7 | 0.00010993 | 1.0091e-05 | 4.0975e-05 | 0.00010993 | 9.152e-05 | 0.0001199 | 0.00010993 | 1.0091e-05 | 4.0975e-05 | 0.00010993 | 9.152e-05 | 0.0001199
6 | 6 | 8 | 0.00011526 | 1.4915e-05 | 8.8106e-05 | 0.00011526 | 9.044e-05 | 0.00012909 | 0.00011526 | 1.4915e-05 | 8.8106e-05 | 0.00011526 | 9.044e-05 | 0.00012909
6 | 6 | 9 | 0.00012002 | 3.0871e-05 | 0.00014026 | 0.00012002 | 8.6564e-05 | 0.00013434 | 0.00012002 | 3.0871e-05 | 0.00014026 | 0.00012002 | 8.6564e-05 | 0.00013434
6 | 6 | 10 | 0.00012354 | 3.3977e-05 | 0.00013781 | 0.00012354 | 8.1615e-05 | 0.00013758 | 0.00012354 | 3.3977e-05 | 0.00013781 | 0.00012354 | 8.1615e-05 | 0.00013758
6 | 6 | 11 | 0.00012481 | 4.0073e-05 | 0.00011224 | 0.00012481 | 7.5946e-05 | 0.0001384 | 0.00012481 | 4.0073e-05 | 0.00011224 | 0.00012481 | 7.5946e-05 | 0.0001384
6 | 6 | 12 | 0.00012412 | 4.9721e-05 | 9.6792e-05 | 0.00012412 | 7.1196e-05 | 0.00013926 | 0.00012412 | 4.9721e-05 | 9.6792e-05 | 0.00012412 | 7.1196e-05 | 0.00013926
6 | 6 | 13 | 0.00012567 | 7.1706e-05 | 0.00010242 | 0.00012567 | 6.9735e-05 | 0.00014132 | 0.00012567 | 7.1706e-05 | 0.00010242 | 0.00012567 | 6.9735e-05 | 0.00014132
6 | 6 | 14 | 0.00012412 | 8.5497e-05 | 0.00011398 | 0.00012412 | 6.8791e-05 | 0.00014132 | 0.00012412 | 8.5497e-05 | 0.00011398 | 0.00012412 | 6.8791e-05 | 0.00014132
6 | 6 | 15 | 0.00012329 | 9.8578e-05 | 0.00011913 | 0.00012329 | 6.8038e-05 | 0.00014013 | 0.00012329 | 9.8578e-05 | 0.00011913 | 0.00012329 | 6.8038e-05 | 0.00014013
6 | 6 | 16 | 0.00012133 | 0.00013443 | 0.00014201 | 0.00012133 | 6.9472e-05 | 0.00013701 | 0.00012133 | 0.00013443 | 0.00014201 | 0.00012133 | 6.9472e-05 | 0.00013701
6 | 6 | 17 | 0.00011855 | 0.00016973 | 0.00016019 | 0.00011855 | 7.1155e-05 | 0.00013145 | 0.00011855 | 0.00016973 | 0.00016019 | 0.00011855 | 7.1155e-05 | 0.00013145
6 | 6 | 18 | 0.00011616 | 0.00021594 | 0.00018846 | 0.00011616 | 7.4125e-05 | 0.00012824 | 0.00011616 | 0.00021594 | 0.00018846 | 0.00011616 | 7.4125e-05 | 0.00012824
6 | 6 | 19 | 0.00011571 | 0.00024944 | 0.00020631 | 0.00011571 | 8.2126e-05 | 0.00012707 | 0.00011571 | 0.00024944 | 0.00020631 | 0.00011571 | 8.2126e-05 | 0.00012707
6 | 6 | 20 | 0.00012268 | 0.00025643 | 0.00020076 | 0.00012268 | 8.1455e-05 | 0.00012548 | 0.00012268 | 0.00025643 | 0.00020076 | 0.00012268 | 8.1455e-05 | 0.00012548
6 | 6 | 21 | 0.00012359 | 0.00024842 | 0.00018308 | 0.00012359 | 7.8107e-05 | 0.00011916 | 0.00012359 | 0.00024842 | 0.00018308 | 0.00012359 | 7.8107e-05 | 0.00011916
6 | 6 | 22 | 0.00011344 | 0.00023397 | 0.00016829 | 0.00011344 | 7.8173e-05 | 0.00010719 | 0.00011344 | 0.00023397 | 0.00016829 | 0.00011344 | 7.8173e-05 | 0.00010719
6 | 6 | 23 | 0.00010298 | 0.00021696 | 0.0001522 | 0.00010298 | 7.9168e-05 | 9.571e-05 | 0.00010298 | 0.00021696 | 0.0001522 | 0.00010298 | 7.9168e-05 | 9.571e-05
6 | 6 | 24 | 9.5179e-05 | 0.00018062 | 0.00012231 | 9.5179e-05 | 8.0203e-05 | 9.2437e-05 | 9.5179e-05 | 0.00018062 | 0.00012231 | 9.5179e-05 | 8.0203e-05 | 9.2437e-05
6 | 7 | 1 | 9.0501e-05 | 0.00013813 | 8.639e-05 | 9.0501e-05 | 8.1572e-05 | 8.9399e-05 | 9.0501e-05 | 0.00013813 | 8.639e-05 | 9.0501e-05 | 8.1572e-05 | 8.9399e-05
6 | 7 | 2 | 8.8313e-05 | 0.00010242 | 6.4577e-05 | 8.8313e-05 | 8.2555e-05 | 8.912e-05 | 8.8313e-05 | 0.00010242 | 6.4577e-05 | 8.8313e-05 | 8.2555e-05 | 8.912e-05
6 | 7 | 3 | 8.7435e-05 | 6.9826e-05 | 4.6103e-05 | 8.7435e-05 | 8.2979e-05 | 8.9541e-05 | 8.7435e-05 | 6.9826e-05 | 4.6103e-05 | 8.7435e-05 | 8.2979e-05 | 8.9541e-05
6 | 7 | 4 | 8.9074e-05 | 4.6474e-05 | 3.1569e-05 | 8.9074e-05 | 8.5874e-05 | 9.416e-05 | 8.9074e-05 | 4.6474e-05 | 3.1569e-05 | 8.9074e-05 | 8.5874e-05 | 9.416e-05
6 | 7 | 5 | 9.3922e-05 | 2.8617e-05 | 2.1418e-05 | 9.3922e-05 | 8.7315e-05 | 9.8777e-05 | 9.3922e-05 | 2.8617e-05 | 2.1418e-05 | 9.3922e-05 | 8.7315e-05 | 9.8777e-05
6 | 7 | 6 | 0.0001003 | 1.6942e-05 | 2.1685e-05 | 0.0001003 | 9.0471e-05 | 0.00011031 | 0.0001003 | 1.6942e-05 | 2.1685e-05 | 0.0001003 | 9.0471e-05 | 0.00011031
6 | 7 | 7 | 0.00010889 | 1.0091e-05 | 4.0975e-05 | 0.00010889 | 9.152e-05 | 0.0001199 | 0.00010889 | 1.0091e-05 | 4.0975e-05 | 0.00010889 | 9.152e-05 | 0.0001199
6 | 7 | 8 | 0.00011446 | 1.4915e-05 | 8.8106e-05 | 0.00011446 | 9.044e-05 | 0.00012909 | 0.00011446 | 1.4915e-05 | 8.8106e-05 | 0.00011446 | 9.044e-05 | 0.00012909
6 | 7 | 9 | 0.00011985 | 3.0871e-05 | 0.00014026 | 0.00011985 | 8.6564e-05 | 0.00013434 | 0.00011985 | 3.0871e-05 | 0.00014026 | 0.00011985 | 8.6564e-05 | 0.00013434
6 | 7 | 10 | 0.00012366 | 3.3977e-05 | 0.00013781 | 0.00012366 | 8.1615e-05 | 0.00013758 | 0.00012366 | 3.3977e-05 | 0.00013781 | 0.00012366 | 8.1615e-05 | 0.00013758
6 | 7 | 11 | 0.00012583 | 4.0073e-05 | 0.00011224 | 0.00012583 | 7.5946e-05 | 0.0001384 | 0.00012583 | 4.0073e-05 | 0.00011224 | 0.00012583 | 7.5946e-05 | 0.0001384
6 | 7 | 12 | 0.00012662 | 4.9721e-05 | 9.6792e-05 | 0.00012662 | 7.1196e-05 | 0.00013926 | 0.00012662 | 4.9721e-05 | 9.6792e-05 | 0.00012662 | 7.1196e-05 | 0.00013926
6 | 7 | 13 | 0.00012744 | 7.1706e-05 | 0.00010242 | 0.00012744 | 6.9735e-05 | 0.00014132 | 0.00012744 | 7.1706e-05 | 0.00010242 | 0.00012744 | 6.9735e-05 | 0.00014132
6 | 7 | 14 | 0.00012738 | 8.5497e-05 | 0.00011398 | 0.00012738 | 6.8791e-05 | 0.00014132 | 0.00012738 | 8.5497e-05 | 0.00011398 | 0.00012738 | 6.8791e-05 | 0.00014132
6 | 7 | 15 | 0.00012744 | 9.8578e-05 | 0.00011913 | 0.00012744 | 6.8038e-05 | 0.00014013 | 0.00012744 | 9.8578e-05 | 0.00011913 | 0.00012744 | 6.8038e-05 | 0.00014013
6 | 7 | 16 | 0.00012612 | 0.00013443 | 0.00014201 | 0.00012612 | 6.9472e-05 | 0.00013701 | 0.00012612 | 0.00013443 | 0.00014201 | 0.00012612 | 6.9472e-05 | 0.00013701
6 | 7 | 17 | 0.00012488 | 0.00016973 | 0.00016019 | 0.00012488 | 7.1155e-05 | 0.00013145 | 0.00012488 | 0.00016973 | 0.00016019 | 0.00012488 | 7.1155e-05 | 0.00013145
6 | 7 | 18 | 0.00012193 | 0.00021594 | 0.00018846 | 0.00012193 | 7.4125e-05 | 0.00012824 | 0.00012193 | 0.00021594 | 0.00018846 | 0.00012193 | 7.4125e-05 | 0.00012824
6 | 7 | 19 | 0.00012052 | 0.00024944 | 0.00020631 | 0.00012052 | 8.2126e-05 | 0.00012707 | 0.00012052 | 0.00024944 | 0.00020631 | 0.00012052 | 8.2126e-05 | 0.00012707
6 | 7 | 20 | 0.00012449 | 0.00025643 | 0.00020076 | 0.00012449 | 8.1455e-05 | 0.00012548 | 0.00012449 | 0.00025643 | 0.00020076 | 0.00012449 | 8.1455e-05 | 0.00012548
6 | 7 | 21 | 0.0001236 | 0.00024842 | 0.00018308 | 0.0001236 | 7.8107e-05 | 0.00011916 | 0.0001236 | 0.00024842 | 0.00018308 | 0.0001236 | 7.8107e-05 | 0.00011916
6 | 7 | 22 | 0.00011339 | 0.00023397 | 0.00016829 | 0.00011339 | 7.8173e-05 | 0.00010719 | 0.00011339 | 0.00023397 | 0.00016829 | 0.00011339 | 7.8173e-05 | 0.00010719
6 | 7 | 23 | 0.00010268 | 0.00021696 | 0.0001522 | 0.00010268 | 7.9168e-05 | 9.571e-05 | 0.00010268 | 0.00021696 | 0.0001522 | 0.00010268 | 7.9168e-05 | 9.571e-05
6 | 7 | 24 | 9.6647e-05 | 0.00018062 | 0.00012231 | 9.6647e-05 | 8.0203e-05 | 9.2437e-05 | 9.6647e-05 | 0.00018062 | 0.00012231 | 9.6647e-05 | 8.0203e-05 | 9.2437e-05
6 | 8 | 1 | 9.1887e-05 | 0.00013813 | 8.639e-05 | 9.1887e-05 | 8.1572e-05 | 8.9399e-05 | 9.1887e-05 | 0.00013813 | 8.639e-05 | 9.1887e-05 | 8.1572e-05 | 8.9399e-05
6 | 8 | 2 | 8.9315e-05 | 0.00010242 | 6.4577e-05 | 8.9315e-05 | 8.2555e-05 | 8.912e-05 | 8.9315e-05 | 0.00010242 | 6.4577e-05 | 8.9315e-05 | 8.2555e-05 | 8.912e-05
6 | 8 | 3 | 8.815e-05 | 6.9826e-05 | 4.6103e-05 | 8.815e-05 | 8.2979e-05 | 8.9541e-05 | 8.815e-05 | 6.9826e-05 | 4.6103e-05 | 8.815e-05 | 8.2979e-05 | 8.9541e-05
6 | 8 | 4 | 8.9357e-05 | 4.6474e-05 | 3.1569e-05 | 8.9357e-05 | 8.5874e-05 | 9.416e-05 | 8.9357e-05 | 4.6474e-05 | 3.1569e-05 | 8.9357e-05 | 8.5874e-05 | 9.416e-05
6 | 8 | 5 | 9.3893e-05 | 2.8617e-05 | 2.1418e-05 | 9.3893e-05 | 8.7315e-05 | 9.8777e-05 | 9.3893e-05 | 2.8617e-05 | 2.1418e-05 | 9.3893e-05 | 8.7315e-05 | 9.8777e-05
6 | 8 | 6 | 0.00010081 | 1.6942e-05 | 2.1685e-05 | 0.00010081 | 9.0471e-05 | 0.00011031 | 0.00010081 | 1.6942e-05 | 2.1685e-05 | 0.00010081 | 9.0471e-05 | 0.00011031
6 | 8 | 7 | 0.00010973 | 1.0091e-05 | 4.0975e-05 | 0.00010973 | 9.152e-05 | 0.0001199 | 0.00010973 | 1.0091e-05 | 4.0975e-05 | 0.00010973 | 9.152e-05 | 0.0001199
6 | 8 | 8 | 0.0001165 | 1.4915e-05 | 8.8106e-05 | 0.0001165 | 9.044e-05 | 0.00012909 | 0.0001165 | 1.4915e-05 | 8.8106e-05 | 0.0001165 | 9.044e-05 | 0.00012909
6 | 8 | 9 | 0.0001229 | 3.0871e-05 | 0.00014026 | 0.0001229 | 8.6564e-05 | 0.00013434 | 0.0001229 | 3.0871e-05 | 0.00014026 | 0.0001229 | 8.6564e-05 | 0.00013434
6 | 8 | 10 | 0.00012654 | 3.3977e-05 | 0.00013781 | 0.00012654 | 8.1615e-05 | 0.00013758 | 0.00012654 | 3.3977e-05 | 0.00013781 | 0.00012654 | 8.1615e-05 | 0.00013758
6 | 8 | 11 | 0.00012923 | 4.0073e-05 | 0.00011224 | 0.00012923 | 7.5946e-05 | 0.0001384 | 0.00012923 | 4.0073e-05 | 0.00011224 | 0.00012923 | 7.5946e-05 | 0.0001384
6 | 8 | 12 | 0.00012864 | 4.9721e-05 | 9.6792e-05 | 0.00012864 | 7.1196e-05 | 0.00013926 | 0.00012864 | 4.9721e-05 | 9.6792e-05 | 0.00012864 | 7.1196e-05 | 0.00013926
6 | 8 | 13 | 0.0001301 | 7.1706e-05 | 0.00010242 | 0.0001301 | 6.9735e-05 | 0.00014132 | 0.0001301 | 7.1706e-05 | 0.00010242 | 0.0001301 | 6.9735e-05 | 0.00014132
6 | 8 | 14 | 0.00013063 | 8.5497e-05 | 0.00011398 | 0.00013063 | 6.8791e-05 | 0.00014132 | 0.00013063 | 8.5497e-05 | 0.00011398 | 0.00013063 | 6.8791e-05 | 0.00014132
6 | 8 | 15 | 0.00013006 | 9.8578e-05 | 0.00011913 | 0.00013006 | 6.8038e-05 | 0.00014013 | 0.00013006 | 9.8578e-05 | 0.00011913 | 0.00013006 | 6.8038e-05 | 0.00014013
6 | 8 | 16 | 0.00012869 | 0.00013443 | 0.00014201 | 0.00012869 | 6.9472e-05 | 0.00013701 | 0.00012869 | 0.00013443 | 0.00014201 | 0.00012869 | 6.9472e-05 | 0.00013701
6 | 8 | 17 | 0.00012565 | 0.00016973 | 0.00016019 | 0.00012565 | 7.1155e-05 | 0.00013145 | 0.00012565 | 0.00016973 | 0.00016019 | 0.00012565 | 7.1155e-05 | 0.00013145
6 | 8 | 18 | 0.00012226 | 0.00021594 | 0.00018846 | 0.00012226 | 7.4125e-05 | 0.00012824 | 0.00012226 | 0.00021594 | 0.00018846 | 0.00012226 | 7.4125e-05 | 0.00012824
6 | 8 | 19 | 0.00012017 | 0.00024944 | 0.00020631 | 0.00012017 | 8.2126e-05 | 0.00012707 | 0.00012017 | 0.00024944 | 0.00020631 | 0.00012017 | 8.2126e-05 | 0.00012707
6 | 8 | 20 | 0.00012413 | 0.00025643 | 0.00020076 | 0.00012413 | 8.1455e-05 | 0.00012548 | 0.00012413 | 0.00025643 | 0.00020076 | 0.00012413 | 8.1455e-05 | 0.00012548
6 | 8 | 21 | 0.00012334 | 0.00024842 | 0.00018308 | 0.00012334 | 7.8107e-05 | 0.00011916 | 0.00012334 | 0.00024842 | 0.00018308 | 0.00012334 | 7.8107e-05 | 0.00011916
6 | 8 | 22 | 0.00011482 | 0.00023397 | 0.00016829 | 0.00011482 | 7.8173e-05 | 0.00010719 | 0.00011482 | 0.00023397 | 0.00016829 | 0.00011482 | 7.8173e-05 | 0.00010719
6 | 8 | 23 | 0.00010635 | 0.00021696 | 0.0001522 | 0.00010635 | 7.9168e-05 | 9.571e-05 | 0.00010635 | 0.00021696 | 0.0001522 | 0.00010635 | 7.9168e-05 | 9.571e-05
6 | 8 | 24 | 9.7929e-05 | 0.00018062 | 0.00012231 | 9.7929e-05 | 8.0203e-05 | 9.2437e-05 | 9.7929e-05 | 0.00018062 | 0.00012231 | 9.7929e-05 | 8.0203e-05 | 9.2437e-05
6 | 9 | 1 | 9.3011e-05 | 0.00013813 | 8.639e-05 | 9.3011e-05 | 8.1572e-05 | 8.9399e-05 | 9.3011e-05 | 0.00013813 | 8.639e-05 | 9.3011e-05 | 8.1572e-05 | 8.9399e-05
6 | 9 | 2 | 8.9137e-05 | 0.00010242 | 6.4577e-05 | 8.9137e-05 | 8.2555e-05 | 8.912e-05 | 8.9137e-05 | 0.00010242 | 6.4577e-05 | 8.9137e-05 | 8.2555e-05 | 8.912e-05
6 | 9 | 3 | 8.7443e-05 | 6.9826e-05 | 4.6103e-05 | 8.7443e-05 | 8.2979e-05 | 8.9541e-05 | 8.7443e-05 | 6.9826e-05 | 4.6103e-05 | 8.7443e-05 | 8.2979e-05 | 8.9541e-05
6 | 9 | 4 | 8.8184e-05 | 4.6474e-05 | 3.1569e-05 | 8.8184e-05 | 8.5874e-05 | 9.416e-05 | 8.8184e-05 | 4.6474e-05 | 3.1569e-05 | 8.8184e-05 | 8.5874e-05 | 9.416e-05
6 | 9 | 5 | 8.8591e-05 | 2.8617e-05 | 2.1418e-05 | 8.8591e-05 | 8.7315e-05 | 9.8777e-05 | 8.8591e-05 | 2.8617e-05 | 2.1418e-05 | 8.8591e-05 | 8.7315e-05 | 9.8777e-05
6 | 9 | 6 | 8.8413e-05 | 1.6942e-05 | 2.1685e-05 | 8.8413e-05 | 9.0471e-05 | 0.00011031 | 8.8413e-05 | 1.6942e-05 | 2.1685e-05 | 8.8413e-05 | 9.0471e-05 | 0.00011031
6 | 9 | 7 | 9.3368e-05 | 1.0091e-05 | 4.0975e-05 | 9.3368e-05 | 9.152e-05 | 0.0001199 | 9.3368e-05 | 1.0091e-05 | 4.0975e-05 | 9.3368e-05 | 9.152e-05 | 0.0001199
6 | 9 | 8 | 0.00010072 | 1.4915e-05 | 8.8106e-05 | 0.00010072 | 9.044e-05 | 0.00012909 | 0.00010072 | 1.4915e-05 | 8.8106e-05 | 0.00010072 | 9.044e-05 | 0.00012909
6 | 9 | 9 | 0.0001068 | 3.0871e-05 | 0.00014026 | 0.0001068 | 8.6564e-05 | 0.00013434 | 0.0001068 | 3.0871e-05 | 0.00014026 | 0.0001068 | 8.6564e-05 | 0.00013434
6 | 9 | 10 | 0.00011134 | 3.3977e-05 | 0.00013781 | 0.00011134 | 8.1615e-05 | 0.00013758 | 0.00011134 | 3.3977e-05 | 0.00013781 | 0.00011134 | 8.1615e-05 | 0.00013758
6 | 9 | 11 | 0.00011415 | 4.0073e-05 | 0.00011224 | 0.00011415 | 7.5946e-05 | 0.0001384 | 0.00011415 | 4.0073e-05 | 0.00011224 | 0.00011415 | 7.5946e-05 | 0.0001384
6 | 9 | 12 | 0.00011565 | 4.9721e-05 | 9.6792e-05 | 0.00011565 | 7.1196e-05 | 0.00013926 | 0.00011565 | 4.9721e-05 | 9.6792e-05 | 0.00011565 | 7.1196e-05 | 0.00013926
6 | 9 | 13 | 0.00011634 | 7.1706e-05 | 0.00010242 | 0.00011634 | 6.9735e-05 | 0.00014132 | 0.00011634 | 7.1706e-05 | 0.00010242 | 0.00011634 | 6.9735e-05 | 0.00014132
6 | 9 | 14 | 0.00011732 | 8.5497e-05 | 0.00011398 | 0.00011732 | 6.8791e-05 | 0.00014132 | 0.00011732 | 8.5497e-05 | 0.00011398 | 0.00011732 | 6.8791e-05 | 0.00014132
6 | 9 | 15 | 0.00011787 | 9.8578e-05 | 0.00011913 | 0.00011787 | 6.8038e-05 | 0.00014013 | 0.00011787 | 9.8578e-05 | 0.00011913 | 0.00011787 | 6.8038e-05 | 0.00014013
6 | 9 | 16 | 0.00011831 | 0.00013443 | 0.00014201 | 0.00011831 | 6.9472e-05 | 0.00013701 | 0.00011831 | 0.00013443 | 0.00014201 | 0.00011831 | 6.9472e-05 | 0.00013701
6 | 9 | 17 | 0.00011818 | 0.00016973 | 0.00016019 | 0.00011818 | 7.1155e-05 | 0.00013145 | 0.00011818 | 0.00016973 | 0.00016019 | 0.00011818 | 7.1155e-05 | 0.00013145
6 | 9 | 18 | 0.0001168 | 0.00021594 | 0.00018846 | 0.0001168 | 7.4125e-05 | 0.00012824 | 0.0001168 | 0.00021594 | 0.00018846 | 0.0001168 | 7.4125e-05 | 0.00012824
6 | 9 | 19 | 0.00011536 | 0.00024944 | 0.00020631 | 0.00011536 | 8.2126e-05 | 0.00012707 | 0.00011536 | 0.00024944 | 0.00020631 | 0.00011536 | 8.2126e-05 | 0.00012707
6 | 9 | 20 | 0.00011955 | 0.00025643 | 0.00020076 | 0.00011955 | 8.1455e-05 | 0.00012548 | 0.00011955 | 0.00025643 | 0.00020076 | 0.00011955 | 8.1455e-05 | 0.00012548
6 | 9 | 21 | 0.00011994 | 0.00024842 | 0.00018308 | 0.00011994 | 7.8107e-05 | 0.00011916 | 0.00011994 | 0.00024842 | 0.00018308 | 0.00011994 | 7.8107e-05 | 0.00011916
6 | 9 | 22 | 0.0001125 | 0.00023397 | 0.00016829 | 0.0001125 | 7.8173e-05 | 0.00010719 | 0.0001125 | 0.00023397 | 0.00016829 | 0.0001125 | 7.8173e-05 | 0.00010719
6 | 9 | 23 | 0.00010429 | 0.00021696 | 0.0001522 | 0.00010429 | 7.9168e-05 | 9.571e-05 | 0.00010429 | 0.00021696 | 0.0001522 | 0.00010429 | 7.9168e-05 | 9.571e-05
6 | 9 | 24 | 9.6943e-05 | 0.00018062 | 0.00012231 | 9.6943e-05 | 8.0203e-05 | 9.2437e-05 | 9.6943e-05 | 0.00018062 | 0.00012231 | 9.6943e-05 | 8.0203e-05 | 9.2437e-05
6 | 10 | 1 | 9.0759e-05 | 0.00013813 | 8.639e-05 | 9.0759e-05 | 8.1572e-05 | 8.9399e-05 | 9.0759e-05 | 0.00013813 | 8.639e-05 | 9.0759e-05 | 8.1572e-05 | 8.9399e-05
6 | 10 | 2 | 8.7414e-05 | 0.00010242 | 6.4577e-05 | 8.7414e-05 | 8.2555e-05 | 8.912e-05 | 8.7414e-05 | 0.00010242 | 6.4577e-05 | 8.7414e-05 | 8.2555e-05 | 8.912e-05
6 | 10 | 3 | 8.5691e-05 | 6.9826e-05 | 4.6103e-05 | 8.5691e-05 | 8.2979e-05 | 8.9541e-05 | 8.5691e-05 | 6.9826e-05 | 4.6103e-05 | 8.5691e-05 | 8.2979e-05 | 8.9541e-05
6 | 10 | 4 | 8.5625e-05 | 4.6474e-05 | 3.1569e-05 | 8.5625e-05 | 8.5874e-05 | 9.416e-05 | 8.5625e-05 | 4.6474e-05 | 3.1569e-05 | 8.5625e-05 | 8.5874e-05 | 9.416e-05
6 | 10 | 5 | 8.6848e-05 | 2.8617e-05 | 2.1418e-05 | 8.6848e-05 | 8.7315e-05 | 9.8777e-05 | 8.6848e-05 | 2.8617e-05 | 2.1418e-05 | 8.6848e-05 | 8.7315e-05 | 9.8777e-05
6 | 10 | 6 | 8.3552e-05 | 1.6942e-05 | 2.1685e-05 | 8.3552e-05 | 9.0471e-05 | 0.00011031 | 8.3552e-05 | 1.6942e-05 | 2.1685e-05 | 8.3552e-05 | 9.0471e-05 | 0.00011031
6 | 10 | 7 | 8.7813e-05 | 1.0091e-05 | 4.0975e-05 | 8.7813e-05 | 9.152e-05 | 0.0001199 | 8.7813e-05 | 1.0091e-05 | 4.0975e-05 | 8.7813e-05 | 9.152e-05 | 0.0001199
6 | 10 | 8 | 9.4954e-05 | 1.4915e-05 | 8.8106e-05 | 9.4954e-05 | 9.044e-05 | 0.00012909 | 9.4954e-05 | 1.4915e-05 | 8.8106e-05 | 9.4954e-05 | 9.044e-05 | 0.00012909
6 | 10 | 9 | 9.9885e-05 | 3.0871e-05 | 0.00014026 | 9.9885e-05 | 8.6564e-05 | 0.00013434 | 9.9885e-05 | 3.0871e-05 | 0.00014026 | 9.9885e-05 | 8.6564e-05 | 0.00013434
6 | 10 | 10 | 0.00010665 | 3.3977e-05 | 0.00013781 | 0.00010665 | 8.1615e-05 | 0.00013758 | 0.00010665 | 3.3977e-05 | 0.00013781 | 0.00010665 | 8.1615e-05 | 0.00013758
6 | 10 | 11 | 0.00011102 | 4.0073e-05 | 0.00011224 | 0.00011102 | 7.5946e-05 | 0.0001384 | 0.00011102 | 4.0073e-05 | 0.00011224 | 0.00011102 | 7.5946e-05 | 0.0001384
6 | 10 | 12 | 0.00011407 | 4.9721e-05 | 9.6792e-05 | 0.00011407 | 7.1196e-05 | 0.00013926 | 0.00011407 | 4.9721e-05 | 9.6792e-05 | 0.00011407 | 7.1196e-05 | 0.00013926
6 | 10 | 13 | 0.00011706 | 7.1706e-05 | 0.00010242 | 0.00011706 | 6.9735e-05 | 0.00014132 | 0.00011706 | 7.1706e-05 | 0.00010242 | 0.00011706 | 6.9735e-05 | 0.00014132
6 | 10 | 14 | 0.00011885 | 8.5497e-05 | 0.00011398 | 0.00011885 | 6.8791e-05 | 0.00014132 | 0.00011885 | 8.5497e-05 | 0.00011398 | 0.00011885 | 6.8791e-05 | 0.00014132
6 | 10 | 15 | 0.00011941 | 9.8578e-05 | 0.00011913 | 0.00011941 | 6.8038e-05 | 0.00014013 | 0.00011941 | 9.8578e-05 | 0.00011913 | 0.00011941 | 6.8038e-05 | 0.00014013
6 | 10 | 16 | 0.00012029 | 0.00013443 | 0.00014201 | 0.00012029 | 6.9472e-05 | 0.00013701 | 0.00012029 | 0.00013443 | 0.00014201 | 0.00012029 | 6.9472e-05 | 0.00013701
6 | 10 | 17 | 0.0001204 | 0.00016973 | 0.00016019 | 0.0001204 | 7.1155e-05 | 0.00013145 | 0.0001204 | 0.00016973 | 0.00016019 | 0.0001204 | 7.1155e-05 | 0.00013145
6 | 10 | 18 | 0.00011953 | 0.00021594 | 0.00018846 | 0.00011953 | 7.4125e-05 | 0.00012824 | 0.00011953 | 0.00021594 | 0.00018846 | 0.00011953 | 7.4125e-05 | 0.00012824
6 | 10 | 19 | 0.00011829 | 0.00024944 | 0.00020631 | 0.00011829 | 8.2126e-05 | 0.00012707 | 0.00011829 | 0.00024944 | 0.00020631 | 0.00011829 | 8.2126e-05 | 0.00012707
6 | 10 | 20 | 0.00012189 | 0.00025643 | 0.00020076 | 0.00012189 | 8.1455e-05 | 0.00012548 | 0.00012189 | 0.00025643 | 0.00020076 | 0.00012189 | 8.1455e-05 | 0.00012548
6 | 10 | 21 | 0.00012 | 0.00024842 | 0.00018308 | 0.00012 | 7.8107e-05 | 0.00011916 | 0.00012 | 0.00024842 | 0.00018308 | 0.00012 | 7.8107e-05 | 0.00011916
6 | 10 | 22 | 0.00011167 | 0.00023397 | 0.00016829 | 0.00011167 | 7.8173e-05 | 0.00010719 | 0.00011167 | 0.00023397 | 0.00016829 | 0.00011167 | 7.8173e-05 | 0.00010719
6 | 10 | 23 | 0.00010117 | 0.00021696 | 0.0001522 | 0.00010117 | 7.9168e-05 | 9.571e-05 | 0.00010117 | 0.00021696 | 0.0001522 | 0.00010117 | 7.9168e-05 | 9.571e-05
6 | 10 | 24 | 9.4051e-05 | 0.00018062 | 0.00012231 | 9.4051e-05 | 8.0203e-05 | 9.2437e-05 | 9.4051e-05 | 0.00018062 | 0.00012231 | 9.4051e-05 | 8.0203e-05 | 9.2437e-05
6 | 11 | 1 | 8.8737e-05 | 0.00013813 | 8.639e-05 | 8.8737e-05 | 8.1572e-05 | 8.9399e-05 | 8.8737e-05 | 0.00013813 | 8.639e-05 | 8.8737e-05 | 8.1572e-05 | 8.9399e-05
6 | 11 | 2 | 8.7826e-05 | 0.00010242 | 6.4577e-05 | 8.7826e-05 | 8.2555e-05 | 8.912e-05 | 8.7826e-05 | 0.00010242 | 6.4577e-05 | 8.7826e-05 | 8.2555e-05 | 8.912e-05
6 | 11 | 3 | 8.597e-05 | 6.9826e-05 | 4.6103e-05 | 8.597e-05 | 8.2979e-05 | 8.9541e-05 | 8.597e-05 | 6.9826e-05 | 4.6103e-05 | 8.597e-05 | 8.2979e-05 | 8.9541e-05
6 | 11 | 4 | 8.9278e-05 | 4.6474e-05 | 3.1569e-05 | 8.9278e-05 | 8.5874e-05 | 9.416e-05 | 8.9278e-05 | 4.6474e-05 | 3.1569e-05 | 8.9278e-05 | 8.5874e-05 | 9.416e-05
6 | 11 | 5 | 9.4504e-05 | 2.8617e-05 | 2.1418e-05 | 9.4504e-05 | 8.7315e-05 | 9.8777e-05 | 9.4504e-05 | 2.8617e-05 | 2.1418e-05 | 9.4504e-05 | 8.7315e-05 | 9.8777e-05
6 | 11 | 6 | 0.00010115 | 1.6942e-05 | 2.1685e-05 | 0.00010115 | 9.0471e-05 | 0.00011031 | 0.00010115 | 1.6942e-05 | 2.1685e-05 | 0.00010115 | 9.0471e-05 | 0.00011031
6 | 11 | 7 | 0.00011009 | 1.0091e-05 | 4.0975e-05 | 0.00011009 | 9.152e-05 | 0.0001199 | 0.00011009 | 1.0091e-05 | 4.0975e-05 | 0.00011009 | 9.152e-05 | 0.0001199
6 | 11 | 8 | 0.00011686 | 1.4915e-05 | 8.8106e-05 | 0.00011686 | 9.044e-05 | 0.00012909 | 0.00011686 | 1.4915e-05 | 8.8106e-05 | 0.00011686 | 9.044e-05 | 0.00012909
6 | 11 | 9 | 0.00012335 | 3.0871e-05 | 0.00014026 | 0.00012335 | 8.6564e-05 | 0.00013434 | 0.00012335 | 3.0871e-05 | 0.00014026 | 0.00012335 | 8.6564e-05 | 0.00013434
6 | 11 | 10 | 0.00012904 | 3.3977e-05 | 0.00013781 | 0.00012904 | 8.1615e-05 | 0.00013758 | 0.00012904 | 3.3977e-05 | 0.00013781 | 0.00012904 | 8.1615e-05 | 0.00013758
6 | 11 | 11 | 0.0001324 | 4.0073e-05 | 0.00011224 | 0.0001324 | 7.5946e-05 | 0.0001384 | 0.0001324 | 4.0073e-05 | 0.00011224 | 0.0001324 | 7.5946e-05 | 0.0001384
6 | 11 | 12 | 0.00013389 | 4.9721e-05 | 9.6792e-05 | 0.00013389 | 7.1196e-05 | 0.00013926 | 0.00013389 | 4.9721e-05 | 9.6792e-05 | 0.00013389 | 7.1196e-05 | 0.00013926
6 | 11 | 13 | 0.00013655 | 7.1706e-05 | 0.00010242 | 0.00013655 | 6.9735e-05 | 0.00014132 | 0.00013655 | 7.1706e-05 | 0.00010242 | 0.00013655 | 6.9735e-05 | 0.00014132
6 | 11 | 14 | 0.00013806 | 8.5497e-05 | 0.00011398 | 0.00013806 | 6.8791e-05 | 0.00014132 | 0.00013806 | 8.5497e-05 | 0.00011398 | 0.00013806 | 6.8791e-05 | 0.00014132
6 | 11 | 15 | 0.00013865 | 9.8578e-05 | 0.00011913 | 0.00013865 | 6.8038e-05 | 0.00014013 | 0.00013865 | 9.8578e-05 | 0.00011913 | 0.00013865 | 6.8038e-05 | 0.00014013
6 | 11 | 16 | 0.00013792 | 0.00013443 | 0.00014201 | 0.00013792 | 6.9472e-05 | 0.00013701 | 0.00013792 | 0.00013443 | 0.00014201 | 0.00013792 | 6.9472e-05 | 0.00013701
6 | 11 | 17 | 0.00013541 | 0.00016973 | 0.00016019 | 0.00013541 | 7.1155e-05 | 0.00013145 | 0.00013541 | 0.00016973 | 0.00016019 | 0.00013541 | 7.1155e-05 | 0.00013145
6 | 11 | 18 | 0.00013185 | 0.00021594 | 0.00018846 | 0.00013185 | 7.4125e-05 | 0.00012824 | 0.00013185 | 0.00021594 | 0.00018846 | 0.00013185 | 7.4125e-05 | 0.00012824
6 | 11 | 19 | 0.0001298 | 0.00024944 | 0.00020631 | 0.0001298 | 8.2126e-05 | 0.00012707 | 0.0001298 | 0.00024944 | 0.00020631 | 0.0001298 | 8.2126e-05 | 0.00012707
6 | 11 | 20 | 0.00013245 | 0.00025643 | 0.00020076 | 0.00013245 | 8.1455e-05 | 0.00012548 | 0.00013245 | 0.00025643 | 0.00020076 | 0.00013245 | 8.1455e-05 | 0.00012548
6 | 11 | 21 | 0.00013015 | 0.00024842 | 0.00018308 | 0.00013015 | 7.8107e-05 | 0.00011916 | 0.00013015 | 0.00024842 | 0.00018308 | 0.00013015 | 7.8107e-05 | 0.00011916
6 | 11 | 22 | 0.00012003 | 0.00023397 | 0.00016829 | 0.00012003 | 7.8173e-05 | 0.00010719 | 0.00012003 | 0.00023397 | 0.00016829 | 0.00012003 | 7.8173e-05 | 0.00010719
6 | 11 | 23 | 0.00010709 | 0.00021696 | 0.0001522 | 0.00010709 | 7.9168e-05 | 9.571e-05 | 0.00010709 | 0.00021696 | 0.0001522 | 0.00010709 | 7.9168e-05 | 9.571e-05
6 | 11 | 24 | 9.8587e-05 | 0.00018062 | 0.00012231 | 9.8587e-05 | 8.0203e-05 | 9.2437e-05 | 9.8587e-05 | 0.00018062 | 0.00012231 | 9.8587e-05 | 8.0203e-05 | 9.2437e-05
6 | 12 | 1 | 9.4205e-05 | 0.00013813 | 8.639e-05 | 9.4205e-05 | 8.1572e-05 | 8.9399e-05 | 9.4205e-05 | 0.00013813 | 8.639e-05 | 9.4205e-05 | 8.1572e-05 | 8.9399e-05
6 | 12 | 2 | 9.0805e-05 | 0.00010242 | 6.4577e-05 | 9.0805e-05 | 8.2555e-05 | 8.912e-05 | 9.0805e-05 | 0.00010242 | 6.4577e-05 | 9.0805e-05 | 8.2555e-05 | 8.912e-05
6 | 12 | 3 | 8.9141e-05 | 6.9826e-05 | 4.6103e-05 | 8.9141e-05 | 8.2979e-05 | 8.9541e-05 | 8.9141e-05 | 6.9826e-05 | 4.6103e-05 | 8.9141e-05 | 8.2979e-05 | 8.9541e-05
6 | 12 | 4 | 9.1242e-05 | 4.6474e-05 | 3.1569e-05 | 9.1242e-05 | 8.5874e-05 | 9.416e-05 | 9.1242e-05 | 4.6474e-05 | 3.1569e-05 | 9.1242e-05 | 8.5874e-05 | 9.416e-05
6 | 12 | 5 | 9.6781e-05 | 2.8617e-05 | 2.1418e-05 | 9.6781e-05 | 8.7315e-05 | 9.8777e-05 | 9.6781e-05 | 2.8617e-05 | 2.1418e-05 | 9.6781e-05 | 8.7315e-05 | 9.8777e-05
6 | 12 | 6 | 0.0001034 | 1.6942e-05 | 2.1685e-05 | 0.0001034 | 9.0471e-05 | 0.00011031 | 0.0001034 | 1.6942e-05 | 2.1685e-05 | 0.0001034 | 9.0471e-05 | 0.00011031
6 | 12 | 7 | 0.0001116 | 1.0091e-05 | 4.0975e-05 | 0.0001116 | 9.152e-05 | 0.0001199 | 0.0001116 | 1.0091e-05 | 4.0975e-05 | 0.0001116 | 9.152e-05 | 0.0001199
6 | 12 | 8 | 0.00011887 | 1.4915e-05 | 8.8106e-05 | 0.00011887 | 9.044e-05 | 0.00012909 | 0.00011887 | 1.4915e-05 | 8.8106e-05 | 0.00011887 | 9.044e-05 | 0.00012909
6 | 12 | 9 | 0.00012606 | 3.0871e-05 | 0.00014026 | 0.00012606 | 8.6564e-05 | 0.00013434 | 0.00012606 | 3.0871e-05 | 0.00014026 | 0.00012606 | 8.6564e-05 | 0.00013434
6 | 12 | 10 | 0.00013096 | 3.3977e-05 | 0.00013781 | 0.00013096 | 8.1615e-05 | 0.00013758 | 0.00013096 | 3.3977e-05 | 0.00013781 | 0.00013096 | 8.1615e-05 | 0.00013758
6 | 12 | 11 | 0.00013596 | 4.0073e-05 | 0.00011224 | 0.00013596 | 7.5946e-05 | 0.0001384 | 0.00013596 | 4.0073e-05 | 0.00011224 | 0.00013596 | 7.5946e-05 | 0.0001384
6 | 12 | 12 | 0.00013927 | 4.9721e-05 | 9.6792e-05 | 0.00013927 | 7.1196e-05 | 0.00013926 | 0.00013927 | 4.9721e-05 | 9.6792e-05 | 0.00013927 | 7.1196e-05 | 0.00013926
6 | 12 | 13 | 0.00014386 | 7.1706e-05 | 0.00010242 | 0.00014386 | 6.9735e-05 | 0.00014132 | 0.00014386 | 7.1706e-05 | 0.00010242 | 0.00014386 | 6.9735e-05 | 0.00014132
6 | 12 | 14 | 0.00014694 | 8.5497e-05 | 0.00011398 | 0.00014694 | 6.8791e-05 | 0.00014132 | 0.00014694 | 8.5497e-05 | 0.00011398 | 0.00014694 | 6.8791e-05 | 0.00014132
6 | 12 | 15 | 0.00014916 | 9.8578e-05 | 0.00011913 | 0.00014916 | 6.8038e-05 | 0.00014013 | 0.00014916 | 9.8578e-05 | 0.00011913 | 0.00014916 | 6.8038e-05 | 0.00014013
6 | 12 | 16 | 0.00014976 | 0.00013443 | 0.00014201 | 0.00014976 | 6.9472e-05 | 0.00013701 | 0.00014976 | 0.00013443 | 0.00014201 | 0.00014976 | 6.9472e-05 | 0.00013701
6 | 12 | 17 | 0.00014768 | 0.00016973 | 0.00016019 | 0.00014768 | 7.1155e-05 | 0.00013145 | 0.00014768 | 0.00016973 | 0.00016019 | 0.00014768 | 7.1155e-05 | 0.00013145
6 | 12 | 18 | 0.00014349 | 0.00021594 | 0.00018846 | 0.00014349 | 7.4125e-05 | 0.00012824 | 0.00014349 | 0.00021594 | 0.00018846 | 0.00014349 | 7.4125e-05 | 0.00012824
6 | 12 | 19 | 0.00014063 | 0.00024944 | 0.00020631 | 0.00014063 | 8.2126e-05 | 0.00012707 | 0.00014063 | 0.00024944 | 0.00020631 | 0.00014063 | 8.2126e-05 | 0.00012707
6 | 12 | 20 | 0.00014119 | 0.00025643 | 0.00020076 | 0.00014119 | 8.1455e-05 | 0.00012548 | 0.00014119 | 0.00025643 | 0.00020076 | 0.00014119 | 8.1455e-05 | 0.00012548
6 | 12 | 21 | 0.00013959 | 0.00024842 | 0.00018308 | 0.00013959 | 7.8107e-05 | 0.00011916 | 0.00013959 | 0.00024842 | 0.00018308 | 0.00013959 | 7.8107e-05 | 0.00011916
6 | 12 | 22 | 0.00012589 | 0.00023397 | 0.00016829 | 0.00012589 | 7.8173e-05 | 0.00010719 | 0.00012589 | 0.00023397 | 0.00016829 | 0.00012589 | 7.8173e-05 | 0.00010719
6 | 12 | 23 | 0.00011253 | 0.00021696 | 0.0001522 | 0.00011253 | 7.9168e-05 | 9.571e-05 | 0.00011253 | 0.00021696 | 0.0001522 | 0.00011253 | 7.9168e-05 | 9.571e-05
6 | 12 | 24 | 0.00010331 | 0.00018062 | 0.00012231 | 0.00010331 | 8.0203e-05 | 9.2437e-05 | 0.00010331 | 0.00018062 | 0.00012231 | 0.00010331 | 8.0203e-05 | 9.2437e-05
6 | 13 | 1 | 9.7363e-05 | 0.00013813 | 8.639e-05 | 9.7363e-05 | 8.1572e-05 | 8.9399e-05 | 9.7363e-05 | 0.00013813 | 8.639e-05 | 9.7363e-05 | 8.1572e-05 | 8.9399e-05
6 | 13 | 2 | 9.3497e-05 | 0.00010242 | 6.4577e-05 | 9.3497e-05 | 8.2555e-05 | 8.912e-05 | 9.3497e-05 | 0.00010242 | 6.4577e-05 | 9.3497e-05 | 8.2555e-05 | 8.912e-05
6 | 13 | 3 | 9.1979e-05 | 6.9826e-05 | 4.6103e-05 | 9.1979e-05 | 8.2979e-05 | 8.9541e-05 | 9.1979e-05 | 6.9826e-05 | 4.6103e-05 | 9.1979e-05 | 8.2979e-05 | 8.9541e-05
6 | 13 | 4 | 9.3926e-05 | 4.6474e-05 | 3.1569e-05 | 9.3926e-05 | 8.5874e-05 | 9.416e-05 | 9.3926e-05 | 4.6474e-05 | 3.1569e-05 | 9.3926e-05 | 8.5874e-05 | 9.416e-05
6 | 13 | 5 | 9.8403e-05 | 2.8617e-05 | 2.1418e-05 | 9.8403e-05 | 8.7315e-05 | 9.8777e-05 | 9.8403e-05 | 2.8617e-05 | 2.1418e-05 | 9.8403e-05 | 8.7315e-05 | 9.8777e-05
6 | 13 | 6 | 0.00010452 | 1.6942e-05 | 2.1685e-05 | 0.00010452 | 9.0471e-05 | 0.00011031 | 0.00010452 | 1.6942e-05 | 2.1685e-05 | 0.00010452 | 9.0471e-05 | 0.00011031
6 | 13 | 7 | 0.00011432 | 1.0091e-05 | 4.0975e-05 | 0.00011432 | 9.152e-05 | 0.0001199 | 0.00011432 | 1.0091e-05 | 4.0975e-05 | 0.00011432 | 9.152e-05 | 0.0001199
6 | 13 | 8 | 0.00012295 | 1.4915e-05 | 8.8106e-05 | 0.00012295 | 9.044e-05 | 0.00012909 | 0.00012295 | 1.4915e-05 | 8.8106e-05 | 0.00012295 | 9.044e-05 | 0.00012909
6 | 13 | 9 | 0.0001322 | 3.0871e-05 | 0.00014026 | 0.0001322 | 8.6564e-05 | 0.00013434 | 0.0001322 | 3.0871e-05 | 0.00014026 | 0.0001322 | 8.6564e-05 | 0.00013434
6 | 13 | 10 | 0.0001403 | 3.3977e-05 | 0.00013781 | 0.0001403 | 8.1615e-05 | 0.00013758 | 0.0001403 | 3.3977e-05 | 0.00013781 | 0.0001403 | 8.1615e-05 | 0.00013758
6 | 13 | 11 | 0.00014622 | 4.0073e-05 | 0.00011224 | 0.00014622 | 7.5946e-05 | 0.0001384 | 0.00014622 | 4.0073e-05 | 0.00011224 | 0.00014622 | 7.5946e-05 | 0.0001384
6 | 13 | 12 | 0.00015068 | 4.9721e-05 | 9.6792e-05 | 0.00015068 | 7.1196e-05 | 0.00013926 | 0.00015068 | 4.9721e-05 | 9.6792e-05 | 0.00015068 | 7.1196e-05 | 0.00013926
6 | 13 | 13 | 0.00015712 | 7.1706e-05 | 0.00010242 | 0.00015712 | 6.9735e-05 | 0.00014132 | 0.00015712 | 7.1706e-05 | 0.00010242 | 0.00015712 | 6.9735e-05 | 0.00014132
6 | 13 | 14 | 0.0001616 | 8.5497e-05 | 0.00011398 | 0.0001616 | 6.8791e-05 | 0.00014132 | 0.0001616 | 8.5497e-05 | 0.00011398 | 0.0001616 | 6.8791e-05 | 0.00014132
6 | 13 | 15 | 0.00016424 | 9.8578e-05 | 0.00011913 | 0.00016424 | 6.8038e-05 | 0.00014013 | 0.00016424 | 9.8578e-05 | 0.00011913 | 0.00016424 | 6.8038e-05 | 0.00014013
6 | 13 | 16 | 0.00016493 | 0.00013443 | 0.00014201 | 0.00016493 | 6.9472e-05 | 0.00013701 | 0.00016493 | 0.00013443 | 0.00014201 | 0.00016493 | 6.9472e-05 | 0.00013701
6 | 13 | 17 | 0.00016202 | 0.00016973 | 0.00016019 | 0.00016202 | 7.1155e-05 | 0.00013145 | 0.00016202 | 0.00016973 | 0.00016019 | 0.00016202 | 7.1155e-05 | 0.00013145
6 | 13 | 18 | 0.00015707 | 0.00021594 | 0.00018846 | 0.00015707 | 7.4125e-05 | 0.00012824 | 0.00015707 | 0.00021594 | 0.00018846 | 0.00015707 | 7.4125e-05 | 0.00012824
6 | 13 | 19 | 0.00015224 | 0.00024944 | 0.00020631 | 0.00015224 | 8.2126e-05 | 0.00012707 | 0.00015224 | 0.00024944 | 0.00020631 | 0.00015224 | 8.2126e-05 | 0.00012707
6 | 13 | 20 | 0.00015045 | 0.00025643 | 0.00020076 | 0.00015045 | 8.1455e-05 | 0.00012548 | 0.00015045 | 0.00025643 | 0.00020076 | 0.00015045 | 8.1455e-05 | 0.00012548
6 | 13 | 21 | 0.00014572 | 0.00024842 | 0.00018308 | 0.00014572 | 7.8107e-05 | 0.00011916 | 0.00014572 | 0.00024842 | 0.00018308 | 0.00014572 | 7.8107e-05 | 0.00011916
6 | 13 | 22 | 0.0001314 | 0.00023397 | 0.00016829 | 0.0001314 | 7.8173e-05 | 0.00010719 | 0.0001314 | 0.00023397 | 0.00016829 | 0.0001314 | 7.8173e-05 | 0.00010719
6 | 13 | 23 | 0.0001182 | 0.00021696 | 0.0001522 | 0.0001182 | 7.9168e-05 | 9.571e-05 | 0.0001182 | 0.00021696 | 0.0001522 | 0.0001182 | 7.9168e-05 | 9.571e-05
6 | 13 | 24 | 0.00010855 | 0.00018062 | 0.00012231 | 0.00010855 | 8.0203e-05 | 9.2437e-05 | 0.00010855 | 0.00018062 | 0.00012231 | 0.00010855 | 8.0203e-05 | 9.2437e-05
6 | 14 | 1 | 0.00010088 | 0.00013813 | 8.639e-05 | 0.00010088 | 8.1572e-05 | 8.9399e-05 | 0.00010088 | 0.00013813 | 8.639e-05 | 0.00010088 | 8.1572e-05 | 8.9399e-05
6 | 14 | 2 | 9.7155e-05 | 0.00010242 | 6.4577e-05 | 9.7155e-05 | 8.2555e-05 | 8.912e-05 | 9.7155e-05 | 0.00010242 | 6.4577e-05 | 9.7155e-05 | 8.2555e-05 | 8.912e-05
6 | 14 | 3 | 9.4871e-05 | 6.9826e-05 | 4.6103e-05 | 9.4871e-05 | 8.2979e-05 | 8.9541e-05 | 9.4871e-05 | 6.9826e-05 | 4.6103e-05 | 9.4871e-05 | 8.2979e-05 | 8.9541e-05
6 | 14 | 4 | 9.6173e-05 | 4.6474e-05 | 3.1569e-05 | 9.6173e-05 | 8.5874e-05 | 9.416e-05 | 9.6173e-05 | 4.6474e-05 | 3.1569e-05 | 9.6173e-05 | 8.5874e-05 | 9.416e-05
6 | 14 | 5 | 0.00010026 | 2.8617e-05 | 2.1418e-05 | 0.00010026 | 8.7315e-05 | 9.8777e-05 | 0.00010026 | 2.8617e-05 | 2.1418e-05 | 0.00010026 | 8.7315e-05 | 9.8777e-05
6 | 14 | 6 | 0.00010828 | 1.6942e-05 | 2.1685e-05 | 0.00010828 | 9.0471e-05 | 0.00011031 | 0.00010828 | 1.6942e-05 | 2.1685e-05 | 0.00010828 | 9.0471e-05 | 0.00011031
6 | 14 | 7 | 0.00012049 | 1.0091e-05 | 4.0975e-05 | 0.00012049 | 9.152e-05 | 0.0001199 | 0.00012049 | 1.0091e-05 | 4.0975e-05 | 0.00012049 | 9.152e-05 | 0.0001199
6 | 14 | 8 | 0.00012926 | 1.4915e-05 | 8.8106e-05 | 0.00012926 | 9.044e-05 | 0.00012909 | 0.00012926 | 1.4915e-05 | 8.8106e-05 | 0.00012926 | 9.044e-05 | 0.00012909
6 | 14 | 9 | 0.0001386 | 3.0871e-05 | 0.00014026 | 0.0001386 | 8.6564e-05 | 0.00013434 | 0.0001386 | 3.0871e-05 | 0.00014026 | 0.0001386 | 8.6564e-05 | 0.00013434
6 | 14 | 10 | 0.00014723 | 3.3977e-05 | 0.00013781 | 0.00014723 | 8.1615e-05 | 0.00013758 | 0.00014723 | 3.3977e-05 | 0.00013781 | 0.00014723 | 8.1615e-05 | 0.00013758
6 | 14 | 11 | 0.00015351 | 4.0073e-05 | 0.00011224 | 0.00015351 | 7.5946e-05 | 0.0001384 | 0.00015351 | 4.0073e-05 | 0.00011224 | 0.00015351 | 7.5946e-05 | 0.0001384
6 | 14 | 12 | 0.00015818 | 4.9721e-05 | 9.6792e-05 | 0.00015818 | 7.1196e-05 | 0.00013926 | 0.00015818 | 4.9721e-05 | 9.6792e-05 | 0.00015818 | 7.1196e-05 | 0.00013926
6 | 14 | 13 | 0.00016402 | 7.1706e-05 | 0.00010242 | 0.00016402 | 6.9735e-05 | 0.00014132 | 0.00016402 | 7.1706e-05 | 0.00010242 | 0.00016402 | 6.9735e-05 | 0.00014132
6 | 14 | 14 | 0.00016813 | 8.5497e-05 | 0.00011398 | 0.00016813 | 6.8791e-05 | 0.00014132 | 0.00016813 | 8.5497e-05 | 0.00011398 | 0.00016813 | 6.8791e-05 | 0.00014132
6 | 14 | 15 | 0.00017034 | 9.8578e-05 | 0.00011913 | 0.00017034 | 6.8038e-05 | 0.00014013 | 0.00017034 | 9.8578e-05 | 0.00011913 | 0.00017034 | 6.8038e-05 | 0.00014013
6 | 14 | 16 | 0.00017018 | 0.00013443 | 0.00014201 | 0.00017018 | 6.9472e-05 | 0.00013701 | 0.00017018 | 0.00013443 | 0.00014201 | 0.00017018 | 6.9472e-05 | 0.00013701
6 | 14 | 17 | 0.00016711 | 0.00016973 | 0.00016019 | 0.00016711 | 7.1155e-05 | 0.00013145 | 0.00016711 | 0.00016973 | 0.00016019 | 0.00016711 | 7.1155e-05 | 0.00013145
6 | 14 | 18 | 0.00016107 | 0.00021594 | 0.00018846 | 0.00016107 | 7.4125e-05 | 0.00012824 | 0.00016107 | 0.00021594 | 0.00018846 | 0.00016107 | 7.4125e-05 | 0.00012824
6 | 14 | 19 | 0.00015564 | 0.00024944 | 0.00020631 | 0.00015564 | 8.2126e-05 | 0.00012707 | 0.00015564 | 0.00024944 | 0.00020631 | 0.00015564 | 8.2126e-05 | 0.00012707
6 | 14 | 20 | 0.00015497 | 0.00025643 | 0.00020076 | 0.00015497 | 8.1455e-05 | 0.00012548 | 0.00015497 | 0.00025643 | 0.00020076 | 0.00015497 | 8.1455e-05 | 0.00012548
6 | 14 | 21 | 0.00015008 | 0.00024842 | 0.00018308 | 0.00015008 | 7.8107e-05 | 0.00011916 | 0.00015008 | 0.00024842 | 0.00018308 | 0.00015008 | 7.8107e-05 | 0.00011916
6 | 14 | 22 | 0.00013499 | 0.00023397 | 0.00016829 | 0.00013499 | 7.8173e-05 | 0.00010719 | 0.00013499 | 0.00023397 | 0.00016829 | 0.00013499 | 7.8173e-05 | 0.00010719
6 | 14 | 23 | 0.00012151 | 0.00021696 | 0.0001522 | 0.00012151 | 7.9168e-05 | 9.571e-05 | 0.00012151 | 0.00021696 | 0.0001522 | 0.00012151 | 7.9168e-05 | 9.571e-05
6 | 14 | 24 | 0.00011212 | 0.00018062 | 0.00012231 | 0.00011212 | 8.0203e-05 | 9.2437e-05 | 0.00011212 | 0.00018062 | 0.00012231 | 0.00011212 | 8.0203e-05 | 9.2437e-05
6 | 15 | 1 | 0.00010496 | 0.00013813 | 8.639e-05 | 0.00010496 | 8.1572e-05 | 8.9399e-05 | 0.00010496 | 0.00013813 | 8.639e-05 | 0.00010496 | 8.1572e-05 | 8.9399e-05
6 | 15 | 2 | 0.00010006 | 0.00010242 | 6.4577e-05 | 0.00010006 | 8.2555e-05 | 8.912e-05 | 0.00010006 | 0.00010242 | 6.4577e-05 | 0.00010006 | 8.2555e-05 | 8.912e-05
6 | 15 | 3 | 9.8183e-05 | 6.9826e-05 | 4.6103e-05 | 9.8183e-05 | 8.2979e-05 | 8.9541e-05 | 9.8183e-05 | 6.9826e-05 | 4.6103e-05 | 9.8183e-05 | 8.2979e-05 | 8.9541e-05
6 | 15 | 4 | 9.8645e-05 | 4.6474e-05 | 3.1569e-05 | 9.8645e-05 | 8.5874e-05 | 9.416e-05 | 9.8645e-05 | 4.6474e-05 | 3.1569e-05 | 9.8645e-05 | 8.5874e-05 | 9.416e-05
6 | 15 | 5 | 0.00010304 | 2.8617e-05 | 2.1418e-05 | 0.00010304 | 8.7315e-05 | 9.8777e-05 | 0.00010304 | 2.8617e-05 | 2.1418e-05 | 0.00010304 | 8.7315e-05 | 9.8777e-05
6 | 15 | 6 | 0.00010809 | 1.6942e-05 | 2.1685e-05 | 0.00010809 | 9.0471e-05 | 0.00011031 | 0.00010809 | 1.6942e-05 | 2.1685e-05 | 0.00010809 | 9.0471e-05 | 0.00011031
6 | 15 | 7 | 0.00012013 | 1.0091e-05 | 4.0975e-05 | 0.00012013 | 9.152e-05 | 0.0001199 | 0.00012013 | 1.0091e-05 | 4.0975e-05 | 0.00012013 | 9.152e-05 | 0.0001199
6 | 15 | 8 | 0.00013162 | 1.4915e-05 | 8.8106e-05 | 0.00013162 | 9.044e-05 | 0.00012909 | 0.00013162 | 1.4915e-05 | 8.8106e-05 | 0.00013162 | 9.044e-05 | 0.00012909
6 | 15 | 9 | 0.00014012 | 3.0871e-05 | 0.00014026 | 0.00014012 | 8.6564e-05 | 0.00013434 | 0.00014012 | 3.0871e-05 | 0.00014026 | 0.00014012 | 8.6564e-05 | 0.00013434
6 | 15 | 10 | 0.00014898 | 3.3977e-05 | 0.00013781 | 0.00014898 | 8.1615e-05 | 0.00013758 | 0.00014898 | 3.3977e-05 | 0.00013781 | 0.00014898 | 8.1615e-05 | 0.00013758
6 | 15 | 11 | 0.00015447 | 4.0073e-05 | 0.00011224 | 0.00015447 | 7.5946e-05 | 0.0001384 | 0.00015447 | 4.0073e-05 | 0.00011224 | 0.00015447 | 7.5946e-05 | 0.0001384
6 | 15 | 12 | 0.00015828 | 4.9721e-05 | 9.6792e-05 | 0.00015828 | 7.1196e-05 | 0.00013926 | 0.00015828 | 4.9721e-05 | 9.6792e-05 | 0.00015828 | 7.1196e-05 | 0.00013926
6 | 15 | 13 | 0.00016099 | 7.1706e-05 | 0.00010242 | 0.00016099 | 6.9735e-05 | 0.00014132 | 0.00016099 | 7.1706e-05 | 0.00010242 | 0.00016099 | 6.9735e-05 | 0.00014132
6 | 15 | 14 | 0.00016472 | 8.5497e-05 | 0.00011398 | 0.00016472 | 6.8791e-05 | 0.00014132 | 0.00016472 | 8.5497e-05 | 0.00011398 | 0.00016472 | 6.8791e-05 | 0.00014132
6 | 15 | 15 | 0.00016633 | 9.8578e-05 | 0.00011913 | 0.00016633 | 6.8038e-05 | 0.00014013 | 0.00016633 | 9.8578e-05 | 0.00011913 | 0.00016633 | 6.8038e-05 | 0.00014013
6 | 15 | 16 | 0.00016572 | 0.00013443 | 0.00014201 | 0.00016572 | 6.9472e-05 | 0.00013701 | 0.00016572 | 0.00013443 | 0.00014201 | 0.00016572 | 6.9472e-05 | 0.00013701
6 | 15 | 17 | 0.00016132 | 0.00016973 | 0.00016019 | 0.00016132 | 7.1155e-05 | 0.00013145 | 0.00016132 | 0.00016973 | 0.00016019 | 0.00016132 | 7.1155e-05 | 0.00013145
6 | 15 | 18 | 0.00015635 | 0.00021594 | 0.00018846 | 0.00015635 | 7.4125e-05 | 0.00012824 | 0.00015635 | 0.00021594 | 0.00018846 | 0.00015635 | 7.4125e-05 | 0.00012824
6 | 15 | 19 | 0.00014821 | 0.00024944 | 0.00020631 | 0.00014821 | 8.2126e-05 | 0.00012707 | 0.00014821 | 0.00024944 | 0.00020631 | 0.00014821 | 8.2126e-05 | 0.00012707
6 | 15 | 20 | 0.00014444 | 0.00025643 | 0.00020076 | 0.00014444 | 8.1455e-05 | 0.00012548 | 0.00014444 | 0.00025643 | 0.00020076 | 0.00014444 | 8.1455e-05 | 0.00012548
6 | 15 | 21 | 0.00014049 | 0.00024842 | 0.00018308 | 0.00014049 | 7.8107e-05 | 0.00011916 | 0.00014049 | 0.00024842 | 0.00018308 | 0.00014049 | 7.8107e-05 | 0.00011916
6 | 15 | 22 | 0.0001298 | 0.00023397 | 0.00016829 | 0.0001298 | 7.8173e-05 | 0.00010719 | 0.0001298 | 0.00023397 | 0.00016829 | 0.0001298 | 7.8173e-05 | 0.00010719
6 | 15 | 23 | 0.00011978 | 0.00021696 | 0.0001522 | 0.00011978 | 7.9168e-05 | 9.571e-05 | 0.00011978 | 0.00021696 | 0.0001522 | 0.00011978 | 7.9168e-05 | 9.571e-05
6 | 15 | 24 | 0.00010972 | 0.00018062 | 0.00012231 | 0.00010972 | 8.0203e-05 | 9.2437e-05 | 0.00010972 | 0.00018062 | 0.00012231 | 0.00010972 | 8.0203e-05 | 9.2437e-05
6 | 16 | 1 | 0.00010245 | 0.00013813 | 8.639e-05 | 0.00010245 | 8.1572e-05 | 8.9399e-05 | 0.00010245 | 0.00013813 | 8.639e-05 | 0.00010245 | 8.1572e-05 | 8.9399e-05
6 | 16 | 2 | 9.7009e-05 | 0.00010242 | 6.4577e-05 | 9.7009e-05 | 8.2555e-05 | 8.912e-05 | 9.7009e-05 | 0.00010242 | 6.4577e-05 | 9.7009e-05 | 8.2555e-05 | 8.912e-05
6 | 16 | 3 | 9.3547e-05 | 6.9826e-05 | 4.6103e-05 | 9.3547e-05 | 8.2979e-05 | 8.9541e-05 | 9.3547e-05 | 6.9826e-05 | 4.6103e-05 | 9.3547e-05 | 8.2979e-05 | 8.9541e-05
6 | 16 | 4 | 9.279e-05 | 4.6474e-05 | 3.1569e-05 | 9.279e-05 | 8.5874e-05 | 9.416e-05 | 9.279e-05 | 4.6474e-05 | 3.1569e-05 | 9.279e-05 | 8.5874e-05 | 9.416e-05
6 | 16 | 5 | 9.3801e-05 | 2.8617e-05 | 2.1418e-05 | 9.3801e-05 | 8.7315e-05 | 9.8777e-05 | 9.3801e-05 | 2.8617e-05 | 2.1418e-05 | 9.3801e-05 | 8.7315e-05 | 9.8777e-05
6 | 16 | 6 | 9.3772e-05 | 1.6942e-05 | 2.1685e-05 | 9.3772e-05 | 9.0471e-05 | 0.00011031 | 9.3772e-05 | 1.6942e-05 | 2.1685e-05 | 9.3772e-05 | 9.0471e-05 | 0.00011031
6 | 16 | 7 | 9.9069e-05 | 1.0091e-05 | 4.0975e-05 | 9.9069e-05 | 9.152e-05 | 0.0001199 | 9.9069e-05 | 1.0091e-05 | 4.0975e-05 | 9.9069e-05 | 9.152e-05 | 0.0001199
6 | 16 | 8 | 0.0001079 | 1.4915e-05 | 8.8106e-05 | 0.0001079 | 9.044e-05 | 0.00012909 | 0.0001079 | 1.4915e-05 | 8.8106e-05 | 0.0001079 | 9.044e-05 | 0.00012909
6 | 16 | 9 | 0.00011562 | 3.0871e-05 | 0.00014026 | 0.00011562 | 8.6564e-05 | 0.00013434 | 0.00011562 | 3.0871e-05 | 0.00014026 | 0.00011562 | 8.6564e-05 | 0.00013434
6 | 16 | 10 | 0.00012122 | 3.3977e-05 | 0.00013781 | 0.00012122 | 8.1615e-05 | 0.00013758 | 0.00012122 | 3.3977e-05 | 0.00013781 | 0.00012122 | 8.1615e-05 | 0.00013758
6 | 16 | 11 | 0.00012596 | 4.0073e-05 | 0.00011224 | 0.00012596 | 7.5946e-05 | 0.0001384 | 0.00012596 | 4.0073e-05 | 0.00011224 | 0.00012596 | 7.5946e-05 | 0.0001384
6 | 16 | 12 | 0.00012907 | 4.9721e-05 | 9.6792e-05 | 0.00012907 | 7.1196e-05 | 0.00013926 | 0.00012907 | 4.9721e-05 | 9.6792e-05 | 0.00012907 | 7.1196e-05 | 0.00013926
6 | 16 | 13 | 0.00013061 | 7.1706e-05 | 0.00010242 | 0.00013061 | 6.9735e-05 | 0.00014132 | 0.00013061 | 7.1706e-05 | 0.00010242 | 0.00013061 | 6.9735e-05 | 0.00014132
6 | 16 | 14 | 0.00013313 | 8.5497e-05 | 0.00011398 | 0.00013313 | 6.8791e-05 | 0.00014132 | 0.00013313 | 8.5497e-05 | 0.00011398 | 0.00013313 | 6.8791e-05 | 0.00014132
6 | 16 | 15 | 0.00013392 | 9.8578e-05 | 0.00011913 | 0.00013392 | 6.8038e-05 | 0.00014013 | 0.00013392 | 9.8578e-05 | 0.00011913 | 0.00013392 | 6.8038e-05 | 0.00014013
6 | 16 | 16 | 0.00013432 | 0.00013443 | 0.00014201 | 0.00013432 | 6.9472e-05 | 0.00013701 | 0.00013432 | 0.00013443 | 0.00014201 | 0.00013432 | 6.9472e-05 | 0.00013701
6 | 16 | 17 | 0.00013252 | 0.00016973 | 0.00016019 | 0.00013252 | 7.1155e-05 | 0.00013145 | 0.00013252 | 0.00016973 | 0.00016019 | 0.00013252 | 7.1155e-05 | 0.00013145
6 | 16 | 18 | 0.00012974 | 0.00021594 | 0.00018846 | 0.00012974 | 7.4125e-05 | 0.00012824 | 0.00012974 | 0.00021594 | 0.00018846 | 0.00012974 | 7.4125e-05 | 0.00012824
6 | 16 | 19 | 0.00012556 | 0.00024944 | 0.00020631 | 0.00012556 | 8.2126e-05 | 0.00012707 | 0.00012556 | 0.00024944 | 0.00020631 | 0.00012556 | 8.2126e-05 | 0.00012707
6 | 16 | 20 | 0.00012706 | 0.00025643 | 0.00020076 | 0.00012706 | 8.1455e-05 | 0.00012548 | 0.00012706 | 0.00025643 | 0.00020076 | 0.00012706 | 8.1455e-05 | 0.00012548
6 | 16 | 21 | 0.00012701 | 0.00024842 | 0.00018308 | 0.00012701 | 7.8107e-05 | 0.00011916 | 0.00012701 | 0.00024842 | 0.00018308 | 0.00012701 | 7.8107e-05 | 0.00011916
6 | 16 | 22 | 0.00011689 | 0.00023397 | 0.00016829 | 0.00011689 | 7.8173e-05 | 0.00010719 | 0.00011689 | 0.00023397 | 0.00016829 | 0.00011689 | 7.8173e-05 | 0.00010719
6 | 16 | 23 | 0.00010853 | 0.00021696 | 0.0001522 | 0.00010853 | 7.9168e-05 | 9.571e-05 | 0.00010853 | 0.00021696 | 0.0001522 | 0.00010853 | 7.9168e-05 | 9.571e-05
6 | 16 | 24 | 9.9078e-05 | 0.00018062 | 0.00012231 | 9.9078e-05 | 8.0203e-05 | 9.2437e-05 | 9.9078e-05 | 0.00018062 | 0.00012231 | 9.9078e-05 | 8.0203e-05 | 9.2437e-05
6 | 17 | 1 | 9.2736e-05 | 0.00013813 | 8.639e-05 | 9.2736e-05 | 8.1572e-05 | 8.9399e-05 | 9.2736e-05 | 0.00013813 | 8.639e-05 | 9.2736e-05 | 8.1572e-05 | 8.9399e-05
6 | 17 | 2 | 8.9365e-05 | 0.00010242 | 6.4577e-05 | 8.9365e-05 | 8.2555e-05 | 8.912e-05 | 8.9365e-05 | 0.00010242 | 6.4577e-05 | 8.9365e-05 | 8.2555e-05 | 8.912e-05
6 | 17 | 3 | 8.7414e-05 | 6.9826e-05 | 4.6103e-05 | 8.7414e-05 | 8.2979e-05 | 8.9541e-05 | 8.7414e-05 | 6.9826e-05 | 4.6103e-05 | 8.7414e-05 | 8.2979e-05 | 8.9541e-05
6 | 17 | 4 | 8.681e-05 | 4.6474e-05 | 3.1569e-05 | 8.681e-05 | 8.5874e-05 | 9.416e-05 | 8.681e-05 | 4.6474e-05 | 3.1569e-05 | 8.681e-05 | 8.5874e-05 | 9.416e-05
6 | 17 | 5 | 8.6544e-05 | 2.8617e-05 | 2.1418e-05 | 8.6544e-05 | 8.7315e-05 | 9.8777e-05 | 8.6544e-05 | 2.8617e-05 | 2.1418e-05 | 8.6544e-05 | 8.7315e-05 | 9.8777e-05
6 | 17 | 6 | 8.4788e-05 | 1.6942e-05 | 2.1685e-05 | 8.4788e-05 | 9.0471e-05 | 0.00011031 | 8.4788e-05 | 1.6942e-05 | 2.1685e-05 | 8.4788e-05 | 9.0471e-05 | 0.00011031
6 | 17 | 7 | 8.8866e-05 | 1.0091e-05 | 4.0975e-05 | 8.8866e-05 | 9.152e-05 | 0.0001199 | 8.8866e-05 | 1.0091e-05 | 4.0975e-05 | 8.8866e-05 | 9.152e-05 | 0.0001199
6 | 17 | 8 | 9.5316e-05 | 1.4915e-05 | 8.8106e-05 | 9.5316e-05 | 9.044e-05 | 0.00012909 | 9.5316e-05 | 1.4915e-05 | 8.8106e-05 | 9.5316e-05 | 9.044e-05 | 0.00012909
6 | 17 | 9 | 0.0001013 | 3.0871e-05 | 0.00014026 | 0.0001013 | 8.6564e-05 | 0.00013434 | 0.0001013 | 3.0871e-05 | 0.00014026 | 0.0001013 | 8.6564e-05 | 0.00013434
6 | 17 | 10 | 0.00010761 | 3.3977e-05 | 0.00013781 | 0.00010761 | 8.1615e-05 | 0.00013758 | 0.00010761 | 3.3977e-05 | 0.00013781 | 0.00010761 | 8.1615e-05 | 0.00013758
6 | 17 | 11 | 0.00011245 | 4.0073e-05 | 0.00011224 | 0.00011245 | 7.5946e-05 | 0.0001384 | 0.00011245 | 4.0073e-05 | 0.00011224 | 0.00011245 | 7.5946e-05 | 0.0001384
6 | 17 | 12 | 0.00011577 | 4.9721e-05 | 9.6792e-05 | 0.00011577 | 7.1196e-05 | 0.00013926 | 0.00011577 | 4.9721e-05 | 9.6792e-05 | 0.00011577 | 7.1196e-05 | 0.00013926
6 | 17 | 13 | 0.00011919 | 7.1706e-05 | 0.00010242 | 0.00011919 | 6.9735e-05 | 0.00014132 | 0.00011919 | 7.1706e-05 | 0.00010242 | 0.00011919 | 6.9735e-05 | 0.00014132
6 | 17 | 14 | 0.00012245 | 8.5497e-05 | 0.00011398 | 0.00012245 | 6.8791e-05 | 0.00014132 | 0.00012245 | 8.5497e-05 | 0.00011398 | 0.00012245 | 6.8791e-05 | 0.00014132
6 | 17 | 15 | 0.00012553 | 9.8578e-05 | 0.00011913 | 0.00012553 | 6.8038e-05 | 0.00014013 | 0.00012553 | 9.8578e-05 | 0.00011913 | 0.00012553 | 6.8038e-05 | 0.00014013
6 | 17 | 16 | 0.00012771 | 0.00013443 | 0.00014201 | 0.00012771 | 6.9472e-05 | 0.00013701 | 0.00012771 | 0.00013443 | 0.00014201 | 0.00012771 | 6.9472e-05 | 0.00013701
6 | 17 | 17 | 0.00012849 | 0.00016973 | 0.00016019 | 0.00012849 | 7.1155e-05 | 0.00013145 | 0.00012849 | 0.00016973 | 0.00016019 | 0.00012849 | 7.1155e-05 | 0.00013145
6 | 17 | 18 | 0.00012711 | 0.00021594 | 0.00018846 | 0.00012711 | 7.4125e-05 | 0.00012824 | 0.00012711 | 0.00021594 | 0.00018846 | 0.00012711 | 7.4125e-05 | 0.00012824
6 | 17 | 19 | 0.00012446 | 0.00024944 | 0.00020631 | 0.00012446 | 8.2126e-05 | 0.00012707 | 0.00012446 | 0.00024944 | 0.00020631 | 0.00012446 | 8.2126e-05 | 0.00012707
6 | 17 | 20 | 0.00012643 | 0.00025643 | 0.00020076 | 0.00012643 | 8.1455e-05 | 0.00012548 | 0.00012643 | 0.00025643 | 0.00020076 | 0.00012643 | 8.1455e-05 | 0.00012548
6 | 17 | 21 | 0.0001261 | 0.00024842 | 0.00018308 | 0.0001261 | 7.8107e-05 | 0.00011916 | 0.0001261 | 0.00024842 | 0.00018308 | 0.0001261 | 7.8107e-05 | 0.00011916
6 | 17 | 22 | 0.00011769 | 0.00023397 | 0.00016829 | 0.00011769 | 7.8173e-05 | 0.00010719 | 0.00011769 | 0.00023397 | 0.00016829 | 0.00011769 | 7.8173e-05 | 0.00010719
6 | 17 | 23 | 0.00010618 | 0.00021696 | 0.0001522 | 0.00010618 | 7.9168e-05 | 9.571e-05 | 0.00010618 | 0.00021696 | 0.0001522 | 0.00010618 | 7.9168e-05 | 9.571e-05
6 | 17 | 24 | 9.7987e-05 | 0.00018062 | 0.00012231 | 9.7987e-05 | 8.0203e-05 | 9.2437e-05 | 9.7987e-05 | 0.00018062 | 0.00012231 | 9.7987e-05 | 8.0203e-05 | 9.2437e-05
6 | 18 | 1 | 9.2773e-05 | 0.00013813 | 8.639e-05 | 9.2773e-05 | 8.1572e-05 | 8.9399e-05 | 9.2773e-05 | 0.00013813 | 8.639e-05 | 9.2773e-05 | 8.1572e-05 | 8.9399e-05
6 | 18 | 2 | 9.0123e-05 | 0.00010242 | 6.4577e-05 | 9.0123e-05 | 8.2555e-05 | 8.912e-05 | 9.0123e-05 | 0.00010242 | 6.4577e-05 | 9.0123e-05 | 8.2555e-05 | 8.912e-05
6 | 18 | 3 | 8.9228e-05 | 6.9826e-05 | 4.6103e-05 | 8.9228e-05 | 8.2979e-05 | 8.9541e-05 | 8.9228e-05 | 6.9826e-05 | 4.6103e-05 | 8.9228e-05 | 8.2979e-05 | 8.9541e-05
6 | 18 | 4 | 9.0992e-05 | 4.6474e-05 | 3.1569e-05 | 9.0992e-05 | 8.5874e-05 | 9.416e-05 | 9.0992e-05 | 4.6474e-05 | 3.1569e-05 | 9.0992e-05 | 8.5874e-05 | 9.416e-05
6 | 18 | 5 | 9.5753e-05 | 2.8617e-05 | 2.1418e-05 | 9.5753e-05 | 8.7315e-05 | 9.8777e-05 | 9.5753e-05 | 2.8617e-05 | 2.1418e-05 | 9.5753e-05 | 8.7315e-05 | 9.8777e-05
6 | 18 | 6 | 0.00010228 | 1.6942e-05 | 2.1685e-05 | 0.00010228 | 9.0471e-05 | 0.00011031 | 0.00010228 | 1.6942e-05 | 2.1685e-05 | 0.00010228 | 9.0471e-05 | 0.00011031
6 | 18 | 7 | 0.00011366 | 1.0091e-05 | 4.0975e-05 | 0.00011366 | 9.152e-05 | 0.0001199 | 0.00011366 | 1.0091e-05 | 4.0975e-05 | 0.00011366 | 9.152e-05 | 0.0001199
6 | 18 | 8 | 0.00012171 | 1.4915e-05 | 8.8106e-05 | 0.00012171 | 9.044e-05 | 0.00012909 | 0.00012171 | 1.4915e-05 | 8.8106e-05 | 0.00012171 | 9.044e-05 | 0.00012909
6 | 18 | 9 | 0.00012862 | 3.0871e-05 | 0.00014026 | 0.00012862 | 8.6564e-05 | 0.00013434 | 0.00012862 | 3.0871e-05 | 0.00014026 | 0.00012862 | 8.6564e-05 | 0.00013434
6 | 18 | 10 | 0.00013642 | 3.3977e-05 | 0.00013781 | 0.00013642 | 8.1615e-05 | 0.00013758 | 0.00013642 | 3.3977e-05 | 0.00013781 | 0.00013642 | 8.1615e-05 | 0.00013758
6 | 18 | 11 | 0.0001418 | 4.0073e-05 | 0.00011224 | 0.0001418 | 7.5946e-05 | 0.0001384 | 0.0001418 | 4.0073e-05 | 0.00011224 | 0.0001418 | 7.5946e-05 | 0.0001384
6 | 18 | 12 | 0.00014488 | 4.9721e-05 | 9.6792e-05 | 0.00014488 | 7.1196e-05 | 0.00013926 | 0.00014488 | 4.9721e-05 | 9.6792e-05 | 0.00014488 | 7.1196e-05 | 0.00013926
6 | 18 | 13 | 0.00014986 | 7.1706e-05 | 0.00010242 | 0.00014986 | 6.9735e-05 | 0.00014132 | 0.00014986 | 7.1706e-05 | 0.00010242 | 0.00014986 | 6.9735e-05 | 0.00014132
6 | 18 | 14 | 0.00015323 | 8.5497e-05 | 0.00011398 | 0.00015323 | 6.8791e-05 | 0.00014132 | 0.00015323 | 8.5497e-05 | 0.00011398 | 0.00015323 | 6.8791e-05 | 0.00014132
6 | 18 | 15 | 0.00015578 | 9.8578e-05 | 0.00011913 | 0.00015578 | 6.8038e-05 | 0.00014013 | 0.00015578 | 9.8578e-05 | 0.00011913 | 0.00015578 | 6.8038e-05 | 0.00014013
6 | 18 | 16 | 0.00015631 | 0.00013443 | 0.00014201 | 0.00015631 | 6.9472e-05 | 0.00013701 | 0.00015631 | 0.00013443 | 0.00014201 | 0.00015631 | 6.9472e-05 | 0.00013701
6 | 18 | 17 | 0.00015507 | 0.00016973 | 0.00016019 | 0.00015507 | 7.1155e-05 | 0.00013145 | 0.00015507 | 0.00016973 | 0.00016019 | 0.00015507 | 7.1155e-05 | 0.00013145
6 | 18 | 18 | 0.00015038 | 0.00021594 | 0.00018846 | 0.00015038 | 7.4125e-05 | 0.00012824 | 0.00015038 | 0.00021594 | 0.00018846 | 0.00015038 | 7.4125e-05 | 0.00012824
6 | 18 | 19 | 0.00014522 | 0.00024944 | 0.00020631 | 0.00014522 | 8.2126e-05 | 0.00012707 | 0.00014522 | 0.00024944 | 0.00020631 | 0.00014522 | 8.2126e-05 | 0.00012707
6 | 18 | 20 | 0.00014365 | 0.00025643 | 0.00020076 | 0.00014365 | 8.1455e-05 | 0.00012548 | 0.00014365 | 0.00025643 | 0.00020076 | 0.00014365 | 8.1455e-05 | 0.00012548
6 | 18 | 21 | 0.00013967 | 0.00024842 | 0.00018308 | 0.00013967 | 7.8107e-05 | 0.00011916 | 0.00013967 | 0.00024842 | 0.00018308 | 0.00013967 | 7.8107e-05 | 0.00011916
6 | 18 | 22 | 0.00012725 | 0.00023397 | 0.00016829 | 0.00012725 | 7.8173e-05 | 0.00010719 | 0.00012725 | 0.00023397 | 0.00016829 | 0.00012725 | 7.8173e-05 | 0.00010719
6 | 18 | 23 | 0.00011374 | 0.00021696 | 0.0001522 | 0.00011374 | 7.9168e-05 | 9.571e-05 | 0.00011374 | 0.00021696 | 0.0001522 | 0.00011374 | 7.9168e-05 | 9.571e-05
6 | 18 | 24 | 0.00010394 | 0.00018062 | 0.00012231 | 0.00010394 | 8.0203e-05 | 9.2437e-05 | 0.00010394 | 0.00018062 | 0.00012231 | 0.00010394 | 8.0203e-05 | 9.2437e-05
6 | 19 | 1 | 9.7888e-05 | 0.00013813 | 8.639e-05 | 9.7888e-05 | 8.1572e-05 | 8.9399e-05 | 9.7888e-05 | 0.00013813 | 8.639e-05 | 9.7888e-05 | 8.1572e-05 | 8.9399e-05
6 | 19 | 2 | 9.4276e-05 | 0.00010242 | 6.4577e-05 | 9.4276e-05 | 8.2555e-05 | 8.912e-05 | 9.4276e-05 | 0.00010242 | 6.4577e-05 | 9.4276e-05 | 8.2555e-05 | 8.912e-05
6 | 19 | 3 | 9.2445e-05 | 6.9826e-05 | 4.6103e-05 | 9.2445e-05 | 8.2979e-05 | 8.9541e-05 | 9.2445e-05 | 6.9826e-05 | 4.6103e-05 | 9.2445e-05 | 8.2979e-05 | 8.9541e-05
6 | 19 | 4 | 9.4192e-05 | 4.6474e-05 | 3.1569e-05 | 9.4192e-05 | 8.5874e-05 | 9.416e-05 | 9.4192e-05 | 4.6474e-05 | 3.1569e-05 | 9.4192e-05 | 8.5874e-05 | 9.416e-05
6 | 19 | 5 | 9.8657e-05 | 2.8617e-05 | 2.1418e-05 | 9.8657e-05 | 8.7315e-05 | 9.8777e-05 | 9.8657e-05 | 2.8617e-05 | 2.1418e-05 | 9.8657e-05 | 8.7315e-05 | 9.8777e-05
6 | 19 | 6 | 0.00010452 | 1.6942e-05 | 2.1685e-05 | 0.00010452 | 9.0471e-05 | 0.00011031 | 0.00010452 | 1.6942e-05 | 2.1685e-05 | 0.00010452 | 9.0471e-05 | 0.00011031
6 | 19 | 7 | 0.00011348 | 1.0091e-05 | 4.0975e-05 | 0.00011348 | 9.152e-05 | 0.0001199 | 0.00011348 | 1.0091e-05 | 4.0975e-05 | 0.00011348 | 9.152e-05 | 0.0001199
6 | 19 | 8 | 0.00012186 | 1.4915e-05 | 8.8106e-05 | 0.00012186 | 9.044e-05 | 0.00012909 | 0.00012186 | 1.4915e-05 | 8.8106e-05 | 0.00012186 | 9.044e-05 | 0.00012909
6 | 19 | 9 | 0.0001293 | 3.0871e-05 | 0.00014026 | 0.0001293 | 8.6564e-05 | 0.00013434 | 0.0001293 | 3.0871e-05 | 0.00014026 | 0.0001293 | 8.6564e-05 | 0.00013434
6 | 19 | 10 | 0.00013689 | 3.3977e-05 | 0.00013781 | 0.00013689 | 8.1615e-05 | 0.00013758 | 0.00013689 | 3.3977e-05 | 0.00013781 | 0.00013689 | 8.1615e-05 | 0.00013758
6 | 19 | 11 | 0.00014139 | 4.0073e-05 | 0.00011224 | 0.00014139 | 7.5946e-05 | 0.0001384 | 0.00014139 | 4.0073e-05 | 0.00011224 | 0.00014139 | 7.5946e-05 | 0.0001384
6 | 19 | 12 | 0.00014338 | 4.9721e-05 | 9.6792e-05 | 0.00014338 | 7.1196e-05 | 0.00013926 | 0.00014338 | 4.9721e-05 | 9.6792e-05 | 0.00014338 | 7.1196e-05 | 0.00013926
6 | 19 | 13 | 0.00014727 | 7.1706e-05 | 0.00010242 | 0.00014727 | 6.9735e-05 | 0.00014132 | 0.00014727 | 7.1706e-05 | 0.00010242 | 0.00014727 | 6.9735e-05 | 0.00014132
6 | 19 | 14 | 0.00015071 | 8.5497e-05 | 0.00011398 | 0.00015071 | 6.8791e-05 | 0.00014132 | 0.00015071 | 8.5497e-05 | 0.00011398 | 0.00015071 | 6.8791e-05 | 0.00014132
6 | 19 | 15 | 0.00015333 | 9.8578e-05 | 0.00011913 | 0.00015333 | 6.8038e-05 | 0.00014013 | 0.00015333 | 9.8578e-05 | 0.00011913 | 0.00015333 | 6.8038e-05 | 0.00014013
6 | 19 | 16 | 0.00015353 | 0.00013443 | 0.00014201 | 0.00015353 | 6.9472e-05 | 0.00013701 | 0.00015353 | 0.00013443 | 0.00014201 | 0.00015353 | 6.9472e-05 | 0.00013701
6 | 19 | 17 | 0.00015119 | 0.00016973 | 0.00016019 | 0.00015119 | 7.1155e-05 | 0.00013145 | 0.00015119 | 0.00016973 | 0.00016019 | 0.00015119 | 7.1155e-05 | 0.00013145
6 | 19 | 18 | 0.0001462 | 0.00021594 | 0.00018846 | 0.0001462 | 7.4125e-05 | 0.00012824 | 0.0001462 | 0.00021594 | 0.00018846 | 0.0001462 | 7.4125e-05 | 0.00012824
6 | 19 | 19 | 0.00014225 | 0.00024944 | 0.00020631 | 0.00014225 | 8.2126e-05 | 0.00012707 | 0.00014225 | 0.00024944 | 0.00020631 | 0.00014225 | 8.2126e-05 | 0.00012707
6 | 19 | 20 | 0.000142 | 0.00025643 | 0.00020076 | 0.000142 | 8.1455e-05 | 0.00012548 | 0.000142 | 0.00025643 | 0.00020076 | 0.000142 | 8.1455e-05 | 0.00012548
6 | 19 | 21 | 0.0001385 | 0.00024842 | 0.00018308 | 0.0001385 | 7.8107e-05 | 0.00011916 | 0.0001385 | 0.00024842 | 0.00018308 | 0.0001385 | 7.8107e-05 | 0.00011916
6 | 19 | 22 | 0.00012459 | 0.00023397 | 0.00016829 | 0.00012459 | 7.8173e-05 | 0.00010719 | 0.00012459 | 0.00023397 | 0.00016829 | 0.00012459 | 7.8173e-05 | 0.00010719
6 | 19 | 23 | 0.00011302 | 0.00021696 | 0.0001522 | 0.00011302 | 7.9168e-05 | 9.571e-05 | 0.00011302 | 0.00021696 | 0.0001522 | 0.00011302 | 7.9168e-05 | 9.571e-05
6 | 19 | 24 | 0.00010433 | 0.00018062 | 0.00012231 | 0.00010433 | 8.0203e-05 | 9.2437e-05 | 0.00010433 | 0.00018062 | 0.00012231 | 0.00010433 | 8.0203e-05 | 9.2437e-05
6 | 20 | 1 | 9.8058e-05 | 0.00013813 | 8.639e-05 | 9.8058e-05 | 8.1572e-05 | 8.9399e-05 | 9.8058e-05 | 0.00013813 | 8.639e-05 | 9.8058e-05 | 8.1572e-05 | 8.9399e-05
6 | 20 | 2 | 9.4359e-05 | 0.00010242 | 6.4577e-05 | 9.4359e-05 | 8.2555e-05 | 8.912e-05 | 9.4359e-05 | 0.00010242 | 6.4577e-05 | 9.4359e-05 | 8.2555e-05 | 8.912e-05
6 | 20 | 3 | 9.2532e-05 | 6.9826e-05 | 4.6103e-05 | 9.2532e-05 | 8.2979e-05 | 8.9541e-05 | 9.2532e-05 | 6.9826e-05 | 4.6103e-05 | 9.2532e-05 | 8.2979e-05 | 8.9541e-05
6 | 20 | 4 | 9.4043e-05 | 4.6474e-05 | 3.1569e-05 | 9.4043e-05 | 8.5874e-05 | 9.416e-05 | 9.4043e-05 | 4.6474e-05 | 3.1569e-05 | 9.4043e-05 | 8.5874e-05 | 9.416e-05
6 | 20 | 5 | 9.82e-05 | 2.8617e-05 | 2.1418e-05 | 9.82e-05 | 8.7315e-05 | 9.8777e-05 | 9.82e-05 | 2.8617e-05 | 2.1418e-05 | 9.82e-05 | 8.7315e-05 | 9.8777e-05
6 | 20 | 6 | 0.00010348 | 1.6942e-05 | 2.1685e-05 | 0.00010348 | 9.0471e-05 | 0.00011031 | 0.00010348 | 1.6942e-05 | 2.1685e-05 | 0.00010348 | 9.0471e-05 | 0.00011031
6 | 20 | 7 | 0.00011202 | 1.0091e-05 | 4.0975e-05 | 0.00011202 | 9.152e-05 | 0.0001199 | 0.00011202 | 1.0091e-05 | 4.0975e-05 | 0.00011202 | 9.152e-05 | 0.0001199
6 | 20 | 8 | 0.0001206 | 1.4915e-05 | 8.8106e-05 | 0.0001206 | 9.044e-05 | 0.00012909 | 0.0001206 | 1.4915e-05 | 8.8106e-05 | 0.0001206 | 9.044e-05 | 0.00012909
6 | 20 | 9 | 0.00012814 | 3.0871e-05 | 0.00014026 | 0.00012814 | 8.6564e-05 | 0.00013434 | 0.00012814 | 3.0871e-05 | 0.00014026 | 0.00012814 | 8.6564e-05 | 0.00013434
6 | 20 | 10 | 0.00013581 | 3.3977e-05 | 0.00013781 | 0.00013581 | 8.1615e-05 | 0.00013758 | 0.00013581 | 3.3977e-05 | 0.00013781 | 0.00013581 | 8.1615e-05 | 0.00013758
6 | 20 | 11 | 0.00014058 | 4.0073e-05 | 0.00011224 | 0.00014058 | 7.5946e-05 | 0.0001384 | 0.00014058 | 4.0073e-05 | 0.00011224 | 0.00014058 | 7.5946e-05 | 0.0001384
6 | 20 | 12 | 0.00014289 | 4.9721e-05 | 9.6792e-05 | 0.00014289 | 7.1196e-05 | 0.00013926 | 0.00014289 | 4.9721e-05 | 9.6792e-05 | 0.00014289 | 7.1196e-05 | 0.00013926
6 | 20 | 13 | 0.00014652 | 7.1706e-05 | 0.00010242 | 0.00014652 | 6.9735e-05 | 0.00014132 | 0.00014652 | 7.1706e-05 | 0.00010242 | 0.00014652 | 6.9735e-05 | 0.00014132
6 | 20 | 14 | 0.00014996 | 8.5497e-05 | 0.00011398 | 0.00014996 | 6.8791e-05 | 0.00014132 | 0.00014996 | 8.5497e-05 | 0.00011398 | 0.00014996 | 6.8791e-05 | 0.00014132
6 | 20 | 15 | 0.00015232 | 9.8578e-05 | 0.00011913 | 0.00015232 | 6.8038e-05 | 0.00014013 | 0.00015232 | 9.8578e-05 | 0.00011913 | 0.00015232 | 6.8038e-05 | 0.00014013
6 | 20 | 16 | 0.00015235 | 0.00013443 | 0.00014201 | 0.00015235 | 6.9472e-05 | 0.00013701 | 0.00015235 | 0.00013443 | 0.00014201 | 0.00015235 | 6.9472e-05 | 0.00013701
6 | 20 | 17 | 0.00014938 | 0.00016973 | 0.00016019 | 0.00014938 | 7.1155e-05 | 0.00013145 | 0.00014938 | 0.00016973 | 0.00016019 | 0.00014938 | 7.1155e-05 | 0.00013145
6 | 20 | 18 | 0.00014522 | 0.00021594 | 0.00018846 | 0.00014522 | 7.4125e-05 | 0.00012824 | 0.00014522 | 0.00021594 | 0.00018846 | 0.00014522 | 7.4125e-05 | 0.00012824
6 | 20 | 19 | 0.0001397 | 0.00024944 | 0.00020631 | 0.0001397 | 8.2126e-05 | 0.00012707 | 0.0001397 | 0.00024944 | 0.00020631 | 0.0001397 | 8.2126e-05 | 0.00012707
6 | 20 | 20 | 0.00013842 | 0.00025643 | 0.00020076 | 0.00013842 | 8.1455e-05 | 0.00012548 | 0.00013842 | 0.00025643 | 0.00020076 | 0.00013842 | 8.1455e-05 | 0.00012548
6 | 20 | 21 | 0.00013627 | 0.00024842 | 0.00018308 | 0.00013627 | 7.8107e-05 | 0.00011916 | 0.00013627 | 0.00024842 | 0.00018308 | 0.00013627 | 7.8107e-05 | 0.00011916
6 | 20 | 22 | 0.00012413 | 0.00023397 | 0.00016829 | 0.00012413 | 7.8173e-05 | 0.00010719 | 0.00012413 | 0.00023397 | 0.00016829 | 0.00012413 | 7.8173e-05 | 0.00010719
6 | 20 | 23 | 0.0001137 | 0.00021696 | 0.0001522 | 0.0001137 | 7.9168e-05 | 9.571e-05 | 0.0001137 | 0.00021696 | 0.0001522 | 0.0001137 | 7.9168e-05 | 9.571e-05
6 | 20 | 24 | 0.00010388 | 0.00018062 | 0.00012231 | 0.00010388 | 8.0203e-05 | 9.2437e-05 | 0.00010388 | 0.00018062 | 0.00012231 | 0.00010388 | 8.0203e-05 | 9.2437e-05
6 | 21 | 1 | 9.8091e-05 | 0.00013813 | 8.639e-05 | 9.8091e-05 | 8.1572e-05 | 8.9399e-05 | 9.8091e-05 | 0.00013813 | 8.639e-05 | 9.8091e-05 | 8.1572e-05 | 8.9399e-05
6 | 21 | 2 | 9.4571e-05 | 0.00010242 | 6.4577e-05 | 9.4571e-05 | 8.2555e-05 | 8.912e-05 | 9.4571e-05 | 0.00010242 | 6.4577e-05 | 9.4571e-05 | 8.2555e-05 | 8.912e-05
6 | 21 | 3 | 9.2907e-05 | 6.9826e-05 | 4.6103e-05 | 9.2907e-05 | 8.2979e-05 | 8.9541e-05 | 9.2907e-05 | 6.9826e-05 | 4.6103e-05 | 9.2907e-05 | 8.2979e-05 | 8.9541e-05
6 | 21 | 4 | 9.398e-05 | 4.6474e-05 | 3.1569e-05 | 9.398e-05 | 8.5874e-05 | 9.416e-05 | 9.398e-05 | 4.6474e-05 | 3.1569e-05 | 9.398e-05 | 8.5874e-05 | 9.416e-05
6 | 21 | 5 | 9.7342e-05 | 2.8617e-05 | 2.1418e-05 | 9.7342e-05 | 8.7315e-05 | 9.8777e-05 | 9.7342e-05 | 2.8617e-05 | 2.1418e-05 | 9.7342e-05 | 8.7315e-05 | 9.8777e-05
6 | 21 | 6 | 0.00010209 | 1.6942e-05 | 2.1685e-05 | 0.00010209 | 9.0471e-05 | 0.00011031 | 0.00010209 | 1.6942e-05 | 2.1685e-05 | 0.00010209 | 9.0471e-05 | 0.00011031
6 | 21 | 7 | 0.0001102 | 1.0091e-05 | 4.0975e-05 | 0.0001102 | 9.152e-05 | 0.0001199 | 0.0001102 | 1.0091e-05 | 4.0975e-05 | 0.0001102 | 9.152e-05 | 0.0001199
6 | 21 | 8 | 0.00012014 | 1.4915e-05 | 8.8106e-05 | 0.00012014 | 9.044e-05 | 0.00012909 | 0.00012014 | 1.4915e-05 | 8.8106e-05 | 0.00012014 | 9.044e-05 | 0.00012909
6 | 21 | 9 | 0.00012701 | 3.0871e-05 | 0.00014026 | 0.00012701 | 8.6564e-05 | 0.00013434 | 0.00012701 | 3.0871e-05 | 0.00014026 | 0.00012701 | 8.6564e-05 | 0.00013434
6 | 21 | 10 | 0.00013586 | 3.3977e-05 | 0.00013781 | 0.00013586 | 8.1615e-05 | 0.00013758 | 0.00013586 | 3.3977e-05 | 0.00013781 | 0.00013586 | 8.1615e-05 | 0.00013758
6 | 21 | 11 | 0.00013994 | 4.0073e-05 | 0.00011224 | 0.00013994 | 7.5946e-05 | 0.0001384 | 0.00013994 | 4.0073e-05 | 0.00011224 | 0.00013994 | 7.5946e-05 | 0.0001384
6 | 21 | 12 | 0.00014356 | 4.9721e-05 | 9.6792e-05 | 0.00014356 | 7.1196e-05 | 0.00013926 | 0.00014356 | 4.9721e-05 | 9.6792e-05 | 0.00014356 | 7.1196e-05 | 0.00013926
6 | 21 | 13 | 0.00014811 | 7.1706e-05 | 0.00010242 | 0.00014811 | 6.9735e-05 | 0.00014132 | 0.00014811 | 7.1706e-05 | 0.00010242 | 0.00014811 | 6.9735e-05 | 0.00014132
6 | 21 | 14 | 0.00015214 | 8.5497e-05 | 0.00011398 | 0.00015214 | 6.8791e-05 | 0.00014132 | 0.00015214 | 8.5497e-05 | 0.00011398 | 0.00015214 | 6.8791e-05 | 0.00014132
6 | 21 | 15 | 0.00015453 | 9.8578e-05 | 0.00011913 | 0.00015453 | 6.8038e-05 | 0.00014013 | 0.00015453 | 9.8578e-05 | 0.00011913 | 0.00015453 | 6.8038e-05 | 0.00014013
6 | 21 | 16 | 0.00015513 | 0.00013443 | 0.00014201 | 0.00015513 | 6.9472e-05 | 0.00013701 | 0.00015513 | 0.00013443 | 0.00014201 | 0.00015513 | 6.9472e-05 | 0.00013701
6 | 21 | 17 | 0.00015255 | 0.00016973 | 0.00016019 | 0.00015255 | 7.1155e-05 | 0.00013145 | 0.00015255 | 0.00016973 | 0.00016019 | 0.00015255 | 7.1155e-05 | 0.00013145
6 | 21 | 18 | 0.00014947 | 0.00021594 | 0.00018846 | 0.00014947 | 7.4125e-05 | 0.00012824 | 0.00014947 | 0.00021594 | 0.00018846 | 0.00014947 | 7.4125e-05 | 0.00012824
6 | 21 | 19 | 0.00014453 | 0.00024944 | 0.00020631 | 0.00014453 | 8.2126e-05 | 0.00012707 | 0.00014453 | 0.00024944 | 0.00020631 | 0.00014453 | 8.2126e-05 | 0.00012707
6 | 21 | 20 | 0.00014418 | 0.00025643 | 0.00020076 | 0.00014418 | 8.1455e-05 | 0.00012548 | 0.00014418 | 0.00025643 | 0.00020076 | 0.00014418 | 8.1455e-05 | 0.00012548
6 | 21 | 21 | 0.00014173 | 0.00024842 | 0.00018308 | 0.00014173 | 7.8107e-05 | 0.00011916 | 0.00014173 | 0.00024842 | 0.00018308 | 0.00014173 | 7.8107e-05 | 0.00011916
6 | 21 | 22 | 0.0001281 | 0.00023397 | 0.00016829 | 0.0001281 | 7.8173e-05 | 0.00010719 | 0.0001281 | 0.00023397 | 0.00016829 | 0.0001281 | 7.8173e-05 | 0.00010719
6 | 21 | 23 | 0.00011472 | 0.00021696 | 0.0001522 | 0.00011472 | 7.9168e-05 | 9.571e-05 | 0.00011472 | 0.00021696 | 0.0001522 | 0.00011472 | 7.9168e-05 | 9.571e-05
6 | 21 | 24 | 0.00010494 | 0.00018062 | 0.00012231 | 0.00010494 | 8.0203e-05 | 9.2437e-05 | 0.00010494 | 0.00018062 | 0.00012231 | 0.00010494 | 8.0203e-05 | 9.2437e-05
6 | 22 | 1 | 9.9152e-05 | 0.00013813 | 8.639e-05 | 9.9152e-05 | 8.1572e-05 | 8.9399e-05 | 9.9152e-05 | 0.00013813 | 8.639e-05 | 9.9152e-05 | 8.1572e-05 | 8.9399e-05
6 | 22 | 2 | 9.5216e-05 | 0.00010242 | 6.4577e-05 | 9.5216e-05 | 8.2555e-05 | 8.912e-05 | 9.5216e-05 | 0.00010242 | 6.4577e-05 | 9.5216e-05 | 8.2555e-05 | 8.912e-05
6 | 22 | 3 | 9.2619e-05 | 6.9826e-05 | 4.6103e-05 | 9.2619e-05 | 8.2979e-05 | 8.9541e-05 | 9.2619e-05 | 6.9826e-05 | 4.6103e-05 | 9.2619e-05 | 8.2979e-05 | 8.9541e-05
6 | 22 | 4 | 9.3839e-05 | 4.6474e-05 | 3.1569e-05 | 9.3839e-05 | 8.5874e-05 | 9.416e-05 | 9.3839e-05 | 4.6474e-05 | 3.1569e-05 | 9.3839e-05 | 8.5874e-05 | 9.416e-05
6 | 22 | 5 | 9.6444e-05 | 2.8617e-05 | 2.1418e-05 | 9.6444e-05 | 8.7315e-05 | 9.8777e-05 | 9.6444e-05 | 2.8617e-05 | 2.1418e-05 | 9.6444e-05 | 8.7315e-05 | 9.8777e-05
6 | 22 | 6 | 0.00010114 | 1.6942e-05 | 2.1685e-05 | 0.00010114 | 9.0471e-05 | 0.00011031 | 0.00010114 | 1.6942e-05 | 2.1685e-05 | 0.00010114 | 9.0471e-05 | 0.00011031
6 | 22 | 7 | 0.00011134 | 1.0091e-05 | 4.0975e-05 | 0.00011134 | 9.152e-05 | 0.0001199 | 0.00011134 | 1.0091e-05 | 4.0975e-05 | 0.00011134 | 9.152e-05 | 0.0001199
6 | 22 | 8 | 0.00012144 | 1.4915e-05 | 8.8106e-05 | 0.00012144 | 9.044e-05 | 0.00012909 | 0.00012144 | 1.4915e-05 | 8.8106e-05 | 0.00012144 | 9.044e-05 | 0.00012909
6 | 22 | 9 | 0.00013069 | 3.0871e-05 | 0.00014026 | 0.00013069 | 8.6564e-05 | 0.00013434 | 0.00013069 | 3.0871e-05 | 0.00014026 | 0.00013069 | 8.6564e-05 | 0.00013434
6 | 22 | 10 | 0.00013811 | 3.3977e-05 | 0.00013781 | 0.00013811 | 8.1615e-05 | 0.00013758 | 0.00013811 | 3.3977e-05 | 0.00013781 | 0.00013811 | 8.1615e-05 | 0.00013758
6 | 22 | 11 | 0.00014227 | 4.0073e-05 | 0.00011224 | 0.00014227 | 7.5946e-05 | 0.0001384 | 0.00014227 | 4.0073e-05 | 0.00011224 | 0.00014227 | 7.5946e-05 | 0.0001384
6 | 22 | 12 | 0.00014525 | 4.9721e-05 | 9.6792e-05 | 0.00014525 | 7.1196e-05 | 0.00013926 | 0.00014525 | 4.9721e-05 | 9.6792e-05 | 0.00014525 | 7.1196e-05 | 0.00013926
6 | 22 | 13 | 0.00015005 | 7.1706e-05 | 0.00010242 | 0.00015005 | 6.9735e-05 | 0.00014132 | 0.00015005 | 7.1706e-05 | 0.00010242 | 0.00015005 | 6.9735e-05 | 0.00014132
6 | 22 | 14 | 0.00015404 | 8.5497e-05 | 0.00011398 | 0.00015404 | 6.8791e-05 | 0.00014132 | 0.00015404 | 8.5497e-05 | 0.00011398 | 0.00015404 | 6.8791e-05 | 0.00014132
6 | 22 | 15 | 0.00015654 | 9.8578e-05 | 0.00011913 | 0.00015654 | 6.8038e-05 | 0.00014013 | 0.00015654 | 9.8578e-05 | 0.00011913 | 0.00015654 | 6.8038e-05 | 0.00014013
6 | 22 | 16 | 0.0001569 | 0.00013443 | 0.00014201 | 0.0001569 | 6.9472e-05 | 0.00013701 | 0.0001569 | 0.00013443 | 0.00014201 | 0.0001569 | 6.9472e-05 | 0.00013701
6 | 22 | 17 | 0.00015433 | 0.00016973 | 0.00016019 | 0.00015433 | 7.1155e-05 | 0.00013145 | 0.00015433 | 0.00016973 | 0.00016019 | 0.00015433 | 7.1155e-05 | 0.00013145
6 | 22 | 18 | 0.00015024 | 0.00021594 | 0.00018846 | 0.00015024 | 7.4125e-05 | 0.00012824 | 0.00015024 | 0.00021594 | 0.00018846 | 0.00015024 | 7.4125e-05 | 0.00012824
6 | 22 | 19 | 0.0001447 | 0.00024944 | 0.00020631 | 0.0001447 | 8.2126e-05 | 0.00012707 | 0.0001447 | 0.00024944 | 0.00020631 | 0.0001447 | 8.2126e-05 | 0.00012707
6 | 22 | 20 | 0.00014353 | 0.00025643 | 0.00020076 | 0.00014353 | 8.1455e-05 | 0.00012548 | 0.00014353 | 0.00025643 | 0.00020076 | 0.00014353 | 8.1455e-05 | 0.00012548
6 | 22 | 21 | 0.00013963 | 0.00024842 | 0.00018308 | 0.00013963 | 7.8107e-05 | 0.00011916 | 0.00013963 | 0.00024842 | 0.00018308 | 0.00013963 | 7.8107e-05 | 0.00011916
6 | 22 | 22 | 0.00012853 | 0.00023397 | 0.00016829 | 0.00012853 | 7.8173e-05 | 0.00010719 | 0.00012853 | 0.00023397 | 0.00016829 | 0.00012853 | 7.8173e-05 | 0.00010719
6 | 22 | 23 | 0.00011682 | 0.00021696 | 0.0001522 | 0.00011682 | 7.9168e-05 | 9.571e-05 | 0.00011682 | 0.00021696 | 0.0001522 | 0.00011682 | 7.9168e-05 | 9.571e-05
6 | 22 | 24 | 0.00010714 | 0.00018062 | 0.00012231 | 0.00010714 | 8.0203e-05 | 9.2437e-05 | 0.00010714 | 0.00018062 | 0.00012231 | 0.00010714 | 8.0203e-05 | 9.2437e-05
6 | 23 | 1 | 9.9822e-05 | 0.00013813 | 8.639e-05 | 9.9822e-05 | 8.1572e-05 | 8.9399e-05 | 9.9822e-05 | 0.00013813 | 8.639e-05 | 9.9822e-05 | 8.1572e-05 | 8.9399e-05
6 | 23 | 2 | 9.5378e-05 | 0.00010242 | 6.4577e-05 | 9.5378e-05 | 8.2555e-05 | 8.912e-05 | 9.5378e-05 | 0.00010242 | 6.4577e-05 | 9.5378e-05 | 8.2555e-05 | 8.912e-05
6 | 23 | 3 | 9.2316e-05 | 6.9826e-05 | 4.6103e-05 | 9.2316e-05 | 8.2979e-05 | 8.9541e-05 | 9.2316e-05 | 6.9826e-05 | 4.6103e-05 | 9.2316e-05 | 8.2979e-05 | 8.9541e-05
6 | 23 | 4 | 9.2378e-05 | 4.6474e-05 | 3.1569e-05 | 9.2378e-05 | 8.5874e-05 | 9.416e-05 | 9.2378e-05 | 4.6474e-05 | 3.1569e-05 | 9.2378e-05 | 8.5874e-05 | 9.416e-05
6 | 23 | 5 | 9.398e-05 | 2.8617e-05 | 2.1418e-05 | 9.398e-05 | 8.7315e-05 | 9.8777e-05 | 9.398e-05 | 2.8617e-05 | 2.1418e-05 | 9.398e-05 | 8.7315e-05 | 9.8777e-05
6 | 23 | 6 | 9.3115e-05 | 1.6942e-05 | 2.1685e-05 | 9.3115e-05 | 9.0471e-05 | 0.00011031 | 9.3115e-05 | 1.6942e-05 | 2.1685e-05 | 9.3115e-05 | 9.0471e-05 | 0.00011031
6 | 23 | 7 | 9.8441e-05 | 1.0091e-05 | 4.0975e-05 | 9.8441e-05 | 9.152e-05 | 0.0001199 | 9.8441e-05 | 1.0091e-05 | 4.0975e-05 | 9.8441e-05 | 9.152e-05 | 0.0001199
6 | 23 | 8 | 0.00010667 | 1.4915e-05 | 8.8106e-05 | 0.00010667 | 9.044e-05 | 0.00012909 | 0.00010667 | 1.4915e-05 | 8.8106e-05 | 0.00010667 | 9.044e-05 | 0.00012909
6 | 23 | 9 | 0.00011446 | 3.0871e-05 | 0.00014026 | 0.00011446 | 8.6564e-05 | 0.00013434 | 0.00011446 | 3.0871e-05 | 0.00014026 | 0.00011446 | 8.6564e-05 | 0.00013434
6 | 23 | 10 | 0.00012188 | 3.3977e-05 | 0.00013781 | 0.00012188 | 8.1615e-05 | 0.00013758 | 0.00012188 | 3.3977e-05 | 0.00013781 | 0.00012188 | 8.1615e-05 | 0.00013758
6 | 23 | 11 | 0.00012601 | 4.0073e-05 | 0.00011224 | 0.00012601 | 7.5946e-05 | 0.0001384 | 0.00012601 | 4.0073e-05 | 0.00011224 | 0.00012601 | 7.5946e-05 | 0.0001384
6 | 23 | 12 | 0.00013032 | 4.9721e-05 | 9.6792e-05 | 0.00013032 | 7.1196e-05 | 0.00013926 | 0.00013032 | 4.9721e-05 | 9.6792e-05 | 0.00013032 | 7.1196e-05 | 0.00013926
6 | 23 | 13 | 0.00013259 | 7.1706e-05 | 0.00010242 | 0.00013259 | 6.9735e-05 | 0.00014132 | 0.00013259 | 7.1706e-05 | 0.00010242 | 0.00013259 | 6.9735e-05 | 0.00014132
6 | 23 | 14 | 0.00013374 | 8.5497e-05 | 0.00011398 | 0.00013374 | 6.8791e-05 | 0.00014132 | 0.00013374 | 8.5497e-05 | 0.00011398 | 0.00013374 | 6.8791e-05 | 0.00014132
6 | 23 | 15 | 0.0001357 | 9.8578e-05 | 0.00011913 | 0.0001357 | 6.8038e-05 | 0.00014013 | 0.0001357 | 9.8578e-05 | 0.00011913 | 0.0001357 | 6.8038e-05 | 0.00014013
6 | 23 | 16 | 0.00013649 | 0.00013443 | 0.00014201 | 0.00013649 | 6.9472e-05 | 0.00013701 | 0.00013649 | 0.00013443 | 0.00014201 | 0.00013649 | 6.9472e-05 | 0.00013701
6 | 23 | 17 | 0.00013556 | 0.00016973 | 0.00016019 | 0.00013556 | 7.1155e-05 | 0.00013145 | 0.00013556 | 0.00016973 | 0.00016019 | 0.00013556 | 7.1155e-05 | 0.00013145
6 | 23 | 18 | 0.00013253 | 0.00021594 | 0.00018846 | 0.00013253 | 7.4125e-05 | 0.00012824 | 0.00013253 | 0.00021594 | 0.00018846 | 0.00013253 | 7.4125e-05 | 0.00012824
6 | 23 | 19 | 0.00012771 | 0.00024944 | 0.00020631 | 0.00012771 | 8.2126e-05 | 0.00012707 | 0.00012771 | 0.00024944 | 0.00020631 | 0.00012771 | 8.2126e-05 | 0.00012707
6 | 23 | 20 | 0.00012775 | 0.00025643 | 0.00020076 | 0.00012775 | 8.1455e-05 | 0.00012548 | 0.00012775 | 0.00025643 | 0.00020076 | 0.00012775 | 8.1455e-05 | 0.00012548
6 | 23 | 21 | 0.00012626 | 0.00024842 | 0.00018308 | 0.00012626 | 7.8107e-05 | 0.00011916 | 0.00012626 | 0.00024842 | 0.00018308 | 0.00012626 | 7.8107e-05 | 0.00011916
6 | 23 | 22 | 0.00011802 | 0.00023397 | 0.00016829 | 0.00011802 | 7.8173e-05 | 0.00010719 | 0.00011802 | 0.00023397 | 0.00016829 | 0.00011802 | 7.8173e-05 | 0.00010719
6 | 23 | 23 | 0.00010817 | 0.00021696 | 0.0001522 | 0.00010817 | 7.9168e-05 | 9.571e-05 | 0.00010817 | 0.00021696 | 0.0001522 | 0.00010817 | 7.9168e-05 | 9.571e-05
6 | 23 | 24 | 0.00010001 | 0.00018062 | 0.00012231 | 0.00010001 | 8.0203e-05 | 9.2437e-05 | 0.00010001 | 0.00018062 | 0.00012231 | 0.00010001 | 8.0203e-05 | 9.2437e-05
6 | 24 | 1 | 9.3061e-05 | 0.00013813 | 8.639e-05 | 9.3061e-05 | 8.1572e-05 | 8.9399e-05 | 9.3061e-05 | 0.00013813 | 8.639e-05 | 9.3061e-05 | 8.1572e-05 | 8.9399e-05
6 | 24 | 2 | 9.0322e-05 | 0.00010242 | 6.4577e-05 | 9.0322e-05 | 8.2555e-05 | 8.912e-05 | 9.0322e-05 | 0.00010242 | 6.4577e-05 | 9.0322e-05 | 8.2555e-05 | 8.912e-05
6 | 24 | 3 | 8.8184e-05 | 6.9826e-05 | 4.6103e-05 | 8.8184e-05 | 8.2979e-05 | 8.9541e-05 | 8.8184e-05 | 6.9826e-05 | 4.6103e-05 | 8.8184e-05 | 8.2979e-05 | 8.9541e-05
6 | 24 | 4 | 8.7331e-05 | 4.6474e-05 | 3.1569e-05 | 8.7331e-05 | 8.5874e-05 | 9.416e-05 | 8.7331e-05 | 4.6474e-05 | 3.1569e-05 | 8.7331e-05 | 8.5874e-05 | 9.416e-05
6 | 24 | 5 | 8.7131e-05 | 2.8617e-05 | 2.1418e-05 | 8.7131e-05 | 8.7315e-05 | 9.8777e-05 | 8.7131e-05 | 2.8617e-05 | 2.1418e-05 | 8.7131e-05 | 8.7315e-05 | 9.8777e-05
6 | 24 | 6 | 8.6544e-05 | 1.6942e-05 | 2.1685e-05 | 8.6544e-05 | 9.0471e-05 | 0.00011031 | 8.6544e-05 | 1.6942e-05 | 2.1685e-05 | 8.6544e-05 | 9.0471e-05 | 0.00011031
6 | 24 | 7 | 9.0339e-05 | 1.0091e-05 | 4.0975e-05 | 9.0339e-05 | 9.152e-05 | 0.0001199 | 9.0339e-05 | 1.0091e-05 | 4.0975e-05 | 9.0339e-05 | 9.152e-05 | 0.0001199
6 | 24 | 8 | 9.6718e-05 | 1.4915e-05 | 8.8106e-05 | 9.6718e-05 | 9.044e-05 | 0.00012909 | 9.6718e-05 | 1.4915e-05 | 8.8106e-05 | 9.6718e-05 | 9.044e-05 | 0.00012909
6 | 24 | 9 | 0.00010351 | 3.0871e-05 | 0.00014026 | 0.00010351 | 8.6564e-05 | 0.00013434 | 0.00010351 | 3.0871e-05 | 0.00014026 | 0.00010351 | 8.6564e-05 | 0.00013434
6 | 24 | 10 | 0.00010968 | 3.3977e-05 | 0.00013781 | 0.00010968 | 8.1615e-05 | 0.00013758 | 0.00010968 | 3.3977e-05 | 0.00013781 | 0.00010968 | 8.1615e-05 | 0.00013758
6 | 24 | 11 | 0.00011351 | 4.0073e-05 | 0.00011224 | 0.00011351 | 7.5946e-05 | 0.0001384 | 0.00011351 | 4.0073e-05 | 0.00011224 | 0.00011351 | 7.5946e-05 | 0.0001384
6 | 24 | 12 | 0.00011719 | 4.9721e-05 | 9.6792e-05 | 0.00011719 | 7.1196e-05 | 0.00013926 | 0.00011719 | 4.9721e-05 | 9.6792e-05 | 0.00011719 | 7.1196e-05 | 0.00013926
6 | 24 | 13 | 0.00012033 | 7.1706e-05 | 0.00010242 | 0.00012033 | 6.9735e-05 | 0.00014132 | 0.00012033 | 7.1706e-05 | 0.00010242 | 0.00012033 | 6.9735e-05 | 0.00014132
6 | 24 | 14 | 0.00012279 | 8.5497e-05 | 0.00011398 | 0.00012279 | 6.8791e-05 | 0.00014132 | 0.00012279 | 8.5497e-05 | 0.00011398 | 0.00012279 | 6.8791e-05 | 0.00014132
6 | 24 | 15 | 0.00012427 | 9.8578e-05 | 0.00011913 | 0.00012427 | 6.8038e-05 | 0.00014013 | 0.00012427 | 9.8578e-05 | 0.00011913 | 0.00012427 | 6.8038e-05 | 0.00014013
6 | 24 | 16 | 0.00012646 | 0.00013443 | 0.00014201 | 0.00012646 | 6.9472e-05 | 0.00013701 | 0.00012646 | 0.00013443 | 0.00014201 | 0.00012646 | 6.9472e-05 | 0.00013701
6 | 24 | 17 | 0.00012701 | 0.00016973 | 0.00016019 | 0.00012701 | 7.1155e-05 | 0.00013145 | 0.00012701 | 0.00016973 | 0.00016019 | 0.00012701 | 7.1155e-05 | 0.00013145
6 | 24 | 18 | 0.00012568 | 0.00021594 | 0.00018846 | 0.00012568 | 7.4125e-05 | 0.00012824 | 0.00012568 | 0.00021594 | 0.00018846 | 0.00012568 | 7.4125e-05 | 0.00012824
6 | 24 | 19 | 0.00012217 | 0.00024944 | 0.00020631 | 0.00012217 | 8.2126e-05 | 0.00012707 | 0.00012217 | 0.00024944 | 0.00020631 | 0.00012217 | 8.2126e-05 | 0.00012707
6 | 24 | 20 | 0.00012332 | 0.00025643 | 0.00020076 | 0.00012332 | 8.1455e-05 | 0.00012548 | 0.00012332 | 0.00025643 | 0.00020076 | 0.00012332 | 8.1455e-05 | 0.00012548
6 | 24 | 21 | 0.00012313 | 0.00024842 | 0.00018308 | 0.00012313 | 7.8107e-05 | 0.00011916 | 0.00012313 | 0.00024842 | 0.00018308 | 0.00012313 | 7.8107e-05 | 0.00011916
6 | 24 | 22 | 0.00011535 | 0.00023397 | 0.00016829 | 0.00011535 | 7.8173e-05 | 0.00010719 | 0.00011535 | 0.00023397 | 0.00016829 | 0.00011535 | 7.8173e-05 | 0.00010719
6 | 24 | 23 | 0.00010419 | 0.00021696 | 0.0001522 | 0.00010419 | 7.9168e-05 | 9.571e-05 | 0.00010419 | 0.00021696 | 0.0001522 | 0.00010419 | 7.9168e-05 | 9.571e-05
6 | 24 | 24 | 9.6414e-05 | 0.00018062 | 0.00012231 | 9.6414e-05 | 8.0203e-05 | 9.2437e-05 | 9.6414e-05 | 0.00018062 | 0.00012231 | 9.6414e-05 | 8.0203e-05 | 9.2437e-05
6 | 25 | 1 | 9.1567e-05 | 0.00013813 | 8.639e-05 | 9.1567e-05 | 8.1572e-05 | 8.9399e-05 | 9.1567e-05 | 0.00013813 | 8.639e-05 | 9.1567e-05 | 8.1572e-05 | 8.9399e-05
6 | 25 | 2 | 8.9153e-05 | 0.00010242 | 6.4577e-05 | 8.9153e-05 | 8.2555e-05 | 8.912e-05 | 8.9153e-05 | 0.00010242 | 6.4577e-05 | 8.9153e-05 | 8.2555e-05 | 8.912e-05
6 | 25 | 3 | 8.8363e-05 | 6.9826e-05 | 4.6103e-05 | 8.8363e-05 | 8.2979e-05 | 8.9541e-05 | 8.8363e-05 | 6.9826e-05 | 4.6103e-05 | 8.8363e-05 | 8.2979e-05 | 8.9541e-05
6 | 25 | 4 | 9.1022e-05 | 4.6474e-05 | 3.1569e-05 | 9.1022e-05 | 8.5874e-05 | 9.416e-05 | 9.1022e-05 | 4.6474e-05 | 3.1569e-05 | 9.1022e-05 | 8.5874e-05 | 9.416e-05
6 | 25 | 5 | 9.5769e-05 | 2.8617e-05 | 2.1418e-05 | 9.5769e-05 | 8.7315e-05 | 9.8777e-05 | 9.5769e-05 | 2.8617e-05 | 2.1418e-05 | 9.5769e-05 | 8.7315e-05 | 9.8777e-05
6 | 25 | 6 | 0.00010113 | 1.6942e-05 | 2.1685e-05 | 0.00010113 | 9.0471e-05 | 0.00011031 | 0.00010113 | 1.6942e-05 | 2.1685e-05 | 0.00010113 | 9.0471e-05 | 0.00011031
6 | 25 | 7 | 0.00011112 | 1.0091e-05 | 4.0975e-05 | 0.00011112 | 9.152e-05 | 0.0001199 | 0.00011112 | 1.0091e-05 | 4.0975e-05 | 0.00011112 | 9.152e-05 | 0.0001199
6 | 25 | 8 | 0.00011983 | 1.4915e-05 | 8.8106e-05 | 0.00011983 | 9.044e-05 | 0.00012909 | 0.00011983 | 1.4915e-05 | 8.8106e-05 | 0.00011983 | 9.044e-05 | 0.00012909
6 | 25 | 9 | 0.0001283 | 3.0871e-05 | 0.00014026 | 0.0001283 | 8.6564e-05 | 0.00013434 | 0.0001283 | 3.0871e-05 | 0.00014026 | 0.0001283 | 8.6564e-05 | 0.00013434
6 | 25 | 10 | 0.0001358 | 3.3977e-05 | 0.00013781 | 0.0001358 | 8.1615e-05 | 0.00013758 | 0.0001358 | 3.3977e-05 | 0.00013781 | 0.0001358 | 8.1615e-05 | 0.00013758
6 | 25 | 11 | 0.00014154 | 4.0073e-05 | 0.00011224 | 0.00014154 | 7.5946e-05 | 0.0001384 | 0.00014154 | 4.0073e-05 | 0.00011224 | 0.00014154 | 7.5946e-05 | 0.0001384
6 | 25 | 12 | 0.00014319 | 4.9721e-05 | 9.6792e-05 | 0.00014319 | 7.1196e-05 | 0.00013926 | 0.00014319 | 4.9721e-05 | 9.6792e-05 | 0.00014319 | 7.1196e-05 | 0.00013926
6 | 25 | 13 | 0.00014755 | 7.1706e-05 | 0.00010242 | 0.00014755 | 6.9735e-05 | 0.00014132 | 0.00014755 | 7.1706e-05 | 0.00010242 | 0.00014755 | 6.9735e-05 | 0.00014132
6 | 25 | 14 | 0.00015126 | 8.5497e-05 | 0.00011398 | 0.00015126 | 6.8791e-05 | 0.00014132 | 0.00015126 | 8.5497e-05 | 0.00011398 | 0.00015126 | 6.8791e-05 | 0.00014132
6 | 25 | 15 | 0.00015401 | 9.8578e-05 | 0.00011913 | 0.00015401 | 6.8038e-05 | 0.00014013 | 0.00015401 | 9.8578e-05 | 0.00011913 | 0.00015401 | 6.8038e-05 | 0.00014013
6 | 25 | 16 | 0.00015509 | 0.00013443 | 0.00014201 | 0.00015509 | 6.9472e-05 | 0.00013701 | 0.00015509 | 0.00013443 | 0.00014201 | 0.00015509 | 6.9472e-05 | 0.00013701
6 | 25 | 17 | 0.00015323 | 0.00016973 | 0.00016019 | 0.00015323 | 7.1155e-05 | 0.00013145 | 0.00015323 | 0.00016973 | 0.00016019 | 0.00015323 | 7.1155e-05 | 0.00013145
6 | 25 | 18 | 0.00014899 | 0.00021594 | 0.00018846 | 0.00014899 | 7.4125e-05 | 0.00012824 | 0.00014899 | 0.00021594 | 0.00018846 | 0.00014899 | 7.4125e-05 | 0.00012824
6 | 25 | 19 | 0.00014376 | 0.00024944 | 0.00020631 | 0.00014376 | 8.2126e-05 | 0.00012707 | 0.00014376 | 0.00024944 | 0.00020631 | 0.00014376 | 8.2126e-05 | 0.00012707
6 | 25 | 20 | 0.00014297 | 0.00025643 | 0.00020076 | 0.00014297 | 8.1455e-05 | 0.00012548 | 0.00014297 | 0.00025643 | 0.00020076 | 0.00014297 | 8.1455e-05 | 0.00012548
6 | 25 | 21 | 0.00013979 | 0.00024842 | 0.00018308 | 0.00013979 | 7.8107e-05 | 0.00011916 | 0.00013979 | 0.00024842 | 0.00018308 | 0.00013979 | 7.8107e-05 | 0.00011916
6 | 25 | 22 | 0.00012725 | 0.00023397 | 0.00016829 | 0.00012725 | 7.8173e-05 | 0.00010719 | 0.00012725 | 0.00023397 | 0.00016829 | 0.00012725 | 7.8173e-05 | 0.00010719
6 | 25 | 23 | 0.00011509 | 0.00021696 | 0.0001522 | 0.00011509 | 7.9168e-05 | 9.571e-05 | 0.00011509 | 0.00021696 | 0.0001522 | 0.00011509 | 7.9168e-05 | 9.571e-05
6 | 25 | 24 | 0.00010596 | 0.00018062 | 0.00012231 | 0.00010596 | 8.0203e-05 | 9.2437e-05 | 0.00010596 | 0.00018062 | 0.00012231 | 0.00010596 | 8.0203e-05 | 9.2437e-05
6 | 26 | 1 | 9.8741e-05 | 0.00013813 | 8.639e-05 | 9.8741e-05 | 8.1572e-05 | 8.9399e-05 | 9.8741e-05 | 0.00013813 | 8.639e-05 | 9.8741e-05 | 8.1572e-05 | 8.9399e-05
6 | 26 | 2 | 9.4792e-05 | 0.00010242 | 6.4577e-05 | 9.4792e-05 | 8.2555e-05 | 8.912e-05 | 9.4792e-05 | 0.00010242 | 6.4577e-05 | 9.4792e-05 | 8.2555e-05 | 8.912e-05
6 | 26 | 3 | 9.3165e-05 | 6.9826e-05 | 4.6103e-05 | 9.3165e-05 | 8.2979e-05 | 8.9541e-05 | 9.3165e-05 | 6.9826e-05 | 4.6103e-05 | 9.3165e-05 | 8.2979e-05 | 8.9541e-05
6 | 26 | 4 | 9.4213e-05 | 4.6474e-05 | 3.1569e-05 | 9.4213e-05 | 8.5874e-05 | 9.416e-05 | 9.4213e-05 | 4.6474e-05 | 3.1569e-05 | 9.4213e-05 | 8.5874e-05 | 9.416e-05
6 | 26 | 5 | 9.8994e-05 | 2.8617e-05 | 2.1418e-05 | 9.8994e-05 | 8.7315e-05 | 9.8777e-05 | 9.8994e-05 | 2.8617e-05 | 2.1418e-05 | 9.8994e-05 | 8.7315e-05 | 9.8777e-05
6 | 26 | 6 | 0.00010521 | 1.6942e-05 | 2.1685e-05 | 0.00010521 | 9.0471e-05 | 0.00011031 | 0.00010521 | 1.6942e-05 | 2.1685e-05 | 0.00010521 | 9.0471e-05 | 0.00011031
6 | 26 | 7 | 0.00011459 | 1.0091e-05 | 4.0975e-05 | 0.00011459 | 9.152e-05 | 0.0001199 | 0.00011459 | 1.0091e-05 | 4.0975e-05 | 0.00011459 | 9.152e-05 | 0.0001199
6 | 26 | 8 | 0.00012449 | 1.4915e-05 | 8.8106e-05 | 0.00012449 | 9.044e-05 | 0.00012909 | 0.00012449 | 1.4915e-05 | 8.8106e-05 | 0.00012449 | 9.044e-05 | 0.00012909
6 | 26 | 9 | 0.00013252 | 3.0871e-05 | 0.00014026 | 0.00013252 | 8.6564e-05 | 0.00013434 | 0.00013252 | 3.0871e-05 | 0.00014026 | 0.00013252 | 8.6564e-05 | 0.00013434
6 | 26 | 10 | 0.00013992 | 3.3977e-05 | 0.00013781 | 0.00013992 | 8.1615e-05 | 0.00013758 | 0.00013992 | 3.3977e-05 | 0.00013781 | 0.00013992 | 8.1615e-05 | 0.00013758
6 | 26 | 11 | 0.00014544 | 4.0073e-05 | 0.00011224 | 0.00014544 | 7.5946e-05 | 0.0001384 | 0.00014544 | 4.0073e-05 | 0.00011224 | 0.00014544 | 7.5946e-05 | 0.0001384
6 | 26 | 12 | 0.00014858 | 4.9721e-05 | 9.6792e-05 | 0.00014858 | 7.1196e-05 | 0.00013926 | 0.00014858 | 4.9721e-05 | 9.6792e-05 | 0.00014858 | 7.1196e-05 | 0.00013926
6 | 26 | 13 | 0.00015234 | 7.1706e-05 | 0.00010242 | 0.00015234 | 6.9735e-05 | 0.00014132 | 0.00015234 | 7.1706e-05 | 0.00010242 | 0.00015234 | 6.9735e-05 | 0.00014132
6 | 26 | 14 | 0.00015605 | 8.5497e-05 | 0.00011398 | 0.00015605 | 6.8791e-05 | 0.00014132 | 0.00015605 | 8.5497e-05 | 0.00011398 | 0.00015605 | 6.8791e-05 | 0.00014132
6 | 26 | 15 | 0.0001582 | 9.8578e-05 | 0.00011913 | 0.0001582 | 6.8038e-05 | 0.00014013 | 0.0001582 | 9.8578e-05 | 0.00011913 | 0.0001582 | 6.8038e-05 | 0.00014013
6 | 26 | 16 | 0.00015839 | 0.00013443 | 0.00014201 | 0.00015839 | 6.9472e-05 | 0.00013701 | 0.00015839 | 0.00013443 | 0.00014201 | 0.00015839 | 6.9472e-05 | 0.00013701
6 | 26 | 17 | 0.0001556 | 0.00016973 | 0.00016019 | 0.0001556 | 7.1155e-05 | 0.00013145 | 0.0001556 | 0.00016973 | 0.00016019 | 0.0001556 | 7.1155e-05 | 0.00013145
6 | 26 | 18 | 0.00015041 | 0.00021594 | 0.00018846 | 0.00015041 | 7.4125e-05 | 0.00012824 | 0.00015041 | 0.00021594 | 0.00018846 | 0.00015041 | 7.4125e-05 | 0.00012824
6 | 26 | 19 | 0.00014453 | 0.00024944 | 0.00020631 | 0.00014453 | 8.2126e-05 | 0.00012707 | 0.00014453 | 0.00024944 | 0.00020631 | 0.00014453 | 8.2126e-05 | 0.00012707
6 | 26 | 20 | 0.00014326 | 0.00025643 | 0.00020076 | 0.00014326 | 8.1455e-05 | 0.00012548 | 0.00014326 | 0.00025643 | 0.00020076 | 0.00014326 | 8.1455e-05 | 0.00012548
6 | 26 | 21 | 0.00013971 | 0.00024842 | 0.00018308 | 0.00013971 | 7.8107e-05 | 0.00011916 | 0.00013971 | 0.00024842 | 0.00018308 | 0.00013971 | 7.8107e-05 | 0.00011916
6 | 26 | 22 | 0.00012657 | 0.00023397 | 0.00016829 | 0.00012657 | 7.8173e-05 | 0.00010719 | 0.00012657 | 0.00023397 | 0.00016829 | 0.00012657 | 7.8173e-05 | 0.00010719
6 | 26 | 23 | 0.00011401 | 0.00021696 | 0.0001522 | 0.00011401 | 7.9168e-05 | 9.571e-05 | 0.00011401 | 0.00021696 | 0.0001522 | 0.00011401 | 7.9168e-05 | 9.571e-05
6 | 26 | 24 | 0.00010509 | 0.00018062 | 0.00012231 | 0.00010509 | 8.0203e-05 | 9.2437e-05 | 0.00010509 | 0.00018062 | 0.00012231 | 0.00010509 | 8.0203e-05 | 9.2437e-05
6 | 27 | 1 | 9.8408e-05 | 0.00013813 | 8.639e-05 | 9.8408e-05 | 8.1572e-05 | 8.9399e-05 | 9.8408e-05 | 0.00013813 | 8.639e-05 | 9.8408e-05 | 8.1572e-05 | 8.9399e-05
6 | 27 | 2 | 9.5016e-05 | 0.00010242 | 6.4577e-05 | 9.5016e-05 | 8.2555e-05 | 8.912e-05 | 9.5016e-05 | 0.00010242 | 6.4577e-05 | 9.5016e-05 | 8.2555e-05 | 8.912e-05
6 | 27 | 3 | 9.3256e-05 | 6.9826e-05 | 4.6103e-05 | 9.3256e-05 | 8.2979e-05 | 8.9541e-05 | 9.3256e-05 | 6.9826e-05 | 4.6103e-05 | 9.3256e-05 | 8.2979e-05 | 8.9541e-05
6 | 27 | 4 | 9.4729e-05 | 4.6474e-05 | 3.1569e-05 | 9.4729e-05 | 8.5874e-05 | 9.416e-05 | 9.4729e-05 | 4.6474e-05 | 3.1569e-05 | 9.4729e-05 | 8.5874e-05 | 9.416e-05
6 | 27 | 5 | 9.8807e-05 | 2.8617e-05 | 2.1418e-05 | 9.8807e-05 | 8.7315e-05 | 9.8777e-05 | 9.8807e-05 | 2.8617e-05 | 2.1418e-05 | 9.8807e-05 | 8.7315e-05 | 9.8777e-05
6 | 27 | 6 | 0.00010308 | 1.6942e-05 | 2.1685e-05 | 0.00010308 | 9.0471e-05 | 0.00011031 | 0.00010308 | 1.6942e-05 | 2.1685e-05 | 0.00010308 | 9.0471e-05 | 0.00011031
6 | 27 | 7 | 0.0001132 | 1.0091e-05 | 4.0975e-05 | 0.0001132 | 9.152e-05 | 0.0001199 | 0.0001132 | 1.0091e-05 | 4.0975e-05 | 0.0001132 | 9.152e-05 | 0.0001199
6 | 27 | 8 | 0.00012232 | 1.4915e-05 | 8.8106e-05 | 0.00012232 | 9.044e-05 | 0.00012909 | 0.00012232 | 1.4915e-05 | 8.8106e-05 | 0.00012232 | 9.044e-05 | 0.00012909
6 | 27 | 9 | 0.00013075 | 3.0871e-05 | 0.00014026 | 0.00013075 | 8.6564e-05 | 0.00013434 | 0.00013075 | 3.0871e-05 | 0.00014026 | 0.00013075 | 8.6564e-05 | 0.00013434
6 | 27 | 10 | 0.00013832 | 3.3977e-05 | 0.00013781 | 0.00013832 | 8.1615e-05 | 0.00013758 | 0.00013832 | 3.3977e-05 | 0.00013781 | 0.00013832 | 8.1615e-05 | 0.00013758
6 | 27 | 11 | 0.00014419 | 4.0073e-05 | 0.00011224 | 0.00014419 | 7.5946e-05 | 0.0001384 | 0.00014419 | 4.0073e-05 | 0.00011224 | 0.00014419 | 7.5946e-05 | 0.0001384
6 | 27 | 12 | 0.00014669 | 4.9721e-05 | 9.6792e-05 | 0.00014669 | 7.1196e-05 | 0.00013926 | 0.00014669 | 4.9721e-05 | 9.6792e-05 | 0.00014669 | 7.1196e-05 | 0.00013926
6 | 27 | 13 | 0.00015115 | 7.1706e-05 | 0.00010242 | 0.00015115 | 6.9735e-05 | 0.00014132 | 0.00015115 | 7.1706e-05 | 0.00010242 | 0.00015115 | 6.9735e-05 | 0.00014132
6 | 27 | 14 | 0.00015386 | 8.5497e-05 | 0.00011398 | 0.00015386 | 6.8791e-05 | 0.00014132 | 0.00015386 | 8.5497e-05 | 0.00011398 | 0.00015386 | 6.8791e-05 | 0.00014132
6 | 27 | 15 | 0.00015611 | 9.8578e-05 | 0.00011913 | 0.00015611 | 6.8038e-05 | 0.00014013 | 0.00015611 | 9.8578e-05 | 0.00011913 | 0.00015611 | 6.8038e-05 | 0.00014013
6 | 27 | 16 | 0.00015683 | 0.00013443 | 0.00014201 | 0.00015683 | 6.9472e-05 | 0.00013701 | 0.00015683 | 0.00013443 | 0.00014201 | 0.00015683 | 6.9472e-05 | 0.00013701
6 | 27 | 17 | 0.00015444 | 0.00016973 | 0.00016019 | 0.00015444 | 7.1155e-05 | 0.00013145 | 0.00015444 | 0.00016973 | 0.00016019 | 0.00015444 | 7.1155e-05 | 0.00013145
6 | 27 | 18 | 0.00015162 | 0.00021594 | 0.00018846 | 0.00015162 | 7.4125e-05 | 0.00012824 | 0.00015162 | 0.00021594 | 0.00018846 | 0.00015162 | 7.4125e-05 | 0.00012824
6 | 27 | 19 | 0.00014612 | 0.00024944 | 0.00020631 | 0.00014612 | 8.2126e-05 | 0.00012707 | 0.00014612 | 0.00024944 | 0.00020631 | 0.00014612 | 8.2126e-05 | 0.00012707
6 | 27 | 20 | 0.00014516 | 0.00025643 | 0.00020076 | 0.00014516 | 8.1455e-05 | 0.00012548 | 0.00014516 | 0.00025643 | 0.00020076 | 0.00014516 | 8.1455e-05 | 0.00012548
6 | 27 | 21 | 0.00014351 | 0.00024842 | 0.00018308 | 0.00014351 | 7.8107e-05 | 0.00011916 | 0.00014351 | 0.00024842 | 0.00018308 | 0.00014351 | 7.8107e-05 | 0.00011916
6 | 27 | 22 | 0.00012965 | 0.00023397 | 0.00016829 | 0.00012965 | 7.8173e-05 | 0.00010719 | 0.00012965 | 0.00023397 | 0.00016829 | 0.00012965 | 7.8173e-05 | 0.00010719
6 | 27 | 23 | 0.00011502 | 0.00021696 | 0.0001522 | 0.00011502 | 7.9168e-05 | 9.571e-05 | 0.00011502 | 0.00021696 | 0.0001522 | 0.00011502 | 7.9168e-05 | 9.571e-05
6 | 27 | 24 | 0.00010545 | 0.00018062 | 0.00012231 | 0.00010545 | 8.0203e-05 | 9.2437e-05 | 0.00010545 | 0.00018062 | 0.00012231 | 0.00010545 | 8.0203e-05 | 9.2437e-05
6 | 28 | 1 | 9.9073e-05 | 0.00013813 | 8.639e-05 | 9.9073e-05 | 8.1572e-05 | 8.9399e-05 | 9.9073e-05 | 0.00013813 | 8.639e-05 | 9.9073e-05 | 8.1572e-05 | 8.9399e-05
6 | 28 | 2 | 9.5861e-05 | 0.00010242 | 6.4577e-05 | 9.5861e-05 | 8.2555e-05 | 8.912e-05 | 9.5861e-05 | 0.00010242 | 6.4577e-05 | 9.5861e-05 | 8.2555e-05 | 8.912e-05
6 | 28 | 3 | 9.4375e-05 | 6.9826e-05 | 4.6103e-05 | 9.4375e-05 | 8.2979e-05 | 8.9541e-05 | 9.4375e-05 | 6.9826e-05 | 4.6103e-05 | 9.4375e-05 | 8.2979e-05 | 8.9541e-05
6 | 28 | 4 | 9.5378e-05 | 4.6474e-05 | 3.1569e-05 | 9.5378e-05 | 8.5874e-05 | 9.416e-05 | 9.5378e-05 | 4.6474e-05 | 3.1569e-05 | 9.5378e-05 | 8.5874e-05 | 9.416e-05
6 | 28 | 5 | 9.9386e-05 | 2.8617e-05 | 2.1418e-05 | 9.9386e-05 | 8.7315e-05 | 9.8777e-05 | 9.9386e-05 | 2.8617e-05 | 2.1418e-05 | 9.9386e-05 | 8.7315e-05 | 9.8777e-05
6 | 28 | 6 | 0.00010462 | 1.6942e-05 | 2.1685e-05 | 0.00010462 | 9.0471e-05 | 0.00011031 | 0.00010462 | 1.6942e-05 | 2.1685e-05 | 0.00010462 | 9.0471e-05 | 0.00011031
6 | 28 | 7 | 0.00011427 | 1.0091e-05 | 4.0975e-05 | 0.00011427 | 9.152e-05 | 0.0001199 | 0.00011427 | 1.0091e-05 | 4.0975e-05 | 0.00011427 | 9.152e-05 | 0.0001199
6 | 28 | 8 | 0.00012421 | 1.4915e-05 | 8.8106e-05 | 0.00012421 | 9.044e-05 | 0.00012909 | 0.00012421 | 1.4915e-05 | 8.8106e-05 | 0.00012421 | 9.044e-05 | 0.00012909
6 | 28 | 9 | 0.00013212 | 3.0871e-05 | 0.00014026 | 0.00013212 | 8.6564e-05 | 0.00013434 | 0.00013212 | 3.0871e-05 | 0.00014026 | 0.00013212 | 8.6564e-05 | 0.00013434
6 | 28 | 10 | 0.0001394 | 3.3977e-05 | 0.00013781 | 0.0001394 | 8.1615e-05 | 0.00013758 | 0.0001394 | 3.3977e-05 | 0.00013781 | 0.0001394 | 8.1615e-05 | 0.00013758
6 | 28 | 11 | 0.00014518 | 4.0073e-05 | 0.00011224 | 0.00014518 | 7.5946e-05 | 0.0001384 | 0.00014518 | 4.0073e-05 | 0.00011224 | 0.00014518 | 7.5946e-05 | 0.0001384
6 | 28 | 12 | 0.00014862 | 4.9721e-05 | 9.6792e-05 | 0.00014862 | 7.1196e-05 | 0.00013926 | 0.00014862 | 4.9721e-05 | 9.6792e-05 | 0.00014862 | 7.1196e-05 | 0.00013926
6 | 28 | 13 | 0.00015266 | 7.1706e-05 | 0.00010242 | 0.00015266 | 6.9735e-05 | 0.00014132 | 0.00015266 | 7.1706e-05 | 0.00010242 | 0.00015266 | 6.9735e-05 | 0.00014132
6 | 28 | 14 | 0.00015556 | 8.5497e-05 | 0.00011398 | 0.00015556 | 6.8791e-05 | 0.00014132 | 0.00015556 | 8.5497e-05 | 0.00011398 | 0.00015556 | 6.8791e-05 | 0.00014132
6 | 28 | 15 | 0.00015762 | 9.8578e-05 | 0.00011913 | 0.00015762 | 6.8038e-05 | 0.00014013 | 0.00015762 | 9.8578e-05 | 0.00011913 | 0.00015762 | 6.8038e-05 | 0.00014013
6 | 28 | 16 | 0.00015832 | 0.00013443 | 0.00014201 | 0.00015832 | 6.9472e-05 | 0.00013701 | 0.00015832 | 0.00013443 | 0.00014201 | 0.00015832 | 6.9472e-05 | 0.00013701
6 | 28 | 17 | 0.00015568 | 0.00016973 | 0.00016019 | 0.00015568 | 7.1155e-05 | 0.00013145 | 0.00015568 | 0.00016973 | 0.00016019 | 0.00015568 | 7.1155e-05 | 0.00013145
6 | 28 | 18 | 0.00015059 | 0.00021594 | 0.00018846 | 0.00015059 | 7.4125e-05 | 0.00012824 | 0.00015059 | 0.00021594 | 0.00018846 | 0.00015059 | 7.4125e-05 | 0.00012824
6 | 28 | 19 | 0.00014577 | 0.00024944 | 0.00020631 | 0.00014577 | 8.2126e-05 | 0.00012707 | 0.00014577 | 0.00024944 | 0.00020631 | 0.00014577 | 8.2126e-05 | 0.00012707
6 | 28 | 20 | 0.00014483 | 0.00025643 | 0.00020076 | 0.00014483 | 8.1455e-05 | 0.00012548 | 0.00014483 | 0.00025643 | 0.00020076 | 0.00014483 | 8.1455e-05 | 0.00012548
6 | 28 | 21 | 0.00014186 | 0.00024842 | 0.00018308 | 0.00014186 | 7.8107e-05 | 0.00011916 | 0.00014186 | 0.00024842 | 0.00018308 | 0.00014186 | 7.8107e-05 | 0.00011916
6 | 28 | 22 | 0.00012966 | 0.00023397 | 0.00016829 | 0.00012966 | 7.8173e-05 | 0.00010719 | 0.00012966 | 0.00023397 | 0.00016829 | 0.00012966 | 7.8173e-05 | 0.00010719
6 | 28 | 23 | 0.00011666 | 0.00021696 | 0.0001522 | 0.00011666 | 7.9168e-05 | 9.571e-05 | 0.00011666 | 0.00021696 | 0.0001522 | 0.00011666 | 7.9168e-05 | 9.571e-05
6 | 28 | 24 | 0.000107 | 0.00018062 | 0.00012231 | 0.000107 | 8.0203e-05 | 9.2437e-05 | 0.000107 | 0.00018062 | 0.00012231 | 0.000107 | 8.0203e-05 | 9.2437e-05
6 | 29 | 1 | 0.00010094 | 0.00013813 | 8.639e-05 | 0.00010094 | 8.1572e-05 | 8.9399e-05 | 0.00010094 | 0.00013813 | 8.639e-05 | 0.00010094 | 8.1572e-05 | 8.9399e-05
6 | 29 | 2 | 9.7118e-05 | 0.00010242 | 6.4577e-05 | 9.7118e-05 | 8.2555e-05 | 8.912e-05 | 9.7118e-05 | 0.00010242 | 6.4577e-05 | 9.7118e-05 | 8.2555e-05 | 8.912e-05
6 | 29 | 3 | 9.5416e-05 | 6.9826e-05 | 4.6103e-05 | 9.5416e-05 | 8.2979e-05 | 8.9541e-05 | 9.5416e-05 | 6.9826e-05 | 4.6103e-05 | 9.5416e-05 | 8.2979e-05 | 8.9541e-05
6 | 29 | 4 | 9.6677e-05 | 4.6474e-05 | 3.1569e-05 | 9.6677e-05 | 8.5874e-05 | 9.416e-05 | 9.6677e-05 | 4.6474e-05 | 3.1569e-05 | 9.6677e-05 | 8.5874e-05 | 9.416e-05
6 | 29 | 5 | 0.00010103 | 2.8617e-05 | 2.1418e-05 | 0.00010103 | 8.7315e-05 | 9.8777e-05 | 0.00010103 | 2.8617e-05 | 2.1418e-05 | 0.00010103 | 8.7315e-05 | 9.8777e-05
6 | 29 | 6 | 0.00010658 | 1.6942e-05 | 2.1685e-05 | 0.00010658 | 9.0471e-05 | 0.00011031 | 0.00010658 | 1.6942e-05 | 2.1685e-05 | 0.00010658 | 9.0471e-05 | 0.00011031
6 | 29 | 7 | 0.0001167 | 1.0091e-05 | 4.0975e-05 | 0.0001167 | 9.152e-05 | 0.0001199 | 0.0001167 | 1.0091e-05 | 4.0975e-05 | 0.0001167 | 9.152e-05 | 0.0001199
6 | 29 | 8 | 0.0001263 | 1.4915e-05 | 8.8106e-05 | 0.0001263 | 9.044e-05 | 0.00012909 | 0.0001263 | 1.4915e-05 | 8.8106e-05 | 0.0001263 | 9.044e-05 | 0.00012909
6 | 29 | 9 | 0.00013472 | 3.0871e-05 | 0.00014026 | 0.00013472 | 8.6564e-05 | 0.00013434 | 0.00013472 | 3.0871e-05 | 0.00014026 | 0.00013472 | 8.6564e-05 | 0.00013434
6 | 29 | 10 | 0.00014182 | 3.3977e-05 | 0.00013781 | 0.00014182 | 8.1615e-05 | 0.00013758 | 0.00014182 | 3.3977e-05 | 0.00013781 | 0.00014182 | 8.1615e-05 | 0.00013758
6 | 29 | 11 | 0.00014663 | 4.0073e-05 | 0.00011224 | 0.00014663 | 7.5946e-05 | 0.0001384 | 0.00014663 | 4.0073e-05 | 0.00011224 | 0.00014663 | 7.5946e-05 | 0.0001384
6 | 29 | 12 | 0.0001498 | 4.9721e-05 | 9.6792e-05 | 0.0001498 | 7.1196e-05 | 0.00013926 | 0.0001498 | 4.9721e-05 | 9.6792e-05 | 0.0001498 | 7.1196e-05 | 0.00013926
6 | 29 | 13 | 0.00015354 | 7.1706e-05 | 0.00010242 | 0.00015354 | 6.9735e-05 | 0.00014132 | 0.00015354 | 7.1706e-05 | 0.00010242 | 0.00015354 | 6.9735e-05 | 0.00014132
6 | 29 | 14 | 0.0001563 | 8.5497e-05 | 0.00011398 | 0.0001563 | 6.8791e-05 | 0.00014132 | 0.0001563 | 8.5497e-05 | 0.00011398 | 0.0001563 | 6.8791e-05 | 0.00014132
6 | 29 | 15 | 0.00015777 | 9.8578e-05 | 0.00011913 | 0.00015777 | 6.8038e-05 | 0.00014013 | 0.00015777 | 9.8578e-05 | 0.00011913 | 0.00015777 | 6.8038e-05 | 0.00014013
6 | 29 | 16 | 0.00015803 | 0.00013443 | 0.00014201 | 0.00015803 | 6.9472e-05 | 0.00013701 | 0.00015803 | 0.00013443 | 0.00014201 | 0.00015803 | 6.9472e-05 | 0.00013701
6 | 29 | 17 | 0.00015496 | 0.00016973 | 0.00016019 | 0.00015496 | 7.1155e-05 | 0.00013145 | 0.00015496 | 0.00016973 | 0.00016019 | 0.00015496 | 7.1155e-05 | 0.00013145
6 | 29 | 18 | 0.00014934 | 0.00021594 | 0.00018846 | 0.00014934 | 7.4125e-05 | 0.00012824 | 0.00014934 | 0.00021594 | 0.00018846 | 0.00014934 | 7.4125e-05 | 0.00012824
6 | 29 | 19 | 0.00014301 | 0.00024944 | 0.00020631 | 0.00014301 | 8.2126e-05 | 0.00012707 | 0.00014301 | 0.00024944 | 0.00020631 | 0.00014301 | 8.2126e-05 | 0.00012707
6 | 29 | 20 | 0.00014257 | 0.00025643 | 0.00020076 | 0.00014257 | 8.1455e-05 | 0.00012548 | 0.00014257 | 0.00025643 | 0.00020076 | 0.00014257 | 8.1455e-05 | 0.00012548
6 | 29 | 21 | 0.0001401 | 0.00024842 | 0.00018308 | 0.0001401 | 7.8107e-05 | 0.00011916 | 0.0001401 | 0.00024842 | 0.00018308 | 0.0001401 | 7.8107e-05 | 0.00011916
6 | 29 | 22 | 0.00012953 | 0.00023397 | 0.00016829 | 0.00012953 | 7.8173e-05 | 0.00010719 | 0.00012953 | 0.00023397 | 0.00016829 | 0.00012953 | 7.8173e-05 | 0.00010719
6 | 29 | 23 | 0.00011712 | 0.00021696 | 0.0001522 | 0.00011712 | 7.9168e-05 | 9.571e-05 | 0.00011712 | 0.00021696 | 0.0001522 | 0.00011712 | 7.9168e-05 | 9.571e-05
6 | 29 | 24 | 0.00010752 | 0.00018062 | 0.00012231 | 0.00010752 | 8.0203e-05 | 9.2437e-05 | 0.00010752 | 0.00018062 | 0.00012231 | 0.00010752 | 8.0203e-05 | 9.2437e-05
6 | 30 | 1 | 0.00010112 | 0.00013813 | 8.639e-05 | 0.00010112 | 8.1572e-05 | 8.9399e-05 | 0.00010112 | 0.00013813 | 8.639e-05 | 0.00010112 | 8.1572e-05 | 8.9399e-05
6 | 30 | 2 | 9.6752e-05 | 0.00010242 | 6.4577e-05 | 9.6752e-05 | 8.2555e-05 | 8.912e-05 | 9.6752e-05 | 0.00010242 | 6.4577e-05 | 9.6752e-05 | 8.2555e-05 | 8.912e-05
6 | 30 | 3 | 9.4375e-05 | 6.9826e-05 | 4.6103e-05 | 9.4375e-05 | 8.2979e-05 | 8.9541e-05 | 9.4375e-05 | 6.9826e-05 | 4.6103e-05 | 9.4375e-05 | 8.2979e-05 | 8.9541e-05
6 | 30 | 4 | 9.3343e-05 | 4.6474e-05 | 3.1569e-05 | 9.3343e-05 | 8.5874e-05 | 9.416e-05 | 9.3343e-05 | 4.6474e-05 | 3.1569e-05 | 9.3343e-05 | 8.5874e-05 | 9.416e-05
6 | 30 | 5 | 9.3859e-05 | 2.8617e-05 | 2.1418e-05 | 9.3859e-05 | 8.7315e-05 | 9.8777e-05 | 9.3859e-05 | 2.8617e-05 | 2.1418e-05 | 9.3859e-05 | 8.7315e-05 | 9.8777e-05
6 | 30 | 6 | 9.2952e-05 | 1.6942e-05 | 2.1685e-05 | 9.2952e-05 | 9.0471e-05 | 0.00011031 | 9.2952e-05 | 1.6942e-05 | 2.1685e-05 | 9.2952e-05 | 9.0471e-05 | 0.00011031
6 | 30 | 7 | 9.8811e-05 | 1.0091e-05 | 4.0975e-05 | 9.8811e-05 | 9.152e-05 | 0.0001199 | 9.8811e-05 | 1.0091e-05 | 4.0975e-05 | 9.8811e-05 | 9.152e-05 | 0.0001199
6 | 30 | 8 | 0.00010747 | 1.4915e-05 | 8.8106e-05 | 0.00010747 | 9.044e-05 | 0.00012909 | 0.00010747 | 1.4915e-05 | 8.8106e-05 | 0.00010747 | 9.044e-05 | 0.00012909
6 | 30 | 9 | 0.00011629 | 3.0871e-05 | 0.00014026 | 0.00011629 | 8.6564e-05 | 0.00013434 | 0.00011629 | 3.0871e-05 | 0.00014026 | 0.00011629 | 8.6564e-05 | 0.00013434
6 | 30 | 10 | 0.00012384 | 3.3977e-05 | 0.00013781 | 0.00012384 | 8.1615e-05 | 0.00013758 | 0.00012384 | 3.3977e-05 | 0.00013781 | 0.00012384 | 8.1615e-05 | 0.00013758
6 | 30 | 11 | 0.00012953 | 4.0073e-05 | 0.00011224 | 0.00012953 | 7.5946e-05 | 0.0001384 | 0.00012953 | 4.0073e-05 | 0.00011224 | 0.00012953 | 7.5946e-05 | 0.0001384
6 | 30 | 12 | 0.00013373 | 4.9721e-05 | 9.6792e-05 | 0.00013373 | 7.1196e-05 | 0.00013926 | 0.00013373 | 4.9721e-05 | 9.6792e-05 | 0.00013373 | 7.1196e-05 | 0.00013926
6 | 30 | 13 | 0.00013708 | 7.1706e-05 | 0.00010242 | 0.00013708 | 6.9735e-05 | 0.00014132 | 0.00013708 | 7.1706e-05 | 0.00010242 | 0.00013708 | 6.9735e-05 | 0.00014132
6 | 30 | 14 | 0.00013901 | 8.5497e-05 | 0.00011398 | 0.00013901 | 6.8791e-05 | 0.00014132 | 0.00013901 | 8.5497e-05 | 0.00011398 | 0.00013901 | 6.8791e-05 | 0.00014132
6 | 30 | 15 | 0.00014185 | 9.8578e-05 | 0.00011913 | 0.00014185 | 6.8038e-05 | 0.00014013 | 0.00014185 | 9.8578e-05 | 0.00011913 | 0.00014185 | 6.8038e-05 | 0.00014013
6 | 30 | 16 | 0.0001432 | 0.00013443 | 0.00014201 | 0.0001432 | 6.9472e-05 | 0.00013701 | 0.0001432 | 0.00013443 | 0.00014201 | 0.0001432 | 6.9472e-05 | 0.00013701
6 | 30 | 17 | 0.0001424 | 0.00016973 | 0.00016019 | 0.0001424 | 7.1155e-05 | 0.00013145 | 0.0001424 | 0.00016973 | 0.00016019 | 0.0001424 | 7.1155e-05 | 0.00013145
6 | 30 | 18 | 0.00013977 | 0.00021594 | 0.00018846 | 0.00013977 | 7.4125e-05 | 0.00012824 | 0.00013977 | 0.00021594 | 0.00018846 | 0.00013977 | 7.4125e-05 | 0.00012824
6 | 30 | 19 | 0.00013461 | 0.00024944 | 0.00020631 | 0.00013461 | 8.2126e-05 | 0.00012707 | 0.00013461 | 0.00024944 | 0.00020631 | 0.00013461 | 8.2126e-05 | 0.00012707
6 | 30 | 20 | 0.00013444 | 0.00025643 | 0.00020076 | 0.00013444 | 8.1455e-05 | 0.00012548 | 0.00013444 | 0.00025643 | 0.00020076 | 0.00013444 | 8.1455e-05 | 0.00012548
6 | 30 | 21 | 0.00013357 | 0.00024842 | 0.00018308 | 0.00013357 | 7.8107e-05 | 0.00011916 | 0.00013357 | 0.00024842 | 0.00018308 | 0.00013357 | 7.8107e-05 | 0.00011916
6 | 30 | 22 | 0.00012472 | 0.00023397 | 0.00016829 | 0.00012472 | 7.8173e-05 | 0.00010719 | 0.00012472 | 0.00023397 | 0.00016829 | 0.00012472 | 7.8173e-05 | 0.00010719
6 | 30 | 23 | 0.00011302 | 0.00021696 | 0.0001522 | 0.00011302 | 7.9168e-05 | 9.571e-05 | 0.00011302 | 0.00021696 | 0.0001522 | 0.00011302 | 7.9168e-05 | 9.571e-05
6 | 30 | 24 | 0.0001042 | 0.00018062 | 0.00012231 | 0.0001042 | 8.0203e-05 | 9.2437e-05 | 0.0001042 | 0.00018062 | 0.00012231 | 0.0001042 | 8.0203e-05 | 9.2437e-05
7 | 1 | 1 | 9.8233e-05 | 0.00013809 | 8.6065e-05 | 9.8233e-05 | 7.9803e-05 | 9.1289e-05 | 9.8233e-05 | 0.00013809 | 8.6065e-05 | 9.8233e-05 | 7.9803e-05 | 9.1289e-05
7 | 1 | 2 | 9.4009e-05 | 0.00010269 | 6.5353e-05 | 9.4009e-05 | 8.0835e-05 | 9.0446e-05 | 9.4009e-05 | 0.00010269 | 6.5353e-05 | 9.4009e-05 | 8.0835e-05 | 9.0446e-05
7 | 1 | 3 | 9.1404e-05 | 7.0359e-05 | 4.6812e-05 | 9.1404e-05 | 8.1932e-05 | 9.1615e-05 | 9.1404e-05 | 7.0359e-05 | 4.6812e-05 | 9.1404e-05 | 8.1932e-05 | 9.1615e-05
7 | 1 | 4 | 9.041e-05 | 4.7047e-05 | 3.2229e-05 | 9.041e-05 | 8.2877e-05 | 9.5568e-05 | 9.041e-05 | 4.7047e-05 | 3.2229e-05 | 9.041e-05 | 8.2877e-05 | 9.5568e-05
7 | 1 | 5 | 9.0173e-05 | 2.9132e-05 | 2.185e-05 | 9.0173e-05 | 8.4475e-05 | 0.00010157 | 9.0173e-05 | 2.9132e-05 | 2.185e-05 | 9.0173e-05 | 8.4475e-05 | 0.00010157
7 | 1 | 6 | 8.9253e-05 | 1.7382e-05 | 2.1781e-05 | 8.9253e-05 | 8.635e-05 | 0.00011064 | 8.9253e-05 | 1.7382e-05 | 2.1781e-05 | 8.9253e-05 | 8.635e-05 | 0.00011064
7 | 1 | 7 | 9.4126e-05 | 1.0253e-05 | 4.0291e-05 | 9.4126e-05 | 8.6843e-05 | 0.00012122 | 9.4126e-05 | 1.0253e-05 | 4.0291e-05 | 9.4126e-05 | 8.6843e-05 | 0.00012122
7 | 1 | 8 | 0.00010211 | 1.4978e-05 | 8.6259e-05 | 0.00010211 | 8.4715e-05 | 0.00012997 | 0.00010211 | 1.4978e-05 | 8.6259e-05 | 0.00010211 | 8.4715e-05 | 0.00012997
7 | 1 | 9 | 0.00011011 | 3.0625e-05 | 0.00013696 | 0.00011011 | 8.1497e-05 | 0.00013643 | 0.00011011 | 3.0625e-05 | 0.00013696 | 0.00011011 | 8.1497e-05 | 0.00013643
7 | 1 | 10 | 0.00011804 | 3.3995e-05 | 0.00013501 | 0.00011804 | 7.6451e-05 | 0.00013989 | 0.00011804 | 3.3995e-05 | 0.00013501 | 0.00011804 | 7.6451e-05 | 0.00013989
7 | 1 | 11 | 0.00012534 | 4.0204e-05 | 0.00011074 | 0.00012534 | 7.2179e-05 | 0.00014183 | 0.00012534 | 4.0204e-05 | 0.00011074 | 0.00012534 | 7.2179e-05 | 0.00014183
7 | 1 | 12 | 0.00013073 | 4.9933e-05 | 9.6115e-05 | 0.00013073 | 6.7065e-05 | 0.00014389 | 0.00013073 | 4.9933e-05 | 9.6115e-05 | 0.00013073 | 6.7065e-05 | 0.00014389
7 | 1 | 13 | 0.00013601 | 7.2043e-05 | 0.00010236 | 0.00013601 | 6.5627e-05 | 0.00014681 | 0.00013601 | 7.2043e-05 | 0.00010236 | 0.00013601 | 6.5627e-05 | 0.00014681
7 | 1 | 14 | 0.00014 | 8.6412e-05 | 0.00011424 | 0.00014 | 6.5146e-05 | 0.00014871 | 0.00014 | 8.6412e-05 | 0.00011424 | 0.00014 | 6.5146e-05 | 0.00014871
7 | 1 | 15 | 0.00014362 | 9.9476e-05 | 0.00011951 | 0.00014362 | 6.508e-05 | 0.00014911 | 0.00014362 | 9.9476e-05 | 0.00011951 | 0.00014362 | 6.508e-05 | 0.00014911
7 | 1 | 16 | 0.00014632 | 0.00013475 | 0.00014213 | 0.00014632 | 6.7207e-05 | 0.00014669 | 0.00014632 | 0.00013475 | 0.00014213 | 0.00014632 | 6.7207e-05 | 0.00014669
7 | 1 | 17 | 0.00014688 | 0.00016941 | 0.00016002 | 0.00014688 | 7.0517e-05 | 0.00014019 | 0.00014688 | 0.00016941 | 0.00016002 | 0.00014688 | 7.0517e-05 | 0.00014019
7 | 1 | 18 | 0.00014497 | 0.00021451 | 0.00018759 | 0.00014497 | 7.4601e-05 | 0.00013592 | 0.00014497 | 0.00021451 | 0.00018759 | 0.00014497 | 7.4601e-05 | 0.00013592
7 | 1 | 19 | 0.0001408 | 0.0002472 | 0.00020514 | 0.0001408 | 8.1827e-05 | 0.00013297 | 0.0001408 | 0.0002472 | 0.00020514 | 0.0001408 | 8.1827e-05 | 0.00013297
7 | 1 | 20 | 0.00014006 | 0.00025423 | 0.0001999 | 0.00014006 | 8.042e-05 | 0.00013125 | 0.00014006 | 0.00025423 | 0.0001999 | 0.00014006 | 8.042e-05 | 0.00013125
7 | 1 | 21 | 0.00013799 | 0.00024674 | 0.00018308 | 0.00013799 | 7.6795e-05 | 0.00012401 | 0.00013799 | 0.00024674 | 0.00018308 | 0.00013799 | 7.6795e-05 | 0.00012401
7 | 1 | 22 | 0.00012706 | 0.00023316 | 0.00016891 | 0.00012706 | 7.7233e-05 | 0.00011 | 0.00012706 | 0.00023316 | 0.00016891 | 0.00012706 | 7.7233e-05 | 0.00011
7 | 1 | 23 | 0.0001154 | 0.00021635 | 0.00015284 | 0.0001154 | 7.8971e-05 | 9.8801e-05 | 0.0001154 | 0.00021635 | 0.00015284 | 0.0001154 | 7.8971e-05 | 9.8801e-05
7 | 1 | 24 | 0.00010517 | 0.00018058 | 0.00012331 | 0.00010517 | 7.9198e-05 | 9.4209e-05 | 0.00010517 | 0.00018058 | 0.00012331 | 0.00010517 | 7.9198e-05 | 9.4209e-05
7 | 2 | 1 | 9.8058e-05 | 0.00013809 | 8.6065e-05 | 9.8058e-05 | 7.9803e-05 | 9.1289e-05 | 9.8058e-05 | 0.00013809 | 8.6065e-05 | 9.8058e-05 | 7.9803e-05 | 9.1289e-05
7 | 2 | 2 | 9.4529e-05 | 0.00010269 | 6.5353e-05 | 9.4529e-05 | 8.0835e-05 | 9.0446e-05 | 9.4529e-05 | 0.00010269 | 6.5353e-05 | 9.4529e-05 | 8.0835e-05 | 9.0446e-05
7 | 2 | 3 | 9.2911e-05 | 7.0359e-05 | 4.6812e-05 | 9.2911e-05 | 8.1932e-05 | 9.1615e-05 | 9.2911e-05 | 7.0359e-05 | 4.6812e-05 | 9.2911e-05 | 8.1932e-05 | 9.1615e-05
7 | 2 | 4 | 9.4509e-05 | 4.7047e-05 | 3.2229e-05 | 9.4509e-05 | 8.2877e-05 | 9.5568e-05 | 9.4509e-05 | 4.7047e-05 | 3.2229e-05 | 9.4509e-05 | 8.2877e-05 | 9.5568e-05
7 | 2 | 5 | 9.9115e-05 | 2.9132e-05 | 2.185e-05 | 9.9115e-05 | 8.4475e-05 | 0.00010157 | 9.9115e-05 | 2.9132e-05 | 2.185e-05 | 9.9115e-05 | 8.4475e-05 | 0.00010157
7 | 2 | 6 | 0.00010604 | 1.7382e-05 | 2.1781e-05 | 0.00010604 | 8.635e-05 | 0.00011064 | 0.00010604 | 1.7382e-05 | 2.1781e-05 | 0.00010604 | 8.635e-05 | 0.00011064
7 | 2 | 7 | 0.00011792 | 1.0253e-05 | 4.0291e-05 | 0.00011792 | 8.6843e-05 | 0.00012122 | 0.00011792 | 1.0253e-05 | 4.0291e-05 | 0.00011792 | 8.6843e-05 | 0.00012122
7 | 2 | 8 | 0.00012948 | 1.4978e-05 | 8.6259e-05 | 0.00012948 | 8.4715e-05 | 0.00012997 | 0.00012948 | 1.4978e-05 | 8.6259e-05 | 0.00012948 | 8.4715e-05 | 0.00012997
7 | 2 | 9 | 0.00013843 | 3.0625e-05 | 0.00013696 | 0.00013843 | 8.1497e-05 | 0.00013643 | 0.00013843 | 3.0625e-05 | 0.00013696 | 0.00013843 | 8.1497e-05 | 0.00013643
7 | 2 | 10 | 0.00014738 | 3.3995e-05 | 0.00013501 | 0.00014738 | 7.6451e-05 | 0.00013989 | 0.00014738 | 3.3995e-05 | 0.00013501 | 0.00014738 | 7.6451e-05 | 0.00013989
7 | 2 | 11 | 0.00015409 | 4.0204e-05 | 0.00011074 | 0.00015409 | 7.2179e-05 | 0.00014183 | 0.00015409 | 4.0204e-05 | 0.00011074 | 0.00015409 | 7.2179e-05 | 0.00014183
7 | 2 | 12 | 0.00015874 | 4.9933e-05 | 9.6115e-05 | 0.00015874 | 6.7065e-05 | 0.00014389 | 0.00015874 | 4.9933e-05 | 9.6115e-05 | 0.00015874 | 6.7065e-05 | 0.00014389
7 | 2 | 13 | 0.0001644 | 7.2043e-05 | 0.00010236 | 0.0001644 | 6.5627e-05 | 0.00014681 | 0.0001644 | 7.2043e-05 | 0.00010236 | 0.0001644 | 6.5627e-05 | 0.00014681
7 | 2 | 14 | 0.00016814 | 8.6412e-05 | 0.00011424 | 0.00016814 | 6.5146e-05 | 0.00014871 | 0.00016814 | 8.6412e-05 | 0.00011424 | 0.00016814 | 6.5146e-05 | 0.00014871
7 | 2 | 15 | 0.00017132 | 9.9476e-05 | 0.00011951 | 0.00017132 | 6.508e-05 | 0.00014911 | 0.00017132 | 9.9476e-05 | 0.00011951 | 0.00017132 | 6.508e-05 | 0.00014911
7 | 2 | 16 | 0.00017318 | 0.00013475 | 0.00014213 | 0.00017318 | 6.7207e-05 | 0.00014669 | 0.00017318 | 0.00013475 | 0.00014213 | 0.00017318 | 6.7207e-05 | 0.00014669
7 | 2 | 17 | 0.00017162 | 0.00016941 | 0.00016002 | 0.00017162 | 7.0517e-05 | 0.00014019 | 0.00017162 | 0.00016941 | 0.00016002 | 0.00017162 | 7.0517e-05 | 0.00014019
7 | 2 | 18 | 0.00016708 | 0.00021451 | 0.00018759 | 0.00016708 | 7.4601e-05 | 0.00013592 | 0.00016708 | 0.00021451 | 0.00018759 | 0.00016708 | 7.4601e-05 | 0.00013592
7 | 2 | 19 | 0.00016096 | 0.0002472 | 0.00020514 | 0.00016096 | 8.1827e-05 | 0.00013297 | 0.00016096 | 0.0002472 | 0.00020514 | 0.00016096 | 8.1827e-05 | 0.00013297
7 | 2 | 20 | 0.00015783 | 0.00025423 | 0.0001999 | 0.00015783 | 8.042e-05 | 0.00013125 | 0.00015783 | 0.00025423 | 0.0001999 | 0.00015783 | 8.042e-05 | 0.00013125
7 | 2 | 21 | 0.00015342 | 0.00024674 | 0.00018308 | 0.00015342 | 7.6795e-05 | 0.00012401 | 0.00015342 | 0.00024674 | 0.00018308 | 0.00015342 | 7.6795e-05 | 0.00012401
7 | 2 | 22 | 0.00013915 | 0.00023316 | 0.00016891 | 0.00013915 | 7.7233e-05 | 0.00011 | 0.00013915 | 0.00023316 | 0.00016891 | 0.00013915 | 7.7233e-05 | 0.00011
7 | 2 | 23 | 0.00012411 | 0.00021635 | 0.00015284 | 0.00012411 | 7.8971e-05 | 9.8801e-05 | 0.00012411 | 0.00021635 | 0.00015284 | 0.00012411 | 7.8971e-05 | 9.8801e-05
7 | 2 | 24 | 0.00011167 | 0.00018058 | 0.00012331 | 0.00011167 | 7.9198e-05 | 9.4209e-05 | 0.00011167 | 0.00018058 | 0.00012331 | 0.00011167 | 7.9198e-05 | 9.4209e-05
7 | 3 | 1 | 0.00010436 | 0.00013809 | 8.6065e-05 | 0.00010436 | 7.9803e-05 | 9.1289e-05 | 0.00010436 | 0.00013809 | 8.6065e-05 | 0.00010436 | 7.9803e-05 | 9.1289e-05
7 | 3 | 2 | 9.9864e-05 | 0.00010269 | 6.5353e-05 | 9.9864e-05 | 8.0835e-05 | 9.0446e-05 | 9.9864e-05 | 0.00010269 | 6.5353e-05 | 9.9864e-05 | 8.0835e-05 | 9.0446e-05
7 | 3 | 3 | 9.7584e-05 | 7.0359e-05 | 4.6812e-05 | 9.7584e-05 | 8.1932e-05 | 9.1615e-05 | 9.7584e-05 | 7.0359e-05 | 4.6812e-05 | 9.7584e-05 | 8.1932e-05 | 9.1615e-05
7 | 3 | 4 | 9.8582e-05 | 4.7047e-05 | 3.2229e-05 | 9.8582e-05 | 8.2877e-05 | 9.5568e-05 | 9.8582e-05 | 4.7047e-05 | 3.2229e-05 | 9.8582e-05 | 8.2877e-05 | 9.5568e-05
7 | 3 | 5 | 0.00010256 | 2.9132e-05 | 2.185e-05 | 0.00010256 | 8.4475e-05 | 0.00010157 | 0.00010256 | 2.9132e-05 | 2.185e-05 | 0.00010256 | 8.4475e-05 | 0.00010157
7 | 3 | 6 | 0.00010915 | 1.7382e-05 | 2.1781e-05 | 0.00010915 | 8.635e-05 | 0.00011064 | 0.00010915 | 1.7382e-05 | 2.1781e-05 | 0.00010915 | 8.635e-05 | 0.00011064
7 | 3 | 7 | 0.00012032 | 1.0253e-05 | 4.0291e-05 | 0.00012032 | 8.6843e-05 | 0.00012122 | 0.00012032 | 1.0253e-05 | 4.0291e-05 | 0.00012032 | 8.6843e-05 | 0.00012122
7 | 3 | 8 | 0.00013103 | 1.4978e-05 | 8.6259e-05 | 0.00013103 | 8.4715e-05 | 0.00012997 | 0.00013103 | 1.4978e-05 | 8.6259e-05 | 0.00013103 | 8.4715e-05 | 0.00012997
7 | 3 | 9 | 0.00014121 | 3.0625e-05 | 0.00013696 | 0.00014121 | 8.1497e-05 | 0.00013643 | 0.00014121 | 3.0625e-05 | 0.00013696 | 0.00014121 | 8.1497e-05 | 0.00013643
7 | 3 | 10 | 0.0001495 | 3.3995e-05 | 0.00013501 | 0.0001495 | 7.6451e-05 | 0.00013989 | 0.0001495 | 3.3995e-05 | 0.00013501 | 0.0001495 | 7.6451e-05 | 0.00013989
7 | 3 | 11 | 0.00015755 | 4.0204e-05 | 0.00011074 | 0.00015755 | 7.2179e-05 | 0.00014183 | 0.00015755 | 4.0204e-05 | 0.00011074 | 0.00015755 | 7.2179e-05 | 0.00014183
7 | 3 | 12 | 0.0001629 | 4.9933e-05 | 9.6115e-05 | 0.0001629 | 6.7065e-05 | 0.00014389 | 0.0001629 | 4.9933e-05 | 9.6115e-05 | 0.0001629 | 6.7065e-05 | 0.00014389
7 | 3 | 13 | 0.00016887 | 7.2043e-05 | 0.00010236 | 0.00016887 | 6.5627e-05 | 0.00014681 | 0.00016887 | 7.2043e-05 | 0.00010236 | 0.00016887 | 6.5627e-05 | 0.00014681
7 | 3 | 14 | 0.0001734 | 8.6412e-05 | 0.00011424 | 0.0001734 | 6.5146e-05 | 0.00014871 | 0.0001734 | 8.6412e-05 | 0.00011424 | 0.0001734 | 6.5146e-05 | 0.00014871
7 | 3 | 15 | 0.00017628 | 9.9476e-05 | 0.00011951 | 0.00017628 | 6.508e-05 | 0.00014911 | 0.00017628 | 9.9476e-05 | 0.00011951 | 0.00017628 | 6.508e-05 | 0.00014911
7 | 3 | 16 | 0.00017737 | 0.00013475 | 0.00014213 | 0.00017737 | 6.7207e-05 | 0.00014669 | 0.00017737 | 0.00013475 | 0.00014213 | 0.00017737 | 6.7207e-05 | 0.00014669
7 | 3 | 17 | 0.00017549 | 0.00016941 | 0.00016002 | 0.00017549 | 7.0517e-05 | 0.00014019 | 0.00017549 | 0.00016941 | 0.00016002 | 0.00017549 | 7.0517e-05 | 0.00014019
7 | 3 | 18 | 0.00017005 | 0.00021451 | 0.00018759 | 0.00017005 | 7.4601e-05 | 0.00013592 | 0.00017005 | 0.00021451 | 0.00018759 | 0.00017005 | 7.4601e-05 | 0.00013592
7 | 3 | 19 | 0.00016322 | 0.0002472 | 0.00020514 | 0.00016322 | 8.1827e-05 | 0.00013297 | 0.00016322 | 0.0002472 | 0.00020514 | 0.00016322 | 8.1827e-05 | 0.00013297
7 | 3 | 20 | 0.0001587 | 0.00025423 | 0.0001999 | 0.0001587 | 8.042e-05 | 0.00013125 | 0.0001587 | 0.00025423 | 0.0001999 | 0.0001587 | 8.042e-05 | 0.00013125
7 | 3 | 21 | 0.00015342 | 0.00024674 | 0.00018308 | 0.00015342 | 7.6795e-05 | 0.00012401 | 0.00015342 | 0.00024674 | 0.00018308 | 0.00015342 | 7.6795e-05 | 0.00012401
7 | 3 | 22 | 0.00013978 | 0.00023316 | 0.00016891 | 0.00013978 | 7.7233e-05 | 0.00011 | 0.00013978 | 0.00023316 | 0.00016891 | 0.00013978 | 7.7233e-05 | 0.00011
7 | 3 | 23 | 0.00012577 | 0.00021635 | 0.00015284 | 0.00012577 | 7.8971e-05 | 9.8801e-05 | 0.00012577 | 0.00021635 | 0.00015284 | 0.00012577 | 7.8971e-05 | 9.8801e-05
7 | 3 | 24 | 0.00011427 | 0.00018058 | 0.00012331 | 0.00011427 | 7.9198e-05 | 9.4209e-05 | 0.00011427 | 0.00018058 | 0.00012331 | 0.00011427 | 7.9198e-05 | 9.4209e-05
7 | 4 | 1 | 0.00010606 | 0.00013809 | 8.6065e-05 | 0.00010606 | 7.9803e-05 | 9.1289e-05 | 0.00010606 | 0.00013809 | 8.6065e-05 | 0.00010606 | 7.9803e-05 | 9.1289e-05
7 | 4 | 2 | 0.00010108 | 0.00010269 | 6.5353e-05 | 0.00010108 | 8.0835e-05 | 9.0446e-05 | 0.00010108 | 0.00010269 | 6.5353e-05 | 0.00010108 | 8.0835e-05 | 9.0446e-05
7 | 4 | 3 | 9.7467e-05 | 7.0359e-05 | 4.6812e-05 | 9.7467e-05 | 8.1932e-05 | 9.1615e-05 | 9.7467e-05 | 7.0359e-05 | 4.6812e-05 | 9.7467e-05 | 8.1932e-05 | 9.1615e-05
7 | 4 | 4 | 9.609e-05 | 4.7047e-05 | 3.2229e-05 | 9.609e-05 | 8.2877e-05 | 9.5568e-05 | 9.609e-05 | 4.7047e-05 | 3.2229e-05 | 9.609e-05 | 8.2877e-05 | 9.5568e-05
7 | 4 | 5 | 9.5786e-05 | 2.9132e-05 | 2.185e-05 | 9.5786e-05 | 8.4475e-05 | 0.00010157 | 9.5786e-05 | 2.9132e-05 | 2.185e-05 | 9.5786e-05 | 8.4475e-05 | 0.00010157
7 | 4 | 6 | 9.6107e-05 | 1.7382e-05 | 2.1781e-05 | 9.6107e-05 | 8.635e-05 | 0.00011064 | 9.6107e-05 | 1.7382e-05 | 2.1781e-05 | 9.6107e-05 | 8.635e-05 | 0.00011064
7 | 4 | 7 | 0.00010212 | 1.0253e-05 | 4.0291e-05 | 0.00010212 | 8.6843e-05 | 0.00012122 | 0.00010212 | 1.0253e-05 | 4.0291e-05 | 0.00010212 | 8.6843e-05 | 0.00012122
7 | 4 | 8 | 0.00011167 | 1.4978e-05 | 8.6259e-05 | 0.00011167 | 8.4715e-05 | 0.00012997 | 0.00011167 | 1.4978e-05 | 8.6259e-05 | 0.00011167 | 8.4715e-05 | 0.00012997
7 | 4 | 9 | 0.00012227 | 3.0625e-05 | 0.00013696 | 0.00012227 | 8.1497e-05 | 0.00013643 | 0.00012227 | 3.0625e-05 | 0.00013696 | 0.00012227 | 8.1497e-05 | 0.00013643
7 | 4 | 10 | 0.00013312 | 3.3995e-05 | 0.00013501 | 0.00013312 | 7.6451e-05 | 0.00013989 | 0.00013312 | 3.3995e-05 | 0.00013501 | 0.00013312 | 7.6451e-05 | 0.00013989
7 | 4 | 11 | 0.00014231 | 4.0204e-05 | 0.00011074 | 0.00014231 | 7.2179e-05 | 0.00014183 | 0.00014231 | 4.0204e-05 | 0.00011074 | 0.00014231 | 7.2179e-05 | 0.00014183
7 | 4 | 12 | 0.00014951 | 4.9933e-05 | 9.6115e-05 | 0.00014951 | 6.7065e-05 | 0.00014389 | 0.00014951 | 4.9933e-05 | 9.6115e-05 | 0.00014951 | 6.7065e-05 | 0.00014389
7 | 4 | 13 | 0.00015586 | 7.2043e-05 | 0.00010236 | 0.00015586 | 6.5627e-05 | 0.00014681 | 0.00015586 | 7.2043e-05 | 0.00010236 | 0.00015586 | 6.5627e-05 | 0.00014681
7 | 4 | 14 | 0.00016015 | 8.6412e-05 | 0.00011424 | 0.00016015 | 6.5146e-05 | 0.00014871 | 0.00016015 | 8.6412e-05 | 0.00011424 | 0.00016015 | 6.5146e-05 | 0.00014871
7 | 4 | 15 | 0.00016318 | 9.9476e-05 | 0.00011951 | 0.00016318 | 6.508e-05 | 0.00014911 | 0.00016318 | 9.9476e-05 | 0.00011951 | 0.00016318 | 6.508e-05 | 0.00014911
7 | 4 | 16 | 0.00016418 | 0.00013475 | 0.00014213 | 0.00016418 | 6.7207e-05 | 0.00014669 | 0.00016418 | 0.00013475 | 0.00014213 | 0.00016418 | 6.7207e-05 | 0.00014669
7 | 4 | 17 | 0.00016271 | 0.00016941 | 0.00016002 | 0.00016271 | 7.0517e-05 | 0.00014019 | 0.00016271 | 0.00016941 | 0.00016002 | 0.00016271 | 7.0517e-05 | 0.00014019
7 | 4 | 18 | 0.00015817 | 0.00021451 | 0.00018759 | 0.00015817 | 7.4601e-05 | 0.00013592 | 0.00015817 | 0.00021451 | 0.00018759 | 0.00015817 | 7.4601e-05 | 0.00013592
7 | 4 | 19 | 0.00015119 | 0.0002472 | 0.00020514 | 0.00015119 | 8.1827e-05 | 0.00013297 | 0.00015119 | 0.0002472 | 0.00020514 | 0.00015119 | 8.1827e-05 | 0.00013297
7 | 4 | 20 | 0.00014712 | 0.00025423 | 0.0001999 | 0.00014712 | 8.042e-05 | 0.00013125 | 0.00014712 | 0.00025423 | 0.0001999 | 0.00014712 | 8.042e-05 | 0.00013125
7 | 4 | 21 | 0.00014134 | 0.00024674 | 0.00018308 | 0.00014134 | 7.6795e-05 | 0.00012401 | 0.00014134 | 0.00024674 | 0.00018308 | 0.00014134 | 7.6795e-05 | 0.00012401
7 | 4 | 22 | 0.00013402 | 0.00023316 | 0.00016891 | 0.00013402 | 7.7233e-05 | 0.00011 | 0.00013402 | 0.00023316 | 0.00016891 | 0.00013402 | 7.7233e-05 | 0.00011
7 | 4 | 23 | 0.00012326 | 0.00021635 | 0.00015284 | 0.00012326 | 7.8971e-05 | 9.8801e-05 | 0.00012326 | 0.00021635 | 0.00015284 | 0.00012326 | 7.8971e-05 | 9.8801e-05
7 | 4 | 24 | 0.00011201 | 0.00018058 | 0.00012331 | 0.00011201 | 7.9198e-05 | 9.4209e-05 | 0.00011201 | 0.00018058 | 0.00012331 | 0.00011201 | 7.9198e-05 | 9.4209e-05
7 | 5 | 1 | 0.00010467 | 0.00013809 | 8.6065e-05 | 0.00010467 | 7.9803e-05 | 9.1289e-05 | 0.00010467 | 0.00013809 | 8.6065e-05 | 0.00010467 | 7.9803e-05 | 9.1289e-05
7 | 5 | 2 | 0.00010037 | 0.00010269 | 6.5353e-05 | 0.00010037 | 8.0835e-05 | 9.0446e-05 | 0.00010037 | 0.00010269 | 6.5353e-05 | 0.00010037 | 8.0835e-05 | 9.0446e-05
7 | 5 | 3 | 9.7925e-05 | 7.0359e-05 | 4.6812e-05 | 9.7925e-05 | 8.1932e-05 | 9.1615e-05 | 9.7925e-05 | 7.0359e-05 | 4.6812e-05 | 9.7925e-05 | 8.1932e-05 | 9.1615e-05
7 | 5 | 4 | 9.8886e-05 | 4.7047e-05 | 3.2229e-05 | 9.8886e-05 | 8.2877e-05 | 9.5568e-05 | 9.8886e-05 | 4.7047e-05 | 3.2229e-05 | 9.8886e-05 | 8.2877e-05 | 9.5568e-05
7 | 5 | 5 | 0.00010305 | 2.9132e-05 | 2.185e-05 | 0.00010305 | 8.4475e-05 | 0.00010157 | 0.00010305 | 2.9132e-05 | 2.185e-05 | 0.00010305 | 8.4475e-05 | 0.00010157
7 | 5 | 6 | 0.00010982 | 1.7382e-05 | 2.1781e-05 | 0.00010982 | 8.635e-05 | 0.00011064 | 0.00010982 | 1.7382e-05 | 2.1781e-05 | 0.00010982 | 8.635e-05 | 0.00011064
7 | 5 | 7 | 0.00012163 | 1.0253e-05 | 4.0291e-05 | 0.00012163 | 8.6843e-05 | 0.00012122 | 0.00012163 | 1.0253e-05 | 4.0291e-05 | 0.00012163 | 8.6843e-05 | 0.00012122
7 | 5 | 8 | 0.00013372 | 1.4978e-05 | 8.6259e-05 | 0.00013372 | 8.4715e-05 | 0.00012997 | 0.00013372 | 1.4978e-05 | 8.6259e-05 | 0.00013372 | 8.4715e-05 | 0.00012997
7 | 5 | 9 | 0.0001451 | 3.0625e-05 | 0.00013696 | 0.0001451 | 8.1497e-05 | 0.00013643 | 0.0001451 | 3.0625e-05 | 0.00013696 | 0.0001451 | 8.1497e-05 | 0.00013643
7 | 5 | 10 | 0.00015703 | 3.3995e-05 | 0.00013501 | 0.00015703 | 7.6451e-05 | 0.00013989 | 0.00015703 | 3.3995e-05 | 0.00013501 | 0.00015703 | 7.6451e-05 | 0.00013989
7 | 5 | 11 | 0.00016569 | 4.0204e-05 | 0.00011074 | 0.00016569 | 7.2179e-05 | 0.00014183 | 0.00016569 | 4.0204e-05 | 0.00011074 | 0.00016569 | 7.2179e-05 | 0.00014183
7 | 5 | 12 | 0.0001719 | 4.9933e-05 | 9.6115e-05 | 0.0001719 | 6.7065e-05 | 0.00014389 | 0.0001719 | 4.9933e-05 | 9.6115e-05 | 0.0001719 | 6.7065e-05 | 0.00014389
7 | 5 | 13 | 0.00017793 | 7.2043e-05 | 0.00010236 | 0.00017793 | 6.5627e-05 | 0.00014681 | 0.00017793 | 7.2043e-05 | 0.00010236 | 0.00017793 | 6.5627e-05 | 0.00014681
7 | 5 | 14 | 0.00018129 | 8.6412e-05 | 0.00011424 | 0.00018129 | 6.5146e-05 | 0.00014871 | 0.00018129 | 8.6412e-05 | 0.00011424 | 0.00018129 | 6.5146e-05 | 0.00014871
7 | 5 | 15 | 0.00018425 | 9.9476e-05 | 0.00011951 | 0.00018425 | 6.508e-05 | 0.00014911 | 0.00018425 | 9.9476e-05 | 0.00011951 | 0.00018425 | 6.508e-05 | 0.00014911
7 | 5 | 16 | 0.00018623 | 0.00013475 | 0.00014213 | 0.00018623 | 6.7207e-05 | 0.00014669 | 0.00018623 | 0.00013475 | 0.00014213 | 0.00018623 | 6.7207e-05 | 0.00014669
7 | 5 | 17 | 0.00018422 | 0.00016941 | 0.00016002 | 0.00018422 | 7.0517e-05 | 0.00014019 | 0.00018422 | 0.00016941 | 0.00016002 | 0.00018422 | 7.0517e-05 | 0.00014019
7 | 5 | 18 | 0.00017898 | 0.00021451 | 0.00018759 | 0.00017898 | 7.4601e-05 | 0.00013592 | 0.00017898 | 0.00021451 | 0.00018759 | 0.00017898 | 7.4601e-05 | 0.00013592
7 | 5 | 19 | 0.00017255 | 0.0002472 | 0.00020514 | 0.00017255 | 8.1827e-05 | 0.00013297 | 0.00017255 | 0.0002472 | 0.00020514 | 0.00017255 | 8.1827e-05 | 0.00013297
7 | 5 | 20 | 0.0001691 | 0.00025423 | 0.0001999 | 0.0001691 | 8.042e-05 | 0.00013125 | 0.0001691 | 0.00025423 | 0.0001999 | 0.0001691 | 8.042e-05 | 0.00013125
7 | 5 | 21 | 0.00016264 | 0.00024674 | 0.00018308 | 0.00016264 | 7.6795e-05 | 0.00012401 | 0.00016264 | 0.00024674 | 0.00018308 | 0.00016264 | 7.6795e-05 | 0.00012401
7 | 5 | 22 | 0.00014677 | 0.00023316 | 0.00016891 | 0.00014677 | 7.7233e-05 | 0.00011 | 0.00014677 | 0.00023316 | 0.00016891 | 0.00014677 | 7.7233e-05 | 0.00011
7 | 5 | 23 | 0.00013146 | 0.00021635 | 0.00015284 | 0.00013146 | 7.8971e-05 | 9.8801e-05 | 0.00013146 | 0.00021635 | 0.00015284 | 0.00013146 | 7.8971e-05 | 9.8801e-05
7 | 5 | 24 | 0.00011969 | 0.00018058 | 0.00012331 | 0.00011969 | 7.9198e-05 | 9.4209e-05 | 0.00011969 | 0.00018058 | 0.00012331 | 0.00011969 | 7.9198e-05 | 9.4209e-05
7 | 6 | 1 | 0.00011237 | 0.00013809 | 8.6065e-05 | 0.00011237 | 7.9803e-05 | 9.1289e-05 | 0.00011237 | 0.00013809 | 8.6065e-05 | 0.00011237 | 7.9803e-05 | 9.1289e-05
7 | 6 | 2 | 0.00010741 | 0.00010269 | 6.5353e-05 | 0.00010741 | 8.0835e-05 | 9.0446e-05 | 0.00010741 | 0.00010269 | 6.5353e-05 | 0.00010741 | 8.0835e-05 | 9.0446e-05
7 | 6 | 3 | 0.00010334 | 7.0359e-05 | 4.6812e-05 | 0.00010334 | 8.1932e-05 | 9.1615e-05 | 0.00010334 | 7.0359e-05 | 4.6812e-05 | 0.00010334 | 8.1932e-05 | 9.1615e-05
7 | 6 | 4 | 0.00010376 | 4.7047e-05 | 3.2229e-05 | 0.00010376 | 8.2877e-05 | 9.5568e-05 | 0.00010376 | 4.7047e-05 | 3.2229e-05 | 0.00010376 | 8.2877e-05 | 9.5568e-05
7 | 6 | 5 | 0.00010829 | 2.9132e-05 | 2.185e-05 | 0.00010829 | 8.4475e-05 | 0.00010157 | 0.00010829 | 2.9132e-05 | 2.185e-05 | 0.00010829 | 8.4475e-05 | 0.00010157
7 | 6 | 6 | 0.00011388 | 1.7382e-05 | 2.1781e-05 | 0.00011388 | 8.635e-05 | 0.00011064 | 0.00011388 | 1.7382e-05 | 2.1781e-05 | 0.00011388 | 8.635e-05 | 0.00011064
7 | 6 | 7 | 0.00012506 | 1.0253e-05 | 4.0291e-05 | 0.00012506 | 8.6843e-05 | 0.00012122 | 0.00012506 | 1.0253e-05 | 4.0291e-05 | 0.00012506 | 8.6843e-05 | 0.00012122
7 | 6 | 8 | 0.00013627 | 1.4978e-05 | 8.6259e-05 | 0.00013627 | 8.4715e-05 | 0.00012997 | 0.00013627 | 1.4978e-05 | 8.6259e-05 | 0.00013627 | 8.4715e-05 | 0.00012997
7 | 6 | 9 | 0.00014676 | 3.0625e-05 | 0.00013696 | 0.00014676 | 8.1497e-05 | 0.00013643 | 0.00014676 | 3.0625e-05 | 0.00013696 | 0.00014676 | 8.1497e-05 | 0.00013643
7 | 6 | 10 | 0.0001567 | 3.3995e-05 | 0.00013501 | 0.0001567 | 7.6451e-05 | 0.00013989 | 0.0001567 | 3.3995e-05 | 0.00013501 | 0.0001567 | 7.6451e-05 | 0.00013989
7 | 6 | 11 | 0.0001652 | 4.0204e-05 | 0.00011074 | 0.0001652 | 7.2179e-05 | 0.00014183 | 0.0001652 | 4.0204e-05 | 0.00011074 | 0.0001652 | 7.2179e-05 | 0.00014183
7 | 6 | 12 | 0.00017151 | 4.9933e-05 | 9.6115e-05 | 0.00017151 | 6.7065e-05 | 0.00014389 | 0.00017151 | 4.9933e-05 | 9.6115e-05 | 0.00017151 | 6.7065e-05 | 0.00014389
7 | 6 | 13 | 0.00017693 | 7.2043e-05 | 0.00010236 | 0.00017693 | 6.5627e-05 | 0.00014681 | 0.00017693 | 7.2043e-05 | 0.00010236 | 0.00017693 | 6.5627e-05 | 0.00014681
7 | 6 | 14 | 0.00018032 | 8.6412e-05 | 0.00011424 | 0.00018032 | 6.5146e-05 | 0.00014871 | 0.00018032 | 8.6412e-05 | 0.00011424 | 0.00018032 | 6.5146e-05 | 0.00014871
7 | 6 | 15 | 0.00018182 | 9.9476e-05 | 0.00011951 | 0.00018182 | 6.508e-05 | 0.00014911 | 0.00018182 | 9.9476e-05 | 0.00011951 | 0.00018182 | 6.508e-05 | 0.00014911
7 | 6 | 16 | 0.00018021 | 0.00013475 | 0.00014213 | 0.00018021 | 6.7207e-05 | 0.00014669 | 0.00018021 | 0.00013475 | 0.00014213 | 0.00018021 | 6.7207e-05 | 0.00014669
7 | 6 | 17 | 0.00017504 | 0.00016941 | 0.00016002 | 0.00017504 | 7.0517e-05 | 0.00014019 | 0.00017504 | 0.00016941 | 0.00016002 | 0.00017504 | 7.0517e-05 | 0.00014019
7 | 6 | 18 | 0.00016739 | 0.00021451 | 0.00018759 | 0.00016739 | 7.4601e-05 | 0.00013592 | 0.00016739 | 0.00021451 | 0.00018759 | 0.00016739 | 7.4601e-05 | 0.00013592
7 | 6 | 19 | 0.00015837 | 0.0002472 | 0.00020514 | 0.00015837 | 8.1827e-05 | 0.00013297 | 0.00015837 | 0.0002472 | 0.00020514 | 0.00015837 | 8.1827e-05 | 0.00013297
7 | 6 | 20 | 0.00015471 | 0.00025423 | 0.0001999 | 0.00015471 | 8.042e-05 | 0.00013125 | 0.00015471 | 0.00025423 | 0.0001999 | 0.00015471 | 8.042e-05 | 0.00013125
7 | 6 | 21 | 0.0001492 | 0.00024674 | 0.00018308 | 0.0001492 | 7.6795e-05 | 0.00012401 | 0.0001492 | 0.00024674 | 0.00018308 | 0.0001492 | 7.6795e-05 | 0.00012401
7 | 6 | 22 | 0.00013642 | 0.00023316 | 0.00016891 | 0.00013642 | 7.7233e-05 | 0.00011 | 0.00013642 | 0.00023316 | 0.00016891 | 0.00013642 | 7.7233e-05 | 0.00011
7 | 6 | 23 | 0.00012392 | 0.00021635 | 0.00015284 | 0.00012392 | 7.8971e-05 | 9.8801e-05 | 0.00012392 | 0.00021635 | 0.00015284 | 0.00012392 | 7.8971e-05 | 9.8801e-05
7 | 6 | 24 | 0.00011385 | 0.00018058 | 0.00012331 | 0.00011385 | 7.9198e-05 | 9.4209e-05 | 0.00011385 | 0.00018058 | 0.00012331 | 0.00011385 | 7.9198e-05 | 9.4209e-05
7 | 7 | 1 | 0.00010652 | 0.00013809 | 8.6065e-05 | 0.00010652 | 7.9803e-05 | 9.1289e-05 | 0.00010652 | 0.00013809 | 8.6065e-05 | 0.00010652 | 7.9803e-05 | 9.1289e-05
7 | 7 | 2 | 0.00010169 | 0.00010269 | 6.5353e-05 | 0.00010169 | 8.0835e-05 | 9.0446e-05 | 0.00010169 | 0.00010269 | 6.5353e-05 | 0.00010169 | 8.0835e-05 | 9.0446e-05
7 | 7 | 3 | 9.857e-05 | 7.0359e-05 | 4.6812e-05 | 9.857e-05 | 8.1932e-05 | 9.1615e-05 | 9.857e-05 | 7.0359e-05 | 4.6812e-05 | 9.857e-05 | 8.1932e-05 | 9.1615e-05
7 | 7 | 4 | 9.7704e-05 | 4.7047e-05 | 3.2229e-05 | 9.7704e-05 | 8.2877e-05 | 9.5568e-05 | 9.7704e-05 | 4.7047e-05 | 3.2229e-05 | 9.7704e-05 | 8.2877e-05 | 9.5568e-05
7 | 7 | 5 | 9.8403e-05 | 2.9132e-05 | 2.185e-05 | 9.8403e-05 | 8.4475e-05 | 0.00010157 | 9.8403e-05 | 2.9132e-05 | 2.185e-05 | 9.8403e-05 | 8.4475e-05 | 0.00010157
7 | 7 | 6 | 9.9007e-05 | 1.7382e-05 | 2.1781e-05 | 9.9007e-05 | 8.635e-05 | 0.00011064 | 9.9007e-05 | 1.7382e-05 | 2.1781e-05 | 9.9007e-05 | 8.635e-05 | 0.00011064
7 | 7 | 7 | 0.00010447 | 1.0253e-05 | 4.0291e-05 | 0.00010447 | 8.6843e-05 | 0.00012122 | 0.00010447 | 1.0253e-05 | 4.0291e-05 | 0.00010447 | 8.6843e-05 | 0.00012122
7 | 7 | 8 | 0.00011361 | 1.4978e-05 | 8.6259e-05 | 0.00011361 | 8.4715e-05 | 0.00012997 | 0.00011361 | 1.4978e-05 | 8.6259e-05 | 0.00011361 | 8.4715e-05 | 0.00012997
7 | 7 | 9 | 0.00012278 | 3.0625e-05 | 0.00013696 | 0.00012278 | 8.1497e-05 | 0.00013643 | 0.00012278 | 3.0625e-05 | 0.00013696 | 0.00012278 | 8.1497e-05 | 0.00013643
7 | 7 | 10 | 0.00013191 | 3.3995e-05 | 0.00013501 | 0.00013191 | 7.6451e-05 | 0.00013989 | 0.00013191 | 3.3995e-05 | 0.00013501 | 0.00013191 | 7.6451e-05 | 0.00013989
7 | 7 | 11 | 0.000139 | 4.0204e-05 | 0.00011074 | 0.000139 | 7.2179e-05 | 0.00014183 | 0.000139 | 4.0204e-05 | 0.00011074 | 0.000139 | 7.2179e-05 | 0.00014183
7 | 7 | 12 | 0.00014439 | 4.9933e-05 | 9.6115e-05 | 0.00014439 | 6.7065e-05 | 0.00014389 | 0.00014439 | 4.9933e-05 | 9.6115e-05 | 0.00014439 | 6.7065e-05 | 0.00014389
7 | 7 | 13 | 0.00014812 | 7.2043e-05 | 0.00010236 | 0.00014812 | 6.5627e-05 | 0.00014681 | 0.00014812 | 7.2043e-05 | 0.00010236 | 0.00014812 | 6.5627e-05 | 0.00014681
7 | 7 | 14 | 0.00015042 | 8.6412e-05 | 0.00011424 | 0.00015042 | 6.5146e-05 | 0.00014871 | 0.00015042 | 8.6412e-05 | 0.00011424 | 0.00015042 | 6.5146e-05 | 0.00014871
7 | 7 | 15 | 0.00015246 | 9.9476e-05 | 0.00011951 | 0.00015246 | 6.508e-05 | 0.00014911 | 0.00015246 | 9.9476e-05 | 0.00011951 | 0.00015246 | 6.508e-05 | 0.00014911
7 | 7 | 16 | 0.00015306 | 0.00013475 | 0.00014213 | 0.00015306 | 6.7207e-05 | 0.00014669 | 0.00015306 | 0.00013475 | 0.00014213 | 0.00015306 | 6.7207e-05 | 0.00014669
7 | 7 | 17 | 0.00015138 | 0.00016941 | 0.00016002 | 0.00015138 | 7.0517e-05 | 0.00014019 | 0.00015138 | 0.00016941 | 0.00016002 | 0.00015138 | 7.0517e-05 | 0.00014019
7 | 7 | 18 | 0.00014719 | 0.00021451 | 0.00018759 | 0.00014719 | 7.4601e-05 | 0.00013592 | 0.00014719 | 0.00021451 | 0.00018759 | 0.00014719 | 7.4601e-05 | 0.00013592
7 | 7 | 19 | 0.00014043 | 0.0002472 | 0.00020514 | 0.00014043 | 8.1827e-05 | 0.00013297 | 0.00014043 | 0.0002472 | 0.00020514 | 0.00014043 | 8.1827e-05 | 0.00013297
7 | 7 | 20 | 0.00013922 | 0.00025423 | 0.0001999 | 0.00013922 | 8.042e-05 | 0.00013125 | 0.00013922 | 0.00025423 | 0.0001999 | 0.00013922 | 8.042e-05 | 0.00013125
7 | 7 | 21 | 0.00013604 | 0.00024674 | 0.00018308 | 0.00013604 | 7.6795e-05 | 0.00012401 | 0.00013604 | 0.00024674 | 0.00018308 | 0.00013604 | 7.6795e-05 | 0.00012401
7 | 7 | 22 | 0.00012615 | 0.00023316 | 0.00016891 | 0.00012615 | 7.7233e-05 | 0.00011 | 0.00012615 | 0.00023316 | 0.00016891 | 0.00012615 | 7.7233e-05 | 0.00011
7 | 7 | 23 | 0.00011554 | 0.00021635 | 0.00015284 | 0.00011554 | 7.8971e-05 | 9.8801e-05 | 0.00011554 | 0.00021635 | 0.00015284 | 0.00011554 | 7.8971e-05 | 9.8801e-05
7 | 7 | 24 | 0.00010656 | 0.00018058 | 0.00012331 | 0.00010656 | 7.9198e-05 | 9.4209e-05 | 0.00010656 | 0.00018058 | 0.00012331 | 0.00010656 | 7.9198e-05 | 9.4209e-05
7 | 8 | 1 | 9.9951e-05 | 0.00013809 | 8.6065e-05 | 9.9951e-05 | 7.9803e-05 | 9.1289e-05 | 9.9951e-05 | 0.00013809 | 8.6065e-05 | 9.9951e-05 | 7.9803e-05 | 9.1289e-05
7 | 8 | 2 | 9.5615e-05 | 0.00010269 | 6.5353e-05 | 9.5615e-05 | 8.0835e-05 | 9.0446e-05 | 9.5615e-05 | 0.00010269 | 6.5353e-05 | 9.5615e-05 | 8.0835e-05 | 9.0446e-05
7 | 8 | 3 | 9.3177e-05 | 7.0359e-05 | 4.6812e-05 | 9.3177e-05 | 8.1932e-05 | 9.1615e-05 | 9.3177e-05 | 7.0359e-05 | 4.6812e-05 | 9.3177e-05 | 8.1932e-05 | 9.1615e-05
7 | 8 | 4 | 9.2199e-05 | 4.7047e-05 | 3.2229e-05 | 9.2199e-05 | 8.2877e-05 | 9.5568e-05 | 9.2199e-05 | 4.7047e-05 | 3.2229e-05 | 9.2199e-05 | 8.2877e-05 | 9.5568e-05
7 | 8 | 5 | 9.2062e-05 | 2.9132e-05 | 2.185e-05 | 9.2062e-05 | 8.4475e-05 | 0.00010157 | 9.2062e-05 | 2.9132e-05 | 2.185e-05 | 9.2062e-05 | 8.4475e-05 | 0.00010157
7 | 8 | 6 | 9.1837e-05 | 1.7382e-05 | 2.1781e-05 | 9.1837e-05 | 8.635e-05 | 0.00011064 | 9.1837e-05 | 1.7382e-05 | 2.1781e-05 | 9.1837e-05 | 8.635e-05 | 0.00011064
7 | 8 | 7 | 9.7064e-05 | 1.0253e-05 | 4.0291e-05 | 9.7064e-05 | 8.6843e-05 | 0.00012122 | 9.7064e-05 | 1.0253e-05 | 4.0291e-05 | 9.7064e-05 | 8.6843e-05 | 0.00012122
7 | 8 | 8 | 0.0001042 | 1.4978e-05 | 8.6259e-05 | 0.0001042 | 8.4715e-05 | 0.00012997 | 0.0001042 | 1.4978e-05 | 8.6259e-05 | 0.0001042 | 8.4715e-05 | 0.00012997
7 | 8 | 9 | 0.00011211 | 3.0625e-05 | 0.00013696 | 0.00011211 | 8.1497e-05 | 0.00013643 | 0.00011211 | 3.0625e-05 | 0.00013696 | 0.00011211 | 8.1497e-05 | 0.00013643
7 | 8 | 10 | 0.00011985 | 3.3995e-05 | 0.00013501 | 0.00011985 | 7.6451e-05 | 0.00013989 | 0.00011985 | 3.3995e-05 | 0.00013501 | 0.00011985 | 7.6451e-05 | 0.00013989
7 | 8 | 11 | 0.00012616 | 4.0204e-05 | 0.00011074 | 0.00012616 | 7.2179e-05 | 0.00014183 | 0.00012616 | 4.0204e-05 | 0.00011074 | 0.00012616 | 7.2179e-05 | 0.00014183
7 | 8 | 12 | 0.00013154 | 4.9933e-05 | 9.6115e-05 | 0.00013154 | 6.7065e-05 | 0.00014389 | 0.00013154 | 4.9933e-05 | 9.6115e-05 | 0.00013154 | 6.7065e-05 | 0.00014389
7 | 8 | 13 | 0.00013702 | 7.2043e-05 | 0.00010236 | 0.00013702 | 6.5627e-05 | 0.00014681 | 0.00013702 | 7.2043e-05 | 0.00010236 | 0.00013702 | 6.5627e-05 | 0.00014681
7 | 8 | 14 | 0.00014129 | 8.6412e-05 | 0.00011424 | 0.00014129 | 6.5146e-05 | 0.00014871 | 0.00014129 | 8.6412e-05 | 0.00011424 | 0.00014129 | 6.5146e-05 | 0.00014871
7 | 8 | 15 | 0.00014494 | 9.9476e-05 | 0.00011951 | 0.00014494 | 6.508e-05 | 0.00014911 | 0.00014494 | 9.9476e-05 | 0.00011951 | 0.00014494 | 6.508e-05 | 0.00014911
7 | 8 | 16 | 0.00014743 | 0.00013475 | 0.00014213 | 0.00014743 | 6.7207e-05 | 0.00014669 | 0.00014743 | 0.00013475 | 0.00014213 | 0.00014743 | 6.7207e-05 | 0.00014669
7 | 8 | 17 | 0.00014823 | 0.00016941 | 0.00016002 | 0.00014823 | 7.0517e-05 | 0.00014019 | 0.00014823 | 0.00016941 | 0.00016002 | 0.00014823 | 7.0517e-05 | 0.00014019
7 | 8 | 18 | 0.00014597 | 0.00021451 | 0.00018759 | 0.00014597 | 7.4601e-05 | 0.00013592 | 0.00014597 | 0.00021451 | 0.00018759 | 0.00014597 | 7.4601e-05 | 0.00013592
7 | 8 | 19 | 0.00014066 | 0.0002472 | 0.00020514 | 0.00014066 | 8.1827e-05 | 0.00013297 | 0.00014066 | 0.0002472 | 0.00020514 | 0.00014066 | 8.1827e-05 | 0.00013297
7 | 8 | 20 | 0.00014035 | 0.00025423 | 0.0001999 | 0.00014035 | 8.042e-05 | 0.00013125 | 0.00014035 | 0.00025423 | 0.0001999 | 0.00014035 | 8.042e-05 | 0.00013125
7 | 8 | 21 | 0.00013667 | 0.00024674 | 0.00018308 | 0.00013667 | 7.6795e-05 | 0.00012401 | 0.00013667 | 0.00024674 | 0.00018308 | 0.00013667 | 7.6795e-05 | 0.00012401
7 | 8 | 22 | 0.00012449 | 0.00023316 | 0.00016891 | 0.00012449 | 7.7233e-05 | 0.00011 | 0.00012449 | 0.00023316 | 0.00016891 | 0.00012449 | 7.7233e-05 | 0.00011
7 | 8 | 23 | 0.00011235 | 0.00021635 | 0.00015284 | 0.00011235 | 7.8971e-05 | 9.8801e-05 | 0.00011235 | 0.00021635 | 0.00015284 | 0.00011235 | 7.8971e-05 | 9.8801e-05
7 | 8 | 24 | 0.00010397 | 0.00018058 | 0.00012331 | 0.00010397 | 7.9198e-05 | 9.4209e-05 | 0.00010397 | 0.00018058 | 0.00012331 | 0.00010397 | 7.9198e-05 | 9.4209e-05
7 | 9 | 1 | 9.8491e-05 | 0.00013809 | 8.6065e-05 | 9.8491e-05 | 7.9803e-05 | 9.1289e-05 | 9.8491e-05 | 0.00013809 | 8.6065e-05 | 9.8491e-05 | 7.9803e-05 | 9.1289e-05
7 | 9 | 2 | 9.5212e-05 | 0.00010269 | 6.5353e-05 | 9.5212e-05 | 8.0835e-05 | 9.0446e-05 | 9.5212e-05 | 0.00010269 | 6.5353e-05 | 9.5212e-05 | 8.0835e-05 | 9.0446e-05
7 | 9 | 3 | 9.3884e-05 | 7.0359e-05 | 4.6812e-05 | 9.3884e-05 | 8.1932e-05 | 9.1615e-05 | 9.3884e-05 | 7.0359e-05 | 4.6812e-05 | 9.3884e-05 | 8.1932e-05 | 9.1615e-05
7 | 9 | 4 | 9.5599e-05 | 4.7047e-05 | 3.2229e-05 | 9.5599e-05 | 8.2877e-05 | 9.5568e-05 | 9.5599e-05 | 4.7047e-05 | 3.2229e-05 | 9.5599e-05 | 8.2877e-05 | 9.5568e-05
7 | 9 | 5 | 0.00010083 | 2.9132e-05 | 2.185e-05 | 0.00010083 | 8.4475e-05 | 0.00010157 | 0.00010083 | 2.9132e-05 | 2.185e-05 | 0.00010083 | 8.4475e-05 | 0.00010157
7 | 9 | 6 | 0.00010847 | 1.7382e-05 | 2.1781e-05 | 0.00010847 | 8.635e-05 | 0.00011064 | 0.00010847 | 1.7382e-05 | 2.1781e-05 | 0.00010847 | 8.635e-05 | 0.00011064
7 | 9 | 7 | 0.00011937 | 1.0253e-05 | 4.0291e-05 | 0.00011937 | 8.6843e-05 | 0.00012122 | 0.00011937 | 1.0253e-05 | 4.0291e-05 | 0.00011937 | 8.6843e-05 | 0.00012122
7 | 9 | 8 | 0.00012844 | 1.4978e-05 | 8.6259e-05 | 0.00012844 | 8.4715e-05 | 0.00012997 | 0.00012844 | 1.4978e-05 | 8.6259e-05 | 0.00012844 | 8.4715e-05 | 0.00012997
7 | 9 | 9 | 0.00013615 | 3.0625e-05 | 0.00013696 | 0.00013615 | 8.1497e-05 | 0.00013643 | 0.00013615 | 3.0625e-05 | 0.00013696 | 0.00013615 | 8.1497e-05 | 0.00013643
7 | 9 | 10 | 0.00014322 | 3.3995e-05 | 0.00013501 | 0.00014322 | 7.6451e-05 | 0.00013989 | 0.00014322 | 3.3995e-05 | 0.00013501 | 0.00014322 | 7.6451e-05 | 0.00013989
7 | 9 | 11 | 0.00014868 | 4.0204e-05 | 0.00011074 | 0.00014868 | 7.2179e-05 | 0.00014183 | 0.00014868 | 4.0204e-05 | 0.00011074 | 0.00014868 | 7.2179e-05 | 0.00014183
7 | 9 | 12 | 0.00015273 | 4.9933e-05 | 9.6115e-05 | 0.00015273 | 6.7065e-05 | 0.00014389 | 0.00015273 | 4.9933e-05 | 9.6115e-05 | 0.00015273 | 6.7065e-05 | 0.00014389
7 | 9 | 13 | 0.00015755 | 7.2043e-05 | 0.00010236 | 0.00015755 | 6.5627e-05 | 0.00014681 | 0.00015755 | 7.2043e-05 | 0.00010236 | 0.00015755 | 6.5627e-05 | 0.00014681
7 | 9 | 14 | 0.00016018 | 8.6412e-05 | 0.00011424 | 0.00016018 | 6.5146e-05 | 0.00014871 | 0.00016018 | 8.6412e-05 | 0.00011424 | 0.00016018 | 6.5146e-05 | 0.00014871
7 | 9 | 15 | 0.00016256 | 9.9476e-05 | 0.00011951 | 0.00016256 | 6.508e-05 | 0.00014911 | 0.00016256 | 9.9476e-05 | 0.00011951 | 0.00016256 | 6.508e-05 | 0.00014911
7 | 9 | 16 | 0.00016306 | 0.00013475 | 0.00014213 | 0.00016306 | 6.7207e-05 | 0.00014669 | 0.00016306 | 0.00013475 | 0.00014213 | 0.00016306 | 6.7207e-05 | 0.00014669
7 | 9 | 17 | 0.00016019 | 0.00016941 | 0.00016002 | 0.00016019 | 7.0517e-05 | 0.00014019 | 0.00016019 | 0.00016941 | 0.00016002 | 0.00016019 | 7.0517e-05 | 0.00014019
7 | 9 | 18 | 0.00015441 | 0.00021451 | 0.00018759 | 0.00015441 | 7.4601e-05 | 0.00013592 | 0.00015441 | 0.00021451 | 0.00018759 | 0.00015441 | 7.4601e-05 | 0.00013592
7 | 9 | 19 | 0.00014865 | 0.0002472 | 0.00020514 | 0.00014865 | 8.1827e-05 | 0.00013297 | 0.00014865 | 0.0002472 | 0.00020514 | 0.00014865 | 8.1827e-05 | 0.00013297
7 | 9 | 20 | 0.00014788 | 0.00025423 | 0.0001999 | 0.00014788 | 8.042e-05 | 0.00013125 | 0.00014788 | 0.00025423 | 0.0001999 | 0.00014788 | 8.042e-05 | 0.00013125
7 | 9 | 21 | 0.0001437 | 0.00024674 | 0.00018308 | 0.0001437 | 7.6795e-05 | 0.00012401 | 0.0001437 | 0.00024674 | 0.00018308 | 0.0001437 | 7.6795e-05 | 0.00012401
7 | 9 | 22 | 0.00013077 | 0.00023316 | 0.00016891 | 0.00013077 | 7.7233e-05 | 0.00011 | 0.00013077 | 0.00023316 | 0.00016891 | 0.00013077 | 7.7233e-05 | 0.00011
7 | 9 | 23 | 0.00011742 | 0.00021635 | 0.00015284 | 0.00011742 | 7.8971e-05 | 9.8801e-05 | 0.00011742 | 0.00021635 | 0.00015284 | 0.00011742 | 7.8971e-05 | 9.8801e-05
7 | 9 | 24 | 0.00010704 | 0.00018058 | 0.00012331 | 0.00010704 | 7.9198e-05 | 9.4209e-05 | 0.00010704 | 0.00018058 | 0.00012331 | 0.00010704 | 7.9198e-05 | 9.4209e-05
7 | 10 | 1 | 0.00010101 | 0.00013809 | 8.6065e-05 | 0.00010101 | 7.9803e-05 | 9.1289e-05 | 0.00010101 | 0.00013809 | 8.6065e-05 | 0.00010101 | 7.9803e-05 | 9.1289e-05
7 | 10 | 2 | 9.7746e-05 | 0.00010269 | 6.5353e-05 | 9.7746e-05 | 8.0835e-05 | 9.0446e-05 | 9.7746e-05 | 0.00010269 | 6.5353e-05 | 9.7746e-05 | 8.0835e-05 | 9.0446e-05
7 | 10 | 3 | 9.6177e-05 | 7.0359e-05 | 4.6812e-05 | 9.6177e-05 | 8.1932e-05 | 9.1615e-05 | 9.6177e-05 | 7.0359e-05 | 4.6812e-05 | 9.6177e-05 | 8.1932e-05 | 9.1615e-05
7 | 10 | 4 | 9.8087e-05 | 4.7047e-05 | 3.2229e-05 | 9.8087e-05 | 8.2877e-05 | 9.5568e-05 | 9.8087e-05 | 4.7047e-05 | 3.2229e-05 | 9.8087e-05 | 8.2877e-05 | 9.5568e-05
7 | 10 | 5 | 0.00010342 | 2.9132e-05 | 2.185e-05 | 0.00010342 | 8.4475e-05 | 0.00010157 | 0.00010342 | 2.9132e-05 | 2.185e-05 | 0.00010342 | 8.4475e-05 | 0.00010157
7 | 10 | 6 | 0.00011008 | 1.7382e-05 | 2.1781e-05 | 0.00011008 | 8.635e-05 | 0.00011064 | 0.00011008 | 1.7382e-05 | 2.1781e-05 | 0.00011008 | 8.635e-05 | 0.00011064
7 | 10 | 7 | 0.00012002 | 1.0253e-05 | 4.0291e-05 | 0.00012002 | 8.6843e-05 | 0.00012122 | 0.00012002 | 1.0253e-05 | 4.0291e-05 | 0.00012002 | 8.6843e-05 | 0.00012122
7 | 10 | 8 | 0.00012777 | 1.4978e-05 | 8.6259e-05 | 0.00012777 | 8.4715e-05 | 0.00012997 | 0.00012777 | 1.4978e-05 | 8.6259e-05 | 0.00012777 | 8.4715e-05 | 0.00012997
7 | 10 | 9 | 0.0001345 | 3.0625e-05 | 0.00013696 | 0.0001345 | 8.1497e-05 | 0.00013643 | 0.0001345 | 3.0625e-05 | 0.00013696 | 0.0001345 | 8.1497e-05 | 0.00013643
7 | 10 | 10 | 0.00014061 | 3.3995e-05 | 0.00013501 | 0.00014061 | 7.6451e-05 | 0.00013989 | 0.00014061 | 3.3995e-05 | 0.00013501 | 0.00014061 | 7.6451e-05 | 0.00013989
7 | 10 | 11 | 0.00014457 | 4.0204e-05 | 0.00011074 | 0.00014457 | 7.2179e-05 | 0.00014183 | 0.00014457 | 4.0204e-05 | 0.00011074 | 0.00014457 | 7.2179e-05 | 0.00014183
7 | 10 | 12 | 0.00014671 | 4.9933e-05 | 9.6115e-05 | 0.00014671 | 6.7065e-05 | 0.00014389 | 0.00014671 | 4.9933e-05 | 9.6115e-05 | 0.00014671 | 6.7065e-05 | 0.00014389
7 | 10 | 13 | 0.00014984 | 7.2043e-05 | 0.00010236 | 0.00014984 | 6.5627e-05 | 0.00014681 | 0.00014984 | 7.2043e-05 | 0.00010236 | 0.00014984 | 6.5627e-05 | 0.00014681
7 | 10 | 14 | 0.00015058 | 8.6412e-05 | 0.00011424 | 0.00015058 | 6.5146e-05 | 0.00014871 | 0.00015058 | 8.6412e-05 | 0.00011424 | 0.00015058 | 6.5146e-05 | 0.00014871
7 | 10 | 15 | 0.00015045 | 9.9476e-05 | 0.00011951 | 0.00015045 | 6.508e-05 | 0.00014911 | 0.00015045 | 9.9476e-05 | 0.00011951 | 0.00015045 | 6.508e-05 | 0.00014911
7 | 10 | 16 | 0.00014779 | 0.00013475 | 0.00014213 | 0.00014779 | 6.7207e-05 | 0.00014669 | 0.00014779 | 0.00013475 | 0.00014213 | 0.00014779 | 6.7207e-05 | 0.00014669
7 | 10 | 17 | 0.00014344 | 0.00016941 | 0.00016002 | 0.00014344 | 7.0517e-05 | 0.00014019 | 0.00014344 | 0.00016941 | 0.00016002 | 0.00014344 | 7.0517e-05 | 0.00014019
7 | 10 | 18 | 0.00013916 | 0.00021451 | 0.00018759 | 0.00013916 | 7.4601e-05 | 0.00013592 | 0.00013916 | 0.00021451 | 0.00018759 | 0.00013916 | 7.4601e-05 | 0.00013592
7 | 10 | 19 | 0.00013629 | 0.0002472 | 0.00020514 | 0.00013629 | 8.1827e-05 | 0.00013297 | 0.00013629 | 0.0002472 | 0.00020514 | 0.00013629 | 8.1827e-05 | 0.00013297
7 | 10 | 20 | 0.00013966 | 0.00025423 | 0.0001999 | 0.00013966 | 8.042e-05 | 0.00013125 | 0.00013966 | 0.00025423 | 0.0001999 | 0.00013966 | 8.042e-05 | 0.00013125
7 | 10 | 21 | 0.00013635 | 0.00024674 | 0.00018308 | 0.00013635 | 7.6795e-05 | 0.00012401 | 0.00013635 | 0.00024674 | 0.00018308 | 0.00013635 | 7.6795e-05 | 0.00012401
7 | 10 | 22 | 0.00012514 | 0.00023316 | 0.00016891 | 0.00012514 | 7.7233e-05 | 0.00011 | 0.00012514 | 0.00023316 | 0.00016891 | 0.00012514 | 7.7233e-05 | 0.00011
7 | 10 | 23 | 0.000114 | 0.00021635 | 0.00015284 | 0.000114 | 7.8971e-05 | 9.8801e-05 | 0.000114 | 0.00021635 | 0.00015284 | 0.000114 | 7.8971e-05 | 9.8801e-05
7 | 10 | 24 | 0.00010527 | 0.00018058 | 0.00012331 | 0.00010527 | 7.9198e-05 | 9.4209e-05 | 0.00010527 | 0.00018058 | 0.00012331 | 0.00010527 | 7.9198e-05 | 9.4209e-05
7 | 11 | 1 | 0.00010008 | 0.00013809 | 8.6065e-05 | 0.00010008 | 7.9803e-05 | 9.1289e-05 | 0.00010008 | 0.00013809 | 8.6065e-05 | 0.00010008 | 7.9803e-05 | 9.1289e-05
7 | 11 | 2 | 9.7022e-05 | 0.00010269 | 6.5353e-05 | 9.7022e-05 | 8.0835e-05 | 9.0446e-05 | 9.7022e-05 | 0.00010269 | 6.5353e-05 | 9.7022e-05 | 8.0835e-05 | 9.0446e-05
7 | 11 | 3 | 9.4866e-05 | 7.0359e-05 | 4.6812e-05 | 9.4866e-05 | 8.1932e-05 | 9.1615e-05 | 9.4866e-05 | 7.0359e-05 | 4.6812e-05 | 9.4866e-05 | 8.1932e-05 | 9.1615e-05
7 | 11 | 4 | 9.6706e-05 | 4.7047e-05 | 3.2229e-05 | 9.6706e-05 | 8.2877e-05 | 9.5568e-05 | 9.6706e-05 | 4.7047e-05 | 3.2229e-05 | 9.6706e-05 | 8.2877e-05 | 9.5568e-05
7 | 11 | 5 | 0.0001033 | 2.9132e-05 | 2.185e-05 | 0.0001033 | 8.4475e-05 | 0.00010157 | 0.0001033 | 2.9132e-05 | 2.185e-05 | 0.0001033 | 8.4475e-05 | 0.00010157
7 | 11 | 6 | 0.00010933 | 1.7382e-05 | 2.1781e-05 | 0.00010933 | 8.635e-05 | 0.00011064 | 0.00010933 | 1.7382e-05 | 2.1781e-05 | 0.00010933 | 8.635e-05 | 0.00011064
7 | 11 | 7 | 0.00011902 | 1.0253e-05 | 4.0291e-05 | 0.00011902 | 8.6843e-05 | 0.00012122 | 0.00011902 | 1.0253e-05 | 4.0291e-05 | 0.00011902 | 8.6843e-05 | 0.00012122
7 | 11 | 8 | 0.0001272 | 1.4978e-05 | 8.6259e-05 | 0.0001272 | 8.4715e-05 | 0.00012997 | 0.0001272 | 1.4978e-05 | 8.6259e-05 | 0.0001272 | 8.4715e-05 | 0.00012997
7 | 11 | 9 | 0.00013258 | 3.0625e-05 | 0.00013696 | 0.00013258 | 8.1497e-05 | 0.00013643 | 0.00013258 | 3.0625e-05 | 0.00013696 | 0.00013258 | 8.1497e-05 | 0.00013643
7 | 11 | 10 | 0.00013858 | 3.3995e-05 | 0.00013501 | 0.00013858 | 7.6451e-05 | 0.00013989 | 0.00013858 | 3.3995e-05 | 0.00013501 | 0.00013858 | 7.6451e-05 | 0.00013989
7 | 11 | 11 | 0.0001436 | 4.0204e-05 | 0.00011074 | 0.0001436 | 7.2179e-05 | 0.00014183 | 0.0001436 | 4.0204e-05 | 0.00011074 | 0.0001436 | 7.2179e-05 | 0.00014183
7 | 11 | 12 | 0.00014587 | 4.9933e-05 | 9.6115e-05 | 0.00014587 | 6.7065e-05 | 0.00014389 | 0.00014587 | 4.9933e-05 | 9.6115e-05 | 0.00014587 | 6.7065e-05 | 0.00014389
7 | 11 | 13 | 0.00014918 | 7.2043e-05 | 0.00010236 | 0.00014918 | 6.5627e-05 | 0.00014681 | 0.00014918 | 7.2043e-05 | 0.00010236 | 0.00014918 | 6.5627e-05 | 0.00014681
7 | 11 | 14 | 0.00015097 | 8.6412e-05 | 0.00011424 | 0.00015097 | 6.5146e-05 | 0.00014871 | 0.00015097 | 8.6412e-05 | 0.00011424 | 0.00015097 | 6.5146e-05 | 0.00014871
7 | 11 | 15 | 0.00015246 | 9.9476e-05 | 0.00011951 | 0.00015246 | 6.508e-05 | 0.00014911 | 0.00015246 | 9.9476e-05 | 0.00011951 | 0.00015246 | 6.508e-05 | 0.00014911
7 | 11 | 16 | 0.00015275 | 0.00013475 | 0.00014213 | 0.00015275 | 6.7207e-05 | 0.00014669 | 0.00015275 | 0.00013475 | 0.00014213 | 0.00015275 | 6.7207e-05 | 0.00014669
7 | 11 | 17 | 0.00015008 | 0.00016941 | 0.00016002 | 0.00015008 | 7.0517e-05 | 0.00014019 | 0.00015008 | 0.00016941 | 0.00016002 | 0.00015008 | 7.0517e-05 | 0.00014019
7 | 11 | 18 | 0.00014548 | 0.00021451 | 0.00018759 | 0.00014548 | 7.4601e-05 | 0.00013592 | 0.00014548 | 0.00021451 | 0.00018759 | 0.00014548 | 7.4601e-05 | 0.00013592
7 | 11 | 19 | 0.00014011 | 0.0002472 | 0.00020514 | 0.00014011 | 8.1827e-05 | 0.00013297 | 0.00014011 | 0.0002472 | 0.00020514 | 0.00014011 | 8.1827e-05 | 0.00013297
7 | 11 | 20 | 0.00014041 | 0.00025423 | 0.0001999 | 0.00014041 | 8.042e-05 | 0.00013125 | 0.00014041 | 0.00025423 | 0.0001999 | 0.00014041 | 8.042e-05 | 0.00013125
7 | 11 | 21 | 0.00013856 | 0.00024674 | 0.00018308 | 0.00013856 | 7.6795e-05 | 0.00012401 | 0.00013856 | 0.00024674 | 0.00018308 | 0.00013856 | 7.6795e-05 | 0.00012401
7 | 11 | 22 | 0.00012673 | 0.00023316 | 0.00016891 | 0.00012673 | 7.7233e-05 | 0.00011 | 0.00012673 | 0.00023316 | 0.00016891 | 0.00012673 | 7.7233e-05 | 0.00011
7 | 11 | 23 | 0.00011393 | 0.00021635 | 0.00015284 | 0.00011393 | 7.8971e-05 | 9.8801e-05 | 0.00011393 | 0.00021635 | 0.00015284 | 0.00011393 | 7.8971e-05 | 9.8801e-05
7 | 11 | 24 | 0.00010482 | 0.00018058 | 0.00012331 | 0.00010482 | 7.9198e-05 | 9.4209e-05 | 0.00010482 | 0.00018058 | 0.00012331 | 0.00010482 | 7.9198e-05 | 9.4209e-05
7 | 12 | 1 | 9.9044e-05 | 0.00013809 | 8.6065e-05 | 9.9044e-05 | 7.9803e-05 | 9.1289e-05 | 9.9044e-05 | 0.00013809 | 8.6065e-05 | 9.9044e-05 | 7.9803e-05 | 9.1289e-05
7 | 12 | 2 | 9.5828e-05 | 0.00010269 | 6.5353e-05 | 9.5828e-05 | 8.0835e-05 | 9.0446e-05 | 9.5828e-05 | 0.00010269 | 6.5353e-05 | 9.5828e-05 | 8.0835e-05 | 9.0446e-05
7 | 12 | 3 | 9.3614e-05 | 7.0359e-05 | 4.6812e-05 | 9.3614e-05 | 8.1932e-05 | 9.1615e-05 | 9.3614e-05 | 7.0359e-05 | 4.6812e-05 | 9.3614e-05 | 8.1932e-05 | 9.1615e-05
7 | 12 | 4 | 9.5412e-05 | 4.7047e-05 | 3.2229e-05 | 9.5412e-05 | 8.2877e-05 | 9.5568e-05 | 9.5412e-05 | 4.7047e-05 | 3.2229e-05 | 9.5412e-05 | 8.2877e-05 | 9.5568e-05
7 | 12 | 5 | 0.00010013 | 2.9132e-05 | 2.185e-05 | 0.00010013 | 8.4475e-05 | 0.00010157 | 0.00010013 | 2.9132e-05 | 2.185e-05 | 0.00010013 | 8.4475e-05 | 0.00010157
7 | 12 | 6 | 0.00010708 | 1.7382e-05 | 2.1781e-05 | 0.00010708 | 8.635e-05 | 0.00011064 | 0.00010708 | 1.7382e-05 | 2.1781e-05 | 0.00010708 | 8.635e-05 | 0.00011064
7 | 12 | 7 | 0.00011697 | 1.0253e-05 | 4.0291e-05 | 0.00011697 | 8.6843e-05 | 0.00012122 | 0.00011697 | 1.0253e-05 | 4.0291e-05 | 0.00011697 | 8.6843e-05 | 0.00012122
7 | 12 | 8 | 0.00012596 | 1.4978e-05 | 8.6259e-05 | 0.00012596 | 8.4715e-05 | 0.00012997 | 0.00012596 | 1.4978e-05 | 8.6259e-05 | 0.00012596 | 8.4715e-05 | 0.00012997
7 | 12 | 9 | 0.00013217 | 3.0625e-05 | 0.00013696 | 0.00013217 | 8.1497e-05 | 0.00013643 | 0.00013217 | 3.0625e-05 | 0.00013696 | 0.00013217 | 8.1497e-05 | 0.00013643
7 | 12 | 10 | 0.00014009 | 3.3995e-05 | 0.00013501 | 0.00014009 | 7.6451e-05 | 0.00013989 | 0.00014009 | 3.3995e-05 | 0.00013501 | 0.00014009 | 7.6451e-05 | 0.00013989
7 | 12 | 11 | 0.0001448 | 4.0204e-05 | 0.00011074 | 0.0001448 | 7.2179e-05 | 0.00014183 | 0.0001448 | 4.0204e-05 | 0.00011074 | 0.0001448 | 7.2179e-05 | 0.00014183
7 | 12 | 12 | 0.00014719 | 4.9933e-05 | 9.6115e-05 | 0.00014719 | 6.7065e-05 | 0.00014389 | 0.00014719 | 4.9933e-05 | 9.6115e-05 | 0.00014719 | 6.7065e-05 | 0.00014389
7 | 12 | 13 | 0.00015158 | 7.2043e-05 | 0.00010236 | 0.00015158 | 6.5627e-05 | 0.00014681 | 0.00015158 | 7.2043e-05 | 0.00010236 | 0.00015158 | 6.5627e-05 | 0.00014681
7 | 12 | 14 | 0.00015412 | 8.6412e-05 | 0.00011424 | 0.00015412 | 6.5146e-05 | 0.00014871 | 0.00015412 | 8.6412e-05 | 0.00011424 | 0.00015412 | 6.5146e-05 | 0.00014871
7 | 12 | 15 | 0.00015633 | 9.9476e-05 | 0.00011951 | 0.00015633 | 6.508e-05 | 0.00014911 | 0.00015633 | 9.9476e-05 | 0.00011951 | 0.00015633 | 6.508e-05 | 0.00014911
7 | 12 | 16 | 0.00015726 | 0.00013475 | 0.00014213 | 0.00015726 | 6.7207e-05 | 0.00014669 | 0.00015726 | 0.00013475 | 0.00014213 | 0.00015726 | 6.7207e-05 | 0.00014669
7 | 12 | 17 | 0.00015521 | 0.00016941 | 0.00016002 | 0.00015521 | 7.0517e-05 | 0.00014019 | 0.00015521 | 0.00016941 | 0.00016002 | 0.00015521 | 7.0517e-05 | 0.00014019
7 | 12 | 18 | 0.0001501 | 0.00021451 | 0.00018759 | 0.0001501 | 7.4601e-05 | 0.00013592 | 0.0001501 | 0.00021451 | 0.00018759 | 0.0001501 | 7.4601e-05 | 0.00013592
7 | 12 | 19 | 0.00014371 | 0.0002472 | 0.00020514 | 0.00014371 | 8.1827e-05 | 0.00013297 | 0.00014371 | 0.0002472 | 0.00020514 | 0.00014371 | 8.1827e-05 | 0.00013297
7 | 12 | 20 | 0.00014349 | 0.00025423 | 0.0001999 | 0.00014349 | 8.042e-05 | 0.00013125 | 0.00014349 | 0.00025423 | 0.0001999 | 0.00014349 | 8.042e-05 | 0.00013125
7 | 12 | 21 | 0.00014126 | 0.00024674 | 0.00018308 | 0.00014126 | 7.6795e-05 | 0.00012401 | 0.00014126 | 0.00024674 | 0.00018308 | 0.00014126 | 7.6795e-05 | 0.00012401
7 | 12 | 22 | 0.00012913 | 0.00023316 | 0.00016891 | 0.00012913 | 7.7233e-05 | 0.00011 | 0.00012913 | 0.00023316 | 0.00016891 | 0.00012913 | 7.7233e-05 | 0.00011
7 | 12 | 23 | 0.00011575 | 0.00021635 | 0.00015284 | 0.00011575 | 7.8971e-05 | 9.8801e-05 | 0.00011575 | 0.00021635 | 0.00015284 | 0.00011575 | 7.8971e-05 | 9.8801e-05
7 | 12 | 24 | 0.00010766 | 0.00018058 | 0.00012331 | 0.00010766 | 7.9198e-05 | 9.4209e-05 | 0.00010766 | 0.00018058 | 0.00012331 | 0.00010766 | 7.9198e-05 | 9.4209e-05
7 | 13 | 1 | 0.00010071 | 0.00013809 | 8.6065e-05 | 0.00010071 | 7.9803e-05 | 9.1289e-05 | 0.00010071 | 0.00013809 | 8.6065e-05 | 0.00010071 | 7.9803e-05 | 9.1289e-05
7 | 13 | 2 | 9.7243e-05 | 0.00010269 | 6.5353e-05 | 9.7243e-05 | 8.0835e-05 | 9.0446e-05 | 9.7243e-05 | 0.00010269 | 6.5353e-05 | 9.7243e-05 | 8.0835e-05 | 9.0446e-05
7 | 13 | 3 | 9.5108e-05 | 7.0359e-05 | 4.6812e-05 | 9.5108e-05 | 8.1932e-05 | 9.1615e-05 | 9.5108e-05 | 7.0359e-05 | 4.6812e-05 | 9.5108e-05 | 8.1932e-05 | 9.1615e-05
7 | 13 | 4 | 9.6352e-05 | 4.7047e-05 | 3.2229e-05 | 9.6352e-05 | 8.2877e-05 | 9.5568e-05 | 9.6352e-05 | 4.7047e-05 | 3.2229e-05 | 9.6352e-05 | 8.2877e-05 | 9.5568e-05
7 | 13 | 5 | 0.00010098 | 2.9132e-05 | 2.185e-05 | 0.00010098 | 8.4475e-05 | 0.00010157 | 0.00010098 | 2.9132e-05 | 2.185e-05 | 0.00010098 | 8.4475e-05 | 0.00010157
7 | 13 | 6 | 0.00010723 | 1.7382e-05 | 2.1781e-05 | 0.00010723 | 8.635e-05 | 0.00011064 | 0.00010723 | 1.7382e-05 | 2.1781e-05 | 0.00010723 | 8.635e-05 | 0.00011064
7 | 13 | 7 | 0.00011811 | 1.0253e-05 | 4.0291e-05 | 0.00011811 | 8.6843e-05 | 0.00012122 | 0.00011811 | 1.0253e-05 | 4.0291e-05 | 0.00011811 | 8.6843e-05 | 0.00012122
7 | 13 | 8 | 0.00012714 | 1.4978e-05 | 8.6259e-05 | 0.00012714 | 8.4715e-05 | 0.00012997 | 0.00012714 | 1.4978e-05 | 8.6259e-05 | 0.00012714 | 8.4715e-05 | 0.00012997
7 | 13 | 9 | 0.00013597 | 3.0625e-05 | 0.00013696 | 0.00013597 | 8.1497e-05 | 0.00013643 | 0.00013597 | 3.0625e-05 | 0.00013696 | 0.00013597 | 8.1497e-05 | 0.00013643
7 | 13 | 10 | 0.00014384 | 3.3995e-05 | 0.00013501 | 0.00014384 | 7.6451e-05 | 0.00013989 | 0.00014384 | 3.3995e-05 | 0.00013501 | 0.00014384 | 7.6451e-05 | 0.00013989
7 | 13 | 11 | 0.00014952 | 4.0204e-05 | 0.00011074 | 0.00014952 | 7.2179e-05 | 0.00014183 | 0.00014952 | 4.0204e-05 | 0.00011074 | 0.00014952 | 7.2179e-05 | 0.00014183
7 | 13 | 12 | 0.0001534 | 4.9933e-05 | 9.6115e-05 | 0.0001534 | 6.7065e-05 | 0.00014389 | 0.0001534 | 4.9933e-05 | 9.6115e-05 | 0.0001534 | 6.7065e-05 | 0.00014389
7 | 13 | 13 | 0.0001584 | 7.2043e-05 | 0.00010236 | 0.0001584 | 6.5627e-05 | 0.00014681 | 0.0001584 | 7.2043e-05 | 0.00010236 | 0.0001584 | 6.5627e-05 | 0.00014681
7 | 13 | 14 | 0.00016214 | 8.6412e-05 | 0.00011424 | 0.00016214 | 6.5146e-05 | 0.00014871 | 0.00016214 | 8.6412e-05 | 0.00011424 | 0.00016214 | 6.5146e-05 | 0.00014871
7 | 13 | 15 | 0.00016498 | 9.9476e-05 | 0.00011951 | 0.00016498 | 6.508e-05 | 0.00014911 | 0.00016498 | 9.9476e-05 | 0.00011951 | 0.00016498 | 6.508e-05 | 0.00014911
7 | 13 | 16 | 0.00016663 | 0.00013475 | 0.00014213 | 0.00016663 | 6.7207e-05 | 0.00014669 | 0.00016663 | 0.00013475 | 0.00014213 | 0.00016663 | 6.7207e-05 | 0.00014669
7 | 13 | 17 | 0.00016421 | 0.00016941 | 0.00016002 | 0.00016421 | 7.0517e-05 | 0.00014019 | 0.00016421 | 0.00016941 | 0.00016002 | 0.00016421 | 7.0517e-05 | 0.00014019
7 | 13 | 18 | 0.00015889 | 0.00021451 | 0.00018759 | 0.00015889 | 7.4601e-05 | 0.00013592 | 0.00015889 | 0.00021451 | 0.00018759 | 0.00015889 | 7.4601e-05 | 0.00013592
7 | 13 | 19 | 0.00015185 | 0.0002472 | 0.00020514 | 0.00015185 | 8.1827e-05 | 0.00013297 | 0.00015185 | 0.0002472 | 0.00020514 | 0.00015185 | 8.1827e-05 | 0.00013297
7 | 13 | 20 | 0.00015067 | 0.00025423 | 0.0001999 | 0.00015067 | 8.042e-05 | 0.00013125 | 0.00015067 | 0.00025423 | 0.0001999 | 0.00015067 | 8.042e-05 | 0.00013125
7 | 13 | 21 | 0.00014711 | 0.00024674 | 0.00018308 | 0.00014711 | 7.6795e-05 | 0.00012401 | 0.00014711 | 0.00024674 | 0.00018308 | 0.00014711 | 7.6795e-05 | 0.00012401
7 | 13 | 22 | 0.00013625 | 0.00023316 | 0.00016891 | 0.00013625 | 7.7233e-05 | 0.00011 | 0.00013625 | 0.00023316 | 0.00016891 | 0.00013625 | 7.7233e-05 | 0.00011
7 | 13 | 23 | 0.00012417 | 0.00021635 | 0.00015284 | 0.00012417 | 7.8971e-05 | 9.8801e-05 | 0.00012417 | 0.00021635 | 0.00015284 | 0.00012417 | 7.8971e-05 | 9.8801e-05
7 | 13 | 24 | 0.00011393 | 0.00018058 | 0.00012331 | 0.00011393 | 7.9198e-05 | 9.4209e-05 | 0.00011393 | 0.00018058 | 0.00012331 | 0.00011393 | 7.9198e-05 | 9.4209e-05
7 | 14 | 1 | 0.00010549 | 0.00013809 | 8.6065e-05 | 0.00010549 | 7.9803e-05 | 9.1289e-05 | 0.00010549 | 0.00013809 | 8.6065e-05 | 0.00010549 | 7.9803e-05 | 9.1289e-05
7 | 14 | 2 | 0.0001006 | 0.00010269 | 6.5353e-05 | 0.0001006 | 8.0835e-05 | 9.0446e-05 | 0.0001006 | 0.00010269 | 6.5353e-05 | 0.0001006 | 8.0835e-05 | 9.0446e-05
7 | 14 | 3 | 9.8125e-05 | 7.0359e-05 | 4.6812e-05 | 9.8125e-05 | 8.1932e-05 | 9.1615e-05 | 9.8125e-05 | 7.0359e-05 | 4.6812e-05 | 9.8125e-05 | 8.1932e-05 | 9.1615e-05
7 | 14 | 4 | 9.7251e-05 | 4.7047e-05 | 3.2229e-05 | 9.7251e-05 | 8.2877e-05 | 9.5568e-05 | 9.7251e-05 | 4.7047e-05 | 3.2229e-05 | 9.7251e-05 | 8.2877e-05 | 9.5568e-05
7 | 14 | 5 | 9.82e-05 | 2.9132e-05 | 2.185e-05 | 9.82e-05 | 8.4475e-05 | 0.00010157 | 9.82e-05 | 2.9132e-05 | 2.185e-05 | 9.82e-05 | 8.4475e-05 | 0.00010157
7 | 14 | 6 | 9.9098e-05 | 1.7382e-05 | 2.1781e-05 | 9.9098e-05 | 8.635e-05 | 0.00011064 | 9.9098e-05 | 1.7382e-05 | 2.1781e-05 | 9.9098e-05 | 8.635e-05 | 0.00011064
7 | 14 | 7 | 0.00010542 | 1.0253e-05 | 4.0291e-05 | 0.00010542 | 8.6843e-05 | 0.00012122 | 0.00010542 | 1.0253e-05 | 4.0291e-05 | 0.00010542 | 8.6843e-05 | 0.00012122
7 | 14 | 8 | 0.00011383 | 1.4978e-05 | 8.6259e-05 | 0.00011383 | 8.4715e-05 | 0.00012997 | 0.00011383 | 1.4978e-05 | 8.6259e-05 | 0.00011383 | 8.4715e-05 | 0.00012997
7 | 14 | 9 | 0.00012292 | 3.0625e-05 | 0.00013696 | 0.00012292 | 8.1497e-05 | 0.00013643 | 0.00012292 | 3.0625e-05 | 0.00013696 | 0.00012292 | 8.1497e-05 | 0.00013643
7 | 14 | 10 | 0.0001307 | 3.3995e-05 | 0.00013501 | 0.0001307 | 7.6451e-05 | 0.00013989 | 0.0001307 | 3.3995e-05 | 0.00013501 | 0.0001307 | 7.6451e-05 | 0.00013989
7 | 14 | 11 | 0.00013727 | 4.0204e-05 | 0.00011074 | 0.00013727 | 7.2179e-05 | 0.00014183 | 0.00013727 | 4.0204e-05 | 0.00011074 | 0.00013727 | 7.2179e-05 | 0.00014183
7 | 14 | 12 | 0.00014239 | 4.9933e-05 | 9.6115e-05 | 0.00014239 | 6.7065e-05 | 0.00014389 | 0.00014239 | 4.9933e-05 | 9.6115e-05 | 0.00014239 | 6.7065e-05 | 0.00014389
7 | 14 | 13 | 0.00014648 | 7.2043e-05 | 0.00010236 | 0.00014648 | 6.5627e-05 | 0.00014681 | 0.00014648 | 7.2043e-05 | 0.00010236 | 0.00014648 | 6.5627e-05 | 0.00014681
7 | 14 | 14 | 0.00014969 | 8.6412e-05 | 0.00011424 | 0.00014969 | 6.5146e-05 | 0.00014871 | 0.00014969 | 8.6412e-05 | 0.00011424 | 0.00014969 | 6.5146e-05 | 0.00014871
7 | 14 | 15 | 0.00015176 | 9.9476e-05 | 0.00011951 | 0.00015176 | 6.508e-05 | 0.00014911 | 0.00015176 | 9.9476e-05 | 0.00011951 | 0.00015176 | 6.508e-05 | 0.00014911
7 | 14 | 16 | 0.00015309 | 0.00013475 | 0.00014213 | 0.00015309 | 6.7207e-05 | 0.00014669 | 0.00015309 | 0.00013475 | 0.00014213 | 0.00015309 | 6.7207e-05 | 0.00014669
7 | 14 | 17 | 0.00015121 | 0.00016941 | 0.00016002 | 0.00015121 | 7.0517e-05 | 0.00014019 | 0.00015121 | 0.00016941 | 0.00016002 | 0.00015121 | 7.0517e-05 | 0.00014019
7 | 14 | 18 | 0.00014767 | 0.00021451 | 0.00018759 | 0.00014767 | 7.4601e-05 | 0.00013592 | 0.00014767 | 0.00021451 | 0.00018759 | 0.00014767 | 7.4601e-05 | 0.00013592
7 | 14 | 19 | 0.00014191 | 0.0002472 | 0.00020514 | 0.00014191 | 8.1827e-05 | 0.00013297 | 0.00014191 | 0.0002472 | 0.00020514 | 0.00014191 | 8.1827e-05 | 0.00013297
7 | 14 | 20 | 0.00014123 | 0.00025423 | 0.0001999 | 0.00014123 | 8.042e-05 | 0.00013125 | 0.00014123 | 0.00025423 | 0.0001999 | 0.00014123 | 8.042e-05 | 0.00013125
7 | 14 | 21 | 0.00013896 | 0.00024674 | 0.00018308 | 0.00013896 | 7.6795e-05 | 0.00012401 | 0.00013896 | 0.00024674 | 0.00018308 | 0.00013896 | 7.6795e-05 | 0.00012401
7 | 14 | 22 | 0.000129 | 0.00023316 | 0.00016891 | 0.000129 | 7.7233e-05 | 0.00011 | 0.000129 | 0.00023316 | 0.00016891 | 0.000129 | 7.7233e-05 | 0.00011
7 | 14 | 23 | 0.00011877 | 0.00021635 | 0.00015284 | 0.00011877 | 7.8971e-05 | 9.8801e-05 | 0.00011877 | 0.00021635 | 0.00015284 | 0.00011877 | 7.8971e-05 | 9.8801e-05
7 | 14 | 24 | 0.00010893 | 0.00018058 | 0.00012331 | 0.00010893 | 7.9198e-05 | 9.4209e-05 | 0.00010893 | 0.00018058 | 0.00012331 | 0.00010893 | 7.9198e-05 | 9.4209e-05
7 | 15 | 1 | 0.00010229 | 0.00013809 | 8.6065e-05 | 0.00010229 | 7.9803e-05 | 9.1289e-05 | 0.00010229 | 0.00013809 | 8.6065e-05 | 0.00010229 | 7.9803e-05 | 9.1289e-05
7 | 15 | 2 | 9.805e-05 | 0.00010269 | 6.5353e-05 | 9.805e-05 | 8.0835e-05 | 9.0446e-05 | 9.805e-05 | 0.00010269 | 6.5353e-05 | 9.805e-05 | 8.0835e-05 | 9.0446e-05
7 | 15 | 3 | 9.4708e-05 | 7.0359e-05 | 4.6812e-05 | 9.4708e-05 | 8.1932e-05 | 9.1615e-05 | 9.4708e-05 | 7.0359e-05 | 4.6812e-05 | 9.4708e-05 | 8.1932e-05 | 9.1615e-05
7 | 15 | 4 | 9.3456e-05 | 4.7047e-05 | 3.2229e-05 | 9.3456e-05 | 8.2877e-05 | 9.5568e-05 | 9.3456e-05 | 4.7047e-05 | 3.2229e-05 | 9.3456e-05 | 8.2877e-05 | 9.5568e-05
7 | 15 | 5 | 9.3593e-05 | 2.9132e-05 | 2.185e-05 | 9.3593e-05 | 8.4475e-05 | 0.00010157 | 9.3593e-05 | 2.9132e-05 | 2.185e-05 | 9.3593e-05 | 8.4475e-05 | 0.00010157
7 | 15 | 6 | 9.319e-05 | 1.7382e-05 | 2.1781e-05 | 9.319e-05 | 8.635e-05 | 0.00011064 | 9.319e-05 | 1.7382e-05 | 2.1781e-05 | 9.319e-05 | 8.635e-05 | 0.00011064
7 | 15 | 7 | 9.8932e-05 | 1.0253e-05 | 4.0291e-05 | 9.8932e-05 | 8.6843e-05 | 0.00012122 | 9.8932e-05 | 1.0253e-05 | 4.0291e-05 | 9.8932e-05 | 8.6843e-05 | 0.00012122
7 | 15 | 8 | 0.00010659 | 1.4978e-05 | 8.6259e-05 | 0.00010659 | 8.4715e-05 | 0.00012997 | 0.00010659 | 1.4978e-05 | 8.6259e-05 | 0.00010659 | 8.4715e-05 | 0.00012997
7 | 15 | 9 | 0.00011474 | 3.0625e-05 | 0.00013696 | 0.00011474 | 8.1497e-05 | 0.00013643 | 0.00011474 | 3.0625e-05 | 0.00013696 | 0.00011474 | 8.1497e-05 | 0.00013643
7 | 15 | 10 | 0.00012271 | 3.3995e-05 | 0.00013501 | 0.00012271 | 7.6451e-05 | 0.00013989 | 0.00012271 | 3.3995e-05 | 0.00013501 | 0.00012271 | 7.6451e-05 | 0.00013989
7 | 15 | 11 | 0.00013069 | 4.0204e-05 | 0.00011074 | 0.00013069 | 7.2179e-05 | 0.00014183 | 0.00013069 | 4.0204e-05 | 0.00011074 | 0.00013069 | 7.2179e-05 | 0.00014183
7 | 15 | 12 | 0.00013618 | 4.9933e-05 | 9.6115e-05 | 0.00013618 | 6.7065e-05 | 0.00014389 | 0.00013618 | 4.9933e-05 | 9.6115e-05 | 0.00013618 | 6.7065e-05 | 0.00014389
7 | 15 | 13 | 0.00014151 | 7.2043e-05 | 0.00010236 | 0.00014151 | 6.5627e-05 | 0.00014681 | 0.00014151 | 7.2043e-05 | 0.00010236 | 0.00014151 | 6.5627e-05 | 0.00014681
7 | 15 | 14 | 0.00014644 | 8.6412e-05 | 0.00011424 | 0.00014644 | 6.5146e-05 | 0.00014871 | 0.00014644 | 8.6412e-05 | 0.00011424 | 0.00014644 | 6.5146e-05 | 0.00014871
7 | 15 | 15 | 0.00015028 | 9.9476e-05 | 0.00011951 | 0.00015028 | 6.508e-05 | 0.00014911 | 0.00015028 | 9.9476e-05 | 0.00011951 | 0.00015028 | 6.508e-05 | 0.00014911
7 | 15 | 16 | 0.00015264 | 0.00013475 | 0.00014213 | 0.00015264 | 6.7207e-05 | 0.00014669 | 0.00015264 | 0.00013475 | 0.00014213 | 0.00015264 | 6.7207e-05 | 0.00014669
7 | 15 | 17 | 0.00015185 | 0.00016941 | 0.00016002 | 0.00015185 | 7.0517e-05 | 0.00014019 | 0.00015185 | 0.00016941 | 0.00016002 | 0.00015185 | 7.0517e-05 | 0.00014019
7 | 15 | 18 | 0.00014868 | 0.00021451 | 0.00018759 | 0.00014868 | 7.4601e-05 | 0.00013592 | 0.00014868 | 0.00021451 | 0.00018759 | 0.00014868 | 7.4601e-05 | 0.00013592
7 | 15 | 19 | 0.00014338 | 0.0002472 | 0.00020514 | 0.00014338 | 8.1827e-05 | 0.00013297 | 0.00014338 | 0.0002472 | 0.00020514 | 0.00014338 | 8.1827e-05 | 0.00013297
7 | 15 | 20 | 0.00014255 | 0.00025423 | 0.0001999 | 0.00014255 | 8.042e-05 | 0.00013125 | 0.00014255 | 0.00025423 | 0.0001999 | 0.00014255 | 8.042e-05 | 0.00013125
7 | 15 | 21 | 0.00013907 | 0.00024674 | 0.00018308 | 0.00013907 | 7.6795e-05 | 0.00012401 | 0.00013907 | 0.00024674 | 0.00018308 | 0.00013907 | 7.6795e-05 | 0.00012401
7 | 15 | 22 | 0.00012736 | 0.00023316 | 0.00016891 | 0.00012736 | 7.7233e-05 | 0.00011 | 0.00012736 | 0.00023316 | 0.00016891 | 0.00012736 | 7.7233e-05 | 0.00011
7 | 15 | 23 | 0.00011594 | 0.00021635 | 0.00015284 | 0.00011594 | 7.8971e-05 | 9.8801e-05 | 0.00011594 | 0.00021635 | 0.00015284 | 0.00011594 | 7.8971e-05 | 9.8801e-05
7 | 15 | 24 | 0.00010604 | 0.00018058 | 0.00012331 | 0.00010604 | 7.9198e-05 | 9.4209e-05 | 0.00010604 | 0.00018058 | 0.00012331 | 0.00010604 | 7.9198e-05 | 9.4209e-05
7 | 16 | 1 | 0.00010021 | 0.00013809 | 8.6065e-05 | 0.00010021 | 7.9803e-05 | 9.1289e-05 | 0.00010021 | 0.00013809 | 8.6065e-05 | 0.00010021 | 7.9803e-05 | 9.1289e-05
7 | 16 | 2 | 9.6177e-05 | 0.00010269 | 6.5353e-05 | 9.6177e-05 | 8.0835e-05 | 9.0446e-05 | 9.6177e-05 | 0.00010269 | 6.5353e-05 | 9.6177e-05 | 8.0835e-05 | 9.0446e-05
7 | 16 | 3 | 9.4933e-05 | 7.0359e-05 | 4.6812e-05 | 9.4933e-05 | 8.1932e-05 | 9.1615e-05 | 9.4933e-05 | 7.0359e-05 | 4.6812e-05 | 9.4933e-05 | 8.1932e-05 | 9.1615e-05
7 | 16 | 4 | 9.7738e-05 | 4.7047e-05 | 3.2229e-05 | 9.7738e-05 | 8.2877e-05 | 9.5568e-05 | 9.7738e-05 | 4.7047e-05 | 3.2229e-05 | 9.7738e-05 | 8.2877e-05 | 9.5568e-05
7 | 16 | 5 | 0.00010336 | 2.9132e-05 | 2.185e-05 | 0.00010336 | 8.4475e-05 | 0.00010157 | 0.00010336 | 2.9132e-05 | 2.185e-05 | 0.00010336 | 8.4475e-05 | 0.00010157
7 | 16 | 6 | 0.00011038 | 1.7382e-05 | 2.1781e-05 | 0.00011038 | 8.635e-05 | 0.00011064 | 0.00011038 | 1.7382e-05 | 2.1781e-05 | 0.00011038 | 8.635e-05 | 0.00011064
7 | 16 | 7 | 0.00012042 | 1.0253e-05 | 4.0291e-05 | 0.00012042 | 8.6843e-05 | 0.00012122 | 0.00012042 | 1.0253e-05 | 4.0291e-05 | 0.00012042 | 8.6843e-05 | 0.00012122
7 | 16 | 8 | 0.00012957 | 1.4978e-05 | 8.6259e-05 | 0.00012957 | 8.4715e-05 | 0.00012997 | 0.00012957 | 1.4978e-05 | 8.6259e-05 | 0.00012957 | 8.4715e-05 | 0.00012997
7 | 16 | 9 | 0.00013644 | 3.0625e-05 | 0.00013696 | 0.00013644 | 8.1497e-05 | 0.00013643 | 0.00013644 | 3.0625e-05 | 0.00013696 | 0.00013644 | 8.1497e-05 | 0.00013643
7 | 16 | 10 | 0.00014564 | 3.3995e-05 | 0.00013501 | 0.00014564 | 7.6451e-05 | 0.00013989 | 0.00014564 | 3.3995e-05 | 0.00013501 | 0.00014564 | 7.6451e-05 | 0.00013989
7 | 16 | 11 | 0.00015107 | 4.0204e-05 | 0.00011074 | 0.00015107 | 7.2179e-05 | 0.00014183 | 0.00015107 | 4.0204e-05 | 0.00011074 | 0.00015107 | 7.2179e-05 | 0.00014183
7 | 16 | 12 | 0.00015419 | 4.9933e-05 | 9.6115e-05 | 0.00015419 | 6.7065e-05 | 0.00014389 | 0.00015419 | 4.9933e-05 | 9.6115e-05 | 0.00015419 | 6.7065e-05 | 0.00014389
7 | 16 | 13 | 0.00015846 | 7.2043e-05 | 0.00010236 | 0.00015846 | 6.5627e-05 | 0.00014681 | 0.00015846 | 7.2043e-05 | 0.00010236 | 0.00015846 | 6.5627e-05 | 0.00014681
7 | 16 | 14 | 0.00016135 | 8.6412e-05 | 0.00011424 | 0.00016135 | 6.5146e-05 | 0.00014871 | 0.00016135 | 8.6412e-05 | 0.00011424 | 0.00016135 | 6.5146e-05 | 0.00014871
7 | 16 | 15 | 0.00016313 | 9.9476e-05 | 0.00011951 | 0.00016313 | 6.508e-05 | 0.00014911 | 0.00016313 | 9.9476e-05 | 0.00011951 | 0.00016313 | 6.508e-05 | 0.00014911
7 | 16 | 16 | 0.00016316 | 0.00013475 | 0.00014213 | 0.00016316 | 6.7207e-05 | 0.00014669 | 0.00016316 | 0.00013475 | 0.00014213 | 0.00016316 | 6.7207e-05 | 0.00014669
7 | 16 | 17 | 0.00015971 | 0.00016941 | 0.00016002 | 0.00015971 | 7.0517e-05 | 0.00014019 | 0.00015971 | 0.00016941 | 0.00016002 | 0.00015971 | 7.0517e-05 | 0.00014019
7 | 16 | 18 | 0.00015437 | 0.00021451 | 0.00018759 | 0.00015437 | 7.4601e-05 | 0.00013592 | 0.00015437 | 0.00021451 | 0.00018759 | 0.00015437 | 7.4601e-05 | 0.00013592
7 | 16 | 19 | 0.00014773 | 0.0002472 | 0.00020514 | 0.00014773 | 8.1827e-05 | 0.00013297 | 0.00014773 | 0.0002472 | 0.00020514 | 0.00014773 | 8.1827e-05 | 0.00013297
7 | 16 | 20 | 0.00014761 | 0.00025423 | 0.0001999 | 0.00014761 | 8.042e-05 | 0.00013125 | 0.00014761 | 0.00025423 | 0.0001999 | 0.00014761 | 8.042e-05 | 0.00013125
7 | 16 | 21 | 0.00014283 | 0.00024674 | 0.00018308 | 0.00014283 | 7.6795e-05 | 0.00012401 | 0.00014283 | 0.00024674 | 0.00018308 | 0.00014283 | 7.6795e-05 | 0.00012401
7 | 16 | 22 | 0.00012998 | 0.00023316 | 0.00016891 | 0.00012998 | 7.7233e-05 | 0.00011 | 0.00012998 | 0.00023316 | 0.00016891 | 0.00012998 | 7.7233e-05 | 0.00011
7 | 16 | 23 | 0.00011876 | 0.00021635 | 0.00015284 | 0.00011876 | 7.8971e-05 | 9.8801e-05 | 0.00011876 | 0.00021635 | 0.00015284 | 0.00011876 | 7.8971e-05 | 9.8801e-05
7 | 16 | 24 | 0.00010856 | 0.00018058 | 0.00012331 | 0.00010856 | 7.9198e-05 | 9.4209e-05 | 0.00010856 | 0.00018058 | 0.00012331 | 0.00010856 | 7.9198e-05 | 9.4209e-05
7 | 17 | 1 | 0.00010152 | 0.00013809 | 8.6065e-05 | 0.00010152 | 7.9803e-05 | 9.1289e-05 | 0.00010152 | 0.00013809 | 8.6065e-05 | 0.00010152 | 7.9803e-05 | 9.1289e-05
7 | 17 | 2 | 9.8345e-05 | 0.00010269 | 6.5353e-05 | 9.8345e-05 | 8.0835e-05 | 9.0446e-05 | 9.8345e-05 | 0.00010269 | 6.5353e-05 | 9.8345e-05 | 8.0835e-05 | 9.0446e-05
7 | 17 | 3 | 9.6735e-05 | 7.0359e-05 | 4.6812e-05 | 9.6735e-05 | 8.1932e-05 | 9.1615e-05 | 9.6735e-05 | 7.0359e-05 | 4.6812e-05 | 9.6735e-05 | 8.1932e-05 | 9.1615e-05
7 | 17 | 4 | 9.753e-05 | 4.7047e-05 | 3.2229e-05 | 9.753e-05 | 8.2877e-05 | 9.5568e-05 | 9.753e-05 | 4.7047e-05 | 3.2229e-05 | 9.753e-05 | 8.2877e-05 | 9.5568e-05
7 | 17 | 5 | 0.00010297 | 2.9132e-05 | 2.185e-05 | 0.00010297 | 8.4475e-05 | 0.00010157 | 0.00010297 | 2.9132e-05 | 2.185e-05 | 0.00010297 | 8.4475e-05 | 0.00010157
7 | 17 | 6 | 0.00011017 | 1.7382e-05 | 2.1781e-05 | 0.00011017 | 8.635e-05 | 0.00011064 | 0.00011017 | 1.7382e-05 | 2.1781e-05 | 0.00011017 | 8.635e-05 | 0.00011064
7 | 17 | 7 | 0.00011935 | 1.0253e-05 | 4.0291e-05 | 0.00011935 | 8.6843e-05 | 0.00012122 | 0.00011935 | 1.0253e-05 | 4.0291e-05 | 0.00011935 | 8.6843e-05 | 0.00012122
7 | 17 | 8 | 0.00012745 | 1.4978e-05 | 8.6259e-05 | 0.00012745 | 8.4715e-05 | 0.00012997 | 0.00012745 | 1.4978e-05 | 8.6259e-05 | 0.00012745 | 8.4715e-05 | 0.00012997
7 | 17 | 9 | 0.00013365 | 3.0625e-05 | 0.00013696 | 0.00013365 | 8.1497e-05 | 0.00013643 | 0.00013365 | 3.0625e-05 | 0.00013696 | 0.00013365 | 8.1497e-05 | 0.00013643
7 | 17 | 10 | 0.00014161 | 3.3995e-05 | 0.00013501 | 0.00014161 | 7.6451e-05 | 0.00013989 | 0.00014161 | 3.3995e-05 | 0.00013501 | 0.00014161 | 7.6451e-05 | 0.00013989
7 | 17 | 11 | 0.00014669 | 4.0204e-05 | 0.00011074 | 0.00014669 | 7.2179e-05 | 0.00014183 | 0.00014669 | 4.0204e-05 | 0.00011074 | 0.00014669 | 7.2179e-05 | 0.00014183
7 | 17 | 12 | 0.00014911 | 4.9933e-05 | 9.6115e-05 | 0.00014911 | 6.7065e-05 | 0.00014389 | 0.00014911 | 4.9933e-05 | 9.6115e-05 | 0.00014911 | 6.7065e-05 | 0.00014389
7 | 17 | 13 | 0.00015316 | 7.2043e-05 | 0.00010236 | 0.00015316 | 6.5627e-05 | 0.00014681 | 0.00015316 | 7.2043e-05 | 0.00010236 | 0.00015316 | 6.5627e-05 | 0.00014681
7 | 17 | 14 | 0.00015562 | 8.6412e-05 | 0.00011424 | 0.00015562 | 6.5146e-05 | 0.00014871 | 0.00015562 | 8.6412e-05 | 0.00011424 | 0.00015562 | 6.5146e-05 | 0.00014871
7 | 17 | 15 | 0.00015725 | 9.9476e-05 | 0.00011951 | 0.00015725 | 6.508e-05 | 0.00014911 | 0.00015725 | 9.9476e-05 | 0.00011951 | 0.00015725 | 6.508e-05 | 0.00014911
7 | 17 | 16 | 0.00015823 | 0.00013475 | 0.00014213 | 0.00015823 | 6.7207e-05 | 0.00014669 | 0.00015823 | 0.00013475 | 0.00014213 | 0.00015823 | 6.7207e-05 | 0.00014669
7 | 17 | 17 | 0.00015675 | 0.00016941 | 0.00016002 | 0.00015675 | 7.0517e-05 | 0.00014019 | 0.00015675 | 0.00016941 | 0.00016002 | 0.00015675 | 7.0517e-05 | 0.00014019
7 | 17 | 18 | 0.00015121 | 0.00021451 | 0.00018759 | 0.00015121 | 7.4601e-05 | 0.00013592 | 0.00015121 | 0.00021451 | 0.00018759 | 0.00015121 | 7.4601e-05 | 0.00013592
7 | 17 | 19 | 0.00014561 | 0.0002472 | 0.00020514 | 0.00014561 | 8.1827e-05 | 0.00013297 | 0.00014561 | 0.0002472 | 0.00020514 | 0.00014561 | 8.1827e-05 | 0.00013297
7 | 17 | 20 | 0.00014681 | 0.00025423 | 0.0001999 | 0.00014681 | 8.042e-05 | 0.00013125 | 0.00014681 | 0.00025423 | 0.0001999 | 0.00014681 | 8.042e-05 | 0.00013125
7 | 17 | 21 | 0.00014294 | 0.00024674 | 0.00018308 | 0.00014294 | 7.6795e-05 | 0.00012401 | 0.00014294 | 0.00024674 | 0.00018308 | 0.00014294 | 7.6795e-05 | 0.00012401
7 | 17 | 22 | 0.00013023 | 0.00023316 | 0.00016891 | 0.00013023 | 7.7233e-05 | 0.00011 | 0.00013023 | 0.00023316 | 0.00016891 | 0.00013023 | 7.7233e-05 | 0.00011
7 | 17 | 23 | 0.00011799 | 0.00021635 | 0.00015284 | 0.00011799 | 7.8971e-05 | 9.8801e-05 | 0.00011799 | 0.00021635 | 0.00015284 | 0.00011799 | 7.8971e-05 | 9.8801e-05
7 | 17 | 24 | 0.00010878 | 0.00018058 | 0.00012331 | 0.00010878 | 7.9198e-05 | 9.4209e-05 | 0.00010878 | 0.00018058 | 0.00012331 | 0.00010878 | 7.9198e-05 | 9.4209e-05
7 | 18 | 1 | 0.00010211 | 0.00013809 | 8.6065e-05 | 0.00010211 | 7.9803e-05 | 9.1289e-05 | 0.00010211 | 0.00013809 | 8.6065e-05 | 0.00010211 | 7.9803e-05 | 9.1289e-05
7 | 18 | 2 | 9.8637e-05 | 0.00010269 | 6.5353e-05 | 9.8637e-05 | 8.0835e-05 | 9.0446e-05 | 9.8637e-05 | 0.00010269 | 6.5353e-05 | 9.8637e-05 | 8.0835e-05 | 9.0446e-05
7 | 18 | 3 | 9.7421e-05 | 7.0359e-05 | 4.6812e-05 | 9.7421e-05 | 8.1932e-05 | 9.1615e-05 | 9.7421e-05 | 7.0359e-05 | 4.6812e-05 | 9.7421e-05 | 8.1932e-05 | 9.1615e-05
7 | 18 | 4 | 9.8632e-05 | 4.7047e-05 | 3.2229e-05 | 9.8632e-05 | 8.2877e-05 | 9.5568e-05 | 9.8632e-05 | 4.7047e-05 | 3.2229e-05 | 9.8632e-05 | 8.2877e-05 | 9.5568e-05
7 | 18 | 5 | 0.00010358 | 2.9132e-05 | 2.185e-05 | 0.00010358 | 8.4475e-05 | 0.00010157 | 0.00010358 | 2.9132e-05 | 2.185e-05 | 0.00010358 | 8.4475e-05 | 0.00010157
7 | 18 | 6 | 0.00011084 | 1.7382e-05 | 2.1781e-05 | 0.00011084 | 8.635e-05 | 0.00011064 | 0.00011084 | 1.7382e-05 | 2.1781e-05 | 0.00011084 | 8.635e-05 | 0.00011064
7 | 18 | 7 | 0.0001208 | 1.0253e-05 | 4.0291e-05 | 0.0001208 | 8.6843e-05 | 0.00012122 | 0.0001208 | 1.0253e-05 | 4.0291e-05 | 0.0001208 | 8.6843e-05 | 0.00012122
7 | 18 | 8 | 0.0001292 | 1.4978e-05 | 8.6259e-05 | 0.0001292 | 8.4715e-05 | 0.00012997 | 0.0001292 | 1.4978e-05 | 8.6259e-05 | 0.0001292 | 8.4715e-05 | 0.00012997
7 | 18 | 9 | 0.00013596 | 3.0625e-05 | 0.00013696 | 0.00013596 | 8.1497e-05 | 0.00013643 | 0.00013596 | 3.0625e-05 | 0.00013696 | 0.00013596 | 8.1497e-05 | 0.00013643
7 | 18 | 10 | 0.0001426 | 3.3995e-05 | 0.00013501 | 0.0001426 | 7.6451e-05 | 0.00013989 | 0.0001426 | 3.3995e-05 | 0.00013501 | 0.0001426 | 7.6451e-05 | 0.00013989
7 | 18 | 11 | 0.00014681 | 4.0204e-05 | 0.00011074 | 0.00014681 | 7.2179e-05 | 0.00014183 | 0.00014681 | 4.0204e-05 | 0.00011074 | 0.00014681 | 7.2179e-05 | 0.00014183
7 | 18 | 12 | 0.00014987 | 4.9933e-05 | 9.6115e-05 | 0.00014987 | 6.7065e-05 | 0.00014389 | 0.00014987 | 4.9933e-05 | 9.6115e-05 | 0.00014987 | 6.7065e-05 | 0.00014389
7 | 18 | 13 | 0.00015386 | 7.2043e-05 | 0.00010236 | 0.00015386 | 6.5627e-05 | 0.00014681 | 0.00015386 | 7.2043e-05 | 0.00010236 | 0.00015386 | 6.5627e-05 | 0.00014681
7 | 18 | 14 | 0.00015614 | 8.6412e-05 | 0.00011424 | 0.00015614 | 6.5146e-05 | 0.00014871 | 0.00015614 | 8.6412e-05 | 0.00011424 | 0.00015614 | 6.5146e-05 | 0.00014871
7 | 18 | 15 | 0.00015775 | 9.9476e-05 | 0.00011951 | 0.00015775 | 6.508e-05 | 0.00014911 | 0.00015775 | 9.9476e-05 | 0.00011951 | 0.00015775 | 6.508e-05 | 0.00014911
7 | 18 | 16 | 0.00015825 | 0.00013475 | 0.00014213 | 0.00015825 | 6.7207e-05 | 0.00014669 | 0.00015825 | 0.00013475 | 0.00014213 | 0.00015825 | 6.7207e-05 | 0.00014669
7 | 18 | 17 | 0.00015593 | 0.00016941 | 0.00016002 | 0.00015593 | 7.0517e-05 | 0.00014019 | 0.00015593 | 0.00016941 | 0.00016002 | 0.00015593 | 7.0517e-05 | 0.00014019
7 | 18 | 18 | 0.00015122 | 0.00021451 | 0.00018759 | 0.00015122 | 7.4601e-05 | 0.00013592 | 0.00015122 | 0.00021451 | 0.00018759 | 0.00015122 | 7.4601e-05 | 0.00013592
7 | 18 | 19 | 0.00014543 | 0.0002472 | 0.00020514 | 0.00014543 | 8.1827e-05 | 0.00013297 | 0.00014543 | 0.0002472 | 0.00020514 | 0.00014543 | 8.1827e-05 | 0.00013297
7 | 18 | 20 | 0.00014566 | 0.00025423 | 0.0001999 | 0.00014566 | 8.042e-05 | 0.00013125 | 0.00014566 | 0.00025423 | 0.0001999 | 0.00014566 | 8.042e-05 | 0.00013125
7 | 18 | 21 | 0.00014282 | 0.00024674 | 0.00018308 | 0.00014282 | 7.6795e-05 | 0.00012401 | 0.00014282 | 0.00024674 | 0.00018308 | 0.00014282 | 7.6795e-05 | 0.00012401
7 | 18 | 22 | 0.00013151 | 0.00023316 | 0.00016891 | 0.00013151 | 7.7233e-05 | 0.00011 | 0.00013151 | 0.00023316 | 0.00016891 | 0.00013151 | 7.7233e-05 | 0.00011
7 | 18 | 23 | 0.00011868 | 0.00021635 | 0.00015284 | 0.00011868 | 7.8971e-05 | 9.8801e-05 | 0.00011868 | 0.00021635 | 0.00015284 | 0.00011868 | 7.8971e-05 | 9.8801e-05
7 | 18 | 24 | 0.00010915 | 0.00018058 | 0.00012331 | 0.00010915 | 7.9198e-05 | 9.4209e-05 | 0.00010915 | 0.00018058 | 0.00012331 | 0.00010915 | 7.9198e-05 | 9.4209e-05
7 | 19 | 1 | 0.0001019 | 0.00013809 | 8.6065e-05 | 0.0001019 | 7.9803e-05 | 9.1289e-05 | 0.0001019 | 0.00013809 | 8.6065e-05 | 0.0001019 | 7.9803e-05 | 9.1289e-05
7 | 19 | 2 | 9.8087e-05 | 0.00010269 | 6.5353e-05 | 9.8087e-05 | 8.0835e-05 | 9.0446e-05 | 9.8087e-05 | 0.00010269 | 6.5353e-05 | 9.8087e-05 | 8.0835e-05 | 9.0446e-05
7 | 19 | 3 | 9.5695e-05 | 7.0359e-05 | 4.6812e-05 | 9.5695e-05 | 8.1932e-05 | 9.1615e-05 | 9.5695e-05 | 7.0359e-05 | 4.6812e-05 | 9.5695e-05 | 8.1932e-05 | 9.1615e-05
7 | 19 | 4 | 9.7679e-05 | 4.7047e-05 | 3.2229e-05 | 9.7679e-05 | 8.2877e-05 | 9.5568e-05 | 9.7679e-05 | 4.7047e-05 | 3.2229e-05 | 9.7679e-05 | 8.2877e-05 | 9.5568e-05
7 | 19 | 5 | 0.00010256 | 2.9132e-05 | 2.185e-05 | 0.00010256 | 8.4475e-05 | 0.00010157 | 0.00010256 | 2.9132e-05 | 2.185e-05 | 0.00010256 | 8.4475e-05 | 0.00010157
7 | 19 | 6 | 0.00010904 | 1.7382e-05 | 2.1781e-05 | 0.00010904 | 8.635e-05 | 0.00011064 | 0.00010904 | 1.7382e-05 | 2.1781e-05 | 0.00010904 | 8.635e-05 | 0.00011064
7 | 19 | 7 | 0.00011941 | 1.0253e-05 | 4.0291e-05 | 0.00011941 | 8.6843e-05 | 0.00012122 | 0.00011941 | 1.0253e-05 | 4.0291e-05 | 0.00011941 | 8.6843e-05 | 0.00012122
7 | 19 | 8 | 0.00012946 | 1.4978e-05 | 8.6259e-05 | 0.00012946 | 8.4715e-05 | 0.00012997 | 0.00012946 | 1.4978e-05 | 8.6259e-05 | 0.00012946 | 8.4715e-05 | 0.00012997
7 | 19 | 9 | 0.00013754 | 3.0625e-05 | 0.00013696 | 0.00013754 | 8.1497e-05 | 0.00013643 | 0.00013754 | 3.0625e-05 | 0.00013696 | 0.00013754 | 8.1497e-05 | 0.00013643
7 | 19 | 10 | 0.00014408 | 3.3995e-05 | 0.00013501 | 0.00014408 | 7.6451e-05 | 0.00013989 | 0.00014408 | 3.3995e-05 | 0.00013501 | 0.00014408 | 7.6451e-05 | 0.00013989
7 | 19 | 11 | 0.00014906 | 4.0204e-05 | 0.00011074 | 0.00014906 | 7.2179e-05 | 0.00014183 | 0.00014906 | 4.0204e-05 | 0.00011074 | 0.00014906 | 7.2179e-05 | 0.00014183
7 | 19 | 12 | 0.00015244 | 4.9933e-05 | 9.6115e-05 | 0.00015244 | 6.7065e-05 | 0.00014389 | 0.00015244 | 4.9933e-05 | 9.6115e-05 | 0.00015244 | 6.7065e-05 | 0.00014389
7 | 19 | 13 | 0.00015635 | 7.2043e-05 | 0.00010236 | 0.00015635 | 6.5627e-05 | 0.00014681 | 0.00015635 | 7.2043e-05 | 0.00010236 | 0.00015635 | 6.5627e-05 | 0.00014681
7 | 19 | 14 | 0.00015974 | 8.6412e-05 | 0.00011424 | 0.00015974 | 6.5146e-05 | 0.00014871 | 0.00015974 | 8.6412e-05 | 0.00011424 | 0.00015974 | 6.5146e-05 | 0.00014871
7 | 19 | 15 | 0.00016208 | 9.9476e-05 | 0.00011951 | 0.00016208 | 6.508e-05 | 0.00014911 | 0.00016208 | 9.9476e-05 | 0.00011951 | 0.00016208 | 6.508e-05 | 0.00014911
7 | 19 | 16 | 0.00016251 | 0.00013475 | 0.00014213 | 0.00016251 | 6.7207e-05 | 0.00014669 | 0.00016251 | 0.00013475 | 0.00014213 | 0.00016251 | 6.7207e-05 | 0.00014669
7 | 19 | 17 | 0.00015982 | 0.00016941 | 0.00016002 | 0.00015982 | 7.0517e-05 | 0.00014019 | 0.00015982 | 0.00016941 | 0.00016002 | 0.00015982 | 7.0517e-05 | 0.00014019
7 | 19 | 18 | 0.00015381 | 0.00021451 | 0.00018759 | 0.00015381 | 7.4601e-05 | 0.00013592 | 0.00015381 | 0.00021451 | 0.00018759 | 0.00015381 | 7.4601e-05 | 0.00013592
7 | 19 | 19 | 0.00014733 | 0.0002472 | 0.00020514 | 0.00014733 | 8.1827e-05 | 0.00013297 | 0.00014733 | 0.0002472 | 0.00020514 | 0.00014733 | 8.1827e-05 | 0.00013297
7 | 19 | 20 | 0.00014658 | 0.00025423 | 0.0001999 | 0.00014658 | 8.042e-05 | 0.00013125 | 0.00014658 | 0.00025423 | 0.0001999 | 0.00014658 | 8.042e-05 | 0.00013125
7 | 19 | 21 | 0.00014416 | 0.00024674 | 0.00018308 | 0.00014416 | 7.6795e-05 | 0.00012401 | 0.00014416 | 0.00024674 | 0.00018308 | 0.00014416 | 7.6795e-05 | 0.00012401
7 | 19 | 22 | 0.00013106 | 0.00023316 | 0.00016891 | 0.00013106 | 7.7233e-05 | 0.00011 | 0.00013106 | 0.00023316 | 0.00016891 | 0.00013106 | 7.7233e-05 | 0.00011
7 | 19 | 23 | 0.00011968 | 0.00021635 | 0.00015284 | 0.00011968 | 7.8971e-05 | 9.8801e-05 | 0.00011968 | 0.00021635 | 0.00015284 | 0.00011968 | 7.8971e-05 | 9.8801e-05
7 | 19 | 24 | 0.00010839 | 0.00018058 | 0.00012331 | 0.00010839 | 7.9198e-05 | 9.4209e-05 | 0.00010839 | 0.00018058 | 0.00012331 | 0.00010839 | 7.9198e-05 | 9.4209e-05
7 | 20 | 1 | 0.00010246 | 0.00013809 | 8.6065e-05 | 0.00010246 | 7.9803e-05 | 9.1289e-05 | 0.00010246 | 0.00013809 | 8.6065e-05 | 0.00010246 | 7.9803e-05 | 9.1289e-05
7 | 20 | 2 | 9.8732e-05 | 0.00010269 | 6.5353e-05 | 9.8732e-05 | 8.0835e-05 | 9.0446e-05 | 9.8732e-05 | 0.00010269 | 6.5353e-05 | 9.8732e-05 | 8.0835e-05 | 9.0446e-05
7 | 20 | 3 | 9.6672e-05 | 7.0359e-05 | 4.6812e-05 | 9.6672e-05 | 8.1932e-05 | 9.1615e-05 | 9.6672e-05 | 7.0359e-05 | 4.6812e-05 | 9.6672e-05 | 8.1932e-05 | 9.1615e-05
7 | 20 | 4 | 9.7093e-05 | 4.7047e-05 | 3.2229e-05 | 9.7093e-05 | 8.2877e-05 | 9.5568e-05 | 9.7093e-05 | 4.7047e-05 | 3.2229e-05 | 9.7093e-05 | 8.2877e-05 | 9.5568e-05
7 | 20 | 5 | 0.00010248 | 2.9132e-05 | 2.185e-05 | 0.00010248 | 8.4475e-05 | 0.00010157 | 0.00010248 | 2.9132e-05 | 2.185e-05 | 0.00010248 | 8.4475e-05 | 0.00010157
7 | 20 | 6 | 0.00010873 | 1.7382e-05 | 2.1781e-05 | 0.00010873 | 8.635e-05 | 0.00011064 | 0.00010873 | 1.7382e-05 | 2.1781e-05 | 0.00010873 | 8.635e-05 | 0.00011064
7 | 20 | 7 | 0.00011795 | 1.0253e-05 | 4.0291e-05 | 0.00011795 | 8.6843e-05 | 0.00012122 | 0.00011795 | 1.0253e-05 | 4.0291e-05 | 0.00011795 | 8.6843e-05 | 0.00012122
7 | 20 | 8 | 0.00012697 | 1.4978e-05 | 8.6259e-05 | 0.00012697 | 8.4715e-05 | 0.00012997 | 0.00012697 | 1.4978e-05 | 8.6259e-05 | 0.00012697 | 8.4715e-05 | 0.00012997
7 | 20 | 9 | 0.00013402 | 3.0625e-05 | 0.00013696 | 0.00013402 | 8.1497e-05 | 0.00013643 | 0.00013402 | 3.0625e-05 | 0.00013696 | 0.00013402 | 8.1497e-05 | 0.00013643
7 | 20 | 10 | 0.00014164 | 3.3995e-05 | 0.00013501 | 0.00014164 | 7.6451e-05 | 0.00013989 | 0.00014164 | 3.3995e-05 | 0.00013501 | 0.00014164 | 7.6451e-05 | 0.00013989
7 | 20 | 11 | 0.00014719 | 4.0204e-05 | 0.00011074 | 0.00014719 | 7.2179e-05 | 0.00014183 | 0.00014719 | 4.0204e-05 | 0.00011074 | 0.00014719 | 7.2179e-05 | 0.00014183
7 | 20 | 12 | 0.00015 | 4.9933e-05 | 9.6115e-05 | 0.00015 | 6.7065e-05 | 0.00014389 | 0.00015 | 4.9933e-05 | 9.6115e-05 | 0.00015 | 6.7065e-05 | 0.00014389
7 | 20 | 13 | 0.00015402 | 7.2043e-05 | 0.00010236 | 0.00015402 | 6.5627e-05 | 0.00014681 | 0.00015402 | 7.2043e-05 | 0.00010236 | 0.00015402 | 6.5627e-05 | 0.00014681
7 | 20 | 14 | 0.0001571 | 8.6412e-05 | 0.00011424 | 0.0001571 | 6.5146e-05 | 0.00014871 | 0.0001571 | 8.6412e-05 | 0.00011424 | 0.0001571 | 6.5146e-05 | 0.00014871
7 | 20 | 15 | 0.0001586 | 9.9476e-05 | 0.00011951 | 0.0001586 | 6.508e-05 | 0.00014911 | 0.0001586 | 9.9476e-05 | 0.00011951 | 0.0001586 | 6.508e-05 | 0.00014911
7 | 20 | 16 | 0.00015868 | 0.00013475 | 0.00014213 | 0.00015868 | 6.7207e-05 | 0.00014669 | 0.00015868 | 0.00013475 | 0.00014213 | 0.00015868 | 6.7207e-05 | 0.00014669
7 | 20 | 17 | 0.00015545 | 0.00016941 | 0.00016002 | 0.00015545 | 7.0517e-05 | 0.00014019 | 0.00015545 | 0.00016941 | 0.00016002 | 0.00015545 | 7.0517e-05 | 0.00014019
7 | 20 | 18 | 0.00014891 | 0.00021451 | 0.00018759 | 0.00014891 | 7.4601e-05 | 0.00013592 | 0.00014891 | 0.00021451 | 0.00018759 | 0.00014891 | 7.4601e-05 | 0.00013592
7 | 20 | 19 | 0.00014232 | 0.0002472 | 0.00020514 | 0.00014232 | 8.1827e-05 | 0.00013297 | 0.00014232 | 0.0002472 | 0.00020514 | 0.00014232 | 8.1827e-05 | 0.00013297
7 | 20 | 20 | 0.00014312 | 0.00025423 | 0.0001999 | 0.00014312 | 8.042e-05 | 0.00013125 | 0.00014312 | 0.00025423 | 0.0001999 | 0.00014312 | 8.042e-05 | 0.00013125
7 | 20 | 21 | 0.00013979 | 0.00024674 | 0.00018308 | 0.00013979 | 7.6795e-05 | 0.00012401 | 0.00013979 | 0.00024674 | 0.00018308 | 0.00013979 | 7.6795e-05 | 0.00012401
7 | 20 | 22 | 0.00012891 | 0.00023316 | 0.00016891 | 0.00012891 | 7.7233e-05 | 0.00011 | 0.00012891 | 0.00023316 | 0.00016891 | 0.00012891 | 7.7233e-05 | 0.00011
7 | 20 | 23 | 0.00011921 | 0.00021635 | 0.00015284 | 0.00011921 | 7.8971e-05 | 9.8801e-05 | 0.00011921 | 0.00021635 | 0.00015284 | 0.00011921 | 7.8971e-05 | 9.8801e-05
7 | 20 | 24 | 0.00010963 | 0.00018058 | 0.00012331 | 0.00010963 | 7.9198e-05 | 9.4209e-05 | 0.00010963 | 0.00018058 | 0.00012331 | 0.00010963 | 7.9198e-05 | 9.4209e-05
7 | 21 | 1 | 0.00010283 | 0.00013809 | 8.6065e-05 | 0.00010283 | 7.9803e-05 | 9.1289e-05 | 0.00010283 | 0.00013809 | 8.6065e-05 | 0.00010283 | 7.9803e-05 | 9.1289e-05
7 | 21 | 2 | 9.8491e-05 | 0.00010269 | 6.5353e-05 | 9.8491e-05 | 8.0835e-05 | 9.0446e-05 | 9.8491e-05 | 0.00010269 | 6.5353e-05 | 9.8491e-05 | 8.0835e-05 | 9.0446e-05
7 | 21 | 3 | 9.6007e-05 | 7.0359e-05 | 4.6812e-05 | 9.6007e-05 | 8.1932e-05 | 9.1615e-05 | 9.6007e-05 | 7.0359e-05 | 4.6812e-05 | 9.6007e-05 | 8.1932e-05 | 9.1615e-05
7 | 21 | 4 | 9.5832e-05 | 4.7047e-05 | 3.2229e-05 | 9.5832e-05 | 8.2877e-05 | 9.5568e-05 | 9.5832e-05 | 4.7047e-05 | 3.2229e-05 | 9.5832e-05 | 8.2877e-05 | 9.5568e-05
7 | 21 | 5 | 9.7188e-05 | 2.9132e-05 | 2.185e-05 | 9.7188e-05 | 8.4475e-05 | 0.00010157 | 9.7188e-05 | 2.9132e-05 | 2.185e-05 | 9.7188e-05 | 8.4475e-05 | 0.00010157
7 | 21 | 6 | 9.7459e-05 | 1.7382e-05 | 2.1781e-05 | 9.7459e-05 | 8.635e-05 | 0.00011064 | 9.7459e-05 | 1.7382e-05 | 2.1781e-05 | 9.7459e-05 | 8.635e-05 | 0.00011064
7 | 21 | 7 | 0.0001029 | 1.0253e-05 | 4.0291e-05 | 0.0001029 | 8.6843e-05 | 0.00012122 | 0.0001029 | 1.0253e-05 | 4.0291e-05 | 0.0001029 | 8.6843e-05 | 0.00012122
7 | 21 | 8 | 0.00011124 | 1.4978e-05 | 8.6259e-05 | 0.00011124 | 8.4715e-05 | 0.00012997 | 0.00011124 | 1.4978e-05 | 8.6259e-05 | 0.00011124 | 8.4715e-05 | 0.00012997
7 | 21 | 9 | 0.00011943 | 3.0625e-05 | 0.00013696 | 0.00011943 | 8.1497e-05 | 0.00013643 | 0.00011943 | 3.0625e-05 | 0.00013696 | 0.00011943 | 8.1497e-05 | 0.00013643
7 | 21 | 10 | 0.00012613 | 3.3995e-05 | 0.00013501 | 0.00012613 | 7.6451e-05 | 0.00013989 | 0.00012613 | 3.3995e-05 | 0.00013501 | 0.00012613 | 7.6451e-05 | 0.00013989
7 | 21 | 11 | 0.00013106 | 4.0204e-05 | 0.00011074 | 0.00013106 | 7.2179e-05 | 0.00014183 | 0.00013106 | 4.0204e-05 | 0.00011074 | 0.00013106 | 7.2179e-05 | 0.00014183
7 | 21 | 12 | 0.0001364 | 4.9933e-05 | 9.6115e-05 | 0.0001364 | 6.7065e-05 | 0.00014389 | 0.0001364 | 4.9933e-05 | 9.6115e-05 | 0.0001364 | 6.7065e-05 | 0.00014389
7 | 21 | 13 | 0.00014105 | 7.2043e-05 | 0.00010236 | 0.00014105 | 6.5627e-05 | 0.00014681 | 0.00014105 | 7.2043e-05 | 0.00010236 | 0.00014105 | 6.5627e-05 | 0.00014681
7 | 21 | 14 | 0.00014384 | 8.6412e-05 | 0.00011424 | 0.00014384 | 6.5146e-05 | 0.00014871 | 0.00014384 | 8.6412e-05 | 0.00011424 | 0.00014384 | 6.5146e-05 | 0.00014871
7 | 21 | 15 | 0.00014634 | 9.9476e-05 | 0.00011951 | 0.00014634 | 6.508e-05 | 0.00014911 | 0.00014634 | 9.9476e-05 | 0.00011951 | 0.00014634 | 6.508e-05 | 0.00014911
7 | 21 | 16 | 0.00014743 | 0.00013475 | 0.00014213 | 0.00014743 | 6.7207e-05 | 0.00014669 | 0.00014743 | 0.00013475 | 0.00014213 | 0.00014743 | 6.7207e-05 | 0.00014669
7 | 21 | 17 | 0.00014582 | 0.00016941 | 0.00016002 | 0.00014582 | 7.0517e-05 | 0.00014019 | 0.00014582 | 0.00016941 | 0.00016002 | 0.00014582 | 7.0517e-05 | 0.00014019
7 | 21 | 18 | 0.00014191 | 0.00021451 | 0.00018759 | 0.00014191 | 7.4601e-05 | 0.00013592 | 0.00014191 | 0.00021451 | 0.00018759 | 0.00014191 | 7.4601e-05 | 0.00013592
7 | 21 | 19 | 0.00013615 | 0.0002472 | 0.00020514 | 0.00013615 | 8.1827e-05 | 0.00013297 | 0.00013615 | 0.0002472 | 0.00020514 | 0.00013615 | 8.1827e-05 | 0.00013297
7 | 21 | 20 | 0.00013706 | 0.00025423 | 0.0001999 | 0.00013706 | 8.042e-05 | 0.00013125 | 0.00013706 | 0.00025423 | 0.0001999 | 0.00013706 | 8.042e-05 | 0.00013125
7 | 21 | 21 | 0.00013454 | 0.00024674 | 0.00018308 | 0.00013454 | 7.6795e-05 | 0.00012401 | 0.00013454 | 0.00024674 | 0.00018308 | 0.00013454 | 7.6795e-05 | 0.00012401
7 | 21 | 22 | 0.0001251 | 0.00023316 | 0.00016891 | 0.0001251 | 7.7233e-05 | 0.00011 | 0.0001251 | 0.00023316 | 0.00016891 | 0.0001251 | 7.7233e-05 | 0.00011
7 | 21 | 23 | 0.00011534 | 0.00021635 | 0.00015284 | 0.00011534 | 7.8971e-05 | 9.8801e-05 | 0.00011534 | 0.00021635 | 0.00015284 | 0.00011534 | 7.8971e-05 | 9.8801e-05
7 | 21 | 24 | 0.00010672 | 0.00018058 | 0.00012331 | 0.00010672 | 7.9198e-05 | 9.4209e-05 | 0.00010672 | 0.00018058 | 0.00012331 | 0.00010672 | 7.9198e-05 | 9.4209e-05
7 | 22 | 1 | 0.00010088 | 0.00013809 | 8.6065e-05 | 0.00010088 | 7.9803e-05 | 9.1289e-05 | 0.00010088 | 0.00013809 | 8.6065e-05 | 0.00010088 | 7.9803e-05 | 9.1289e-05
7 | 22 | 2 | 9.6065e-05 | 0.00010269 | 6.5353e-05 | 9.6065e-05 | 8.0835e-05 | 9.0446e-05 | 9.6065e-05 | 0.00010269 | 6.5353e-05 | 9.6065e-05 | 8.0835e-05 | 9.0446e-05
7 | 22 | 3 | 9.3934e-05 | 7.0359e-05 | 4.6812e-05 | 9.3934e-05 | 8.1932e-05 | 9.1615e-05 | 9.3934e-05 | 7.0359e-05 | 4.6812e-05 | 9.3934e-05 | 8.1932e-05 | 9.1615e-05
7 | 22 | 4 | 9.2852e-05 | 4.7047e-05 | 3.2229e-05 | 9.2852e-05 | 8.2877e-05 | 9.5568e-05 | 9.2852e-05 | 4.7047e-05 | 3.2229e-05 | 9.2852e-05 | 8.2877e-05 | 9.5568e-05
7 | 22 | 5 | 9.3368e-05 | 2.9132e-05 | 2.185e-05 | 9.3368e-05 | 8.4475e-05 | 0.00010157 | 9.3368e-05 | 2.9132e-05 | 2.185e-05 | 9.3368e-05 | 8.4475e-05 | 0.00010157
7 | 22 | 6 | 9.2216e-05 | 1.7382e-05 | 2.1781e-05 | 9.2216e-05 | 8.635e-05 | 0.00011064 | 9.2216e-05 | 1.7382e-05 | 2.1781e-05 | 9.2216e-05 | 8.635e-05 | 0.00011064
7 | 22 | 7 | 9.6606e-05 | 1.0253e-05 | 4.0291e-05 | 9.6606e-05 | 8.6843e-05 | 0.00012122 | 9.6606e-05 | 1.0253e-05 | 4.0291e-05 | 9.6606e-05 | 8.6843e-05 | 0.00012122
7 | 22 | 8 | 0.0001039 | 1.4978e-05 | 8.6259e-05 | 0.0001039 | 8.4715e-05 | 0.00012997 | 0.0001039 | 1.4978e-05 | 8.6259e-05 | 0.0001039 | 8.4715e-05 | 0.00012997
7 | 22 | 9 | 0.00011194 | 3.0625e-05 | 0.00013696 | 0.00011194 | 8.1497e-05 | 0.00013643 | 0.00011194 | 3.0625e-05 | 0.00013696 | 0.00011194 | 8.1497e-05 | 0.00013643
7 | 22 | 10 | 0.00011912 | 3.3995e-05 | 0.00013501 | 0.00011912 | 7.6451e-05 | 0.00013989 | 0.00011912 | 3.3995e-05 | 0.00013501 | 0.00011912 | 7.6451e-05 | 0.00013989
7 | 22 | 11 | 0.00012631 | 4.0204e-05 | 0.00011074 | 0.00012631 | 7.2179e-05 | 0.00014183 | 0.00012631 | 4.0204e-05 | 0.00011074 | 0.00012631 | 7.2179e-05 | 0.00014183
7 | 22 | 12 | 0.00013281 | 4.9933e-05 | 9.6115e-05 | 0.00013281 | 6.7065e-05 | 0.00014389 | 0.00013281 | 4.9933e-05 | 9.6115e-05 | 0.00013281 | 6.7065e-05 | 0.00014389
7 | 22 | 13 | 0.00013848 | 7.2043e-05 | 0.00010236 | 0.00013848 | 6.5627e-05 | 0.00014681 | 0.00013848 | 7.2043e-05 | 0.00010236 | 0.00013848 | 6.5627e-05 | 0.00014681
7 | 22 | 14 | 0.0001428 | 8.6412e-05 | 0.00011424 | 0.0001428 | 6.5146e-05 | 0.00014871 | 0.0001428 | 8.6412e-05 | 0.00011424 | 0.0001428 | 6.5146e-05 | 0.00014871
7 | 22 | 15 | 0.00014592 | 9.9476e-05 | 0.00011951 | 0.00014592 | 6.508e-05 | 0.00014911 | 0.00014592 | 9.9476e-05 | 0.00011951 | 0.00014592 | 6.508e-05 | 0.00014911
7 | 22 | 16 | 0.00014736 | 0.00013475 | 0.00014213 | 0.00014736 | 6.7207e-05 | 0.00014669 | 0.00014736 | 0.00013475 | 0.00014213 | 0.00014736 | 6.7207e-05 | 0.00014669
7 | 22 | 17 | 0.00014694 | 0.00016941 | 0.00016002 | 0.00014694 | 7.0517e-05 | 0.00014019 | 0.00014694 | 0.00016941 | 0.00016002 | 0.00014694 | 7.0517e-05 | 0.00014019
7 | 22 | 18 | 0.0001445 | 0.00021451 | 0.00018759 | 0.0001445 | 7.4601e-05 | 0.00013592 | 0.0001445 | 0.00021451 | 0.00018759 | 0.0001445 | 7.4601e-05 | 0.00013592
7 | 22 | 19 | 0.00014098 | 0.0002472 | 0.00020514 | 0.00014098 | 8.1827e-05 | 0.00013297 | 0.00014098 | 0.0002472 | 0.00020514 | 0.00014098 | 8.1827e-05 | 0.00013297
7 | 22 | 20 | 0.00014153 | 0.00025423 | 0.0001999 | 0.00014153 | 8.042e-05 | 0.00013125 | 0.00014153 | 0.00025423 | 0.0001999 | 0.00014153 | 8.042e-05 | 0.00013125
7 | 22 | 21 | 0.00013924 | 0.00024674 | 0.00018308 | 0.00013924 | 7.6795e-05 | 0.00012401 | 0.00013924 | 0.00024674 | 0.00018308 | 0.00013924 | 7.6795e-05 | 0.00012401
7 | 22 | 22 | 0.00012697 | 0.00023316 | 0.00016891 | 0.00012697 | 7.7233e-05 | 0.00011 | 0.00012697 | 0.00023316 | 0.00016891 | 0.00012697 | 7.7233e-05 | 0.00011
7 | 22 | 23 | 0.00011543 | 0.00021635 | 0.00015284 | 0.00011543 | 7.8971e-05 | 9.8801e-05 | 0.00011543 | 0.00021635 | 0.00015284 | 0.00011543 | 7.8971e-05 | 9.8801e-05
7 | 22 | 24 | 0.00010592 | 0.00018058 | 0.00012331 | 0.00010592 | 7.9198e-05 | 9.4209e-05 | 0.00010592 | 0.00018058 | 0.00012331 | 0.00010592 | 7.9198e-05 | 9.4209e-05
7 | 23 | 1 | 0.00010089 | 0.00013809 | 8.6065e-05 | 0.00010089 | 7.9803e-05 | 9.1289e-05 | 0.00010089 | 0.00013809 | 8.6065e-05 | 0.00010089 | 7.9803e-05 | 9.1289e-05
7 | 23 | 2 | 9.7297e-05 | 0.00010269 | 6.5353e-05 | 9.7297e-05 | 8.0835e-05 | 9.0446e-05 | 9.7297e-05 | 0.00010269 | 6.5353e-05 | 9.7297e-05 | 8.0835e-05 | 9.0446e-05
7 | 23 | 3 | 9.5765e-05 | 7.0359e-05 | 4.6812e-05 | 9.5765e-05 | 8.1932e-05 | 9.1615e-05 | 9.5765e-05 | 7.0359e-05 | 4.6812e-05 | 9.5765e-05 | 8.1932e-05 | 9.1615e-05
7 | 23 | 4 | 9.8299e-05 | 4.7047e-05 | 3.2229e-05 | 9.8299e-05 | 8.2877e-05 | 9.5568e-05 | 9.8299e-05 | 4.7047e-05 | 3.2229e-05 | 9.8299e-05 | 8.2877e-05 | 9.5568e-05
7 | 23 | 5 | 0.00010463 | 2.9132e-05 | 2.185e-05 | 0.00010463 | 8.4475e-05 | 0.00010157 | 0.00010463 | 2.9132e-05 | 2.185e-05 | 0.00010463 | 8.4475e-05 | 0.00010157
7 | 23 | 6 | 0.00011241 | 1.7382e-05 | 2.1781e-05 | 0.00011241 | 8.635e-05 | 0.00011064 | 0.00011241 | 1.7382e-05 | 2.1781e-05 | 0.00011241 | 8.635e-05 | 0.00011064
7 | 23 | 7 | 0.00012226 | 1.0253e-05 | 4.0291e-05 | 0.00012226 | 8.6843e-05 | 0.00012122 | 0.00012226 | 1.0253e-05 | 4.0291e-05 | 0.00012226 | 8.6843e-05 | 0.00012122
7 | 23 | 8 | 0.00013212 | 1.4978e-05 | 8.6259e-05 | 0.00013212 | 8.4715e-05 | 0.00012997 | 0.00013212 | 1.4978e-05 | 8.6259e-05 | 0.00013212 | 8.4715e-05 | 0.00012997
7 | 23 | 9 | 0.00014168 | 3.0625e-05 | 0.00013696 | 0.00014168 | 8.1497e-05 | 0.00013643 | 0.00014168 | 3.0625e-05 | 0.00013696 | 0.00014168 | 8.1497e-05 | 0.00013643
7 | 23 | 10 | 0.00014852 | 3.3995e-05 | 0.00013501 | 0.00014852 | 7.6451e-05 | 0.00013989 | 0.00014852 | 3.3995e-05 | 0.00013501 | 0.00014852 | 7.6451e-05 | 0.00013989
7 | 23 | 11 | 0.00015498 | 4.0204e-05 | 0.00011074 | 0.00015498 | 7.2179e-05 | 0.00014183 | 0.00015498 | 4.0204e-05 | 0.00011074 | 0.00015498 | 7.2179e-05 | 0.00014183
7 | 23 | 12 | 0.00016015 | 4.9933e-05 | 9.6115e-05 | 0.00016015 | 6.7065e-05 | 0.00014389 | 0.00016015 | 4.9933e-05 | 9.6115e-05 | 0.00016015 | 6.7065e-05 | 0.00014389
7 | 23 | 13 | 0.00016587 | 7.2043e-05 | 0.00010236 | 0.00016587 | 6.5627e-05 | 0.00014681 | 0.00016587 | 7.2043e-05 | 0.00010236 | 0.00016587 | 6.5627e-05 | 0.00014681
7 | 23 | 14 | 0.00017012 | 8.6412e-05 | 0.00011424 | 0.00017012 | 6.5146e-05 | 0.00014871 | 0.00017012 | 8.6412e-05 | 0.00011424 | 0.00017012 | 6.5146e-05 | 0.00014871
7 | 23 | 15 | 0.00017266 | 9.9476e-05 | 0.00011951 | 0.00017266 | 6.508e-05 | 0.00014911 | 0.00017266 | 9.9476e-05 | 0.00011951 | 0.00017266 | 6.508e-05 | 0.00014911
7 | 23 | 16 | 0.00017338 | 0.00013475 | 0.00014213 | 0.00017338 | 6.7207e-05 | 0.00014669 | 0.00017338 | 0.00013475 | 0.00014213 | 0.00017338 | 6.7207e-05 | 0.00014669
7 | 23 | 17 | 0.00017013 | 0.00016941 | 0.00016002 | 0.00017013 | 7.0517e-05 | 0.00014019 | 0.00017013 | 0.00016941 | 0.00016002 | 0.00017013 | 7.0517e-05 | 0.00014019
7 | 23 | 18 | 0.00016471 | 0.00021451 | 0.00018759 | 0.00016471 | 7.4601e-05 | 0.00013592 | 0.00016471 | 0.00021451 | 0.00018759 | 0.00016471 | 7.4601e-05 | 0.00013592
7 | 23 | 19 | 0.00015805 | 0.0002472 | 0.00020514 | 0.00015805 | 8.1827e-05 | 0.00013297 | 0.00015805 | 0.0002472 | 0.00020514 | 0.00015805 | 8.1827e-05 | 0.00013297
7 | 23 | 20 | 0.00015801 | 0.00025423 | 0.0001999 | 0.00015801 | 8.042e-05 | 0.00013125 | 0.00015801 | 0.00025423 | 0.0001999 | 0.00015801 | 8.042e-05 | 0.00013125
7 | 23 | 21 | 0.00015364 | 0.00024674 | 0.00018308 | 0.00015364 | 7.6795e-05 | 0.00012401 | 0.00015364 | 0.00024674 | 0.00018308 | 0.00015364 | 7.6795e-05 | 0.00012401
7 | 23 | 22 | 0.00013868 | 0.00023316 | 0.00016891 | 0.00013868 | 7.7233e-05 | 0.00011 | 0.00013868 | 0.00023316 | 0.00016891 | 0.00013868 | 7.7233e-05 | 0.00011
7 | 23 | 23 | 0.00012496 | 0.00021635 | 0.00015284 | 0.00012496 | 7.8971e-05 | 9.8801e-05 | 0.00012496 | 0.00021635 | 0.00015284 | 0.00012496 | 7.8971e-05 | 9.8801e-05
7 | 23 | 24 | 0.00011501 | 0.00018058 | 0.00012331 | 0.00011501 | 7.9198e-05 | 9.4209e-05 | 0.00011501 | 0.00018058 | 0.00012331 | 0.00011501 | 7.9198e-05 | 9.4209e-05
7 | 24 | 1 | 0.00010847 | 0.00013809 | 8.6065e-05 | 0.00010847 | 7.9803e-05 | 9.1289e-05 | 0.00010847 | 0.00013809 | 8.6065e-05 | 0.00010847 | 7.9803e-05 | 9.1289e-05
7 | 24 | 2 | 0.00010356 | 0.00010269 | 6.5353e-05 | 0.00010356 | 8.0835e-05 | 9.0446e-05 | 0.00010356 | 0.00010269 | 6.5353e-05 | 0.00010356 | 8.0835e-05 | 9.0446e-05
7 | 24 | 3 | 0.00010157 | 7.0359e-05 | 4.6812e-05 | 0.00010157 | 8.1932e-05 | 9.1615e-05 | 0.00010157 | 7.0359e-05 | 4.6812e-05 | 0.00010157 | 8.1932e-05 | 9.1615e-05
7 | 24 | 4 | 0.0001024 | 4.7047e-05 | 3.2229e-05 | 0.0001024 | 8.2877e-05 | 9.5568e-05 | 0.0001024 | 4.7047e-05 | 3.2229e-05 | 0.0001024 | 8.2877e-05 | 9.5568e-05
7 | 24 | 5 | 0.00010745 | 2.9132e-05 | 2.185e-05 | 0.00010745 | 8.4475e-05 | 0.00010157 | 0.00010745 | 2.9132e-05 | 2.185e-05 | 0.00010745 | 8.4475e-05 | 0.00010157
7 | 24 | 6 | 0.00011412 | 1.7382e-05 | 2.1781e-05 | 0.00011412 | 8.635e-05 | 0.00011064 | 0.00011412 | 1.7382e-05 | 2.1781e-05 | 0.00011412 | 8.635e-05 | 0.00011064
7 | 24 | 7 | 0.00012448 | 1.0253e-05 | 4.0291e-05 | 0.00012448 | 8.6843e-05 | 0.00012122 | 0.00012448 | 1.0253e-05 | 4.0291e-05 | 0.00012448 | 8.6843e-05 | 0.00012122
7 | 24 | 8 | 0.00013482 | 1.4978e-05 | 8.6259e-05 | 0.00013482 | 8.4715e-05 | 0.00012997 | 0.00013482 | 1.4978e-05 | 8.6259e-05 | 0.00013482 | 8.4715e-05 | 0.00012997
7 | 24 | 9 | 0.00014389 | 3.0625e-05 | 0.00013696 | 0.00014389 | 8.1497e-05 | 0.00013643 | 0.00014389 | 3.0625e-05 | 0.00013696 | 0.00014389 | 8.1497e-05 | 0.00013643
7 | 24 | 10 | 0.00015238 | 3.3995e-05 | 0.00013501 | 0.00015238 | 7.6451e-05 | 0.00013989 | 0.00015238 | 3.3995e-05 | 0.00013501 | 0.00015238 | 7.6451e-05 | 0.00013989
7 | 24 | 11 | 0.00015936 | 4.0204e-05 | 0.00011074 | 0.00015936 | 7.2179e-05 | 0.00014183 | 0.00015936 | 4.0204e-05 | 0.00011074 | 0.00015936 | 7.2179e-05 | 0.00014183
7 | 24 | 12 | 0.00016393 | 4.9933e-05 | 9.6115e-05 | 0.00016393 | 6.7065e-05 | 0.00014389 | 0.00016393 | 4.9933e-05 | 9.6115e-05 | 0.00016393 | 6.7065e-05 | 0.00014389
7 | 24 | 13 | 0.00016927 | 7.2043e-05 | 0.00010236 | 0.00016927 | 6.5627e-05 | 0.00014681 | 0.00016927 | 7.2043e-05 | 0.00010236 | 0.00016927 | 6.5627e-05 | 0.00014681
7 | 24 | 14 | 0.00017256 | 8.6412e-05 | 0.00011424 | 0.00017256 | 6.5146e-05 | 0.00014871 | 0.00017256 | 8.6412e-05 | 0.00011424 | 0.00017256 | 6.5146e-05 | 0.00014871
7 | 24 | 15 | 0.00017451 | 9.9476e-05 | 0.00011951 | 0.00017451 | 6.508e-05 | 0.00014911 | 0.00017451 | 9.9476e-05 | 0.00011951 | 0.00017451 | 6.508e-05 | 0.00014911
7 | 24 | 16 | 0.00017434 | 0.00013475 | 0.00014213 | 0.00017434 | 6.7207e-05 | 0.00014669 | 0.00017434 | 0.00013475 | 0.00014213 | 0.00017434 | 6.7207e-05 | 0.00014669
7 | 24 | 17 | 0.00017222 | 0.00016941 | 0.00016002 | 0.00017222 | 7.0517e-05 | 0.00014019 | 0.00017222 | 0.00016941 | 0.00016002 | 0.00017222 | 7.0517e-05 | 0.00014019
7 | 24 | 18 | 0.00016519 | 0.00021451 | 0.00018759 | 0.00016519 | 7.4601e-05 | 0.00013592 | 0.00016519 | 0.00021451 | 0.00018759 | 0.00016519 | 7.4601e-05 | 0.00013592
7 | 24 | 19 | 0.00015704 | 0.0002472 | 0.00020514 | 0.00015704 | 8.1827e-05 | 0.00013297 | 0.00015704 | 0.0002472 | 0.00020514 | 0.00015704 | 8.1827e-05 | 0.00013297
7 | 24 | 20 | 0.00015626 | 0.00025423 | 0.0001999 | 0.00015626 | 8.042e-05 | 0.00013125 | 0.00015626 | 0.00025423 | 0.0001999 | 0.00015626 | 8.042e-05 | 0.00013125
7 | 24 | 21 | 0.00015037 | 0.00024674 | 0.00018308 | 0.00015037 | 7.6795e-05 | 0.00012401 | 0.00015037 | 0.00024674 | 0.00018308 | 0.00015037 | 7.6795e-05 | 0.00012401
7 | 24 | 22 | 0.00013675 | 0.00023316 | 0.00016891 | 0.00013675 | 7.7233e-05 | 0.00011 | 0.00013675 | 0.00023316 | 0.00016891 | 0.00013675 | 7.7233e-05 | 0.00011
7 | 24 | 23 | 0.00012316 | 0.00021635 | 0.00015284 | 0.00012316 | 7.8971e-05 | 9.8801e-05 | 0.00012316 | 0.00021635 | 0.00015284 | 0.00012316 | 7.8971e-05 | 9.8801e-05
7 | 24 | 24 | 0.00011241 | 0.00018058 | 0.00012331 | 0.00011241 | 7.9198e-05 | 9.4209e-05 | 0.00011241 | 0.00018058 | 0.00012331 | 0.00011241 | 7.9198e-05 | 9.4209e-05
7 | 25 | 1 | 0.00010606 | 0.00013809 | 8.6065e-05 | 0.00010606 | 7.9803e-05 | 9.1289e-05 | 0.00010606 | 0.00013809 | 8.6065e-05 | 0.00010606 | 7.9803e-05 | 9.1289e-05
7 | 25 | 2 | 0.00010164 | 0.00010269 | 6.5353e-05 | 0.00010164 | 8.0835e-05 | 9.0446e-05 | 0.00010164 | 0.00010269 | 6.5353e-05 | 0.00010164 | 8.0835e-05 | 9.0446e-05
7 | 25 | 3 | 9.8949e-05 | 7.0359e-05 | 4.6812e-05 | 9.8949e-05 | 8.1932e-05 | 9.1615e-05 | 9.8949e-05 | 7.0359e-05 | 4.6812e-05 | 9.8949e-05 | 8.1932e-05 | 9.1615e-05
7 | 25 | 4 | 0.00010063 | 4.7047e-05 | 3.2229e-05 | 0.00010063 | 8.2877e-05 | 9.5568e-05 | 0.00010063 | 4.7047e-05 | 3.2229e-05 | 0.00010063 | 8.2877e-05 | 9.5568e-05
7 | 25 | 5 | 0.00010606 | 2.9132e-05 | 2.185e-05 | 0.00010606 | 8.4475e-05 | 0.00010157 | 0.00010606 | 2.9132e-05 | 2.185e-05 | 0.00010606 | 8.4475e-05 | 0.00010157
7 | 25 | 6 | 0.00011243 | 1.7382e-05 | 2.1781e-05 | 0.00011243 | 8.635e-05 | 0.00011064 | 0.00011243 | 1.7382e-05 | 2.1781e-05 | 0.00011243 | 8.635e-05 | 0.00011064
7 | 25 | 7 | 0.00012241 | 1.0253e-05 | 4.0291e-05 | 0.00012241 | 8.6843e-05 | 0.00012122 | 0.00012241 | 1.0253e-05 | 4.0291e-05 | 0.00012241 | 8.6843e-05 | 0.00012122
7 | 25 | 8 | 0.0001322 | 1.4978e-05 | 8.6259e-05 | 0.0001322 | 8.4715e-05 | 0.00012997 | 0.0001322 | 1.4978e-05 | 8.6259e-05 | 0.0001322 | 8.4715e-05 | 0.00012997
7 | 25 | 9 | 0.00014133 | 3.0625e-05 | 0.00013696 | 0.00014133 | 8.1497e-05 | 0.00013643 | 0.00014133 | 3.0625e-05 | 0.00013696 | 0.00014133 | 8.1497e-05 | 0.00013643
7 | 25 | 10 | 0.00015012 | 3.3995e-05 | 0.00013501 | 0.00015012 | 7.6451e-05 | 0.00013989 | 0.00015012 | 3.3995e-05 | 0.00013501 | 0.00015012 | 7.6451e-05 | 0.00013989
7 | 25 | 11 | 0.00015665 | 4.0204e-05 | 0.00011074 | 0.00015665 | 7.2179e-05 | 0.00014183 | 0.00015665 | 4.0204e-05 | 0.00011074 | 0.00015665 | 7.2179e-05 | 0.00014183
7 | 25 | 12 | 0.00016177 | 4.9933e-05 | 9.6115e-05 | 0.00016177 | 6.7065e-05 | 0.00014389 | 0.00016177 | 4.9933e-05 | 9.6115e-05 | 0.00016177 | 6.7065e-05 | 0.00014389
7 | 25 | 13 | 0.00016797 | 7.2043e-05 | 0.00010236 | 0.00016797 | 6.5627e-05 | 0.00014681 | 0.00016797 | 7.2043e-05 | 0.00010236 | 0.00016797 | 6.5627e-05 | 0.00014681
7 | 25 | 14 | 0.00017201 | 8.6412e-05 | 0.00011424 | 0.00017201 | 6.5146e-05 | 0.00014871 | 0.00017201 | 8.6412e-05 | 0.00011424 | 0.00017201 | 6.5146e-05 | 0.00014871
7 | 25 | 15 | 0.0001737 | 9.9476e-05 | 0.00011951 | 0.0001737 | 6.508e-05 | 0.00014911 | 0.0001737 | 9.9476e-05 | 0.00011951 | 0.0001737 | 6.508e-05 | 0.00014911
7 | 25 | 16 | 0.00017417 | 0.00013475 | 0.00014213 | 0.00017417 | 6.7207e-05 | 0.00014669 | 0.00017417 | 0.00013475 | 0.00014213 | 0.00017417 | 6.7207e-05 | 0.00014669
7 | 25 | 17 | 0.00017095 | 0.00016941 | 0.00016002 | 0.00017095 | 7.0517e-05 | 0.00014019 | 0.00017095 | 0.00016941 | 0.00016002 | 0.00017095 | 7.0517e-05 | 0.00014019
7 | 25 | 18 | 0.00016518 | 0.00021451 | 0.00018759 | 0.00016518 | 7.4601e-05 | 0.00013592 | 0.00016518 | 0.00021451 | 0.00018759 | 0.00016518 | 7.4601e-05 | 0.00013592
7 | 25 | 19 | 0.00015797 | 0.0002472 | 0.00020514 | 0.00015797 | 8.1827e-05 | 0.00013297 | 0.00015797 | 0.0002472 | 0.00020514 | 0.00015797 | 8.1827e-05 | 0.00013297
7 | 25 | 20 | 0.00015661 | 0.00025423 | 0.0001999 | 0.00015661 | 8.042e-05 | 0.00013125 | 0.00015661 | 0.00025423 | 0.0001999 | 0.00015661 | 8.042e-05 | 0.00013125
7 | 25 | 21 | 0.00015003 | 0.00024674 | 0.00018308 | 0.00015003 | 7.6795e-05 | 0.00012401 | 0.00015003 | 0.00024674 | 0.00018308 | 0.00015003 | 7.6795e-05 | 0.00012401
7 | 25 | 22 | 0.00013631 | 0.00023316 | 0.00016891 | 0.00013631 | 7.7233e-05 | 0.00011 | 0.00013631 | 0.00023316 | 0.00016891 | 0.00013631 | 7.7233e-05 | 0.00011
7 | 25 | 23 | 0.0001232 | 0.00021635 | 0.00015284 | 0.0001232 | 7.8971e-05 | 9.8801e-05 | 0.0001232 | 0.00021635 | 0.00015284 | 0.0001232 | 7.8971e-05 | 9.8801e-05
7 | 25 | 24 | 0.00011266 | 0.00018058 | 0.00012331 | 0.00011266 | 7.9198e-05 | 9.4209e-05 | 0.00011266 | 0.00018058 | 0.00012331 | 0.00011266 | 7.9198e-05 | 9.4209e-05
7 | 26 | 1 | 0.00010615 | 0.00013809 | 8.6065e-05 | 0.00010615 | 7.9803e-05 | 9.1289e-05 | 0.00010615 | 0.00013809 | 8.6065e-05 | 0.00010615 | 7.9803e-05 | 9.1289e-05
7 | 26 | 2 | 0.00010195 | 0.00010269 | 6.5353e-05 | 0.00010195 | 8.0835e-05 | 9.0446e-05 | 0.00010195 | 0.00010269 | 6.5353e-05 | 0.00010195 | 8.0835e-05 | 9.0446e-05
7 | 26 | 3 | 0.00010036 | 7.0359e-05 | 4.6812e-05 | 0.00010036 | 8.1932e-05 | 9.1615e-05 | 0.00010036 | 7.0359e-05 | 4.6812e-05 | 0.00010036 | 8.1932e-05 | 9.1615e-05
7 | 26 | 4 | 0.00010153 | 4.7047e-05 | 3.2229e-05 | 0.00010153 | 8.2877e-05 | 9.5568e-05 | 0.00010153 | 4.7047e-05 | 3.2229e-05 | 0.00010153 | 8.2877e-05 | 9.5568e-05
7 | 26 | 5 | 0.00010648 | 2.9132e-05 | 2.185e-05 | 0.00010648 | 8.4475e-05 | 0.00010157 | 0.00010648 | 2.9132e-05 | 2.185e-05 | 0.00010648 | 8.4475e-05 | 0.00010157
7 | 26 | 6 | 0.00011257 | 1.7382e-05 | 2.1781e-05 | 0.00011257 | 8.635e-05 | 0.00011064 | 0.00011257 | 1.7382e-05 | 2.1781e-05 | 0.00011257 | 8.635e-05 | 0.00011064
7 | 26 | 7 | 0.00012263 | 1.0253e-05 | 4.0291e-05 | 0.00012263 | 8.6843e-05 | 0.00012122 | 0.00012263 | 1.0253e-05 | 4.0291e-05 | 0.00012263 | 8.6843e-05 | 0.00012122
7 | 26 | 8 | 0.0001332 | 1.4978e-05 | 8.6259e-05 | 0.0001332 | 8.4715e-05 | 0.00012997 | 0.0001332 | 1.4978e-05 | 8.6259e-05 | 0.0001332 | 8.4715e-05 | 0.00012997
7 | 26 | 9 | 0.00014253 | 3.0625e-05 | 0.00013696 | 0.00014253 | 8.1497e-05 | 0.00013643 | 0.00014253 | 3.0625e-05 | 0.00013696 | 0.00014253 | 8.1497e-05 | 0.00013643
7 | 26 | 10 | 0.00015145 | 3.3995e-05 | 0.00013501 | 0.00015145 | 7.6451e-05 | 0.00013989 | 0.00015145 | 3.3995e-05 | 0.00013501 | 0.00015145 | 7.6451e-05 | 0.00013989
7 | 26 | 11 | 0.00015857 | 4.0204e-05 | 0.00011074 | 0.00015857 | 7.2179e-05 | 0.00014183 | 0.00015857 | 4.0204e-05 | 0.00011074 | 0.00015857 | 7.2179e-05 | 0.00014183
7 | 26 | 12 | 0.00016432 | 4.9933e-05 | 9.6115e-05 | 0.00016432 | 6.7065e-05 | 0.00014389 | 0.00016432 | 4.9933e-05 | 9.6115e-05 | 0.00016432 | 6.7065e-05 | 0.00014389
7 | 26 | 13 | 0.0001705 | 7.2043e-05 | 0.00010236 | 0.0001705 | 6.5627e-05 | 0.00014681 | 0.0001705 | 7.2043e-05 | 0.00010236 | 0.0001705 | 6.5627e-05 | 0.00014681
7 | 26 | 14 | 0.00017502 | 8.6412e-05 | 0.00011424 | 0.00017502 | 6.5146e-05 | 0.00014871 | 0.00017502 | 8.6412e-05 | 0.00011424 | 0.00017502 | 6.5146e-05 | 0.00014871
7 | 26 | 15 | 0.00017767 | 9.9476e-05 | 0.00011951 | 0.00017767 | 6.508e-05 | 0.00014911 | 0.00017767 | 9.9476e-05 | 0.00011951 | 0.00017767 | 6.508e-05 | 0.00014911
7 | 26 | 16 | 0.00017872 | 0.00013475 | 0.00014213 | 0.00017872 | 6.7207e-05 | 0.00014669 | 0.00017872 | 0.00013475 | 0.00014213 | 0.00017872 | 6.7207e-05 | 0.00014669
7 | 26 | 17 | 0.00017593 | 0.00016941 | 0.00016002 | 0.00017593 | 7.0517e-05 | 0.00014019 | 0.00017593 | 0.00016941 | 0.00016002 | 0.00017593 | 7.0517e-05 | 0.00014019
7 | 26 | 18 | 0.0001694 | 0.00021451 | 0.00018759 | 0.0001694 | 7.4601e-05 | 0.00013592 | 0.0001694 | 0.00021451 | 0.00018759 | 0.0001694 | 7.4601e-05 | 0.00013592
7 | 26 | 19 | 0.00016213 | 0.0002472 | 0.00020514 | 0.00016213 | 8.1827e-05 | 0.00013297 | 0.00016213 | 0.0002472 | 0.00020514 | 0.00016213 | 8.1827e-05 | 0.00013297
7 | 26 | 20 | 0.00016028 | 0.00025423 | 0.0001999 | 0.00016028 | 8.042e-05 | 0.00013125 | 0.00016028 | 0.00025423 | 0.0001999 | 0.00016028 | 8.042e-05 | 0.00013125
7 | 26 | 21 | 0.0001538 | 0.00024674 | 0.00018308 | 0.0001538 | 7.6795e-05 | 0.00012401 | 0.0001538 | 0.00024674 | 0.00018308 | 0.0001538 | 7.6795e-05 | 0.00012401
7 | 26 | 22 | 0.00014007 | 0.00023316 | 0.00016891 | 0.00014007 | 7.7233e-05 | 0.00011 | 0.00014007 | 0.00023316 | 0.00016891 | 0.00014007 | 7.7233e-05 | 0.00011
7 | 26 | 23 | 0.00012599 | 0.00021635 | 0.00015284 | 0.00012599 | 7.8971e-05 | 9.8801e-05 | 0.00012599 | 0.00021635 | 0.00015284 | 0.00012599 | 7.8971e-05 | 9.8801e-05
7 | 26 | 24 | 0.00011519 | 0.00018058 | 0.00012331 | 0.00011519 | 7.9198e-05 | 9.4209e-05 | 0.00011519 | 0.00018058 | 0.00012331 | 0.00011519 | 7.9198e-05 | 9.4209e-05
7 | 27 | 1 | 0.00010857 | 0.00013809 | 8.6065e-05 | 0.00010857 | 7.9803e-05 | 9.1289e-05 | 0.00010857 | 0.00013809 | 8.6065e-05 | 0.00010857 | 7.9803e-05 | 9.1289e-05
7 | 27 | 2 | 0.00010372 | 0.00010269 | 6.5353e-05 | 0.00010372 | 8.0835e-05 | 9.0446e-05 | 0.00010372 | 0.00010269 | 6.5353e-05 | 0.00010372 | 8.0835e-05 | 9.0446e-05
7 | 27 | 3 | 0.0001014 | 7.0359e-05 | 4.6812e-05 | 0.0001014 | 8.1932e-05 | 9.1615e-05 | 0.0001014 | 7.0359e-05 | 4.6812e-05 | 0.0001014 | 8.1932e-05 | 9.1615e-05
7 | 27 | 4 | 0.00010182 | 4.7047e-05 | 3.2229e-05 | 0.00010182 | 8.2877e-05 | 9.5568e-05 | 0.00010182 | 4.7047e-05 | 3.2229e-05 | 0.00010182 | 8.2877e-05 | 9.5568e-05
7 | 27 | 5 | 0.00010681 | 2.9132e-05 | 2.185e-05 | 0.00010681 | 8.4475e-05 | 0.00010157 | 0.00010681 | 2.9132e-05 | 2.185e-05 | 0.00010681 | 8.4475e-05 | 0.00010157
7 | 27 | 6 | 0.00011236 | 1.7382e-05 | 2.1781e-05 | 0.00011236 | 8.635e-05 | 0.00011064 | 0.00011236 | 1.7382e-05 | 2.1781e-05 | 0.00011236 | 8.635e-05 | 0.00011064
7 | 27 | 7 | 0.00012214 | 1.0253e-05 | 4.0291e-05 | 0.00012214 | 8.6843e-05 | 0.00012122 | 0.00012214 | 1.0253e-05 | 4.0291e-05 | 0.00012214 | 8.6843e-05 | 0.00012122
7 | 27 | 8 | 0.00013294 | 1.4978e-05 | 8.6259e-05 | 0.00013294 | 8.4715e-05 | 0.00012997 | 0.00013294 | 1.4978e-05 | 8.6259e-05 | 0.00013294 | 8.4715e-05 | 0.00012997
7 | 27 | 9 | 0.00014284 | 3.0625e-05 | 0.00013696 | 0.00014284 | 8.1497e-05 | 0.00013643 | 0.00014284 | 3.0625e-05 | 0.00013696 | 0.00014284 | 8.1497e-05 | 0.00013643
7 | 27 | 10 | 0.00015175 | 3.3995e-05 | 0.00013501 | 0.00015175 | 7.6451e-05 | 0.00013989 | 0.00015175 | 3.3995e-05 | 0.00013501 | 0.00015175 | 7.6451e-05 | 0.00013989
7 | 27 | 11 | 0.00015893 | 4.0204e-05 | 0.00011074 | 0.00015893 | 7.2179e-05 | 0.00014183 | 0.00015893 | 4.0204e-05 | 0.00011074 | 0.00015893 | 7.2179e-05 | 0.00014183
7 | 27 | 12 | 0.00016457 | 4.9933e-05 | 9.6115e-05 | 0.00016457 | 6.7065e-05 | 0.00014389 | 0.00016457 | 4.9933e-05 | 9.6115e-05 | 0.00016457 | 6.7065e-05 | 0.00014389
7 | 27 | 13 | 0.00017081 | 7.2043e-05 | 0.00010236 | 0.00017081 | 6.5627e-05 | 0.00014681 | 0.00017081 | 7.2043e-05 | 0.00010236 | 0.00017081 | 6.5627e-05 | 0.00014681
7 | 27 | 14 | 0.0001741 | 8.6412e-05 | 0.00011424 | 0.0001741 | 6.5146e-05 | 0.00014871 | 0.0001741 | 8.6412e-05 | 0.00011424 | 0.0001741 | 6.5146e-05 | 0.00014871
7 | 27 | 15 | 0.0001768 | 9.9476e-05 | 0.00011951 | 0.0001768 | 6.508e-05 | 0.00014911 | 0.0001768 | 9.9476e-05 | 0.00011951 | 0.0001768 | 6.508e-05 | 0.00014911
7 | 27 | 16 | 0.00017814 | 0.00013475 | 0.00014213 | 0.00017814 | 6.7207e-05 | 0.00014669 | 0.00017814 | 0.00013475 | 0.00014213 | 0.00017814 | 6.7207e-05 | 0.00014669
7 | 27 | 17 | 0.00017499 | 0.00016941 | 0.00016002 | 0.00017499 | 7.0517e-05 | 0.00014019 | 0.00017499 | 0.00016941 | 0.00016002 | 0.00017499 | 7.0517e-05 | 0.00014019
7 | 27 | 18 | 0.0001681 | 0.00021451 | 0.00018759 | 0.0001681 | 7.4601e-05 | 0.00013592 | 0.0001681 | 0.00021451 | 0.00018759 | 0.0001681 | 7.4601e-05 | 0.00013592
7 | 27 | 19 | 0.00016049 | 0.0002472 | 0.00020514 | 0.00016049 | 8.1827e-05 | 0.00013297 | 0.00016049 | 0.0002472 | 0.00020514 | 0.00016049 | 8.1827e-05 | 0.00013297
7 | 27 | 20 | 0.00015735 | 0.00025423 | 0.0001999 | 0.00015735 | 8.042e-05 | 0.00013125 | 0.00015735 | 0.00025423 | 0.0001999 | 0.00015735 | 8.042e-05 | 0.00013125
7 | 27 | 21 | 0.00015161 | 0.00024674 | 0.00018308 | 0.00015161 | 7.6795e-05 | 0.00012401 | 0.00015161 | 0.00024674 | 0.00018308 | 0.00015161 | 7.6795e-05 | 0.00012401
7 | 27 | 22 | 0.00013733 | 0.00023316 | 0.00016891 | 0.00013733 | 7.7233e-05 | 0.00011 | 0.00013733 | 0.00023316 | 0.00016891 | 0.00013733 | 7.7233e-05 | 0.00011
7 | 27 | 23 | 0.00012704 | 0.00021635 | 0.00015284 | 0.00012704 | 7.8971e-05 | 9.8801e-05 | 0.00012704 | 0.00021635 | 0.00015284 | 0.00012704 | 7.8971e-05 | 9.8801e-05
7 | 27 | 24 | 0.00011493 | 0.00018058 | 0.00012331 | 0.00011493 | 7.9198e-05 | 9.4209e-05 | 0.00011493 | 0.00018058 | 0.00012331 | 0.00011493 | 7.9198e-05 | 9.4209e-05
7 | 28 | 1 | 0.0001076 | 0.00013809 | 8.6065e-05 | 0.0001076 | 7.9803e-05 | 9.1289e-05 | 0.0001076 | 0.00013809 | 8.6065e-05 | 0.0001076 | 7.9803e-05 | 9.1289e-05
7 | 28 | 2 | 0.00010259 | 0.00010269 | 6.5353e-05 | 0.00010259 | 8.0835e-05 | 9.0446e-05 | 0.00010259 | 0.00010269 | 6.5353e-05 | 0.00010259 | 8.0835e-05 | 9.0446e-05
7 | 28 | 3 | 9.9515e-05 | 7.0359e-05 | 4.6812e-05 | 9.9515e-05 | 8.1932e-05 | 9.1615e-05 | 9.9515e-05 | 7.0359e-05 | 4.6812e-05 | 9.9515e-05 | 8.1932e-05 | 9.1615e-05
7 | 28 | 4 | 9.8716e-05 | 4.7047e-05 | 3.2229e-05 | 9.8716e-05 | 8.2877e-05 | 9.5568e-05 | 9.8716e-05 | 4.7047e-05 | 3.2229e-05 | 9.8716e-05 | 8.2877e-05 | 9.5568e-05
7 | 28 | 5 | 0.00010006 | 2.9132e-05 | 2.185e-05 | 0.00010006 | 8.4475e-05 | 0.00010157 | 0.00010006 | 2.9132e-05 | 2.185e-05 | 0.00010006 | 8.4475e-05 | 0.00010157
7 | 28 | 6 | 0.0001 | 1.7382e-05 | 2.1781e-05 | 0.0001 | 8.635e-05 | 0.00011064 | 0.0001 | 1.7382e-05 | 2.1781e-05 | 0.0001 | 8.635e-05 | 0.00011064
7 | 28 | 7 | 0.00010564 | 1.0253e-05 | 4.0291e-05 | 0.00010564 | 8.6843e-05 | 0.00012122 | 0.00010564 | 1.0253e-05 | 4.0291e-05 | 0.00010564 | 8.6843e-05 | 0.00012122
7 | 28 | 8 | 0.00011511 | 1.4978e-05 | 8.6259e-05 | 0.00011511 | 8.4715e-05 | 0.00012997 | 0.00011511 | 1.4978e-05 | 8.6259e-05 | 0.00011511 | 8.4715e-05 | 0.00012997
7 | 28 | 9 | 0.00012439 | 3.0625e-05 | 0.00013696 | 0.00012439 | 8.1497e-05 | 0.00013643 | 0.00012439 | 3.0625e-05 | 0.00013696 | 0.00012439 | 8.1497e-05 | 0.00013643
7 | 28 | 10 | 0.00013376 | 3.3995e-05 | 0.00013501 | 0.00013376 | 7.6451e-05 | 0.00013989 | 0.00013376 | 3.3995e-05 | 0.00013501 | 0.00013376 | 7.6451e-05 | 0.00013989
7 | 28 | 11 | 0.00014085 | 4.0204e-05 | 0.00011074 | 0.00014085 | 7.2179e-05 | 0.00014183 | 0.00014085 | 4.0204e-05 | 0.00011074 | 0.00014085 | 7.2179e-05 | 0.00014183
7 | 28 | 12 | 0.00014708 | 4.9933e-05 | 9.6115e-05 | 0.00014708 | 6.7065e-05 | 0.00014389 | 0.00014708 | 4.9933e-05 | 9.6115e-05 | 0.00014708 | 6.7065e-05 | 0.00014389
7 | 28 | 13 | 0.00015221 | 7.2043e-05 | 0.00010236 | 0.00015221 | 6.5627e-05 | 0.00014681 | 0.00015221 | 7.2043e-05 | 0.00010236 | 0.00015221 | 6.5627e-05 | 0.00014681
7 | 28 | 14 | 0.00015592 | 8.6412e-05 | 0.00011424 | 0.00015592 | 6.5146e-05 | 0.00014871 | 0.00015592 | 8.6412e-05 | 0.00011424 | 0.00015592 | 6.5146e-05 | 0.00014871
7 | 28 | 15 | 0.00015854 | 9.9476e-05 | 0.00011951 | 0.00015854 | 6.508e-05 | 0.00014911 | 0.00015854 | 9.9476e-05 | 0.00011951 | 0.00015854 | 6.508e-05 | 0.00014911
7 | 28 | 16 | 0.00016014 | 0.00013475 | 0.00014213 | 0.00016014 | 6.7207e-05 | 0.00014669 | 0.00016014 | 0.00013475 | 0.00014213 | 0.00016014 | 6.7207e-05 | 0.00014669
7 | 28 | 17 | 0.00015817 | 0.00016941 | 0.00016002 | 0.00015817 | 7.0517e-05 | 0.00014019 | 0.00015817 | 0.00016941 | 0.00016002 | 0.00015817 | 7.0517e-05 | 0.00014019
7 | 28 | 18 | 0.00015338 | 0.00021451 | 0.00018759 | 0.00015338 | 7.4601e-05 | 0.00013592 | 0.00015338 | 0.00021451 | 0.00018759 | 0.00015338 | 7.4601e-05 | 0.00013592
7 | 28 | 19 | 0.00014691 | 0.0002472 | 0.00020514 | 0.00014691 | 8.1827e-05 | 0.00013297 | 0.00014691 | 0.0002472 | 0.00020514 | 0.00014691 | 8.1827e-05 | 0.00013297
7 | 28 | 20 | 0.0001454 | 0.00025423 | 0.0001999 | 0.0001454 | 8.042e-05 | 0.00013125 | 0.0001454 | 0.00025423 | 0.0001999 | 0.0001454 | 8.042e-05 | 0.00013125
7 | 28 | 21 | 0.00014062 | 0.00024674 | 0.00018308 | 0.00014062 | 7.6795e-05 | 0.00012401 | 0.00014062 | 0.00024674 | 0.00018308 | 0.00014062 | 7.6795e-05 | 0.00012401
7 | 28 | 22 | 0.00013011 | 0.00023316 | 0.00016891 | 0.00013011 | 7.7233e-05 | 0.00011 | 0.00013011 | 0.00023316 | 0.00016891 | 0.00013011 | 7.7233e-05 | 0.00011
7 | 28 | 23 | 0.00011881 | 0.00021635 | 0.00015284 | 0.00011881 | 7.8971e-05 | 9.8801e-05 | 0.00011881 | 0.00021635 | 0.00015284 | 0.00011881 | 7.8971e-05 | 9.8801e-05
7 | 28 | 24 | 0.00010888 | 0.00018058 | 0.00012331 | 0.00010888 | 7.9198e-05 | 9.4209e-05 | 0.00010888 | 0.00018058 | 0.00012331 | 0.00010888 | 7.9198e-05 | 9.4209e-05
7 | 29 | 1 | 0.00010303 | 0.00013809 | 8.6065e-05 | 0.00010303 | 7.9803e-05 | 9.1289e-05 | 0.00010303 | 0.00013809 | 8.6065e-05 | 0.00010303 | 7.9803e-05 | 9.1289e-05
7 | 29 | 2 | 9.8578e-05 | 0.00010269 | 6.5353e-05 | 9.8578e-05 | 8.0835e-05 | 9.0446e-05 | 9.8578e-05 | 0.00010269 | 6.5353e-05 | 9.8578e-05 | 8.0835e-05 | 9.0446e-05
7 | 29 | 3 | 9.5861e-05 | 7.0359e-05 | 4.6812e-05 | 9.5861e-05 | 8.1932e-05 | 9.1615e-05 | 9.5861e-05 | 7.0359e-05 | 4.6812e-05 | 9.5861e-05 | 8.1932e-05 | 9.1615e-05
7 | 29 | 4 | 9.4504e-05 | 4.7047e-05 | 3.2229e-05 | 9.4504e-05 | 8.2877e-05 | 9.5568e-05 | 9.4504e-05 | 4.7047e-05 | 3.2229e-05 | 9.4504e-05 | 8.2877e-05 | 9.5568e-05
7 | 29 | 5 | 9.48e-05 | 2.9132e-05 | 2.185e-05 | 9.48e-05 | 8.4475e-05 | 0.00010157 | 9.48e-05 | 2.9132e-05 | 2.185e-05 | 9.48e-05 | 8.4475e-05 | 0.00010157
7 | 29 | 6 | 9.3693e-05 | 1.7382e-05 | 2.1781e-05 | 9.3693e-05 | 8.635e-05 | 0.00011064 | 9.3693e-05 | 1.7382e-05 | 2.1781e-05 | 9.3693e-05 | 8.635e-05 | 0.00011064
7 | 29 | 7 | 9.8129e-05 | 1.0253e-05 | 4.0291e-05 | 9.8129e-05 | 8.6843e-05 | 0.00012122 | 9.8129e-05 | 1.0253e-05 | 4.0291e-05 | 9.8129e-05 | 8.6843e-05 | 0.00012122
7 | 29 | 8 | 0.00010542 | 1.4978e-05 | 8.6259e-05 | 0.00010542 | 8.4715e-05 | 0.00012997 | 0.00010542 | 1.4978e-05 | 8.6259e-05 | 0.00010542 | 8.4715e-05 | 0.00012997
7 | 29 | 9 | 0.00011356 | 3.0625e-05 | 0.00013696 | 0.00011356 | 8.1497e-05 | 0.00013643 | 0.00011356 | 3.0625e-05 | 0.00013696 | 0.00011356 | 8.1497e-05 | 0.00013643
7 | 29 | 10 | 0.00012136 | 3.3995e-05 | 0.00013501 | 0.00012136 | 7.6451e-05 | 0.00013989 | 0.00012136 | 3.3995e-05 | 0.00013501 | 0.00012136 | 7.6451e-05 | 0.00013989
7 | 29 | 11 | 0.00012868 | 4.0204e-05 | 0.00011074 | 0.00012868 | 7.2179e-05 | 0.00014183 | 0.00012868 | 4.0204e-05 | 0.00011074 | 0.00012868 | 7.2179e-05 | 0.00014183
7 | 29 | 12 | 0.00013424 | 4.9933e-05 | 9.6115e-05 | 0.00013424 | 6.7065e-05 | 0.00014389 | 0.00013424 | 4.9933e-05 | 9.6115e-05 | 0.00013424 | 6.7065e-05 | 0.00014389
7 | 29 | 13 | 0.00013942 | 7.2043e-05 | 0.00010236 | 0.00013942 | 6.5627e-05 | 0.00014681 | 0.00013942 | 7.2043e-05 | 0.00010236 | 0.00013942 | 6.5627e-05 | 0.00014681
7 | 29 | 14 | 0.00014565 | 8.6412e-05 | 0.00011424 | 0.00014565 | 6.5146e-05 | 0.00014871 | 0.00014565 | 8.6412e-05 | 0.00011424 | 0.00014565 | 6.5146e-05 | 0.00014871
7 | 29 | 15 | 0.00014996 | 9.9476e-05 | 0.00011951 | 0.00014996 | 6.508e-05 | 0.00014911 | 0.00014996 | 9.9476e-05 | 0.00011951 | 0.00014996 | 6.508e-05 | 0.00014911
7 | 29 | 16 | 0.0001523 | 0.00013475 | 0.00014213 | 0.0001523 | 6.7207e-05 | 0.00014669 | 0.0001523 | 0.00013475 | 0.00014213 | 0.0001523 | 6.7207e-05 | 0.00014669
7 | 29 | 17 | 0.0001516 | 0.00016941 | 0.00016002 | 0.0001516 | 7.0517e-05 | 0.00014019 | 0.0001516 | 0.00016941 | 0.00016002 | 0.0001516 | 7.0517e-05 | 0.00014019
7 | 29 | 18 | 0.00014916 | 0.00021451 | 0.00018759 | 0.00014916 | 7.4601e-05 | 0.00013592 | 0.00014916 | 0.00021451 | 0.00018759 | 0.00014916 | 7.4601e-05 | 0.00013592
7 | 29 | 19 | 0.00014391 | 0.0002472 | 0.00020514 | 0.00014391 | 8.1827e-05 | 0.00013297 | 0.00014391 | 0.0002472 | 0.00020514 | 0.00014391 | 8.1827e-05 | 0.00013297
7 | 29 | 20 | 0.00014412 | 0.00025423 | 0.0001999 | 0.00014412 | 8.042e-05 | 0.00013125 | 0.00014412 | 0.00025423 | 0.0001999 | 0.00014412 | 8.042e-05 | 0.00013125
7 | 29 | 21 | 0.00013923 | 0.00024674 | 0.00018308 | 0.00013923 | 7.6795e-05 | 0.00012401 | 0.00013923 | 0.00024674 | 0.00018308 | 0.00013923 | 7.6795e-05 | 0.00012401
7 | 29 | 22 | 0.00012773 | 0.00023316 | 0.00016891 | 0.00012773 | 7.7233e-05 | 0.00011 | 0.00012773 | 0.00023316 | 0.00016891 | 0.00012773 | 7.7233e-05 | 0.00011
7 | 29 | 23 | 0.00011556 | 0.00021635 | 0.00015284 | 0.00011556 | 7.8971e-05 | 9.8801e-05 | 0.00011556 | 0.00021635 | 0.00015284 | 0.00011556 | 7.8971e-05 | 9.8801e-05
7 | 29 | 24 | 0.00010611 | 0.00018058 | 0.00012331 | 0.00010611 | 7.9198e-05 | 9.4209e-05 | 0.00010611 | 0.00018058 | 0.00012331 | 0.00010611 | 7.9198e-05 | 9.4209e-05
7 | 30 | 1 | 0.00010052 | 0.00013809 | 8.6065e-05 | 0.00010052 | 7.9803e-05 | 9.1289e-05 | 0.00010052 | 0.00013809 | 8.6065e-05 | 0.00010052 | 7.9803e-05 | 9.1289e-05
7 | 30 | 2 | 9.7388e-05 | 0.00010269 | 6.5353e-05 | 9.7388e-05 | 8.0835e-05 | 9.0446e-05 | 9.7388e-05 | 0.00010269 | 6.5353e-05 | 9.7388e-05 | 8.0835e-05 | 9.0446e-05
7 | 30 | 3 | 9.547e-05 | 7.0359e-05 | 4.6812e-05 | 9.547e-05 | 8.1932e-05 | 9.1615e-05 | 9.547e-05 | 7.0359e-05 | 4.6812e-05 | 9.547e-05 | 8.1932e-05 | 9.1615e-05
7 | 30 | 4 | 9.842e-05 | 4.7047e-05 | 3.2229e-05 | 9.842e-05 | 8.2877e-05 | 9.5568e-05 | 9.842e-05 | 4.7047e-05 | 3.2229e-05 | 9.842e-05 | 8.2877e-05 | 9.5568e-05
7 | 30 | 5 | 0.00010386 | 2.9132e-05 | 2.185e-05 | 0.00010386 | 8.4475e-05 | 0.00010157 | 0.00010386 | 2.9132e-05 | 2.185e-05 | 0.00010386 | 8.4475e-05 | 0.00010157
7 | 30 | 6 | 0.00011022 | 1.7382e-05 | 2.1781e-05 | 0.00011022 | 8.635e-05 | 0.00011064 | 0.00011022 | 1.7382e-05 | 2.1781e-05 | 0.00011022 | 8.635e-05 | 0.00011064
7 | 30 | 7 | 0.00011959 | 1.0253e-05 | 4.0291e-05 | 0.00011959 | 8.6843e-05 | 0.00012122 | 0.00011959 | 1.0253e-05 | 4.0291e-05 | 0.00011959 | 8.6843e-05 | 0.00012122
7 | 30 | 8 | 0.00012965 | 1.4978e-05 | 8.6259e-05 | 0.00012965 | 8.4715e-05 | 0.00012997 | 0.00012965 | 1.4978e-05 | 8.6259e-05 | 0.00012965 | 8.4715e-05 | 0.00012997
7 | 30 | 9 | 0.00013896 | 3.0625e-05 | 0.00013696 | 0.00013896 | 8.1497e-05 | 0.00013643 | 0.00013896 | 3.0625e-05 | 0.00013696 | 0.00013896 | 8.1497e-05 | 0.00013643
7 | 30 | 10 | 0.00014741 | 3.3995e-05 | 0.00013501 | 0.00014741 | 7.6451e-05 | 0.00013989 | 0.00014741 | 3.3995e-05 | 0.00013501 | 0.00014741 | 7.6451e-05 | 0.00013989
7 | 30 | 11 | 0.00015418 | 4.0204e-05 | 0.00011074 | 0.00015418 | 7.2179e-05 | 0.00014183 | 0.00015418 | 4.0204e-05 | 0.00011074 | 0.00015418 | 7.2179e-05 | 0.00014183
7 | 30 | 12 | 0.00015904 | 4.9933e-05 | 9.6115e-05 | 0.00015904 | 6.7065e-05 | 0.00014389 | 0.00015904 | 4.9933e-05 | 9.6115e-05 | 0.00015904 | 6.7065e-05 | 0.00014389
7 | 30 | 13 | 0.00016375 | 7.2043e-05 | 0.00010236 | 0.00016375 | 6.5627e-05 | 0.00014681 | 0.00016375 | 7.2043e-05 | 0.00010236 | 0.00016375 | 6.5627e-05 | 0.00014681
7 | 30 | 14 | 0.00016847 | 8.6412e-05 | 0.00011424 | 0.00016847 | 6.5146e-05 | 0.00014871 | 0.00016847 | 8.6412e-05 | 0.00011424 | 0.00016847 | 6.5146e-05 | 0.00014871
7 | 30 | 15 | 0.00017229 | 9.9476e-05 | 0.00011951 | 0.00017229 | 6.508e-05 | 0.00014911 | 0.00017229 | 9.9476e-05 | 0.00011951 | 0.00017229 | 6.508e-05 | 0.00014911
7 | 30 | 16 | 0.00017407 | 0.00013475 | 0.00014213 | 0.00017407 | 6.7207e-05 | 0.00014669 | 0.00017407 | 0.00013475 | 0.00014213 | 0.00017407 | 6.7207e-05 | 0.00014669
7 | 30 | 17 | 0.00017262 | 0.00016941 | 0.00016002 | 0.00017262 | 7.0517e-05 | 0.00014019 | 0.00017262 | 0.00016941 | 0.00016002 | 0.00017262 | 7.0517e-05 | 0.00014019
7 | 30 | 18 | 0.00016565 | 0.00021451 | 0.00018759 | 0.00016565 | 7.4601e-05 | 0.00013592 | 0.00016565 | 0.00021451 | 0.00018759 | 0.00016565 | 7.4601e-05 | 0.00013592
7 | 30 | 19 | 0.00015861 | 0.0002472 | 0.00020514 | 0.00015861 | 8.1827e-05 | 0.00013297 | 0.00015861 | 0.0002472 | 0.00020514 | 0.00015861 | 8.1827e-05 | 0.00013297
7 | 30 | 20 | 0.00015784 | 0.00025423 | 0.0001999 | 0.00015784 | 8.042e-05 | 0.00013125 | 0.00015784 | 0.00025423 | 0.0001999 | 0.00015784 | 8.042e-05 | 0.00013125
7 | 30 | 21 | 0.00015093 | 0.00024674 | 0.00018308 | 0.00015093 | 7.6795e-05 | 0.00012401 | 0.00015093 | 0.00024674 | 0.00018308 | 0.00015093 | 7.6795e-05 | 0.00012401
7 | 30 | 22 | 0.00013777 | 0.00023316 | 0.00016891 | 0.00013777 | 7.7233e-05 | 0.00011 | 0.00013777 | 0.00023316 | 0.00016891 | 0.00013777 | 7.7233e-05 | 0.00011
7 | 30 | 23 | 0.00012383 | 0.00021635 | 0.00015284 | 0.00012383 | 7.8971e-05 | 9.8801e-05 | 0.00012383 | 0.00021635 | 0.00015284 | 0.00012383 | 7.8971e-05 | 9.8801e-05
7 | 30 | 24 | 0.00011338 | 0.00018058 | 0.00012331 | 0.00011338 | 7.9198e-05 | 9.4209e-05 | 0.00011338 | 0.00018058 | 0.00012331 | 0.00011338 | 7.9198e-05 | 9.4209e-05
7 | 31 | 1 | 0.00010723 | 0.00013809 | 8.6065e-05 | 0.00010723 | 7.9803e-05 | 9.1289e-05 | 0.00010723 | 0.00013809 | 8.6065e-05 | 0.00010723 | 7.9803e-05 | 9.1289e-05
7 | 31 | 2 | 0.00010271 | 0.00010269 | 6.5353e-05 | 0.00010271 | 8.0835e-05 | 9.0446e-05 | 0.00010271 | 0.00010269 | 6.5353e-05 | 0.00010271 | 8.0835e-05 | 9.0446e-05
7 | 31 | 3 | 0.00010059 | 7.0359e-05 | 4.6812e-05 | 0.00010059 | 8.1932e-05 | 9.1615e-05 | 0.00010059 | 7.0359e-05 | 4.6812e-05 | 0.00010059 | 8.1932e-05 | 9.1615e-05
7 | 31 | 4 | 0.00010174 | 4.7047e-05 | 3.2229e-05 | 0.00010174 | 8.2877e-05 | 9.5568e-05 | 0.00010174 | 4.7047e-05 | 3.2229e-05 | 0.00010174 | 8.2877e-05 | 9.5568e-05
7 | 31 | 5 | 0.00010759 | 2.9132e-05 | 2.185e-05 | 0.00010759 | 8.4475e-05 | 0.00010157 | 0.00010759 | 2.9132e-05 | 2.185e-05 | 0.00010759 | 8.4475e-05 | 0.00010157
7 | 31 | 6 | 0.00011338 | 1.7382e-05 | 2.1781e-05 | 0.00011338 | 8.635e-05 | 0.00011064 | 0.00011338 | 1.7382e-05 | 2.1781e-05 | 0.00011338 | 8.635e-05 | 0.00011064
7 | 31 | 7 | 0.00012266 | 1.0253e-05 | 4.0291e-05 | 0.00012266 | 8.6843e-05 | 0.00012122 | 0.00012266 | 1.0253e-05 | 4.0291e-05 | 0.00012266 | 8.6843e-05 | 0.00012122
7 | 31 | 8 | 0.00013192 | 1.4978e-05 | 8.6259e-05 | 0.00013192 | 8.4715e-05 | 0.00012997 | 0.00013192 | 1.4978e-05 | 8.6259e-05 | 0.00013192 | 8.4715e-05 | 0.00012997
7 | 31 | 9 | 0.00013976 | 3.0625e-05 | 0.00013696 | 0.00013976 | 8.1497e-05 | 0.00013643 | 0.00013976 | 3.0625e-05 | 0.00013696 | 0.00013976 | 8.1497e-05 | 0.00013643
7 | 31 | 10 | 0.00014782 | 3.3995e-05 | 0.00013501 | 0.00014782 | 7.6451e-05 | 0.00013989 | 0.00014782 | 3.3995e-05 | 0.00013501 | 0.00014782 | 7.6451e-05 | 0.00013989
7 | 31 | 11 | 0.00015429 | 4.0204e-05 | 0.00011074 | 0.00015429 | 7.2179e-05 | 0.00014183 | 0.00015429 | 4.0204e-05 | 0.00011074 | 0.00015429 | 7.2179e-05 | 0.00014183
7 | 31 | 12 | 0.00015946 | 4.9933e-05 | 9.6115e-05 | 0.00015946 | 6.7065e-05 | 0.00014389 | 0.00015946 | 4.9933e-05 | 9.6115e-05 | 0.00015946 | 6.7065e-05 | 0.00014389
7 | 31 | 13 | 0.00016499 | 7.2043e-05 | 0.00010236 | 0.00016499 | 6.5627e-05 | 0.00014681 | 0.00016499 | 7.2043e-05 | 0.00010236 | 0.00016499 | 6.5627e-05 | 0.00014681
7 | 31 | 14 | 0.00016908 | 8.6412e-05 | 0.00011424 | 0.00016908 | 6.5146e-05 | 0.00014871 | 0.00016908 | 8.6412e-05 | 0.00011424 | 0.00016908 | 6.5146e-05 | 0.00014871
7 | 31 | 15 | 0.00017184 | 9.9476e-05 | 0.00011951 | 0.00017184 | 6.508e-05 | 0.00014911 | 0.00017184 | 9.9476e-05 | 0.00011951 | 0.00017184 | 6.508e-05 | 0.00014911
7 | 31 | 16 | 0.00017239 | 0.00013475 | 0.00014213 | 0.00017239 | 6.7207e-05 | 0.00014669 | 0.00017239 | 0.00013475 | 0.00014213 | 0.00017239 | 6.7207e-05 | 0.00014669
7 | 31 | 17 | 0.00016982 | 0.00016941 | 0.00016002 | 0.00016982 | 7.0517e-05 | 0.00014019 | 0.00016982 | 0.00016941 | 0.00016002 | 0.00016982 | 7.0517e-05 | 0.00014019
7 | 31 | 18 | 0.00016357 | 0.00021451 | 0.00018759 | 0.00016357 | 7.4601e-05 | 0.00013592 | 0.00016357 | 0.00021451 | 0.00018759 | 0.00016357 | 7.4601e-05 | 0.00013592
7 | 31 | 19 | 0.00015693 | 0.0002472 | 0.00020514 | 0.00015693 | 8.1827e-05 | 0.00013297 | 0.00015693 | 0.0002472 | 0.00020514 | 0.00015693 | 8.1827e-05 | 0.00013297
7 | 31 | 20 | 0.00015624 | 0.00025423 | 0.0001999 | 0.00015624 | 8.042e-05 | 0.00013125 | 0.00015624 | 0.00025423 | 0.0001999 | 0.00015624 | 8.042e-05 | 0.00013125
7 | 31 | 21 | 0.0001498 | 0.00024674 | 0.00018308 | 0.0001498 | 7.6795e-05 | 0.00012401 | 0.0001498 | 0.00024674 | 0.00018308 | 0.0001498 | 7.6795e-05 | 0.00012401
7 | 31 | 22 | 0.00013578 | 0.00023316 | 0.00016891 | 0.00013578 | 7.7233e-05 | 0.00011 | 0.00013578 | 0.00023316 | 0.00016891 | 0.00013578 | 7.7233e-05 | 0.00011
7 | 31 | 23 | 0.00012317 | 0.00021635 | 0.00015284 | 0.00012317 | 7.8971e-05 | 9.8801e-05 | 0.00012317 | 0.00021635 | 0.00015284 | 0.00012317 | 7.8971e-05 | 9.8801e-05
7 | 31 | 24 | 0.00011338 | 0.00018058 | 0.00012331 | 0.00011338 | 7.9198e-05 | 9.4209e-05 | 0.00011338 | 0.00018058 | 0.00012331 | 0.00011338 | 7.9198e-05 | 9.4209e-05
8 | 1 | 1 | 0.000107 | 0.00013842 | 8.8506e-05 | 0.000107 | 8.4235e-05 | 9.3033e-05 | 0.000107 | 0.00013842 | 8.8506e-05 | 0.000107 | 8.4235e-05 | 9.3033e-05
8 | 1 | 2 | 0.00010274 | 0.00010269 | 6.5353e-05 | 0.00010274 | 8.5424e-05 | 9.1073e-05 | 0.00010274 | 0.00010269 | 6.5353e-05 | 0.00010274 | 8.5424e-05 | 9.1073e-05
8 | 1 | 3 | 0.00010099 | 7.0359e-05 | 4.6812e-05 | 0.00010099 | 8.6082e-05 | 9.1784e-05 | 0.00010099 | 7.0359e-05 | 4.6812e-05 | 0.00010099 | 8.6082e-05 | 9.1784e-05
8 | 1 | 4 | 0.00010219 | 4.7047e-05 | 3.2229e-05 | 0.00010219 | 8.7163e-05 | 9.6379e-05 | 0.00010219 | 4.7047e-05 | 3.2229e-05 | 0.00010219 | 8.7163e-05 | 9.6379e-05
8 | 1 | 5 | 0.00010787 | 2.9132e-05 | 2.185e-05 | 0.00010787 | 8.8464e-05 | 0.00010305 | 0.00010787 | 2.9132e-05 | 2.185e-05 | 0.00010787 | 8.8464e-05 | 0.00010305
8 | 1 | 6 | 0.00011453 | 1.7382e-05 | 2.1781e-05 | 0.00011453 | 8.8215e-05 | 0.00011233 | 0.00011453 | 1.7382e-05 | 2.1781e-05 | 0.00011453 | 8.8215e-05 | 0.00011233
8 | 1 | 7 | 0.00012328 | 1.0253e-05 | 4.0291e-05 | 0.00012328 | 8.8311e-05 | 0.00012071 | 0.00012328 | 1.0253e-05 | 4.0291e-05 | 0.00012328 | 8.8311e-05 | 0.00012071
8 | 1 | 8 | 0.00013139 | 1.4978e-05 | 8.6259e-05 | 0.00013139 | 8.5313e-05 | 0.00012982 | 0.00013139 | 1.4978e-05 | 8.6259e-05 | 0.00013139 | 8.5313e-05 | 0.00012982
8 | 1 | 9 | 0.00013817 | 3.0625e-05 | 0.00013696 | 0.00013817 | 8.1592e-05 | 0.00013574 | 0.00013817 | 3.0625e-05 | 0.00013696 | 0.00013817 | 8.1592e-05 | 0.00013574
8 | 1 | 10 | 0.00014638 | 3.3995e-05 | 0.00013501 | 0.00014638 | 7.6227e-05 | 0.00013985 | 0.00014638 | 3.3995e-05 | 0.00013501 | 0.00014638 | 7.6227e-05 | 0.00013985
8 | 1 | 11 | 0.00015272 | 4.0204e-05 | 0.00011074 | 0.00015272 | 7.1291e-05 | 0.00014267 | 0.00015272 | 4.0204e-05 | 0.00011074 | 0.00015272 | 7.1291e-05 | 0.00014267
8 | 1 | 12 | 0.00015839 | 4.9933e-05 | 9.6115e-05 | 0.00015839 | 6.7224e-05 | 0.00014501 | 0.00015839 | 4.9933e-05 | 9.6115e-05 | 0.00015839 | 6.7224e-05 | 0.00014501
8 | 1 | 13 | 0.00016319 | 7.2043e-05 | 0.00010236 | 0.00016319 | 6.5321e-05 | 0.00014836 | 0.00016319 | 7.2043e-05 | 0.00010236 | 0.00016319 | 6.5321e-05 | 0.00014836
8 | 1 | 14 | 0.00016743 | 8.6412e-05 | 0.00011424 | 0.00016743 | 6.4691e-05 | 0.00015061 | 0.00016743 | 8.6412e-05 | 0.00011424 | 0.00016743 | 6.4691e-05 | 0.00015061
8 | 1 | 15 | 0.0001714 | 9.9476e-05 | 0.00011951 | 0.0001714 | 6.4261e-05 | 0.00015038 | 0.0001714 | 9.9476e-05 | 0.00011951 | 0.0001714 | 6.4261e-05 | 0.00015038
8 | 1 | 16 | 0.00017302 | 0.00013475 | 0.00014213 | 0.00017302 | 6.5686e-05 | 0.00014874 | 0.00017302 | 0.00013475 | 0.00014213 | 0.00017302 | 6.5686e-05 | 0.00014874
8 | 1 | 17 | 0.00017072 | 0.00016941 | 0.00016002 | 0.00017072 | 6.8314e-05 | 0.00014308 | 0.00017072 | 0.00016941 | 0.00016002 | 0.00017072 | 6.8314e-05 | 0.00014308
8 | 1 | 18 | 0.00016621 | 0.00021451 | 0.00018759 | 0.00016621 | 7.1835e-05 | 0.00013922 | 0.00016621 | 0.00021451 | 0.00018759 | 0.00016621 | 7.1835e-05 | 0.00013922
8 | 1 | 19 | 0.00015972 | 0.0002472 | 0.00020514 | 0.00015972 | 7.9914e-05 | 0.0001376 | 0.00015972 | 0.0002472 | 0.00020514 | 0.00015972 | 7.9914e-05 | 0.0001376
8 | 1 | 20 | 0.00015768 | 0.00025423 | 0.0001999 | 0.00015768 | 7.9121e-05 | 0.00013436 | 0.00015768 | 0.00025423 | 0.0001999 | 0.00015768 | 7.9121e-05 | 0.00013436
8 | 1 | 21 | 0.00015113 | 0.00024674 | 0.00018308 | 0.00015113 | 7.7003e-05 | 0.00012521 | 0.00015113 | 0.00024674 | 0.00018308 | 0.00015113 | 7.7003e-05 | 0.00012521
8 | 1 | 22 | 0.00013843 | 0.00023316 | 0.00016891 | 0.00013843 | 7.8158e-05 | 0.00011133 | 0.00013843 | 0.00023316 | 0.00016891 | 0.00013843 | 7.8158e-05 | 0.00011133
8 | 1 | 23 | 0.00012394 | 0.00021635 | 0.00015284 | 0.00012394 | 8.0333e-05 | 0.00010087 | 0.00012394 | 0.00021635 | 0.00015284 | 0.00012394 | 8.0333e-05 | 0.00010087
8 | 1 | 24 | 0.00011437 | 0.00018058 | 0.00012331 | 0.00011437 | 8.1983e-05 | 9.5133e-05 | 0.00011437 | 0.00018058 | 0.00012331 | 0.00011437 | 8.1983e-05 | 9.5133e-05
8 | 2 | 1 | 0.00010746 | 0.00013842 | 8.8506e-05 | 0.00010746 | 8.4235e-05 | 9.3033e-05 | 0.00010746 | 0.00013842 | 8.8506e-05 | 0.00010746 | 8.4235e-05 | 9.3033e-05
8 | 2 | 2 | 0.0001032 | 0.00010269 | 6.5353e-05 | 0.0001032 | 8.5424e-05 | 9.1073e-05 | 0.0001032 | 0.00010269 | 6.5353e-05 | 0.0001032 | 8.5424e-05 | 9.1073e-05
8 | 2 | 3 | 0.000101 | 7.0359e-05 | 4.6812e-05 | 0.000101 | 8.6082e-05 | 9.1784e-05 | 0.000101 | 7.0359e-05 | 4.6812e-05 | 0.000101 | 8.6082e-05 | 9.1784e-05
8 | 2 | 4 | 0.00010246 | 4.7047e-05 | 3.2229e-05 | 0.00010246 | 8.7163e-05 | 9.6379e-05 | 0.00010246 | 4.7047e-05 | 3.2229e-05 | 0.00010246 | 8.7163e-05 | 9.6379e-05
8 | 2 | 5 | 0.0001076 | 2.9132e-05 | 2.185e-05 | 0.0001076 | 8.8464e-05 | 0.00010305 | 0.0001076 | 2.9132e-05 | 2.185e-05 | 0.0001076 | 8.8464e-05 | 0.00010305
8 | 2 | 6 | 0.00011427 | 1.7382e-05 | 2.1781e-05 | 0.00011427 | 8.8215e-05 | 0.00011233 | 0.00011427 | 1.7382e-05 | 2.1781e-05 | 0.00011427 | 8.8215e-05 | 0.00011233
8 | 2 | 7 | 0.00012379 | 1.0253e-05 | 4.0291e-05 | 0.00012379 | 8.8311e-05 | 0.00012071 | 0.00012379 | 1.0253e-05 | 4.0291e-05 | 0.00012379 | 8.8311e-05 | 0.00012071
8 | 2 | 8 | 0.00013285 | 1.4978e-05 | 8.6259e-05 | 0.00013285 | 8.5313e-05 | 0.00012982 | 0.00013285 | 1.4978e-05 | 8.6259e-05 | 0.00013285 | 8.5313e-05 | 0.00012982
8 | 2 | 9 | 0.00014112 | 3.0625e-05 | 0.00013696 | 0.00014112 | 8.1592e-05 | 0.00013574 | 0.00014112 | 3.0625e-05 | 0.00013696 | 0.00014112 | 8.1592e-05 | 0.00013574
8 | 2 | 10 | 0.00014946 | 3.3995e-05 | 0.00013501 | 0.00014946 | 7.6227e-05 | 0.00013985 | 0.00014946 | 3.3995e-05 | 0.00013501 | 0.00014946 | 7.6227e-05 | 0.00013985
8 | 2 | 11 | 0.00015578 | 4.0204e-05 | 0.00011074 | 0.00015578 | 7.1291e-05 | 0.00014267 | 0.00015578 | 4.0204e-05 | 0.00011074 | 0.00015578 | 7.1291e-05 | 0.00014267
8 | 2 | 12 | 0.00016065 | 4.9933e-05 | 9.6115e-05 | 0.00016065 | 6.7224e-05 | 0.00014501 | 0.00016065 | 4.9933e-05 | 9.6115e-05 | 0.00016065 | 6.7224e-05 | 0.00014501
8 | 2 | 13 | 0.00016691 | 7.2043e-05 | 0.00010236 | 0.00016691 | 6.5321e-05 | 0.00014836 | 0.00016691 | 7.2043e-05 | 0.00010236 | 0.00016691 | 6.5321e-05 | 0.00014836
8 | 2 | 14 | 0.00017107 | 8.6412e-05 | 0.00011424 | 0.00017107 | 6.4691e-05 | 0.00015061 | 0.00017107 | 8.6412e-05 | 0.00011424 | 0.00017107 | 6.4691e-05 | 0.00015061
8 | 2 | 15 | 0.00017466 | 9.9476e-05 | 0.00011951 | 0.00017466 | 6.4261e-05 | 0.00015038 | 0.00017466 | 9.9476e-05 | 0.00011951 | 0.00017466 | 6.4261e-05 | 0.00015038
8 | 2 | 16 | 0.00017581 | 0.00013475 | 0.00014213 | 0.00017581 | 6.5686e-05 | 0.00014874 | 0.00017581 | 0.00013475 | 0.00014213 | 0.00017581 | 6.5686e-05 | 0.00014874
8 | 2 | 17 | 0.00017218 | 0.00016941 | 0.00016002 | 0.00017218 | 6.8314e-05 | 0.00014308 | 0.00017218 | 0.00016941 | 0.00016002 | 0.00017218 | 6.8314e-05 | 0.00014308
8 | 2 | 18 | 0.00016586 | 0.00021451 | 0.00018759 | 0.00016586 | 7.1835e-05 | 0.00013922 | 0.00016586 | 0.00021451 | 0.00018759 | 0.00016586 | 7.1835e-05 | 0.00013922
8 | 2 | 19 | 0.00015859 | 0.0002472 | 0.00020514 | 0.00015859 | 7.9914e-05 | 0.0001376 | 0.00015859 | 0.0002472 | 0.00020514 | 0.00015859 | 7.9914e-05 | 0.0001376
8 | 2 | 20 | 0.00015809 | 0.00025423 | 0.0001999 | 0.00015809 | 7.9121e-05 | 0.00013436 | 0.00015809 | 0.00025423 | 0.0001999 | 0.00015809 | 7.9121e-05 | 0.00013436
8 | 2 | 21 | 0.00015166 | 0.00024674 | 0.00018308 | 0.00015166 | 7.7003e-05 | 0.00012521 | 0.00015166 | 0.00024674 | 0.00018308 | 0.00015166 | 7.7003e-05 | 0.00012521
8 | 2 | 22 | 0.00013816 | 0.00023316 | 0.00016891 | 0.00013816 | 7.8158e-05 | 0.00011133 | 0.00013816 | 0.00023316 | 0.00016891 | 0.00013816 | 7.8158e-05 | 0.00011133
8 | 2 | 23 | 0.00012411 | 0.00021635 | 0.00015284 | 0.00012411 | 8.0333e-05 | 0.00010087 | 0.00012411 | 0.00021635 | 0.00015284 | 0.00012411 | 8.0333e-05 | 0.00010087
8 | 2 | 24 | 0.00011459 | 0.00018058 | 0.00012331 | 0.00011459 | 8.1983e-05 | 9.5133e-05 | 0.00011459 | 0.00018058 | 0.00012331 | 0.00011459 | 8.1983e-05 | 9.5133e-05
8 | 3 | 1 | 0.0001072 | 0.00013842 | 8.8506e-05 | 0.0001072 | 8.4235e-05 | 9.3033e-05 | 0.0001072 | 0.00013842 | 8.8506e-05 | 0.0001072 | 8.4235e-05 | 9.3033e-05
8 | 3 | 2 | 0.00010294 | 0.00010269 | 6.5353e-05 | 0.00010294 | 8.5424e-05 | 9.1073e-05 | 0.00010294 | 0.00010269 | 6.5353e-05 | 0.00010294 | 8.5424e-05 | 9.1073e-05
8 | 3 | 3 | 0.00010077 | 7.0359e-05 | 4.6812e-05 | 0.00010077 | 8.6082e-05 | 9.1784e-05 | 0.00010077 | 7.0359e-05 | 4.6812e-05 | 0.00010077 | 8.6082e-05 | 9.1784e-05
8 | 3 | 4 | 0.00010185 | 4.7047e-05 | 3.2229e-05 | 0.00010185 | 8.7163e-05 | 9.6379e-05 | 0.00010185 | 4.7047e-05 | 3.2229e-05 | 0.00010185 | 8.7163e-05 | 9.6379e-05
8 | 3 | 5 | 0.00010679 | 2.9132e-05 | 2.185e-05 | 0.00010679 | 8.8464e-05 | 0.00010305 | 0.00010679 | 2.9132e-05 | 2.185e-05 | 0.00010679 | 8.8464e-05 | 0.00010305
8 | 3 | 6 | 0.00011278 | 1.7382e-05 | 2.1781e-05 | 0.00011278 | 8.8215e-05 | 0.00011233 | 0.00011278 | 1.7382e-05 | 2.1781e-05 | 0.00011278 | 8.8215e-05 | 0.00011233
8 | 3 | 7 | 0.00012144 | 1.0253e-05 | 4.0291e-05 | 0.00012144 | 8.8311e-05 | 0.00012071 | 0.00012144 | 1.0253e-05 | 4.0291e-05 | 0.00012144 | 8.8311e-05 | 0.00012071
8 | 3 | 8 | 0.00013156 | 1.4978e-05 | 8.6259e-05 | 0.00013156 | 8.5313e-05 | 0.00012982 | 0.00013156 | 1.4978e-05 | 8.6259e-05 | 0.00013156 | 8.5313e-05 | 0.00012982
8 | 3 | 9 | 0.00014144 | 3.0625e-05 | 0.00013696 | 0.00014144 | 8.1592e-05 | 0.00013574 | 0.00014144 | 3.0625e-05 | 0.00013696 | 0.00014144 | 8.1592e-05 | 0.00013574
8 | 3 | 10 | 0.00014968 | 3.3995e-05 | 0.00013501 | 0.00014968 | 7.6227e-05 | 0.00013985 | 0.00014968 | 3.3995e-05 | 0.00013501 | 0.00014968 | 7.6227e-05 | 0.00013985
8 | 3 | 11 | 0.00015663 | 4.0204e-05 | 0.00011074 | 0.00015663 | 7.1291e-05 | 0.00014267 | 0.00015663 | 4.0204e-05 | 0.00011074 | 0.00015663 | 7.1291e-05 | 0.00014267
8 | 3 | 12 | 0.00016217 | 4.9933e-05 | 9.6115e-05 | 0.00016217 | 6.7224e-05 | 0.00014501 | 0.00016217 | 4.9933e-05 | 9.6115e-05 | 0.00016217 | 6.7224e-05 | 0.00014501
8 | 3 | 13 | 0.00016906 | 7.2043e-05 | 0.00010236 | 0.00016906 | 6.5321e-05 | 0.00014836 | 0.00016906 | 7.2043e-05 | 0.00010236 | 0.00016906 | 6.5321e-05 | 0.00014836
8 | 3 | 14 | 0.0001734 | 8.6412e-05 | 0.00011424 | 0.0001734 | 6.4691e-05 | 0.00015061 | 0.0001734 | 8.6412e-05 | 0.00011424 | 0.0001734 | 6.4691e-05 | 0.00015061
8 | 3 | 15 | 0.00017732 | 9.9476e-05 | 0.00011951 | 0.00017732 | 6.4261e-05 | 0.00015038 | 0.00017732 | 9.9476e-05 | 0.00011951 | 0.00017732 | 6.4261e-05 | 0.00015038
8 | 3 | 16 | 0.00017828 | 0.00013475 | 0.00014213 | 0.00017828 | 6.5686e-05 | 0.00014874 | 0.00017828 | 0.00013475 | 0.00014213 | 0.00017828 | 6.5686e-05 | 0.00014874
8 | 3 | 17 | 0.00017502 | 0.00016941 | 0.00016002 | 0.00017502 | 6.8314e-05 | 0.00014308 | 0.00017502 | 0.00016941 | 0.00016002 | 0.00017502 | 6.8314e-05 | 0.00014308
8 | 3 | 18 | 0.00016792 | 0.00021451 | 0.00018759 | 0.00016792 | 7.1835e-05 | 0.00013922 | 0.00016792 | 0.00021451 | 0.00018759 | 0.00016792 | 7.1835e-05 | 0.00013922
8 | 3 | 19 | 0.00016107 | 0.0002472 | 0.00020514 | 0.00016107 | 7.9914e-05 | 0.0001376 | 0.00016107 | 0.0002472 | 0.00020514 | 0.00016107 | 7.9914e-05 | 0.0001376
8 | 3 | 20 | 0.00015832 | 0.00025423 | 0.0001999 | 0.00015832 | 7.9121e-05 | 0.00013436 | 0.00015832 | 0.00025423 | 0.0001999 | 0.00015832 | 7.9121e-05 | 0.00013436
8 | 3 | 21 | 0.00015183 | 0.00024674 | 0.00018308 | 0.00015183 | 7.7003e-05 | 0.00012521 | 0.00015183 | 0.00024674 | 0.00018308 | 0.00015183 | 7.7003e-05 | 0.00012521
8 | 3 | 22 | 0.00013984 | 0.00023316 | 0.00016891 | 0.00013984 | 7.8158e-05 | 0.00011133 | 0.00013984 | 0.00023316 | 0.00016891 | 0.00013984 | 7.8158e-05 | 0.00011133
8 | 3 | 23 | 0.00012767 | 0.00021635 | 0.00015284 | 0.00012767 | 8.0333e-05 | 0.00010087 | 0.00012767 | 0.00021635 | 0.00015284 | 0.00012767 | 8.0333e-05 | 0.00010087
8 | 3 | 24 | 0.00011665 | 0.00018058 | 0.00012331 | 0.00011665 | 8.1983e-05 | 9.5133e-05 | 0.00011665 | 0.00018058 | 0.00012331 | 0.00011665 | 8.1983e-05 | 9.5133e-05
8 | 4 | 1 | 0.00010898 | 0.00013842 | 8.8506e-05 | 0.00010898 | 8.4235e-05 | 9.3033e-05 | 0.00010898 | 0.00013842 | 8.8506e-05 | 0.00010898 | 8.4235e-05 | 9.3033e-05
8 | 4 | 2 | 0.00010365 | 0.00010269 | 6.5353e-05 | 0.00010365 | 8.5424e-05 | 9.1073e-05 | 0.00010365 | 0.00010269 | 6.5353e-05 | 0.00010365 | 8.5424e-05 | 9.1073e-05
8 | 4 | 3 | 0.00010013 | 7.0359e-05 | 4.6812e-05 | 0.00010013 | 8.6082e-05 | 9.1784e-05 | 0.00010013 | 7.0359e-05 | 4.6812e-05 | 0.00010013 | 8.6082e-05 | 9.1784e-05
8 | 4 | 4 | 9.9831e-05 | 4.7047e-05 | 3.2229e-05 | 9.9831e-05 | 8.7163e-05 | 9.6379e-05 | 9.9831e-05 | 4.7047e-05 | 3.2229e-05 | 9.9831e-05 | 8.7163e-05 | 9.6379e-05
8 | 4 | 5 | 0.00010135 | 2.9132e-05 | 2.185e-05 | 0.00010135 | 8.8464e-05 | 0.00010305 | 0.00010135 | 2.9132e-05 | 2.185e-05 | 0.00010135 | 8.8464e-05 | 0.00010305
8 | 4 | 6 | 0.0001005 | 1.7382e-05 | 2.1781e-05 | 0.0001005 | 8.8215e-05 | 0.00011233 | 0.0001005 | 1.7382e-05 | 2.1781e-05 | 0.0001005 | 8.8215e-05 | 0.00011233
8 | 4 | 7 | 0.00010547 | 1.0253e-05 | 4.0291e-05 | 0.00010547 | 8.8311e-05 | 0.00012071 | 0.00010547 | 1.0253e-05 | 4.0291e-05 | 0.00010547 | 8.8311e-05 | 0.00012071
8 | 4 | 8 | 0.00011486 | 1.4978e-05 | 8.6259e-05 | 0.00011486 | 8.5313e-05 | 0.00012982 | 0.00011486 | 1.4978e-05 | 8.6259e-05 | 0.00011486 | 8.5313e-05 | 0.00012982
8 | 4 | 9 | 0.00012495 | 3.0625e-05 | 0.00013696 | 0.00012495 | 8.1592e-05 | 0.00013574 | 0.00012495 | 3.0625e-05 | 0.00013696 | 0.00012495 | 8.1592e-05 | 0.00013574
8 | 4 | 10 | 0.00013538 | 3.3995e-05 | 0.00013501 | 0.00013538 | 7.6227e-05 | 0.00013985 | 0.00013538 | 3.3995e-05 | 0.00013501 | 0.00013538 | 7.6227e-05 | 0.00013985
8 | 4 | 11 | 0.00014276 | 4.0204e-05 | 0.00011074 | 0.00014276 | 7.1291e-05 | 0.00014267 | 0.00014276 | 4.0204e-05 | 0.00011074 | 0.00014276 | 7.1291e-05 | 0.00014267
8 | 4 | 12 | 0.00014823 | 4.9933e-05 | 9.6115e-05 | 0.00014823 | 6.7224e-05 | 0.00014501 | 0.00014823 | 4.9933e-05 | 9.6115e-05 | 0.00014823 | 6.7224e-05 | 0.00014501
8 | 4 | 13 | 0.00015293 | 7.2043e-05 | 0.00010236 | 0.00015293 | 6.5321e-05 | 0.00014836 | 0.00015293 | 7.2043e-05 | 0.00010236 | 0.00015293 | 6.5321e-05 | 0.00014836
8 | 4 | 14 | 0.00015718 | 8.6412e-05 | 0.00011424 | 0.00015718 | 6.4691e-05 | 0.00015061 | 0.00015718 | 8.6412e-05 | 0.00011424 | 0.00015718 | 6.4691e-05 | 0.00015061
8 | 4 | 15 | 0.00015994 | 9.9476e-05 | 0.00011951 | 0.00015994 | 6.4261e-05 | 0.00015038 | 0.00015994 | 9.9476e-05 | 0.00011951 | 0.00015994 | 6.4261e-05 | 0.00015038
8 | 4 | 16 | 0.00016065 | 0.00013475 | 0.00014213 | 0.00016065 | 6.5686e-05 | 0.00014874 | 0.00016065 | 0.00013475 | 0.00014213 | 0.00016065 | 6.5686e-05 | 0.00014874
8 | 4 | 17 | 0.00015826 | 0.00016941 | 0.00016002 | 0.00015826 | 6.8314e-05 | 0.00014308 | 0.00015826 | 0.00016941 | 0.00016002 | 0.00015826 | 6.8314e-05 | 0.00014308
8 | 4 | 18 | 0.00015259 | 0.00021451 | 0.00018759 | 0.00015259 | 7.1835e-05 | 0.00013922 | 0.00015259 | 0.00021451 | 0.00018759 | 0.00015259 | 7.1835e-05 | 0.00013922
8 | 4 | 19 | 0.00014618 | 0.0002472 | 0.00020514 | 0.00014618 | 7.9914e-05 | 0.0001376 | 0.00014618 | 0.0002472 | 0.00020514 | 0.00014618 | 7.9914e-05 | 0.0001376
8 | 4 | 20 | 0.00014605 | 0.00025423 | 0.0001999 | 0.00014605 | 7.9121e-05 | 0.00013436 | 0.00014605 | 0.00025423 | 0.0001999 | 0.00014605 | 7.9121e-05 | 0.00013436
8 | 4 | 21 | 0.00014074 | 0.00024674 | 0.00018308 | 0.00014074 | 7.7003e-05 | 0.00012521 | 0.00014074 | 0.00024674 | 0.00018308 | 0.00014074 | 7.7003e-05 | 0.00012521
8 | 4 | 22 | 0.00012923 | 0.00023316 | 0.00016891 | 0.00012923 | 7.8158e-05 | 0.00011133 | 0.00012923 | 0.00023316 | 0.00016891 | 0.00012923 | 7.8158e-05 | 0.00011133
8 | 4 | 23 | 0.00011938 | 0.00021635 | 0.00015284 | 0.00011938 | 8.0333e-05 | 0.00010087 | 0.00011938 | 0.00021635 | 0.00015284 | 0.00011938 | 8.0333e-05 | 0.00010087
8 | 4 | 24 | 0.00010982 | 0.00018058 | 0.00012331 | 0.00010982 | 8.1983e-05 | 9.5133e-05 | 0.00010982 | 0.00018058 | 0.00012331 | 0.00010982 | 8.1983e-05 | 9.5133e-05
8 | 5 | 1 | 0.00010286 | 0.00013842 | 8.8506e-05 | 0.00010286 | 8.4235e-05 | 9.3033e-05 | 0.00010286 | 0.00013842 | 8.8506e-05 | 0.00010286 | 8.4235e-05 | 9.3033e-05
8 | 5 | 2 | 9.8012e-05 | 0.00010269 | 6.5353e-05 | 9.8012e-05 | 8.5424e-05 | 9.1073e-05 | 9.8012e-05 | 0.00010269 | 6.5353e-05 | 9.8012e-05 | 8.5424e-05 | 9.1073e-05
8 | 5 | 3 | 9.5299e-05 | 7.0359e-05 | 4.6812e-05 | 9.5299e-05 | 8.6082e-05 | 9.1784e-05 | 9.5299e-05 | 7.0359e-05 | 4.6812e-05 | 9.5299e-05 | 8.6082e-05 | 9.1784e-05
8 | 5 | 4 | 9.4276e-05 | 4.7047e-05 | 3.2229e-05 | 9.4276e-05 | 8.7163e-05 | 9.6379e-05 | 9.4276e-05 | 4.7047e-05 | 3.2229e-05 | 9.4276e-05 | 8.7163e-05 | 9.6379e-05
8 | 5 | 5 | 9.4983e-05 | 2.9132e-05 | 2.185e-05 | 9.4983e-05 | 8.8464e-05 | 0.00010305 | 9.4983e-05 | 2.9132e-05 | 2.185e-05 | 9.4983e-05 | 8.8464e-05 | 0.00010305
8 | 5 | 6 | 9.4538e-05 | 1.7382e-05 | 2.1781e-05 | 9.4538e-05 | 8.8215e-05 | 0.00011233 | 9.4538e-05 | 1.7382e-05 | 2.1781e-05 | 9.4538e-05 | 8.8215e-05 | 0.00011233
8 | 5 | 7 | 9.7384e-05 | 1.0253e-05 | 4.0291e-05 | 9.7384e-05 | 8.8311e-05 | 0.00012071 | 9.7384e-05 | 1.0253e-05 | 4.0291e-05 | 9.7384e-05 | 8.8311e-05 | 0.00012071
8 | 5 | 8 | 0.00010404 | 1.4978e-05 | 8.6259e-05 | 0.00010404 | 8.5313e-05 | 0.00012982 | 0.00010404 | 1.4978e-05 | 8.6259e-05 | 0.00010404 | 8.5313e-05 | 0.00012982
8 | 5 | 9 | 0.00010961 | 3.0625e-05 | 0.00013696 | 0.00010961 | 8.1592e-05 | 0.00013574 | 0.00010961 | 3.0625e-05 | 0.00013696 | 0.00010961 | 8.1592e-05 | 0.00013574
8 | 5 | 10 | 0.00011677 | 3.3995e-05 | 0.00013501 | 0.00011677 | 7.6227e-05 | 0.00013985 | 0.00011677 | 3.3995e-05 | 0.00013501 | 0.00011677 | 7.6227e-05 | 0.00013985
8 | 5 | 11 | 0.00012278 | 4.0204e-05 | 0.00011074 | 0.00012278 | 7.1291e-05 | 0.00014267 | 0.00012278 | 4.0204e-05 | 0.00011074 | 0.00012278 | 7.1291e-05 | 0.00014267
8 | 5 | 12 | 0.00012669 | 4.9933e-05 | 9.6115e-05 | 0.00012669 | 6.7224e-05 | 0.00014501 | 0.00012669 | 4.9933e-05 | 9.6115e-05 | 0.00012669 | 6.7224e-05 | 0.00014501
8 | 5 | 13 | 0.00013166 | 7.2043e-05 | 0.00010236 | 0.00013166 | 6.5321e-05 | 0.00014836 | 0.00013166 | 7.2043e-05 | 0.00010236 | 0.00013166 | 6.5321e-05 | 0.00014836
8 | 5 | 14 | 0.00013485 | 8.6412e-05 | 0.00011424 | 0.00013485 | 6.4691e-05 | 0.00015061 | 0.00013485 | 8.6412e-05 | 0.00011424 | 0.00013485 | 6.4691e-05 | 0.00015061
8 | 5 | 15 | 0.00013758 | 9.9476e-05 | 0.00011951 | 0.00013758 | 6.4261e-05 | 0.00015038 | 0.00013758 | 9.9476e-05 | 0.00011951 | 0.00013758 | 6.4261e-05 | 0.00015038
8 | 5 | 16 | 0.00013884 | 0.00013475 | 0.00014213 | 0.00013884 | 6.5686e-05 | 0.00014874 | 0.00013884 | 0.00013475 | 0.00014213 | 0.00013884 | 6.5686e-05 | 0.00014874
8 | 5 | 17 | 0.00013825 | 0.00016941 | 0.00016002 | 0.00013825 | 6.8314e-05 | 0.00014308 | 0.00013825 | 0.00016941 | 0.00016002 | 0.00013825 | 6.8314e-05 | 0.00014308
8 | 5 | 18 | 0.00013521 | 0.00021451 | 0.00018759 | 0.00013521 | 7.1835e-05 | 0.00013922 | 0.00013521 | 0.00021451 | 0.00018759 | 0.00013521 | 7.1835e-05 | 0.00013922
8 | 5 | 19 | 0.00013144 | 0.0002472 | 0.00020514 | 0.00013144 | 7.9914e-05 | 0.0001376 | 0.00013144 | 0.0002472 | 0.00020514 | 0.00013144 | 7.9914e-05 | 0.0001376
8 | 5 | 20 | 0.00013449 | 0.00025423 | 0.0001999 | 0.00013449 | 7.9121e-05 | 0.00013436 | 0.00013449 | 0.00025423 | 0.0001999 | 0.00013449 | 7.9121e-05 | 0.00013436
8 | 5 | 21 | 0.00012999 | 0.00024674 | 0.00018308 | 0.00012999 | 7.7003e-05 | 0.00012521 | 0.00012999 | 0.00024674 | 0.00018308 | 0.00012999 | 7.7003e-05 | 0.00012521
8 | 5 | 22 | 0.00012027 | 0.00023316 | 0.00016891 | 0.00012027 | 7.8158e-05 | 0.00011133 | 0.00012027 | 0.00023316 | 0.00016891 | 0.00012027 | 7.8158e-05 | 0.00011133
8 | 5 | 23 | 0.00010866 | 0.00021635 | 0.00015284 | 0.00010866 | 8.0333e-05 | 0.00010087 | 0.00010866 | 0.00021635 | 0.00015284 | 0.00010866 | 8.0333e-05 | 0.00010087
8 | 5 | 24 | 0.00010079 | 0.00018058 | 0.00012331 | 0.00010079 | 8.1983e-05 | 9.5133e-05 | 0.00010079 | 0.00018058 | 0.00012331 | 0.00010079 | 8.1983e-05 | 9.5133e-05
8 | 6 | 1 | 9.7471e-05 | 0.00013842 | 8.8506e-05 | 9.7471e-05 | 8.4235e-05 | 9.3033e-05 | 9.7471e-05 | 0.00013842 | 8.8506e-05 | 9.7471e-05 | 8.4235e-05 | 9.3033e-05
8 | 6 | 2 | 9.3934e-05 | 0.00010269 | 6.5353e-05 | 9.3934e-05 | 8.5424e-05 | 9.1073e-05 | 9.3934e-05 | 0.00010269 | 6.5353e-05 | 9.3934e-05 | 8.5424e-05 | 9.1073e-05
8 | 6 | 3 | 9.2877e-05 | 7.0359e-05 | 4.6812e-05 | 9.2877e-05 | 8.6082e-05 | 9.1784e-05 | 9.2877e-05 | 7.0359e-05 | 4.6812e-05 | 9.2877e-05 | 8.6082e-05 | 9.1784e-05
8 | 6 | 4 | 9.5362e-05 | 4.7047e-05 | 3.2229e-05 | 9.5362e-05 | 8.7163e-05 | 9.6379e-05 | 9.5362e-05 | 4.7047e-05 | 3.2229e-05 | 9.5362e-05 | 8.7163e-05 | 9.6379e-05
8 | 6 | 5 | 0.00010186 | 2.9132e-05 | 2.185e-05 | 0.00010186 | 8.8464e-05 | 0.00010305 | 0.00010186 | 2.9132e-05 | 2.185e-05 | 0.00010186 | 8.8464e-05 | 0.00010305
8 | 6 | 6 | 0.00011018 | 1.7382e-05 | 2.1781e-05 | 0.00011018 | 8.8215e-05 | 0.00011233 | 0.00011018 | 1.7382e-05 | 2.1781e-05 | 0.00011018 | 8.8215e-05 | 0.00011233
8 | 6 | 7 | 0.00011849 | 1.0253e-05 | 4.0291e-05 | 0.00011849 | 8.8311e-05 | 0.00012071 | 0.00011849 | 1.0253e-05 | 4.0291e-05 | 0.00011849 | 8.8311e-05 | 0.00012071
8 | 6 | 8 | 0.00012557 | 1.4978e-05 | 8.6259e-05 | 0.00012557 | 8.5313e-05 | 0.00012982 | 0.00012557 | 1.4978e-05 | 8.6259e-05 | 0.00012557 | 8.5313e-05 | 0.00012982
8 | 6 | 9 | 0.00013168 | 3.0625e-05 | 0.00013696 | 0.00013168 | 8.1592e-05 | 0.00013574 | 0.00013168 | 3.0625e-05 | 0.00013696 | 0.00013168 | 8.1592e-05 | 0.00013574
8 | 6 | 10 | 0.00013734 | 3.3995e-05 | 0.00013501 | 0.00013734 | 7.6227e-05 | 0.00013985 | 0.00013734 | 3.3995e-05 | 0.00013501 | 0.00013734 | 7.6227e-05 | 0.00013985
8 | 6 | 11 | 0.00014021 | 4.0204e-05 | 0.00011074 | 0.00014021 | 7.1291e-05 | 0.00014267 | 0.00014021 | 4.0204e-05 | 0.00011074 | 0.00014021 | 7.1291e-05 | 0.00014267
8 | 6 | 12 | 0.00014349 | 4.9933e-05 | 9.6115e-05 | 0.00014349 | 6.7224e-05 | 0.00014501 | 0.00014349 | 4.9933e-05 | 9.6115e-05 | 0.00014349 | 6.7224e-05 | 0.00014501
8 | 6 | 13 | 0.00014639 | 7.2043e-05 | 0.00010236 | 0.00014639 | 6.5321e-05 | 0.00014836 | 0.00014639 | 7.2043e-05 | 0.00010236 | 0.00014639 | 6.5321e-05 | 0.00014836
8 | 6 | 14 | 0.0001481 | 8.6412e-05 | 0.00011424 | 0.0001481 | 6.4691e-05 | 0.00015061 | 0.0001481 | 8.6412e-05 | 0.00011424 | 0.0001481 | 6.4691e-05 | 0.00015061
8 | 6 | 15 | 0.00014975 | 9.9476e-05 | 0.00011951 | 0.00014975 | 6.4261e-05 | 0.00015038 | 0.00014975 | 9.9476e-05 | 0.00011951 | 0.00014975 | 6.4261e-05 | 0.00015038
8 | 6 | 16 | 0.00014939 | 0.00013475 | 0.00014213 | 0.00014939 | 6.5686e-05 | 0.00014874 | 0.00014939 | 0.00013475 | 0.00014213 | 0.00014939 | 6.5686e-05 | 0.00014874
8 | 6 | 17 | 0.00014643 | 0.00016941 | 0.00016002 | 0.00014643 | 6.8314e-05 | 0.00014308 | 0.00014643 | 0.00016941 | 0.00016002 | 0.00014643 | 6.8314e-05 | 0.00014308
8 | 6 | 18 | 0.00014115 | 0.00021451 | 0.00018759 | 0.00014115 | 7.1835e-05 | 0.00013922 | 0.00014115 | 0.00021451 | 0.00018759 | 0.00014115 | 7.1835e-05 | 0.00013922
8 | 6 | 19 | 0.00013674 | 0.0002472 | 0.00020514 | 0.00013674 | 7.9914e-05 | 0.0001376 | 0.00013674 | 0.0002472 | 0.00020514 | 0.00013674 | 7.9914e-05 | 0.0001376
8 | 6 | 20 | 0.00014051 | 0.00025423 | 0.0001999 | 0.00014051 | 7.9121e-05 | 0.00013436 | 0.00014051 | 0.00025423 | 0.0001999 | 0.00014051 | 7.9121e-05 | 0.00013436
8 | 6 | 21 | 0.00013556 | 0.00024674 | 0.00018308 | 0.00013556 | 7.7003e-05 | 0.00012521 | 0.00013556 | 0.00024674 | 0.00018308 | 0.00013556 | 7.7003e-05 | 0.00012521
8 | 6 | 22 | 0.00012406 | 0.00023316 | 0.00016891 | 0.00012406 | 7.8158e-05 | 0.00011133 | 0.00012406 | 0.00023316 | 0.00016891 | 0.00012406 | 7.8158e-05 | 0.00011133
8 | 6 | 23 | 0.0001127 | 0.00021635 | 0.00015284 | 0.0001127 | 8.0333e-05 | 0.00010087 | 0.0001127 | 0.00021635 | 0.00015284 | 0.0001127 | 8.0333e-05 | 0.00010087
8 | 6 | 24 | 0.00010419 | 0.00018058 | 0.00012331 | 0.00010419 | 8.1983e-05 | 9.5133e-05 | 0.00010419 | 0.00018058 | 0.00012331 | 0.00010419 | 8.1983e-05 | 9.5133e-05
8 | 7 | 1 | 9.8953e-05 | 0.00013842 | 8.8506e-05 | 9.8953e-05 | 8.4235e-05 | 9.3033e-05 | 9.8953e-05 | 0.00013842 | 8.8506e-05 | 9.8953e-05 | 8.4235e-05 | 9.3033e-05
8 | 7 | 2 | 9.5707e-05 | 0.00010269 | 6.5353e-05 | 9.5707e-05 | 8.5424e-05 | 9.1073e-05 | 9.5707e-05 | 0.00010269 | 6.5353e-05 | 9.5707e-05 | 8.5424e-05 | 9.1073e-05
8 | 7 | 3 | 9.4292e-05 | 7.0359e-05 | 4.6812e-05 | 9.4292e-05 | 8.6082e-05 | 9.1784e-05 | 9.4292e-05 | 7.0359e-05 | 4.6812e-05 | 9.4292e-05 | 8.6082e-05 | 9.1784e-05
8 | 7 | 4 | 9.5869e-05 | 4.7047e-05 | 3.2229e-05 | 9.5869e-05 | 8.7163e-05 | 9.6379e-05 | 9.5869e-05 | 4.7047e-05 | 3.2229e-05 | 9.5869e-05 | 8.7163e-05 | 9.6379e-05
8 | 7 | 5 | 0.00010202 | 2.9132e-05 | 2.185e-05 | 0.00010202 | 8.8464e-05 | 0.00010305 | 0.00010202 | 2.9132e-05 | 2.185e-05 | 0.00010202 | 8.8464e-05 | 0.00010305
8 | 7 | 6 | 0.00010863 | 1.7382e-05 | 2.1781e-05 | 0.00010863 | 8.8215e-05 | 0.00011233 | 0.00010863 | 1.7382e-05 | 2.1781e-05 | 0.00010863 | 8.8215e-05 | 0.00011233
8 | 7 | 7 | 0.00011629 | 1.0253e-05 | 4.0291e-05 | 0.00011629 | 8.8311e-05 | 0.00012071 | 0.00011629 | 1.0253e-05 | 4.0291e-05 | 0.00011629 | 8.8311e-05 | 0.00012071
8 | 7 | 8 | 0.00012396 | 1.4978e-05 | 8.6259e-05 | 0.00012396 | 8.5313e-05 | 0.00012982 | 0.00012396 | 1.4978e-05 | 8.6259e-05 | 0.00012396 | 8.5313e-05 | 0.00012982
8 | 7 | 9 | 0.00013064 | 3.0625e-05 | 0.00013696 | 0.00013064 | 8.1592e-05 | 0.00013574 | 0.00013064 | 3.0625e-05 | 0.00013696 | 0.00013064 | 8.1592e-05 | 0.00013574
8 | 7 | 10 | 0.00013633 | 3.3995e-05 | 0.00013501 | 0.00013633 | 7.6227e-05 | 0.00013985 | 0.00013633 | 3.3995e-05 | 0.00013501 | 0.00013633 | 7.6227e-05 | 0.00013985
8 | 7 | 11 | 0.00014011 | 4.0204e-05 | 0.00011074 | 0.00014011 | 7.1291e-05 | 0.00014267 | 0.00014011 | 4.0204e-05 | 0.00011074 | 0.00014011 | 7.1291e-05 | 0.00014267
8 | 7 | 12 | 0.00014081 | 4.9933e-05 | 9.6115e-05 | 0.00014081 | 6.7224e-05 | 0.00014501 | 0.00014081 | 4.9933e-05 | 9.6115e-05 | 0.00014081 | 6.7224e-05 | 0.00014501
8 | 7 | 13 | 0.00014364 | 7.2043e-05 | 0.00010236 | 0.00014364 | 6.5321e-05 | 0.00014836 | 0.00014364 | 7.2043e-05 | 0.00010236 | 0.00014364 | 6.5321e-05 | 0.00014836
8 | 7 | 14 | 0.00014568 | 8.6412e-05 | 0.00011424 | 0.00014568 | 6.4691e-05 | 0.00015061 | 0.00014568 | 8.6412e-05 | 0.00011424 | 0.00014568 | 6.4691e-05 | 0.00015061
8 | 7 | 15 | 0.00014721 | 9.9476e-05 | 0.00011951 | 0.00014721 | 6.4261e-05 | 0.00015038 | 0.00014721 | 9.9476e-05 | 0.00011951 | 0.00014721 | 6.4261e-05 | 0.00015038
8 | 7 | 16 | 0.00014666 | 0.00013475 | 0.00014213 | 0.00014666 | 6.5686e-05 | 0.00014874 | 0.00014666 | 0.00013475 | 0.00014213 | 0.00014666 | 6.5686e-05 | 0.00014874
8 | 7 | 17 | 0.00014465 | 0.00016941 | 0.00016002 | 0.00014465 | 6.8314e-05 | 0.00014308 | 0.00014465 | 0.00016941 | 0.00016002 | 0.00014465 | 6.8314e-05 | 0.00014308
8 | 7 | 18 | 0.00014037 | 0.00021451 | 0.00018759 | 0.00014037 | 7.1835e-05 | 0.00013922 | 0.00014037 | 0.00021451 | 0.00018759 | 0.00014037 | 7.1835e-05 | 0.00013922
8 | 7 | 19 | 0.00013695 | 0.0002472 | 0.00020514 | 0.00013695 | 7.9914e-05 | 0.0001376 | 0.00013695 | 0.0002472 | 0.00020514 | 0.00013695 | 7.9914e-05 | 0.0001376
8 | 7 | 20 | 0.00014096 | 0.00025423 | 0.0001999 | 0.00014096 | 7.9121e-05 | 0.00013436 | 0.00014096 | 0.00025423 | 0.0001999 | 0.00014096 | 7.9121e-05 | 0.00013436
8 | 7 | 21 | 0.00013627 | 0.00024674 | 0.00018308 | 0.00013627 | 7.7003e-05 | 0.00012521 | 0.00013627 | 0.00024674 | 0.00018308 | 0.00013627 | 7.7003e-05 | 0.00012521
8 | 7 | 22 | 0.00012516 | 0.00023316 | 0.00016891 | 0.00012516 | 7.8158e-05 | 0.00011133 | 0.00012516 | 0.00023316 | 0.00016891 | 0.00012516 | 7.8158e-05 | 0.00011133
8 | 7 | 23 | 0.00011314 | 0.00021635 | 0.00015284 | 0.00011314 | 8.0333e-05 | 0.00010087 | 0.00011314 | 0.00021635 | 0.00015284 | 0.00011314 | 8.0333e-05 | 0.00010087
8 | 7 | 24 | 0.00010424 | 0.00018058 | 0.00012331 | 0.00010424 | 8.1983e-05 | 9.5133e-05 | 0.00010424 | 0.00018058 | 0.00012331 | 0.00010424 | 8.1983e-05 | 9.5133e-05
8 | 8 | 1 | 9.909e-05 | 0.00013842 | 8.8506e-05 | 9.909e-05 | 8.4235e-05 | 9.3033e-05 | 9.909e-05 | 0.00013842 | 8.8506e-05 | 9.909e-05 | 8.4235e-05 | 9.3033e-05
8 | 8 | 2 | 9.6169e-05 | 0.00010269 | 6.5353e-05 | 9.6169e-05 | 8.5424e-05 | 9.1073e-05 | 9.6169e-05 | 0.00010269 | 6.5353e-05 | 9.6169e-05 | 8.5424e-05 | 9.1073e-05
8 | 8 | 3 | 9.4933e-05 | 7.0359e-05 | 4.6812e-05 | 9.4933e-05 | 8.6082e-05 | 9.1784e-05 | 9.4933e-05 | 7.0359e-05 | 4.6812e-05 | 9.4933e-05 | 8.6082e-05 | 9.1784e-05
8 | 8 | 4 | 9.6019e-05 | 4.7047e-05 | 3.2229e-05 | 9.6019e-05 | 8.7163e-05 | 9.6379e-05 | 9.6019e-05 | 4.7047e-05 | 3.2229e-05 | 9.6019e-05 | 8.7163e-05 | 9.6379e-05
8 | 8 | 5 | 0.00010161 | 2.9132e-05 | 2.185e-05 | 0.00010161 | 8.8464e-05 | 0.00010305 | 0.00010161 | 2.9132e-05 | 2.185e-05 | 0.00010161 | 8.8464e-05 | 0.00010305
8 | 8 | 6 | 0.00010767 | 1.7382e-05 | 2.1781e-05 | 0.00010767 | 8.8215e-05 | 0.00011233 | 0.00010767 | 1.7382e-05 | 2.1781e-05 | 0.00010767 | 8.8215e-05 | 0.00011233
8 | 8 | 7 | 0.00011642 | 1.0253e-05 | 4.0291e-05 | 0.00011642 | 8.8311e-05 | 0.00012071 | 0.00011642 | 1.0253e-05 | 4.0291e-05 | 0.00011642 | 8.8311e-05 | 0.00012071
8 | 8 | 8 | 0.00012487 | 1.4978e-05 | 8.6259e-05 | 0.00012487 | 8.5313e-05 | 0.00012982 | 0.00012487 | 1.4978e-05 | 8.6259e-05 | 0.00012487 | 8.5313e-05 | 0.00012982
8 | 8 | 9 | 0.0001321 | 3.0625e-05 | 0.00013696 | 0.0001321 | 8.1592e-05 | 0.00013574 | 0.0001321 | 3.0625e-05 | 0.00013696 | 0.0001321 | 8.1592e-05 | 0.00013574
8 | 8 | 10 | 0.00013839 | 3.3995e-05 | 0.00013501 | 0.00013839 | 7.6227e-05 | 0.00013985 | 0.00013839 | 3.3995e-05 | 0.00013501 | 0.00013839 | 7.6227e-05 | 0.00013985
8 | 8 | 11 | 0.00014281 | 4.0204e-05 | 0.00011074 | 0.00014281 | 7.1291e-05 | 0.00014267 | 0.00014281 | 4.0204e-05 | 0.00011074 | 0.00014281 | 7.1291e-05 | 0.00014267
8 | 8 | 12 | 0.00014613 | 4.9933e-05 | 9.6115e-05 | 0.00014613 | 6.7224e-05 | 0.00014501 | 0.00014613 | 4.9933e-05 | 9.6115e-05 | 0.00014613 | 6.7224e-05 | 0.00014501
8 | 8 | 13 | 0.00014989 | 7.2043e-05 | 0.00010236 | 0.00014989 | 6.5321e-05 | 0.00014836 | 0.00014989 | 7.2043e-05 | 0.00010236 | 0.00014989 | 6.5321e-05 | 0.00014836
8 | 8 | 14 | 0.00015314 | 8.6412e-05 | 0.00011424 | 0.00015314 | 6.4691e-05 | 0.00015061 | 0.00015314 | 8.6412e-05 | 0.00011424 | 0.00015314 | 6.4691e-05 | 0.00015061
8 | 8 | 15 | 0.00015451 | 9.9476e-05 | 0.00011951 | 0.00015451 | 6.4261e-05 | 0.00015038 | 0.00015451 | 9.9476e-05 | 0.00011951 | 0.00015451 | 6.4261e-05 | 0.00015038
8 | 8 | 16 | 0.00015496 | 0.00013475 | 0.00014213 | 0.00015496 | 6.5686e-05 | 0.00014874 | 0.00015496 | 0.00013475 | 0.00014213 | 0.00015496 | 6.5686e-05 | 0.00014874
8 | 8 | 17 | 0.0001522 | 0.00016941 | 0.00016002 | 0.0001522 | 6.8314e-05 | 0.00014308 | 0.0001522 | 0.00016941 | 0.00016002 | 0.0001522 | 6.8314e-05 | 0.00014308
8 | 8 | 18 | 0.00014721 | 0.00021451 | 0.00018759 | 0.00014721 | 7.1835e-05 | 0.00013922 | 0.00014721 | 0.00021451 | 0.00018759 | 0.00014721 | 7.1835e-05 | 0.00013922
8 | 8 | 19 | 0.00014262 | 0.0002472 | 0.00020514 | 0.00014262 | 7.9914e-05 | 0.0001376 | 0.00014262 | 0.0002472 | 0.00020514 | 0.00014262 | 7.9914e-05 | 0.0001376
8 | 8 | 20 | 0.00014552 | 0.00025423 | 0.0001999 | 0.00014552 | 7.9121e-05 | 0.00013436 | 0.00014552 | 0.00025423 | 0.0001999 | 0.00014552 | 7.9121e-05 | 0.00013436
8 | 8 | 21 | 0.00014071 | 0.00024674 | 0.00018308 | 0.00014071 | 7.7003e-05 | 0.00012521 | 0.00014071 | 0.00024674 | 0.00018308 | 0.00014071 | 7.7003e-05 | 0.00012521
8 | 8 | 22 | 0.00012816 | 0.00023316 | 0.00016891 | 0.00012816 | 7.8158e-05 | 0.00011133 | 0.00012816 | 0.00023316 | 0.00016891 | 0.00012816 | 7.8158e-05 | 0.00011133
8 | 8 | 23 | 0.00011547 | 0.00021635 | 0.00015284 | 0.00011547 | 8.0333e-05 | 0.00010087 | 0.00011547 | 0.00021635 | 0.00015284 | 0.00011547 | 8.0333e-05 | 0.00010087
8 | 8 | 24 | 0.00010681 | 0.00018058 | 0.00012331 | 0.00010681 | 8.1983e-05 | 9.5133e-05 | 0.00010681 | 0.00018058 | 0.00012331 | 0.00010681 | 8.1983e-05 | 9.5133e-05
8 | 9 | 1 | 0.00010038 | 0.00013842 | 8.8506e-05 | 0.00010038 | 8.4235e-05 | 9.3033e-05 | 0.00010038 | 0.00013842 | 8.8506e-05 | 0.00010038 | 8.4235e-05 | 9.3033e-05
8 | 9 | 2 | 9.7301e-05 | 0.00010269 | 6.5353e-05 | 9.7301e-05 | 8.5424e-05 | 9.1073e-05 | 9.7301e-05 | 0.00010269 | 6.5353e-05 | 9.7301e-05 | 8.5424e-05 | 9.1073e-05
8 | 9 | 3 | 9.6036e-05 | 7.0359e-05 | 4.6812e-05 | 9.6036e-05 | 8.6082e-05 | 9.1784e-05 | 9.6036e-05 | 7.0359e-05 | 4.6812e-05 | 9.6036e-05 | 8.6082e-05 | 9.1784e-05
8 | 9 | 4 | 9.748e-05 | 4.7047e-05 | 3.2229e-05 | 9.748e-05 | 8.7163e-05 | 9.6379e-05 | 9.748e-05 | 4.7047e-05 | 3.2229e-05 | 9.748e-05 | 8.7163e-05 | 9.6379e-05
8 | 9 | 5 | 0.00010268 | 2.9132e-05 | 2.185e-05 | 0.00010268 | 8.8464e-05 | 0.00010305 | 0.00010268 | 2.9132e-05 | 2.185e-05 | 0.00010268 | 8.8464e-05 | 0.00010305
8 | 9 | 6 | 0.00010913 | 1.7382e-05 | 2.1781e-05 | 0.00010913 | 8.8215e-05 | 0.00011233 | 0.00010913 | 1.7382e-05 | 2.1781e-05 | 0.00010913 | 8.8215e-05 | 0.00011233
8 | 9 | 7 | 0.00011792 | 1.0253e-05 | 4.0291e-05 | 0.00011792 | 8.8311e-05 | 0.00012071 | 0.00011792 | 1.0253e-05 | 4.0291e-05 | 0.00011792 | 8.8311e-05 | 0.00012071
8 | 9 | 8 | 0.00012621 | 1.4978e-05 | 8.6259e-05 | 0.00012621 | 8.5313e-05 | 0.00012982 | 0.00012621 | 1.4978e-05 | 8.6259e-05 | 0.00012621 | 8.5313e-05 | 0.00012982
8 | 9 | 9 | 0.00013386 | 3.0625e-05 | 0.00013696 | 0.00013386 | 8.1592e-05 | 0.00013574 | 0.00013386 | 3.0625e-05 | 0.00013696 | 0.00013386 | 8.1592e-05 | 0.00013574
8 | 9 | 10 | 0.00014085 | 3.3995e-05 | 0.00013501 | 0.00014085 | 7.6227e-05 | 0.00013985 | 0.00014085 | 3.3995e-05 | 0.00013501 | 0.00014085 | 7.6227e-05 | 0.00013985
8 | 9 | 11 | 0.00014575 | 4.0204e-05 | 0.00011074 | 0.00014575 | 7.1291e-05 | 0.00014267 | 0.00014575 | 4.0204e-05 | 0.00011074 | 0.00014575 | 7.1291e-05 | 0.00014267
8 | 9 | 12 | 0.00014947 | 4.9933e-05 | 9.6115e-05 | 0.00014947 | 6.7224e-05 | 0.00014501 | 0.00014947 | 4.9933e-05 | 9.6115e-05 | 0.00014947 | 6.7224e-05 | 0.00014501
8 | 9 | 13 | 0.00015429 | 7.2043e-05 | 0.00010236 | 0.00015429 | 6.5321e-05 | 0.00014836 | 0.00015429 | 7.2043e-05 | 0.00010236 | 0.00015429 | 6.5321e-05 | 0.00014836
8 | 9 | 14 | 0.00015848 | 8.6412e-05 | 0.00011424 | 0.00015848 | 6.4691e-05 | 0.00015061 | 0.00015848 | 8.6412e-05 | 0.00011424 | 0.00015848 | 6.4691e-05 | 0.00015061
8 | 9 | 15 | 0.00016068 | 9.9476e-05 | 0.00011951 | 0.00016068 | 6.4261e-05 | 0.00015038 | 0.00016068 | 9.9476e-05 | 0.00011951 | 0.00016068 | 6.4261e-05 | 0.00015038
8 | 9 | 16 | 0.00016133 | 0.00013475 | 0.00014213 | 0.00016133 | 6.5686e-05 | 0.00014874 | 0.00016133 | 0.00013475 | 0.00014213 | 0.00016133 | 6.5686e-05 | 0.00014874
8 | 9 | 17 | 0.00015856 | 0.00016941 | 0.00016002 | 0.00015856 | 6.8314e-05 | 0.00014308 | 0.00015856 | 0.00016941 | 0.00016002 | 0.00015856 | 6.8314e-05 | 0.00014308
8 | 9 | 18 | 0.00015334 | 0.00021451 | 0.00018759 | 0.00015334 | 7.1835e-05 | 0.00013922 | 0.00015334 | 0.00021451 | 0.00018759 | 0.00015334 | 7.1835e-05 | 0.00013922
8 | 9 | 19 | 0.00014801 | 0.0002472 | 0.00020514 | 0.00014801 | 7.9914e-05 | 0.0001376 | 0.00014801 | 0.0002472 | 0.00020514 | 0.00014801 | 7.9914e-05 | 0.0001376
8 | 9 | 20 | 0.00014924 | 0.00025423 | 0.0001999 | 0.00014924 | 7.9121e-05 | 0.00013436 | 0.00014924 | 0.00025423 | 0.0001999 | 0.00014924 | 7.9121e-05 | 0.00013436
8 | 9 | 21 | 0.00014323 | 0.00024674 | 0.00018308 | 0.00014323 | 7.7003e-05 | 0.00012521 | 0.00014323 | 0.00024674 | 0.00018308 | 0.00014323 | 7.7003e-05 | 0.00012521
8 | 9 | 22 | 0.00013047 | 0.00023316 | 0.00016891 | 0.00013047 | 7.8158e-05 | 0.00011133 | 0.00013047 | 0.00023316 | 0.00016891 | 0.00013047 | 7.8158e-05 | 0.00011133
8 | 9 | 23 | 0.00011771 | 0.00021635 | 0.00015284 | 0.00011771 | 8.0333e-05 | 0.00010087 | 0.00011771 | 0.00021635 | 0.00015284 | 0.00011771 | 8.0333e-05 | 0.00010087
8 | 9 | 24 | 0.00010854 | 0.00018058 | 0.00012331 | 0.00010854 | 8.1983e-05 | 9.5133e-05 | 0.00010854 | 0.00018058 | 0.00012331 | 0.00010854 | 8.1983e-05 | 9.5133e-05
8 | 10 | 1 | 0.00010286 | 0.00013842 | 8.8506e-05 | 0.00010286 | 8.4235e-05 | 9.3033e-05 | 0.00010286 | 0.00013842 | 8.8506e-05 | 0.00010286 | 8.4235e-05 | 9.3033e-05
8 | 10 | 2 | 9.899e-05 | 0.00010269 | 6.5353e-05 | 9.899e-05 | 8.5424e-05 | 9.1073e-05 | 9.899e-05 | 0.00010269 | 6.5353e-05 | 9.899e-05 | 8.5424e-05 | 9.1073e-05
8 | 10 | 3 | 9.7026e-05 | 7.0359e-05 | 4.6812e-05 | 9.7026e-05 | 8.6082e-05 | 9.1784e-05 | 9.7026e-05 | 7.0359e-05 | 4.6812e-05 | 9.7026e-05 | 8.6082e-05 | 9.1784e-05
8 | 10 | 4 | 9.8287e-05 | 4.7047e-05 | 3.2229e-05 | 9.8287e-05 | 8.7163e-05 | 9.6379e-05 | 9.8287e-05 | 4.7047e-05 | 3.2229e-05 | 9.8287e-05 | 8.7163e-05 | 9.6379e-05
8 | 10 | 5 | 0.00010368 | 2.9132e-05 | 2.185e-05 | 0.00010368 | 8.8464e-05 | 0.00010305 | 0.00010368 | 2.9132e-05 | 2.185e-05 | 0.00010368 | 8.8464e-05 | 0.00010305
8 | 10 | 6 | 0.00010993 | 1.7382e-05 | 2.1781e-05 | 0.00010993 | 8.8215e-05 | 0.00011233 | 0.00010993 | 1.7382e-05 | 2.1781e-05 | 0.00010993 | 8.8215e-05 | 0.00011233
8 | 10 | 7 | 0.00011829 | 1.0253e-05 | 4.0291e-05 | 0.00011829 | 8.8311e-05 | 0.00012071 | 0.00011829 | 1.0253e-05 | 4.0291e-05 | 0.00011829 | 8.8311e-05 | 0.00012071
8 | 10 | 8 | 0.00012714 | 1.4978e-05 | 8.6259e-05 | 0.00012714 | 8.5313e-05 | 0.00012982 | 0.00012714 | 1.4978e-05 | 8.6259e-05 | 0.00012714 | 8.5313e-05 | 0.00012982
8 | 10 | 9 | 0.00013491 | 3.0625e-05 | 0.00013696 | 0.00013491 | 8.1592e-05 | 0.00013574 | 0.00013491 | 3.0625e-05 | 0.00013696 | 0.00013491 | 8.1592e-05 | 0.00013574
8 | 10 | 10 | 0.00014253 | 3.3995e-05 | 0.00013501 | 0.00014253 | 7.6227e-05 | 0.00013985 | 0.00014253 | 3.3995e-05 | 0.00013501 | 0.00014253 | 7.6227e-05 | 0.00013985
8 | 10 | 11 | 0.00014796 | 4.0204e-05 | 0.00011074 | 0.00014796 | 7.1291e-05 | 0.00014267 | 0.00014796 | 4.0204e-05 | 0.00011074 | 0.00014796 | 7.1291e-05 | 0.00014267
8 | 10 | 12 | 0.0001517 | 4.9933e-05 | 9.6115e-05 | 0.0001517 | 6.7224e-05 | 0.00014501 | 0.0001517 | 4.9933e-05 | 9.6115e-05 | 0.0001517 | 6.7224e-05 | 0.00014501
8 | 10 | 13 | 0.00015646 | 7.2043e-05 | 0.00010236 | 0.00015646 | 6.5321e-05 | 0.00014836 | 0.00015646 | 7.2043e-05 | 0.00010236 | 0.00015646 | 6.5321e-05 | 0.00014836
8 | 10 | 14 | 0.0001604 | 8.6412e-05 | 0.00011424 | 0.0001604 | 6.4691e-05 | 0.00015061 | 0.0001604 | 8.6412e-05 | 0.00011424 | 0.0001604 | 6.4691e-05 | 0.00015061
8 | 10 | 15 | 0.00016236 | 9.9476e-05 | 0.00011951 | 0.00016236 | 6.4261e-05 | 0.00015038 | 0.00016236 | 9.9476e-05 | 0.00011951 | 0.00016236 | 6.4261e-05 | 0.00015038
8 | 10 | 16 | 0.00016247 | 0.00013475 | 0.00014213 | 0.00016247 | 6.5686e-05 | 0.00014874 | 0.00016247 | 0.00013475 | 0.00014213 | 0.00016247 | 6.5686e-05 | 0.00014874
8 | 10 | 17 | 0.00015926 | 0.00016941 | 0.00016002 | 0.00015926 | 6.8314e-05 | 0.00014308 | 0.00015926 | 0.00016941 | 0.00016002 | 0.00015926 | 6.8314e-05 | 0.00014308
8 | 10 | 18 | 0.00015216 | 0.00021451 | 0.00018759 | 0.00015216 | 7.1835e-05 | 0.00013922 | 0.00015216 | 0.00021451 | 0.00018759 | 0.00015216 | 7.1835e-05 | 0.00013922
8 | 10 | 19 | 0.00014587 | 0.0002472 | 0.00020514 | 0.00014587 | 7.9914e-05 | 0.0001376 | 0.00014587 | 0.0002472 | 0.00020514 | 0.00014587 | 7.9914e-05 | 0.0001376
8 | 10 | 20 | 0.00014729 | 0.00025423 | 0.0001999 | 0.00014729 | 7.9121e-05 | 0.00013436 | 0.00014729 | 0.00025423 | 0.0001999 | 0.00014729 | 7.9121e-05 | 0.00013436
8 | 10 | 21 | 0.00014108 | 0.00024674 | 0.00018308 | 0.00014108 | 7.7003e-05 | 0.00012521 | 0.00014108 | 0.00024674 | 0.00018308 | 0.00014108 | 7.7003e-05 | 0.00012521
8 | 10 | 22 | 0.00013032 | 0.00023316 | 0.00016891 | 0.00013032 | 7.8158e-05 | 0.00011133 | 0.00013032 | 0.00023316 | 0.00016891 | 0.00013032 | 7.8158e-05 | 0.00011133
8 | 10 | 23 | 0.00011888 | 0.00021635 | 0.00015284 | 0.00011888 | 8.0333e-05 | 0.00010087 | 0.00011888 | 0.00021635 | 0.00015284 | 0.00011888 | 8.0333e-05 | 0.00010087
8 | 10 | 24 | 0.00010948 | 0.00018058 | 0.00012331 | 0.00010948 | 8.1983e-05 | 9.5133e-05 | 0.00010948 | 0.00018058 | 0.00012331 | 0.00010948 | 8.1983e-05 | 9.5133e-05
8 | 11 | 1 | 0.00010326 | 0.00013842 | 8.8506e-05 | 0.00010326 | 8.4235e-05 | 9.3033e-05 | 0.00010326 | 0.00013842 | 8.8506e-05 | 0.00010326 | 8.4235e-05 | 9.3033e-05
8 | 11 | 2 | 9.8832e-05 | 0.00010269 | 6.5353e-05 | 9.8832e-05 | 8.5424e-05 | 9.1073e-05 | 9.8832e-05 | 0.00010269 | 6.5353e-05 | 9.8832e-05 | 8.5424e-05 | 9.1073e-05
8 | 11 | 3 | 9.6252e-05 | 7.0359e-05 | 4.6812e-05 | 9.6252e-05 | 8.6082e-05 | 9.1784e-05 | 9.6252e-05 | 7.0359e-05 | 4.6812e-05 | 9.6252e-05 | 8.6082e-05 | 9.1784e-05
8 | 11 | 4 | 9.572e-05 | 4.7047e-05 | 3.2229e-05 | 9.572e-05 | 8.7163e-05 | 9.6379e-05 | 9.572e-05 | 4.7047e-05 | 3.2229e-05 | 9.572e-05 | 8.7163e-05 | 9.6379e-05
8 | 11 | 5 | 9.7342e-05 | 2.9132e-05 | 2.185e-05 | 9.7342e-05 | 8.8464e-05 | 0.00010305 | 9.7342e-05 | 2.9132e-05 | 2.185e-05 | 9.7342e-05 | 8.8464e-05 | 0.00010305
8 | 11 | 6 | 9.8449e-05 | 1.7382e-05 | 2.1781e-05 | 9.8449e-05 | 8.8215e-05 | 0.00011233 | 9.8449e-05 | 1.7382e-05 | 2.1781e-05 | 9.8449e-05 | 8.8215e-05 | 0.00011233
8 | 11 | 7 | 0.00010242 | 1.0253e-05 | 4.0291e-05 | 0.00010242 | 8.8311e-05 | 0.00012071 | 0.00010242 | 1.0253e-05 | 4.0291e-05 | 0.00010242 | 8.8311e-05 | 0.00012071
8 | 11 | 8 | 0.00011024 | 1.4978e-05 | 8.6259e-05 | 0.00011024 | 8.5313e-05 | 0.00012982 | 0.00011024 | 1.4978e-05 | 8.6259e-05 | 0.00011024 | 8.5313e-05 | 0.00012982
8 | 11 | 9 | 0.00011787 | 3.0625e-05 | 0.00013696 | 0.00011787 | 8.1592e-05 | 0.00013574 | 0.00011787 | 3.0625e-05 | 0.00013696 | 0.00011787 | 8.1592e-05 | 0.00013574
8 | 11 | 10 | 0.0001252 | 3.3995e-05 | 0.00013501 | 0.0001252 | 7.6227e-05 | 0.00013985 | 0.0001252 | 3.3995e-05 | 0.00013501 | 0.0001252 | 7.6227e-05 | 0.00013985
8 | 11 | 11 | 0.00013073 | 4.0204e-05 | 0.00011074 | 0.00013073 | 7.1291e-05 | 0.00014267 | 0.00013073 | 4.0204e-05 | 0.00011074 | 0.00013073 | 7.1291e-05 | 0.00014267
8 | 11 | 12 | 0.00013428 | 4.9933e-05 | 9.6115e-05 | 0.00013428 | 6.7224e-05 | 0.00014501 | 0.00013428 | 4.9933e-05 | 9.6115e-05 | 0.00013428 | 6.7224e-05 | 0.00014501
8 | 11 | 13 | 0.00013811 | 7.2043e-05 | 0.00010236 | 0.00013811 | 6.5321e-05 | 0.00014836 | 0.00013811 | 7.2043e-05 | 0.00010236 | 0.00013811 | 6.5321e-05 | 0.00014836
8 | 11 | 14 | 0.00014145 | 8.6412e-05 | 0.00011424 | 0.00014145 | 6.4691e-05 | 0.00015061 | 0.00014145 | 8.6412e-05 | 0.00011424 | 0.00014145 | 6.4691e-05 | 0.00015061
8 | 11 | 15 | 0.00014353 | 9.9476e-05 | 0.00011951 | 0.00014353 | 6.4261e-05 | 0.00015038 | 0.00014353 | 9.9476e-05 | 0.00011951 | 0.00014353 | 6.4261e-05 | 0.00015038
8 | 11 | 16 | 0.00014427 | 0.00013475 | 0.00014213 | 0.00014427 | 6.5686e-05 | 0.00014874 | 0.00014427 | 0.00013475 | 0.00014213 | 0.00014427 | 6.5686e-05 | 0.00014874
8 | 11 | 17 | 0.00014268 | 0.00016941 | 0.00016002 | 0.00014268 | 6.8314e-05 | 0.00014308 | 0.00014268 | 0.00016941 | 0.00016002 | 0.00014268 | 6.8314e-05 | 0.00014308
8 | 11 | 18 | 0.00013875 | 0.00021451 | 0.00018759 | 0.00013875 | 7.1835e-05 | 0.00013922 | 0.00013875 | 0.00021451 | 0.00018759 | 0.00013875 | 7.1835e-05 | 0.00013922
8 | 11 | 19 | 0.00013517 | 0.0002472 | 0.00020514 | 0.00013517 | 7.9914e-05 | 0.0001376 | 0.00013517 | 0.0002472 | 0.00020514 | 0.00013517 | 7.9914e-05 | 0.0001376
8 | 11 | 20 | 0.00013741 | 0.00025423 | 0.0001999 | 0.00013741 | 7.9121e-05 | 0.00013436 | 0.00013741 | 0.00025423 | 0.0001999 | 0.00013741 | 7.9121e-05 | 0.00013436
8 | 11 | 21 | 0.00013233 | 0.00024674 | 0.00018308 | 0.00013233 | 7.7003e-05 | 0.00012521 | 0.00013233 | 0.00024674 | 0.00018308 | 0.00013233 | 7.7003e-05 | 0.00012521
8 | 11 | 22 | 0.00012271 | 0.00023316 | 0.00016891 | 0.00012271 | 7.8158e-05 | 0.00011133 | 0.00012271 | 0.00023316 | 0.00016891 | 0.00012271 | 7.8158e-05 | 0.00011133
8 | 11 | 23 | 0.00011229 | 0.00021635 | 0.00015284 | 0.00011229 | 8.0333e-05 | 0.00010087 | 0.00011229 | 0.00021635 | 0.00015284 | 0.00011229 | 8.0333e-05 | 0.00010087
8 | 11 | 24 | 0.00010402 | 0.00018058 | 0.00012331 | 0.00010402 | 8.1983e-05 | 9.5133e-05 | 0.00010402 | 0.00018058 | 0.00012331 | 0.00010402 | 8.1983e-05 | 9.5133e-05
8 | 12 | 1 | 9.8424e-05 | 0.00013842 | 8.8506e-05 | 9.8424e-05 | 8.4235e-05 | 9.3033e-05 | 9.8424e-05 | 0.00013842 | 8.8506e-05 | 9.8424e-05 | 8.4235e-05 | 9.3033e-05
8 | 12 | 2 | 9.4725e-05 | 0.00010269 | 6.5353e-05 | 9.4725e-05 | 8.5424e-05 | 9.1073e-05 | 9.4725e-05 | 0.00010269 | 6.5353e-05 | 9.4725e-05 | 8.5424e-05 | 9.1073e-05
8 | 12 | 3 | 9.1762e-05 | 7.0359e-05 | 4.6812e-05 | 9.1762e-05 | 8.6082e-05 | 9.1784e-05 | 9.1762e-05 | 7.0359e-05 | 4.6812e-05 | 9.1762e-05 | 8.6082e-05 | 9.1784e-05
8 | 12 | 4 | 9.0497e-05 | 4.7047e-05 | 3.2229e-05 | 9.0497e-05 | 8.7163e-05 | 9.6379e-05 | 9.0497e-05 | 4.7047e-05 | 3.2229e-05 | 9.0497e-05 | 8.7163e-05 | 9.6379e-05
8 | 12 | 5 | 9.155e-05 | 2.9132e-05 | 2.185e-05 | 9.155e-05 | 8.8464e-05 | 0.00010305 | 9.155e-05 | 2.9132e-05 | 2.185e-05 | 9.155e-05 | 8.8464e-05 | 0.00010305
8 | 12 | 6 | 9.1367e-05 | 1.7382e-05 | 2.1781e-05 | 9.1367e-05 | 8.8215e-05 | 0.00011233 | 9.1367e-05 | 1.7382e-05 | 2.1781e-05 | 9.1367e-05 | 8.8215e-05 | 0.00011233
8 | 12 | 7 | 9.5187e-05 | 1.0253e-05 | 4.0291e-05 | 9.5187e-05 | 8.8311e-05 | 0.00012071 | 9.5187e-05 | 1.0253e-05 | 4.0291e-05 | 9.5187e-05 | 8.8311e-05 | 0.00012071
8 | 12 | 8 | 0.000102 | 1.4978e-05 | 8.6259e-05 | 0.000102 | 8.5313e-05 | 0.00012982 | 0.000102 | 1.4978e-05 | 8.6259e-05 | 0.000102 | 8.5313e-05 | 0.00012982
8 | 12 | 9 | 0.00010999 | 3.0625e-05 | 0.00013696 | 0.00010999 | 8.1592e-05 | 0.00013574 | 0.00010999 | 3.0625e-05 | 0.00013696 | 0.00010999 | 8.1592e-05 | 0.00013574
8 | 12 | 10 | 0.00011741 | 3.3995e-05 | 0.00013501 | 0.00011741 | 7.6227e-05 | 0.00013985 | 0.00011741 | 3.3995e-05 | 0.00013501 | 0.00011741 | 7.6227e-05 | 0.00013985
8 | 12 | 11 | 0.00012391 | 4.0204e-05 | 0.00011074 | 0.00012391 | 7.1291e-05 | 0.00014267 | 0.00012391 | 4.0204e-05 | 0.00011074 | 0.00012391 | 7.1291e-05 | 0.00014267
8 | 12 | 12 | 0.00012934 | 4.9933e-05 | 9.6115e-05 | 0.00012934 | 6.7224e-05 | 0.00014501 | 0.00012934 | 4.9933e-05 | 9.6115e-05 | 0.00012934 | 6.7224e-05 | 0.00014501
8 | 12 | 13 | 0.00013469 | 7.2043e-05 | 0.00010236 | 0.00013469 | 6.5321e-05 | 0.00014836 | 0.00013469 | 7.2043e-05 | 0.00010236 | 0.00013469 | 6.5321e-05 | 0.00014836
8 | 12 | 14 | 0.00013972 | 8.6412e-05 | 0.00011424 | 0.00013972 | 6.4691e-05 | 0.00015061 | 0.00013972 | 8.6412e-05 | 0.00011424 | 0.00013972 | 6.4691e-05 | 0.00015061
8 | 12 | 15 | 0.00014465 | 9.9476e-05 | 0.00011951 | 0.00014465 | 6.4261e-05 | 0.00015038 | 0.00014465 | 9.9476e-05 | 0.00011951 | 0.00014465 | 6.4261e-05 | 0.00015038
8 | 12 | 16 | 0.00014734 | 0.00013475 | 0.00014213 | 0.00014734 | 6.5686e-05 | 0.00014874 | 0.00014734 | 0.00013475 | 0.00014213 | 0.00014734 | 6.5686e-05 | 0.00014874
8 | 12 | 17 | 0.00014858 | 0.00016941 | 0.00016002 | 0.00014858 | 6.8314e-05 | 0.00014308 | 0.00014858 | 0.00016941 | 0.00016002 | 0.00014858 | 6.8314e-05 | 0.00014308
8 | 12 | 18 | 0.00014553 | 0.00021451 | 0.00018759 | 0.00014553 | 7.1835e-05 | 0.00013922 | 0.00014553 | 0.00021451 | 0.00018759 | 0.00014553 | 7.1835e-05 | 0.00013922
8 | 12 | 19 | 0.00013976 | 0.0002472 | 0.00020514 | 0.00013976 | 7.9914e-05 | 0.0001376 | 0.00013976 | 0.0002472 | 0.00020514 | 0.00013976 | 7.9914e-05 | 0.0001376
8 | 12 | 20 | 0.00014196 | 0.00025423 | 0.0001999 | 0.00014196 | 7.9121e-05 | 0.00013436 | 0.00014196 | 0.00025423 | 0.0001999 | 0.00014196 | 7.9121e-05 | 0.00013436
8 | 12 | 21 | 0.00013591 | 0.00024674 | 0.00018308 | 0.00013591 | 7.7003e-05 | 0.00012521 | 0.00013591 | 0.00024674 | 0.00018308 | 0.00013591 | 7.7003e-05 | 0.00012521
8 | 12 | 22 | 0.00012424 | 0.00023316 | 0.00016891 | 0.00012424 | 7.8158e-05 | 0.00011133 | 0.00012424 | 0.00023316 | 0.00016891 | 0.00012424 | 7.8158e-05 | 0.00011133
8 | 12 | 23 | 0.00011181 | 0.00021635 | 0.00015284 | 0.00011181 | 8.0333e-05 | 0.00010087 | 0.00011181 | 0.00021635 | 0.00015284 | 0.00011181 | 8.0333e-05 | 0.00010087
8 | 12 | 24 | 0.00010417 | 0.00018058 | 0.00012331 | 0.00010417 | 8.1983e-05 | 9.5133e-05 | 0.00010417 | 0.00018058 | 0.00012331 | 0.00010417 | 8.1983e-05 | 9.5133e-05
8 | 13 | 1 | 9.8324e-05 | 0.00013842 | 8.8506e-05 | 9.8324e-05 | 8.4235e-05 | 9.3033e-05 | 9.8324e-05 | 0.00013842 | 8.8506e-05 | 9.8324e-05 | 8.4235e-05 | 9.3033e-05
8 | 13 | 2 | 9.5154e-05 | 0.00010269 | 6.5353e-05 | 9.5154e-05 | 8.5424e-05 | 9.1073e-05 | 9.5154e-05 | 0.00010269 | 6.5353e-05 | 9.5154e-05 | 8.5424e-05 | 9.1073e-05
8 | 13 | 3 | 9.371e-05 | 7.0359e-05 | 4.6812e-05 | 9.371e-05 | 8.6082e-05 | 9.1784e-05 | 9.371e-05 | 7.0359e-05 | 4.6812e-05 | 9.371e-05 | 8.6082e-05 | 9.1784e-05
8 | 13 | 4 | 9.5449e-05 | 4.7047e-05 | 3.2229e-05 | 9.5449e-05 | 8.7163e-05 | 9.6379e-05 | 9.5449e-05 | 4.7047e-05 | 3.2229e-05 | 9.5449e-05 | 8.7163e-05 | 9.6379e-05
8 | 13 | 5 | 0.00010089 | 2.9132e-05 | 2.185e-05 | 0.00010089 | 8.8464e-05 | 0.00010305 | 0.00010089 | 2.9132e-05 | 2.185e-05 | 0.00010089 | 8.8464e-05 | 0.00010305
8 | 13 | 6 | 0.00010752 | 1.7382e-05 | 2.1781e-05 | 0.00010752 | 8.8215e-05 | 0.00011233 | 0.00010752 | 1.7382e-05 | 2.1781e-05 | 0.00010752 | 8.8215e-05 | 0.00011233
8 | 13 | 7 | 0.0001173 | 1.0253e-05 | 4.0291e-05 | 0.0001173 | 8.8311e-05 | 0.00012071 | 0.0001173 | 1.0253e-05 | 4.0291e-05 | 0.0001173 | 8.8311e-05 | 0.00012071
8 | 13 | 8 | 0.0001281 | 1.4978e-05 | 8.6259e-05 | 0.0001281 | 8.5313e-05 | 0.00012982 | 0.0001281 | 1.4978e-05 | 8.6259e-05 | 0.0001281 | 8.5313e-05 | 0.00012982
8 | 13 | 9 | 0.00013765 | 3.0625e-05 | 0.00013696 | 0.00013765 | 8.1592e-05 | 0.00013574 | 0.00013765 | 3.0625e-05 | 0.00013696 | 0.00013765 | 8.1592e-05 | 0.00013574
8 | 13 | 10 | 0.00014639 | 3.3995e-05 | 0.00013501 | 0.00014639 | 7.6227e-05 | 0.00013985 | 0.00014639 | 3.3995e-05 | 0.00013501 | 0.00014639 | 7.6227e-05 | 0.00013985
8 | 13 | 11 | 0.00015363 | 4.0204e-05 | 0.00011074 | 0.00015363 | 7.1291e-05 | 0.00014267 | 0.00015363 | 4.0204e-05 | 0.00011074 | 0.00015363 | 7.1291e-05 | 0.00014267
8 | 13 | 12 | 0.00015935 | 4.9933e-05 | 9.6115e-05 | 0.00015935 | 6.7224e-05 | 0.00014501 | 0.00015935 | 4.9933e-05 | 9.6115e-05 | 0.00015935 | 6.7224e-05 | 0.00014501
8 | 13 | 13 | 0.00016523 | 7.2043e-05 | 0.00010236 | 0.00016523 | 6.5321e-05 | 0.00014836 | 0.00016523 | 7.2043e-05 | 0.00010236 | 0.00016523 | 6.5321e-05 | 0.00014836
8 | 13 | 14 | 0.00016965 | 8.6412e-05 | 0.00011424 | 0.00016965 | 6.4691e-05 | 0.00015061 | 0.00016965 | 8.6412e-05 | 0.00011424 | 0.00016965 | 6.4691e-05 | 0.00015061
8 | 13 | 15 | 0.00017325 | 9.9476e-05 | 0.00011951 | 0.00017325 | 6.4261e-05 | 0.00015038 | 0.00017325 | 9.9476e-05 | 0.00011951 | 0.00017325 | 6.4261e-05 | 0.00015038
8 | 13 | 16 | 0.0001743 | 0.00013475 | 0.00014213 | 0.0001743 | 6.5686e-05 | 0.00014874 | 0.0001743 | 0.00013475 | 0.00014213 | 0.0001743 | 6.5686e-05 | 0.00014874
8 | 13 | 17 | 0.00017121 | 0.00016941 | 0.00016002 | 0.00017121 | 6.8314e-05 | 0.00014308 | 0.00017121 | 0.00016941 | 0.00016002 | 0.00017121 | 6.8314e-05 | 0.00014308
8 | 13 | 18 | 0.00016558 | 0.00021451 | 0.00018759 | 0.00016558 | 7.1835e-05 | 0.00013922 | 0.00016558 | 0.00021451 | 0.00018759 | 0.00016558 | 7.1835e-05 | 0.00013922
8 | 13 | 19 | 0.0001585 | 0.0002472 | 0.00020514 | 0.0001585 | 7.9914e-05 | 0.0001376 | 0.0001585 | 0.0002472 | 0.00020514 | 0.0001585 | 7.9914e-05 | 0.0001376
8 | 13 | 20 | 0.00015869 | 0.00025423 | 0.0001999 | 0.00015869 | 7.9121e-05 | 0.00013436 | 0.00015869 | 0.00025423 | 0.0001999 | 0.00015869 | 7.9121e-05 | 0.00013436
8 | 13 | 21 | 0.00015019 | 0.00024674 | 0.00018308 | 0.00015019 | 7.7003e-05 | 0.00012521 | 0.00015019 | 0.00024674 | 0.00018308 | 0.00015019 | 7.7003e-05 | 0.00012521
8 | 13 | 22 | 0.00013597 | 0.00023316 | 0.00016891 | 0.00013597 | 7.8158e-05 | 0.00011133 | 0.00013597 | 0.00023316 | 0.00016891 | 0.00013597 | 7.8158e-05 | 0.00011133
8 | 13 | 23 | 0.00012211 | 0.00021635 | 0.00015284 | 0.00012211 | 8.0333e-05 | 0.00010087 | 0.00012211 | 0.00021635 | 0.00015284 | 0.00012211 | 8.0333e-05 | 0.00010087
8 | 13 | 24 | 0.00011138 | 0.00018058 | 0.00012331 | 0.00011138 | 8.1983e-05 | 9.5133e-05 | 0.00011138 | 0.00018058 | 0.00012331 | 0.00011138 | 8.1983e-05 | 9.5133e-05
8 | 14 | 1 | 0.00010474 | 0.00013842 | 8.8506e-05 | 0.00010474 | 8.4235e-05 | 9.3033e-05 | 0.00010474 | 0.00013842 | 8.8506e-05 | 0.00010474 | 8.4235e-05 | 9.3033e-05
8 | 14 | 2 | 0.00010075 | 0.00010269 | 6.5353e-05 | 0.00010075 | 8.5424e-05 | 9.1073e-05 | 0.00010075 | 0.00010269 | 6.5353e-05 | 0.00010075 | 8.5424e-05 | 9.1073e-05
8 | 14 | 3 | 9.8528e-05 | 7.0359e-05 | 4.6812e-05 | 9.8528e-05 | 8.6082e-05 | 9.1784e-05 | 9.8528e-05 | 7.0359e-05 | 4.6812e-05 | 9.8528e-05 | 8.6082e-05 | 9.1784e-05
8 | 14 | 4 | 9.9519e-05 | 4.7047e-05 | 3.2229e-05 | 9.9519e-05 | 8.7163e-05 | 9.6379e-05 | 9.9519e-05 | 4.7047e-05 | 3.2229e-05 | 9.9519e-05 | 8.7163e-05 | 9.6379e-05
8 | 14 | 5 | 0.00010494 | 2.9132e-05 | 2.185e-05 | 0.00010494 | 8.8464e-05 | 0.00010305 | 0.00010494 | 2.9132e-05 | 2.185e-05 | 0.00010494 | 8.8464e-05 | 0.00010305
8 | 14 | 6 | 0.00011147 | 1.7382e-05 | 2.1781e-05 | 0.00011147 | 8.8215e-05 | 0.00011233 | 0.00011147 | 1.7382e-05 | 2.1781e-05 | 0.00011147 | 8.8215e-05 | 0.00011233
8 | 14 | 7 | 0.00012067 | 1.0253e-05 | 4.0291e-05 | 0.00012067 | 8.8311e-05 | 0.00012071 | 0.00012067 | 1.0253e-05 | 4.0291e-05 | 0.00012067 | 8.8311e-05 | 0.00012071
8 | 14 | 8 | 0.00013138 | 1.4978e-05 | 8.6259e-05 | 0.00013138 | 8.5313e-05 | 0.00012982 | 0.00013138 | 1.4978e-05 | 8.6259e-05 | 0.00013138 | 8.5313e-05 | 0.00012982
8 | 14 | 9 | 0.00014108 | 3.0625e-05 | 0.00013696 | 0.00014108 | 8.1592e-05 | 0.00013574 | 0.00014108 | 3.0625e-05 | 0.00013696 | 0.00014108 | 8.1592e-05 | 0.00013574
8 | 14 | 10 | 0.00015086 | 3.3995e-05 | 0.00013501 | 0.00015086 | 7.6227e-05 | 0.00013985 | 0.00015086 | 3.3995e-05 | 0.00013501 | 0.00015086 | 7.6227e-05 | 0.00013985
8 | 14 | 11 | 0.00015893 | 4.0204e-05 | 0.00011074 | 0.00015893 | 7.1291e-05 | 0.00014267 | 0.00015893 | 4.0204e-05 | 0.00011074 | 0.00015893 | 7.1291e-05 | 0.00014267
8 | 14 | 12 | 0.00016443 | 4.9933e-05 | 9.6115e-05 | 0.00016443 | 6.7224e-05 | 0.00014501 | 0.00016443 | 4.9933e-05 | 9.6115e-05 | 0.00016443 | 6.7224e-05 | 0.00014501
8 | 14 | 13 | 0.00017121 | 7.2043e-05 | 0.00010236 | 0.00017121 | 6.5321e-05 | 0.00014836 | 0.00017121 | 7.2043e-05 | 0.00010236 | 0.00017121 | 6.5321e-05 | 0.00014836
8 | 14 | 14 | 0.00017561 | 8.6412e-05 | 0.00011424 | 0.00017561 | 6.4691e-05 | 0.00015061 | 0.00017561 | 8.6412e-05 | 0.00011424 | 0.00017561 | 6.4691e-05 | 0.00015061
8 | 14 | 15 | 0.00017753 | 9.9476e-05 | 0.00011951 | 0.00017753 | 6.4261e-05 | 0.00015038 | 0.00017753 | 9.9476e-05 | 0.00011951 | 0.00017753 | 6.4261e-05 | 0.00015038
8 | 14 | 16 | 0.00017794 | 0.00013475 | 0.00014213 | 0.00017794 | 6.5686e-05 | 0.00014874 | 0.00017794 | 0.00013475 | 0.00014213 | 0.00017794 | 6.5686e-05 | 0.00014874
8 | 14 | 17 | 0.00017509 | 0.00016941 | 0.00016002 | 0.00017509 | 6.8314e-05 | 0.00014308 | 0.00017509 | 0.00016941 | 0.00016002 | 0.00017509 | 6.8314e-05 | 0.00014308
8 | 14 | 18 | 0.00016809 | 0.00021451 | 0.00018759 | 0.00016809 | 7.1835e-05 | 0.00013922 | 0.00016809 | 0.00021451 | 0.00018759 | 0.00016809 | 7.1835e-05 | 0.00013922
8 | 14 | 19 | 0.00016249 | 0.0002472 | 0.00020514 | 0.00016249 | 7.9914e-05 | 0.0001376 | 0.00016249 | 0.0002472 | 0.00020514 | 0.00016249 | 7.9914e-05 | 0.0001376
8 | 14 | 20 | 0.00016394 | 0.00025423 | 0.0001999 | 0.00016394 | 7.9121e-05 | 0.00013436 | 0.00016394 | 0.00025423 | 0.0001999 | 0.00016394 | 7.9121e-05 | 0.00013436
8 | 14 | 21 | 0.00015443 | 0.00024674 | 0.00018308 | 0.00015443 | 7.7003e-05 | 0.00012521 | 0.00015443 | 0.00024674 | 0.00018308 | 0.00015443 | 7.7003e-05 | 0.00012521
8 | 14 | 22 | 0.0001397 | 0.00023316 | 0.00016891 | 0.0001397 | 7.8158e-05 | 0.00011133 | 0.0001397 | 0.00023316 | 0.00016891 | 0.0001397 | 7.8158e-05 | 0.00011133
8 | 14 | 23 | 0.00012571 | 0.00021635 | 0.00015284 | 0.00012571 | 8.0333e-05 | 0.00010087 | 0.00012571 | 0.00021635 | 0.00015284 | 0.00012571 | 8.0333e-05 | 0.00010087
8 | 14 | 24 | 0.00011473 | 0.00018058 | 0.00012331 | 0.00011473 | 8.1983e-05 | 9.5133e-05 | 0.00011473 | 0.00018058 | 0.00012331 | 0.00011473 | 8.1983e-05 | 9.5133e-05
8 | 15 | 1 | 0.00010783 | 0.00013842 | 8.8506e-05 | 0.00010783 | 8.4235e-05 | 9.3033e-05 | 0.00010783 | 0.00013842 | 8.8506e-05 | 0.00010783 | 8.4235e-05 | 9.3033e-05
8 | 15 | 2 | 0.0001034 | 0.00010269 | 6.5353e-05 | 0.0001034 | 8.5424e-05 | 9.1073e-05 | 0.0001034 | 0.00010269 | 6.5353e-05 | 0.0001034 | 8.5424e-05 | 9.1073e-05
8 | 15 | 3 | 0.00010108 | 7.0359e-05 | 4.6812e-05 | 0.00010108 | 8.6082e-05 | 9.1784e-05 | 0.00010108 | 7.0359e-05 | 4.6812e-05 | 0.00010108 | 8.6082e-05 | 9.1784e-05
8 | 15 | 4 | 0.00010202 | 4.7047e-05 | 3.2229e-05 | 0.00010202 | 8.7163e-05 | 9.6379e-05 | 0.00010202 | 4.7047e-05 | 3.2229e-05 | 0.00010202 | 8.7163e-05 | 9.6379e-05
8 | 15 | 5 | 0.00010744 | 2.9132e-05 | 2.185e-05 | 0.00010744 | 8.8464e-05 | 0.00010305 | 0.00010744 | 2.9132e-05 | 2.185e-05 | 0.00010744 | 8.8464e-05 | 0.00010305
8 | 15 | 6 | 0.00011431 | 1.7382e-05 | 2.1781e-05 | 0.00011431 | 8.8215e-05 | 0.00011233 | 0.00011431 | 1.7382e-05 | 2.1781e-05 | 0.00011431 | 8.8215e-05 | 0.00011233
8 | 15 | 7 | 0.00012341 | 1.0253e-05 | 4.0291e-05 | 0.00012341 | 8.8311e-05 | 0.00012071 | 0.00012341 | 1.0253e-05 | 4.0291e-05 | 0.00012341 | 8.8311e-05 | 0.00012071
8 | 15 | 8 | 0.00013395 | 1.4978e-05 | 8.6259e-05 | 0.00013395 | 8.5313e-05 | 0.00012982 | 0.00013395 | 1.4978e-05 | 8.6259e-05 | 0.00013395 | 8.5313e-05 | 0.00012982
8 | 15 | 9 | 0.00014474 | 3.0625e-05 | 0.00013696 | 0.00014474 | 8.1592e-05 | 0.00013574 | 0.00014474 | 3.0625e-05 | 0.00013696 | 0.00014474 | 8.1592e-05 | 0.00013574
8 | 15 | 10 | 0.00015468 | 3.3995e-05 | 0.00013501 | 0.00015468 | 7.6227e-05 | 0.00013985 | 0.00015468 | 3.3995e-05 | 0.00013501 | 0.00015468 | 7.6227e-05 | 0.00013985
8 | 15 | 11 | 0.00016109 | 4.0204e-05 | 0.00011074 | 0.00016109 | 7.1291e-05 | 0.00014267 | 0.00016109 | 4.0204e-05 | 0.00011074 | 0.00016109 | 7.1291e-05 | 0.00014267
8 | 15 | 12 | 0.00016677 | 4.9933e-05 | 9.6115e-05 | 0.00016677 | 6.7224e-05 | 0.00014501 | 0.00016677 | 4.9933e-05 | 9.6115e-05 | 0.00016677 | 6.7224e-05 | 0.00014501
8 | 15 | 13 | 0.00017317 | 7.2043e-05 | 0.00010236 | 0.00017317 | 6.5321e-05 | 0.00014836 | 0.00017317 | 7.2043e-05 | 0.00010236 | 0.00017317 | 6.5321e-05 | 0.00014836
8 | 15 | 14 | 0.00017799 | 8.6412e-05 | 0.00011424 | 0.00017799 | 6.4691e-05 | 0.00015061 | 0.00017799 | 8.6412e-05 | 0.00011424 | 0.00017799 | 6.4691e-05 | 0.00015061
8 | 15 | 15 | 0.00018077 | 9.9476e-05 | 0.00011951 | 0.00018077 | 6.4261e-05 | 0.00015038 | 0.00018077 | 9.9476e-05 | 0.00011951 | 0.00018077 | 6.4261e-05 | 0.00015038
8 | 15 | 16 | 0.00018104 | 0.00013475 | 0.00014213 | 0.00018104 | 6.5686e-05 | 0.00014874 | 0.00018104 | 0.00013475 | 0.00014213 | 0.00018104 | 6.5686e-05 | 0.00014874
8 | 15 | 17 | 0.0001768 | 0.00016941 | 0.00016002 | 0.0001768 | 6.8314e-05 | 0.00014308 | 0.0001768 | 0.00016941 | 0.00016002 | 0.0001768 | 6.8314e-05 | 0.00014308
8 | 15 | 18 | 0.00016975 | 0.00021451 | 0.00018759 | 0.00016975 | 7.1835e-05 | 0.00013922 | 0.00016975 | 0.00021451 | 0.00018759 | 0.00016975 | 7.1835e-05 | 0.00013922
8 | 15 | 19 | 0.0001639 | 0.0002472 | 0.00020514 | 0.0001639 | 7.9914e-05 | 0.0001376 | 0.0001639 | 0.0002472 | 0.00020514 | 0.0001639 | 7.9914e-05 | 0.0001376
8 | 15 | 20 | 0.00016418 | 0.00025423 | 0.0001999 | 0.00016418 | 7.9121e-05 | 0.00013436 | 0.00016418 | 0.00025423 | 0.0001999 | 0.00016418 | 7.9121e-05 | 0.00013436
8 | 15 | 21 | 0.00015601 | 0.00024674 | 0.00018308 | 0.00015601 | 7.7003e-05 | 0.00012521 | 0.00015601 | 0.00024674 | 0.00018308 | 0.00015601 | 7.7003e-05 | 0.00012521
8 | 15 | 22 | 0.00014099 | 0.00023316 | 0.00016891 | 0.00014099 | 7.8158e-05 | 0.00011133 | 0.00014099 | 0.00023316 | 0.00016891 | 0.00014099 | 7.8158e-05 | 0.00011133
8 | 15 | 23 | 0.00012624 | 0.00021635 | 0.00015284 | 0.00012624 | 8.0333e-05 | 0.00010087 | 0.00012624 | 0.00021635 | 0.00015284 | 0.00012624 | 8.0333e-05 | 0.00010087
8 | 15 | 24 | 0.00011582 | 0.00018058 | 0.00012331 | 0.00011582 | 8.1983e-05 | 9.5133e-05 | 0.00011582 | 0.00018058 | 0.00012331 | 0.00011582 | 8.1983e-05 | 9.5133e-05
8 | 16 | 1 | 0.00010863 | 0.00013842 | 8.8506e-05 | 0.00010863 | 8.4235e-05 | 9.3033e-05 | 0.00010863 | 0.00013842 | 8.8506e-05 | 0.00010863 | 8.4235e-05 | 9.3033e-05
8 | 16 | 2 | 0.00010358 | 0.00010269 | 6.5353e-05 | 0.00010358 | 8.5424e-05 | 9.1073e-05 | 0.00010358 | 0.00010269 | 6.5353e-05 | 0.00010358 | 8.5424e-05 | 9.1073e-05
8 | 16 | 3 | 0.00010207 | 7.0359e-05 | 4.6812e-05 | 0.00010207 | 8.6082e-05 | 9.1784e-05 | 0.00010207 | 7.0359e-05 | 4.6812e-05 | 0.00010207 | 8.6082e-05 | 9.1784e-05
8 | 16 | 4 | 0.00010258 | 4.7047e-05 | 3.2229e-05 | 0.00010258 | 8.7163e-05 | 9.6379e-05 | 0.00010258 | 4.7047e-05 | 3.2229e-05 | 0.00010258 | 8.7163e-05 | 9.6379e-05
8 | 16 | 5 | 0.00010833 | 2.9132e-05 | 2.185e-05 | 0.00010833 | 8.8464e-05 | 0.00010305 | 0.00010833 | 2.9132e-05 | 2.185e-05 | 0.00010833 | 8.8464e-05 | 0.00010305
8 | 16 | 6 | 0.00011491 | 1.7382e-05 | 2.1781e-05 | 0.00011491 | 8.8215e-05 | 0.00011233 | 0.00011491 | 1.7382e-05 | 2.1781e-05 | 0.00011491 | 8.8215e-05 | 0.00011233
8 | 16 | 7 | 0.00012406 | 1.0253e-05 | 4.0291e-05 | 0.00012406 | 8.8311e-05 | 0.00012071 | 0.00012406 | 1.0253e-05 | 4.0291e-05 | 0.00012406 | 8.8311e-05 | 0.00012071
8 | 16 | 8 | 0.00013455 | 1.4978e-05 | 8.6259e-05 | 0.00013455 | 8.5313e-05 | 0.00012982 | 0.00013455 | 1.4978e-05 | 8.6259e-05 | 0.00013455 | 8.5313e-05 | 0.00012982
8 | 16 | 9 | 0.00014401 | 3.0625e-05 | 0.00013696 | 0.00014401 | 8.1592e-05 | 0.00013574 | 0.00014401 | 3.0625e-05 | 0.00013696 | 0.00014401 | 8.1592e-05 | 0.00013574
8 | 16 | 10 | 0.00015324 | 3.3995e-05 | 0.00013501 | 0.00015324 | 7.6227e-05 | 0.00013985 | 0.00015324 | 3.3995e-05 | 0.00013501 | 0.00015324 | 7.6227e-05 | 0.00013985
8 | 16 | 11 | 0.00016038 | 4.0204e-05 | 0.00011074 | 0.00016038 | 7.1291e-05 | 0.00014267 | 0.00016038 | 4.0204e-05 | 0.00011074 | 0.00016038 | 7.1291e-05 | 0.00014267
8 | 16 | 12 | 0.00016614 | 4.9933e-05 | 9.6115e-05 | 0.00016614 | 6.7224e-05 | 0.00014501 | 0.00016614 | 4.9933e-05 | 9.6115e-05 | 0.00016614 | 6.7224e-05 | 0.00014501
8 | 16 | 13 | 0.00017238 | 7.2043e-05 | 0.00010236 | 0.00017238 | 6.5321e-05 | 0.00014836 | 0.00017238 | 7.2043e-05 | 0.00010236 | 0.00017238 | 6.5321e-05 | 0.00014836
8 | 16 | 14 | 0.00017645 | 8.6412e-05 | 0.00011424 | 0.00017645 | 6.4691e-05 | 0.00015061 | 0.00017645 | 8.6412e-05 | 0.00011424 | 0.00017645 | 6.4691e-05 | 0.00015061
8 | 16 | 15 | 0.00017875 | 9.9476e-05 | 0.00011951 | 0.00017875 | 6.4261e-05 | 0.00015038 | 0.00017875 | 9.9476e-05 | 0.00011951 | 0.00017875 | 6.4261e-05 | 0.00015038
8 | 16 | 16 | 0.00017923 | 0.00013475 | 0.00014213 | 0.00017923 | 6.5686e-05 | 0.00014874 | 0.00017923 | 0.00013475 | 0.00014213 | 0.00017923 | 6.5686e-05 | 0.00014874
8 | 16 | 17 | 0.00017506 | 0.00016941 | 0.00016002 | 0.00017506 | 6.8314e-05 | 0.00014308 | 0.00017506 | 0.00016941 | 0.00016002 | 0.00017506 | 6.8314e-05 | 0.00014308
8 | 16 | 18 | 0.00016864 | 0.00021451 | 0.00018759 | 0.00016864 | 7.1835e-05 | 0.00013922 | 0.00016864 | 0.00021451 | 0.00018759 | 0.00016864 | 7.1835e-05 | 0.00013922
8 | 16 | 19 | 0.00016122 | 0.0002472 | 0.00020514 | 0.00016122 | 7.9914e-05 | 0.0001376 | 0.00016122 | 0.0002472 | 0.00020514 | 0.00016122 | 7.9914e-05 | 0.0001376
8 | 16 | 20 | 0.00016162 | 0.00025423 | 0.0001999 | 0.00016162 | 7.9121e-05 | 0.00013436 | 0.00016162 | 0.00025423 | 0.0001999 | 0.00016162 | 7.9121e-05 | 0.00013436
8 | 16 | 21 | 0.00015416 | 0.00024674 | 0.00018308 | 0.00015416 | 7.7003e-05 | 0.00012521 | 0.00015416 | 0.00024674 | 0.00018308 | 0.00015416 | 7.7003e-05 | 0.00012521
8 | 16 | 22 | 0.00014155 | 0.00023316 | 0.00016891 | 0.00014155 | 7.8158e-05 | 0.00011133 | 0.00014155 | 0.00023316 | 0.00016891 | 0.00014155 | 7.8158e-05 | 0.00011133
8 | 16 | 23 | 0.00012599 | 0.00021635 | 0.00015284 | 0.00012599 | 8.0333e-05 | 0.00010087 | 0.00012599 | 0.00021635 | 0.00015284 | 0.00012599 | 8.0333e-05 | 0.00010087
8 | 16 | 24 | 0.00011494 | 0.00018058 | 0.00012331 | 0.00011494 | 8.1983e-05 | 9.5133e-05 | 0.00011494 | 0.00018058 | 0.00012331 | 0.00011494 | 8.1983e-05 | 9.5133e-05
8 | 17 | 1 | 0.00010793 | 0.00013842 | 8.8506e-05 | 0.00010793 | 8.4235e-05 | 9.3033e-05 | 0.00010793 | 0.00013842 | 8.8506e-05 | 0.00010793 | 8.4235e-05 | 9.3033e-05
8 | 17 | 2 | 0.00010373 | 0.00010269 | 6.5353e-05 | 0.00010373 | 8.5424e-05 | 9.1073e-05 | 0.00010373 | 0.00010269 | 6.5353e-05 | 0.00010373 | 8.5424e-05 | 9.1073e-05
8 | 17 | 3 | 0.00010126 | 7.0359e-05 | 4.6812e-05 | 0.00010126 | 8.6082e-05 | 9.1784e-05 | 0.00010126 | 7.0359e-05 | 4.6812e-05 | 0.00010126 | 8.6082e-05 | 9.1784e-05
8 | 17 | 4 | 0.0001022 | 4.7047e-05 | 3.2229e-05 | 0.0001022 | 8.7163e-05 | 9.6379e-05 | 0.0001022 | 4.7047e-05 | 3.2229e-05 | 0.0001022 | 8.7163e-05 | 9.6379e-05
8 | 17 | 5 | 0.00010767 | 2.9132e-05 | 2.185e-05 | 0.00010767 | 8.8464e-05 | 0.00010305 | 0.00010767 | 2.9132e-05 | 2.185e-05 | 0.00010767 | 8.8464e-05 | 0.00010305
8 | 17 | 6 | 0.00011392 | 1.7382e-05 | 2.1781e-05 | 0.00011392 | 8.8215e-05 | 0.00011233 | 0.00011392 | 1.7382e-05 | 2.1781e-05 | 0.00011392 | 8.8215e-05 | 0.00011233
8 | 17 | 7 | 0.00012348 | 1.0253e-05 | 4.0291e-05 | 0.00012348 | 8.8311e-05 | 0.00012071 | 0.00012348 | 1.0253e-05 | 4.0291e-05 | 0.00012348 | 8.8311e-05 | 0.00012071
8 | 17 | 8 | 0.00013479 | 1.4978e-05 | 8.6259e-05 | 0.00013479 | 8.5313e-05 | 0.00012982 | 0.00013479 | 1.4978e-05 | 8.6259e-05 | 0.00013479 | 8.5313e-05 | 0.00012982
8 | 17 | 9 | 0.00014413 | 3.0625e-05 | 0.00013696 | 0.00014413 | 8.1592e-05 | 0.00013574 | 0.00014413 | 3.0625e-05 | 0.00013696 | 0.00014413 | 8.1592e-05 | 0.00013574
8 | 17 | 10 | 0.00015341 | 3.3995e-05 | 0.00013501 | 0.00015341 | 7.6227e-05 | 0.00013985 | 0.00015341 | 3.3995e-05 | 0.00013501 | 0.00015341 | 7.6227e-05 | 0.00013985
8 | 17 | 11 | 0.00016088 | 4.0204e-05 | 0.00011074 | 0.00016088 | 7.1291e-05 | 0.00014267 | 0.00016088 | 4.0204e-05 | 0.00011074 | 0.00016088 | 7.1291e-05 | 0.00014267
8 | 17 | 12 | 0.00016581 | 4.9933e-05 | 9.6115e-05 | 0.00016581 | 6.7224e-05 | 0.00014501 | 0.00016581 | 4.9933e-05 | 9.6115e-05 | 0.00016581 | 6.7224e-05 | 0.00014501
8 | 17 | 13 | 0.00017153 | 7.2043e-05 | 0.00010236 | 0.00017153 | 6.5321e-05 | 0.00014836 | 0.00017153 | 7.2043e-05 | 0.00010236 | 0.00017153 | 6.5321e-05 | 0.00014836
8 | 17 | 14 | 0.0001745 | 8.6412e-05 | 0.00011424 | 0.0001745 | 6.4691e-05 | 0.00015061 | 0.0001745 | 8.6412e-05 | 0.00011424 | 0.0001745 | 6.4691e-05 | 0.00015061
8 | 17 | 15 | 0.00017647 | 9.9476e-05 | 0.00011951 | 0.00017647 | 6.4261e-05 | 0.00015038 | 0.00017647 | 9.9476e-05 | 0.00011951 | 0.00017647 | 6.4261e-05 | 0.00015038
8 | 17 | 16 | 0.00017625 | 0.00013475 | 0.00014213 | 0.00017625 | 6.5686e-05 | 0.00014874 | 0.00017625 | 0.00013475 | 0.00014213 | 0.00017625 | 6.5686e-05 | 0.00014874
8 | 17 | 17 | 0.0001721 | 0.00016941 | 0.00016002 | 0.0001721 | 6.8314e-05 | 0.00014308 | 0.0001721 | 0.00016941 | 0.00016002 | 0.0001721 | 6.8314e-05 | 0.00014308
8 | 17 | 18 | 0.00016378 | 0.00021451 | 0.00018759 | 0.00016378 | 7.1835e-05 | 0.00013922 | 0.00016378 | 0.00021451 | 0.00018759 | 0.00016378 | 7.1835e-05 | 0.00013922
8 | 17 | 19 | 0.00015664 | 0.0002472 | 0.00020514 | 0.00015664 | 7.9914e-05 | 0.0001376 | 0.00015664 | 0.0002472 | 0.00020514 | 0.00015664 | 7.9914e-05 | 0.0001376
8 | 17 | 20 | 0.0001566 | 0.00025423 | 0.0001999 | 0.0001566 | 7.9121e-05 | 0.00013436 | 0.0001566 | 0.00025423 | 0.0001999 | 0.0001566 | 7.9121e-05 | 0.00013436
8 | 17 | 21 | 0.00014939 | 0.00024674 | 0.00018308 | 0.00014939 | 7.7003e-05 | 0.00012521 | 0.00014939 | 0.00024674 | 0.00018308 | 0.00014939 | 7.7003e-05 | 0.00012521
8 | 17 | 22 | 0.00013792 | 0.00023316 | 0.00016891 | 0.00013792 | 7.8158e-05 | 0.00011133 | 0.00013792 | 0.00023316 | 0.00016891 | 0.00013792 | 7.8158e-05 | 0.00011133
8 | 17 | 23 | 0.00012496 | 0.00021635 | 0.00015284 | 0.00012496 | 8.0333e-05 | 0.00010087 | 0.00012496 | 0.00021635 | 0.00015284 | 0.00012496 | 8.0333e-05 | 0.00010087
8 | 17 | 24 | 0.00011451 | 0.00018058 | 0.00012331 | 0.00011451 | 8.1983e-05 | 9.5133e-05 | 0.00011451 | 0.00018058 | 0.00012331 | 0.00011451 | 8.1983e-05 | 9.5133e-05
8 | 18 | 1 | 0.0001072 | 0.00013842 | 8.8506e-05 | 0.0001072 | 8.4235e-05 | 9.3033e-05 | 0.0001072 | 0.00013842 | 8.8506e-05 | 0.0001072 | 8.4235e-05 | 9.3033e-05
8 | 18 | 2 | 0.00010273 | 0.00010269 | 6.5353e-05 | 0.00010273 | 8.5424e-05 | 9.1073e-05 | 0.00010273 | 0.00010269 | 6.5353e-05 | 0.00010273 | 8.5424e-05 | 9.1073e-05
8 | 18 | 3 | 0.00010005 | 7.0359e-05 | 4.6812e-05 | 0.00010005 | 8.6082e-05 | 9.1784e-05 | 0.00010005 | 7.0359e-05 | 4.6812e-05 | 0.00010005 | 8.6082e-05 | 9.1784e-05
8 | 18 | 4 | 9.9427e-05 | 4.7047e-05 | 3.2229e-05 | 9.9427e-05 | 8.7163e-05 | 9.6379e-05 | 9.9427e-05 | 4.7047e-05 | 3.2229e-05 | 9.9427e-05 | 8.7163e-05 | 9.6379e-05
8 | 18 | 5 | 0.0001002 | 2.9132e-05 | 2.185e-05 | 0.0001002 | 8.8464e-05 | 0.00010305 | 0.0001002 | 2.9132e-05 | 2.185e-05 | 0.0001002 | 8.8464e-05 | 0.00010305
8 | 18 | 6 | 0.0001002 | 1.7382e-05 | 2.1781e-05 | 0.0001002 | 8.8215e-05 | 0.00011233 | 0.0001002 | 1.7382e-05 | 2.1781e-05 | 0.0001002 | 8.8215e-05 | 0.00011233
8 | 18 | 7 | 0.00010569 | 1.0253e-05 | 4.0291e-05 | 0.00010569 | 8.8311e-05 | 0.00012071 | 0.00010569 | 1.0253e-05 | 4.0291e-05 | 0.00010569 | 8.8311e-05 | 0.00012071
8 | 18 | 8 | 0.00011565 | 1.4978e-05 | 8.6259e-05 | 0.00011565 | 8.5313e-05 | 0.00012982 | 0.00011565 | 1.4978e-05 | 8.6259e-05 | 0.00011565 | 8.5313e-05 | 0.00012982
8 | 18 | 9 | 0.00012642 | 3.0625e-05 | 0.00013696 | 0.00012642 | 8.1592e-05 | 0.00013574 | 0.00012642 | 3.0625e-05 | 0.00013696 | 0.00012642 | 8.1592e-05 | 0.00013574
8 | 18 | 10 | 0.00013646 | 3.3995e-05 | 0.00013501 | 0.00013646 | 7.6227e-05 | 0.00013985 | 0.00013646 | 3.3995e-05 | 0.00013501 | 0.00013646 | 7.6227e-05 | 0.00013985
8 | 18 | 11 | 0.00014388 | 4.0204e-05 | 0.00011074 | 0.00014388 | 7.1291e-05 | 0.00014267 | 0.00014388 | 4.0204e-05 | 0.00011074 | 0.00014388 | 7.1291e-05 | 0.00014267
8 | 18 | 12 | 0.00015001 | 4.9933e-05 | 9.6115e-05 | 0.00015001 | 6.7224e-05 | 0.00014501 | 0.00015001 | 4.9933e-05 | 9.6115e-05 | 0.00015001 | 6.7224e-05 | 0.00014501
8 | 18 | 13 | 0.00015427 | 7.2043e-05 | 0.00010236 | 0.00015427 | 6.5321e-05 | 0.00014836 | 0.00015427 | 7.2043e-05 | 0.00010236 | 0.00015427 | 6.5321e-05 | 0.00014836
8 | 18 | 14 | 0.00015824 | 8.6412e-05 | 0.00011424 | 0.00015824 | 6.4691e-05 | 0.00015061 | 0.00015824 | 8.6412e-05 | 0.00011424 | 0.00015824 | 6.4691e-05 | 0.00015061
8 | 18 | 15 | 0.00016053 | 9.9476e-05 | 0.00011951 | 0.00016053 | 6.4261e-05 | 0.00015038 | 0.00016053 | 9.9476e-05 | 0.00011951 | 0.00016053 | 6.4261e-05 | 0.00015038
8 | 18 | 16 | 0.00016102 | 0.00013475 | 0.00014213 | 0.00016102 | 6.5686e-05 | 0.00014874 | 0.00016102 | 0.00013475 | 0.00014213 | 0.00016102 | 6.5686e-05 | 0.00014874
8 | 18 | 17 | 0.00015819 | 0.00016941 | 0.00016002 | 0.00015819 | 6.8314e-05 | 0.00014308 | 0.00015819 | 0.00016941 | 0.00016002 | 0.00015819 | 6.8314e-05 | 0.00014308
8 | 18 | 18 | 0.00015233 | 0.00021451 | 0.00018759 | 0.00015233 | 7.1835e-05 | 0.00013922 | 0.00015233 | 0.00021451 | 0.00018759 | 0.00015233 | 7.1835e-05 | 0.00013922
8 | 18 | 19 | 0.00014671 | 0.0002472 | 0.00020514 | 0.00014671 | 7.9914e-05 | 0.0001376 | 0.00014671 | 0.0002472 | 0.00020514 | 0.00014671 | 7.9914e-05 | 0.0001376
8 | 18 | 20 | 0.00014763 | 0.00025423 | 0.0001999 | 0.00014763 | 7.9121e-05 | 0.00013436 | 0.00014763 | 0.00025423 | 0.0001999 | 0.00014763 | 7.9121e-05 | 0.00013436
8 | 18 | 21 | 0.00014016 | 0.00024674 | 0.00018308 | 0.00014016 | 7.7003e-05 | 0.00012521 | 0.00014016 | 0.00024674 | 0.00018308 | 0.00014016 | 7.7003e-05 | 0.00012521
8 | 18 | 22 | 0.00013035 | 0.00023316 | 0.00016891 | 0.00013035 | 7.8158e-05 | 0.00011133 | 0.00013035 | 0.00023316 | 0.00016891 | 0.00013035 | 7.8158e-05 | 0.00011133
8 | 18 | 23 | 0.00011931 | 0.00021635 | 0.00015284 | 0.00011931 | 8.0333e-05 | 0.00010087 | 0.00011931 | 0.00021635 | 0.00015284 | 0.00011931 | 8.0333e-05 | 0.00010087
8 | 18 | 24 | 0.00010988 | 0.00018058 | 0.00012331 | 0.00010988 | 8.1983e-05 | 9.5133e-05 | 0.00010988 | 0.00018058 | 0.00012331 | 0.00010988 | 8.1983e-05 | 9.5133e-05
8 | 19 | 1 | 0.00010325 | 0.00013842 | 8.8506e-05 | 0.00010325 | 8.4235e-05 | 9.3033e-05 | 0.00010325 | 0.00013842 | 8.8506e-05 | 0.00010325 | 8.4235e-05 | 9.3033e-05
8 | 19 | 2 | 9.8466e-05 | 0.00010269 | 6.5353e-05 | 9.8466e-05 | 8.5424e-05 | 9.1073e-05 | 9.8466e-05 | 0.00010269 | 6.5353e-05 | 9.8466e-05 | 8.5424e-05 | 9.1073e-05
8 | 19 | 3 | 9.4546e-05 | 7.0359e-05 | 4.6812e-05 | 9.4546e-05 | 8.6082e-05 | 9.1784e-05 | 9.4546e-05 | 7.0359e-05 | 4.6812e-05 | 9.4546e-05 | 8.6082e-05 | 9.1784e-05
8 | 19 | 4 | 9.383e-05 | 4.7047e-05 | 3.2229e-05 | 9.383e-05 | 8.7163e-05 | 9.6379e-05 | 9.383e-05 | 4.7047e-05 | 3.2229e-05 | 9.383e-05 | 8.7163e-05 | 9.6379e-05
8 | 19 | 5 | 9.3797e-05 | 2.9132e-05 | 2.185e-05 | 9.3797e-05 | 8.8464e-05 | 0.00010305 | 9.3797e-05 | 2.9132e-05 | 2.185e-05 | 9.3797e-05 | 8.8464e-05 | 0.00010305
8 | 19 | 6 | 9.3165e-05 | 1.7382e-05 | 2.1781e-05 | 9.3165e-05 | 8.8215e-05 | 0.00011233 | 9.3165e-05 | 1.7382e-05 | 2.1781e-05 | 9.3165e-05 | 8.8215e-05 | 0.00011233
8 | 19 | 7 | 9.634e-05 | 1.0253e-05 | 4.0291e-05 | 9.634e-05 | 8.8311e-05 | 0.00012071 | 9.634e-05 | 1.0253e-05 | 4.0291e-05 | 9.634e-05 | 8.8311e-05 | 0.00012071
8 | 19 | 8 | 0.00010539 | 1.4978e-05 | 8.6259e-05 | 0.00010539 | 8.5313e-05 | 0.00012982 | 0.00010539 | 1.4978e-05 | 8.6259e-05 | 0.00010539 | 8.5313e-05 | 0.00012982
8 | 19 | 9 | 0.00011392 | 3.0625e-05 | 0.00013696 | 0.00011392 | 8.1592e-05 | 0.00013574 | 0.00011392 | 3.0625e-05 | 0.00013696 | 0.00011392 | 8.1592e-05 | 0.00013574
8 | 19 | 10 | 0.00012339 | 3.3995e-05 | 0.00013501 | 0.00012339 | 7.6227e-05 | 0.00013985 | 0.00012339 | 3.3995e-05 | 0.00013501 | 0.00012339 | 7.6227e-05 | 0.00013985
8 | 19 | 11 | 0.00013057 | 4.0204e-05 | 0.00011074 | 0.00013057 | 7.1291e-05 | 0.00014267 | 0.00013057 | 4.0204e-05 | 0.00011074 | 0.00013057 | 7.1291e-05 | 0.00014267
8 | 19 | 12 | 0.00013665 | 4.9933e-05 | 9.6115e-05 | 0.00013665 | 6.7224e-05 | 0.00014501 | 0.00013665 | 4.9933e-05 | 9.6115e-05 | 0.00013665 | 6.7224e-05 | 0.00014501
8 | 19 | 13 | 0.00014262 | 7.2043e-05 | 0.00010236 | 0.00014262 | 6.5321e-05 | 0.00014836 | 0.00014262 | 7.2043e-05 | 0.00010236 | 0.00014262 | 6.5321e-05 | 0.00014836
8 | 19 | 14 | 0.00014775 | 8.6412e-05 | 0.00011424 | 0.00014775 | 6.4691e-05 | 0.00015061 | 0.00014775 | 8.6412e-05 | 0.00011424 | 0.00014775 | 6.4691e-05 | 0.00015061
8 | 19 | 15 | 0.00015235 | 9.9476e-05 | 0.00011951 | 0.00015235 | 6.4261e-05 | 0.00015038 | 0.00015235 | 9.9476e-05 | 0.00011951 | 0.00015235 | 6.4261e-05 | 0.00015038
8 | 19 | 16 | 0.00015527 | 0.00013475 | 0.00014213 | 0.00015527 | 6.5686e-05 | 0.00014874 | 0.00015527 | 0.00013475 | 0.00014213 | 0.00015527 | 6.5686e-05 | 0.00014874
8 | 19 | 17 | 0.00015557 | 0.00016941 | 0.00016002 | 0.00015557 | 6.8314e-05 | 0.00014308 | 0.00015557 | 0.00016941 | 0.00016002 | 0.00015557 | 6.8314e-05 | 0.00014308
8 | 19 | 18 | 0.00015184 | 0.00021451 | 0.00018759 | 0.00015184 | 7.1835e-05 | 0.00013922 | 0.00015184 | 0.00021451 | 0.00018759 | 0.00015184 | 7.1835e-05 | 0.00013922
8 | 19 | 19 | 0.00014768 | 0.0002472 | 0.00020514 | 0.00014768 | 7.9914e-05 | 0.0001376 | 0.00014768 | 0.0002472 | 0.00020514 | 0.00014768 | 7.9914e-05 | 0.0001376
8 | 19 | 20 | 0.00014918 | 0.00025423 | 0.0001999 | 0.00014918 | 7.9121e-05 | 0.00013436 | 0.00014918 | 0.00025423 | 0.0001999 | 0.00014918 | 7.9121e-05 | 0.00013436
8 | 19 | 21 | 0.00014106 | 0.00024674 | 0.00018308 | 0.00014106 | 7.7003e-05 | 0.00012521 | 0.00014106 | 0.00024674 | 0.00018308 | 0.00014106 | 7.7003e-05 | 0.00012521
8 | 19 | 22 | 0.00012923 | 0.00023316 | 0.00016891 | 0.00012923 | 7.8158e-05 | 0.00011133 | 0.00012923 | 0.00023316 | 0.00016891 | 0.00012923 | 7.8158e-05 | 0.00011133
8 | 19 | 23 | 0.00011573 | 0.00021635 | 0.00015284 | 0.00011573 | 8.0333e-05 | 0.00010087 | 0.00011573 | 0.00021635 | 0.00015284 | 0.00011573 | 8.0333e-05 | 0.00010087
8 | 19 | 24 | 0.00010672 | 0.00018058 | 0.00012331 | 0.00010672 | 8.1983e-05 | 9.5133e-05 | 0.00010672 | 0.00018058 | 0.00012331 | 0.00010672 | 8.1983e-05 | 9.5133e-05
8 | 20 | 1 | 0.00010091 | 0.00013842 | 8.8506e-05 | 0.00010091 | 8.4235e-05 | 9.3033e-05 | 0.00010091 | 0.00013842 | 8.8506e-05 | 0.00010091 | 8.4235e-05 | 9.3033e-05
8 | 20 | 2 | 9.7738e-05 | 0.00010269 | 6.5353e-05 | 9.7738e-05 | 8.5424e-05 | 9.1073e-05 | 9.7738e-05 | 0.00010269 | 6.5353e-05 | 9.7738e-05 | 8.5424e-05 | 9.1073e-05
8 | 20 | 3 | 9.6032e-05 | 7.0359e-05 | 4.6812e-05 | 9.6032e-05 | 8.6082e-05 | 9.1784e-05 | 9.6032e-05 | 7.0359e-05 | 4.6812e-05 | 9.6032e-05 | 8.6082e-05 | 9.1784e-05
8 | 20 | 4 | 9.7209e-05 | 4.7047e-05 | 3.2229e-05 | 9.7209e-05 | 8.7163e-05 | 9.6379e-05 | 9.7209e-05 | 4.7047e-05 | 3.2229e-05 | 9.7209e-05 | 8.7163e-05 | 9.6379e-05
8 | 20 | 5 | 0.00010457 | 2.9132e-05 | 2.185e-05 | 0.00010457 | 8.8464e-05 | 0.00010305 | 0.00010457 | 2.9132e-05 | 2.185e-05 | 0.00010457 | 8.8464e-05 | 0.00010305
8 | 20 | 6 | 0.00011176 | 1.7382e-05 | 2.1781e-05 | 0.00011176 | 8.8215e-05 | 0.00011233 | 0.00011176 | 1.7382e-05 | 2.1781e-05 | 0.00011176 | 8.8215e-05 | 0.00011233
8 | 20 | 7 | 0.00012124 | 1.0253e-05 | 4.0291e-05 | 0.00012124 | 8.8311e-05 | 0.00012071 | 0.00012124 | 1.0253e-05 | 4.0291e-05 | 0.00012124 | 8.8311e-05 | 0.00012071
8 | 20 | 8 | 0.00013203 | 1.4978e-05 | 8.6259e-05 | 0.00013203 | 8.5313e-05 | 0.00012982 | 0.00013203 | 1.4978e-05 | 8.6259e-05 | 0.00013203 | 8.5313e-05 | 0.00012982
8 | 20 | 9 | 0.00014236 | 3.0625e-05 | 0.00013696 | 0.00014236 | 8.1592e-05 | 0.00013574 | 0.00014236 | 3.0625e-05 | 0.00013696 | 0.00014236 | 8.1592e-05 | 0.00013574
8 | 20 | 10 | 0.00015202 | 3.3995e-05 | 0.00013501 | 0.00015202 | 7.6227e-05 | 0.00013985 | 0.00015202 | 3.3995e-05 | 0.00013501 | 0.00015202 | 7.6227e-05 | 0.00013985
8 | 20 | 11 | 0.00015976 | 4.0204e-05 | 0.00011074 | 0.00015976 | 7.1291e-05 | 0.00014267 | 0.00015976 | 4.0204e-05 | 0.00011074 | 0.00015976 | 7.1291e-05 | 0.00014267
8 | 20 | 12 | 0.00016641 | 4.9933e-05 | 9.6115e-05 | 0.00016641 | 6.7224e-05 | 0.00014501 | 0.00016641 | 4.9933e-05 | 9.6115e-05 | 0.00016641 | 6.7224e-05 | 0.00014501
8 | 20 | 13 | 0.0001734 | 7.2043e-05 | 0.00010236 | 0.0001734 | 6.5321e-05 | 0.00014836 | 0.0001734 | 7.2043e-05 | 0.00010236 | 0.0001734 | 6.5321e-05 | 0.00014836
8 | 20 | 14 | 0.00017949 | 8.6412e-05 | 0.00011424 | 0.00017949 | 6.4691e-05 | 0.00015061 | 0.00017949 | 8.6412e-05 | 0.00011424 | 0.00017949 | 6.4691e-05 | 0.00015061
8 | 20 | 15 | 0.0001833 | 9.9476e-05 | 0.00011951 | 0.0001833 | 6.4261e-05 | 0.00015038 | 0.0001833 | 9.9476e-05 | 0.00011951 | 0.0001833 | 6.4261e-05 | 0.00015038
8 | 20 | 16 | 0.00018483 | 0.00013475 | 0.00014213 | 0.00018483 | 6.5686e-05 | 0.00014874 | 0.00018483 | 0.00013475 | 0.00014213 | 0.00018483 | 6.5686e-05 | 0.00014874
8 | 20 | 17 | 0.00018201 | 0.00016941 | 0.00016002 | 0.00018201 | 6.8314e-05 | 0.00014308 | 0.00018201 | 0.00016941 | 0.00016002 | 0.00018201 | 6.8314e-05 | 0.00014308
8 | 20 | 18 | 0.00017512 | 0.00021451 | 0.00018759 | 0.00017512 | 7.1835e-05 | 0.00013922 | 0.00017512 | 0.00021451 | 0.00018759 | 0.00017512 | 7.1835e-05 | 0.00013922
8 | 20 | 19 | 0.00016792 | 0.0002472 | 0.00020514 | 0.00016792 | 7.9914e-05 | 0.0001376 | 0.00016792 | 0.0002472 | 0.00020514 | 0.00016792 | 7.9914e-05 | 0.0001376
8 | 20 | 20 | 0.00016472 | 0.00025423 | 0.0001999 | 0.00016472 | 7.9121e-05 | 0.00013436 | 0.00016472 | 0.00025423 | 0.0001999 | 0.00016472 | 7.9121e-05 | 0.00013436
8 | 20 | 21 | 0.00015516 | 0.00024674 | 0.00018308 | 0.00015516 | 7.7003e-05 | 0.00012521 | 0.00015516 | 0.00024674 | 0.00018308 | 0.00015516 | 7.7003e-05 | 0.00012521
8 | 20 | 22 | 0.00013961 | 0.00023316 | 0.00016891 | 0.00013961 | 7.8158e-05 | 0.00011133 | 0.00013961 | 0.00023316 | 0.00016891 | 0.00013961 | 7.8158e-05 | 0.00011133
8 | 20 | 23 | 0.00012416 | 0.00021635 | 0.00015284 | 0.00012416 | 8.0333e-05 | 0.00010087 | 0.00012416 | 0.00021635 | 0.00015284 | 0.00012416 | 8.0333e-05 | 0.00010087
8 | 20 | 24 | 0.00011349 | 0.00018058 | 0.00012331 | 0.00011349 | 8.1983e-05 | 9.5133e-05 | 0.00011349 | 0.00018058 | 0.00012331 | 0.00011349 | 8.1983e-05 | 9.5133e-05
8 | 21 | 1 | 0.00010707 | 0.00013842 | 8.8506e-05 | 0.00010707 | 8.4235e-05 | 9.3033e-05 | 0.00010707 | 0.00013842 | 8.8506e-05 | 0.00010707 | 8.4235e-05 | 9.3033e-05
8 | 21 | 2 | 0.00010206 | 0.00010269 | 6.5353e-05 | 0.00010206 | 8.5424e-05 | 9.1073e-05 | 0.00010206 | 0.00010269 | 6.5353e-05 | 0.00010206 | 8.5424e-05 | 9.1073e-05
8 | 21 | 3 | 9.9951e-05 | 7.0359e-05 | 4.6812e-05 | 9.9951e-05 | 8.6082e-05 | 9.1784e-05 | 9.9951e-05 | 7.0359e-05 | 4.6812e-05 | 9.9951e-05 | 8.6082e-05 | 9.1784e-05
8 | 21 | 4 | 0.00010068 | 4.7047e-05 | 3.2229e-05 | 0.00010068 | 8.7163e-05 | 9.6379e-05 | 0.00010068 | 4.7047e-05 | 3.2229e-05 | 0.00010068 | 8.7163e-05 | 9.6379e-05
8 | 21 | 5 | 0.00010678 | 2.9132e-05 | 2.185e-05 | 0.00010678 | 8.8464e-05 | 0.00010305 | 0.00010678 | 2.9132e-05 | 2.185e-05 | 0.00010678 | 8.8464e-05 | 0.00010305
8 | 21 | 6 | 0.00011421 | 1.7382e-05 | 2.1781e-05 | 0.00011421 | 8.8215e-05 | 0.00011233 | 0.00011421 | 1.7382e-05 | 2.1781e-05 | 0.00011421 | 8.8215e-05 | 0.00011233
8 | 21 | 7 | 0.00012343 | 1.0253e-05 | 4.0291e-05 | 0.00012343 | 8.8311e-05 | 0.00012071 | 0.00012343 | 1.0253e-05 | 4.0291e-05 | 0.00012343 | 8.8311e-05 | 0.00012071
8 | 21 | 8 | 0.00013344 | 1.4978e-05 | 8.6259e-05 | 0.00013344 | 8.5313e-05 | 0.00012982 | 0.00013344 | 1.4978e-05 | 8.6259e-05 | 0.00013344 | 8.5313e-05 | 0.00012982
8 | 21 | 9 | 0.00014362 | 3.0625e-05 | 0.00013696 | 0.00014362 | 8.1592e-05 | 0.00013574 | 0.00014362 | 3.0625e-05 | 0.00013696 | 0.00014362 | 8.1592e-05 | 0.00013574
8 | 21 | 10 | 0.00015253 | 3.3995e-05 | 0.00013501 | 0.00015253 | 7.6227e-05 | 0.00013985 | 0.00015253 | 3.3995e-05 | 0.00013501 | 0.00015253 | 7.6227e-05 | 0.00013985
8 | 21 | 11 | 0.00015984 | 4.0204e-05 | 0.00011074 | 0.00015984 | 7.1291e-05 | 0.00014267 | 0.00015984 | 4.0204e-05 | 0.00011074 | 0.00015984 | 7.1291e-05 | 0.00014267
8 | 21 | 12 | 0.00016726 | 4.9933e-05 | 9.6115e-05 | 0.00016726 | 6.7224e-05 | 0.00014501 | 0.00016726 | 4.9933e-05 | 9.6115e-05 | 0.00016726 | 6.7224e-05 | 0.00014501
8 | 21 | 13 | 0.00017514 | 7.2043e-05 | 0.00010236 | 0.00017514 | 6.5321e-05 | 0.00014836 | 0.00017514 | 7.2043e-05 | 0.00010236 | 0.00017514 | 6.5321e-05 | 0.00014836
8 | 21 | 14 | 0.00018134 | 8.6412e-05 | 0.00011424 | 0.00018134 | 6.4691e-05 | 0.00015061 | 0.00018134 | 8.6412e-05 | 0.00011424 | 0.00018134 | 6.4691e-05 | 0.00015061
8 | 21 | 15 | 0.00018578 | 9.9476e-05 | 0.00011951 | 0.00018578 | 6.4261e-05 | 0.00015038 | 0.00018578 | 9.9476e-05 | 0.00011951 | 0.00018578 | 6.4261e-05 | 0.00015038
8 | 21 | 16 | 0.00018742 | 0.00013475 | 0.00014213 | 0.00018742 | 6.5686e-05 | 0.00014874 | 0.00018742 | 0.00013475 | 0.00014213 | 0.00018742 | 6.5686e-05 | 0.00014874
8 | 21 | 17 | 0.00018456 | 0.00016941 | 0.00016002 | 0.00018456 | 6.8314e-05 | 0.00014308 | 0.00018456 | 0.00016941 | 0.00016002 | 0.00018456 | 6.8314e-05 | 0.00014308
8 | 21 | 18 | 0.00017637 | 0.00021451 | 0.00018759 | 0.00017637 | 7.1835e-05 | 0.00013922 | 0.00017637 | 0.00021451 | 0.00018759 | 0.00017637 | 7.1835e-05 | 0.00013922
8 | 21 | 19 | 0.00016953 | 0.0002472 | 0.00020514 | 0.00016953 | 7.9914e-05 | 0.0001376 | 0.00016953 | 0.0002472 | 0.00020514 | 0.00016953 | 7.9914e-05 | 0.0001376
8 | 21 | 20 | 0.0001683 | 0.00025423 | 0.0001999 | 0.0001683 | 7.9121e-05 | 0.00013436 | 0.0001683 | 0.00025423 | 0.0001999 | 0.0001683 | 7.9121e-05 | 0.00013436
8 | 21 | 21 | 0.00015709 | 0.00024674 | 0.00018308 | 0.00015709 | 7.7003e-05 | 0.00012521 | 0.00015709 | 0.00024674 | 0.00018308 | 0.00015709 | 7.7003e-05 | 0.00012521
8 | 21 | 22 | 0.00014182 | 0.00023316 | 0.00016891 | 0.00014182 | 7.8158e-05 | 0.00011133 | 0.00014182 | 0.00023316 | 0.00016891 | 0.00014182 | 7.8158e-05 | 0.00011133
8 | 21 | 23 | 0.0001263 | 0.00021635 | 0.00015284 | 0.0001263 | 8.0333e-05 | 0.00010087 | 0.0001263 | 0.00021635 | 0.00015284 | 0.0001263 | 8.0333e-05 | 0.00010087
8 | 21 | 24 | 0.0001147 | 0.00018058 | 0.00012331 | 0.0001147 | 8.1983e-05 | 9.5133e-05 | 0.0001147 | 0.00018058 | 0.00012331 | 0.0001147 | 8.1983e-05 | 9.5133e-05
8 | 22 | 1 | 0.00010738 | 0.00013842 | 8.8506e-05 | 0.00010738 | 8.4235e-05 | 9.3033e-05 | 0.00010738 | 0.00013842 | 8.8506e-05 | 0.00010738 | 8.4235e-05 | 9.3033e-05
8 | 22 | 2 | 0.00010307 | 0.00010269 | 6.5353e-05 | 0.00010307 | 8.5424e-05 | 9.1073e-05 | 0.00010307 | 0.00010269 | 6.5353e-05 | 0.00010307 | 8.5424e-05 | 9.1073e-05
8 | 22 | 3 | 0.00010105 | 7.0359e-05 | 4.6812e-05 | 0.00010105 | 8.6082e-05 | 9.1784e-05 | 0.00010105 | 7.0359e-05 | 4.6812e-05 | 0.00010105 | 8.6082e-05 | 9.1784e-05
8 | 22 | 4 | 0.00010207 | 4.7047e-05 | 3.2229e-05 | 0.00010207 | 8.7163e-05 | 9.6379e-05 | 0.00010207 | 4.7047e-05 | 3.2229e-05 | 0.00010207 | 8.7163e-05 | 9.6379e-05
8 | 22 | 5 | 0.00010837 | 2.9132e-05 | 2.185e-05 | 0.00010837 | 8.8464e-05 | 0.00010305 | 0.00010837 | 2.9132e-05 | 2.185e-05 | 0.00010837 | 8.8464e-05 | 0.00010305
8 | 22 | 6 | 0.00011699 | 1.7382e-05 | 2.1781e-05 | 0.00011699 | 8.8215e-05 | 0.00011233 | 0.00011699 | 1.7382e-05 | 2.1781e-05 | 0.00011699 | 8.8215e-05 | 0.00011233
8 | 22 | 7 | 0.00012558 | 1.0253e-05 | 4.0291e-05 | 0.00012558 | 8.8311e-05 | 0.00012071 | 0.00012558 | 1.0253e-05 | 4.0291e-05 | 0.00012558 | 8.8311e-05 | 0.00012071
8 | 22 | 8 | 0.00013529 | 1.4978e-05 | 8.6259e-05 | 0.00013529 | 8.5313e-05 | 0.00012982 | 0.00013529 | 1.4978e-05 | 8.6259e-05 | 0.00013529 | 8.5313e-05 | 0.00012982
8 | 22 | 9 | 0.00014463 | 3.0625e-05 | 0.00013696 | 0.00014463 | 8.1592e-05 | 0.00013574 | 0.00014463 | 3.0625e-05 | 0.00013696 | 0.00014463 | 8.1592e-05 | 0.00013574
8 | 22 | 10 | 0.00015356 | 3.3995e-05 | 0.00013501 | 0.00015356 | 7.6227e-05 | 0.00013985 | 0.00015356 | 3.3995e-05 | 0.00013501 | 0.00015356 | 7.6227e-05 | 0.00013985
8 | 22 | 11 | 0.00016058 | 4.0204e-05 | 0.00011074 | 0.00016058 | 7.1291e-05 | 0.00014267 | 0.00016058 | 4.0204e-05 | 0.00011074 | 0.00016058 | 7.1291e-05 | 0.00014267
8 | 22 | 12 | 0.00016634 | 4.9933e-05 | 9.6115e-05 | 0.00016634 | 6.7224e-05 | 0.00014501 | 0.00016634 | 4.9933e-05 | 9.6115e-05 | 0.00016634 | 6.7224e-05 | 0.00014501
8 | 22 | 13 | 0.00017139 | 7.2043e-05 | 0.00010236 | 0.00017139 | 6.5321e-05 | 0.00014836 | 0.00017139 | 7.2043e-05 | 0.00010236 | 0.00017139 | 6.5321e-05 | 0.00014836
8 | 22 | 14 | 0.0001762 | 8.6412e-05 | 0.00011424 | 0.0001762 | 6.4691e-05 | 0.00015061 | 0.0001762 | 8.6412e-05 | 0.00011424 | 0.0001762 | 6.4691e-05 | 0.00015061
8 | 22 | 15 | 0.00018072 | 9.9476e-05 | 0.00011951 | 0.00018072 | 6.4261e-05 | 0.00015038 | 0.00018072 | 9.9476e-05 | 0.00011951 | 0.00018072 | 6.4261e-05 | 0.00015038
8 | 22 | 16 | 0.00018146 | 0.00013475 | 0.00014213 | 0.00018146 | 6.5686e-05 | 0.00014874 | 0.00018146 | 0.00013475 | 0.00014213 | 0.00018146 | 6.5686e-05 | 0.00014874
8 | 22 | 17 | 0.00017741 | 0.00016941 | 0.00016002 | 0.00017741 | 6.8314e-05 | 0.00014308 | 0.00017741 | 0.00016941 | 0.00016002 | 0.00017741 | 6.8314e-05 | 0.00014308
8 | 22 | 18 | 0.00017042 | 0.00021451 | 0.00018759 | 0.00017042 | 7.1835e-05 | 0.00013922 | 0.00017042 | 0.00021451 | 0.00018759 | 0.00017042 | 7.1835e-05 | 0.00013922
8 | 22 | 19 | 0.00016519 | 0.0002472 | 0.00020514 | 0.00016519 | 7.9914e-05 | 0.0001376 | 0.00016519 | 0.0002472 | 0.00020514 | 0.00016519 | 7.9914e-05 | 0.0001376
8 | 22 | 20 | 0.00016246 | 0.00025423 | 0.0001999 | 0.00016246 | 7.9121e-05 | 0.00013436 | 0.00016246 | 0.00025423 | 0.0001999 | 0.00016246 | 7.9121e-05 | 0.00013436
8 | 22 | 21 | 0.00015288 | 0.00024674 | 0.00018308 | 0.00015288 | 7.7003e-05 | 0.00012521 | 0.00015288 | 0.00024674 | 0.00018308 | 0.00015288 | 7.7003e-05 | 0.00012521
8 | 22 | 22 | 0.00013721 | 0.00023316 | 0.00016891 | 0.00013721 | 7.8158e-05 | 0.00011133 | 0.00013721 | 0.00023316 | 0.00016891 | 0.00013721 | 7.8158e-05 | 0.00011133
8 | 22 | 23 | 0.00012305 | 0.00021635 | 0.00015284 | 0.00012305 | 8.0333e-05 | 0.00010087 | 0.00012305 | 0.00021635 | 0.00015284 | 0.00012305 | 8.0333e-05 | 0.00010087
8 | 22 | 24 | 0.00011282 | 0.00018058 | 0.00012331 | 0.00011282 | 8.1983e-05 | 9.5133e-05 | 0.00011282 | 0.00018058 | 0.00012331 | 0.00011282 | 8.1983e-05 | 9.5133e-05
8 | 23 | 1 | 0.00010682 | 0.00013842 | 8.8506e-05 | 0.00010682 | 8.4235e-05 | 9.3033e-05 | 0.00010682 | 0.00013842 | 8.8506e-05 | 0.00010682 | 8.4235e-05 | 9.3033e-05
8 | 23 | 2 | 0.00010225 | 0.00010269 | 6.5353e-05 | 0.00010225 | 8.5424e-05 | 9.1073e-05 | 0.00010225 | 0.00010269 | 6.5353e-05 | 0.00010225 | 8.5424e-05 | 9.1073e-05
8 | 23 | 3 | 0.00010038 | 7.0359e-05 | 4.6812e-05 | 0.00010038 | 8.6082e-05 | 9.1784e-05 | 0.00010038 | 7.0359e-05 | 4.6812e-05 | 0.00010038 | 8.6082e-05 | 9.1784e-05
8 | 23 | 4 | 0.00010191 | 4.7047e-05 | 3.2229e-05 | 0.00010191 | 8.7163e-05 | 9.6379e-05 | 0.00010191 | 4.7047e-05 | 3.2229e-05 | 0.00010191 | 8.7163e-05 | 9.6379e-05
8 | 23 | 5 | 0.00010814 | 2.9132e-05 | 2.185e-05 | 0.00010814 | 8.8464e-05 | 0.00010305 | 0.00010814 | 2.9132e-05 | 2.185e-05 | 0.00010814 | 8.8464e-05 | 0.00010305
8 | 23 | 6 | 0.00011659 | 1.7382e-05 | 2.1781e-05 | 0.00011659 | 8.8215e-05 | 0.00011233 | 0.00011659 | 1.7382e-05 | 2.1781e-05 | 0.00011659 | 8.8215e-05 | 0.00011233
8 | 23 | 7 | 0.00012481 | 1.0253e-05 | 4.0291e-05 | 0.00012481 | 8.8311e-05 | 0.00012071 | 0.00012481 | 1.0253e-05 | 4.0291e-05 | 0.00012481 | 8.8311e-05 | 0.00012071
8 | 23 | 8 | 0.00013339 | 1.4978e-05 | 8.6259e-05 | 0.00013339 | 8.5313e-05 | 0.00012982 | 0.00013339 | 1.4978e-05 | 8.6259e-05 | 0.00013339 | 8.5313e-05 | 0.00012982
8 | 23 | 9 | 0.00014169 | 3.0625e-05 | 0.00013696 | 0.00014169 | 8.1592e-05 | 0.00013574 | 0.00014169 | 3.0625e-05 | 0.00013696 | 0.00014169 | 8.1592e-05 | 0.00013574
8 | 23 | 10 | 0.00014849 | 3.3995e-05 | 0.00013501 | 0.00014849 | 7.6227e-05 | 0.00013985 | 0.00014849 | 3.3995e-05 | 0.00013501 | 0.00014849 | 7.6227e-05 | 0.00013985
8 | 23 | 11 | 0.00015622 | 4.0204e-05 | 0.00011074 | 0.00015622 | 7.1291e-05 | 0.00014267 | 0.00015622 | 4.0204e-05 | 0.00011074 | 0.00015622 | 7.1291e-05 | 0.00014267
8 | 23 | 12 | 0.00016043 | 4.9933e-05 | 9.6115e-05 | 0.00016043 | 6.7224e-05 | 0.00014501 | 0.00016043 | 4.9933e-05 | 9.6115e-05 | 0.00016043 | 6.7224e-05 | 0.00014501
8 | 23 | 13 | 0.00016666 | 7.2043e-05 | 0.00010236 | 0.00016666 | 6.5321e-05 | 0.00014836 | 0.00016666 | 7.2043e-05 | 0.00010236 | 0.00016666 | 6.5321e-05 | 0.00014836
8 | 23 | 14 | 0.00017076 | 8.6412e-05 | 0.00011424 | 0.00017076 | 6.4691e-05 | 0.00015061 | 0.00017076 | 8.6412e-05 | 0.00011424 | 0.00017076 | 6.4691e-05 | 0.00015061
8 | 23 | 15 | 0.00017424 | 9.9476e-05 | 0.00011951 | 0.00017424 | 6.4261e-05 | 0.00015038 | 0.00017424 | 9.9476e-05 | 0.00011951 | 0.00017424 | 6.4261e-05 | 0.00015038
8 | 23 | 16 | 0.00017567 | 0.00013475 | 0.00014213 | 0.00017567 | 6.5686e-05 | 0.00014874 | 0.00017567 | 0.00013475 | 0.00014213 | 0.00017567 | 6.5686e-05 | 0.00014874
8 | 23 | 17 | 0.00017157 | 0.00016941 | 0.00016002 | 0.00017157 | 6.8314e-05 | 0.00014308 | 0.00017157 | 0.00016941 | 0.00016002 | 0.00017157 | 6.8314e-05 | 0.00014308
8 | 23 | 18 | 0.00016363 | 0.00021451 | 0.00018759 | 0.00016363 | 7.1835e-05 | 0.00013922 | 0.00016363 | 0.00021451 | 0.00018759 | 0.00016363 | 7.1835e-05 | 0.00013922
8 | 23 | 19 | 0.00015783 | 0.0002472 | 0.00020514 | 0.00015783 | 7.9914e-05 | 0.0001376 | 0.00015783 | 0.0002472 | 0.00020514 | 0.00015783 | 7.9914e-05 | 0.0001376
8 | 23 | 20 | 0.00015728 | 0.00025423 | 0.0001999 | 0.00015728 | 7.9121e-05 | 0.00013436 | 0.00015728 | 0.00025423 | 0.0001999 | 0.00015728 | 7.9121e-05 | 0.00013436
8 | 23 | 21 | 0.0001483 | 0.00024674 | 0.00018308 | 0.0001483 | 7.7003e-05 | 0.00012521 | 0.0001483 | 0.00024674 | 0.00018308 | 0.0001483 | 7.7003e-05 | 0.00012521
8 | 23 | 22 | 0.0001354 | 0.00023316 | 0.00016891 | 0.0001354 | 7.8158e-05 | 0.00011133 | 0.0001354 | 0.00023316 | 0.00016891 | 0.0001354 | 7.8158e-05 | 0.00011133
8 | 23 | 23 | 0.00012179 | 0.00021635 | 0.00015284 | 0.00012179 | 8.0333e-05 | 0.00010087 | 0.00012179 | 0.00021635 | 0.00015284 | 0.00012179 | 8.0333e-05 | 0.00010087
8 | 23 | 24 | 0.00011151 | 0.00018058 | 0.00012331 | 0.00011151 | 8.1983e-05 | 9.5133e-05 | 0.00011151 | 0.00018058 | 0.00012331 | 0.00011151 | 8.1983e-05 | 9.5133e-05
8 | 24 | 1 | 0.0001049 | 0.00013842 | 8.8506e-05 | 0.0001049 | 8.4235e-05 | 9.3033e-05 | 0.0001049 | 0.00013842 | 8.8506e-05 | 0.0001049 | 8.4235e-05 | 9.3033e-05
8 | 24 | 2 | 0.00010095 | 0.00010269 | 6.5353e-05 | 0.00010095 | 8.5424e-05 | 9.1073e-05 | 0.00010095 | 0.00010269 | 6.5353e-05 | 0.00010095 | 8.5424e-05 | 9.1073e-05
8 | 24 | 3 | 9.9298e-05 | 7.0359e-05 | 4.6812e-05 | 9.9298e-05 | 8.6082e-05 | 9.1784e-05 | 9.9298e-05 | 7.0359e-05 | 4.6812e-05 | 9.9298e-05 | 8.6082e-05 | 9.1784e-05
8 | 24 | 4 | 0.00010078 | 4.7047e-05 | 3.2229e-05 | 0.00010078 | 8.7163e-05 | 9.6379e-05 | 0.00010078 | 4.7047e-05 | 3.2229e-05 | 0.00010078 | 8.7163e-05 | 9.6379e-05
8 | 24 | 5 | 0.00010626 | 2.9132e-05 | 2.185e-05 | 0.00010626 | 8.8464e-05 | 0.00010305 | 0.00010626 | 2.9132e-05 | 2.185e-05 | 0.00010626 | 8.8464e-05 | 0.00010305
8 | 24 | 6 | 0.00011482 | 1.7382e-05 | 2.1781e-05 | 0.00011482 | 8.8215e-05 | 0.00011233 | 0.00011482 | 1.7382e-05 | 2.1781e-05 | 0.00011482 | 8.8215e-05 | 0.00011233
8 | 24 | 7 | 0.00012272 | 1.0253e-05 | 4.0291e-05 | 0.00012272 | 8.8311e-05 | 0.00012071 | 0.00012272 | 1.0253e-05 | 4.0291e-05 | 0.00012272 | 8.8311e-05 | 0.00012071
8 | 24 | 8 | 0.00013158 | 1.4978e-05 | 8.6259e-05 | 0.00013158 | 8.5313e-05 | 0.00012982 | 0.00013158 | 1.4978e-05 | 8.6259e-05 | 0.00013158 | 8.5313e-05 | 0.00012982
8 | 24 | 9 | 0.00013966 | 3.0625e-05 | 0.00013696 | 0.00013966 | 8.1592e-05 | 0.00013574 | 0.00013966 | 3.0625e-05 | 0.00013696 | 0.00013966 | 8.1592e-05 | 0.00013574
8 | 24 | 10 | 0.00014778 | 3.3995e-05 | 0.00013501 | 0.00014778 | 7.6227e-05 | 0.00013985 | 0.00014778 | 3.3995e-05 | 0.00013501 | 0.00014778 | 7.6227e-05 | 0.00013985
8 | 24 | 11 | 0.00015334 | 4.0204e-05 | 0.00011074 | 0.00015334 | 7.1291e-05 | 0.00014267 | 0.00015334 | 4.0204e-05 | 0.00011074 | 0.00015334 | 7.1291e-05 | 0.00014267
8 | 24 | 12 | 0.00015842 | 4.9933e-05 | 9.6115e-05 | 0.00015842 | 6.7224e-05 | 0.00014501 | 0.00015842 | 4.9933e-05 | 9.6115e-05 | 0.00015842 | 6.7224e-05 | 0.00014501
8 | 24 | 13 | 0.00016403 | 7.2043e-05 | 0.00010236 | 0.00016403 | 6.5321e-05 | 0.00014836 | 0.00016403 | 7.2043e-05 | 0.00010236 | 0.00016403 | 6.5321e-05 | 0.00014836
8 | 24 | 14 | 0.00016797 | 8.6412e-05 | 0.00011424 | 0.00016797 | 6.4691e-05 | 0.00015061 | 0.00016797 | 8.6412e-05 | 0.00011424 | 0.00016797 | 6.4691e-05 | 0.00015061
8 | 24 | 15 | 0.00017145 | 9.9476e-05 | 0.00011951 | 0.00017145 | 6.4261e-05 | 0.00015038 | 0.00017145 | 9.9476e-05 | 0.00011951 | 0.00017145 | 6.4261e-05 | 0.00015038
8 | 24 | 16 | 0.00017064 | 0.00013475 | 0.00014213 | 0.00017064 | 6.5686e-05 | 0.00014874 | 0.00017064 | 0.00013475 | 0.00014213 | 0.00017064 | 6.5686e-05 | 0.00014874
8 | 24 | 17 | 0.00016621 | 0.00016941 | 0.00016002 | 0.00016621 | 6.8314e-05 | 0.00014308 | 0.00016621 | 0.00016941 | 0.00016002 | 0.00016621 | 6.8314e-05 | 0.00014308
8 | 24 | 18 | 0.00015785 | 0.00021451 | 0.00018759 | 0.00015785 | 7.1835e-05 | 0.00013922 | 0.00015785 | 0.00021451 | 0.00018759 | 0.00015785 | 7.1835e-05 | 0.00013922
8 | 24 | 19 | 0.0001521 | 0.0002472 | 0.00020514 | 0.0001521 | 7.9914e-05 | 0.0001376 | 0.0001521 | 0.0002472 | 0.00020514 | 0.0001521 | 7.9914e-05 | 0.0001376
8 | 24 | 20 | 0.00015131 | 0.00025423 | 0.0001999 | 0.00015131 | 7.9121e-05 | 0.00013436 | 0.00015131 | 0.00025423 | 0.0001999 | 0.00015131 | 7.9121e-05 | 0.00013436
8 | 24 | 21 | 0.00014334 | 0.00024674 | 0.00018308 | 0.00014334 | 7.7003e-05 | 0.00012521 | 0.00014334 | 0.00024674 | 0.00018308 | 0.00014334 | 7.7003e-05 | 0.00012521
8 | 24 | 22 | 0.0001333 | 0.00023316 | 0.00016891 | 0.0001333 | 7.8158e-05 | 0.00011133 | 0.0001333 | 0.00023316 | 0.00016891 | 0.0001333 | 7.8158e-05 | 0.00011133
8 | 24 | 23 | 0.00012119 | 0.00021635 | 0.00015284 | 0.00012119 | 8.0333e-05 | 0.00010087 | 0.00012119 | 0.00021635 | 0.00015284 | 0.00012119 | 8.0333e-05 | 0.00010087
8 | 24 | 24 | 0.00011107 | 0.00018058 | 0.00012331 | 0.00011107 | 8.1983e-05 | 9.5133e-05 | 0.00011107 | 0.00018058 | 0.00012331 | 0.00011107 | 8.1983e-05 | 9.5133e-05
8 | 25 | 1 | 0.0001048 | 0.00013842 | 8.8506e-05 | 0.0001048 | 8.4235e-05 | 9.3033e-05 | 0.0001048 | 0.00013842 | 8.8506e-05 | 0.0001048 | 8.4235e-05 | 9.3033e-05
8 | 25 | 2 | 0.00010049 | 0.00010269 | 6.5353e-05 | 0.00010049 | 8.5424e-05 | 9.1073e-05 | 0.00010049 | 0.00010269 | 6.5353e-05 | 0.00010049 | 8.5424e-05 | 9.1073e-05
8 | 25 | 3 | 9.7933e-05 | 7.0359e-05 | 4.6812e-05 | 9.7933e-05 | 8.6082e-05 | 9.1784e-05 | 9.7933e-05 | 7.0359e-05 | 4.6812e-05 | 9.7933e-05 | 8.6082e-05 | 9.1784e-05
8 | 25 | 4 | 9.7704e-05 | 4.7047e-05 | 3.2229e-05 | 9.7704e-05 | 8.7163e-05 | 9.6379e-05 | 9.7704e-05 | 4.7047e-05 | 3.2229e-05 | 9.7704e-05 | 8.7163e-05 | 9.6379e-05
8 | 25 | 5 | 9.9394e-05 | 2.9132e-05 | 2.185e-05 | 9.9394e-05 | 8.8464e-05 | 0.00010305 | 9.9394e-05 | 2.9132e-05 | 2.185e-05 | 9.9394e-05 | 8.8464e-05 | 0.00010305
8 | 25 | 6 | 0.00010046 | 1.7382e-05 | 2.1781e-05 | 0.00010046 | 8.8215e-05 | 0.00011233 | 0.00010046 | 1.7382e-05 | 2.1781e-05 | 0.00010046 | 8.8215e-05 | 0.00011233
8 | 25 | 7 | 0.00010477 | 1.0253e-05 | 4.0291e-05 | 0.00010477 | 8.8311e-05 | 0.00012071 | 0.00010477 | 1.0253e-05 | 4.0291e-05 | 0.00010477 | 8.8311e-05 | 0.00012071
8 | 25 | 8 | 0.00011331 | 1.4978e-05 | 8.6259e-05 | 0.00011331 | 8.5313e-05 | 0.00012982 | 0.00011331 | 1.4978e-05 | 8.6259e-05 | 0.00011331 | 8.5313e-05 | 0.00012982
8 | 25 | 9 | 0.00012175 | 3.0625e-05 | 0.00013696 | 0.00012175 | 8.1592e-05 | 0.00013574 | 0.00012175 | 3.0625e-05 | 0.00013696 | 0.00012175 | 8.1592e-05 | 0.00013574
8 | 25 | 10 | 0.00012905 | 3.3995e-05 | 0.00013501 | 0.00012905 | 7.6227e-05 | 0.00013985 | 0.00012905 | 3.3995e-05 | 0.00013501 | 0.00012905 | 7.6227e-05 | 0.00013985
8 | 25 | 11 | 0.000135 | 4.0204e-05 | 0.00011074 | 0.000135 | 7.1291e-05 | 0.00014267 | 0.000135 | 4.0204e-05 | 0.00011074 | 0.000135 | 7.1291e-05 | 0.00014267
8 | 25 | 12 | 0.0001399 | 4.9933e-05 | 9.6115e-05 | 0.0001399 | 6.7224e-05 | 0.00014501 | 0.0001399 | 4.9933e-05 | 9.6115e-05 | 0.0001399 | 6.7224e-05 | 0.00014501
8 | 25 | 13 | 0.0001433 | 7.2043e-05 | 0.00010236 | 0.0001433 | 6.5321e-05 | 0.00014836 | 0.0001433 | 7.2043e-05 | 0.00010236 | 0.0001433 | 6.5321e-05 | 0.00014836
8 | 25 | 14 | 0.00014584 | 8.6412e-05 | 0.00011424 | 0.00014584 | 6.4691e-05 | 0.00015061 | 0.00014584 | 8.6412e-05 | 0.00011424 | 0.00014584 | 6.4691e-05 | 0.00015061
8 | 25 | 15 | 0.00014701 | 9.9476e-05 | 0.00011951 | 0.00014701 | 6.4261e-05 | 0.00015038 | 0.00014701 | 9.9476e-05 | 0.00011951 | 0.00014701 | 6.4261e-05 | 0.00015038
8 | 25 | 16 | 0.00014738 | 0.00013475 | 0.00014213 | 0.00014738 | 6.5686e-05 | 0.00014874 | 0.00014738 | 0.00013475 | 0.00014213 | 0.00014738 | 6.5686e-05 | 0.00014874
8 | 25 | 17 | 0.00014773 | 0.00016941 | 0.00016002 | 0.00014773 | 6.8314e-05 | 0.00014308 | 0.00014773 | 0.00016941 | 0.00016002 | 0.00014773 | 6.8314e-05 | 0.00014308
8 | 25 | 18 | 0.0001432 | 0.00021451 | 0.00018759 | 0.0001432 | 7.1835e-05 | 0.00013922 | 0.0001432 | 0.00021451 | 0.00018759 | 0.0001432 | 7.1835e-05 | 0.00013922
8 | 25 | 19 | 0.00014026 | 0.0002472 | 0.00020514 | 0.00014026 | 7.9914e-05 | 0.0001376 | 0.00014026 | 0.0002472 | 0.00020514 | 0.00014026 | 7.9914e-05 | 0.0001376
8 | 25 | 20 | 0.00014139 | 0.00025423 | 0.0001999 | 0.00014139 | 7.9121e-05 | 0.00013436 | 0.00014139 | 0.00025423 | 0.0001999 | 0.00014139 | 7.9121e-05 | 0.00013436
8 | 25 | 21 | 0.00013548 | 0.00024674 | 0.00018308 | 0.00013548 | 7.7003e-05 | 0.00012521 | 0.00013548 | 0.00024674 | 0.00018308 | 0.00013548 | 7.7003e-05 | 0.00012521
8 | 25 | 22 | 0.00012736 | 0.00023316 | 0.00016891 | 0.00012736 | 7.8158e-05 | 0.00011133 | 0.00012736 | 0.00023316 | 0.00016891 | 0.00012736 | 7.8158e-05 | 0.00011133
8 | 25 | 23 | 0.00011718 | 0.00021635 | 0.00015284 | 0.00011718 | 8.0333e-05 | 0.00010087 | 0.00011718 | 0.00021635 | 0.00015284 | 0.00011718 | 8.0333e-05 | 0.00010087
8 | 25 | 24 | 0.00010794 | 0.00018058 | 0.00012331 | 0.00010794 | 8.1983e-05 | 9.5133e-05 | 0.00010794 | 0.00018058 | 0.00012331 | 0.00010794 | 8.1983e-05 | 9.5133e-05
8 | 26 | 1 | 0.00010162 | 0.00013842 | 8.8506e-05 | 0.00010162 | 8.4235e-05 | 9.3033e-05 | 0.00010162 | 0.00013842 | 8.8506e-05 | 0.00010162 | 8.4235e-05 | 9.3033e-05
8 | 26 | 2 | 9.7509e-05 | 0.00010269 | 6.5353e-05 | 9.7509e-05 | 8.5424e-05 | 9.1073e-05 | 9.7509e-05 | 0.00010269 | 6.5353e-05 | 9.7509e-05 | 8.5424e-05 | 9.1073e-05
8 | 26 | 3 | 9.5037e-05 | 7.0359e-05 | 4.6812e-05 | 9.5037e-05 | 8.6082e-05 | 9.1784e-05 | 9.5037e-05 | 7.0359e-05 | 4.6812e-05 | 9.5037e-05 | 8.6082e-05 | 9.1784e-05
8 | 26 | 4 | 9.3951e-05 | 4.7047e-05 | 3.2229e-05 | 9.3951e-05 | 8.7163e-05 | 9.6379e-05 | 9.3951e-05 | 4.7047e-05 | 3.2229e-05 | 9.3951e-05 | 8.7163e-05 | 9.6379e-05
8 | 26 | 5 | 9.4663e-05 | 2.9132e-05 | 2.185e-05 | 9.4663e-05 | 8.8464e-05 | 0.00010305 | 9.4663e-05 | 2.9132e-05 | 2.185e-05 | 9.4663e-05 | 8.8464e-05 | 0.00010305
8 | 26 | 6 | 9.4417e-05 | 1.7382e-05 | 2.1781e-05 | 9.4417e-05 | 8.8215e-05 | 0.00011233 | 9.4417e-05 | 1.7382e-05 | 2.1781e-05 | 9.4417e-05 | 8.8215e-05 | 0.00011233
8 | 26 | 7 | 9.7688e-05 | 1.0253e-05 | 4.0291e-05 | 9.7688e-05 | 8.8311e-05 | 0.00012071 | 9.7688e-05 | 1.0253e-05 | 4.0291e-05 | 9.7688e-05 | 8.8311e-05 | 0.00012071
8 | 26 | 8 | 0.00010493 | 1.4978e-05 | 8.6259e-05 | 0.00010493 | 8.5313e-05 | 0.00012982 | 0.00010493 | 1.4978e-05 | 8.6259e-05 | 0.00010493 | 8.5313e-05 | 0.00012982
8 | 26 | 9 | 0.00011258 | 3.0625e-05 | 0.00013696 | 0.00011258 | 8.1592e-05 | 0.00013574 | 0.00011258 | 3.0625e-05 | 0.00013696 | 0.00011258 | 8.1592e-05 | 0.00013574
8 | 26 | 10 | 0.00011811 | 3.3995e-05 | 0.00013501 | 0.00011811 | 7.6227e-05 | 0.00013985 | 0.00011811 | 3.3995e-05 | 0.00013501 | 0.00011811 | 7.6227e-05 | 0.00013985
8 | 26 | 11 | 0.00012257 | 4.0204e-05 | 0.00011074 | 0.00012257 | 7.1291e-05 | 0.00014267 | 0.00012257 | 4.0204e-05 | 0.00011074 | 0.00012257 | 7.1291e-05 | 0.00014267
8 | 26 | 12 | 0.00012633 | 4.9933e-05 | 9.6115e-05 | 0.00012633 | 6.7224e-05 | 0.00014501 | 0.00012633 | 4.9933e-05 | 9.6115e-05 | 0.00012633 | 6.7224e-05 | 0.00014501
8 | 26 | 13 | 0.00013153 | 7.2043e-05 | 0.00010236 | 0.00013153 | 6.5321e-05 | 0.00014836 | 0.00013153 | 7.2043e-05 | 0.00010236 | 0.00013153 | 6.5321e-05 | 0.00014836
8 | 26 | 14 | 0.00013627 | 8.6412e-05 | 0.00011424 | 0.00013627 | 6.4691e-05 | 0.00015061 | 0.00013627 | 8.6412e-05 | 0.00011424 | 0.00013627 | 6.4691e-05 | 0.00015061
8 | 26 | 15 | 0.00013867 | 9.9476e-05 | 0.00011951 | 0.00013867 | 6.4261e-05 | 0.00015038 | 0.00013867 | 9.9476e-05 | 0.00011951 | 0.00013867 | 6.4261e-05 | 0.00015038
8 | 26 | 16 | 0.00014092 | 0.00013475 | 0.00014213 | 0.00014092 | 6.5686e-05 | 0.00014874 | 0.00014092 | 0.00013475 | 0.00014213 | 0.00014092 | 6.5686e-05 | 0.00014874
8 | 26 | 17 | 0.0001416 | 0.00016941 | 0.00016002 | 0.0001416 | 6.8314e-05 | 0.00014308 | 0.0001416 | 0.00016941 | 0.00016002 | 0.0001416 | 6.8314e-05 | 0.00014308
8 | 26 | 18 | 0.00013917 | 0.00021451 | 0.00018759 | 0.00013917 | 7.1835e-05 | 0.00013922 | 0.00013917 | 0.00021451 | 0.00018759 | 0.00013917 | 7.1835e-05 | 0.00013922
8 | 26 | 19 | 0.00013875 | 0.0002472 | 0.00020514 | 0.00013875 | 7.9914e-05 | 0.0001376 | 0.00013875 | 0.0002472 | 0.00020514 | 0.00013875 | 7.9914e-05 | 0.0001376
8 | 26 | 20 | 0.00014126 | 0.00025423 | 0.0001999 | 0.00014126 | 7.9121e-05 | 0.00013436 | 0.00014126 | 0.00025423 | 0.0001999 | 0.00014126 | 7.9121e-05 | 0.00013436
8 | 26 | 21 | 0.00013411 | 0.00024674 | 0.00018308 | 0.00013411 | 7.7003e-05 | 0.00012521 | 0.00013411 | 0.00024674 | 0.00018308 | 0.00013411 | 7.7003e-05 | 0.00012521
8 | 26 | 22 | 0.00012246 | 0.00023316 | 0.00016891 | 0.00012246 | 7.8158e-05 | 0.00011133 | 0.00012246 | 0.00023316 | 0.00016891 | 0.00012246 | 7.8158e-05 | 0.00011133
8 | 26 | 23 | 0.00011095 | 0.00021635 | 0.00015284 | 0.00011095 | 8.0333e-05 | 0.00010087 | 0.00011095 | 0.00021635 | 0.00015284 | 0.00011095 | 8.0333e-05 | 0.00010087
8 | 26 | 24 | 0.00010261 | 0.00018058 | 0.00012331 | 0.00010261 | 8.1983e-05 | 9.5133e-05 | 0.00010261 | 0.00018058 | 0.00012331 | 0.00010261 | 8.1983e-05 | 9.5133e-05
8 | 27 | 1 | 9.7763e-05 | 0.00013842 | 8.8506e-05 | 9.7763e-05 | 8.4235e-05 | 9.3033e-05 | 9.7763e-05 | 0.00013842 | 8.8506e-05 | 9.7763e-05 | 8.4235e-05 | 9.3033e-05
8 | 27 | 2 | 9.5204e-05 | 0.00010269 | 6.5353e-05 | 9.5204e-05 | 8.5424e-05 | 9.1073e-05 | 9.5204e-05 | 0.00010269 | 6.5353e-05 | 9.5204e-05 | 8.5424e-05 | 9.1073e-05
8 | 27 | 3 | 9.428e-05 | 7.0359e-05 | 4.6812e-05 | 9.428e-05 | 8.6082e-05 | 9.1784e-05 | 9.428e-05 | 7.0359e-05 | 4.6812e-05 | 9.428e-05 | 8.6082e-05 | 9.1784e-05
8 | 27 | 4 | 9.6348e-05 | 4.7047e-05 | 3.2229e-05 | 9.6348e-05 | 8.7163e-05 | 9.6379e-05 | 9.6348e-05 | 4.7047e-05 | 3.2229e-05 | 9.6348e-05 | 8.7163e-05 | 9.6379e-05
8 | 27 | 5 | 0.00010294 | 2.9132e-05 | 2.185e-05 | 0.00010294 | 8.8464e-05 | 0.00010305 | 0.00010294 | 2.9132e-05 | 2.185e-05 | 0.00010294 | 8.8464e-05 | 0.00010305
8 | 27 | 6 | 0.00011248 | 1.7382e-05 | 2.1781e-05 | 0.00011248 | 8.8215e-05 | 0.00011233 | 0.00011248 | 1.7382e-05 | 2.1781e-05 | 0.00011248 | 8.8215e-05 | 0.00011233
8 | 27 | 7 | 0.0001212 | 1.0253e-05 | 4.0291e-05 | 0.0001212 | 8.8311e-05 | 0.00012071 | 0.0001212 | 1.0253e-05 | 4.0291e-05 | 0.0001212 | 8.8311e-05 | 0.00012071
8 | 27 | 8 | 0.00013126 | 1.4978e-05 | 8.6259e-05 | 0.00013126 | 8.5313e-05 | 0.00012982 | 0.00013126 | 1.4978e-05 | 8.6259e-05 | 0.00013126 | 8.5313e-05 | 0.00012982
8 | 27 | 9 | 0.00014044 | 3.0625e-05 | 0.00013696 | 0.00014044 | 8.1592e-05 | 0.00013574 | 0.00014044 | 3.0625e-05 | 0.00013696 | 0.00014044 | 8.1592e-05 | 0.00013574
8 | 27 | 10 | 0.00014879 | 3.3995e-05 | 0.00013501 | 0.00014879 | 7.6227e-05 | 0.00013985 | 0.00014879 | 3.3995e-05 | 0.00013501 | 0.00014879 | 7.6227e-05 | 0.00013985
8 | 27 | 11 | 0.00015724 | 4.0204e-05 | 0.00011074 | 0.00015724 | 7.1291e-05 | 0.00014267 | 0.00015724 | 4.0204e-05 | 0.00011074 | 0.00015724 | 7.1291e-05 | 0.00014267
8 | 27 | 12 | 0.00016209 | 4.9933e-05 | 9.6115e-05 | 0.00016209 | 6.7224e-05 | 0.00014501 | 0.00016209 | 4.9933e-05 | 9.6115e-05 | 0.00016209 | 6.7224e-05 | 0.00014501
8 | 27 | 13 | 0.00016797 | 7.2043e-05 | 0.00010236 | 0.00016797 | 6.5321e-05 | 0.00014836 | 0.00016797 | 7.2043e-05 | 0.00010236 | 0.00016797 | 6.5321e-05 | 0.00014836
8 | 27 | 14 | 0.0001721 | 8.6412e-05 | 0.00011424 | 0.0001721 | 6.4691e-05 | 0.00015061 | 0.0001721 | 8.6412e-05 | 0.00011424 | 0.0001721 | 6.4691e-05 | 0.00015061
8 | 27 | 15 | 0.00017452 | 9.9476e-05 | 0.00011951 | 0.00017452 | 6.4261e-05 | 0.00015038 | 0.00017452 | 9.9476e-05 | 0.00011951 | 0.00017452 | 6.4261e-05 | 0.00015038
8 | 27 | 16 | 0.00017547 | 0.00013475 | 0.00014213 | 0.00017547 | 6.5686e-05 | 0.00014874 | 0.00017547 | 0.00013475 | 0.00014213 | 0.00017547 | 6.5686e-05 | 0.00014874
8 | 27 | 17 | 0.00017321 | 0.00016941 | 0.00016002 | 0.00017321 | 6.8314e-05 | 0.00014308 | 0.00017321 | 0.00016941 | 0.00016002 | 0.00017321 | 6.8314e-05 | 0.00014308
8 | 27 | 18 | 0.00016631 | 0.00021451 | 0.00018759 | 0.00016631 | 7.1835e-05 | 0.00013922 | 0.00016631 | 0.00021451 | 0.00018759 | 0.00016631 | 7.1835e-05 | 0.00013922
8 | 27 | 19 | 0.00016175 | 0.0002472 | 0.00020514 | 0.00016175 | 7.9914e-05 | 0.0001376 | 0.00016175 | 0.0002472 | 0.00020514 | 0.00016175 | 7.9914e-05 | 0.0001376
8 | 27 | 20 | 0.00016224 | 0.00025423 | 0.0001999 | 0.00016224 | 7.9121e-05 | 0.00013436 | 0.00016224 | 0.00025423 | 0.0001999 | 0.00016224 | 7.9121e-05 | 0.00013436
8 | 27 | 21 | 0.00015115 | 0.00024674 | 0.00018308 | 0.00015115 | 7.7003e-05 | 0.00012521 | 0.00015115 | 0.00024674 | 0.00018308 | 0.00015115 | 7.7003e-05 | 0.00012521
8 | 27 | 22 | 0.00013643 | 0.00023316 | 0.00016891 | 0.00013643 | 7.8158e-05 | 0.00011133 | 0.00013643 | 0.00023316 | 0.00016891 | 0.00013643 | 7.8158e-05 | 0.00011133
8 | 27 | 23 | 0.00012231 | 0.00021635 | 0.00015284 | 0.00012231 | 8.0333e-05 | 0.00010087 | 0.00012231 | 0.00021635 | 0.00015284 | 0.00012231 | 8.0333e-05 | 0.00010087
8 | 27 | 24 | 0.00011197 | 0.00018058 | 0.00012331 | 0.00011197 | 8.1983e-05 | 9.5133e-05 | 0.00011197 | 0.00018058 | 0.00012331 | 0.00011197 | 8.1983e-05 | 9.5133e-05
8 | 28 | 1 | 0.00010574 | 0.00013842 | 8.8506e-05 | 0.00010574 | 8.4235e-05 | 9.3033e-05 | 0.00010574 | 0.00013842 | 8.8506e-05 | 0.00010574 | 8.4235e-05 | 9.3033e-05
8 | 28 | 2 | 0.00010197 | 0.00010269 | 6.5353e-05 | 0.00010197 | 8.5424e-05 | 9.1073e-05 | 0.00010197 | 0.00010269 | 6.5353e-05 | 0.00010197 | 8.5424e-05 | 9.1073e-05
8 | 28 | 3 | 9.9964e-05 | 7.0359e-05 | 4.6812e-05 | 9.9964e-05 | 8.6082e-05 | 9.1784e-05 | 9.9964e-05 | 7.0359e-05 | 4.6812e-05 | 9.9964e-05 | 8.6082e-05 | 9.1784e-05
8 | 28 | 4 | 0.00010091 | 4.7047e-05 | 3.2229e-05 | 0.00010091 | 8.7163e-05 | 9.6379e-05 | 0.00010091 | 4.7047e-05 | 3.2229e-05 | 0.00010091 | 8.7163e-05 | 9.6379e-05
8 | 28 | 5 | 0.0001069 | 2.9132e-05 | 2.185e-05 | 0.0001069 | 8.8464e-05 | 0.00010305 | 0.0001069 | 2.9132e-05 | 2.185e-05 | 0.0001069 | 8.8464e-05 | 0.00010305
8 | 28 | 6 | 0.00011592 | 1.7382e-05 | 2.1781e-05 | 0.00011592 | 8.8215e-05 | 0.00011233 | 0.00011592 | 1.7382e-05 | 2.1781e-05 | 0.00011592 | 8.8215e-05 | 0.00011233
8 | 28 | 7 | 0.00012488 | 1.0253e-05 | 4.0291e-05 | 0.00012488 | 8.8311e-05 | 0.00012071 | 0.00012488 | 1.0253e-05 | 4.0291e-05 | 0.00012488 | 8.8311e-05 | 0.00012071
8 | 28 | 8 | 0.00013502 | 1.4978e-05 | 8.6259e-05 | 0.00013502 | 8.5313e-05 | 0.00012982 | 0.00013502 | 1.4978e-05 | 8.6259e-05 | 0.00013502 | 8.5313e-05 | 0.00012982
8 | 28 | 9 | 0.00014518 | 3.0625e-05 | 0.00013696 | 0.00014518 | 8.1592e-05 | 0.00013574 | 0.00014518 | 3.0625e-05 | 0.00013696 | 0.00014518 | 8.1592e-05 | 0.00013574
8 | 28 | 10 | 0.00015524 | 3.3995e-05 | 0.00013501 | 0.00015524 | 7.6227e-05 | 0.00013985 | 0.00015524 | 3.3995e-05 | 0.00013501 | 0.00015524 | 7.6227e-05 | 0.00013985
8 | 28 | 11 | 0.0001639 | 4.0204e-05 | 0.00011074 | 0.0001639 | 7.1291e-05 | 0.00014267 | 0.0001639 | 4.0204e-05 | 0.00011074 | 0.0001639 | 7.1291e-05 | 0.00014267
8 | 28 | 12 | 0.00017139 | 4.9933e-05 | 9.6115e-05 | 0.00017139 | 6.7224e-05 | 0.00014501 | 0.00017139 | 4.9933e-05 | 9.6115e-05 | 0.00017139 | 6.7224e-05 | 0.00014501
8 | 28 | 13 | 0.00017962 | 7.2043e-05 | 0.00010236 | 0.00017962 | 6.5321e-05 | 0.00014836 | 0.00017962 | 7.2043e-05 | 0.00010236 | 0.00017962 | 6.5321e-05 | 0.00014836
8 | 28 | 14 | 0.00018523 | 8.6412e-05 | 0.00011424 | 0.00018523 | 6.4691e-05 | 0.00015061 | 0.00018523 | 8.6412e-05 | 0.00011424 | 0.00018523 | 6.4691e-05 | 0.00015061
8 | 28 | 15 | 0.00018969 | 9.9476e-05 | 0.00011951 | 0.00018969 | 6.4261e-05 | 0.00015038 | 0.00018969 | 9.9476e-05 | 0.00011951 | 0.00018969 | 6.4261e-05 | 0.00015038
8 | 28 | 16 | 0.00019158 | 0.00013475 | 0.00014213 | 0.00019158 | 6.5686e-05 | 0.00014874 | 0.00019158 | 0.00013475 | 0.00014213 | 0.00019158 | 6.5686e-05 | 0.00014874
8 | 28 | 17 | 0.00018808 | 0.00016941 | 0.00016002 | 0.00018808 | 6.8314e-05 | 0.00014308 | 0.00018808 | 0.00016941 | 0.00016002 | 0.00018808 | 6.8314e-05 | 0.00014308
8 | 28 | 18 | 0.00018085 | 0.00021451 | 0.00018759 | 0.00018085 | 7.1835e-05 | 0.00013922 | 0.00018085 | 0.00021451 | 0.00018759 | 0.00018085 | 7.1835e-05 | 0.00013922
8 | 28 | 19 | 0.00017489 | 0.0002472 | 0.00020514 | 0.00017489 | 7.9914e-05 | 0.0001376 | 0.00017489 | 0.0002472 | 0.00020514 | 0.00017489 | 7.9914e-05 | 0.0001376
8 | 28 | 20 | 0.00017221 | 0.00025423 | 0.0001999 | 0.00017221 | 7.9121e-05 | 0.00013436 | 0.00017221 | 0.00025423 | 0.0001999 | 0.00017221 | 7.9121e-05 | 0.00013436
8 | 28 | 21 | 0.00016077 | 0.00024674 | 0.00018308 | 0.00016077 | 7.7003e-05 | 0.00012521 | 0.00016077 | 0.00024674 | 0.00018308 | 0.00016077 | 7.7003e-05 | 0.00012521
8 | 28 | 22 | 0.00014403 | 0.00023316 | 0.00016891 | 0.00014403 | 7.8158e-05 | 0.00011133 | 0.00014403 | 0.00023316 | 0.00016891 | 0.00014403 | 7.8158e-05 | 0.00011133
8 | 28 | 23 | 0.00012878 | 0.00021635 | 0.00015284 | 0.00012878 | 8.0333e-05 | 0.00010087 | 0.00012878 | 0.00021635 | 0.00015284 | 0.00012878 | 8.0333e-05 | 0.00010087
8 | 28 | 24 | 0.00011772 | 0.00018058 | 0.00012331 | 0.00011772 | 8.1983e-05 | 9.5133e-05 | 0.00011772 | 0.00018058 | 0.00012331 | 0.00011772 | 8.1983e-05 | 9.5133e-05
8 | 29 | 1 | 0.00011074 | 0.00013842 | 8.8506e-05 | 0.00011074 | 8.4235e-05 | 9.3033e-05 | 0.00011074 | 0.00013842 | 8.8506e-05 | 0.00011074 | 8.4235e-05 | 9.3033e-05
8 | 29 | 2 | 0.00010602 | 0.00010269 | 6.5353e-05 | 0.00010602 | 8.5424e-05 | 9.1073e-05 | 0.00010602 | 0.00010269 | 6.5353e-05 | 0.00010602 | 8.5424e-05 | 9.1073e-05
8 | 29 | 3 | 0.00010388 | 7.0359e-05 | 4.6812e-05 | 0.00010388 | 8.6082e-05 | 9.1784e-05 | 0.00010388 | 7.0359e-05 | 4.6812e-05 | 0.00010388 | 8.6082e-05 | 9.1784e-05
8 | 29 | 4 | 0.00010494 | 4.7047e-05 | 3.2229e-05 | 0.00010494 | 8.7163e-05 | 9.6379e-05 | 0.00010494 | 4.7047e-05 | 3.2229e-05 | 0.00010494 | 8.7163e-05 | 9.6379e-05
8 | 29 | 5 | 0.00011085 | 2.9132e-05 | 2.185e-05 | 0.00011085 | 8.8464e-05 | 0.00010305 | 0.00011085 | 2.9132e-05 | 2.185e-05 | 0.00011085 | 8.8464e-05 | 0.00010305
8 | 29 | 6 | 0.00012018 | 1.7382e-05 | 2.1781e-05 | 0.00012018 | 8.8215e-05 | 0.00011233 | 0.00012018 | 1.7382e-05 | 2.1781e-05 | 0.00012018 | 8.8215e-05 | 0.00011233
8 | 29 | 7 | 0.00012983 | 1.0253e-05 | 4.0291e-05 | 0.00012983 | 8.8311e-05 | 0.00012071 | 0.00012983 | 1.0253e-05 | 4.0291e-05 | 0.00012983 | 8.8311e-05 | 0.00012071
8 | 29 | 8 | 0.00014083 | 1.4978e-05 | 8.6259e-05 | 0.00014083 | 8.5313e-05 | 0.00012982 | 0.00014083 | 1.4978e-05 | 8.6259e-05 | 0.00014083 | 8.5313e-05 | 0.00012982
8 | 29 | 9 | 0.00015226 | 3.0625e-05 | 0.00013696 | 0.00015226 | 8.1592e-05 | 0.00013574 | 0.00015226 | 3.0625e-05 | 0.00013696 | 0.00015226 | 8.1592e-05 | 0.00013574
8 | 29 | 10 | 0.00016425 | 3.3995e-05 | 0.00013501 | 0.00016425 | 7.6227e-05 | 0.00013985 | 0.00016425 | 3.3995e-05 | 0.00013501 | 0.00016425 | 7.6227e-05 | 0.00013985
8 | 29 | 11 | 0.00017468 | 4.0204e-05 | 0.00011074 | 0.00017468 | 7.1291e-05 | 0.00014267 | 0.00017468 | 4.0204e-05 | 0.00011074 | 0.00017468 | 7.1291e-05 | 0.00014267
8 | 29 | 12 | 0.00018395 | 4.9933e-05 | 9.6115e-05 | 0.00018395 | 6.7224e-05 | 0.00014501 | 0.00018395 | 4.9933e-05 | 9.6115e-05 | 0.00018395 | 6.7224e-05 | 0.00014501
8 | 29 | 13 | 0.00019138 | 7.2043e-05 | 0.00010236 | 0.00019138 | 6.5321e-05 | 0.00014836 | 0.00019138 | 7.2043e-05 | 0.00010236 | 0.00019138 | 6.5321e-05 | 0.00014836
8 | 29 | 14 | 0.00019657 | 8.6412e-05 | 0.00011424 | 0.00019657 | 6.4691e-05 | 0.00015061 | 0.00019657 | 8.6412e-05 | 0.00011424 | 0.00019657 | 6.4691e-05 | 0.00015061
8 | 29 | 15 | 0.00020047 | 9.9476e-05 | 0.00011951 | 0.00020047 | 6.4261e-05 | 0.00015038 | 0.00020047 | 9.9476e-05 | 0.00011951 | 0.00020047 | 6.4261e-05 | 0.00015038
8 | 29 | 16 | 0.00020096 | 0.00013475 | 0.00014213 | 0.00020096 | 6.5686e-05 | 0.00014874 | 0.00020096 | 0.00013475 | 0.00014213 | 0.00020096 | 6.5686e-05 | 0.00014874
8 | 29 | 17 | 0.0001965 | 0.00016941 | 0.00016002 | 0.0001965 | 6.8314e-05 | 0.00014308 | 0.0001965 | 0.00016941 | 0.00016002 | 0.0001965 | 6.8314e-05 | 0.00014308
8 | 29 | 18 | 0.00018876 | 0.00021451 | 0.00018759 | 0.00018876 | 7.1835e-05 | 0.00013922 | 0.00018876 | 0.00021451 | 0.00018759 | 0.00018876 | 7.1835e-05 | 0.00013922
8 | 29 | 19 | 0.00018609 | 0.0002472 | 0.00020514 | 0.00018609 | 7.9914e-05 | 0.0001376 | 0.00018609 | 0.0002472 | 0.00020514 | 0.00018609 | 7.9914e-05 | 0.0001376
8 | 29 | 20 | 0.00018332 | 0.00025423 | 0.0001999 | 0.00018332 | 7.9121e-05 | 0.00013436 | 0.00018332 | 0.00025423 | 0.0001999 | 0.00018332 | 7.9121e-05 | 0.00013436
8 | 29 | 21 | 0.00016988 | 0.00024674 | 0.00018308 | 0.00016988 | 7.7003e-05 | 0.00012521 | 0.00016988 | 0.00024674 | 0.00018308 | 0.00016988 | 7.7003e-05 | 0.00012521
8 | 29 | 22 | 0.00015229 | 0.00023316 | 0.00016891 | 0.00015229 | 7.8158e-05 | 0.00011133 | 0.00015229 | 0.00023316 | 0.00016891 | 0.00015229 | 7.8158e-05 | 0.00011133
8 | 29 | 23 | 0.00013683 | 0.00021635 | 0.00015284 | 0.00013683 | 8.0333e-05 | 0.00010087 | 0.00013683 | 0.00021635 | 0.00015284 | 0.00013683 | 8.0333e-05 | 0.00010087
8 | 29 | 24 | 0.00012523 | 0.00018058 | 0.00012331 | 0.00012523 | 8.1983e-05 | 9.5133e-05 | 0.00012523 | 0.00018058 | 0.00012331 | 0.00012523 | 8.1983e-05 | 9.5133e-05
8 | 30 | 1 | 0.00011795 | 0.00013842 | 8.8506e-05 | 0.00011795 | 8.4235e-05 | 9.3033e-05 | 0.00011795 | 0.00013842 | 8.8506e-05 | 0.00011795 | 8.4235e-05 | 9.3033e-05
8 | 30 | 2 | 0.00011266 | 0.00010269 | 6.5353e-05 | 0.00011266 | 8.5424e-05 | 9.1073e-05 | 0.00011266 | 0.00010269 | 6.5353e-05 | 0.00011266 | 8.5424e-05 | 9.1073e-05
8 | 30 | 3 | 0.00010995 | 7.0359e-05 | 4.6812e-05 | 0.00010995 | 8.6082e-05 | 9.1784e-05 | 0.00010995 | 7.0359e-05 | 4.6812e-05 | 0.00010995 | 8.6082e-05 | 9.1784e-05
8 | 30 | 4 | 0.00011046 | 4.7047e-05 | 3.2229e-05 | 0.00011046 | 8.7163e-05 | 9.6379e-05 | 0.00011046 | 4.7047e-05 | 3.2229e-05 | 0.00011046 | 8.7163e-05 | 9.6379e-05
8 | 30 | 5 | 0.00011658 | 2.9132e-05 | 2.185e-05 | 0.00011658 | 8.8464e-05 | 0.00010305 | 0.00011658 | 2.9132e-05 | 2.185e-05 | 0.00011658 | 8.8464e-05 | 0.00010305
8 | 30 | 6 | 0.0001272 | 1.7382e-05 | 2.1781e-05 | 0.0001272 | 8.8215e-05 | 0.00011233 | 0.0001272 | 1.7382e-05 | 2.1781e-05 | 0.0001272 | 8.8215e-05 | 0.00011233
8 | 30 | 7 | 0.0001364 | 1.0253e-05 | 4.0291e-05 | 0.0001364 | 8.8311e-05 | 0.00012071 | 0.0001364 | 1.0253e-05 | 4.0291e-05 | 0.0001364 | 8.8311e-05 | 0.00012071
8 | 30 | 8 | 0.00014701 | 1.4978e-05 | 8.6259e-05 | 0.00014701 | 8.5313e-05 | 0.00012982 | 0.00014701 | 1.4978e-05 | 8.6259e-05 | 0.00014701 | 8.5313e-05 | 0.00012982
8 | 30 | 9 | 0.00015829 | 3.0625e-05 | 0.00013696 | 0.00015829 | 8.1592e-05 | 0.00013574 | 0.00015829 | 3.0625e-05 | 0.00013696 | 0.00015829 | 8.1592e-05 | 0.00013574
8 | 30 | 10 | 0.00016968 | 3.3995e-05 | 0.00013501 | 0.00016968 | 7.6227e-05 | 0.00013985 | 0.00016968 | 3.3995e-05 | 0.00013501 | 0.00016968 | 7.6227e-05 | 0.00013985
8 | 30 | 11 | 0.00017906 | 4.0204e-05 | 0.00011074 | 0.00017906 | 7.1291e-05 | 0.00014267 | 0.00017906 | 4.0204e-05 | 0.00011074 | 0.00017906 | 7.1291e-05 | 0.00014267
8 | 30 | 12 | 0.00018614 | 4.9933e-05 | 9.6115e-05 | 0.00018614 | 6.7224e-05 | 0.00014501 | 0.00018614 | 4.9933e-05 | 9.6115e-05 | 0.00018614 | 6.7224e-05 | 0.00014501
8 | 30 | 13 | 0.00019265 | 7.2043e-05 | 0.00010236 | 0.00019265 | 6.5321e-05 | 0.00014836 | 0.00019265 | 7.2043e-05 | 0.00010236 | 0.00019265 | 6.5321e-05 | 0.00014836
8 | 30 | 14 | 0.00019635 | 8.6412e-05 | 0.00011424 | 0.00019635 | 6.4691e-05 | 0.00015061 | 0.00019635 | 8.6412e-05 | 0.00011424 | 0.00019635 | 6.4691e-05 | 0.00015061
8 | 30 | 15 | 0.0001982 | 9.9476e-05 | 0.00011951 | 0.0001982 | 6.4261e-05 | 0.00015038 | 0.0001982 | 9.9476e-05 | 0.00011951 | 0.0001982 | 6.4261e-05 | 0.00015038
8 | 30 | 16 | 0.00019684 | 0.00013475 | 0.00014213 | 0.00019684 | 6.5686e-05 | 0.00014874 | 0.00019684 | 0.00013475 | 0.00014213 | 0.00019684 | 6.5686e-05 | 0.00014874
8 | 30 | 17 | 0.00019193 | 0.00016941 | 0.00016002 | 0.00019193 | 6.8314e-05 | 0.00014308 | 0.00019193 | 0.00016941 | 0.00016002 | 0.00019193 | 6.8314e-05 | 0.00014308
8 | 30 | 18 | 0.00018431 | 0.00021451 | 0.00018759 | 0.00018431 | 7.1835e-05 | 0.00013922 | 0.00018431 | 0.00021451 | 0.00018759 | 0.00018431 | 7.1835e-05 | 0.00013922
8 | 30 | 19 | 0.00018112 | 0.0002472 | 0.00020514 | 0.00018112 | 7.9914e-05 | 0.0001376 | 0.00018112 | 0.0002472 | 0.00020514 | 0.00018112 | 7.9914e-05 | 0.0001376
8 | 30 | 20 | 0.00018114 | 0.00025423 | 0.0001999 | 0.00018114 | 7.9121e-05 | 0.00013436 | 0.00018114 | 0.00025423 | 0.0001999 | 0.00018114 | 7.9121e-05 | 0.00013436
8 | 30 | 21 | 0.00016973 | 0.00024674 | 0.00018308 | 0.00016973 | 7.7003e-05 | 0.00012521 | 0.00016973 | 0.00024674 | 0.00018308 | 0.00016973 | 7.7003e-05 | 0.00012521
8 | 30 | 22 | 0.00015279 | 0.00023316 | 0.00016891 | 0.00015279 | 7.8158e-05 | 0.00011133 | 0.00015279 | 0.00023316 | 0.00016891 | 0.00015279 | 7.8158e-05 | 0.00011133
8 | 30 | 23 | 0.00013704 | 0.00021635 | 0.00015284 | 0.00013704 | 8.0333e-05 | 0.00010087 | 0.00013704 | 0.00021635 | 0.00015284 | 0.00013704 | 8.0333e-05 | 0.00010087
8 | 30 | 24 | 0.00012539 | 0.00018058 | 0.00012331 | 0.00012539 | 8.1983e-05 | 9.5133e-05 | 0.00012539 | 0.00018058 | 0.00012331 | 0.00012539 | 8.1983e-05 | 9.5133e-05
8 | 31 | 1 | 0.00011794 | 0.00013842 | 8.8506e-05 | 0.00011794 | 8.4235e-05 | 9.3033e-05 | 0.00011794 | 0.00013842 | 8.8506e-05 | 0.00011794 | 8.4235e-05 | 9.3033e-05
8 | 31 | 2 | 0.00011338 | 0.00010269 | 6.5353e-05 | 0.00011338 | 8.5424e-05 | 9.1073e-05 | 0.00011338 | 0.00010269 | 6.5353e-05 | 0.00011338 | 8.5424e-05 | 9.1073e-05
8 | 31 | 3 | 0.0001106 | 7.0359e-05 | 4.6812e-05 | 0.0001106 | 8.6082e-05 | 9.1784e-05 | 0.0001106 | 7.0359e-05 | 4.6812e-05 | 0.0001106 | 8.6082e-05 | 9.1784e-05
8 | 31 | 4 | 0.00011093 | 4.7047e-05 | 3.2229e-05 | 0.00011093 | 8.7163e-05 | 9.6379e-05 | 0.00011093 | 4.7047e-05 | 3.2229e-05 | 0.00011093 | 8.7163e-05 | 9.6379e-05
8 | 31 | 5 | 0.00011712 | 2.9132e-05 | 2.185e-05 | 0.00011712 | 8.8464e-05 | 0.00010305 | 0.00011712 | 2.9132e-05 | 2.185e-05 | 0.00011712 | 8.8464e-05 | 0.00010305
8 | 31 | 6 | 0.00012684 | 1.7382e-05 | 2.1781e-05 | 0.00012684 | 8.8215e-05 | 0.00011233 | 0.00012684 | 1.7382e-05 | 2.1781e-05 | 0.00012684 | 8.8215e-05 | 0.00011233
8 | 31 | 7 | 0.00013659 | 1.0253e-05 | 4.0291e-05 | 0.00013659 | 8.8311e-05 | 0.00012071 | 0.00013659 | 1.0253e-05 | 4.0291e-05 | 0.00013659 | 8.8311e-05 | 0.00012071
8 | 31 | 8 | 0.00014833 | 1.4978e-05 | 8.6259e-05 | 0.00014833 | 8.5313e-05 | 0.00012982 | 0.00014833 | 1.4978e-05 | 8.6259e-05 | 0.00014833 | 8.5313e-05 | 0.00012982
8 | 31 | 9 | 0.00016075 | 3.0625e-05 | 0.00013696 | 0.00016075 | 8.1592e-05 | 0.00013574 | 0.00016075 | 3.0625e-05 | 0.00013696 | 0.00016075 | 8.1592e-05 | 0.00013574
8 | 31 | 10 | 0.00017366 | 3.3995e-05 | 0.00013501 | 0.00017366 | 7.6227e-05 | 0.00013985 | 0.00017366 | 3.3995e-05 | 0.00013501 | 0.00017366 | 7.6227e-05 | 0.00013985
8 | 31 | 11 | 0.00018392 | 4.0204e-05 | 0.00011074 | 0.00018392 | 7.1291e-05 | 0.00014267 | 0.00018392 | 4.0204e-05 | 0.00011074 | 0.00018392 | 7.1291e-05 | 0.00014267
8 | 31 | 12 | 0.0001909 | 4.9933e-05 | 9.6115e-05 | 0.0001909 | 6.7224e-05 | 0.00014501 | 0.0001909 | 4.9933e-05 | 9.6115e-05 | 0.0001909 | 6.7224e-05 | 0.00014501
8 | 31 | 13 | 0.00019754 | 7.2043e-05 | 0.00010236 | 0.00019754 | 6.5321e-05 | 0.00014836 | 0.00019754 | 7.2043e-05 | 0.00010236 | 0.00019754 | 6.5321e-05 | 0.00014836
8 | 31 | 14 | 0.00020071 | 8.6412e-05 | 0.00011424 | 0.00020071 | 6.4691e-05 | 0.00015061 | 0.00020071 | 8.6412e-05 | 0.00011424 | 0.00020071 | 6.4691e-05 | 0.00015061
8 | 31 | 15 | 0.00020219 | 9.9476e-05 | 0.00011951 | 0.00020219 | 6.4261e-05 | 0.00015038 | 0.00020219 | 9.9476e-05 | 0.00011951 | 0.00020219 | 6.4261e-05 | 0.00015038
8 | 31 | 16 | 0.00019987 | 0.00013475 | 0.00014213 | 0.00019987 | 6.5686e-05 | 0.00014874 | 0.00019987 | 0.00013475 | 0.00014213 | 0.00019987 | 6.5686e-05 | 0.00014874
8 | 31 | 17 | 0.00019522 | 0.00016941 | 0.00016002 | 0.00019522 | 6.8314e-05 | 0.00014308 | 0.00019522 | 0.00016941 | 0.00016002 | 0.00019522 | 6.8314e-05 | 0.00014308
8 | 31 | 18 | 0.00018696 | 0.00021451 | 0.00018759 | 0.00018696 | 7.1835e-05 | 0.00013922 | 0.00018696 | 0.00021451 | 0.00018759 | 0.00018696 | 7.1835e-05 | 0.00013922
8 | 31 | 19 | 0.00018132 | 0.0002472 | 0.00020514 | 0.00018132 | 7.9914e-05 | 0.0001376 | 0.00018132 | 0.0002472 | 0.00020514 | 0.00018132 | 7.9914e-05 | 0.0001376
8 | 31 | 20 | 0.00017959 | 0.00025423 | 0.0001999 | 0.00017959 | 7.9121e-05 | 0.00013436 | 0.00017959 | 0.00025423 | 0.0001999 | 0.00017959 | 7.9121e-05 | 0.00013436
8 | 31 | 21 | 0.00016909 | 0.00024674 | 0.00018308 | 0.00016909 | 7.7003e-05 | 0.00012521 | 0.00016909 | 0.00024674 | 0.00018308 | 0.00016909 | 7.7003e-05 | 0.00012521
8 | 31 | 22 | 0.00015441 | 0.00023316 | 0.00016891 | 0.00015441 | 7.8158e-05 | 0.00011133 | 0.00015441 | 0.00023316 | 0.00016891 | 0.00015441 | 7.8158e-05 | 0.00011133
8 | 31 | 23 | 0.00013937 | 0.00021635 | 0.00015284 | 0.00013937 | 8.0333e-05 | 0.00010087 | 0.00013937 | 0.00021635 | 0.00015284 | 0.00013937 | 8.0333e-05 | 0.00010087
8 | 31 | 24 | 0.00012731 | 0.00018058 | 0.00012331 | 0.00012731 | 8.1983e-05 | 9.5133e-05 | 0.00012731 | 0.00018058 | 0.00012331 | 0.00012731 | 8.1983e-05 | 9.5133e-05
9 | 1 | 1 | 0.0001183 | 0.00013813 | 8.639e-05 | 0.0001183 | 8.4009e-05 | 8.9699e-05 | 0.0001183 | 0.00013813 | 8.639e-05 | 0.0001183 | 8.4009e-05 | 8.9699e-05
9 | 1 | 2 | 0.00011244 | 0.00010242 | 6.4577e-05 | 0.00011244 | 8.5116e-05 | 8.951e-05 | 0.00011244 | 0.00010242 | 6.4577e-05 | 0.00011244 | 8.5116e-05 | 8.951e-05
9 | 1 | 3 | 0.00010845 | 6.9826e-05 | 4.6103e-05 | 0.00010845 | 8.6519e-05 | 8.9416e-05 | 0.00010845 | 6.9826e-05 | 4.6103e-05 | 0.00010845 | 8.6519e-05 | 8.9416e-05
9 | 1 | 4 | 0.00010639 | 4.6474e-05 | 3.1569e-05 | 0.00010639 | 8.7692e-05 | 9.3971e-05 | 0.00010639 | 4.6474e-05 | 3.1569e-05 | 0.00010639 | 8.7692e-05 | 9.3971e-05
9 | 1 | 5 | 0.00010684 | 2.8617e-05 | 2.1418e-05 | 0.00010684 | 9.1513e-05 | 0.00010451 | 0.00010684 | 2.8617e-05 | 2.1418e-05 | 0.00010684 | 9.1513e-05 | 0.00010451
9 | 1 | 6 | 0.00010791 | 1.6942e-05 | 2.1685e-05 | 0.00010791 | 9.3221e-05 | 0.00011412 | 0.00010791 | 1.6942e-05 | 2.1685e-05 | 0.00010791 | 9.3221e-05 | 0.00011412
9 | 1 | 7 | 0.00011261 | 1.0091e-05 | 4.0975e-05 | 0.00011261 | 9.2707e-05 | 0.00012461 | 0.00011261 | 1.0091e-05 | 4.0975e-05 | 0.00011261 | 9.2707e-05 | 0.00012461
9 | 1 | 8 | 0.0001255 | 1.4915e-05 | 8.8106e-05 | 0.0001255 | 9.0155e-05 | 0.00013228 | 0.0001255 | 1.4915e-05 | 8.8106e-05 | 0.0001255 | 9.0155e-05 | 0.00013228
9 | 1 | 9 | 0.00013943 | 3.0871e-05 | 0.00014026 | 0.00013943 | 8.6999e-05 | 0.00013851 | 0.00013943 | 3.0871e-05 | 0.00014026 | 0.00013943 | 8.6999e-05 | 0.00013851
9 | 1 | 10 | 0.00015311 | 3.3977e-05 | 0.00013781 | 0.00015311 | 8.1411e-05 | 0.00014076 | 0.00015311 | 3.3977e-05 | 0.00013781 | 0.00015311 | 8.1411e-05 | 0.00014076
9 | 1 | 11 | 0.00016476 | 4.0073e-05 | 0.00011224 | 0.00016476 | 7.7496e-05 | 0.00014243 | 0.00016476 | 4.0073e-05 | 0.00011224 | 0.00016476 | 7.7496e-05 | 0.00014243
9 | 1 | 12 | 0.00017335 | 4.9721e-05 | 9.6792e-05 | 0.00017335 | 7.1996e-05 | 0.00014419 | 0.00017335 | 4.9721e-05 | 9.6792e-05 | 0.00017335 | 7.1996e-05 | 0.00014419
9 | 1 | 13 | 0.00018051 | 7.1706e-05 | 0.00010242 | 0.00018051 | 7.1359e-05 | 0.00014861 | 0.00018051 | 7.1706e-05 | 0.00010242 | 0.00018051 | 7.1359e-05 | 0.00014861
9 | 1 | 14 | 0.00018324 | 8.5497e-05 | 0.00011398 | 0.00018324 | 7.1279e-05 | 0.00015096 | 0.00018324 | 8.5497e-05 | 0.00011398 | 0.00018324 | 7.1279e-05 | 0.00015096
9 | 1 | 15 | 0.00018512 | 9.8578e-05 | 0.00011913 | 0.00018512 | 7.1931e-05 | 0.00015121 | 0.00018512 | 9.8578e-05 | 0.00011913 | 0.00018512 | 7.1931e-05 | 0.00015121
9 | 1 | 16 | 0.0001844 | 0.00013443 | 0.00014201 | 0.0001844 | 7.3274e-05 | 0.00014903 | 0.0001844 | 0.00013443 | 0.00014201 | 0.0001844 | 7.3274e-05 | 0.00014903
9 | 1 | 17 | 0.00018141 | 0.00016973 | 0.00016019 | 0.00018141 | 7.3066e-05 | 0.00014295 | 0.00018141 | 0.00016973 | 0.00016019 | 0.00018141 | 7.3066e-05 | 0.00014295
9 | 1 | 18 | 0.00017531 | 0.00021594 | 0.00018846 | 0.00017531 | 7.5119e-05 | 0.00014161 | 0.00017531 | 0.00021594 | 0.00018846 | 0.00017531 | 7.5119e-05 | 0.00014161
9 | 1 | 19 | 0.00017047 | 0.00024944 | 0.00020631 | 0.00017047 | 8.2231e-05 | 0.00014088 | 0.00017047 | 0.00024944 | 0.00020631 | 0.00017047 | 8.2231e-05 | 0.00014088
9 | 1 | 20 | 0.00016837 | 0.00025643 | 0.00020076 | 0.00016837 | 8.1285e-05 | 0.00013387 | 0.00016837 | 0.00025643 | 0.00020076 | 0.00016837 | 8.1285e-05 | 0.00013387
9 | 1 | 21 | 0.00015971 | 0.00024842 | 0.00018308 | 0.00015971 | 7.9064e-05 | 0.00012353 | 0.00015971 | 0.00024842 | 0.00018308 | 0.00015971 | 7.9064e-05 | 0.00012353
9 | 1 | 22 | 0.00014723 | 0.00023397 | 0.00016829 | 0.00014723 | 7.9876e-05 | 0.0001084 | 0.00014723 | 0.00023397 | 0.00016829 | 0.00014723 | 7.9876e-05 | 0.0001084
9 | 1 | 23 | 0.00013394 | 0.00021696 | 0.0001522 | 0.00013394 | 8.1703e-05 | 9.8284e-05 | 0.00013394 | 0.00021696 | 0.0001522 | 0.00013394 | 8.1703e-05 | 9.8284e-05
9 | 1 | 24 | 0.0001228 | 0.00018062 | 0.00012231 | 0.0001228 | 8.2935e-05 | 9.4073e-05 | 0.0001228 | 0.00018062 | 0.00012231 | 0.0001228 | 8.2935e-05 | 9.4073e-05
9 | 2 | 1 | 0.00011465 | 0.00013813 | 8.639e-05 | 0.00011465 | 8.4009e-05 | 8.9699e-05 | 0.00011465 | 0.00013813 | 8.639e-05 | 0.00011465 | 8.4009e-05 | 8.9699e-05
9 | 2 | 2 | 0.00010859 | 0.00010242 | 6.4577e-05 | 0.00010859 | 8.5116e-05 | 8.951e-05 | 0.00010859 | 0.00010242 | 6.4577e-05 | 0.00010859 | 8.5116e-05 | 8.951e-05
9 | 2 | 3 | 0.00010482 | 6.9826e-05 | 4.6103e-05 | 0.00010482 | 8.6519e-05 | 8.9416e-05 | 0.00010482 | 6.9826e-05 | 4.6103e-05 | 0.00010482 | 8.6519e-05 | 8.9416e-05
9 | 2 | 4 | 0.00010303 | 4.6474e-05 | 3.1569e-05 | 0.00010303 | 8.7692e-05 | 9.3971e-05 | 0.00010303 | 4.6474e-05 | 3.1569e-05 | 0.00010303 | 8.7692e-05 | 9.3971e-05
9 | 2 | 5 | 0.00010326 | 2.8617e-05 | 2.1418e-05 | 0.00010326 | 9.1513e-05 | 0.00010451 | 0.00010326 | 2.8617e-05 | 2.1418e-05 | 0.00010326 | 9.1513e-05 | 0.00010451
9 | 2 | 6 | 0.00010315 | 1.6942e-05 | 2.1685e-05 | 0.00010315 | 9.3221e-05 | 0.00011412 | 0.00010315 | 1.6942e-05 | 2.1685e-05 | 0.00010315 | 9.3221e-05 | 0.00011412
9 | 2 | 7 | 0.00010723 | 1.0091e-05 | 4.0975e-05 | 0.00010723 | 9.2707e-05 | 0.00012461 | 0.00010723 | 1.0091e-05 | 4.0975e-05 | 0.00010723 | 9.2707e-05 | 0.00012461
9 | 2 | 8 | 0.00011892 | 1.4915e-05 | 8.8106e-05 | 0.00011892 | 9.0155e-05 | 0.00013228 | 0.00011892 | 1.4915e-05 | 8.8106e-05 | 0.00011892 | 9.0155e-05 | 0.00013228
9 | 2 | 9 | 0.00013147 | 3.0871e-05 | 0.00014026 | 0.00013147 | 8.6999e-05 | 0.00013851 | 0.00013147 | 3.0871e-05 | 0.00014026 | 0.00013147 | 8.6999e-05 | 0.00013851
9 | 2 | 10 | 0.00014458 | 3.3977e-05 | 0.00013781 | 0.00014458 | 8.1411e-05 | 0.00014076 | 0.00014458 | 3.3977e-05 | 0.00013781 | 0.00014458 | 8.1411e-05 | 0.00014076
9 | 2 | 11 | 0.00015642 | 4.0073e-05 | 0.00011224 | 0.00015642 | 7.7496e-05 | 0.00014243 | 0.00015642 | 4.0073e-05 | 0.00011224 | 0.00015642 | 7.7496e-05 | 0.00014243
9 | 2 | 12 | 0.00016565 | 4.9721e-05 | 9.6792e-05 | 0.00016565 | 7.1996e-05 | 0.00014419 | 0.00016565 | 4.9721e-05 | 9.6792e-05 | 0.00016565 | 7.1996e-05 | 0.00014419
9 | 2 | 13 | 0.00017263 | 7.1706e-05 | 0.00010242 | 0.00017263 | 7.1359e-05 | 0.00014861 | 0.00017263 | 7.1706e-05 | 0.00010242 | 0.00017263 | 7.1359e-05 | 0.00014861
9 | 2 | 14 | 0.00017777 | 8.5497e-05 | 0.00011398 | 0.00017777 | 7.1279e-05 | 0.00015096 | 0.00017777 | 8.5497e-05 | 0.00011398 | 0.00017777 | 7.1279e-05 | 0.00015096
9 | 2 | 15 | 0.00018016 | 9.8578e-05 | 0.00011913 | 0.00018016 | 7.1931e-05 | 0.00015121 | 0.00018016 | 9.8578e-05 | 0.00011913 | 0.00018016 | 7.1931e-05 | 0.00015121
9 | 2 | 16 | 0.00018064 | 0.00013443 | 0.00014201 | 0.00018064 | 7.3274e-05 | 0.00014903 | 0.00018064 | 0.00013443 | 0.00014201 | 0.00018064 | 7.3274e-05 | 0.00014903
9 | 2 | 17 | 0.00017907 | 0.00016973 | 0.00016019 | 0.00017907 | 7.3066e-05 | 0.00014295 | 0.00017907 | 0.00016973 | 0.00016019 | 0.00017907 | 7.3066e-05 | 0.00014295
9 | 2 | 18 | 0.0001743 | 0.00021594 | 0.00018846 | 0.0001743 | 7.5119e-05 | 0.00014161 | 0.0001743 | 0.00021594 | 0.00018846 | 0.0001743 | 7.5119e-05 | 0.00014161
9 | 2 | 19 | 0.00017073 | 0.00024944 | 0.00020631 | 0.00017073 | 8.2231e-05 | 0.00014088 | 0.00017073 | 0.00024944 | 0.00020631 | 0.00017073 | 8.2231e-05 | 0.00014088
9 | 2 | 20 | 0.00016875 | 0.00025643 | 0.00020076 | 0.00016875 | 8.1285e-05 | 0.00013387 | 0.00016875 | 0.00025643 | 0.00020076 | 0.00016875 | 8.1285e-05 | 0.00013387
9 | 2 | 21 | 0.00015903 | 0.00024842 | 0.00018308 | 0.00015903 | 7.9064e-05 | 0.00012353 | 0.00015903 | 0.00024842 | 0.00018308 | 0.00015903 | 7.9064e-05 | 0.00012353
9 | 2 | 22 | 0.00014557 | 0.00023397 | 0.00016829 | 0.00014557 | 7.9876e-05 | 0.0001084 | 0.00014557 | 0.00023397 | 0.00016829 | 0.00014557 | 7.9876e-05 | 0.0001084
9 | 2 | 23 | 0.00013255 | 0.00021696 | 0.0001522 | 0.00013255 | 8.1703e-05 | 9.8284e-05 | 0.00013255 | 0.00021696 | 0.0001522 | 0.00013255 | 8.1703e-05 | 9.8284e-05
9 | 2 | 24 | 0.00012054 | 0.00018062 | 0.00012231 | 0.00012054 | 8.2935e-05 | 9.4073e-05 | 0.00012054 | 0.00018062 | 0.00012231 | 0.00012054 | 8.2935e-05 | 9.4073e-05
9 | 3 | 1 | 0.00011251 | 0.00013813 | 8.639e-05 | 0.00011251 | 8.4009e-05 | 8.9699e-05 | 0.00011251 | 0.00013813 | 8.639e-05 | 0.00011251 | 8.4009e-05 | 8.9699e-05
9 | 3 | 2 | 0.00010678 | 0.00010242 | 6.4577e-05 | 0.00010678 | 8.5116e-05 | 8.951e-05 | 0.00010678 | 0.00010242 | 6.4577e-05 | 0.00010678 | 8.5116e-05 | 8.951e-05
9 | 3 | 3 | 0.00010203 | 6.9826e-05 | 4.6103e-05 | 0.00010203 | 8.6519e-05 | 8.9416e-05 | 0.00010203 | 6.9826e-05 | 4.6103e-05 | 0.00010203 | 8.6519e-05 | 8.9416e-05
9 | 3 | 4 | 0.00010092 | 4.6474e-05 | 3.1569e-05 | 0.00010092 | 8.7692e-05 | 9.3971e-05 | 0.00010092 | 4.6474e-05 | 3.1569e-05 | 0.00010092 | 8.7692e-05 | 9.3971e-05
9 | 3 | 5 | 0.00010224 | 2.8617e-05 | 2.1418e-05 | 0.00010224 | 9.1513e-05 | 0.00010451 | 0.00010224 | 2.8617e-05 | 2.1418e-05 | 0.00010224 | 9.1513e-05 | 0.00010451
9 | 3 | 6 | 0.00010443 | 1.6942e-05 | 2.1685e-05 | 0.00010443 | 9.3221e-05 | 0.00011412 | 0.00010443 | 1.6942e-05 | 2.1685e-05 | 0.00010443 | 9.3221e-05 | 0.00011412
9 | 3 | 7 | 0.00010981 | 1.0091e-05 | 4.0975e-05 | 0.00010981 | 9.2707e-05 | 0.00012461 | 0.00010981 | 1.0091e-05 | 4.0975e-05 | 0.00010981 | 9.2707e-05 | 0.00012461
9 | 3 | 8 | 0.00012217 | 1.4915e-05 | 8.8106e-05 | 0.00012217 | 9.0155e-05 | 0.00013228 | 0.00012217 | 1.4915e-05 | 8.8106e-05 | 0.00012217 | 9.0155e-05 | 0.00013228
9 | 3 | 9 | 0.00013659 | 3.0871e-05 | 0.00014026 | 0.00013659 | 8.6999e-05 | 0.00013851 | 0.00013659 | 3.0871e-05 | 0.00014026 | 0.00013659 | 8.6999e-05 | 0.00013851
9 | 3 | 10 | 0.0001512 | 3.3977e-05 | 0.00013781 | 0.0001512 | 8.1411e-05 | 0.00014076 | 0.0001512 | 3.3977e-05 | 0.00013781 | 0.0001512 | 8.1411e-05 | 0.00014076
9 | 3 | 11 | 0.00016451 | 4.0073e-05 | 0.00011224 | 0.00016451 | 7.7496e-05 | 0.00014243 | 0.00016451 | 4.0073e-05 | 0.00011224 | 0.00016451 | 7.7496e-05 | 0.00014243
9 | 3 | 12 | 0.00017292 | 4.9721e-05 | 9.6792e-05 | 0.00017292 | 7.1996e-05 | 0.00014419 | 0.00017292 | 4.9721e-05 | 9.6792e-05 | 0.00017292 | 7.1996e-05 | 0.00014419
9 | 3 | 13 | 0.00017876 | 7.1706e-05 | 0.00010242 | 0.00017876 | 7.1359e-05 | 0.00014861 | 0.00017876 | 7.1706e-05 | 0.00010242 | 0.00017876 | 7.1359e-05 | 0.00014861
9 | 3 | 14 | 0.00018277 | 8.5497e-05 | 0.00011398 | 0.00018277 | 7.1279e-05 | 0.00015096 | 0.00018277 | 8.5497e-05 | 0.00011398 | 0.00018277 | 7.1279e-05 | 0.00015096
9 | 3 | 15 | 0.00018425 | 9.8578e-05 | 0.00011913 | 0.00018425 | 7.1931e-05 | 0.00015121 | 0.00018425 | 9.8578e-05 | 0.00011913 | 0.00018425 | 7.1931e-05 | 0.00015121
9 | 3 | 16 | 0.00018408 | 0.00013443 | 0.00014201 | 0.00018408 | 7.3274e-05 | 0.00014903 | 0.00018408 | 0.00013443 | 0.00014201 | 0.00018408 | 7.3274e-05 | 0.00014903
9 | 3 | 17 | 0.00018282 | 0.00016973 | 0.00016019 | 0.00018282 | 7.3066e-05 | 0.00014295 | 0.00018282 | 0.00016973 | 0.00016019 | 0.00018282 | 7.3066e-05 | 0.00014295
9 | 3 | 18 | 0.00017627 | 0.00021594 | 0.00018846 | 0.00017627 | 7.5119e-05 | 0.00014161 | 0.00017627 | 0.00021594 | 0.00018846 | 0.00017627 | 7.5119e-05 | 0.00014161
9 | 3 | 19 | 0.00017405 | 0.00024944 | 0.00020631 | 0.00017405 | 8.2231e-05 | 0.00014088 | 0.00017405 | 0.00024944 | 0.00020631 | 0.00017405 | 8.2231e-05 | 0.00014088
9 | 3 | 20 | 0.00017192 | 0.00025643 | 0.00020076 | 0.00017192 | 8.1285e-05 | 0.00013387 | 0.00017192 | 0.00025643 | 0.00020076 | 0.00017192 | 8.1285e-05 | 0.00013387
9 | 3 | 21 | 0.00016009 | 0.00024842 | 0.00018308 | 0.00016009 | 7.9064e-05 | 0.00012353 | 0.00016009 | 0.00024842 | 0.00018308 | 0.00016009 | 7.9064e-05 | 0.00012353
9 | 3 | 22 | 0.00014298 | 0.00023397 | 0.00016829 | 0.00014298 | 7.9876e-05 | 0.0001084 | 0.00014298 | 0.00023397 | 0.00016829 | 0.00014298 | 7.9876e-05 | 0.0001084
9 | 3 | 23 | 0.00012775 | 0.00021696 | 0.0001522 | 0.00012775 | 8.1703e-05 | 9.8284e-05 | 0.00012775 | 0.00021696 | 0.0001522 | 0.00012775 | 8.1703e-05 | 9.8284e-05
9 | 3 | 24 | 0.00011682 | 0.00018062 | 0.00012231 | 0.00011682 | 8.2935e-05 | 9.4073e-05 | 0.00011682 | 0.00018062 | 0.00012231 | 0.00011682 | 8.2935e-05 | 9.4073e-05
9 | 4 | 1 | 0.00010981 | 0.00013813 | 8.639e-05 | 0.00010981 | 8.4009e-05 | 8.9699e-05 | 0.00010981 | 0.00013813 | 8.639e-05 | 0.00010981 | 8.4009e-05 | 8.9699e-05
9 | 4 | 2 | 0.0001046 | 0.00010242 | 6.4577e-05 | 0.0001046 | 8.5116e-05 | 8.951e-05 | 0.0001046 | 0.00010242 | 6.4577e-05 | 0.0001046 | 8.5116e-05 | 8.951e-05
9 | 4 | 3 | 0.00010237 | 6.9826e-05 | 4.6103e-05 | 0.00010237 | 8.6519e-05 | 8.9416e-05 | 0.00010237 | 6.9826e-05 | 4.6103e-05 | 0.00010237 | 8.6519e-05 | 8.9416e-05
9 | 4 | 4 | 0.00010391 | 4.6474e-05 | 3.1569e-05 | 0.00010391 | 8.7692e-05 | 9.3971e-05 | 0.00010391 | 4.6474e-05 | 3.1569e-05 | 0.00010391 | 8.7692e-05 | 9.3971e-05
9 | 4 | 5 | 0.00011061 | 2.8617e-05 | 2.1418e-05 | 0.00011061 | 9.1513e-05 | 0.00010451 | 0.00011061 | 2.8617e-05 | 2.1418e-05 | 0.00011061 | 9.1513e-05 | 0.00010451
9 | 4 | 6 | 0.00012359 | 1.6942e-05 | 2.1685e-05 | 0.00012359 | 9.3221e-05 | 0.00011412 | 0.00012359 | 1.6942e-05 | 2.1685e-05 | 0.00012359 | 9.3221e-05 | 0.00011412
9 | 4 | 7 | 0.00013367 | 1.0091e-05 | 4.0975e-05 | 0.00013367 | 9.2707e-05 | 0.00012461 | 0.00013367 | 1.0091e-05 | 4.0975e-05 | 0.00013367 | 9.2707e-05 | 0.00012461
9 | 4 | 8 | 0.0001438 | 1.4915e-05 | 8.8106e-05 | 0.0001438 | 9.0155e-05 | 0.00013228 | 0.0001438 | 1.4915e-05 | 8.8106e-05 | 0.0001438 | 9.0155e-05 | 0.00013228
9 | 4 | 9 | 0.00015512 | 3.0871e-05 | 0.00014026 | 0.00015512 | 8.6999e-05 | 0.00013851 | 0.00015512 | 3.0871e-05 | 0.00014026 | 0.00015512 | 8.6999e-05 | 0.00013851
9 | 4 | 10 | 0.0001629 | 3.3977e-05 | 0.00013781 | 0.0001629 | 8.1411e-05 | 0.00014076 | 0.0001629 | 3.3977e-05 | 0.00013781 | 0.0001629 | 8.1411e-05 | 0.00014076
9 | 4 | 11 | 0.00017166 | 4.0073e-05 | 0.00011224 | 0.00017166 | 7.7496e-05 | 0.00014243 | 0.00017166 | 4.0073e-05 | 0.00011224 | 0.00017166 | 7.7496e-05 | 0.00014243
9 | 4 | 12 | 0.00017607 | 4.9721e-05 | 9.6792e-05 | 0.00017607 | 7.1996e-05 | 0.00014419 | 0.00017607 | 4.9721e-05 | 9.6792e-05 | 0.00017607 | 7.1996e-05 | 0.00014419
9 | 4 | 13 | 0.00017952 | 7.1706e-05 | 0.00010242 | 0.00017952 | 7.1359e-05 | 0.00014861 | 0.00017952 | 7.1706e-05 | 0.00010242 | 0.00017952 | 7.1359e-05 | 0.00014861
9 | 4 | 14 | 0.00018212 | 8.5497e-05 | 0.00011398 | 0.00018212 | 7.1279e-05 | 0.00015096 | 0.00018212 | 8.5497e-05 | 0.00011398 | 0.00018212 | 7.1279e-05 | 0.00015096
9 | 4 | 15 | 0.00018407 | 9.8578e-05 | 0.00011913 | 0.00018407 | 7.1931e-05 | 0.00015121 | 0.00018407 | 9.8578e-05 | 0.00011913 | 0.00018407 | 7.1931e-05 | 0.00015121
9 | 4 | 16 | 0.00018427 | 0.00013443 | 0.00014201 | 0.00018427 | 7.3274e-05 | 0.00014903 | 0.00018427 | 0.00013443 | 0.00014201 | 0.00018427 | 7.3274e-05 | 0.00014903
9 | 4 | 17 | 0.00017784 | 0.00016973 | 0.00016019 | 0.00017784 | 7.3066e-05 | 0.00014295 | 0.00017784 | 0.00016973 | 0.00016019 | 0.00017784 | 7.3066e-05 | 0.00014295
9 | 4 | 18 | 0.00016985 | 0.00021594 | 0.00018846 | 0.00016985 | 7.5119e-05 | 0.00014161 | 0.00016985 | 0.00021594 | 0.00018846 | 0.00016985 | 7.5119e-05 | 0.00014161
9 | 4 | 19 | 0.00016554 | 0.00024944 | 0.00020631 | 0.00016554 | 8.2231e-05 | 0.00014088 | 0.00016554 | 0.00024944 | 0.00020631 | 0.00016554 | 8.2231e-05 | 0.00014088
9 | 4 | 20 | 0.00016301 | 0.00025643 | 0.00020076 | 0.00016301 | 8.1285e-05 | 0.00013387 | 0.00016301 | 0.00025643 | 0.00020076 | 0.00016301 | 8.1285e-05 | 0.00013387
9 | 4 | 21 | 0.00015157 | 0.00024842 | 0.00018308 | 0.00015157 | 7.9064e-05 | 0.00012353 | 0.00015157 | 0.00024842 | 0.00018308 | 0.00015157 | 7.9064e-05 | 0.00012353
9 | 4 | 22 | 0.00013617 | 0.00023397 | 0.00016829 | 0.00013617 | 7.9876e-05 | 0.0001084 | 0.00013617 | 0.00023397 | 0.00016829 | 0.00013617 | 7.9876e-05 | 0.0001084
9 | 4 | 23 | 0.00012068 | 0.00021696 | 0.0001522 | 0.00012068 | 8.1703e-05 | 9.8284e-05 | 0.00012068 | 0.00021696 | 0.0001522 | 0.00012068 | 8.1703e-05 | 9.8284e-05
9 | 4 | 24 | 0.00011232 | 0.00018062 | 0.00012231 | 0.00011232 | 8.2935e-05 | 9.4073e-05 | 0.00011232 | 0.00018062 | 0.00012231 | 0.00011232 | 8.2935e-05 | 9.4073e-05
9 | 5 | 1 | 0.00010624 | 0.00013813 | 8.639e-05 | 0.00010624 | 8.4009e-05 | 8.9699e-05 | 0.00010624 | 0.00013813 | 8.639e-05 | 0.00010624 | 8.4009e-05 | 8.9699e-05
9 | 5 | 2 | 0.00010235 | 0.00010242 | 6.4577e-05 | 0.00010235 | 8.5116e-05 | 8.951e-05 | 0.00010235 | 0.00010242 | 6.4577e-05 | 0.00010235 | 8.5116e-05 | 8.951e-05
9 | 5 | 3 | 0.00010011 | 6.9826e-05 | 4.6103e-05 | 0.00010011 | 8.6519e-05 | 8.9416e-05 | 0.00010011 | 6.9826e-05 | 4.6103e-05 | 0.00010011 | 8.6519e-05 | 8.9416e-05
9 | 5 | 4 | 0.00010146 | 4.6474e-05 | 3.1569e-05 | 0.00010146 | 8.7692e-05 | 9.3971e-05 | 0.00010146 | 4.6474e-05 | 3.1569e-05 | 0.00010146 | 8.7692e-05 | 9.3971e-05
9 | 5 | 5 | 0.00010751 | 2.8617e-05 | 2.1418e-05 | 0.00010751 | 9.1513e-05 | 0.00010451 | 0.00010751 | 2.8617e-05 | 2.1418e-05 | 0.00010751 | 9.1513e-05 | 0.00010451
9 | 5 | 6 | 0.00011744 | 1.6942e-05 | 2.1685e-05 | 0.00011744 | 9.3221e-05 | 0.00011412 | 0.00011744 | 1.6942e-05 | 2.1685e-05 | 0.00011744 | 9.3221e-05 | 0.00011412
9 | 5 | 7 | 0.00012504 | 1.0091e-05 | 4.0975e-05 | 0.00012504 | 9.2707e-05 | 0.00012461 | 0.00012504 | 1.0091e-05 | 4.0975e-05 | 0.00012504 | 9.2707e-05 | 0.00012461
9 | 5 | 8 | 0.00013309 | 1.4915e-05 | 8.8106e-05 | 0.00013309 | 9.0155e-05 | 0.00013228 | 0.00013309 | 1.4915e-05 | 8.8106e-05 | 0.00013309 | 9.0155e-05 | 0.00013228
9 | 5 | 9 | 0.00014185 | 3.0871e-05 | 0.00014026 | 0.00014185 | 8.6999e-05 | 0.00013851 | 0.00014185 | 3.0871e-05 | 0.00014026 | 0.00014185 | 8.6999e-05 | 0.00013851
9 | 5 | 10 | 0.00014895 | 3.3977e-05 | 0.00013781 | 0.00014895 | 8.1411e-05 | 0.00014076 | 0.00014895 | 3.3977e-05 | 0.00013781 | 0.00014895 | 8.1411e-05 | 0.00014076
9 | 5 | 11 | 0.00015505 | 4.0073e-05 | 0.00011224 | 0.00015505 | 7.7496e-05 | 0.00014243 | 0.00015505 | 4.0073e-05 | 0.00011224 | 0.00015505 | 7.7496e-05 | 0.00014243
9 | 5 | 12 | 0.0001585 | 4.9721e-05 | 9.6792e-05 | 0.0001585 | 7.1996e-05 | 0.00014419 | 0.0001585 | 4.9721e-05 | 9.6792e-05 | 0.0001585 | 7.1996e-05 | 0.00014419
9 | 5 | 13 | 0.00016334 | 7.1706e-05 | 0.00010242 | 0.00016334 | 7.1359e-05 | 0.00014861 | 0.00016334 | 7.1706e-05 | 0.00010242 | 0.00016334 | 7.1359e-05 | 0.00014861
9 | 5 | 14 | 0.000167 | 8.5497e-05 | 0.00011398 | 0.000167 | 7.1279e-05 | 0.00015096 | 0.000167 | 8.5497e-05 | 0.00011398 | 0.000167 | 7.1279e-05 | 0.00015096
9 | 5 | 15 | 0.0001695 | 9.8578e-05 | 0.00011913 | 0.0001695 | 7.1931e-05 | 0.00015121 | 0.0001695 | 9.8578e-05 | 0.00011913 | 0.0001695 | 7.1931e-05 | 0.00015121
9 | 5 | 16 | 0.00016953 | 0.00013443 | 0.00014201 | 0.00016953 | 7.3274e-05 | 0.00014903 | 0.00016953 | 0.00013443 | 0.00014201 | 0.00016953 | 7.3274e-05 | 0.00014903
9 | 5 | 17 | 0.0001651 | 0.00016973 | 0.00016019 | 0.0001651 | 7.3066e-05 | 0.00014295 | 0.0001651 | 0.00016973 | 0.00016019 | 0.0001651 | 7.3066e-05 | 0.00014295
9 | 5 | 18 | 0.0001566 | 0.00021594 | 0.00018846 | 0.0001566 | 7.5119e-05 | 0.00014161 | 0.0001566 | 0.00021594 | 0.00018846 | 0.0001566 | 7.5119e-05 | 0.00014161
9 | 5 | 19 | 0.00015458 | 0.00024944 | 0.00020631 | 0.00015458 | 8.2231e-05 | 0.00014088 | 0.00015458 | 0.00024944 | 0.00020631 | 0.00015458 | 8.2231e-05 | 0.00014088
9 | 5 | 20 | 0.00015485 | 0.00025643 | 0.00020076 | 0.00015485 | 8.1285e-05 | 0.00013387 | 0.00015485 | 0.00025643 | 0.00020076 | 0.00015485 | 8.1285e-05 | 0.00013387
9 | 5 | 21 | 0.00014402 | 0.00024842 | 0.00018308 | 0.00014402 | 7.9064e-05 | 0.00012353 | 0.00014402 | 0.00024842 | 0.00018308 | 0.00014402 | 7.9064e-05 | 0.00012353
9 | 5 | 22 | 0.00012973 | 0.00023397 | 0.00016829 | 0.00012973 | 7.9876e-05 | 0.0001084 | 0.00012973 | 0.00023397 | 0.00016829 | 0.00012973 | 7.9876e-05 | 0.0001084
9 | 5 | 23 | 0.0001167 | 0.00021696 | 0.0001522 | 0.0001167 | 8.1703e-05 | 9.8284e-05 | 0.0001167 | 0.00021696 | 0.0001522 | 0.0001167 | 8.1703e-05 | 9.8284e-05
9 | 5 | 24 | 0.00010737 | 0.00018062 | 0.00012231 | 0.00010737 | 8.2935e-05 | 9.4073e-05 | 0.00010737 | 0.00018062 | 0.00012231 | 0.00010737 | 8.2935e-05 | 9.4073e-05
9 | 6 | 1 | 0.0001018 | 0.00013813 | 8.639e-05 | 0.0001018 | 8.4009e-05 | 8.9699e-05 | 0.0001018 | 0.00013813 | 8.639e-05 | 0.0001018 | 8.4009e-05 | 8.9699e-05
9 | 6 | 2 | 9.8383e-05 | 0.00010242 | 6.4577e-05 | 9.8383e-05 | 8.5116e-05 | 8.951e-05 | 9.8383e-05 | 0.00010242 | 6.4577e-05 | 9.8383e-05 | 8.5116e-05 | 8.951e-05
9 | 6 | 3 | 9.6768e-05 | 6.9826e-05 | 4.6103e-05 | 9.6768e-05 | 8.6519e-05 | 8.9416e-05 | 9.6768e-05 | 6.9826e-05 | 4.6103e-05 | 9.6768e-05 | 8.6519e-05 | 8.9416e-05
9 | 6 | 4 | 9.8216e-05 | 4.6474e-05 | 3.1569e-05 | 9.8216e-05 | 8.7692e-05 | 9.3971e-05 | 9.8216e-05 | 4.6474e-05 | 3.1569e-05 | 9.8216e-05 | 8.7692e-05 | 9.3971e-05
9 | 6 | 5 | 0.00010493 | 2.8617e-05 | 2.1418e-05 | 0.00010493 | 9.1513e-05 | 0.00010451 | 0.00010493 | 2.8617e-05 | 2.1418e-05 | 0.00010493 | 9.1513e-05 | 0.00010451
9 | 6 | 6 | 0.00011577 | 1.6942e-05 | 2.1685e-05 | 0.00011577 | 9.3221e-05 | 0.00011412 | 0.00011577 | 1.6942e-05 | 2.1685e-05 | 0.00011577 | 9.3221e-05 | 0.00011412
9 | 6 | 7 | 0.00012383 | 1.0091e-05 | 4.0975e-05 | 0.00012383 | 9.2707e-05 | 0.00012461 | 0.00012383 | 1.0091e-05 | 4.0975e-05 | 0.00012383 | 9.2707e-05 | 0.00012461
9 | 6 | 8 | 0.00013044 | 1.4915e-05 | 8.8106e-05 | 0.00013044 | 9.0155e-05 | 0.00013228 | 0.00013044 | 1.4915e-05 | 8.8106e-05 | 0.00013044 | 9.0155e-05 | 0.00013228
9 | 6 | 9 | 0.00013738 | 3.0871e-05 | 0.00014026 | 0.00013738 | 8.6999e-05 | 0.00013851 | 0.00013738 | 3.0871e-05 | 0.00014026 | 0.00013738 | 8.6999e-05 | 0.00013851
9 | 6 | 10 | 0.00014397 | 3.3977e-05 | 0.00013781 | 0.00014397 | 8.1411e-05 | 0.00014076 | 0.00014397 | 3.3977e-05 | 0.00013781 | 0.00014397 | 8.1411e-05 | 0.00014076
9 | 6 | 11 | 0.00014914 | 4.0073e-05 | 0.00011224 | 0.00014914 | 7.7496e-05 | 0.00014243 | 0.00014914 | 4.0073e-05 | 0.00011224 | 0.00014914 | 7.7496e-05 | 0.00014243
9 | 6 | 12 | 0.00015215 | 4.9721e-05 | 9.6792e-05 | 0.00015215 | 7.1996e-05 | 0.00014419 | 0.00015215 | 4.9721e-05 | 9.6792e-05 | 0.00015215 | 7.1996e-05 | 0.00014419
9 | 6 | 13 | 0.00015693 | 7.1706e-05 | 0.00010242 | 0.00015693 | 7.1359e-05 | 0.00014861 | 0.00015693 | 7.1706e-05 | 0.00010242 | 0.00015693 | 7.1359e-05 | 0.00014861
9 | 6 | 14 | 0.00016106 | 8.5497e-05 | 0.00011398 | 0.00016106 | 7.1279e-05 | 0.00015096 | 0.00016106 | 8.5497e-05 | 0.00011398 | 0.00016106 | 7.1279e-05 | 0.00015096
9 | 6 | 15 | 0.00016295 | 9.8578e-05 | 0.00011913 | 0.00016295 | 7.1931e-05 | 0.00015121 | 0.00016295 | 9.8578e-05 | 0.00011913 | 0.00016295 | 7.1931e-05 | 0.00015121
9 | 6 | 16 | 0.00016287 | 0.00013443 | 0.00014201 | 0.00016287 | 7.3274e-05 | 0.00014903 | 0.00016287 | 0.00013443 | 0.00014201 | 0.00016287 | 7.3274e-05 | 0.00014903
9 | 6 | 17 | 0.00015791 | 0.00016973 | 0.00016019 | 0.00015791 | 7.3066e-05 | 0.00014295 | 0.00015791 | 0.00016973 | 0.00016019 | 0.00015791 | 7.3066e-05 | 0.00014295
9 | 6 | 18 | 0.00015084 | 0.00021594 | 0.00018846 | 0.00015084 | 7.5119e-05 | 0.00014161 | 0.00015084 | 0.00021594 | 0.00018846 | 0.00015084 | 7.5119e-05 | 0.00014161
9 | 6 | 19 | 0.0001509 | 0.00024944 | 0.00020631 | 0.0001509 | 8.2231e-05 | 0.00014088 | 0.0001509 | 0.00024944 | 0.00020631 | 0.0001509 | 8.2231e-05 | 0.00014088
9 | 6 | 20 | 0.00014978 | 0.00025643 | 0.00020076 | 0.00014978 | 8.1285e-05 | 0.00013387 | 0.00014978 | 0.00025643 | 0.00020076 | 0.00014978 | 8.1285e-05 | 0.00013387
9 | 6 | 21 | 0.00014057 | 0.00024842 | 0.00018308 | 0.00014057 | 7.9064e-05 | 0.00012353 | 0.00014057 | 0.00024842 | 0.00018308 | 0.00014057 | 7.9064e-05 | 0.00012353
9 | 6 | 22 | 0.00012647 | 0.00023397 | 0.00016829 | 0.00012647 | 7.9876e-05 | 0.0001084 | 0.00012647 | 0.00023397 | 0.00016829 | 0.00012647 | 7.9876e-05 | 0.0001084
9 | 6 | 23 | 0.00011382 | 0.00021696 | 0.0001522 | 0.00011382 | 8.1703e-05 | 9.8284e-05 | 0.00011382 | 0.00021696 | 0.0001522 | 0.00011382 | 8.1703e-05 | 9.8284e-05
9 | 6 | 24 | 0.00010517 | 0.00018062 | 0.00012231 | 0.00010517 | 8.2935e-05 | 9.4073e-05 | 0.00010517 | 0.00018062 | 0.00012231 | 0.00010517 | 8.2935e-05 | 9.4073e-05
9 | 7 | 1 | 9.9976e-05 | 0.00013813 | 8.639e-05 | 9.9976e-05 | 8.4009e-05 | 8.9699e-05 | 9.9976e-05 | 0.00013813 | 8.639e-05 | 9.9976e-05 | 8.4009e-05 | 8.9699e-05
9 | 7 | 2 | 9.6685e-05 | 0.00010242 | 6.4577e-05 | 9.6685e-05 | 8.5116e-05 | 8.951e-05 | 9.6685e-05 | 0.00010242 | 6.4577e-05 | 9.6685e-05 | 8.5116e-05 | 8.951e-05
9 | 7 | 3 | 9.5333e-05 | 6.9826e-05 | 4.6103e-05 | 9.5333e-05 | 8.6519e-05 | 8.9416e-05 | 9.5333e-05 | 6.9826e-05 | 4.6103e-05 | 9.5333e-05 | 8.6519e-05 | 8.9416e-05
9 | 7 | 4 | 9.6739e-05 | 4.6474e-05 | 3.1569e-05 | 9.6739e-05 | 8.7692e-05 | 9.3971e-05 | 9.6739e-05 | 4.6474e-05 | 3.1569e-05 | 9.6739e-05 | 8.7692e-05 | 9.3971e-05
9 | 7 | 5 | 0.00010276 | 2.8617e-05 | 2.1418e-05 | 0.00010276 | 9.1513e-05 | 0.00010451 | 0.00010276 | 2.8617e-05 | 2.1418e-05 | 0.00010276 | 9.1513e-05 | 0.00010451
9 | 7 | 6 | 0.00011248 | 1.6942e-05 | 2.1685e-05 | 0.00011248 | 9.3221e-05 | 0.00011412 | 0.00011248 | 1.6942e-05 | 2.1685e-05 | 0.00011248 | 9.3221e-05 | 0.00011412
9 | 7 | 7 | 0.00011985 | 1.0091e-05 | 4.0975e-05 | 0.00011985 | 9.2707e-05 | 0.00012461 | 0.00011985 | 1.0091e-05 | 4.0975e-05 | 0.00011985 | 9.2707e-05 | 0.00012461
9 | 7 | 8 | 0.00012677 | 1.4915e-05 | 8.8106e-05 | 0.00012677 | 9.0155e-05 | 0.00013228 | 0.00012677 | 1.4915e-05 | 8.8106e-05 | 0.00012677 | 9.0155e-05 | 0.00013228
9 | 7 | 9 | 0.00013337 | 3.0871e-05 | 0.00014026 | 0.00013337 | 8.6999e-05 | 0.00013851 | 0.00013337 | 3.0871e-05 | 0.00014026 | 0.00013337 | 8.6999e-05 | 0.00013851
9 | 7 | 10 | 0.00013919 | 3.3977e-05 | 0.00013781 | 0.00013919 | 8.1411e-05 | 0.00014076 | 0.00013919 | 3.3977e-05 | 0.00013781 | 0.00013919 | 8.1411e-05 | 0.00014076
9 | 7 | 11 | 0.00014321 | 4.0073e-05 | 0.00011224 | 0.00014321 | 7.7496e-05 | 0.00014243 | 0.00014321 | 4.0073e-05 | 0.00011224 | 0.00014321 | 7.7496e-05 | 0.00014243
9 | 7 | 12 | 0.00014491 | 4.9721e-05 | 9.6792e-05 | 0.00014491 | 7.1996e-05 | 0.00014419 | 0.00014491 | 4.9721e-05 | 9.6792e-05 | 0.00014491 | 7.1996e-05 | 0.00014419
9 | 7 | 13 | 0.0001487 | 7.1706e-05 | 0.00010242 | 0.0001487 | 7.1359e-05 | 0.00014861 | 0.0001487 | 7.1706e-05 | 0.00010242 | 0.0001487 | 7.1359e-05 | 0.00014861
9 | 7 | 14 | 0.0001511 | 8.5497e-05 | 0.00011398 | 0.0001511 | 7.1279e-05 | 0.00015096 | 0.0001511 | 8.5497e-05 | 0.00011398 | 0.0001511 | 7.1279e-05 | 0.00015096
9 | 7 | 15 | 0.00015256 | 9.8578e-05 | 0.00011913 | 0.00015256 | 7.1931e-05 | 0.00015121 | 0.00015256 | 9.8578e-05 | 0.00011913 | 0.00015256 | 7.1931e-05 | 0.00015121
9 | 7 | 16 | 0.00015174 | 0.00013443 | 0.00014201 | 0.00015174 | 7.3274e-05 | 0.00014903 | 0.00015174 | 0.00013443 | 0.00014201 | 0.00015174 | 7.3274e-05 | 0.00014903
9 | 7 | 17 | 0.00014708 | 0.00016973 | 0.00016019 | 0.00014708 | 7.3066e-05 | 0.00014295 | 0.00014708 | 0.00016973 | 0.00016019 | 0.00014708 | 7.3066e-05 | 0.00014295
9 | 7 | 18 | 0.00013926 | 0.00021594 | 0.00018846 | 0.00013926 | 7.5119e-05 | 0.00014161 | 0.00013926 | 0.00021594 | 0.00018846 | 0.00013926 | 7.5119e-05 | 0.00014161
9 | 7 | 19 | 0.00014044 | 0.00024944 | 0.00020631 | 0.00014044 | 8.2231e-05 | 0.00014088 | 0.00014044 | 0.00024944 | 0.00020631 | 0.00014044 | 8.2231e-05 | 0.00014088
9 | 7 | 20 | 0.00014037 | 0.00025643 | 0.00020076 | 0.00014037 | 8.1285e-05 | 0.00013387 | 0.00014037 | 0.00025643 | 0.00020076 | 0.00014037 | 8.1285e-05 | 0.00013387
9 | 7 | 21 | 0.00013316 | 0.00024842 | 0.00018308 | 0.00013316 | 7.9064e-05 | 0.00012353 | 0.00013316 | 0.00024842 | 0.00018308 | 0.00013316 | 7.9064e-05 | 0.00012353
9 | 7 | 22 | 0.00012313 | 0.00023397 | 0.00016829 | 0.00012313 | 7.9876e-05 | 0.0001084 | 0.00012313 | 0.00023397 | 0.00016829 | 0.00012313 | 7.9876e-05 | 0.0001084
9 | 7 | 23 | 0.00011215 | 0.00021696 | 0.0001522 | 0.00011215 | 8.1703e-05 | 9.8284e-05 | 0.00011215 | 0.00021696 | 0.0001522 | 0.00011215 | 8.1703e-05 | 9.8284e-05
9 | 7 | 24 | 0.00010413 | 0.00018062 | 0.00012231 | 0.00010413 | 8.2935e-05 | 9.4073e-05 | 0.00010413 | 0.00018062 | 0.00012231 | 0.00010413 | 8.2935e-05 | 9.4073e-05
9 | 8 | 1 | 9.8632e-05 | 0.00013813 | 8.639e-05 | 9.8632e-05 | 8.4009e-05 | 8.9699e-05 | 9.8632e-05 | 0.00013813 | 8.639e-05 | 9.8632e-05 | 8.4009e-05 | 8.9699e-05
9 | 8 | 2 | 9.4958e-05 | 0.00010242 | 6.4577e-05 | 9.4958e-05 | 8.5116e-05 | 8.951e-05 | 9.4958e-05 | 0.00010242 | 6.4577e-05 | 9.4958e-05 | 8.5116e-05 | 8.951e-05
9 | 8 | 3 | 9.2877e-05 | 6.9826e-05 | 4.6103e-05 | 9.2877e-05 | 8.6519e-05 | 8.9416e-05 | 9.2877e-05 | 6.9826e-05 | 4.6103e-05 | 9.2877e-05 | 8.6519e-05 | 8.9416e-05
9 | 8 | 4 | 9.2894e-05 | 4.6474e-05 | 3.1569e-05 | 9.2894e-05 | 8.7692e-05 | 9.3971e-05 | 9.2894e-05 | 4.6474e-05 | 3.1569e-05 | 9.2894e-05 | 8.7692e-05 | 9.3971e-05
9 | 8 | 5 | 9.4995e-05 | 2.8617e-05 | 2.1418e-05 | 9.4995e-05 | 9.1513e-05 | 0.00010451 | 9.4995e-05 | 2.8617e-05 | 2.1418e-05 | 9.4995e-05 | 9.1513e-05 | 0.00010451
9 | 8 | 6 | 9.7184e-05 | 1.6942e-05 | 2.1685e-05 | 9.7184e-05 | 9.3221e-05 | 0.00011412 | 9.7184e-05 | 1.6942e-05 | 2.1685e-05 | 9.7184e-05 | 9.3221e-05 | 0.00011412
9 | 8 | 7 | 0.00010043 | 1.0091e-05 | 4.0975e-05 | 0.00010043 | 9.2707e-05 | 0.00012461 | 0.00010043 | 1.0091e-05 | 4.0975e-05 | 0.00010043 | 9.2707e-05 | 0.00012461
9 | 8 | 8 | 0.00010844 | 1.4915e-05 | 8.8106e-05 | 0.00010844 | 9.0155e-05 | 0.00013228 | 0.00010844 | 1.4915e-05 | 8.8106e-05 | 0.00010844 | 9.0155e-05 | 0.00013228
9 | 8 | 9 | 0.00011589 | 3.0871e-05 | 0.00014026 | 0.00011589 | 8.6999e-05 | 0.00013851 | 0.00011589 | 3.0871e-05 | 0.00014026 | 0.00011589 | 8.6999e-05 | 0.00013851
9 | 8 | 10 | 0.00012235 | 3.3977e-05 | 0.00013781 | 0.00012235 | 8.1411e-05 | 0.00014076 | 0.00012235 | 3.3977e-05 | 0.00013781 | 0.00012235 | 8.1411e-05 | 0.00014076
9 | 8 | 11 | 0.00012697 | 4.0073e-05 | 0.00011224 | 0.00012697 | 7.7496e-05 | 0.00014243 | 0.00012697 | 4.0073e-05 | 0.00011224 | 0.00012697 | 7.7496e-05 | 0.00014243
9 | 8 | 12 | 0.00013042 | 4.9721e-05 | 9.6792e-05 | 0.00013042 | 7.1996e-05 | 0.00014419 | 0.00013042 | 4.9721e-05 | 9.6792e-05 | 0.00013042 | 7.1996e-05 | 0.00014419
9 | 8 | 13 | 0.0001335 | 7.1706e-05 | 0.00010242 | 0.0001335 | 7.1359e-05 | 0.00014861 | 0.0001335 | 7.1706e-05 | 0.00010242 | 0.0001335 | 7.1359e-05 | 0.00014861
9 | 8 | 14 | 0.00013663 | 8.5497e-05 | 0.00011398 | 0.00013663 | 7.1279e-05 | 0.00015096 | 0.00013663 | 8.5497e-05 | 0.00011398 | 0.00013663 | 7.1279e-05 | 0.00015096
9 | 8 | 15 | 0.00013863 | 9.8578e-05 | 0.00011913 | 0.00013863 | 7.1931e-05 | 0.00015121 | 0.00013863 | 9.8578e-05 | 0.00011913 | 0.00013863 | 7.1931e-05 | 0.00015121
9 | 8 | 16 | 0.00013954 | 0.00013443 | 0.00014201 | 0.00013954 | 7.3274e-05 | 0.00014903 | 0.00013954 | 0.00013443 | 0.00014201 | 0.00013954 | 7.3274e-05 | 0.00014903
9 | 8 | 17 | 0.00013801 | 0.00016973 | 0.00016019 | 0.00013801 | 7.3066e-05 | 0.00014295 | 0.00013801 | 0.00016973 | 0.00016019 | 0.00013801 | 7.3066e-05 | 0.00014295
9 | 8 | 18 | 0.00013372 | 0.00021594 | 0.00018846 | 0.00013372 | 7.5119e-05 | 0.00014161 | 0.00013372 | 0.00021594 | 0.00018846 | 0.00013372 | 7.5119e-05 | 0.00014161
9 | 8 | 19 | 0.0001348 | 0.00024944 | 0.00020631 | 0.0001348 | 8.2231e-05 | 0.00014088 | 0.0001348 | 0.00024944 | 0.00020631 | 0.0001348 | 8.2231e-05 | 0.00014088
9 | 8 | 20 | 0.00013533 | 0.00025643 | 0.00020076 | 0.00013533 | 8.1285e-05 | 0.00013387 | 0.00013533 | 0.00025643 | 0.00020076 | 0.00013533 | 8.1285e-05 | 0.00013387
9 | 8 | 21 | 0.00012824 | 0.00024842 | 0.00018308 | 0.00012824 | 7.9064e-05 | 0.00012353 | 0.00012824 | 0.00024842 | 0.00018308 | 0.00012824 | 7.9064e-05 | 0.00012353
9 | 8 | 22 | 0.0001191 | 0.00023397 | 0.00016829 | 0.0001191 | 7.9876e-05 | 0.0001084 | 0.0001191 | 0.00023397 | 0.00016829 | 0.0001191 | 7.9876e-05 | 0.0001084
9 | 8 | 23 | 0.00010891 | 0.00021696 | 0.0001522 | 0.00010891 | 8.1703e-05 | 9.8284e-05 | 0.00010891 | 0.00021696 | 0.0001522 | 0.00010891 | 8.1703e-05 | 9.8284e-05
9 | 8 | 24 | 0.00010133 | 0.00018062 | 0.00012231 | 0.00010133 | 8.2935e-05 | 9.4073e-05 | 0.00010133 | 0.00018062 | 0.00012231 | 0.00010133 | 8.2935e-05 | 9.4073e-05
9 | 9 | 1 | 9.5878e-05 | 0.00013813 | 8.639e-05 | 9.5878e-05 | 8.4009e-05 | 8.9699e-05 | 9.5878e-05 | 0.00013813 | 8.639e-05 | 9.5878e-05 | 8.4009e-05 | 8.9699e-05
9 | 9 | 2 | 9.2557e-05 | 0.00010242 | 6.4577e-05 | 9.2557e-05 | 8.5116e-05 | 8.951e-05 | 9.2557e-05 | 0.00010242 | 6.4577e-05 | 9.2557e-05 | 8.5116e-05 | 8.951e-05
9 | 9 | 3 | 9.0422e-05 | 6.9826e-05 | 4.6103e-05 | 9.0422e-05 | 8.6519e-05 | 8.9416e-05 | 9.0422e-05 | 6.9826e-05 | 4.6103e-05 | 9.0422e-05 | 8.6519e-05 | 8.9416e-05
9 | 9 | 4 | 8.969e-05 | 4.6474e-05 | 3.1569e-05 | 8.969e-05 | 8.7692e-05 | 9.3971e-05 | 8.969e-05 | 4.6474e-05 | 3.1569e-05 | 8.969e-05 | 8.7692e-05 | 9.3971e-05
9 | 9 | 5 | 9.058e-05 | 2.8617e-05 | 2.1418e-05 | 9.058e-05 | 9.1513e-05 | 0.00010451 | 9.058e-05 | 2.8617e-05 | 2.1418e-05 | 9.058e-05 | 9.1513e-05 | 0.00010451
9 | 9 | 6 | 9.1305e-05 | 1.6942e-05 | 2.1685e-05 | 9.1305e-05 | 9.3221e-05 | 0.00011412 | 9.1305e-05 | 1.6942e-05 | 2.1685e-05 | 9.1305e-05 | 9.3221e-05 | 0.00011412
9 | 9 | 7 | 9.3764e-05 | 1.0091e-05 | 4.0975e-05 | 9.3764e-05 | 9.2707e-05 | 0.00012461 | 9.3764e-05 | 1.0091e-05 | 4.0975e-05 | 9.3764e-05 | 9.2707e-05 | 0.00012461
9 | 9 | 8 | 0.0001008 | 1.4915e-05 | 8.8106e-05 | 0.0001008 | 9.0155e-05 | 0.00013228 | 0.0001008 | 1.4915e-05 | 8.8106e-05 | 0.0001008 | 9.0155e-05 | 0.00013228
9 | 9 | 9 | 0.00010787 | 3.0871e-05 | 0.00014026 | 0.00010787 | 8.6999e-05 | 0.00013851 | 0.00010787 | 3.0871e-05 | 0.00014026 | 0.00010787 | 8.6999e-05 | 0.00013851
9 | 9 | 10 | 0.00011426 | 3.3977e-05 | 0.00013781 | 0.00011426 | 8.1411e-05 | 0.00014076 | 0.00011426 | 3.3977e-05 | 0.00013781 | 0.00011426 | 8.1411e-05 | 0.00014076
9 | 9 | 11 | 0.00011884 | 4.0073e-05 | 0.00011224 | 0.00011884 | 7.7496e-05 | 0.00014243 | 0.00011884 | 4.0073e-05 | 0.00011224 | 0.00011884 | 7.7496e-05 | 0.00014243
9 | 9 | 12 | 0.00012255 | 4.9721e-05 | 9.6792e-05 | 0.00012255 | 7.1996e-05 | 0.00014419 | 0.00012255 | 4.9721e-05 | 9.6792e-05 | 0.00012255 | 7.1996e-05 | 0.00014419
9 | 9 | 13 | 0.00012692 | 7.1706e-05 | 0.00010242 | 0.00012692 | 7.1359e-05 | 0.00014861 | 0.00012692 | 7.1706e-05 | 0.00010242 | 0.00012692 | 7.1359e-05 | 0.00014861
9 | 9 | 14 | 0.00013009 | 8.5497e-05 | 0.00011398 | 0.00013009 | 7.1279e-05 | 0.00015096 | 0.00013009 | 8.5497e-05 | 0.00011398 | 0.00013009 | 7.1279e-05 | 0.00015096
9 | 9 | 15 | 0.0001322 | 9.8578e-05 | 0.00011913 | 0.0001322 | 7.1931e-05 | 0.00015121 | 0.0001322 | 9.8578e-05 | 0.00011913 | 0.0001322 | 7.1931e-05 | 0.00015121
9 | 9 | 16 | 0.00013373 | 0.00013443 | 0.00014201 | 0.00013373 | 7.3274e-05 | 0.00014903 | 0.00013373 | 0.00013443 | 0.00014201 | 0.00013373 | 7.3274e-05 | 0.00014903
9 | 9 | 17 | 0.00013346 | 0.00016973 | 0.00016019 | 0.00013346 | 7.3066e-05 | 0.00014295 | 0.00013346 | 0.00016973 | 0.00016019 | 0.00013346 | 7.3066e-05 | 0.00014295
9 | 9 | 18 | 0.00013046 | 0.00021594 | 0.00018846 | 0.00013046 | 7.5119e-05 | 0.00014161 | 0.00013046 | 0.00021594 | 0.00018846 | 0.00013046 | 7.5119e-05 | 0.00014161
9 | 9 | 19 | 0.00013357 | 0.00024944 | 0.00020631 | 0.00013357 | 8.2231e-05 | 0.00014088 | 0.00013357 | 0.00024944 | 0.00020631 | 0.00013357 | 8.2231e-05 | 0.00014088
9 | 9 | 20 | 0.00013444 | 0.00025643 | 0.00020076 | 0.00013444 | 8.1285e-05 | 0.00013387 | 0.00013444 | 0.00025643 | 0.00020076 | 0.00013444 | 8.1285e-05 | 0.00013387
9 | 9 | 21 | 0.00012625 | 0.00024842 | 0.00018308 | 0.00012625 | 7.9064e-05 | 0.00012353 | 0.00012625 | 0.00024842 | 0.00018308 | 0.00012625 | 7.9064e-05 | 0.00012353
9 | 9 | 22 | 0.00011543 | 0.00023397 | 0.00016829 | 0.00011543 | 7.9876e-05 | 0.0001084 | 0.00011543 | 0.00023397 | 0.00016829 | 0.00011543 | 7.9876e-05 | 0.0001084
9 | 9 | 23 | 0.00010421 | 0.00021696 | 0.0001522 | 0.00010421 | 8.1703e-05 | 9.8284e-05 | 0.00010421 | 0.00021696 | 0.0001522 | 0.00010421 | 8.1703e-05 | 9.8284e-05
9 | 9 | 24 | 9.7168e-05 | 0.00018062 | 0.00012231 | 9.7168e-05 | 8.2935e-05 | 9.4073e-05 | 9.7168e-05 | 0.00018062 | 0.00012231 | 9.7168e-05 | 8.2935e-05 | 9.4073e-05
9 | 10 | 1 | 9.2932e-05 | 0.00013813 | 8.639e-05 | 9.2932e-05 | 8.4009e-05 | 8.9699e-05 | 9.2932e-05 | 0.00013813 | 8.639e-05 | 9.2932e-05 | 8.4009e-05 | 8.9699e-05
9 | 10 | 2 | 9.0614e-05 | 0.00010242 | 6.4577e-05 | 9.0614e-05 | 8.5116e-05 | 8.951e-05 | 9.0614e-05 | 0.00010242 | 6.4577e-05 | 9.0614e-05 | 8.5116e-05 | 8.951e-05
9 | 10 | 3 | 8.9944e-05 | 6.9826e-05 | 4.6103e-05 | 8.9944e-05 | 8.6519e-05 | 8.9416e-05 | 8.9944e-05 | 6.9826e-05 | 4.6103e-05 | 8.9944e-05 | 8.6519e-05 | 8.9416e-05
9 | 10 | 4 | 9.197e-05 | 4.6474e-05 | 3.1569e-05 | 9.197e-05 | 8.7692e-05 | 9.3971e-05 | 9.197e-05 | 4.6474e-05 | 3.1569e-05 | 9.197e-05 | 8.7692e-05 | 9.3971e-05
9 | 10 | 5 | 9.8666e-05 | 2.8617e-05 | 2.1418e-05 | 9.8666e-05 | 9.1513e-05 | 0.00010451 | 9.8666e-05 | 2.8617e-05 | 2.1418e-05 | 9.8666e-05 | 9.1513e-05 | 0.00010451
9 | 10 | 6 | 0.00010918 | 1.6942e-05 | 2.1685e-05 | 0.00010918 | 9.3221e-05 | 0.00011412 | 0.00010918 | 1.6942e-05 | 2.1685e-05 | 0.00010918 | 9.3221e-05 | 0.00011412
9 | 10 | 7 | 0.00011707 | 1.0091e-05 | 4.0975e-05 | 0.00011707 | 9.2707e-05 | 0.00012461 | 0.00011707 | 1.0091e-05 | 4.0975e-05 | 0.00011707 | 9.2707e-05 | 0.00012461
9 | 10 | 8 | 0.00012465 | 1.4915e-05 | 8.8106e-05 | 0.00012465 | 9.0155e-05 | 0.00013228 | 0.00012465 | 1.4915e-05 | 8.8106e-05 | 0.00012465 | 9.0155e-05 | 0.00013228
9 | 10 | 9 | 0.00013186 | 3.0871e-05 | 0.00014026 | 0.00013186 | 8.6999e-05 | 0.00013851 | 0.00013186 | 3.0871e-05 | 0.00014026 | 0.00013186 | 8.6999e-05 | 0.00013851
9 | 10 | 10 | 0.00013829 | 3.3977e-05 | 0.00013781 | 0.00013829 | 8.1411e-05 | 0.00014076 | 0.00013829 | 3.3977e-05 | 0.00013781 | 0.00013829 | 8.1411e-05 | 0.00014076
9 | 10 | 11 | 0.00014284 | 4.0073e-05 | 0.00011224 | 0.00014284 | 7.7496e-05 | 0.00014243 | 0.00014284 | 4.0073e-05 | 0.00011224 | 0.00014284 | 7.7496e-05 | 0.00014243
9 | 10 | 12 | 0.00014526 | 4.9721e-05 | 9.6792e-05 | 0.00014526 | 7.1996e-05 | 0.00014419 | 0.00014526 | 4.9721e-05 | 9.6792e-05 | 0.00014526 | 7.1996e-05 | 0.00014419
9 | 10 | 13 | 0.0001498 | 7.1706e-05 | 0.00010242 | 0.0001498 | 7.1359e-05 | 0.00014861 | 0.0001498 | 7.1706e-05 | 0.00010242 | 0.0001498 | 7.1359e-05 | 0.00014861
9 | 10 | 14 | 0.00015241 | 8.5497e-05 | 0.00011398 | 0.00015241 | 7.1279e-05 | 0.00015096 | 0.00015241 | 8.5497e-05 | 0.00011398 | 0.00015241 | 7.1279e-05 | 0.00015096
9 | 10 | 15 | 0.00015512 | 9.8578e-05 | 0.00011913 | 0.00015512 | 7.1931e-05 | 0.00015121 | 0.00015512 | 9.8578e-05 | 0.00011913 | 0.00015512 | 7.1931e-05 | 0.00015121
9 | 10 | 16 | 0.0001555 | 0.00013443 | 0.00014201 | 0.0001555 | 7.3274e-05 | 0.00014903 | 0.0001555 | 0.00013443 | 0.00014201 | 0.0001555 | 7.3274e-05 | 0.00014903
9 | 10 | 17 | 0.00015214 | 0.00016973 | 0.00016019 | 0.00015214 | 7.3066e-05 | 0.00014295 | 0.00015214 | 0.00016973 | 0.00016019 | 0.00015214 | 7.3066e-05 | 0.00014295
9 | 10 | 18 | 0.00014594 | 0.00021594 | 0.00018846 | 0.00014594 | 7.5119e-05 | 0.00014161 | 0.00014594 | 0.00021594 | 0.00018846 | 0.00014594 | 7.5119e-05 | 0.00014161
9 | 10 | 19 | 0.00014746 | 0.00024944 | 0.00020631 | 0.00014746 | 8.2231e-05 | 0.00014088 | 0.00014746 | 0.00024944 | 0.00020631 | 0.00014746 | 8.2231e-05 | 0.00014088
9 | 10 | 20 | 0.00014739 | 0.00025643 | 0.00020076 | 0.00014739 | 8.1285e-05 | 0.00013387 | 0.00014739 | 0.00025643 | 0.00020076 | 0.00014739 | 8.1285e-05 | 0.00013387
9 | 10 | 21 | 0.00013786 | 0.00024842 | 0.00018308 | 0.00013786 | 7.9064e-05 | 0.00012353 | 0.00013786 | 0.00024842 | 0.00018308 | 0.00013786 | 7.9064e-05 | 0.00012353
9 | 10 | 22 | 0.00012365 | 0.00023397 | 0.00016829 | 0.00012365 | 7.9876e-05 | 0.0001084 | 0.00012365 | 0.00023397 | 0.00016829 | 0.00012365 | 7.9876e-05 | 0.0001084
9 | 10 | 23 | 0.00011131 | 0.00021696 | 0.0001522 | 0.00011131 | 8.1703e-05 | 9.8284e-05 | 0.00011131 | 0.00021696 | 0.0001522 | 0.00011131 | 8.1703e-05 | 9.8284e-05
9 | 10 | 24 | 0.00010279 | 0.00018062 | 0.00012231 | 0.00010279 | 8.2935e-05 | 9.4073e-05 | 0.00010279 | 0.00018062 | 0.00012231 | 0.00010279 | 8.2935e-05 | 9.4073e-05
9 | 11 | 1 | 9.765e-05 | 0.00013813 | 8.639e-05 | 9.765e-05 | 8.4009e-05 | 8.9699e-05 | 9.765e-05 | 0.00013813 | 8.639e-05 | 9.765e-05 | 8.4009e-05 | 8.9699e-05
9 | 11 | 2 | 9.4396e-05 | 0.00010242 | 6.4577e-05 | 9.4396e-05 | 8.5116e-05 | 8.951e-05 | 9.4396e-05 | 0.00010242 | 6.4577e-05 | 9.4396e-05 | 8.5116e-05 | 8.951e-05
9 | 11 | 3 | 9.299e-05 | 6.9826e-05 | 4.6103e-05 | 9.299e-05 | 8.6519e-05 | 8.9416e-05 | 9.299e-05 | 6.9826e-05 | 4.6103e-05 | 9.299e-05 | 8.6519e-05 | 8.9416e-05
9 | 11 | 4 | 9.4396e-05 | 4.6474e-05 | 3.1569e-05 | 9.4396e-05 | 8.7692e-05 | 9.3971e-05 | 9.4396e-05 | 4.6474e-05 | 3.1569e-05 | 9.4396e-05 | 8.7692e-05 | 9.3971e-05
9 | 11 | 5 | 0.0001008 | 2.8617e-05 | 2.1418e-05 | 0.0001008 | 9.1513e-05 | 0.00010451 | 0.0001008 | 2.8617e-05 | 2.1418e-05 | 0.0001008 | 9.1513e-05 | 0.00010451
9 | 11 | 6 | 0.00011134 | 1.6942e-05 | 2.1685e-05 | 0.00011134 | 9.3221e-05 | 0.00011412 | 0.00011134 | 1.6942e-05 | 2.1685e-05 | 0.00011134 | 9.3221e-05 | 0.00011412
9 | 11 | 7 | 0.00011832 | 1.0091e-05 | 4.0975e-05 | 0.00011832 | 9.2707e-05 | 0.00012461 | 0.00011832 | 1.0091e-05 | 4.0975e-05 | 0.00011832 | 9.2707e-05 | 0.00012461
9 | 11 | 8 | 0.00012585 | 1.4915e-05 | 8.8106e-05 | 0.00012585 | 9.0155e-05 | 0.00013228 | 0.00012585 | 1.4915e-05 | 8.8106e-05 | 0.00012585 | 9.0155e-05 | 0.00013228
9 | 11 | 9 | 0.0001331 | 3.0871e-05 | 0.00014026 | 0.0001331 | 8.6999e-05 | 0.00013851 | 0.0001331 | 3.0871e-05 | 0.00014026 | 0.0001331 | 8.6999e-05 | 0.00013851
9 | 11 | 10 | 0.00014016 | 3.3977e-05 | 0.00013781 | 0.00014016 | 8.1411e-05 | 0.00014076 | 0.00014016 | 3.3977e-05 | 0.00013781 | 0.00014016 | 8.1411e-05 | 0.00014076
9 | 11 | 11 | 0.00014555 | 4.0073e-05 | 0.00011224 | 0.00014555 | 7.7496e-05 | 0.00014243 | 0.00014555 | 4.0073e-05 | 0.00011224 | 0.00014555 | 7.7496e-05 | 0.00014243
9 | 11 | 12 | 0.0001494 | 4.9721e-05 | 9.6792e-05 | 0.0001494 | 7.1996e-05 | 0.00014419 | 0.0001494 | 4.9721e-05 | 9.6792e-05 | 0.0001494 | 7.1996e-05 | 0.00014419
9 | 11 | 13 | 0.00015457 | 7.1706e-05 | 0.00010242 | 0.00015457 | 7.1359e-05 | 0.00014861 | 0.00015457 | 7.1706e-05 | 0.00010242 | 0.00015457 | 7.1359e-05 | 0.00014861
9 | 11 | 14 | 0.00015889 | 8.5497e-05 | 0.00011398 | 0.00015889 | 7.1279e-05 | 0.00015096 | 0.00015889 | 8.5497e-05 | 0.00011398 | 0.00015889 | 7.1279e-05 | 0.00015096
9 | 11 | 15 | 0.00016127 | 9.8578e-05 | 0.00011913 | 0.00016127 | 7.1931e-05 | 0.00015121 | 0.00016127 | 9.8578e-05 | 0.00011913 | 0.00016127 | 7.1931e-05 | 0.00015121
9 | 11 | 16 | 0.00016151 | 0.00013443 | 0.00014201 | 0.00016151 | 7.3274e-05 | 0.00014903 | 0.00016151 | 0.00013443 | 0.00014201 | 0.00016151 | 7.3274e-05 | 0.00014903
9 | 11 | 17 | 0.00015755 | 0.00016973 | 0.00016019 | 0.00015755 | 7.3066e-05 | 0.00014295 | 0.00015755 | 0.00016973 | 0.00016019 | 0.00015755 | 7.3066e-05 | 0.00014295
9 | 11 | 18 | 0.00015049 | 0.00021594 | 0.00018846 | 0.00015049 | 7.5119e-05 | 0.00014161 | 0.00015049 | 0.00021594 | 0.00018846 | 0.00015049 | 7.5119e-05 | 0.00014161
9 | 11 | 19 | 0.00015155 | 0.00024944 | 0.00020631 | 0.00015155 | 8.2231e-05 | 0.00014088 | 0.00015155 | 0.00024944 | 0.00020631 | 0.00015155 | 8.2231e-05 | 0.00014088
9 | 11 | 20 | 0.00015073 | 0.00025643 | 0.00020076 | 0.00015073 | 8.1285e-05 | 0.00013387 | 0.00015073 | 0.00025643 | 0.00020076 | 0.00015073 | 8.1285e-05 | 0.00013387
9 | 11 | 21 | 0.00014017 | 0.00024842 | 0.00018308 | 0.00014017 | 7.9064e-05 | 0.00012353 | 0.00014017 | 0.00024842 | 0.00018308 | 0.00014017 | 7.9064e-05 | 0.00012353
9 | 11 | 22 | 0.00012529 | 0.00023397 | 0.00016829 | 0.00012529 | 7.9876e-05 | 0.0001084 | 0.00012529 | 0.00023397 | 0.00016829 | 0.00012529 | 7.9876e-05 | 0.0001084
9 | 11 | 23 | 0.00011204 | 0.00021696 | 0.0001522 | 0.00011204 | 8.1703e-05 | 9.8284e-05 | 0.00011204 | 0.00021696 | 0.0001522 | 0.00011204 | 8.1703e-05 | 9.8284e-05
9 | 11 | 24 | 0.00010341 | 0.00018062 | 0.00012231 | 0.00010341 | 8.2935e-05 | 9.4073e-05 | 0.00010341 | 0.00018062 | 0.00012231 | 0.00010341 | 8.2935e-05 | 9.4073e-05
9 | 12 | 1 | 9.8021e-05 | 0.00013813 | 8.639e-05 | 9.8021e-05 | 8.4009e-05 | 8.9699e-05 | 9.8021e-05 | 0.00013813 | 8.639e-05 | 9.8021e-05 | 8.4009e-05 | 8.9699e-05
9 | 12 | 2 | 9.5012e-05 | 0.00010242 | 6.4577e-05 | 9.5012e-05 | 8.5116e-05 | 8.951e-05 | 9.5012e-05 | 0.00010242 | 6.4577e-05 | 9.5012e-05 | 8.5116e-05 | 8.951e-05
9 | 12 | 3 | 9.3818e-05 | 6.9826e-05 | 4.6103e-05 | 9.3818e-05 | 8.6519e-05 | 8.9416e-05 | 9.3818e-05 | 6.9826e-05 | 4.6103e-05 | 9.3818e-05 | 8.6519e-05 | 8.9416e-05
9 | 12 | 4 | 9.5374e-05 | 4.6474e-05 | 3.1569e-05 | 9.5374e-05 | 8.7692e-05 | 9.3971e-05 | 9.5374e-05 | 4.6474e-05 | 3.1569e-05 | 9.5374e-05 | 8.7692e-05 | 9.3971e-05
9 | 12 | 5 | 0.00010155 | 2.8617e-05 | 2.1418e-05 | 0.00010155 | 9.1513e-05 | 0.00010451 | 0.00010155 | 2.8617e-05 | 2.1418e-05 | 0.00010155 | 9.1513e-05 | 0.00010451
9 | 12 | 6 | 0.00011245 | 1.6942e-05 | 2.1685e-05 | 0.00011245 | 9.3221e-05 | 0.00011412 | 0.00011245 | 1.6942e-05 | 2.1685e-05 | 0.00011245 | 9.3221e-05 | 0.00011412
9 | 12 | 7 | 0.00011993 | 1.0091e-05 | 4.0975e-05 | 0.00011993 | 9.2707e-05 | 0.00012461 | 0.00011993 | 1.0091e-05 | 4.0975e-05 | 0.00011993 | 9.2707e-05 | 0.00012461
9 | 12 | 8 | 0.00012708 | 1.4915e-05 | 8.8106e-05 | 0.00012708 | 9.0155e-05 | 0.00013228 | 0.00012708 | 1.4915e-05 | 8.8106e-05 | 0.00012708 | 9.0155e-05 | 0.00013228
9 | 12 | 9 | 0.00013387 | 3.0871e-05 | 0.00014026 | 0.00013387 | 8.6999e-05 | 0.00013851 | 0.00013387 | 3.0871e-05 | 0.00014026 | 0.00013387 | 8.6999e-05 | 0.00013851
9 | 12 | 10 | 0.00014059 | 3.3977e-05 | 0.00013781 | 0.00014059 | 8.1411e-05 | 0.00014076 | 0.00014059 | 3.3977e-05 | 0.00013781 | 0.00014059 | 8.1411e-05 | 0.00014076
9 | 12 | 11 | 0.00014525 | 4.0073e-05 | 0.00011224 | 0.00014525 | 7.7496e-05 | 0.00014243 | 0.00014525 | 4.0073e-05 | 0.00011224 | 0.00014525 | 7.7496e-05 | 0.00014243
9 | 12 | 12 | 0.0001488 | 4.9721e-05 | 9.6792e-05 | 0.0001488 | 7.1996e-05 | 0.00014419 | 0.0001488 | 4.9721e-05 | 9.6792e-05 | 0.0001488 | 7.1996e-05 | 0.00014419
9 | 12 | 13 | 0.00015346 | 7.1706e-05 | 0.00010242 | 0.00015346 | 7.1359e-05 | 0.00014861 | 0.00015346 | 7.1706e-05 | 0.00010242 | 0.00015346 | 7.1359e-05 | 0.00014861
9 | 12 | 14 | 0.0001577 | 8.5497e-05 | 0.00011398 | 0.0001577 | 7.1279e-05 | 0.00015096 | 0.0001577 | 8.5497e-05 | 0.00011398 | 0.0001577 | 7.1279e-05 | 0.00015096
9 | 12 | 15 | 0.0001594 | 9.8578e-05 | 0.00011913 | 0.0001594 | 7.1931e-05 | 0.00015121 | 0.0001594 | 9.8578e-05 | 0.00011913 | 0.0001594 | 7.1931e-05 | 0.00015121
9 | 12 | 16 | 0.00015901 | 0.00013443 | 0.00014201 | 0.00015901 | 7.3274e-05 | 0.00014903 | 0.00015901 | 0.00013443 | 0.00014201 | 0.00015901 | 7.3274e-05 | 0.00014903
9 | 12 | 17 | 0.00015462 | 0.00016973 | 0.00016019 | 0.00015462 | 7.3066e-05 | 0.00014295 | 0.00015462 | 0.00016973 | 0.00016019 | 0.00015462 | 7.3066e-05 | 0.00014295
9 | 12 | 18 | 0.00014762 | 0.00021594 | 0.00018846 | 0.00014762 | 7.5119e-05 | 0.00014161 | 0.00014762 | 0.00021594 | 0.00018846 | 0.00014762 | 7.5119e-05 | 0.00014161
9 | 12 | 19 | 0.00014868 | 0.00024944 | 0.00020631 | 0.00014868 | 8.2231e-05 | 0.00014088 | 0.00014868 | 0.00024944 | 0.00020631 | 0.00014868 | 8.2231e-05 | 0.00014088
9 | 12 | 20 | 0.00014443 | 0.00025643 | 0.00020076 | 0.00014443 | 8.1285e-05 | 0.00013387 | 0.00014443 | 0.00025643 | 0.00020076 | 0.00014443 | 8.1285e-05 | 0.00013387
9 | 12 | 21 | 0.00013407 | 0.00024842 | 0.00018308 | 0.00013407 | 7.9064e-05 | 0.00012353 | 0.00013407 | 0.00024842 | 0.00018308 | 0.00013407 | 7.9064e-05 | 0.00012353
9 | 12 | 22 | 0.00012009 | 0.00023397 | 0.00016829 | 0.00012009 | 7.9876e-05 | 0.0001084 | 0.00012009 | 0.00023397 | 0.00016829 | 0.00012009 | 7.9876e-05 | 0.0001084
9 | 12 | 23 | 0.00010748 | 0.00021696 | 0.0001522 | 0.00010748 | 8.1703e-05 | 9.8284e-05 | 0.00010748 | 0.00021696 | 0.0001522 | 0.00010748 | 8.1703e-05 | 9.8284e-05
9 | 12 | 24 | 0.00010039 | 0.00018062 | 0.00012231 | 0.00010039 | 8.2935e-05 | 9.4073e-05 | 0.00010039 | 0.00018062 | 0.00012231 | 0.00010039 | 8.2935e-05 | 9.4073e-05
9 | 13 | 1 | 9.4979e-05 | 0.00013813 | 8.639e-05 | 9.4979e-05 | 8.4009e-05 | 8.9699e-05 | 9.4979e-05 | 0.00013813 | 8.639e-05 | 9.4979e-05 | 8.4009e-05 | 8.9699e-05
9 | 13 | 2 | 9.2012e-05 | 0.00010242 | 6.4577e-05 | 9.2012e-05 | 8.5116e-05 | 8.951e-05 | 9.2012e-05 | 0.00010242 | 6.4577e-05 | 9.2012e-05 | 8.5116e-05 | 8.951e-05
9 | 13 | 3 | 9.0585e-05 | 6.9826e-05 | 4.6103e-05 | 9.0585e-05 | 8.6519e-05 | 8.9416e-05 | 9.0585e-05 | 6.9826e-05 | 4.6103e-05 | 9.0585e-05 | 8.6519e-05 | 8.9416e-05
9 | 13 | 4 | 9.2357e-05 | 4.6474e-05 | 3.1569e-05 | 9.2357e-05 | 8.7692e-05 | 9.3971e-05 | 9.2357e-05 | 4.6474e-05 | 3.1569e-05 | 9.2357e-05 | 8.7692e-05 | 9.3971e-05
9 | 13 | 5 | 9.8408e-05 | 2.8617e-05 | 2.1418e-05 | 9.8408e-05 | 9.1513e-05 | 0.00010451 | 9.8408e-05 | 2.8617e-05 | 2.1418e-05 | 9.8408e-05 | 9.1513e-05 | 0.00010451
9 | 13 | 6 | 0.00010926 | 1.6942e-05 | 2.1685e-05 | 0.00010926 | 9.3221e-05 | 0.00011412 | 0.00010926 | 1.6942e-05 | 2.1685e-05 | 0.00010926 | 9.3221e-05 | 0.00011412
9 | 13 | 7 | 0.0001165 | 1.0091e-05 | 4.0975e-05 | 0.0001165 | 9.2707e-05 | 0.00012461 | 0.0001165 | 1.0091e-05 | 4.0975e-05 | 0.0001165 | 9.2707e-05 | 0.00012461
9 | 13 | 8 | 0.00012471 | 1.4915e-05 | 8.8106e-05 | 0.00012471 | 9.0155e-05 | 0.00013228 | 0.00012471 | 1.4915e-05 | 8.8106e-05 | 0.00012471 | 9.0155e-05 | 0.00013228
9 | 13 | 9 | 0.00013172 | 3.0871e-05 | 0.00014026 | 0.00013172 | 8.6999e-05 | 0.00013851 | 0.00013172 | 3.0871e-05 | 0.00014026 | 0.00013172 | 8.6999e-05 | 0.00013851
9 | 13 | 10 | 0.00013759 | 3.3977e-05 | 0.00013781 | 0.00013759 | 8.1411e-05 | 0.00014076 | 0.00013759 | 3.3977e-05 | 0.00013781 | 0.00013759 | 8.1411e-05 | 0.00014076
9 | 13 | 11 | 0.00014339 | 4.0073e-05 | 0.00011224 | 0.00014339 | 7.7496e-05 | 0.00014243 | 0.00014339 | 4.0073e-05 | 0.00011224 | 0.00014339 | 7.7496e-05 | 0.00014243
9 | 13 | 12 | 0.00014463 | 4.9721e-05 | 9.6792e-05 | 0.00014463 | 7.1996e-05 | 0.00014419 | 0.00014463 | 4.9721e-05 | 9.6792e-05 | 0.00014463 | 7.1996e-05 | 0.00014419
9 | 13 | 13 | 0.00014869 | 7.1706e-05 | 0.00010242 | 0.00014869 | 7.1359e-05 | 0.00014861 | 0.00014869 | 7.1706e-05 | 0.00010242 | 0.00014869 | 7.1359e-05 | 0.00014861
9 | 13 | 14 | 0.00015146 | 8.5497e-05 | 0.00011398 | 0.00015146 | 7.1279e-05 | 0.00015096 | 0.00015146 | 8.5497e-05 | 0.00011398 | 0.00015146 | 7.1279e-05 | 0.00015096
9 | 13 | 15 | 0.00015182 | 9.8578e-05 | 0.00011913 | 0.00015182 | 7.1931e-05 | 0.00015121 | 0.00015182 | 9.8578e-05 | 0.00011913 | 0.00015182 | 7.1931e-05 | 0.00015121
9 | 13 | 16 | 0.00015119 | 0.00013443 | 0.00014201 | 0.00015119 | 7.3274e-05 | 0.00014903 | 0.00015119 | 0.00013443 | 0.00014201 | 0.00015119 | 7.3274e-05 | 0.00014903
9 | 13 | 17 | 0.00014556 | 0.00016973 | 0.00016019 | 0.00014556 | 7.3066e-05 | 0.00014295 | 0.00014556 | 0.00016973 | 0.00016019 | 0.00014556 | 7.3066e-05 | 0.00014295
9 | 13 | 18 | 0.00013909 | 0.00021594 | 0.00018846 | 0.00013909 | 7.5119e-05 | 0.00014161 | 0.00013909 | 0.00021594 | 0.00018846 | 0.00013909 | 7.5119e-05 | 0.00014161
9 | 13 | 19 | 0.0001413 | 0.00024944 | 0.00020631 | 0.0001413 | 8.2231e-05 | 0.00014088 | 0.0001413 | 0.00024944 | 0.00020631 | 0.0001413 | 8.2231e-05 | 0.00014088
9 | 13 | 20 | 0.00014034 | 0.00025643 | 0.00020076 | 0.00014034 | 8.1285e-05 | 0.00013387 | 0.00014034 | 0.00025643 | 0.00020076 | 0.00014034 | 8.1285e-05 | 0.00013387
9 | 13 | 21 | 0.00013084 | 0.00024842 | 0.00018308 | 0.00013084 | 7.9064e-05 | 0.00012353 | 0.00013084 | 0.00024842 | 0.00018308 | 0.00013084 | 7.9064e-05 | 0.00012353
9 | 13 | 22 | 0.00011702 | 0.00023397 | 0.00016829 | 0.00011702 | 7.9876e-05 | 0.0001084 | 0.00011702 | 0.00023397 | 0.00016829 | 0.00011702 | 7.9876e-05 | 0.0001084
9 | 13 | 23 | 0.00010476 | 0.00021696 | 0.0001522 | 0.00010476 | 8.1703e-05 | 9.8284e-05 | 0.00010476 | 0.00021696 | 0.0001522 | 0.00010476 | 8.1703e-05 | 9.8284e-05
9 | 13 | 24 | 9.8766e-05 | 0.00018062 | 0.00012231 | 9.8766e-05 | 8.2935e-05 | 9.4073e-05 | 9.8766e-05 | 0.00018062 | 0.00012231 | 9.8766e-05 | 8.2935e-05 | 9.4073e-05
9 | 14 | 1 | 9.4621e-05 | 0.00013813 | 8.639e-05 | 9.4621e-05 | 8.4009e-05 | 8.9699e-05 | 9.4621e-05 | 0.00013813 | 8.639e-05 | 9.4621e-05 | 8.4009e-05 | 8.9699e-05
9 | 14 | 2 | 9.1667e-05 | 0.00010242 | 6.4577e-05 | 9.1667e-05 | 8.5116e-05 | 8.951e-05 | 9.1667e-05 | 0.00010242 | 6.4577e-05 | 9.1667e-05 | 8.5116e-05 | 8.951e-05
9 | 14 | 3 | 9.0497e-05 | 6.9826e-05 | 4.6103e-05 | 9.0497e-05 | 8.6519e-05 | 8.9416e-05 | 9.0497e-05 | 6.9826e-05 | 4.6103e-05 | 9.0497e-05 | 8.6519e-05 | 8.9416e-05
9 | 14 | 4 | 9.1979e-05 | 4.6474e-05 | 3.1569e-05 | 9.1979e-05 | 8.7692e-05 | 9.3971e-05 | 9.1979e-05 | 4.6474e-05 | 3.1569e-05 | 9.1979e-05 | 8.7692e-05 | 9.3971e-05
9 | 14 | 5 | 9.8137e-05 | 2.8617e-05 | 2.1418e-05 | 9.8137e-05 | 9.1513e-05 | 0.00010451 | 9.8137e-05 | 2.8617e-05 | 2.1418e-05 | 9.8137e-05 | 9.1513e-05 | 0.00010451
9 | 14 | 6 | 0.00010866 | 1.6942e-05 | 2.1685e-05 | 0.00010866 | 9.3221e-05 | 0.00011412 | 0.00010866 | 1.6942e-05 | 2.1685e-05 | 0.00010866 | 9.3221e-05 | 0.00011412
9 | 14 | 7 | 0.00011522 | 1.0091e-05 | 4.0975e-05 | 0.00011522 | 9.2707e-05 | 0.00012461 | 0.00011522 | 1.0091e-05 | 4.0975e-05 | 0.00011522 | 9.2707e-05 | 0.00012461
9 | 14 | 8 | 0.00012201 | 1.4915e-05 | 8.8106e-05 | 0.00012201 | 9.0155e-05 | 0.00013228 | 0.00012201 | 1.4915e-05 | 8.8106e-05 | 0.00012201 | 9.0155e-05 | 0.00013228
9 | 14 | 9 | 0.00012923 | 3.0871e-05 | 0.00014026 | 0.00012923 | 8.6999e-05 | 0.00013851 | 0.00012923 | 3.0871e-05 | 0.00014026 | 0.00012923 | 8.6999e-05 | 0.00013851
9 | 14 | 10 | 0.00013638 | 3.3977e-05 | 0.00013781 | 0.00013638 | 8.1411e-05 | 0.00014076 | 0.00013638 | 3.3977e-05 | 0.00013781 | 0.00013638 | 8.1411e-05 | 0.00014076
9 | 14 | 11 | 0.00013919 | 4.0073e-05 | 0.00011224 | 0.00013919 | 7.7496e-05 | 0.00014243 | 0.00013919 | 4.0073e-05 | 0.00011224 | 0.00013919 | 7.7496e-05 | 0.00014243
9 | 14 | 12 | 0.00014083 | 4.9721e-05 | 9.6792e-05 | 0.00014083 | 7.1996e-05 | 0.00014419 | 0.00014083 | 4.9721e-05 | 9.6792e-05 | 0.00014083 | 7.1996e-05 | 0.00014419
9 | 14 | 13 | 0.00014403 | 7.1706e-05 | 0.00010242 | 0.00014403 | 7.1359e-05 | 0.00014861 | 0.00014403 | 7.1706e-05 | 0.00010242 | 0.00014403 | 7.1359e-05 | 0.00014861
9 | 14 | 14 | 0.00014587 | 8.5497e-05 | 0.00011398 | 0.00014587 | 7.1279e-05 | 0.00015096 | 0.00014587 | 8.5497e-05 | 0.00011398 | 0.00014587 | 7.1279e-05 | 0.00015096
9 | 14 | 15 | 0.00014678 | 9.8578e-05 | 0.00011913 | 0.00014678 | 7.1931e-05 | 0.00015121 | 0.00014678 | 9.8578e-05 | 0.00011913 | 0.00014678 | 7.1931e-05 | 0.00015121
9 | 14 | 16 | 0.00014491 | 0.00013443 | 0.00014201 | 0.00014491 | 7.3274e-05 | 0.00014903 | 0.00014491 | 0.00013443 | 0.00014201 | 0.00014491 | 7.3274e-05 | 0.00014903
9 | 14 | 17 | 0.00013989 | 0.00016973 | 0.00016019 | 0.00013989 | 7.3066e-05 | 0.00014295 | 0.00013989 | 0.00016973 | 0.00016019 | 0.00013989 | 7.3066e-05 | 0.00014295
9 | 14 | 18 | 0.00013185 | 0.00021594 | 0.00018846 | 0.00013185 | 7.5119e-05 | 0.00014161 | 0.00013185 | 0.00021594 | 0.00018846 | 0.00013185 | 7.5119e-05 | 0.00014161
9 | 14 | 19 | 0.00013426 | 0.00024944 | 0.00020631 | 0.00013426 | 8.2231e-05 | 0.00014088 | 0.00013426 | 0.00024944 | 0.00020631 | 0.00013426 | 8.2231e-05 | 0.00014088
9 | 14 | 20 | 0.00013362 | 0.00025643 | 0.00020076 | 0.00013362 | 8.1285e-05 | 0.00013387 | 0.00013362 | 0.00025643 | 0.00020076 | 0.00013362 | 8.1285e-05 | 0.00013387
9 | 14 | 21 | 0.00012659 | 0.00024842 | 0.00018308 | 0.00012659 | 7.9064e-05 | 0.00012353 | 0.00012659 | 0.00024842 | 0.00018308 | 0.00012659 | 7.9064e-05 | 0.00012353
9 | 14 | 22 | 0.00011709 | 0.00023397 | 0.00016829 | 0.00011709 | 7.9876e-05 | 0.0001084 | 0.00011709 | 0.00023397 | 0.00016829 | 0.00011709 | 7.9876e-05 | 0.0001084
9 | 14 | 23 | 0.0001087 | 0.00021696 | 0.0001522 | 0.0001087 | 8.1703e-05 | 9.8284e-05 | 0.0001087 | 0.00021696 | 0.0001522 | 0.0001087 | 8.1703e-05 | 9.8284e-05
9 | 14 | 24 | 0.00010091 | 0.00018062 | 0.00012231 | 0.00010091 | 8.2935e-05 | 9.4073e-05 | 0.00010091 | 0.00018062 | 0.00012231 | 0.00010091 | 8.2935e-05 | 9.4073e-05
9 | 15 | 1 | 9.5295e-05 | 0.00013813 | 8.639e-05 | 9.5295e-05 | 8.4009e-05 | 8.9699e-05 | 9.5295e-05 | 0.00013813 | 8.639e-05 | 9.5295e-05 | 8.4009e-05 | 8.9699e-05
9 | 15 | 2 | 9.207e-05 | 0.00010242 | 6.4577e-05 | 9.207e-05 | 8.5116e-05 | 8.951e-05 | 9.207e-05 | 0.00010242 | 6.4577e-05 | 9.207e-05 | 8.5116e-05 | 8.951e-05
9 | 15 | 3 | 9.0281e-05 | 6.9826e-05 | 4.6103e-05 | 9.0281e-05 | 8.6519e-05 | 8.9416e-05 | 9.0281e-05 | 6.9826e-05 | 4.6103e-05 | 9.0281e-05 | 8.6519e-05 | 8.9416e-05
9 | 15 | 4 | 9.0318e-05 | 4.6474e-05 | 3.1569e-05 | 9.0318e-05 | 8.7692e-05 | 9.3971e-05 | 9.0318e-05 | 4.6474e-05 | 3.1569e-05 | 9.0318e-05 | 8.7692e-05 | 9.3971e-05
9 | 15 | 5 | 9.2207e-05 | 2.8617e-05 | 2.1418e-05 | 9.2207e-05 | 9.1513e-05 | 0.00010451 | 9.2207e-05 | 2.8617e-05 | 2.1418e-05 | 9.2207e-05 | 9.1513e-05 | 0.00010451
9 | 15 | 6 | 9.4904e-05 | 1.6942e-05 | 2.1685e-05 | 9.4904e-05 | 9.3221e-05 | 0.00011412 | 9.4904e-05 | 1.6942e-05 | 2.1685e-05 | 9.4904e-05 | 9.3221e-05 | 0.00011412
9 | 15 | 7 | 9.7983e-05 | 1.0091e-05 | 4.0975e-05 | 9.7983e-05 | 9.2707e-05 | 0.00012461 | 9.7983e-05 | 1.0091e-05 | 4.0975e-05 | 9.7983e-05 | 9.2707e-05 | 0.00012461
9 | 15 | 8 | 0.00010546 | 1.4915e-05 | 8.8106e-05 | 0.00010546 | 9.0155e-05 | 0.00013228 | 0.00010546 | 1.4915e-05 | 8.8106e-05 | 0.00010546 | 9.0155e-05 | 0.00013228
9 | 15 | 9 | 0.00011231 | 3.0871e-05 | 0.00014026 | 0.00011231 | 8.6999e-05 | 0.00013851 | 0.00011231 | 3.0871e-05 | 0.00014026 | 0.00011231 | 8.6999e-05 | 0.00013851
9 | 15 | 10 | 0.0001173 | 3.3977e-05 | 0.00013781 | 0.0001173 | 8.1411e-05 | 0.00014076 | 0.0001173 | 3.3977e-05 | 0.00013781 | 0.0001173 | 8.1411e-05 | 0.00014076
9 | 15 | 11 | 0.00012124 | 4.0073e-05 | 0.00011224 | 0.00012124 | 7.7496e-05 | 0.00014243 | 0.00012124 | 4.0073e-05 | 0.00011224 | 0.00012124 | 7.7496e-05 | 0.00014243
9 | 15 | 12 | 0.0001238 | 4.9721e-05 | 9.6792e-05 | 0.0001238 | 7.1996e-05 | 0.00014419 | 0.0001238 | 4.9721e-05 | 9.6792e-05 | 0.0001238 | 7.1996e-05 | 0.00014419
9 | 15 | 13 | 0.00012532 | 7.1706e-05 | 0.00010242 | 0.00012532 | 7.1359e-05 | 0.00014861 | 0.00012532 | 7.1706e-05 | 0.00010242 | 0.00012532 | 7.1359e-05 | 0.00014861
9 | 15 | 14 | 0.00012595 | 8.5497e-05 | 0.00011398 | 0.00012595 | 7.1279e-05 | 0.00015096 | 0.00012595 | 8.5497e-05 | 0.00011398 | 0.00012595 | 7.1279e-05 | 0.00015096
9 | 15 | 15 | 0.00012722 | 9.8578e-05 | 0.00011913 | 0.00012722 | 7.1931e-05 | 0.00015121 | 0.00012722 | 9.8578e-05 | 0.00011913 | 0.00012722 | 7.1931e-05 | 0.00015121
9 | 15 | 16 | 0.00012794 | 0.00013443 | 0.00014201 | 0.00012794 | 7.3274e-05 | 0.00014903 | 0.00012794 | 0.00013443 | 0.00014201 | 0.00012794 | 7.3274e-05 | 0.00014903
9 | 15 | 17 | 0.00012608 | 0.00016973 | 0.00016019 | 0.00012608 | 7.3066e-05 | 0.00014295 | 0.00012608 | 0.00016973 | 0.00016019 | 0.00012608 | 7.3066e-05 | 0.00014295
9 | 15 | 18 | 0.00012249 | 0.00021594 | 0.00018846 | 0.00012249 | 7.5119e-05 | 0.00014161 | 0.00012249 | 0.00021594 | 0.00018846 | 0.00012249 | 7.5119e-05 | 0.00014161
9 | 15 | 19 | 0.00012623 | 0.00024944 | 0.00020631 | 0.00012623 | 8.2231e-05 | 0.00014088 | 0.00012623 | 0.00024944 | 0.00020631 | 0.00012623 | 8.2231e-05 | 0.00014088
9 | 15 | 20 | 0.00012552 | 0.00025643 | 0.00020076 | 0.00012552 | 8.1285e-05 | 0.00013387 | 0.00012552 | 0.00025643 | 0.00020076 | 0.00012552 | 8.1285e-05 | 0.00013387
9 | 15 | 21 | 0.00012065 | 0.00024842 | 0.00018308 | 0.00012065 | 7.9064e-05 | 0.00012353 | 0.00012065 | 0.00024842 | 0.00018308 | 0.00012065 | 7.9064e-05 | 0.00012353
9 | 15 | 22 | 0.00011221 | 0.00023397 | 0.00016829 | 0.00011221 | 7.9876e-05 | 0.0001084 | 0.00011221 | 0.00023397 | 0.00016829 | 0.00011221 | 7.9876e-05 | 0.0001084
9 | 15 | 23 | 0.00010363 | 0.00021696 | 0.0001522 | 0.00010363 | 8.1703e-05 | 9.8284e-05 | 0.00010363 | 0.00021696 | 0.0001522 | 0.00010363 | 8.1703e-05 | 9.8284e-05
9 | 15 | 24 | 9.6123e-05 | 0.00018062 | 0.00012231 | 9.6123e-05 | 8.2935e-05 | 9.4073e-05 | 9.6123e-05 | 0.00018062 | 0.00012231 | 9.6123e-05 | 8.2935e-05 | 9.4073e-05
9 | 16 | 1 | 9.1375e-05 | 0.00013813 | 8.639e-05 | 9.1375e-05 | 8.4009e-05 | 8.9699e-05 | 9.1375e-05 | 0.00013813 | 8.639e-05 | 9.1375e-05 | 8.4009e-05 | 8.9699e-05
9 | 16 | 2 | 8.8096e-05 | 0.00010242 | 6.4577e-05 | 8.8096e-05 | 8.5116e-05 | 8.951e-05 | 8.8096e-05 | 0.00010242 | 6.4577e-05 | 8.8096e-05 | 8.5116e-05 | 8.951e-05
9 | 16 | 3 | 8.6461e-05 | 6.9826e-05 | 4.6103e-05 | 8.6461e-05 | 8.6519e-05 | 8.9416e-05 | 8.6461e-05 | 6.9826e-05 | 4.6103e-05 | 8.6461e-05 | 8.6519e-05 | 8.9416e-05
9 | 16 | 4 | 8.6091e-05 | 4.6474e-05 | 3.1569e-05 | 8.6091e-05 | 8.7692e-05 | 9.3971e-05 | 8.6091e-05 | 4.6474e-05 | 3.1569e-05 | 8.6091e-05 | 8.7692e-05 | 9.3971e-05
9 | 16 | 5 | 8.7131e-05 | 2.8617e-05 | 2.1418e-05 | 8.7131e-05 | 9.1513e-05 | 0.00010451 | 8.7131e-05 | 2.8617e-05 | 2.1418e-05 | 8.7131e-05 | 9.1513e-05 | 0.00010451
9 | 16 | 6 | 8.8279e-05 | 1.6942e-05 | 2.1685e-05 | 8.8279e-05 | 9.3221e-05 | 0.00011412 | 8.8279e-05 | 1.6942e-05 | 2.1685e-05 | 8.8279e-05 | 9.3221e-05 | 0.00011412
9 | 16 | 7 | 9.0531e-05 | 1.0091e-05 | 4.0975e-05 | 9.0531e-05 | 9.2707e-05 | 0.00012461 | 9.0531e-05 | 1.0091e-05 | 4.0975e-05 | 9.0531e-05 | 9.2707e-05 | 0.00012461
9 | 16 | 8 | 9.6706e-05 | 1.4915e-05 | 8.8106e-05 | 9.6706e-05 | 9.0155e-05 | 0.00013228 | 9.6706e-05 | 1.4915e-05 | 8.8106e-05 | 9.6706e-05 | 9.0155e-05 | 0.00013228
9 | 16 | 9 | 0.00010278 | 3.0871e-05 | 0.00014026 | 0.00010278 | 8.6999e-05 | 0.00013851 | 0.00010278 | 3.0871e-05 | 0.00014026 | 0.00010278 | 8.6999e-05 | 0.00013851
9 | 16 | 10 | 0.00010809 | 3.3977e-05 | 0.00013781 | 0.00010809 | 8.1411e-05 | 0.00014076 | 0.00010809 | 3.3977e-05 | 0.00013781 | 0.00010809 | 8.1411e-05 | 0.00014076
9 | 16 | 11 | 0.00011188 | 4.0073e-05 | 0.00011224 | 0.00011188 | 7.7496e-05 | 0.00014243 | 0.00011188 | 4.0073e-05 | 0.00011224 | 0.00011188 | 7.7496e-05 | 0.00014243
9 | 16 | 12 | 0.00011462 | 4.9721e-05 | 9.6792e-05 | 0.00011462 | 7.1996e-05 | 0.00014419 | 0.00011462 | 4.9721e-05 | 9.6792e-05 | 0.00011462 | 7.1996e-05 | 0.00014419
9 | 16 | 13 | 0.00011698 | 7.1706e-05 | 0.00010242 | 0.00011698 | 7.1359e-05 | 0.00014861 | 0.00011698 | 7.1706e-05 | 0.00010242 | 0.00011698 | 7.1359e-05 | 0.00014861
9 | 16 | 14 | 0.00011894 | 8.5497e-05 | 0.00011398 | 0.00011894 | 7.1279e-05 | 0.00015096 | 0.00011894 | 8.5497e-05 | 0.00011398 | 0.00011894 | 7.1279e-05 | 0.00015096
9 | 16 | 15 | 0.0001203 | 9.8578e-05 | 0.00011913 | 0.0001203 | 7.1931e-05 | 0.00015121 | 0.0001203 | 9.8578e-05 | 0.00011913 | 0.0001203 | 7.1931e-05 | 0.00015121
9 | 16 | 16 | 0.00012148 | 0.00013443 | 0.00014201 | 0.00012148 | 7.3274e-05 | 0.00014903 | 0.00012148 | 0.00013443 | 0.00014201 | 0.00012148 | 7.3274e-05 | 0.00014903
9 | 16 | 17 | 0.0001209 | 0.00016973 | 0.00016019 | 0.0001209 | 7.3066e-05 | 0.00014295 | 0.0001209 | 0.00016973 | 0.00016019 | 0.0001209 | 7.3066e-05 | 0.00014295
9 | 16 | 18 | 0.00011797 | 0.00021594 | 0.00018846 | 0.00011797 | 7.5119e-05 | 0.00014161 | 0.00011797 | 0.00021594 | 0.00018846 | 0.00011797 | 7.5119e-05 | 0.00014161
9 | 16 | 19 | 0.00012465 | 0.00024944 | 0.00020631 | 0.00012465 | 8.2231e-05 | 0.00014088 | 0.00012465 | 0.00024944 | 0.00020631 | 0.00012465 | 8.2231e-05 | 0.00014088
9 | 16 | 20 | 0.0001251 | 0.00025643 | 0.00020076 | 0.0001251 | 8.1285e-05 | 0.00013387 | 0.0001251 | 0.00025643 | 0.00020076 | 0.0001251 | 8.1285e-05 | 0.00013387
9 | 16 | 21 | 0.00011884 | 0.00024842 | 0.00018308 | 0.00011884 | 7.9064e-05 | 0.00012353 | 0.00011884 | 0.00024842 | 0.00018308 | 0.00011884 | 7.9064e-05 | 0.00012353
9 | 16 | 22 | 0.00010839 | 0.00023397 | 0.00016829 | 0.00010839 | 7.9876e-05 | 0.0001084 | 0.00010839 | 0.00023397 | 0.00016829 | 0.00010839 | 7.9876e-05 | 0.0001084
9 | 16 | 23 | 9.8832e-05 | 0.00021696 | 0.0001522 | 9.8832e-05 | 8.1703e-05 | 9.8284e-05 | 9.8832e-05 | 0.00021696 | 0.0001522 | 9.8832e-05 | 8.1703e-05 | 9.8284e-05
9 | 16 | 24 | 9.2628e-05 | 0.00018062 | 0.00012231 | 9.2628e-05 | 8.2935e-05 | 9.4073e-05 | 9.2628e-05 | 0.00018062 | 0.00012231 | 9.2628e-05 | 8.2935e-05 | 9.4073e-05
9 | 17 | 1 | 8.9008e-05 | 0.00013813 | 8.639e-05 | 8.9008e-05 | 8.4009e-05 | 8.9699e-05 | 8.9008e-05 | 0.00013813 | 8.639e-05 | 8.9008e-05 | 8.4009e-05 | 8.9699e-05
9 | 17 | 2 | 8.7289e-05 | 0.00010242 | 6.4577e-05 | 8.7289e-05 | 8.5116e-05 | 8.951e-05 | 8.7289e-05 | 0.00010242 | 6.4577e-05 | 8.7289e-05 | 8.5116e-05 | 8.951e-05
9 | 17 | 3 | 8.6969e-05 | 6.9826e-05 | 4.6103e-05 | 8.6969e-05 | 8.6519e-05 | 8.9416e-05 | 8.6969e-05 | 6.9826e-05 | 4.6103e-05 | 8.6969e-05 | 8.6519e-05 | 8.9416e-05
9 | 17 | 4 | 8.9519e-05 | 4.6474e-05 | 3.1569e-05 | 8.9519e-05 | 8.7692e-05 | 9.3971e-05 | 8.9519e-05 | 4.6474e-05 | 3.1569e-05 | 8.9519e-05 | 8.7692e-05 | 9.3971e-05
9 | 17 | 5 | 9.6048e-05 | 2.8617e-05 | 2.1418e-05 | 9.6048e-05 | 9.1513e-05 | 0.00010451 | 9.6048e-05 | 2.8617e-05 | 2.1418e-05 | 9.6048e-05 | 9.1513e-05 | 0.00010451
9 | 17 | 6 | 0.00010656 | 1.6942e-05 | 2.1685e-05 | 0.00010656 | 9.3221e-05 | 0.00011412 | 0.00010656 | 1.6942e-05 | 2.1685e-05 | 0.00010656 | 9.3221e-05 | 0.00011412
9 | 17 | 7 | 0.0001131 | 1.0091e-05 | 4.0975e-05 | 0.0001131 | 9.2707e-05 | 0.00012461 | 0.0001131 | 1.0091e-05 | 4.0975e-05 | 0.0001131 | 9.2707e-05 | 0.00012461
9 | 17 | 8 | 0.00011923 | 1.4915e-05 | 8.8106e-05 | 0.00011923 | 9.0155e-05 | 0.00013228 | 0.00011923 | 1.4915e-05 | 8.8106e-05 | 0.00011923 | 9.0155e-05 | 0.00013228
9 | 17 | 9 | 0.00012428 | 3.0871e-05 | 0.00014026 | 0.00012428 | 8.6999e-05 | 0.00013851 | 0.00012428 | 3.0871e-05 | 0.00014026 | 0.00012428 | 8.6999e-05 | 0.00013851
9 | 17 | 10 | 0.00012914 | 3.3977e-05 | 0.00013781 | 0.00012914 | 8.1411e-05 | 0.00014076 | 0.00012914 | 3.3977e-05 | 0.00013781 | 0.00012914 | 8.1411e-05 | 0.00014076
9 | 17 | 11 | 0.00013199 | 4.0073e-05 | 0.00011224 | 0.00013199 | 7.7496e-05 | 0.00014243 | 0.00013199 | 4.0073e-05 | 0.00011224 | 0.00013199 | 7.7496e-05 | 0.00014243
9 | 17 | 12 | 0.00013228 | 4.9721e-05 | 9.6792e-05 | 0.00013228 | 7.1996e-05 | 0.00014419 | 0.00013228 | 4.9721e-05 | 9.6792e-05 | 0.00013228 | 7.1996e-05 | 0.00014419
9 | 17 | 13 | 0.00013623 | 7.1706e-05 | 0.00010242 | 0.00013623 | 7.1359e-05 | 0.00014861 | 0.00013623 | 7.1706e-05 | 0.00010242 | 0.00013623 | 7.1359e-05 | 0.00014861
9 | 17 | 14 | 0.00013709 | 8.5497e-05 | 0.00011398 | 0.00013709 | 7.1279e-05 | 0.00015096 | 0.00013709 | 8.5497e-05 | 0.00011398 | 0.00013709 | 7.1279e-05 | 0.00015096
9 | 17 | 15 | 0.00013713 | 9.8578e-05 | 0.00011913 | 0.00013713 | 7.1931e-05 | 0.00015121 | 0.00013713 | 9.8578e-05 | 0.00011913 | 0.00013713 | 7.1931e-05 | 0.00015121
9 | 17 | 16 | 0.00013709 | 0.00013443 | 0.00014201 | 0.00013709 | 7.3274e-05 | 0.00014903 | 0.00013709 | 0.00013443 | 0.00014201 | 0.00013709 | 7.3274e-05 | 0.00014903
9 | 17 | 17 | 0.000133 | 0.00016973 | 0.00016019 | 0.000133 | 7.3066e-05 | 0.00014295 | 0.000133 | 0.00016973 | 0.00016019 | 0.000133 | 7.3066e-05 | 0.00014295
9 | 17 | 18 | 0.00013017 | 0.00021594 | 0.00018846 | 0.00013017 | 7.5119e-05 | 0.00014161 | 0.00013017 | 0.00021594 | 0.00018846 | 0.00013017 | 7.5119e-05 | 0.00014161
9 | 17 | 19 | 0.00013634 | 0.00024944 | 0.00020631 | 0.00013634 | 8.2231e-05 | 0.00014088 | 0.00013634 | 0.00024944 | 0.00020631 | 0.00013634 | 8.2231e-05 | 0.00014088
9 | 17 | 20 | 0.00013581 | 0.00025643 | 0.00020076 | 0.00013581 | 8.1285e-05 | 0.00013387 | 0.00013581 | 0.00025643 | 0.00020076 | 0.00013581 | 8.1285e-05 | 0.00013387
9 | 17 | 21 | 0.00012673 | 0.00024842 | 0.00018308 | 0.00012673 | 7.9064e-05 | 0.00012353 | 0.00012673 | 0.00024842 | 0.00018308 | 0.00012673 | 7.9064e-05 | 0.00012353
9 | 17 | 22 | 0.00011419 | 0.00023397 | 0.00016829 | 0.00011419 | 7.9876e-05 | 0.0001084 | 0.00011419 | 0.00023397 | 0.00016829 | 0.00011419 | 7.9876e-05 | 0.0001084
9 | 17 | 23 | 0.0001029 | 0.00021696 | 0.0001522 | 0.0001029 | 8.1703e-05 | 9.8284e-05 | 0.0001029 | 0.00021696 | 0.0001522 | 0.0001029 | 8.1703e-05 | 9.8284e-05
9 | 17 | 24 | 9.6756e-05 | 0.00018062 | 0.00012231 | 9.6756e-05 | 8.2935e-05 | 9.4073e-05 | 9.6756e-05 | 0.00018062 | 0.00012231 | 9.6756e-05 | 8.2935e-05 | 9.4073e-05
9 | 18 | 1 | 9.269e-05 | 0.00013813 | 8.639e-05 | 9.269e-05 | 8.4009e-05 | 8.9699e-05 | 9.269e-05 | 0.00013813 | 8.639e-05 | 9.269e-05 | 8.4009e-05 | 8.9699e-05
9 | 18 | 2 | 9.0356e-05 | 0.00010242 | 6.4577e-05 | 9.0356e-05 | 8.5116e-05 | 8.951e-05 | 9.0356e-05 | 0.00010242 | 6.4577e-05 | 9.0356e-05 | 8.5116e-05 | 8.951e-05
9 | 18 | 3 | 8.9332e-05 | 6.9826e-05 | 4.6103e-05 | 8.9332e-05 | 8.6519e-05 | 8.9416e-05 | 8.9332e-05 | 6.9826e-05 | 4.6103e-05 | 8.9332e-05 | 8.6519e-05 | 8.9416e-05
9 | 18 | 4 | 9.0997e-05 | 4.6474e-05 | 3.1569e-05 | 9.0997e-05 | 8.7692e-05 | 9.3971e-05 | 9.0997e-05 | 4.6474e-05 | 3.1569e-05 | 9.0997e-05 | 8.7692e-05 | 9.3971e-05
9 | 18 | 5 | 9.7193e-05 | 2.8617e-05 | 2.1418e-05 | 9.7193e-05 | 9.1513e-05 | 0.00010451 | 9.7193e-05 | 2.8617e-05 | 2.1418e-05 | 9.7193e-05 | 9.1513e-05 | 0.00010451
9 | 18 | 6 | 0.00010745 | 1.6942e-05 | 2.1685e-05 | 0.00010745 | 9.3221e-05 | 0.00011412 | 0.00010745 | 1.6942e-05 | 2.1685e-05 | 0.00010745 | 9.3221e-05 | 0.00011412
9 | 18 | 7 | 0.0001139 | 1.0091e-05 | 4.0975e-05 | 0.0001139 | 9.2707e-05 | 0.00012461 | 0.0001139 | 1.0091e-05 | 4.0975e-05 | 0.0001139 | 9.2707e-05 | 0.00012461
9 | 18 | 8 | 0.00011901 | 1.4915e-05 | 8.8106e-05 | 0.00011901 | 9.0155e-05 | 0.00013228 | 0.00011901 | 1.4915e-05 | 8.8106e-05 | 0.00011901 | 9.0155e-05 | 0.00013228
9 | 18 | 9 | 0.00012475 | 3.0871e-05 | 0.00014026 | 0.00012475 | 8.6999e-05 | 0.00013851 | 0.00012475 | 3.0871e-05 | 0.00014026 | 0.00012475 | 8.6999e-05 | 0.00013851
9 | 18 | 10 | 0.00012946 | 3.3977e-05 | 0.00013781 | 0.00012946 | 8.1411e-05 | 0.00014076 | 0.00012946 | 3.3977e-05 | 0.00013781 | 0.00012946 | 8.1411e-05 | 0.00014076
9 | 18 | 11 | 0.0001325 | 4.0073e-05 | 0.00011224 | 0.0001325 | 7.7496e-05 | 0.00014243 | 0.0001325 | 4.0073e-05 | 0.00011224 | 0.0001325 | 7.7496e-05 | 0.00014243
9 | 18 | 12 | 0.00013382 | 4.9721e-05 | 9.6792e-05 | 0.00013382 | 7.1996e-05 | 0.00014419 | 0.00013382 | 4.9721e-05 | 9.6792e-05 | 0.00013382 | 7.1996e-05 | 0.00014419
9 | 18 | 13 | 0.00013637 | 7.1706e-05 | 0.00010242 | 0.00013637 | 7.1359e-05 | 0.00014861 | 0.00013637 | 7.1706e-05 | 0.00010242 | 0.00013637 | 7.1359e-05 | 0.00014861
9 | 18 | 14 | 0.0001379 | 8.5497e-05 | 0.00011398 | 0.0001379 | 7.1279e-05 | 0.00015096 | 0.0001379 | 8.5497e-05 | 0.00011398 | 0.0001379 | 7.1279e-05 | 0.00015096
9 | 18 | 15 | 0.00013867 | 9.8578e-05 | 0.00011913 | 0.00013867 | 7.1931e-05 | 0.00015121 | 0.00013867 | 9.8578e-05 | 0.00011913 | 0.00013867 | 7.1931e-05 | 0.00015121
9 | 18 | 16 | 0.0001358 | 0.00013443 | 0.00014201 | 0.0001358 | 7.3274e-05 | 0.00014903 | 0.0001358 | 0.00013443 | 0.00014201 | 0.0001358 | 7.3274e-05 | 0.00014903
9 | 18 | 17 | 0.00013173 | 0.00016973 | 0.00016019 | 0.00013173 | 7.3066e-05 | 0.00014295 | 0.00013173 | 0.00016973 | 0.00016019 | 0.00013173 | 7.3066e-05 | 0.00014295
9 | 18 | 18 | 0.00012815 | 0.00021594 | 0.00018846 | 0.00012815 | 7.5119e-05 | 0.00014161 | 0.00012815 | 0.00021594 | 0.00018846 | 0.00012815 | 7.5119e-05 | 0.00014161
9 | 18 | 19 | 0.00013417 | 0.00024944 | 0.00020631 | 0.00013417 | 8.2231e-05 | 0.00014088 | 0.00013417 | 0.00024944 | 0.00020631 | 0.00013417 | 8.2231e-05 | 0.00014088
9 | 18 | 20 | 0.00013359 | 0.00025643 | 0.00020076 | 0.00013359 | 8.1285e-05 | 0.00013387 | 0.00013359 | 0.00025643 | 0.00020076 | 0.00013359 | 8.1285e-05 | 0.00013387
9 | 18 | 21 | 0.00012586 | 0.00024842 | 0.00018308 | 0.00012586 | 7.9064e-05 | 0.00012353 | 0.00012586 | 0.00024842 | 0.00018308 | 0.00012586 | 7.9064e-05 | 0.00012353
9 | 18 | 22 | 0.0001149 | 0.00023397 | 0.00016829 | 0.0001149 | 7.9876e-05 | 0.0001084 | 0.0001149 | 0.00023397 | 0.00016829 | 0.0001149 | 7.9876e-05 | 0.0001084
9 | 18 | 23 | 0.00010413 | 0.00021696 | 0.0001522 | 0.00010413 | 8.1703e-05 | 9.8284e-05 | 0.00010413 | 0.00021696 | 0.0001522 | 0.00010413 | 8.1703e-05 | 9.8284e-05
9 | 18 | 24 | 9.7351e-05 | 0.00018062 | 0.00012231 | 9.7351e-05 | 8.2935e-05 | 9.4073e-05 | 9.7351e-05 | 0.00018062 | 0.00012231 | 9.7351e-05 | 8.2935e-05 | 9.4073e-05
9 | 19 | 1 | 9.2798e-05 | 0.00013813 | 8.639e-05 | 9.2798e-05 | 8.4009e-05 | 8.9699e-05 | 9.2798e-05 | 0.00013813 | 8.639e-05 | 9.2798e-05 | 8.4009e-05 | 8.9699e-05
9 | 19 | 2 | 9.0231e-05 | 0.00010242 | 6.4577e-05 | 9.0231e-05 | 8.5116e-05 | 8.951e-05 | 9.0231e-05 | 0.00010242 | 6.4577e-05 | 9.0231e-05 | 8.5116e-05 | 8.951e-05
9 | 19 | 3 | 8.9482e-05 | 6.9826e-05 | 4.6103e-05 | 8.9482e-05 | 8.6519e-05 | 8.9416e-05 | 8.9482e-05 | 6.9826e-05 | 4.6103e-05 | 8.9482e-05 | 8.6519e-05 | 8.9416e-05
9 | 19 | 4 | 9.1429e-05 | 4.6474e-05 | 3.1569e-05 | 9.1429e-05 | 8.7692e-05 | 9.3971e-05 | 9.1429e-05 | 4.6474e-05 | 3.1569e-05 | 9.1429e-05 | 8.7692e-05 | 9.3971e-05
9 | 19 | 5 | 9.8041e-05 | 2.8617e-05 | 2.1418e-05 | 9.8041e-05 | 9.1513e-05 | 0.00010451 | 9.8041e-05 | 2.8617e-05 | 2.1418e-05 | 9.8041e-05 | 9.1513e-05 | 0.00010451
9 | 19 | 6 | 0.00010896 | 1.6942e-05 | 2.1685e-05 | 0.00010896 | 9.3221e-05 | 0.00011412 | 0.00010896 | 1.6942e-05 | 2.1685e-05 | 0.00010896 | 9.3221e-05 | 0.00011412
9 | 19 | 7 | 0.0001157 | 1.0091e-05 | 4.0975e-05 | 0.0001157 | 9.2707e-05 | 0.00012461 | 0.0001157 | 1.0091e-05 | 4.0975e-05 | 0.0001157 | 9.2707e-05 | 0.00012461
9 | 19 | 8 | 0.00011942 | 1.4915e-05 | 8.8106e-05 | 0.00011942 | 9.0155e-05 | 0.00013228 | 0.00011942 | 1.4915e-05 | 8.8106e-05 | 0.00011942 | 9.0155e-05 | 0.00013228
9 | 19 | 9 | 0.00012306 | 3.0871e-05 | 0.00014026 | 0.00012306 | 8.6999e-05 | 0.00013851 | 0.00012306 | 3.0871e-05 | 0.00014026 | 0.00012306 | 8.6999e-05 | 0.00013851
9 | 19 | 10 | 0.00012655 | 3.3977e-05 | 0.00013781 | 0.00012655 | 8.1411e-05 | 0.00014076 | 0.00012655 | 3.3977e-05 | 0.00013781 | 0.00012655 | 8.1411e-05 | 0.00014076
9 | 19 | 11 | 0.00012803 | 4.0073e-05 | 0.00011224 | 0.00012803 | 7.7496e-05 | 0.00014243 | 0.00012803 | 4.0073e-05 | 0.00011224 | 0.00012803 | 7.7496e-05 | 0.00014243
9 | 19 | 12 | 0.00012771 | 4.9721e-05 | 9.6792e-05 | 0.00012771 | 7.1996e-05 | 0.00014419 | 0.00012771 | 4.9721e-05 | 9.6792e-05 | 0.00012771 | 7.1996e-05 | 0.00014419
9 | 19 | 13 | 0.00012728 | 7.1706e-05 | 0.00010242 | 0.00012728 | 7.1359e-05 | 0.00014861 | 0.00012728 | 7.1706e-05 | 0.00010242 | 0.00012728 | 7.1359e-05 | 0.00014861
9 | 19 | 14 | 0.00012636 | 8.5497e-05 | 0.00011398 | 0.00012636 | 7.1279e-05 | 0.00015096 | 0.00012636 | 8.5497e-05 | 0.00011398 | 0.00012636 | 7.1279e-05 | 0.00015096
9 | 19 | 15 | 0.00012497 | 9.8578e-05 | 0.00011913 | 0.00012497 | 7.1931e-05 | 0.00015121 | 0.00012497 | 9.8578e-05 | 0.00011913 | 0.00012497 | 7.1931e-05 | 0.00015121
9 | 19 | 16 | 0.00012323 | 0.00013443 | 0.00014201 | 0.00012323 | 7.3274e-05 | 0.00014903 | 0.00012323 | 0.00013443 | 0.00014201 | 0.00012323 | 7.3274e-05 | 0.00014903
9 | 19 | 17 | 0.00012041 | 0.00016973 | 0.00016019 | 0.00012041 | 7.3066e-05 | 0.00014295 | 0.00012041 | 0.00016973 | 0.00016019 | 0.00012041 | 7.3066e-05 | 0.00014295
9 | 19 | 18 | 0.00011971 | 0.00021594 | 0.00018846 | 0.00011971 | 7.5119e-05 | 0.00014161 | 0.00011971 | 0.00021594 | 0.00018846 | 0.00011971 | 7.5119e-05 | 0.00014161
9 | 19 | 19 | 0.00012699 | 0.00024944 | 0.00020631 | 0.00012699 | 8.2231e-05 | 0.00014088 | 0.00012699 | 0.00024944 | 0.00020631 | 0.00012699 | 8.2231e-05 | 0.00014088
9 | 19 | 20 | 0.0001265 | 0.00025643 | 0.00020076 | 0.0001265 | 8.1285e-05 | 0.00013387 | 0.0001265 | 0.00025643 | 0.00020076 | 0.0001265 | 8.1285e-05 | 0.00013387
9 | 19 | 21 | 0.00012045 | 0.00024842 | 0.00018308 | 0.00012045 | 7.9064e-05 | 0.00012353 | 0.00012045 | 0.00024842 | 0.00018308 | 0.00012045 | 7.9064e-05 | 0.00012353
9 | 19 | 22 | 0.00011065 | 0.00023397 | 0.00016829 | 0.00011065 | 7.9876e-05 | 0.0001084 | 0.00011065 | 0.00023397 | 0.00016829 | 0.00011065 | 7.9876e-05 | 0.0001084
9 | 19 | 23 | 0.00010119 | 0.00021696 | 0.0001522 | 0.00010119 | 8.1703e-05 | 9.8284e-05 | 0.00010119 | 0.00021696 | 0.0001522 | 0.00010119 | 8.1703e-05 | 9.8284e-05
9 | 19 | 24 | 9.403e-05 | 0.00018062 | 0.00012231 | 9.403e-05 | 8.2935e-05 | 9.4073e-05 | 9.403e-05 | 0.00018062 | 0.00012231 | 9.403e-05 | 8.2935e-05 | 9.4073e-05
9 | 20 | 1 | 9.0206e-05 | 0.00013813 | 8.639e-05 | 9.0206e-05 | 8.4009e-05 | 8.9699e-05 | 9.0206e-05 | 0.00013813 | 8.639e-05 | 9.0206e-05 | 8.4009e-05 | 8.9699e-05
9 | 20 | 2 | 8.8088e-05 | 0.00010242 | 6.4577e-05 | 8.8088e-05 | 8.5116e-05 | 8.951e-05 | 8.8088e-05 | 0.00010242 | 6.4577e-05 | 8.8088e-05 | 8.5116e-05 | 8.951e-05
9 | 20 | 3 | 8.7297e-05 | 6.9826e-05 | 4.6103e-05 | 8.7297e-05 | 8.6519e-05 | 8.9416e-05 | 8.7297e-05 | 6.9826e-05 | 4.6103e-05 | 8.7297e-05 | 8.6519e-05 | 8.9416e-05
9 | 20 | 4 | 8.9149e-05 | 4.6474e-05 | 3.1569e-05 | 8.9149e-05 | 8.7692e-05 | 9.3971e-05 | 8.9149e-05 | 4.6474e-05 | 3.1569e-05 | 8.9149e-05 | 8.7692e-05 | 9.3971e-05
9 | 20 | 5 | 9.5778e-05 | 2.8617e-05 | 2.1418e-05 | 9.5778e-05 | 9.1513e-05 | 0.00010451 | 9.5778e-05 | 2.8617e-05 | 2.1418e-05 | 9.5778e-05 | 9.1513e-05 | 0.00010451
9 | 20 | 6 | 0.00010743 | 1.6942e-05 | 2.1685e-05 | 0.00010743 | 9.3221e-05 | 0.00011412 | 0.00010743 | 1.6942e-05 | 2.1685e-05 | 0.00010743 | 9.3221e-05 | 0.00011412
9 | 20 | 7 | 0.00011326 | 1.0091e-05 | 4.0975e-05 | 0.00011326 | 9.2707e-05 | 0.00012461 | 0.00011326 | 1.0091e-05 | 4.0975e-05 | 0.00011326 | 9.2707e-05 | 0.00012461
9 | 20 | 8 | 0.00011676 | 1.4915e-05 | 8.8106e-05 | 0.00011676 | 9.0155e-05 | 0.00013228 | 0.00011676 | 1.4915e-05 | 8.8106e-05 | 0.00011676 | 9.0155e-05 | 0.00013228
9 | 20 | 9 | 0.00012115 | 3.0871e-05 | 0.00014026 | 0.00012115 | 8.6999e-05 | 0.00013851 | 0.00012115 | 3.0871e-05 | 0.00014026 | 0.00012115 | 8.6999e-05 | 0.00013851
9 | 20 | 10 | 0.00012432 | 3.3977e-05 | 0.00013781 | 0.00012432 | 8.1411e-05 | 0.00014076 | 0.00012432 | 3.3977e-05 | 0.00013781 | 0.00012432 | 8.1411e-05 | 0.00014076
9 | 20 | 11 | 0.00012608 | 4.0073e-05 | 0.00011224 | 0.00012608 | 7.7496e-05 | 0.00014243 | 0.00012608 | 4.0073e-05 | 0.00011224 | 0.00012608 | 7.7496e-05 | 0.00014243
9 | 20 | 12 | 0.0001245 | 4.9721e-05 | 9.6792e-05 | 0.0001245 | 7.1996e-05 | 0.00014419 | 0.0001245 | 4.9721e-05 | 9.6792e-05 | 0.0001245 | 7.1996e-05 | 0.00014419
9 | 20 | 13 | 0.00012444 | 7.1706e-05 | 0.00010242 | 0.00012444 | 7.1359e-05 | 0.00014861 | 0.00012444 | 7.1706e-05 | 0.00010242 | 0.00012444 | 7.1359e-05 | 0.00014861
9 | 20 | 14 | 0.00012442 | 8.5497e-05 | 0.00011398 | 0.00012442 | 7.1279e-05 | 0.00015096 | 0.00012442 | 8.5497e-05 | 0.00011398 | 0.00012442 | 7.1279e-05 | 0.00015096
9 | 20 | 15 | 0.00012343 | 9.8578e-05 | 0.00011913 | 0.00012343 | 7.1931e-05 | 0.00015121 | 0.00012343 | 9.8578e-05 | 0.00011913 | 0.00012343 | 7.1931e-05 | 0.00015121
9 | 20 | 16 | 0.00012183 | 0.00013443 | 0.00014201 | 0.00012183 | 7.3274e-05 | 0.00014903 | 0.00012183 | 0.00013443 | 0.00014201 | 0.00012183 | 7.3274e-05 | 0.00014903
9 | 20 | 17 | 0.00011891 | 0.00016973 | 0.00016019 | 0.00011891 | 7.3066e-05 | 0.00014295 | 0.00011891 | 0.00016973 | 0.00016019 | 0.00011891 | 7.3066e-05 | 0.00014295
9 | 20 | 18 | 0.00011844 | 0.00021594 | 0.00018846 | 0.00011844 | 7.5119e-05 | 0.00014161 | 0.00011844 | 0.00021594 | 0.00018846 | 0.00011844 | 7.5119e-05 | 0.00014161
9 | 20 | 19 | 0.00012666 | 0.00024944 | 0.00020631 | 0.00012666 | 8.2231e-05 | 0.00014088 | 0.00012666 | 0.00024944 | 0.00020631 | 0.00012666 | 8.2231e-05 | 0.00014088
9 | 20 | 20 | 0.00012712 | 0.00025643 | 0.00020076 | 0.00012712 | 8.1285e-05 | 0.00013387 | 0.00012712 | 0.00025643 | 0.00020076 | 0.00012712 | 8.1285e-05 | 0.00013387
9 | 20 | 21 | 0.00011994 | 0.00024842 | 0.00018308 | 0.00011994 | 7.9064e-05 | 0.00012353 | 0.00011994 | 0.00024842 | 0.00018308 | 0.00011994 | 7.9064e-05 | 0.00012353
9 | 20 | 22 | 0.00011035 | 0.00023397 | 0.00016829 | 0.00011035 | 7.9876e-05 | 0.0001084 | 0.00011035 | 0.00023397 | 0.00016829 | 0.00011035 | 7.9876e-05 | 0.0001084
9 | 20 | 23 | 9.9864e-05 | 0.00021696 | 0.0001522 | 9.9864e-05 | 8.1703e-05 | 9.8284e-05 | 9.9864e-05 | 0.00021696 | 0.0001522 | 9.9864e-05 | 8.1703e-05 | 9.8284e-05
9 | 20 | 24 | 9.3348e-05 | 0.00018062 | 0.00012231 | 9.3348e-05 | 8.2935e-05 | 9.4073e-05 | 9.3348e-05 | 0.00018062 | 0.00012231 | 9.3348e-05 | 8.2935e-05 | 9.4073e-05
9 | 21 | 1 | 8.9307e-05 | 0.00013813 | 8.639e-05 | 8.9307e-05 | 8.4009e-05 | 8.9699e-05 | 8.9307e-05 | 0.00013813 | 8.639e-05 | 8.9307e-05 | 8.4009e-05 | 8.9699e-05
9 | 21 | 2 | 8.7301e-05 | 0.00010242 | 6.4577e-05 | 8.7301e-05 | 8.5116e-05 | 8.951e-05 | 8.7301e-05 | 0.00010242 | 6.4577e-05 | 8.7301e-05 | 8.5116e-05 | 8.951e-05
9 | 21 | 3 | 8.6569e-05 | 6.9826e-05 | 4.6103e-05 | 8.6569e-05 | 8.6519e-05 | 8.9416e-05 | 8.6569e-05 | 6.9826e-05 | 4.6103e-05 | 8.6569e-05 | 8.6519e-05 | 8.9416e-05
9 | 21 | 4 | 8.8471e-05 | 4.6474e-05 | 3.1569e-05 | 8.8471e-05 | 8.7692e-05 | 9.3971e-05 | 8.8471e-05 | 4.6474e-05 | 3.1569e-05 | 8.8471e-05 | 8.7692e-05 | 9.3971e-05
9 | 21 | 5 | 9.4513e-05 | 2.8617e-05 | 2.1418e-05 | 9.4513e-05 | 9.1513e-05 | 0.00010451 | 9.4513e-05 | 2.8617e-05 | 2.1418e-05 | 9.4513e-05 | 9.1513e-05 | 0.00010451
9 | 21 | 6 | 0.00010549 | 1.6942e-05 | 2.1685e-05 | 0.00010549 | 9.3221e-05 | 0.00011412 | 0.00010549 | 1.6942e-05 | 2.1685e-05 | 0.00010549 | 9.3221e-05 | 0.00011412
9 | 21 | 7 | 0.00011089 | 1.0091e-05 | 4.0975e-05 | 0.00011089 | 9.2707e-05 | 0.00012461 | 0.00011089 | 1.0091e-05 | 4.0975e-05 | 0.00011089 | 9.2707e-05 | 0.00012461
9 | 21 | 8 | 0.00011551 | 1.4915e-05 | 8.8106e-05 | 0.00011551 | 9.0155e-05 | 0.00013228 | 0.00011551 | 1.4915e-05 | 8.8106e-05 | 0.00011551 | 9.0155e-05 | 0.00013228
9 | 21 | 9 | 0.00011894 | 3.0871e-05 | 0.00014026 | 0.00011894 | 8.6999e-05 | 0.00013851 | 0.00011894 | 3.0871e-05 | 0.00014026 | 0.00011894 | 8.6999e-05 | 0.00013851
9 | 21 | 10 | 0.00012401 | 3.3977e-05 | 0.00013781 | 0.00012401 | 8.1411e-05 | 0.00014076 | 0.00012401 | 3.3977e-05 | 0.00013781 | 0.00012401 | 8.1411e-05 | 0.00014076
9 | 21 | 11 | 0.00012754 | 4.0073e-05 | 0.00011224 | 0.00012754 | 7.7496e-05 | 0.00014243 | 0.00012754 | 4.0073e-05 | 0.00011224 | 0.00012754 | 7.7496e-05 | 0.00014243
9 | 21 | 12 | 0.00012732 | 4.9721e-05 | 9.6792e-05 | 0.00012732 | 7.1996e-05 | 0.00014419 | 0.00012732 | 4.9721e-05 | 9.6792e-05 | 0.00012732 | 7.1996e-05 | 0.00014419
9 | 21 | 13 | 0.00012816 | 7.1706e-05 | 0.00010242 | 0.00012816 | 7.1359e-05 | 0.00014861 | 0.00012816 | 7.1706e-05 | 0.00010242 | 0.00012816 | 7.1359e-05 | 0.00014861
9 | 21 | 14 | 0.00012766 | 8.5497e-05 | 0.00011398 | 0.00012766 | 7.1279e-05 | 0.00015096 | 0.00012766 | 8.5497e-05 | 0.00011398 | 0.00012766 | 7.1279e-05 | 0.00015096
9 | 21 | 15 | 0.00012605 | 9.8578e-05 | 0.00011913 | 0.00012605 | 7.1931e-05 | 0.00015121 | 0.00012605 | 9.8578e-05 | 0.00011913 | 0.00012605 | 7.1931e-05 | 0.00015121
9 | 21 | 16 | 0.00012417 | 0.00013443 | 0.00014201 | 0.00012417 | 7.3274e-05 | 0.00014903 | 0.00012417 | 0.00013443 | 0.00014201 | 0.00012417 | 7.3274e-05 | 0.00014903
9 | 21 | 17 | 0.00012089 | 0.00016973 | 0.00016019 | 0.00012089 | 7.3066e-05 | 0.00014295 | 0.00012089 | 0.00016973 | 0.00016019 | 0.00012089 | 7.3066e-05 | 0.00014295
9 | 21 | 18 | 0.00012151 | 0.00021594 | 0.00018846 | 0.00012151 | 7.5119e-05 | 0.00014161 | 0.00012151 | 0.00021594 | 0.00018846 | 0.00012151 | 7.5119e-05 | 0.00014161
9 | 21 | 19 | 0.00012624 | 0.00024944 | 0.00020631 | 0.00012624 | 8.2231e-05 | 0.00014088 | 0.00012624 | 0.00024944 | 0.00020631 | 0.00012624 | 8.2231e-05 | 0.00014088
9 | 21 | 20 | 0.00012387 | 0.00025643 | 0.00020076 | 0.00012387 | 8.1285e-05 | 0.00013387 | 0.00012387 | 0.00025643 | 0.00020076 | 0.00012387 | 8.1285e-05 | 0.00013387
9 | 21 | 21 | 0.00011854 | 0.00024842 | 0.00018308 | 0.00011854 | 7.9064e-05 | 0.00012353 | 0.00011854 | 0.00024842 | 0.00018308 | 0.00011854 | 7.9064e-05 | 0.00012353
9 | 21 | 22 | 0.00011021 | 0.00023397 | 0.00016829 | 0.00011021 | 7.9876e-05 | 0.0001084 | 0.00011021 | 0.00023397 | 0.00016829 | 0.00011021 | 7.9876e-05 | 0.0001084
9 | 21 | 23 | 0.00010135 | 0.00021696 | 0.0001522 | 0.00010135 | 8.1703e-05 | 9.8284e-05 | 0.00010135 | 0.00021696 | 0.0001522 | 0.00010135 | 8.1703e-05 | 9.8284e-05
9 | 21 | 24 | 9.4517e-05 | 0.00018062 | 0.00012231 | 9.4517e-05 | 8.2935e-05 | 9.4073e-05 | 9.4517e-05 | 0.00018062 | 0.00012231 | 9.4517e-05 | 8.2935e-05 | 9.4073e-05
9 | 22 | 1 | 8.9919e-05 | 0.00013813 | 8.639e-05 | 8.9919e-05 | 8.4009e-05 | 8.9699e-05 | 8.9919e-05 | 0.00013813 | 8.639e-05 | 8.9919e-05 | 8.4009e-05 | 8.9699e-05
9 | 22 | 2 | 8.711e-05 | 0.00010242 | 6.4577e-05 | 8.711e-05 | 8.5116e-05 | 8.951e-05 | 8.711e-05 | 0.00010242 | 6.4577e-05 | 8.711e-05 | 8.5116e-05 | 8.951e-05
9 | 22 | 3 | 8.5421e-05 | 6.9826e-05 | 4.6103e-05 | 8.5421e-05 | 8.6519e-05 | 8.9416e-05 | 8.5421e-05 | 6.9826e-05 | 4.6103e-05 | 8.5421e-05 | 8.6519e-05 | 8.9416e-05
9 | 22 | 4 | 8.5737e-05 | 4.6474e-05 | 3.1569e-05 | 8.5737e-05 | 8.7692e-05 | 9.3971e-05 | 8.5737e-05 | 4.6474e-05 | 3.1569e-05 | 8.5737e-05 | 8.7692e-05 | 9.3971e-05
9 | 22 | 5 | 8.8217e-05 | 2.8617e-05 | 2.1418e-05 | 8.8217e-05 | 9.1513e-05 | 0.00010451 | 8.8217e-05 | 2.8617e-05 | 2.1418e-05 | 8.8217e-05 | 9.1513e-05 | 0.00010451
9 | 22 | 6 | 9.1567e-05 | 1.6942e-05 | 2.1685e-05 | 9.1567e-05 | 9.3221e-05 | 0.00011412 | 9.1567e-05 | 1.6942e-05 | 2.1685e-05 | 9.1567e-05 | 9.3221e-05 | 0.00011412
9 | 22 | 7 | 9.5058e-05 | 1.0091e-05 | 4.0975e-05 | 9.5058e-05 | 9.2707e-05 | 0.00012461 | 9.5058e-05 | 1.0091e-05 | 4.0975e-05 | 9.5058e-05 | 9.2707e-05 | 0.00012461
9 | 22 | 8 | 0.00010174 | 1.4915e-05 | 8.8106e-05 | 0.00010174 | 9.0155e-05 | 0.00013228 | 0.00010174 | 1.4915e-05 | 8.8106e-05 | 0.00010174 | 9.0155e-05 | 0.00013228
9 | 22 | 9 | 0.00010811 | 3.0871e-05 | 0.00014026 | 0.00010811 | 8.6999e-05 | 0.00013851 | 0.00010811 | 3.0871e-05 | 0.00014026 | 0.00010811 | 8.6999e-05 | 0.00013851
9 | 22 | 10 | 0.00011175 | 3.3977e-05 | 0.00013781 | 0.00011175 | 8.1411e-05 | 0.00014076 | 0.00011175 | 3.3977e-05 | 0.00013781 | 0.00011175 | 8.1411e-05 | 0.00014076
9 | 22 | 11 | 0.00011239 | 4.0073e-05 | 0.00011224 | 0.00011239 | 7.7496e-05 | 0.00014243 | 0.00011239 | 4.0073e-05 | 0.00011224 | 0.00011239 | 7.7496e-05 | 0.00014243
9 | 22 | 12 | 0.00011129 | 4.9721e-05 | 9.6792e-05 | 0.00011129 | 7.1996e-05 | 0.00014419 | 0.00011129 | 4.9721e-05 | 9.6792e-05 | 0.00011129 | 7.1996e-05 | 0.00014419
9 | 22 | 13 | 0.00010924 | 7.1706e-05 | 0.00010242 | 0.00010924 | 7.1359e-05 | 0.00014861 | 0.00010924 | 7.1706e-05 | 0.00010242 | 0.00010924 | 7.1359e-05 | 0.00014861
9 | 22 | 14 | 0.00010668 | 8.5497e-05 | 0.00011398 | 0.00010668 | 7.1279e-05 | 0.00015096 | 0.00010668 | 8.5497e-05 | 0.00011398 | 0.00010668 | 7.1279e-05 | 0.00015096
9 | 22 | 15 | 0.00010433 | 9.8578e-05 | 0.00011913 | 0.00010433 | 7.1931e-05 | 0.00015121 | 0.00010433 | 9.8578e-05 | 0.00011913 | 0.00010433 | 7.1931e-05 | 0.00015121
9 | 22 | 16 | 0.00010351 | 0.00013443 | 0.00014201 | 0.00010351 | 7.3274e-05 | 0.00014903 | 0.00010351 | 0.00013443 | 0.00014201 | 0.00010351 | 7.3274e-05 | 0.00014903
9 | 22 | 17 | 0.00010317 | 0.00016973 | 0.00016019 | 0.00010317 | 7.3066e-05 | 0.00014295 | 0.00010317 | 0.00016973 | 0.00016019 | 0.00010317 | 7.3066e-05 | 0.00014295
9 | 22 | 18 | 0.0001058 | 0.00021594 | 0.00018846 | 0.0001058 | 7.5119e-05 | 0.00014161 | 0.0001058 | 0.00021594 | 0.00018846 | 0.0001058 | 7.5119e-05 | 0.00014161
9 | 22 | 19 | 0.00011425 | 0.00024944 | 0.00020631 | 0.00011425 | 8.2231e-05 | 0.00014088 | 0.00011425 | 0.00024944 | 0.00020631 | 0.00011425 | 8.2231e-05 | 0.00014088
9 | 22 | 20 | 0.00011339 | 0.00025643 | 0.00020076 | 0.00011339 | 8.1285e-05 | 0.00013387 | 0.00011339 | 0.00025643 | 0.00020076 | 0.00011339 | 8.1285e-05 | 0.00013387
9 | 22 | 21 | 0.00010937 | 0.00024842 | 0.00018308 | 0.00010937 | 7.9064e-05 | 0.00012353 | 0.00010937 | 0.00024842 | 0.00018308 | 0.00010937 | 7.9064e-05 | 0.00012353
9 | 22 | 22 | 0.00010299 | 0.00023397 | 0.00016829 | 0.00010299 | 7.9876e-05 | 0.0001084 | 0.00010299 | 0.00023397 | 0.00016829 | 0.00010299 | 7.9876e-05 | 0.0001084
9 | 22 | 23 | 9.5345e-05 | 0.00021696 | 0.0001522 | 9.5345e-05 | 8.1703e-05 | 9.8284e-05 | 9.5345e-05 | 0.00021696 | 0.0001522 | 9.5345e-05 | 8.1703e-05 | 9.8284e-05
9 | 22 | 24 | 8.907e-05 | 0.00018062 | 0.00012231 | 8.907e-05 | 8.2935e-05 | 9.4073e-05 | 8.907e-05 | 0.00018062 | 0.00012231 | 8.907e-05 | 8.2935e-05 | 9.4073e-05
9 | 23 | 1 | 8.5154e-05 | 0.00013813 | 8.639e-05 | 8.5154e-05 | 8.4009e-05 | 8.9699e-05 | 8.5154e-05 | 0.00013813 | 8.639e-05 | 8.5154e-05 | 8.4009e-05 | 8.9699e-05
9 | 23 | 2 | 8.2816e-05 | 0.00010242 | 6.4577e-05 | 8.2816e-05 | 8.5116e-05 | 8.951e-05 | 8.2816e-05 | 0.00010242 | 6.4577e-05 | 8.2816e-05 | 8.5116e-05 | 8.951e-05
9 | 23 | 3 | 8.1605e-05 | 6.9826e-05 | 4.6103e-05 | 8.1605e-05 | 8.6519e-05 | 8.9416e-05 | 8.1605e-05 | 6.9826e-05 | 4.6103e-05 | 8.1605e-05 | 8.6519e-05 | 8.9416e-05
9 | 23 | 4 | 8.1517e-05 | 4.6474e-05 | 3.1569e-05 | 8.1517e-05 | 8.7692e-05 | 9.3971e-05 | 8.1517e-05 | 4.6474e-05 | 3.1569e-05 | 8.1517e-05 | 8.7692e-05 | 9.3971e-05
9 | 23 | 5 | 8.2949e-05 | 2.8617e-05 | 2.1418e-05 | 8.2949e-05 | 9.1513e-05 | 0.00010451 | 8.2949e-05 | 2.8617e-05 | 2.1418e-05 | 8.2949e-05 | 9.1513e-05 | 0.00010451
9 | 23 | 6 | 8.5379e-05 | 1.6942e-05 | 2.1685e-05 | 8.5379e-05 | 9.3221e-05 | 0.00011412 | 8.5379e-05 | 1.6942e-05 | 2.1685e-05 | 8.5379e-05 | 9.3221e-05 | 0.00011412
9 | 23 | 7 | 8.7068e-05 | 1.0091e-05 | 4.0975e-05 | 8.7068e-05 | 9.2707e-05 | 0.00012461 | 8.7068e-05 | 1.0091e-05 | 4.0975e-05 | 8.7068e-05 | 9.2707e-05 | 0.00012461
9 | 23 | 8 | 9.2665e-05 | 1.4915e-05 | 8.8106e-05 | 9.2665e-05 | 9.0155e-05 | 0.00013228 | 9.2665e-05 | 1.4915e-05 | 8.8106e-05 | 9.2665e-05 | 9.0155e-05 | 0.00013228
9 | 23 | 9 | 9.8403e-05 | 3.0871e-05 | 0.00014026 | 9.8403e-05 | 8.6999e-05 | 0.00013851 | 9.8403e-05 | 3.0871e-05 | 0.00014026 | 9.8403e-05 | 8.6999e-05 | 0.00013851
9 | 23 | 10 | 0.00010247 | 3.3977e-05 | 0.00013781 | 0.00010247 | 8.1411e-05 | 0.00014076 | 0.00010247 | 3.3977e-05 | 0.00013781 | 0.00010247 | 8.1411e-05 | 0.00014076
9 | 23 | 11 | 0.00010522 | 4.0073e-05 | 0.00011224 | 0.00010522 | 7.7496e-05 | 0.00014243 | 0.00010522 | 4.0073e-05 | 0.00011224 | 0.00010522 | 7.7496e-05 | 0.00014243
9 | 23 | 12 | 0.00010544 | 4.9721e-05 | 9.6792e-05 | 0.00010544 | 7.1996e-05 | 0.00014419 | 0.00010544 | 4.9721e-05 | 9.6792e-05 | 0.00010544 | 7.1996e-05 | 0.00014419
9 | 23 | 13 | 0.00010565 | 7.1706e-05 | 0.00010242 | 0.00010565 | 7.1359e-05 | 0.00014861 | 0.00010565 | 7.1706e-05 | 0.00010242 | 0.00010565 | 7.1359e-05 | 0.00014861
9 | 23 | 14 | 0.00010553 | 8.5497e-05 | 0.00011398 | 0.00010553 | 7.1279e-05 | 0.00015096 | 0.00010553 | 8.5497e-05 | 0.00011398 | 0.00010553 | 7.1279e-05 | 0.00015096
9 | 23 | 15 | 0.00010554 | 9.8578e-05 | 0.00011913 | 0.00010554 | 7.1931e-05 | 0.00015121 | 0.00010554 | 9.8578e-05 | 0.00011913 | 0.00010554 | 7.1931e-05 | 0.00015121
9 | 23 | 16 | 0.0001061 | 0.00013443 | 0.00014201 | 0.0001061 | 7.3274e-05 | 0.00014903 | 0.0001061 | 0.00013443 | 0.00014201 | 0.0001061 | 7.3274e-05 | 0.00014903
9 | 23 | 17 | 0.00010701 | 0.00016973 | 0.00016019 | 0.00010701 | 7.3066e-05 | 0.00014295 | 0.00010701 | 0.00016973 | 0.00016019 | 0.00010701 | 7.3066e-05 | 0.00014295
9 | 23 | 18 | 0.00010866 | 0.00021594 | 0.00018846 | 0.00010866 | 7.5119e-05 | 0.00014161 | 0.00010866 | 0.00021594 | 0.00018846 | 0.00010866 | 7.5119e-05 | 0.00014161
9 | 23 | 19 | 0.00011856 | 0.00024944 | 0.00020631 | 0.00011856 | 8.2231e-05 | 0.00014088 | 0.00011856 | 0.00024944 | 0.00020631 | 0.00011856 | 8.2231e-05 | 0.00014088
9 | 23 | 20 | 0.00011729 | 0.00025643 | 0.00020076 | 0.00011729 | 8.1285e-05 | 0.00013387 | 0.00011729 | 0.00025643 | 0.00020076 | 0.00011729 | 8.1285e-05 | 0.00013387
9 | 23 | 21 | 0.00011229 | 0.00024842 | 0.00018308 | 0.00011229 | 7.9064e-05 | 0.00012353 | 0.00011229 | 0.00024842 | 0.00018308 | 0.00011229 | 7.9064e-05 | 0.00012353
9 | 23 | 22 | 0.00010236 | 0.00023397 | 0.00016829 | 0.00010236 | 7.9876e-05 | 0.0001084 | 0.00010236 | 0.00023397 | 0.00016829 | 0.00010236 | 7.9876e-05 | 0.0001084
9 | 23 | 23 | 9.3477e-05 | 0.00021696 | 0.0001522 | 9.3477e-05 | 8.1703e-05 | 9.8284e-05 | 9.3477e-05 | 0.00021696 | 0.0001522 | 9.3477e-05 | 8.1703e-05 | 9.8284e-05
9 | 23 | 24 | 8.7663e-05 | 0.00018062 | 0.00012231 | 8.7663e-05 | 8.2935e-05 | 9.4073e-05 | 8.7663e-05 | 0.00018062 | 0.00012231 | 8.7663e-05 | 8.2935e-05 | 9.4073e-05
9 | 24 | 1 | 8.4314e-05 | 0.00013813 | 8.639e-05 | 8.4314e-05 | 8.4009e-05 | 8.9699e-05 | 8.4314e-05 | 0.00013813 | 8.639e-05 | 8.4314e-05 | 8.4009e-05 | 8.9699e-05
9 | 24 | 2 | 8.2803e-05 | 0.00010242 | 6.4577e-05 | 8.2803e-05 | 8.5116e-05 | 8.951e-05 | 8.2803e-05 | 0.00010242 | 6.4577e-05 | 8.2803e-05 | 8.5116e-05 | 8.951e-05
9 | 24 | 3 | 8.2716e-05 | 6.9826e-05 | 4.6103e-05 | 8.2716e-05 | 8.6519e-05 | 8.9416e-05 | 8.2716e-05 | 6.9826e-05 | 4.6103e-05 | 8.2716e-05 | 8.6519e-05 | 8.9416e-05
9 | 24 | 4 | 8.5304e-05 | 4.6474e-05 | 3.1569e-05 | 8.5304e-05 | 8.7692e-05 | 9.3971e-05 | 8.5304e-05 | 4.6474e-05 | 3.1569e-05 | 8.5304e-05 | 8.7692e-05 | 9.3971e-05
9 | 24 | 5 | 9.1858e-05 | 2.8617e-05 | 2.1418e-05 | 9.1858e-05 | 9.1513e-05 | 0.00010451 | 9.1858e-05 | 2.8617e-05 | 2.1418e-05 | 9.1858e-05 | 9.1513e-05 | 0.00010451
9 | 24 | 6 | 0.00010251 | 1.6942e-05 | 2.1685e-05 | 0.00010251 | 9.3221e-05 | 0.00011412 | 0.00010251 | 1.6942e-05 | 2.1685e-05 | 0.00010251 | 9.3221e-05 | 0.00011412
9 | 24 | 7 | 0.00010953 | 1.0091e-05 | 4.0975e-05 | 0.00010953 | 9.2707e-05 | 0.00012461 | 0.00010953 | 1.0091e-05 | 4.0975e-05 | 0.00010953 | 9.2707e-05 | 0.00012461
9 | 24 | 8 | 0.00011505 | 1.4915e-05 | 8.8106e-05 | 0.00011505 | 9.0155e-05 | 0.00013228 | 0.00011505 | 1.4915e-05 | 8.8106e-05 | 0.00011505 | 9.0155e-05 | 0.00013228
9 | 24 | 9 | 0.00012069 | 3.0871e-05 | 0.00014026 | 0.00012069 | 8.6999e-05 | 0.00013851 | 0.00012069 | 3.0871e-05 | 0.00014026 | 0.00012069 | 8.6999e-05 | 0.00013851
9 | 24 | 10 | 0.0001252 | 3.3977e-05 | 0.00013781 | 0.0001252 | 8.1411e-05 | 0.00014076 | 0.0001252 | 3.3977e-05 | 0.00013781 | 0.0001252 | 8.1411e-05 | 0.00014076
9 | 24 | 11 | 0.00012933 | 4.0073e-05 | 0.00011224 | 0.00012933 | 7.7496e-05 | 0.00014243 | 0.00012933 | 4.0073e-05 | 0.00011224 | 0.00012933 | 7.7496e-05 | 0.00014243
9 | 24 | 12 | 0.00012935 | 4.9721e-05 | 9.6792e-05 | 0.00012935 | 7.1996e-05 | 0.00014419 | 0.00012935 | 4.9721e-05 | 9.6792e-05 | 0.00012935 | 7.1996e-05 | 0.00014419
9 | 24 | 13 | 0.00013155 | 7.1706e-05 | 0.00010242 | 0.00013155 | 7.1359e-05 | 0.00014861 | 0.00013155 | 7.1706e-05 | 0.00010242 | 0.00013155 | 7.1359e-05 | 0.00014861
9 | 24 | 14 | 0.00013157 | 8.5497e-05 | 0.00011398 | 0.00013157 | 7.1279e-05 | 0.00015096 | 0.00013157 | 8.5497e-05 | 0.00011398 | 0.00013157 | 7.1279e-05 | 0.00015096
9 | 24 | 15 | 0.00013157 | 9.8578e-05 | 0.00011913 | 0.00013157 | 7.1931e-05 | 0.00015121 | 0.00013157 | 9.8578e-05 | 0.00011913 | 0.00013157 | 7.1931e-05 | 0.00015121
9 | 24 | 16 | 0.00012978 | 0.00013443 | 0.00014201 | 0.00012978 | 7.3274e-05 | 0.00014903 | 0.00012978 | 0.00013443 | 0.00014201 | 0.00012978 | 7.3274e-05 | 0.00014903
9 | 24 | 17 | 0.00012873 | 0.00016973 | 0.00016019 | 0.00012873 | 7.3066e-05 | 0.00014295 | 0.00012873 | 0.00016973 | 0.00016019 | 0.00012873 | 7.3066e-05 | 0.00014295
9 | 24 | 18 | 0.00012624 | 0.00021594 | 0.00018846 | 0.00012624 | 7.5119e-05 | 0.00014161 | 0.00012624 | 0.00021594 | 0.00018846 | 0.00012624 | 7.5119e-05 | 0.00014161
9 | 24 | 19 | 0.00013422 | 0.00024944 | 0.00020631 | 0.00013422 | 8.2231e-05 | 0.00014088 | 0.00013422 | 0.00024944 | 0.00020631 | 0.00013422 | 8.2231e-05 | 0.00014088
9 | 24 | 20 | 0.00013243 | 0.00025643 | 0.00020076 | 0.00013243 | 8.1285e-05 | 0.00013387 | 0.00013243 | 0.00025643 | 0.00020076 | 0.00013243 | 8.1285e-05 | 0.00013387
9 | 24 | 21 | 0.00012283 | 0.00024842 | 0.00018308 | 0.00012283 | 7.9064e-05 | 0.00012353 | 0.00012283 | 0.00024842 | 0.00018308 | 0.00012283 | 7.9064e-05 | 0.00012353
9 | 24 | 22 | 0.00011249 | 0.00023397 | 0.00016829 | 0.00011249 | 7.9876e-05 | 0.0001084 | 0.00011249 | 0.00023397 | 0.00016829 | 0.00011249 | 7.9876e-05 | 0.0001084
9 | 24 | 23 | 0.00010182 | 0.00021696 | 0.0001522 | 0.00010182 | 8.1703e-05 | 9.8284e-05 | 0.00010182 | 0.00021696 | 0.0001522 | 0.00010182 | 8.1703e-05 | 9.8284e-05
9 | 24 | 24 | 9.4351e-05 | 0.00018062 | 0.00012231 | 9.4351e-05 | 8.2935e-05 | 9.4073e-05 | 9.4351e-05 | 0.00018062 | 0.00012231 | 9.4351e-05 | 8.2935e-05 | 9.4073e-05
9 | 25 | 1 | 8.9898e-05 | 0.00013813 | 8.639e-05 | 8.9898e-05 | 8.4009e-05 | 8.9699e-05 | 8.9898e-05 | 0.00013813 | 8.639e-05 | 8.9898e-05 | 8.4009e-05 | 8.9699e-05
9 | 25 | 2 | 8.7539e-05 | 0.00010242 | 6.4577e-05 | 8.7539e-05 | 8.5116e-05 | 8.951e-05 | 8.7539e-05 | 0.00010242 | 6.4577e-05 | 8.7539e-05 | 8.5116e-05 | 8.951e-05
9 | 25 | 3 | 8.6877e-05 | 6.9826e-05 | 4.6103e-05 | 8.6877e-05 | 8.6519e-05 | 8.9416e-05 | 8.6877e-05 | 6.9826e-05 | 4.6103e-05 | 8.6877e-05 | 8.6519e-05 | 8.9416e-05
9 | 25 | 4 | 8.8841e-05 | 4.6474e-05 | 3.1569e-05 | 8.8841e-05 | 8.7692e-05 | 9.3971e-05 | 8.8841e-05 | 4.6474e-05 | 3.1569e-05 | 8.8841e-05 | 8.7692e-05 | 9.3971e-05
9 | 25 | 5 | 9.5799e-05 | 2.8617e-05 | 2.1418e-05 | 9.5799e-05 | 9.1513e-05 | 0.00010451 | 9.5799e-05 | 2.8617e-05 | 2.1418e-05 | 9.5799e-05 | 9.1513e-05 | 0.00010451
9 | 25 | 6 | 0.00010681 | 1.6942e-05 | 2.1685e-05 | 0.00010681 | 9.3221e-05 | 0.00011412 | 0.00010681 | 1.6942e-05 | 2.1685e-05 | 0.00010681 | 9.3221e-05 | 0.00011412
9 | 25 | 7 | 0.00011255 | 1.0091e-05 | 4.0975e-05 | 0.00011255 | 9.2707e-05 | 0.00012461 | 0.00011255 | 1.0091e-05 | 4.0975e-05 | 0.00011255 | 9.2707e-05 | 0.00012461
9 | 25 | 8 | 0.0001186 | 1.4915e-05 | 8.8106e-05 | 0.0001186 | 9.0155e-05 | 0.00013228 | 0.0001186 | 1.4915e-05 | 8.8106e-05 | 0.0001186 | 9.0155e-05 | 0.00013228
9 | 25 | 9 | 0.00012431 | 3.0871e-05 | 0.00014026 | 0.00012431 | 8.6999e-05 | 0.00013851 | 0.00012431 | 3.0871e-05 | 0.00014026 | 0.00012431 | 8.6999e-05 | 0.00013851
9 | 25 | 10 | 0.0001293 | 3.3977e-05 | 0.00013781 | 0.0001293 | 8.1411e-05 | 0.00014076 | 0.0001293 | 3.3977e-05 | 0.00013781 | 0.0001293 | 8.1411e-05 | 0.00014076
9 | 25 | 11 | 0.0001328 | 4.0073e-05 | 0.00011224 | 0.0001328 | 7.7496e-05 | 0.00014243 | 0.0001328 | 4.0073e-05 | 0.00011224 | 0.0001328 | 7.7496e-05 | 0.00014243
9 | 25 | 12 | 0.0001339 | 4.9721e-05 | 9.6792e-05 | 0.0001339 | 7.1996e-05 | 0.00014419 | 0.0001339 | 4.9721e-05 | 9.6792e-05 | 0.0001339 | 7.1996e-05 | 0.00014419
9 | 25 | 13 | 0.00013681 | 7.1706e-05 | 0.00010242 | 0.00013681 | 7.1359e-05 | 0.00014861 | 0.00013681 | 7.1706e-05 | 0.00010242 | 0.00013681 | 7.1359e-05 | 0.00014861
9 | 25 | 14 | 0.00013792 | 8.5497e-05 | 0.00011398 | 0.00013792 | 7.1279e-05 | 0.00015096 | 0.00013792 | 8.5497e-05 | 0.00011398 | 0.00013792 | 7.1279e-05 | 0.00015096
9 | 25 | 15 | 0.00013813 | 9.8578e-05 | 0.00011913 | 0.00013813 | 7.1931e-05 | 0.00015121 | 0.00013813 | 9.8578e-05 | 0.00011913 | 0.00013813 | 7.1931e-05 | 0.00015121
9 | 25 | 16 | 0.00013714 | 0.00013443 | 0.00014201 | 0.00013714 | 7.3274e-05 | 0.00014903 | 0.00013714 | 0.00013443 | 0.00014201 | 0.00013714 | 7.3274e-05 | 0.00014903
9 | 25 | 17 | 0.0001335 | 0.00016973 | 0.00016019 | 0.0001335 | 7.3066e-05 | 0.00014295 | 0.0001335 | 0.00016973 | 0.00016019 | 0.0001335 | 7.3066e-05 | 0.00014295
9 | 25 | 18 | 0.00013068 | 0.00021594 | 0.00018846 | 0.00013068 | 7.5119e-05 | 0.00014161 | 0.00013068 | 0.00021594 | 0.00018846 | 0.00013068 | 7.5119e-05 | 0.00014161
9 | 25 | 19 | 0.00013758 | 0.00024944 | 0.00020631 | 0.00013758 | 8.2231e-05 | 0.00014088 | 0.00013758 | 0.00024944 | 0.00020631 | 0.00013758 | 8.2231e-05 | 0.00014088
9 | 25 | 20 | 0.00013533 | 0.00025643 | 0.00020076 | 0.00013533 | 8.1285e-05 | 0.00013387 | 0.00013533 | 0.00025643 | 0.00020076 | 0.00013533 | 8.1285e-05 | 0.00013387
9 | 25 | 21 | 0.00012614 | 0.00024842 | 0.00018308 | 0.00012614 | 7.9064e-05 | 0.00012353 | 0.00012614 | 0.00024842 | 0.00018308 | 0.00012614 | 7.9064e-05 | 0.00012353
9 | 25 | 22 | 0.0001136 | 0.00023397 | 0.00016829 | 0.0001136 | 7.9876e-05 | 0.0001084 | 0.0001136 | 0.00023397 | 0.00016829 | 0.0001136 | 7.9876e-05 | 0.0001084
9 | 25 | 23 | 0.00010343 | 0.00021696 | 0.0001522 | 0.00010343 | 8.1703e-05 | 9.8284e-05 | 0.00010343 | 0.00021696 | 0.0001522 | 0.00010343 | 8.1703e-05 | 9.8284e-05
9 | 25 | 24 | 9.5832e-05 | 0.00018062 | 0.00012231 | 9.5832e-05 | 8.2935e-05 | 9.4073e-05 | 9.5832e-05 | 0.00018062 | 0.00012231 | 9.5832e-05 | 8.2935e-05 | 9.4073e-05
9 | 26 | 1 | 9.1517e-05 | 0.00013813 | 8.639e-05 | 9.1517e-05 | 8.4009e-05 | 8.9699e-05 | 9.1517e-05 | 0.00013813 | 8.639e-05 | 9.1517e-05 | 8.4009e-05 | 8.9699e-05
9 | 26 | 2 | 8.887e-05 | 0.00010242 | 6.4577e-05 | 8.887e-05 | 8.5116e-05 | 8.951e-05 | 8.887e-05 | 0.00010242 | 6.4577e-05 | 8.887e-05 | 8.5116e-05 | 8.951e-05
9 | 26 | 3 | 8.7734e-05 | 6.9826e-05 | 4.6103e-05 | 8.7734e-05 | 8.6519e-05 | 8.9416e-05 | 8.7734e-05 | 6.9826e-05 | 4.6103e-05 | 8.7734e-05 | 8.6519e-05 | 8.9416e-05
9 | 26 | 4 | 8.959e-05 | 4.6474e-05 | 3.1569e-05 | 8.959e-05 | 8.7692e-05 | 9.3971e-05 | 8.959e-05 | 4.6474e-05 | 3.1569e-05 | 8.959e-05 | 8.7692e-05 | 9.3971e-05
9 | 26 | 5 | 9.5923e-05 | 2.8617e-05 | 2.1418e-05 | 9.5923e-05 | 9.1513e-05 | 0.00010451 | 9.5923e-05 | 2.8617e-05 | 2.1418e-05 | 9.5923e-05 | 9.1513e-05 | 0.00010451
9 | 26 | 6 | 0.0001073 | 1.6942e-05 | 2.1685e-05 | 0.0001073 | 9.3221e-05 | 0.00011412 | 0.0001073 | 1.6942e-05 | 2.1685e-05 | 0.0001073 | 9.3221e-05 | 0.00011412
9 | 26 | 7 | 0.00011334 | 1.0091e-05 | 4.0975e-05 | 0.00011334 | 9.2707e-05 | 0.00012461 | 0.00011334 | 1.0091e-05 | 4.0975e-05 | 0.00011334 | 9.2707e-05 | 0.00012461
9 | 26 | 8 | 0.00011943 | 1.4915e-05 | 8.8106e-05 | 0.00011943 | 9.0155e-05 | 0.00013228 | 0.00011943 | 1.4915e-05 | 8.8106e-05 | 0.00011943 | 9.0155e-05 | 0.00013228
9 | 26 | 9 | 0.00012588 | 3.0871e-05 | 0.00014026 | 0.00012588 | 8.6999e-05 | 0.00013851 | 0.00012588 | 3.0871e-05 | 0.00014026 | 0.00012588 | 8.6999e-05 | 0.00013851
9 | 26 | 10 | 0.00013186 | 3.3977e-05 | 0.00013781 | 0.00013186 | 8.1411e-05 | 0.00014076 | 0.00013186 | 3.3977e-05 | 0.00013781 | 0.00013186 | 8.1411e-05 | 0.00014076
9 | 26 | 11 | 0.00013592 | 4.0073e-05 | 0.00011224 | 0.00013592 | 7.7496e-05 | 0.00014243 | 0.00013592 | 4.0073e-05 | 0.00011224 | 0.00013592 | 7.7496e-05 | 0.00014243
9 | 26 | 12 | 0.00013828 | 4.9721e-05 | 9.6792e-05 | 0.00013828 | 7.1996e-05 | 0.00014419 | 0.00013828 | 4.9721e-05 | 9.6792e-05 | 0.00013828 | 7.1996e-05 | 0.00014419
9 | 26 | 13 | 0.0001426 | 7.1706e-05 | 0.00010242 | 0.0001426 | 7.1359e-05 | 0.00014861 | 0.0001426 | 7.1706e-05 | 0.00010242 | 0.0001426 | 7.1359e-05 | 0.00014861
9 | 26 | 14 | 0.00014459 | 8.5497e-05 | 0.00011398 | 0.00014459 | 7.1279e-05 | 0.00015096 | 0.00014459 | 8.5497e-05 | 0.00011398 | 0.00014459 | 7.1279e-05 | 0.00015096
9 | 26 | 15 | 0.00014465 | 9.8578e-05 | 0.00011913 | 0.00014465 | 7.1931e-05 | 0.00015121 | 0.00014465 | 9.8578e-05 | 0.00011913 | 0.00014465 | 7.1931e-05 | 0.00015121
9 | 26 | 16 | 0.00014422 | 0.00013443 | 0.00014201 | 0.00014422 | 7.3274e-05 | 0.00014903 | 0.00014422 | 0.00013443 | 0.00014201 | 0.00014422 | 7.3274e-05 | 0.00014903
9 | 26 | 17 | 0.00014033 | 0.00016973 | 0.00016019 | 0.00014033 | 7.3066e-05 | 0.00014295 | 0.00014033 | 0.00016973 | 0.00016019 | 0.00014033 | 7.3066e-05 | 0.00014295
9 | 26 | 18 | 0.0001358 | 0.00021594 | 0.00018846 | 0.0001358 | 7.5119e-05 | 0.00014161 | 0.0001358 | 0.00021594 | 0.00018846 | 0.0001358 | 7.5119e-05 | 0.00014161
9 | 26 | 19 | 0.00014122 | 0.00024944 | 0.00020631 | 0.00014122 | 8.2231e-05 | 0.00014088 | 0.00014122 | 0.00024944 | 0.00020631 | 0.00014122 | 8.2231e-05 | 0.00014088
9 | 26 | 20 | 0.00013883 | 0.00025643 | 0.00020076 | 0.00013883 | 8.1285e-05 | 0.00013387 | 0.00013883 | 0.00025643 | 0.00020076 | 0.00013883 | 8.1285e-05 | 0.00013387
9 | 26 | 21 | 0.00013043 | 0.00024842 | 0.00018308 | 0.00013043 | 7.9064e-05 | 0.00012353 | 0.00013043 | 0.00024842 | 0.00018308 | 0.00013043 | 7.9064e-05 | 0.00012353
9 | 26 | 22 | 0.0001171 | 0.00023397 | 0.00016829 | 0.0001171 | 7.9876e-05 | 0.0001084 | 0.0001171 | 0.00023397 | 0.00016829 | 0.0001171 | 7.9876e-05 | 0.0001084
9 | 26 | 23 | 0.0001059 | 0.00021696 | 0.0001522 | 0.0001059 | 8.1703e-05 | 9.8284e-05 | 0.0001059 | 0.00021696 | 0.0001522 | 0.0001059 | 8.1703e-05 | 9.8284e-05
9 | 26 | 24 | 9.8041e-05 | 0.00018062 | 0.00012231 | 9.8041e-05 | 8.2935e-05 | 9.4073e-05 | 9.8041e-05 | 0.00018062 | 0.00012231 | 9.8041e-05 | 8.2935e-05 | 9.4073e-05
9 | 27 | 1 | 9.3289e-05 | 0.00013813 | 8.639e-05 | 9.3289e-05 | 8.4009e-05 | 8.9699e-05 | 9.3289e-05 | 0.00013813 | 8.639e-05 | 9.3289e-05 | 8.4009e-05 | 8.9699e-05
9 | 27 | 2 | 9.0218e-05 | 0.00010242 | 6.4577e-05 | 9.0218e-05 | 8.5116e-05 | 8.951e-05 | 9.0218e-05 | 0.00010242 | 6.4577e-05 | 9.0218e-05 | 8.5116e-05 | 8.951e-05
9 | 27 | 3 | 8.8837e-05 | 6.9826e-05 | 4.6103e-05 | 8.8837e-05 | 8.6519e-05 | 8.9416e-05 | 8.8837e-05 | 6.9826e-05 | 4.6103e-05 | 8.8837e-05 | 8.6519e-05 | 8.9416e-05
9 | 27 | 4 | 9.058e-05 | 4.6474e-05 | 3.1569e-05 | 9.058e-05 | 8.7692e-05 | 9.3971e-05 | 9.058e-05 | 4.6474e-05 | 3.1569e-05 | 9.058e-05 | 8.7692e-05 | 9.3971e-05
9 | 27 | 5 | 9.7434e-05 | 2.8617e-05 | 2.1418e-05 | 9.7434e-05 | 9.1513e-05 | 0.00010451 | 9.7434e-05 | 2.8617e-05 | 2.1418e-05 | 9.7434e-05 | 9.1513e-05 | 0.00010451
9 | 27 | 6 | 0.00010878 | 1.6942e-05 | 2.1685e-05 | 0.00010878 | 9.3221e-05 | 0.00011412 | 0.00010878 | 1.6942e-05 | 2.1685e-05 | 0.00010878 | 9.3221e-05 | 0.00011412
9 | 27 | 7 | 0.00011424 | 1.0091e-05 | 4.0975e-05 | 0.00011424 | 9.2707e-05 | 0.00012461 | 0.00011424 | 1.0091e-05 | 4.0975e-05 | 0.00011424 | 9.2707e-05 | 0.00012461
9 | 27 | 8 | 0.00011975 | 1.4915e-05 | 8.8106e-05 | 0.00011975 | 9.0155e-05 | 0.00013228 | 0.00011975 | 1.4915e-05 | 8.8106e-05 | 0.00011975 | 9.0155e-05 | 0.00013228
9 | 27 | 9 | 0.00012597 | 3.0871e-05 | 0.00014026 | 0.00012597 | 8.6999e-05 | 0.00013851 | 0.00012597 | 3.0871e-05 | 0.00014026 | 0.00012597 | 8.6999e-05 | 0.00013851
9 | 27 | 10 | 0.00013208 | 3.3977e-05 | 0.00013781 | 0.00013208 | 8.1411e-05 | 0.00014076 | 0.00013208 | 3.3977e-05 | 0.00013781 | 0.00013208 | 8.1411e-05 | 0.00014076
9 | 27 | 11 | 0.00013527 | 4.0073e-05 | 0.00011224 | 0.00013527 | 7.7496e-05 | 0.00014243 | 0.00013527 | 4.0073e-05 | 0.00011224 | 0.00013527 | 7.7496e-05 | 0.00014243
9 | 27 | 12 | 0.0001367 | 4.9721e-05 | 9.6792e-05 | 0.0001367 | 7.1996e-05 | 0.00014419 | 0.0001367 | 4.9721e-05 | 9.6792e-05 | 0.0001367 | 7.1996e-05 | 0.00014419
9 | 27 | 13 | 0.00014025 | 7.1706e-05 | 0.00010242 | 0.00014025 | 7.1359e-05 | 0.00014861 | 0.00014025 | 7.1706e-05 | 0.00010242 | 0.00014025 | 7.1359e-05 | 0.00014861
9 | 27 | 14 | 0.00014057 | 8.5497e-05 | 0.00011398 | 0.00014057 | 7.1279e-05 | 0.00015096 | 0.00014057 | 8.5497e-05 | 0.00011398 | 0.00014057 | 7.1279e-05 | 0.00015096
9 | 27 | 15 | 0.00013886 | 9.8578e-05 | 0.00011913 | 0.00013886 | 7.1931e-05 | 0.00015121 | 0.00013886 | 9.8578e-05 | 0.00011913 | 0.00013886 | 7.1931e-05 | 0.00015121
9 | 27 | 16 | 0.00013766 | 0.00013443 | 0.00014201 | 0.00013766 | 7.3274e-05 | 0.00014903 | 0.00013766 | 0.00013443 | 0.00014201 | 0.00013766 | 7.3274e-05 | 0.00014903
9 | 27 | 17 | 0.00013228 | 0.00016973 | 0.00016019 | 0.00013228 | 7.3066e-05 | 0.00014295 | 0.00013228 | 0.00016973 | 0.00016019 | 0.00013228 | 7.3066e-05 | 0.00014295
9 | 27 | 18 | 0.00013023 | 0.00021594 | 0.00018846 | 0.00013023 | 7.5119e-05 | 0.00014161 | 0.00013023 | 0.00021594 | 0.00018846 | 0.00013023 | 7.5119e-05 | 0.00014161
9 | 27 | 19 | 0.00013631 | 0.00024944 | 0.00020631 | 0.00013631 | 8.2231e-05 | 0.00014088 | 0.00013631 | 0.00024944 | 0.00020631 | 0.00013631 | 8.2231e-05 | 0.00014088
9 | 27 | 20 | 0.0001342 | 0.00025643 | 0.00020076 | 0.0001342 | 8.1285e-05 | 0.00013387 | 0.0001342 | 0.00025643 | 0.00020076 | 0.0001342 | 8.1285e-05 | 0.00013387
9 | 27 | 21 | 0.00012625 | 0.00024842 | 0.00018308 | 0.00012625 | 7.9064e-05 | 0.00012353 | 0.00012625 | 0.00024842 | 0.00018308 | 0.00012625 | 7.9064e-05 | 0.00012353
9 | 27 | 22 | 0.00011427 | 0.00023397 | 0.00016829 | 0.00011427 | 7.9876e-05 | 0.0001084 | 0.00011427 | 0.00023397 | 0.00016829 | 0.00011427 | 7.9876e-05 | 0.0001084
9 | 27 | 23 | 0.00010378 | 0.00021696 | 0.0001522 | 0.00010378 | 8.1703e-05 | 9.8284e-05 | 0.00010378 | 0.00021696 | 0.0001522 | 0.00010378 | 8.1703e-05 | 9.8284e-05
9 | 27 | 24 | 9.763e-05 | 0.00018062 | 0.00012231 | 9.763e-05 | 8.2935e-05 | 9.4073e-05 | 9.763e-05 | 0.00018062 | 0.00012231 | 9.763e-05 | 8.2935e-05 | 9.4073e-05
9 | 28 | 1 | 9.2898e-05 | 0.00013813 | 8.639e-05 | 9.2898e-05 | 8.4009e-05 | 8.9699e-05 | 9.2898e-05 | 0.00013813 | 8.639e-05 | 9.2898e-05 | 8.4009e-05 | 8.9699e-05
9 | 28 | 2 | 9.0526e-05 | 0.00010242 | 6.4577e-05 | 9.0526e-05 | 8.5116e-05 | 8.951e-05 | 9.0526e-05 | 0.00010242 | 6.4577e-05 | 9.0526e-05 | 8.5116e-05 | 8.951e-05
9 | 28 | 3 | 8.9453e-05 | 6.9826e-05 | 4.6103e-05 | 8.9453e-05 | 8.6519e-05 | 8.9416e-05 | 8.9453e-05 | 6.9826e-05 | 4.6103e-05 | 8.9453e-05 | 8.6519e-05 | 8.9416e-05
9 | 28 | 4 | 9.1267e-05 | 4.6474e-05 | 3.1569e-05 | 9.1267e-05 | 8.7692e-05 | 9.3971e-05 | 9.1267e-05 | 4.6474e-05 | 3.1569e-05 | 9.1267e-05 | 8.7692e-05 | 9.3971e-05
9 | 28 | 5 | 9.7417e-05 | 2.8617e-05 | 2.1418e-05 | 9.7417e-05 | 9.1513e-05 | 0.00010451 | 9.7417e-05 | 2.8617e-05 | 2.1418e-05 | 9.7417e-05 | 9.1513e-05 | 0.00010451
9 | 28 | 6 | 0.00010695 | 1.6942e-05 | 2.1685e-05 | 0.00010695 | 9.3221e-05 | 0.00011412 | 0.00010695 | 1.6942e-05 | 2.1685e-05 | 0.00010695 | 9.3221e-05 | 0.00011412
9 | 28 | 7 | 0.00011379 | 1.0091e-05 | 4.0975e-05 | 0.00011379 | 9.2707e-05 | 0.00012461 | 0.00011379 | 1.0091e-05 | 4.0975e-05 | 0.00011379 | 9.2707e-05 | 0.00012461
9 | 28 | 8 | 0.00011823 | 1.4915e-05 | 8.8106e-05 | 0.00011823 | 9.0155e-05 | 0.00013228 | 0.00011823 | 1.4915e-05 | 8.8106e-05 | 0.00011823 | 9.0155e-05 | 0.00013228
9 | 28 | 9 | 0.0001228 | 3.0871e-05 | 0.00014026 | 0.0001228 | 8.6999e-05 | 0.00013851 | 0.0001228 | 3.0871e-05 | 0.00014026 | 0.0001228 | 8.6999e-05 | 0.00013851
9 | 28 | 10 | 0.0001258 | 3.3977e-05 | 0.00013781 | 0.0001258 | 8.1411e-05 | 0.00014076 | 0.0001258 | 3.3977e-05 | 0.00013781 | 0.0001258 | 8.1411e-05 | 0.00014076
9 | 28 | 11 | 0.00012636 | 4.0073e-05 | 0.00011224 | 0.00012636 | 7.7496e-05 | 0.00014243 | 0.00012636 | 4.0073e-05 | 0.00011224 | 0.00012636 | 7.7496e-05 | 0.00014243
9 | 28 | 12 | 0.00012496 | 4.9721e-05 | 9.6792e-05 | 0.00012496 | 7.1996e-05 | 0.00014419 | 0.00012496 | 4.9721e-05 | 9.6792e-05 | 0.00012496 | 7.1996e-05 | 0.00014419
9 | 28 | 13 | 0.00012459 | 7.1706e-05 | 0.00010242 | 0.00012459 | 7.1359e-05 | 0.00014861 | 0.00012459 | 7.1706e-05 | 0.00010242 | 0.00012459 | 7.1359e-05 | 0.00014861
9 | 28 | 14 | 0.0001237 | 8.5497e-05 | 0.00011398 | 0.0001237 | 7.1279e-05 | 0.00015096 | 0.0001237 | 8.5497e-05 | 0.00011398 | 0.0001237 | 7.1279e-05 | 0.00015096
9 | 28 | 15 | 0.00012131 | 9.8578e-05 | 0.00011913 | 0.00012131 | 7.1931e-05 | 0.00015121 | 0.00012131 | 9.8578e-05 | 0.00011913 | 0.00012131 | 7.1931e-05 | 0.00015121
9 | 28 | 16 | 0.00011932 | 0.00013443 | 0.00014201 | 0.00011932 | 7.3274e-05 | 0.00014903 | 0.00011932 | 0.00013443 | 0.00014201 | 0.00011932 | 7.3274e-05 | 0.00014903
9 | 28 | 17 | 0.00011659 | 0.00016973 | 0.00016019 | 0.00011659 | 7.3066e-05 | 0.00014295 | 0.00011659 | 0.00016973 | 0.00016019 | 0.00011659 | 7.3066e-05 | 0.00014295
9 | 28 | 18 | 0.00011743 | 0.00021594 | 0.00018846 | 0.00011743 | 7.5119e-05 | 0.00014161 | 0.00011743 | 0.00021594 | 0.00018846 | 0.00011743 | 7.5119e-05 | 0.00014161
9 | 28 | 19 | 0.00012343 | 0.00024944 | 0.00020631 | 0.00012343 | 8.2231e-05 | 0.00014088 | 0.00012343 | 0.00024944 | 0.00020631 | 0.00012343 | 8.2231e-05 | 0.00014088
9 | 28 | 20 | 0.00012146 | 0.00025643 | 0.00020076 | 0.00012146 | 8.1285e-05 | 0.00013387 | 0.00012146 | 0.00025643 | 0.00020076 | 0.00012146 | 8.1285e-05 | 0.00013387
9 | 28 | 21 | 0.0001168 | 0.00024842 | 0.00018308 | 0.0001168 | 7.9064e-05 | 0.00012353 | 0.0001168 | 0.00024842 | 0.00018308 | 0.0001168 | 7.9064e-05 | 0.00012353
9 | 28 | 22 | 0.00010891 | 0.00023397 | 0.00016829 | 0.00010891 | 7.9876e-05 | 0.0001084 | 0.00010891 | 0.00023397 | 0.00016829 | 0.00010891 | 7.9876e-05 | 0.0001084
9 | 28 | 23 | 0.00010043 | 0.00021696 | 0.0001522 | 0.00010043 | 8.1703e-05 | 9.8284e-05 | 0.00010043 | 0.00021696 | 0.0001522 | 0.00010043 | 8.1703e-05 | 9.8284e-05
9 | 28 | 24 | 9.3131e-05 | 0.00018062 | 0.00012231 | 9.3131e-05 | 8.2935e-05 | 9.4073e-05 | 9.3131e-05 | 0.00018062 | 0.00012231 | 9.3131e-05 | 8.2935e-05 | 9.4073e-05
9 | 29 | 1 | 8.8924e-05 | 0.00013813 | 8.639e-05 | 8.8924e-05 | 8.4009e-05 | 8.9699e-05 | 8.8924e-05 | 0.00013813 | 8.639e-05 | 8.8924e-05 | 8.4009e-05 | 8.9699e-05
9 | 29 | 2 | 8.6128e-05 | 0.00010242 | 6.4577e-05 | 8.6128e-05 | 8.5116e-05 | 8.951e-05 | 8.6128e-05 | 0.00010242 | 6.4577e-05 | 8.6128e-05 | 8.5116e-05 | 8.951e-05
9 | 29 | 3 | 8.4547e-05 | 6.9826e-05 | 4.6103e-05 | 8.4547e-05 | 8.6519e-05 | 8.9416e-05 | 8.4547e-05 | 6.9826e-05 | 4.6103e-05 | 8.4547e-05 | 8.6519e-05 | 8.9416e-05
9 | 29 | 4 | 8.4842e-05 | 4.6474e-05 | 3.1569e-05 | 8.4842e-05 | 8.7692e-05 | 9.3971e-05 | 8.4842e-05 | 4.6474e-05 | 3.1569e-05 | 8.4842e-05 | 8.7692e-05 | 9.3971e-05
9 | 29 | 5 | 8.6802e-05 | 2.8617e-05 | 2.1418e-05 | 8.6802e-05 | 9.1513e-05 | 0.00010451 | 8.6802e-05 | 2.8617e-05 | 2.1418e-05 | 8.6802e-05 | 9.1513e-05 | 0.00010451
9 | 29 | 6 | 8.9898e-05 | 1.6942e-05 | 2.1685e-05 | 8.9898e-05 | 9.3221e-05 | 0.00011412 | 8.9898e-05 | 1.6942e-05 | 2.1685e-05 | 8.9898e-05 | 9.3221e-05 | 0.00011412
9 | 29 | 7 | 9.2191e-05 | 1.0091e-05 | 4.0975e-05 | 9.2191e-05 | 9.2707e-05 | 0.00012461 | 9.2191e-05 | 1.0091e-05 | 4.0975e-05 | 9.2191e-05 | 9.2707e-05 | 0.00012461
9 | 29 | 8 | 9.8653e-05 | 1.4915e-05 | 8.8106e-05 | 9.8653e-05 | 9.0155e-05 | 0.00013228 | 9.8653e-05 | 1.4915e-05 | 8.8106e-05 | 9.8653e-05 | 9.0155e-05 | 0.00013228
9 | 29 | 9 | 0.0001041 | 3.0871e-05 | 0.00014026 | 0.0001041 | 8.6999e-05 | 0.00013851 | 0.0001041 | 3.0871e-05 | 0.00014026 | 0.0001041 | 8.6999e-05 | 0.00013851
9 | 29 | 10 | 0.00010781 | 3.3977e-05 | 0.00013781 | 0.00010781 | 8.1411e-05 | 0.00014076 | 0.00010781 | 3.3977e-05 | 0.00013781 | 0.00010781 | 8.1411e-05 | 0.00014076
9 | 29 | 11 | 0.00010889 | 4.0073e-05 | 0.00011224 | 0.00010889 | 7.7496e-05 | 0.00014243 | 0.00010889 | 4.0073e-05 | 0.00011224 | 0.00010889 | 7.7496e-05 | 0.00014243
9 | 29 | 12 | 0.00010883 | 4.9721e-05 | 9.6792e-05 | 0.00010883 | 7.1996e-05 | 0.00014419 | 0.00010883 | 4.9721e-05 | 9.6792e-05 | 0.00010883 | 7.1996e-05 | 0.00014419
9 | 29 | 13 | 0.00010887 | 7.1706e-05 | 0.00010242 | 0.00010887 | 7.1359e-05 | 0.00014861 | 0.00010887 | 7.1706e-05 | 0.00010242 | 0.00010887 | 7.1359e-05 | 0.00014861
9 | 29 | 14 | 0.00010842 | 8.5497e-05 | 0.00011398 | 0.00010842 | 7.1279e-05 | 0.00015096 | 0.00010842 | 8.5497e-05 | 0.00011398 | 0.00010842 | 7.1279e-05 | 0.00015096
9 | 29 | 15 | 0.00010762 | 9.8578e-05 | 0.00011913 | 0.00010762 | 7.1931e-05 | 0.00015121 | 0.00010762 | 9.8578e-05 | 0.00011913 | 0.00010762 | 7.1931e-05 | 0.00015121
9 | 29 | 16 | 0.00010744 | 0.00013443 | 0.00014201 | 0.00010744 | 7.3274e-05 | 0.00014903 | 0.00010744 | 0.00013443 | 0.00014201 | 0.00010744 | 7.3274e-05 | 0.00014903
9 | 29 | 17 | 0.00010653 | 0.00016973 | 0.00016019 | 0.00010653 | 7.3066e-05 | 0.00014295 | 0.00010653 | 0.00016973 | 0.00016019 | 0.00010653 | 7.3066e-05 | 0.00014295
9 | 29 | 18 | 0.00010811 | 0.00021594 | 0.00018846 | 0.00010811 | 7.5119e-05 | 0.00014161 | 0.00010811 | 0.00021594 | 0.00018846 | 0.00010811 | 7.5119e-05 | 0.00014161
9 | 29 | 19 | 0.00011573 | 0.00024944 | 0.00020631 | 0.00011573 | 8.2231e-05 | 0.00014088 | 0.00011573 | 0.00024944 | 0.00020631 | 0.00011573 | 8.2231e-05 | 0.00014088
9 | 29 | 20 | 0.00011446 | 0.00025643 | 0.00020076 | 0.00011446 | 8.1285e-05 | 0.00013387 | 0.00011446 | 0.00025643 | 0.00020076 | 0.00011446 | 8.1285e-05 | 0.00013387
9 | 29 | 21 | 0.00010995 | 0.00024842 | 0.00018308 | 0.00010995 | 7.9064e-05 | 0.00012353 | 0.00010995 | 0.00024842 | 0.00018308 | 0.00010995 | 7.9064e-05 | 0.00012353
9 | 29 | 22 | 0.00010346 | 0.00023397 | 0.00016829 | 0.00010346 | 7.9876e-05 | 0.0001084 | 0.00010346 | 0.00023397 | 0.00016829 | 0.00010346 | 7.9876e-05 | 0.0001084
9 | 29 | 23 | 9.5561e-05 | 0.00021696 | 0.0001522 | 9.5561e-05 | 8.1703e-05 | 9.8284e-05 | 9.5561e-05 | 0.00021696 | 0.0001522 | 9.5561e-05 | 8.1703e-05 | 9.8284e-05
9 | 29 | 24 | 8.9965e-05 | 0.00018062 | 0.00012231 | 8.9965e-05 | 8.2935e-05 | 9.4073e-05 | 8.9965e-05 | 0.00018062 | 0.00012231 | 8.9965e-05 | 8.2935e-05 | 9.4073e-05
9 | 30 | 1 | 8.6049e-05 | 0.00013813 | 8.639e-05 | 8.6049e-05 | 8.4009e-05 | 8.9699e-05 | 8.6049e-05 | 0.00013813 | 8.639e-05 | 8.6049e-05 | 8.4009e-05 | 8.9699e-05
9 | 30 | 2 | 8.3286e-05 | 0.00010242 | 6.4577e-05 | 8.3286e-05 | 8.5116e-05 | 8.951e-05 | 8.3286e-05 | 0.00010242 | 6.4577e-05 | 8.3286e-05 | 8.5116e-05 | 8.951e-05
9 | 30 | 3 | 8.1892e-05 | 6.9826e-05 | 4.6103e-05 | 8.1892e-05 | 8.6519e-05 | 8.9416e-05 | 8.1892e-05 | 6.9826e-05 | 4.6103e-05 | 8.1892e-05 | 8.6519e-05 | 8.9416e-05
9 | 30 | 4 | 8.1684e-05 | 4.6474e-05 | 3.1569e-05 | 8.1684e-05 | 8.7692e-05 | 9.3971e-05 | 8.1684e-05 | 4.6474e-05 | 3.1569e-05 | 8.1684e-05 | 8.7692e-05 | 9.3971e-05
9 | 30 | 5 | 8.3244e-05 | 2.8617e-05 | 2.1418e-05 | 8.3244e-05 | 9.1513e-05 | 0.00010451 | 8.3244e-05 | 2.8617e-05 | 2.1418e-05 | 8.3244e-05 | 9.1513e-05 | 0.00010451
9 | 30 | 6 | 8.5183e-05 | 1.6942e-05 | 2.1685e-05 | 8.5183e-05 | 9.3221e-05 | 0.00011412 | 8.5183e-05 | 1.6942e-05 | 2.1685e-05 | 8.5183e-05 | 9.3221e-05 | 0.00011412
9 | 30 | 7 | 8.6561e-05 | 1.0091e-05 | 4.0975e-05 | 8.6561e-05 | 9.2707e-05 | 0.00012461 | 8.6561e-05 | 1.0091e-05 | 4.0975e-05 | 8.6561e-05 | 9.2707e-05 | 0.00012461
9 | 30 | 8 | 9.1379e-05 | 1.4915e-05 | 8.8106e-05 | 9.1379e-05 | 9.0155e-05 | 0.00013228 | 9.1379e-05 | 1.4915e-05 | 8.8106e-05 | 9.1379e-05 | 9.0155e-05 | 0.00013228
9 | 30 | 9 | 9.6656e-05 | 3.0871e-05 | 0.00014026 | 9.6656e-05 | 8.6999e-05 | 0.00013851 | 9.6656e-05 | 3.0871e-05 | 0.00014026 | 9.6656e-05 | 8.6999e-05 | 0.00013851
9 | 30 | 10 | 0.00010136 | 3.3977e-05 | 0.00013781 | 0.00010136 | 8.1411e-05 | 0.00014076 | 0.00010136 | 3.3977e-05 | 0.00013781 | 0.00010136 | 8.1411e-05 | 0.00014076
9 | 30 | 11 | 0.00010452 | 4.0073e-05 | 0.00011224 | 0.00010452 | 7.7496e-05 | 0.00014243 | 0.00010452 | 4.0073e-05 | 0.00011224 | 0.00010452 | 7.7496e-05 | 0.00014243
9 | 30 | 12 | 0.00010669 | 4.9721e-05 | 9.6792e-05 | 0.00010669 | 7.1996e-05 | 0.00014419 | 0.00010669 | 4.9721e-05 | 9.6792e-05 | 0.00010669 | 7.1996e-05 | 0.00014419
9 | 30 | 13 | 0.00010855 | 7.1706e-05 | 0.00010242 | 0.00010855 | 7.1359e-05 | 0.00014861 | 0.00010855 | 7.1706e-05 | 0.00010242 | 0.00010855 | 7.1359e-05 | 0.00014861
9 | 30 | 14 | 0.00011039 | 8.5497e-05 | 0.00011398 | 0.00011039 | 7.1279e-05 | 0.00015096 | 0.00011039 | 8.5497e-05 | 0.00011398 | 0.00011039 | 7.1279e-05 | 0.00015096
9 | 30 | 15 | 0.00011204 | 9.8578e-05 | 0.00011913 | 0.00011204 | 7.1931e-05 | 0.00015121 | 0.00011204 | 9.8578e-05 | 0.00011913 | 0.00011204 | 7.1931e-05 | 0.00015121
9 | 30 | 16 | 0.00011303 | 0.00013443 | 0.00014201 | 0.00011303 | 7.3274e-05 | 0.00014903 | 0.00011303 | 0.00013443 | 0.00014201 | 0.00011303 | 7.3274e-05 | 0.00014903
9 | 30 | 17 | 0.0001135 | 0.00016973 | 0.00016019 | 0.0001135 | 7.3066e-05 | 0.00014295 | 0.0001135 | 0.00016973 | 0.00016019 | 0.0001135 | 7.3066e-05 | 0.00014295
9 | 30 | 18 | 0.00011504 | 0.00021594 | 0.00018846 | 0.00011504 | 7.5119e-05 | 0.00014161 | 0.00011504 | 0.00021594 | 0.00018846 | 0.00011504 | 7.5119e-05 | 0.00014161
9 | 30 | 19 | 0.00012294 | 0.00024944 | 0.00020631 | 0.00012294 | 8.2231e-05 | 0.00014088 | 0.00012294 | 0.00024944 | 0.00020631 | 0.00012294 | 8.2231e-05 | 0.00014088
9 | 30 | 20 | 0.00012088 | 0.00025643 | 0.00020076 | 0.00012088 | 8.1285e-05 | 0.00013387 | 0.00012088 | 0.00025643 | 0.00020076 | 0.00012088 | 8.1285e-05 | 0.00013387
9 | 30 | 21 | 0.00011356 | 0.00024842 | 0.00018308 | 0.00011356 | 7.9064e-05 | 0.00012353 | 0.00011356 | 0.00024842 | 0.00018308 | 0.00011356 | 7.9064e-05 | 0.00012353
9 | 30 | 22 | 0.00010419 | 0.00023397 | 0.00016829 | 0.00010419 | 7.9876e-05 | 0.0001084 | 0.00010419 | 0.00023397 | 0.00016829 | 0.00010419 | 7.9876e-05 | 0.0001084
9 | 30 | 23 | 9.5353e-05 | 0.00021696 | 0.0001522 | 9.5353e-05 | 8.1703e-05 | 9.8284e-05 | 9.5353e-05 | 0.00021696 | 0.0001522 | 9.5353e-05 | 8.1703e-05 | 9.8284e-05
9 | 30 | 24 | 8.9003e-05 | 0.00018062 | 0.00012231 | 8.9003e-05 | 8.2935e-05 | 9.4073e-05 | 8.9003e-05 | 0.00018062 | 0.00012231 | 8.9003e-05 | 8.2935e-05 | 9.4073e-05
10 | 1 | 1 | 8.5433e-05 | 0.00013825 | 8.7285e-05 | 8.5433e-05 | 9.6776e-05 | 8.584e-05 | 8.5433e-05 | 0.00013825 | 8.7285e-05 | 8.5433e-05 | 9.6776e-05 | 8.584e-05
10 | 1 | 2 | 8.3477e-05 | 0.00010307 | 6.6412e-05 | 8.3477e-05 | 0.00010082 | 8.5044e-05 | 8.3477e-05 | 0.00010307 | 6.6412e-05 | 8.3477e-05 | 0.00010082 | 8.5044e-05
10 | 1 | 3 | 8.3086e-05 | 7.1086e-05 | 4.7779e-05 | 8.3086e-05 | 0.00010448 | 8.5212e-05 | 8.3086e-05 | 7.1086e-05 | 4.7779e-05 | 8.3086e-05 | 0.00010448 | 8.5212e-05
10 | 1 | 4 | 8.5629e-05 | 4.7828e-05 | 3.3129e-05 | 8.5629e-05 | 0.00010774 | 8.9108e-05 | 8.5629e-05 | 4.7828e-05 | 3.3129e-05 | 8.5629e-05 | 0.00010774 | 8.9108e-05
10 | 1 | 5 | 9.2183e-05 | 2.9833e-05 | 2.2439e-05 | 9.2183e-05 | 0.00011245 | 9.7355e-05 | 9.2183e-05 | 2.9833e-05 | 2.2439e-05 | 9.2183e-05 | 0.00011245 | 9.7355e-05
10 | 1 | 6 | 0.00010175 | 1.7982e-05 | 2.1912e-05 | 0.00010175 | 0.00011889 | 0.00010907 | 0.00010175 | 1.7982e-05 | 2.1912e-05 | 0.00010175 | 0.00011889 | 0.00010907
10 | 1 | 7 | 0.00010928 | 1.0474e-05 | 3.9359e-05 | 0.00010928 | 0.00012576 | 0.0001169 | 0.00010928 | 1.0474e-05 | 3.9359e-05 | 0.00010928 | 0.00012576 | 0.0001169
10 | 1 | 8 | 0.00011452 | 1.5064e-05 | 8.3741e-05 | 0.00011452 | 0.00012534 | 0.0001234 | 0.00011452 | 1.5064e-05 | 8.3741e-05 | 0.00011452 | 0.00012534 | 0.0001234
10 | 1 | 9 | 0.00011994 | 3.029e-05 | 0.00013245 | 0.00011994 | 0.00011447 | 0.0001285 | 0.00011994 | 3.029e-05 | 0.00013245 | 0.00011994 | 0.00011447 | 0.0001285
10 | 1 | 10 | 0.00012506 | 3.402e-05 | 0.00013119 | 0.00012506 | 9.8876e-05 | 0.00013089 | 0.00012506 | 3.402e-05 | 0.00013119 | 0.00012506 | 9.8876e-05 | 0.00013089
10 | 1 | 11 | 0.00012824 | 4.0383e-05 | 0.00010869 | 0.00012824 | 8.8181e-05 | 0.00013178 | 0.00012824 | 4.0383e-05 | 0.00010869 | 0.00012824 | 8.8181e-05 | 0.00013178
10 | 1 | 12 | 0.00012952 | 5.0222e-05 | 9.5191e-05 | 0.00012952 | 8.2118e-05 | 0.00013195 | 0.00012952 | 5.0222e-05 | 9.5191e-05 | 0.00012952 | 8.2118e-05 | 0.00013195
10 | 1 | 13 | 0.00013167 | 7.2502e-05 | 0.00010228 | 0.00013167 | 7.8891e-05 | 0.00013275 | 0.00013167 | 7.2502e-05 | 0.00010228 | 0.00013167 | 7.8891e-05 | 0.00013275
10 | 1 | 14 | 0.00013251 | 8.766e-05 | 0.0001146 | 0.00013251 | 7.7789e-05 | 0.00013241 | 0.00013251 | 8.766e-05 | 0.0001146 | 0.00013251 | 7.7789e-05 | 0.00013241
10 | 1 | 15 | 0.00013207 | 0.0001007 | 0.00012004 | 0.00013207 | 7.7211e-05 | 0.00013182 | 0.00013207 | 0.0001007 | 0.00012004 | 0.00013207 | 7.7211e-05 | 0.00013182
10 | 1 | 16 | 0.0001305 | 0.00013518 | 0.0001423 | 0.0001305 | 7.8895e-05 | 0.00012924 | 0.0001305 | 0.00013518 | 0.0001423 | 0.0001305 | 7.8895e-05 | 0.00012924
10 | 1 | 17 | 0.00012752 | 0.00016898 | 0.0001598 | 0.00012752 | 8.2807e-05 | 0.0001273 | 0.00012752 | 0.00016898 | 0.0001598 | 0.00012752 | 8.2807e-05 | 0.0001273
10 | 1 | 18 | 0.00012697 | 0.00021257 | 0.0001864 | 0.00012697 | 8.7038e-05 | 0.00013203 | 0.00012697 | 0.00021257 | 0.0001864 | 0.00012697 | 8.7038e-05 | 0.00013203
10 | 1 | 19 | 0.0001344 | 0.00024415 | 0.00020354 | 0.0001344 | 9.3821e-05 | 0.00012829 | 0.0001344 | 0.00024415 | 0.00020354 | 0.0001344 | 9.3821e-05 | 0.00012829
10 | 1 | 20 | 0.00013105 | 0.00025123 | 0.00019874 | 0.00013105 | 9.2493e-05 | 0.00012393 | 0.00013105 | 0.00025123 | 0.00019874 | 0.00013105 | 9.2493e-05 | 0.00012393
10 | 1 | 21 | 0.00012313 | 0.00024445 | 0.00018308 | 0.00012313 | 8.9217e-05 | 0.00011477 | 0.00012313 | 0.00024445 | 0.00018308 | 0.00012313 | 8.9217e-05 | 0.00011477
10 | 1 | 22 | 0.00011186 | 0.00023206 | 0.00016977 | 0.00011186 | 9.0278e-05 | 0.00010287 | 0.00011186 | 0.00023206 | 0.00016977 | 0.00011186 | 9.0278e-05 | 0.00010287
10 | 1 | 23 | 0.0001009 | 0.00021552 | 0.0001537 | 0.0001009 | 9.2727e-05 | 9.3146e-05 | 0.0001009 | 0.00021552 | 0.0001537 | 0.0001009 | 9.2727e-05 | 9.3146e-05
10 | 1 | 24 | 9.3972e-05 | 0.00018052 | 0.00012466 | 9.3972e-05 | 9.5038e-05 | 8.7962e-05 | 9.3972e-05 | 0.00018052 | 0.00012466 | 9.3972e-05 | 9.5038e-05 | 8.7962e-05
10 | 2 | 1 | 8.9623e-05 | 0.00013825 | 8.7285e-05 | 8.9623e-05 | 9.6776e-05 | 8.584e-05 | 8.9623e-05 | 0.00013825 | 8.7285e-05 | 8.9623e-05 | 9.6776e-05 | 8.584e-05
10 | 2 | 2 | 8.7297e-05 | 0.00010307 | 6.6412e-05 | 8.7297e-05 | 0.00010082 | 8.5044e-05 | 8.7297e-05 | 0.00010307 | 6.6412e-05 | 8.7297e-05 | 0.00010082 | 8.5044e-05
10 | 2 | 3 | 8.6344e-05 | 7.1086e-05 | 4.7779e-05 | 8.6344e-05 | 0.00010448 | 8.5212e-05 | 8.6344e-05 | 7.1086e-05 | 4.7779e-05 | 8.6344e-05 | 0.00010448 | 8.5212e-05
10 | 2 | 4 | 8.7963e-05 | 4.7828e-05 | 3.3129e-05 | 8.7963e-05 | 0.00010774 | 8.9108e-05 | 8.7963e-05 | 4.7828e-05 | 3.3129e-05 | 8.7963e-05 | 0.00010774 | 8.9108e-05
10 | 2 | 5 | 9.4184e-05 | 2.9833e-05 | 2.2439e-05 | 9.4184e-05 | 0.00011245 | 9.7355e-05 | 9.4184e-05 | 2.9833e-05 | 2.2439e-05 | 9.4184e-05 | 0.00011245 | 9.7355e-05
10 | 2 | 6 | 0.00010479 | 1.7982e-05 | 2.1912e-05 | 0.00010479 | 0.00011889 | 0.00010907 | 0.00010479 | 1.7982e-05 | 2.1912e-05 | 0.00010479 | 0.00011889 | 0.00010907
10 | 2 | 7 | 0.00010989 | 1.0474e-05 | 3.9359e-05 | 0.00010989 | 0.00012576 | 0.0001169 | 0.00010989 | 1.0474e-05 | 3.9359e-05 | 0.00010989 | 0.00012576 | 0.0001169
10 | 2 | 8 | 0.00011511 | 1.5064e-05 | 8.3741e-05 | 0.00011511 | 0.00012534 | 0.0001234 | 0.00011511 | 1.5064e-05 | 8.3741e-05 | 0.00011511 | 0.00012534 | 0.0001234
10 | 2 | 9 | 0.00012121 | 3.029e-05 | 0.00013245 | 0.00012121 | 0.00011447 | 0.0001285 | 0.00012121 | 3.029e-05 | 0.00013245 | 0.00012121 | 0.00011447 | 0.0001285
10 | 2 | 10 | 0.00012651 | 3.402e-05 | 0.00013119 | 0.00012651 | 9.8876e-05 | 0.00013089 | 0.00012651 | 3.402e-05 | 0.00013119 | 0.00012651 | 9.8876e-05 | 0.00013089
10 | 2 | 11 | 0.0001308 | 4.0383e-05 | 0.00010869 | 0.0001308 | 8.8181e-05 | 0.00013178 | 0.0001308 | 4.0383e-05 | 0.00010869 | 0.0001308 | 8.8181e-05 | 0.00013178
10 | 2 | 12 | 0.00013323 | 5.0222e-05 | 9.5191e-05 | 0.00013323 | 8.2118e-05 | 0.00013195 | 0.00013323 | 5.0222e-05 | 9.5191e-05 | 0.00013323 | 8.2118e-05 | 0.00013195
10 | 2 | 13 | 0.00013627 | 7.2502e-05 | 0.00010228 | 0.00013627 | 7.8891e-05 | 0.00013275 | 0.00013627 | 7.2502e-05 | 0.00010228 | 0.00013627 | 7.8891e-05 | 0.00013275
10 | 2 | 14 | 0.00013778 | 8.766e-05 | 0.0001146 | 0.00013778 | 7.7789e-05 | 0.00013241 | 0.00013778 | 8.766e-05 | 0.0001146 | 0.00013778 | 7.7789e-05 | 0.00013241
10 | 2 | 15 | 0.00013887 | 0.0001007 | 0.00012004 | 0.00013887 | 7.7211e-05 | 0.00013182 | 0.00013887 | 0.0001007 | 0.00012004 | 0.00013887 | 7.7211e-05 | 0.00013182
10 | 2 | 16 | 0.00013783 | 0.00013518 | 0.0001423 | 0.00013783 | 7.8895e-05 | 0.00012924 | 0.00013783 | 0.00013518 | 0.0001423 | 0.00013783 | 7.8895e-05 | 0.00012924
10 | 2 | 17 | 0.00013431 | 0.00016898 | 0.0001598 | 0.00013431 | 8.2807e-05 | 0.0001273 | 0.00013431 | 0.00016898 | 0.0001598 | 0.00013431 | 8.2807e-05 | 0.0001273
10 | 2 | 18 | 0.0001326 | 0.00021257 | 0.0001864 | 0.0001326 | 8.7038e-05 | 0.00013203 | 0.0001326 | 0.00021257 | 0.0001864 | 0.0001326 | 8.7038e-05 | 0.00013203
10 | 2 | 19 | 0.00013844 | 0.00024415 | 0.00020354 | 0.00013844 | 9.3821e-05 | 0.00012829 | 0.00013844 | 0.00024415 | 0.00020354 | 0.00013844 | 9.3821e-05 | 0.00012829
10 | 2 | 20 | 0.00013392 | 0.00025123 | 0.00019874 | 0.00013392 | 9.2493e-05 | 0.00012393 | 0.00013392 | 0.00025123 | 0.00019874 | 0.00013392 | 9.2493e-05 | 0.00012393
10 | 2 | 21 | 0.00012484 | 0.00024445 | 0.00018308 | 0.00012484 | 8.9217e-05 | 0.00011477 | 0.00012484 | 0.00024445 | 0.00018308 | 0.00012484 | 8.9217e-05 | 0.00011477
10 | 2 | 22 | 0.00011319 | 0.00023206 | 0.00016977 | 0.00011319 | 9.0278e-05 | 0.00010287 | 0.00011319 | 0.00023206 | 0.00016977 | 0.00011319 | 9.0278e-05 | 0.00010287
10 | 2 | 23 | 0.00010268 | 0.00021552 | 0.0001537 | 0.00010268 | 9.2727e-05 | 9.3146e-05 | 0.00010268 | 0.00021552 | 0.0001537 | 0.00010268 | 9.2727e-05 | 9.3146e-05
10 | 2 | 24 | 9.5241e-05 | 0.00018052 | 0.00012466 | 9.5241e-05 | 9.5038e-05 | 8.7962e-05 | 9.5241e-05 | 0.00018052 | 0.00012466 | 9.5241e-05 | 9.5038e-05 | 8.7962e-05
10 | 3 | 1 | 9.0543e-05 | 0.00013825 | 8.7285e-05 | 9.0543e-05 | 9.6776e-05 | 8.584e-05 | 9.0543e-05 | 0.00013825 | 8.7285e-05 | 9.0543e-05 | 9.6776e-05 | 8.584e-05
10 | 3 | 2 | 8.8067e-05 | 0.00010307 | 6.6412e-05 | 8.8067e-05 | 0.00010082 | 8.5044e-05 | 8.8067e-05 | 0.00010307 | 6.6412e-05 | 8.8067e-05 | 0.00010082 | 8.5044e-05
10 | 3 | 3 | 8.7023e-05 | 7.1086e-05 | 4.7779e-05 | 8.7023e-05 | 0.00010448 | 8.5212e-05 | 8.7023e-05 | 7.1086e-05 | 4.7779e-05 | 8.7023e-05 | 0.00010448 | 8.5212e-05
10 | 3 | 4 | 8.8479e-05 | 4.7828e-05 | 3.3129e-05 | 8.8479e-05 | 0.00010774 | 8.9108e-05 | 8.8479e-05 | 4.7828e-05 | 3.3129e-05 | 8.8479e-05 | 0.00010774 | 8.9108e-05
10 | 3 | 5 | 9.4758e-05 | 2.9833e-05 | 2.2439e-05 | 9.4758e-05 | 0.00011245 | 9.7355e-05 | 9.4758e-05 | 2.9833e-05 | 2.2439e-05 | 9.4758e-05 | 0.00011245 | 9.7355e-05
10 | 3 | 6 | 0.00010533 | 1.7982e-05 | 2.1912e-05 | 0.00010533 | 0.00011889 | 0.00010907 | 0.00010533 | 1.7982e-05 | 2.1912e-05 | 0.00010533 | 0.00011889 | 0.00010907
10 | 3 | 7 | 0.00011084 | 1.0474e-05 | 3.9359e-05 | 0.00011084 | 0.00012576 | 0.0001169 | 0.00011084 | 1.0474e-05 | 3.9359e-05 | 0.00011084 | 0.00012576 | 0.0001169
10 | 3 | 8 | 0.00011521 | 1.5064e-05 | 8.3741e-05 | 0.00011521 | 0.00012534 | 0.0001234 | 0.00011521 | 1.5064e-05 | 8.3741e-05 | 0.00011521 | 0.00012534 | 0.0001234
10 | 3 | 9 | 0.00012132 | 3.029e-05 | 0.00013245 | 0.00012132 | 0.00011447 | 0.0001285 | 0.00012132 | 3.029e-05 | 0.00013245 | 0.00012132 | 0.00011447 | 0.0001285
10 | 3 | 10 | 0.00012685 | 3.402e-05 | 0.00013119 | 0.00012685 | 9.8876e-05 | 0.00013089 | 0.00012685 | 3.402e-05 | 0.00013119 | 0.00012685 | 9.8876e-05 | 0.00013089
10 | 3 | 11 | 0.00013091 | 4.0383e-05 | 0.00010869 | 0.00013091 | 8.8181e-05 | 0.00013178 | 0.00013091 | 4.0383e-05 | 0.00010869 | 0.00013091 | 8.8181e-05 | 0.00013178
10 | 3 | 12 | 0.00013243 | 5.0222e-05 | 9.5191e-05 | 0.00013243 | 8.2118e-05 | 0.00013195 | 0.00013243 | 5.0222e-05 | 9.5191e-05 | 0.00013243 | 8.2118e-05 | 0.00013195
10 | 3 | 13 | 0.00013513 | 7.2502e-05 | 0.00010228 | 0.00013513 | 7.8891e-05 | 0.00013275 | 0.00013513 | 7.2502e-05 | 0.00010228 | 0.00013513 | 7.8891e-05 | 0.00013275
10 | 3 | 14 | 0.00013689 | 8.766e-05 | 0.0001146 | 0.00013689 | 7.7789e-05 | 0.00013241 | 0.00013689 | 8.766e-05 | 0.0001146 | 0.00013689 | 7.7789e-05 | 0.00013241
10 | 3 | 15 | 0.00013689 | 0.0001007 | 0.00012004 | 0.00013689 | 7.7211e-05 | 0.00013182 | 0.00013689 | 0.0001007 | 0.00012004 | 0.00013689 | 7.7211e-05 | 0.00013182
10 | 3 | 16 | 0.00013512 | 0.00013518 | 0.0001423 | 0.00013512 | 7.8895e-05 | 0.00012924 | 0.00013512 | 0.00013518 | 0.0001423 | 0.00013512 | 7.8895e-05 | 0.00012924
10 | 3 | 17 | 0.00013101 | 0.00016898 | 0.0001598 | 0.00013101 | 8.2807e-05 | 0.0001273 | 0.00013101 | 0.00016898 | 0.0001598 | 0.00013101 | 8.2807e-05 | 0.0001273
10 | 3 | 18 | 0.00012871 | 0.00021257 | 0.0001864 | 0.00012871 | 8.7038e-05 | 0.00013203 | 0.00012871 | 0.00021257 | 0.0001864 | 0.00012871 | 8.7038e-05 | 0.00013203
10 | 3 | 19 | 0.00013534 | 0.00024415 | 0.00020354 | 0.00013534 | 9.3821e-05 | 0.00012829 | 0.00013534 | 0.00024415 | 0.00020354 | 0.00013534 | 9.3821e-05 | 0.00012829
10 | 3 | 20 | 0.0001315 | 0.00025123 | 0.00019874 | 0.0001315 | 9.2493e-05 | 0.00012393 | 0.0001315 | 0.00025123 | 0.00019874 | 0.0001315 | 9.2493e-05 | 0.00012393
10 | 3 | 21 | 0.00012371 | 0.00024445 | 0.00018308 | 0.00012371 | 8.9217e-05 | 0.00011477 | 0.00012371 | 0.00024445 | 0.00018308 | 0.00012371 | 8.9217e-05 | 0.00011477
10 | 3 | 22 | 0.00011239 | 0.00023206 | 0.00016977 | 0.00011239 | 9.0278e-05 | 0.00010287 | 0.00011239 | 0.00023206 | 0.00016977 | 0.00011239 | 9.0278e-05 | 0.00010287
10 | 3 | 23 | 0.00010231 | 0.00021552 | 0.0001537 | 0.00010231 | 9.2727e-05 | 9.3146e-05 | 0.00010231 | 0.00021552 | 0.0001537 | 0.00010231 | 9.2727e-05 | 9.3146e-05
10 | 3 | 24 | 9.4995e-05 | 0.00018052 | 0.00012466 | 9.4995e-05 | 9.5038e-05 | 8.7962e-05 | 9.4995e-05 | 0.00018052 | 0.00012466 | 9.4995e-05 | 9.5038e-05 | 8.7962e-05
10 | 4 | 1 | 9.0726e-05 | 0.00013825 | 8.7285e-05 | 9.0726e-05 | 9.6776e-05 | 8.584e-05 | 9.0726e-05 | 0.00013825 | 8.7285e-05 | 9.0726e-05 | 9.6776e-05 | 8.584e-05
10 | 4 | 2 | 8.7976e-05 | 0.00010307 | 6.6412e-05 | 8.7976e-05 | 0.00010082 | 8.5044e-05 | 8.7976e-05 | 0.00010307 | 6.6412e-05 | 8.7976e-05 | 0.00010082 | 8.5044e-05
10 | 4 | 3 | 8.6914e-05 | 7.1086e-05 | 4.7779e-05 | 8.6914e-05 | 0.00010448 | 8.5212e-05 | 8.6914e-05 | 7.1086e-05 | 4.7779e-05 | 8.6914e-05 | 0.00010448 | 8.5212e-05
10 | 4 | 4 | 8.8529e-05 | 4.7828e-05 | 3.3129e-05 | 8.8529e-05 | 0.00010774 | 8.9108e-05 | 8.8529e-05 | 4.7828e-05 | 3.3129e-05 | 8.8529e-05 | 0.00010774 | 8.9108e-05
10 | 4 | 5 | 9.4717e-05 | 2.9833e-05 | 2.2439e-05 | 9.4717e-05 | 0.00011245 | 9.7355e-05 | 9.4717e-05 | 2.9833e-05 | 2.2439e-05 | 9.4717e-05 | 0.00011245 | 9.7355e-05
10 | 4 | 6 | 0.00010424 | 1.7982e-05 | 2.1912e-05 | 0.00010424 | 0.00011889 | 0.00010907 | 0.00010424 | 1.7982e-05 | 2.1912e-05 | 0.00010424 | 0.00011889 | 0.00010907
10 | 4 | 7 | 0.00011068 | 1.0474e-05 | 3.9359e-05 | 0.00011068 | 0.00012576 | 0.0001169 | 0.00011068 | 1.0474e-05 | 3.9359e-05 | 0.00011068 | 0.00012576 | 0.0001169
10 | 4 | 8 | 0.00011485 | 1.5064e-05 | 8.3741e-05 | 0.00011485 | 0.00012534 | 0.0001234 | 0.00011485 | 1.5064e-05 | 8.3741e-05 | 0.00011485 | 0.00012534 | 0.0001234
10 | 4 | 9 | 0.00011985 | 3.029e-05 | 0.00013245 | 0.00011985 | 0.00011447 | 0.0001285 | 0.00011985 | 3.029e-05 | 0.00013245 | 0.00011985 | 0.00011447 | 0.0001285
10 | 4 | 10 | 0.0001236 | 3.402e-05 | 0.00013119 | 0.0001236 | 9.8876e-05 | 0.00013089 | 0.0001236 | 3.402e-05 | 0.00013119 | 0.0001236 | 9.8876e-05 | 0.00013089
10 | 4 | 11 | 0.00012574 | 4.0383e-05 | 0.00010869 | 0.00012574 | 8.8181e-05 | 0.00013178 | 0.00012574 | 4.0383e-05 | 0.00010869 | 0.00012574 | 8.8181e-05 | 0.00013178
10 | 4 | 12 | 0.00012613 | 5.0222e-05 | 9.5191e-05 | 0.00012613 | 8.2118e-05 | 0.00013195 | 0.00012613 | 5.0222e-05 | 9.5191e-05 | 0.00012613 | 8.2118e-05 | 0.00013195
10 | 4 | 13 | 0.00012739 | 7.2502e-05 | 0.00010228 | 0.00012739 | 7.8891e-05 | 0.00013275 | 0.00012739 | 7.2502e-05 | 0.00010228 | 0.00012739 | 7.8891e-05 | 0.00013275
10 | 4 | 14 | 0.00012755 | 8.766e-05 | 0.0001146 | 0.00012755 | 7.7789e-05 | 0.00013241 | 0.00012755 | 8.766e-05 | 0.0001146 | 0.00012755 | 7.7789e-05 | 0.00013241
10 | 4 | 15 | 0.00012649 | 0.0001007 | 0.00012004 | 0.00012649 | 7.7211e-05 | 0.00013182 | 0.00012649 | 0.0001007 | 0.00012004 | 0.00012649 | 7.7211e-05 | 0.00013182
10 | 4 | 16 | 0.00012387 | 0.00013518 | 0.0001423 | 0.00012387 | 7.8895e-05 | 0.00012924 | 0.00012387 | 0.00013518 | 0.0001423 | 0.00012387 | 7.8895e-05 | 0.00012924
10 | 4 | 17 | 0.00012019 | 0.00016898 | 0.0001598 | 0.00012019 | 8.2807e-05 | 0.0001273 | 0.00012019 | 0.00016898 | 0.0001598 | 0.00012019 | 8.2807e-05 | 0.0001273
10 | 4 | 18 | 0.00012256 | 0.00021257 | 0.0001864 | 0.00012256 | 8.7038e-05 | 0.00013203 | 0.00012256 | 0.00021257 | 0.0001864 | 0.00012256 | 8.7038e-05 | 0.00013203
10 | 4 | 19 | 0.00012925 | 0.00024415 | 0.00020354 | 0.00012925 | 9.3821e-05 | 0.00012829 | 0.00012925 | 0.00024415 | 0.00020354 | 0.00012925 | 9.3821e-05 | 0.00012829
10 | 4 | 20 | 0.00012637 | 0.00025123 | 0.00019874 | 0.00012637 | 9.2493e-05 | 0.00012393 | 0.00012637 | 0.00025123 | 0.00019874 | 0.00012637 | 9.2493e-05 | 0.00012393
10 | 4 | 21 | 0.00011945 | 0.00024445 | 0.00018308 | 0.00011945 | 8.9217e-05 | 0.00011477 | 0.00011945 | 0.00024445 | 0.00018308 | 0.00011945 | 8.9217e-05 | 0.00011477
10 | 4 | 22 | 0.0001098 | 0.00023206 | 0.00016977 | 0.0001098 | 9.0278e-05 | 0.00010287 | 0.0001098 | 0.00023206 | 0.00016977 | 0.0001098 | 9.0278e-05 | 0.00010287
10 | 4 | 23 | 0.00010055 | 0.00021552 | 0.0001537 | 0.00010055 | 9.2727e-05 | 9.3146e-05 | 0.00010055 | 0.00021552 | 0.0001537 | 0.00010055 | 9.2727e-05 | 9.3146e-05
10 | 4 | 24 | 9.3643e-05 | 0.00018052 | 0.00012466 | 9.3643e-05 | 9.5038e-05 | 8.7962e-05 | 9.3643e-05 | 0.00018052 | 0.00012466 | 9.3643e-05 | 9.5038e-05 | 8.7962e-05
10 | 5 | 1 | 8.9935e-05 | 0.00013825 | 8.7285e-05 | 8.9935e-05 | 9.6776e-05 | 8.584e-05 | 8.9935e-05 | 0.00013825 | 8.7285e-05 | 8.9935e-05 | 9.6776e-05 | 8.584e-05
10 | 5 | 2 | 8.7301e-05 | 0.00010307 | 6.6412e-05 | 8.7301e-05 | 0.00010082 | 8.5044e-05 | 8.7301e-05 | 0.00010307 | 6.6412e-05 | 8.7301e-05 | 0.00010082 | 8.5044e-05
10 | 5 | 3 | 8.6299e-05 | 7.1086e-05 | 4.7779e-05 | 8.6299e-05 | 0.00010448 | 8.5212e-05 | 8.6299e-05 | 7.1086e-05 | 4.7779e-05 | 8.6299e-05 | 0.00010448 | 8.5212e-05
10 | 5 | 4 | 8.8088e-05 | 4.7828e-05 | 3.3129e-05 | 8.8088e-05 | 0.00010774 | 8.9108e-05 | 8.8088e-05 | 4.7828e-05 | 3.3129e-05 | 8.8088e-05 | 0.00010774 | 8.9108e-05
10 | 5 | 5 | 9.4101e-05 | 2.9833e-05 | 2.2439e-05 | 9.4101e-05 | 0.00011245 | 9.7355e-05 | 9.4101e-05 | 2.9833e-05 | 2.2439e-05 | 9.4101e-05 | 0.00011245 | 9.7355e-05
10 | 5 | 6 | 0.00010354 | 1.7982e-05 | 2.1912e-05 | 0.00010354 | 0.00011889 | 0.00010907 | 0.00010354 | 1.7982e-05 | 2.1912e-05 | 0.00010354 | 0.00011889 | 0.00010907
10 | 5 | 7 | 0.00011007 | 1.0474e-05 | 3.9359e-05 | 0.00011007 | 0.00012576 | 0.0001169 | 0.00011007 | 1.0474e-05 | 3.9359e-05 | 0.00011007 | 0.00012576 | 0.0001169
10 | 5 | 8 | 0.00011327 | 1.5064e-05 | 8.3741e-05 | 0.00011327 | 0.00012534 | 0.0001234 | 0.00011327 | 1.5064e-05 | 8.3741e-05 | 0.00011327 | 0.00012534 | 0.0001234
10 | 5 | 9 | 0.00011723 | 3.029e-05 | 0.00013245 | 0.00011723 | 0.00011447 | 0.0001285 | 0.00011723 | 3.029e-05 | 0.00013245 | 0.00011723 | 0.00011447 | 0.0001285
10 | 5 | 10 | 0.00012002 | 3.402e-05 | 0.00013119 | 0.00012002 | 9.8876e-05 | 0.00013089 | 0.00012002 | 3.402e-05 | 0.00013119 | 0.00012002 | 9.8876e-05 | 0.00013089
10 | 5 | 11 | 0.00012059 | 4.0383e-05 | 0.00010869 | 0.00012059 | 8.8181e-05 | 0.00013178 | 0.00012059 | 4.0383e-05 | 0.00010869 | 0.00012059 | 8.8181e-05 | 0.00013178
10 | 5 | 12 | 0.00012028 | 5.0222e-05 | 9.5191e-05 | 0.00012028 | 8.2118e-05 | 0.00013195 | 0.00012028 | 5.0222e-05 | 9.5191e-05 | 0.00012028 | 8.2118e-05 | 0.00013195
10 | 5 | 13 | 0.00011895 | 7.2502e-05 | 0.00010228 | 0.00011895 | 7.8891e-05 | 0.00013275 | 0.00011895 | 7.2502e-05 | 0.00010228 | 0.00011895 | 7.8891e-05 | 0.00013275
10 | 5 | 14 | 0.00011787 | 8.766e-05 | 0.0001146 | 0.00011787 | 7.7789e-05 | 0.00013241 | 0.00011787 | 8.766e-05 | 0.0001146 | 0.00011787 | 7.7789e-05 | 0.00013241
10 | 5 | 15 | 0.00011566 | 0.0001007 | 0.00012004 | 0.00011566 | 7.7211e-05 | 0.00013182 | 0.00011566 | 0.0001007 | 0.00012004 | 0.00011566 | 7.7211e-05 | 0.00013182
10 | 5 | 16 | 0.00011335 | 0.00013518 | 0.0001423 | 0.00011335 | 7.8895e-05 | 0.00012924 | 0.00011335 | 0.00013518 | 0.0001423 | 0.00011335 | 7.8895e-05 | 0.00012924
10 | 5 | 17 | 0.00011077 | 0.00016898 | 0.0001598 | 0.00011077 | 8.2807e-05 | 0.0001273 | 0.00011077 | 0.00016898 | 0.0001598 | 0.00011077 | 8.2807e-05 | 0.0001273
10 | 5 | 18 | 0.00011394 | 0.00021257 | 0.0001864 | 0.00011394 | 8.7038e-05 | 0.00013203 | 0.00011394 | 0.00021257 | 0.0001864 | 0.00011394 | 8.7038e-05 | 0.00013203
10 | 5 | 19 | 0.00012052 | 0.00024415 | 0.00020354 | 0.00012052 | 9.3821e-05 | 0.00012829 | 0.00012052 | 0.00024415 | 0.00020354 | 0.00012052 | 9.3821e-05 | 0.00012829
10 | 5 | 20 | 0.00011811 | 0.00025123 | 0.00019874 | 0.00011811 | 9.2493e-05 | 0.00012393 | 0.00011811 | 0.00025123 | 0.00019874 | 0.00011811 | 9.2493e-05 | 0.00012393
10 | 5 | 21 | 0.00011302 | 0.00024445 | 0.00018308 | 0.00011302 | 8.9217e-05 | 0.00011477 | 0.00011302 | 0.00024445 | 0.00018308 | 0.00011302 | 8.9217e-05 | 0.00011477
10 | 5 | 22 | 0.00010639 | 0.00023206 | 0.00016977 | 0.00010639 | 9.0278e-05 | 0.00010287 | 0.00010639 | 0.00023206 | 0.00016977 | 0.00010639 | 9.0278e-05 | 0.00010287
10 | 5 | 23 | 9.805e-05 | 0.00021552 | 0.0001537 | 9.805e-05 | 9.2727e-05 | 9.3146e-05 | 9.805e-05 | 0.00021552 | 0.0001537 | 9.805e-05 | 9.2727e-05 | 9.3146e-05
10 | 5 | 24 | 9.1608e-05 | 0.00018052 | 0.00012466 | 9.1608e-05 | 9.5038e-05 | 8.7962e-05 | 9.1608e-05 | 0.00018052 | 0.00012466 | 9.1608e-05 | 9.5038e-05 | 8.7962e-05
10 | 6 | 1 | 8.7239e-05 | 0.00013825 | 8.7285e-05 | 8.7239e-05 | 9.6776e-05 | 8.584e-05 | 8.7239e-05 | 0.00013825 | 8.7285e-05 | 8.7239e-05 | 9.6776e-05 | 8.584e-05
10 | 6 | 2 | 8.4813e-05 | 0.00010307 | 6.6412e-05 | 8.4813e-05 | 0.00010082 | 8.5044e-05 | 8.4813e-05 | 0.00010307 | 6.6412e-05 | 8.4813e-05 | 0.00010082 | 8.5044e-05
10 | 6 | 3 | 8.3544e-05 | 7.1086e-05 | 4.7779e-05 | 8.3544e-05 | 0.00010448 | 8.5212e-05 | 8.3544e-05 | 7.1086e-05 | 4.7779e-05 | 8.3544e-05 | 0.00010448 | 8.5212e-05
10 | 6 | 4 | 8.3977e-05 | 4.7828e-05 | 3.3129e-05 | 8.3977e-05 | 0.00010774 | 8.9108e-05 | 8.3977e-05 | 4.7828e-05 | 3.3129e-05 | 8.3977e-05 | 0.00010774 | 8.9108e-05
10 | 6 | 5 | 8.6007e-05 | 2.9833e-05 | 2.2439e-05 | 8.6007e-05 | 0.00011245 | 9.7355e-05 | 8.6007e-05 | 2.9833e-05 | 2.2439e-05 | 8.6007e-05 | 0.00011245 | 9.7355e-05
10 | 6 | 6 | 8.7659e-05 | 1.7982e-05 | 2.1912e-05 | 8.7659e-05 | 0.00011889 | 0.00010907 | 8.7659e-05 | 1.7982e-05 | 2.1912e-05 | 8.7659e-05 | 0.00011889 | 0.00010907
10 | 6 | 7 | 9.0377e-05 | 1.0474e-05 | 3.9359e-05 | 9.0377e-05 | 0.00012576 | 0.0001169 | 9.0377e-05 | 1.0474e-05 | 3.9359e-05 | 9.0377e-05 | 0.00012576 | 0.0001169
10 | 6 | 8 | 9.5457e-05 | 1.5064e-05 | 8.3741e-05 | 9.5457e-05 | 0.00012534 | 0.0001234 | 9.5457e-05 | 1.5064e-05 | 8.3741e-05 | 9.5457e-05 | 0.00012534 | 0.0001234
10 | 6 | 9 | 0.00010043 | 3.029e-05 | 0.00013245 | 0.00010043 | 0.00011447 | 0.0001285 | 0.00010043 | 3.029e-05 | 0.00013245 | 0.00010043 | 0.00011447 | 0.0001285
10 | 6 | 10 | 0.00010335 | 3.402e-05 | 0.00013119 | 0.00010335 | 9.8876e-05 | 0.00013089 | 0.00010335 | 3.402e-05 | 0.00013119 | 0.00010335 | 9.8876e-05 | 0.00013089
10 | 6 | 11 | 0.00010445 | 4.0383e-05 | 0.00010869 | 0.00010445 | 8.8181e-05 | 0.00013178 | 0.00010445 | 4.0383e-05 | 0.00010869 | 0.00010445 | 8.8181e-05 | 0.00013178
10 | 6 | 12 | 0.00010388 | 5.0222e-05 | 9.5191e-05 | 0.00010388 | 8.2118e-05 | 0.00013195 | 0.00010388 | 5.0222e-05 | 9.5191e-05 | 0.00010388 | 8.2118e-05 | 0.00013195
10 | 6 | 13 | 0.00010307 | 7.2502e-05 | 0.00010228 | 0.00010307 | 7.8891e-05 | 0.00013275 | 0.00010307 | 7.2502e-05 | 0.00010228 | 0.00010307 | 7.8891e-05 | 0.00013275
10 | 6 | 14 | 0.00010217 | 8.766e-05 | 0.0001146 | 0.00010217 | 7.7789e-05 | 0.00013241 | 0.00010217 | 8.766e-05 | 0.0001146 | 0.00010217 | 7.7789e-05 | 0.00013241
10 | 6 | 15 | 0.00010168 | 0.0001007 | 0.00012004 | 0.00010168 | 7.7211e-05 | 0.00013182 | 0.00010168 | 0.0001007 | 0.00012004 | 0.00010168 | 7.7211e-05 | 0.00013182
10 | 6 | 16 | 0.00010143 | 0.00013518 | 0.0001423 | 0.00010143 | 7.8895e-05 | 0.00012924 | 0.00010143 | 0.00013518 | 0.0001423 | 0.00010143 | 7.8895e-05 | 0.00012924
10 | 6 | 17 | 0.00010189 | 0.00016898 | 0.0001598 | 0.00010189 | 8.2807e-05 | 0.0001273 | 0.00010189 | 0.00016898 | 0.0001598 | 0.00010189 | 8.2807e-05 | 0.0001273
10 | 6 | 18 | 0.00010602 | 0.00021257 | 0.0001864 | 0.00010602 | 8.7038e-05 | 0.00013203 | 0.00010602 | 0.00021257 | 0.0001864 | 0.00010602 | 8.7038e-05 | 0.00013203
10 | 6 | 19 | 0.00011346 | 0.00024415 | 0.00020354 | 0.00011346 | 9.3821e-05 | 0.00012829 | 0.00011346 | 0.00024415 | 0.00020354 | 0.00011346 | 9.3821e-05 | 0.00012829
10 | 6 | 20 | 0.0001112 | 0.00025123 | 0.00019874 | 0.0001112 | 9.2493e-05 | 0.00012393 | 0.0001112 | 0.00025123 | 0.00019874 | 0.0001112 | 9.2493e-05 | 0.00012393
10 | 6 | 21 | 0.00010714 | 0.00024445 | 0.00018308 | 0.00010714 | 8.9217e-05 | 0.00011477 | 0.00010714 | 0.00024445 | 0.00018308 | 0.00010714 | 8.9217e-05 | 0.00011477
10 | 6 | 22 | 0.00010084 | 0.00023206 | 0.00016977 | 0.00010084 | 9.0278e-05 | 0.00010287 | 0.00010084 | 0.00023206 | 0.00016977 | 0.00010084 | 9.0278e-05 | 0.00010287
10 | 6 | 23 | 9.4471e-05 | 0.00021552 | 0.0001537 | 9.4471e-05 | 9.2727e-05 | 9.3146e-05 | 9.4471e-05 | 0.00021552 | 0.0001537 | 9.4471e-05 | 9.2727e-05 | 9.3146e-05
10 | 6 | 24 | 8.8371e-05 | 0.00018052 | 0.00012466 | 8.8371e-05 | 9.5038e-05 | 8.7962e-05 | 8.8371e-05 | 0.00018052 | 0.00012466 | 8.8371e-05 | 9.5038e-05 | 8.7962e-05
10 | 7 | 1 | 8.4139e-05 | 0.00013825 | 8.7285e-05 | 8.4139e-05 | 9.6776e-05 | 8.584e-05 | 8.4139e-05 | 0.00013825 | 8.7285e-05 | 8.4139e-05 | 9.6776e-05 | 8.584e-05
10 | 7 | 2 | 8.175e-05 | 0.00010307 | 6.6412e-05 | 8.175e-05 | 0.00010082 | 8.5044e-05 | 8.175e-05 | 0.00010307 | 6.6412e-05 | 8.175e-05 | 0.00010082 | 8.5044e-05
10 | 7 | 3 | 8.0727e-05 | 7.1086e-05 | 4.7779e-05 | 8.0727e-05 | 0.00010448 | 8.5212e-05 | 8.0727e-05 | 7.1086e-05 | 4.7779e-05 | 8.0727e-05 | 0.00010448 | 8.5212e-05
10 | 7 | 4 | 8.0698e-05 | 4.7828e-05 | 3.3129e-05 | 8.0698e-05 | 0.00010774 | 8.9108e-05 | 8.0698e-05 | 4.7828e-05 | 3.3129e-05 | 8.0698e-05 | 0.00010774 | 8.9108e-05
10 | 7 | 5 | 8.2029e-05 | 2.9833e-05 | 2.2439e-05 | 8.2029e-05 | 0.00011245 | 9.7355e-05 | 8.2029e-05 | 2.9833e-05 | 2.2439e-05 | 8.2029e-05 | 0.00011245 | 9.7355e-05
10 | 7 | 6 | 8.3781e-05 | 1.7982e-05 | 2.1912e-05 | 8.3781e-05 | 0.00011889 | 0.00010907 | 8.3781e-05 | 1.7982e-05 | 2.1912e-05 | 8.3781e-05 | 0.00011889 | 0.00010907
10 | 7 | 7 | 8.3977e-05 | 1.0474e-05 | 3.9359e-05 | 8.3977e-05 | 0.00012576 | 0.0001169 | 8.3977e-05 | 1.0474e-05 | 3.9359e-05 | 8.3977e-05 | 0.00012576 | 0.0001169
10 | 7 | 8 | 8.9598e-05 | 1.5064e-05 | 8.3741e-05 | 8.9598e-05 | 0.00012534 | 0.0001234 | 8.9598e-05 | 1.5064e-05 | 8.3741e-05 | 8.9598e-05 | 0.00012534 | 0.0001234
10 | 7 | 9 | 9.3581e-05 | 3.029e-05 | 0.00013245 | 9.3581e-05 | 0.00011447 | 0.0001285 | 9.3581e-05 | 3.029e-05 | 0.00013245 | 9.3581e-05 | 0.00011447 | 0.0001285
10 | 7 | 10 | 9.7342e-05 | 3.402e-05 | 0.00013119 | 9.7342e-05 | 9.8876e-05 | 0.00013089 | 9.7342e-05 | 3.402e-05 | 0.00013119 | 9.7342e-05 | 9.8876e-05 | 0.00013089
10 | 7 | 11 | 9.9602e-05 | 4.0383e-05 | 0.00010869 | 9.9602e-05 | 8.8181e-05 | 0.00013178 | 9.9602e-05 | 4.0383e-05 | 0.00010869 | 9.9602e-05 | 8.8181e-05 | 0.00013178
10 | 7 | 12 | 0.00010061 | 5.0222e-05 | 9.5191e-05 | 0.00010061 | 8.2118e-05 | 0.00013195 | 0.00010061 | 5.0222e-05 | 9.5191e-05 | 0.00010061 | 8.2118e-05 | 0.00013195
10 | 7 | 13 | 0.00010135 | 7.2502e-05 | 0.00010228 | 0.00010135 | 7.8891e-05 | 0.00013275 | 0.00010135 | 7.2502e-05 | 0.00010228 | 0.00010135 | 7.8891e-05 | 0.00013275
10 | 7 | 14 | 0.00010199 | 8.766e-05 | 0.0001146 | 0.00010199 | 7.7789e-05 | 0.00013241 | 0.00010199 | 8.766e-05 | 0.0001146 | 0.00010199 | 7.7789e-05 | 0.00013241
10 | 7 | 15 | 0.0001028 | 0.0001007 | 0.00012004 | 0.0001028 | 7.7211e-05 | 0.00013182 | 0.0001028 | 0.0001007 | 0.00012004 | 0.0001028 | 7.7211e-05 | 0.00013182
10 | 7 | 16 | 0.00010393 | 0.00013518 | 0.0001423 | 0.00010393 | 7.8895e-05 | 0.00012924 | 0.00010393 | 0.00013518 | 0.0001423 | 0.00010393 | 7.8895e-05 | 0.00012924
10 | 7 | 17 | 0.00010502 | 0.00016898 | 0.0001598 | 0.00010502 | 8.2807e-05 | 0.0001273 | 0.00010502 | 0.00016898 | 0.0001598 | 0.00010502 | 8.2807e-05 | 0.0001273
10 | 7 | 18 | 0.0001099 | 0.00021257 | 0.0001864 | 0.0001099 | 8.7038e-05 | 0.00013203 | 0.0001099 | 0.00021257 | 0.0001864 | 0.0001099 | 8.7038e-05 | 0.00013203
10 | 7 | 19 | 0.00011773 | 0.00024415 | 0.00020354 | 0.00011773 | 9.3821e-05 | 0.00012829 | 0.00011773 | 0.00024415 | 0.00020354 | 0.00011773 | 9.3821e-05 | 0.00012829
10 | 7 | 20 | 0.00011513 | 0.00025123 | 0.00019874 | 0.00011513 | 9.2493e-05 | 0.00012393 | 0.00011513 | 0.00025123 | 0.00019874 | 0.00011513 | 9.2493e-05 | 0.00012393
10 | 7 | 21 | 0.00010858 | 0.00024445 | 0.00018308 | 0.00010858 | 8.9217e-05 | 0.00011477 | 0.00010858 | 0.00024445 | 0.00018308 | 0.00010858 | 8.9217e-05 | 0.00011477
10 | 7 | 22 | 0.0001003 | 0.00023206 | 0.00016977 | 0.0001003 | 9.0278e-05 | 0.00010287 | 0.0001003 | 0.00023206 | 0.00016977 | 0.0001003 | 9.0278e-05 | 0.00010287
10 | 7 | 23 | 9.2869e-05 | 0.00021552 | 0.0001537 | 9.2869e-05 | 9.2727e-05 | 9.3146e-05 | 9.2869e-05 | 0.00021552 | 0.0001537 | 9.2869e-05 | 9.2727e-05 | 9.3146e-05
10 | 7 | 24 | 8.6902e-05 | 0.00018052 | 0.00012466 | 8.6902e-05 | 9.5038e-05 | 8.7962e-05 | 8.6902e-05 | 0.00018052 | 0.00012466 | 8.6902e-05 | 9.5038e-05 | 8.7962e-05
10 | 8 | 1 | 8.3415e-05 | 0.00013825 | 8.7285e-05 | 8.3415e-05 | 9.6776e-05 | 8.584e-05 | 8.3415e-05 | 0.00013825 | 8.7285e-05 | 8.3415e-05 | 9.6776e-05 | 8.584e-05
10 | 8 | 2 | 8.2142e-05 | 0.00010307 | 6.6412e-05 | 8.2142e-05 | 0.00010082 | 8.5044e-05 | 8.2142e-05 | 0.00010307 | 6.6412e-05 | 8.2142e-05 | 0.00010082 | 8.5044e-05
10 | 8 | 3 | 8.1709e-05 | 7.1086e-05 | 4.7779e-05 | 8.1709e-05 | 0.00010448 | 8.5212e-05 | 8.1709e-05 | 7.1086e-05 | 4.7779e-05 | 8.1709e-05 | 0.00010448 | 8.5212e-05
10 | 8 | 4 | 8.4035e-05 | 4.7828e-05 | 3.3129e-05 | 8.4035e-05 | 0.00010774 | 8.9108e-05 | 8.4035e-05 | 4.7828e-05 | 3.3129e-05 | 8.4035e-05 | 0.00010774 | 8.9108e-05
10 | 8 | 5 | 9.0726e-05 | 2.9833e-05 | 2.2439e-05 | 9.0726e-05 | 0.00011245 | 9.7355e-05 | 9.0726e-05 | 2.9833e-05 | 2.2439e-05 | 9.0726e-05 | 0.00011245 | 9.7355e-05
10 | 8 | 6 | 0.00010015 | 1.7982e-05 | 2.1912e-05 | 0.00010015 | 0.00011889 | 0.00010907 | 0.00010015 | 1.7982e-05 | 2.1912e-05 | 0.00010015 | 0.00011889 | 0.00010907
10 | 8 | 7 | 0.00010662 | 1.0474e-05 | 3.9359e-05 | 0.00010662 | 0.00012576 | 0.0001169 | 0.00010662 | 1.0474e-05 | 3.9359e-05 | 0.00010662 | 0.00012576 | 0.0001169
10 | 8 | 8 | 0.00011127 | 1.5064e-05 | 8.3741e-05 | 0.00011127 | 0.00012534 | 0.0001234 | 0.00011127 | 1.5064e-05 | 8.3741e-05 | 0.00011127 | 0.00012534 | 0.0001234
10 | 8 | 9 | 0.00011598 | 3.029e-05 | 0.00013245 | 0.00011598 | 0.00011447 | 0.0001285 | 0.00011598 | 3.029e-05 | 0.00013245 | 0.00011598 | 0.00011447 | 0.0001285
10 | 8 | 10 | 0.00011965 | 3.402e-05 | 0.00013119 | 0.00011965 | 9.8876e-05 | 0.00013089 | 0.00011965 | 3.402e-05 | 0.00013119 | 0.00011965 | 9.8876e-05 | 0.00013089
10 | 8 | 11 | 0.00012228 | 4.0383e-05 | 0.00010869 | 0.00012228 | 8.8181e-05 | 0.00013178 | 0.00012228 | 4.0383e-05 | 0.00010869 | 0.00012228 | 8.8181e-05 | 0.00013178
10 | 8 | 12 | 0.00012519 | 5.0222e-05 | 9.5191e-05 | 0.00012519 | 8.2118e-05 | 0.00013195 | 0.00012519 | 5.0222e-05 | 9.5191e-05 | 0.00012519 | 8.2118e-05 | 0.00013195
10 | 8 | 13 | 0.00012703 | 7.2502e-05 | 0.00010228 | 0.00012703 | 7.8891e-05 | 0.00013275 | 0.00012703 | 7.2502e-05 | 0.00010228 | 0.00012703 | 7.8891e-05 | 0.00013275
10 | 8 | 14 | 0.00012803 | 8.766e-05 | 0.0001146 | 0.00012803 | 7.7789e-05 | 0.00013241 | 0.00012803 | 8.766e-05 | 0.0001146 | 0.00012803 | 7.7789e-05 | 0.00013241
10 | 8 | 15 | 0.000129 | 0.0001007 | 0.00012004 | 0.000129 | 7.7211e-05 | 0.00013182 | 0.000129 | 0.0001007 | 0.00012004 | 0.000129 | 7.7211e-05 | 0.00013182
10 | 8 | 16 | 0.00012782 | 0.00013518 | 0.0001423 | 0.00012782 | 7.8895e-05 | 0.00012924 | 0.00012782 | 0.00013518 | 0.0001423 | 0.00012782 | 7.8895e-05 | 0.00012924
10 | 8 | 17 | 0.00012389 | 0.00016898 | 0.0001598 | 0.00012389 | 8.2807e-05 | 0.0001273 | 0.00012389 | 0.00016898 | 0.0001598 | 0.00012389 | 8.2807e-05 | 0.0001273
10 | 8 | 18 | 0.00012476 | 0.00021257 | 0.0001864 | 0.00012476 | 8.7038e-05 | 0.00013203 | 0.00012476 | 0.00021257 | 0.0001864 | 0.00012476 | 8.7038e-05 | 0.00013203
10 | 8 | 19 | 0.00013135 | 0.00024415 | 0.00020354 | 0.00013135 | 9.3821e-05 | 0.00012829 | 0.00013135 | 0.00024415 | 0.00020354 | 0.00013135 | 9.3821e-05 | 0.00012829
10 | 8 | 20 | 0.00012636 | 0.00025123 | 0.00019874 | 0.00012636 | 9.2493e-05 | 0.00012393 | 0.00012636 | 0.00025123 | 0.00019874 | 0.00012636 | 9.2493e-05 | 0.00012393
10 | 8 | 21 | 0.0001189 | 0.00024445 | 0.00018308 | 0.0001189 | 8.9217e-05 | 0.00011477 | 0.0001189 | 0.00024445 | 0.00018308 | 0.0001189 | 8.9217e-05 | 0.00011477
10 | 8 | 22 | 0.00010839 | 0.00023206 | 0.00016977 | 0.00010839 | 9.0278e-05 | 0.00010287 | 0.00010839 | 0.00023206 | 0.00016977 | 0.00010839 | 9.0278e-05 | 0.00010287
10 | 8 | 23 | 9.8624e-05 | 0.00021552 | 0.0001537 | 9.8624e-05 | 9.2727e-05 | 9.3146e-05 | 9.8624e-05 | 0.00021552 | 0.0001537 | 9.8624e-05 | 9.2727e-05 | 9.3146e-05
10 | 8 | 24 | 9.2424e-05 | 0.00018052 | 0.00012466 | 9.2424e-05 | 9.5038e-05 | 8.7962e-05 | 9.2424e-05 | 0.00018052 | 0.00012466 | 9.2424e-05 | 9.5038e-05 | 8.7962e-05
10 | 9 | 1 | 8.7639e-05 | 0.00013825 | 8.7285e-05 | 8.7639e-05 | 9.6776e-05 | 8.584e-05 | 8.7639e-05 | 0.00013825 | 8.7285e-05 | 8.7639e-05 | 9.6776e-05 | 8.584e-05
10 | 9 | 2 | 8.5358e-05 | 0.00010307 | 6.6412e-05 | 8.5358e-05 | 0.00010082 | 8.5044e-05 | 8.5358e-05 | 0.00010307 | 6.6412e-05 | 8.5358e-05 | 0.00010082 | 8.5044e-05
10 | 9 | 3 | 8.4613e-05 | 7.1086e-05 | 4.7779e-05 | 8.4613e-05 | 0.00010448 | 8.5212e-05 | 8.4613e-05 | 7.1086e-05 | 4.7779e-05 | 8.4613e-05 | 0.00010448 | 8.5212e-05
10 | 9 | 4 | 8.6515e-05 | 4.7828e-05 | 3.3129e-05 | 8.6515e-05 | 0.00010774 | 8.9108e-05 | 8.6515e-05 | 4.7828e-05 | 3.3129e-05 | 8.6515e-05 | 0.00010774 | 8.9108e-05
10 | 9 | 5 | 9.274e-05 | 2.9833e-05 | 2.2439e-05 | 9.274e-05 | 0.00011245 | 9.7355e-05 | 9.274e-05 | 2.9833e-05 | 2.2439e-05 | 9.274e-05 | 0.00011245 | 9.7355e-05
10 | 9 | 6 | 0.00010296 | 1.7982e-05 | 2.1912e-05 | 0.00010296 | 0.00011889 | 0.00010907 | 0.00010296 | 1.7982e-05 | 2.1912e-05 | 0.00010296 | 0.00011889 | 0.00010907
10 | 9 | 7 | 0.00010865 | 1.0474e-05 | 3.9359e-05 | 0.00010865 | 0.00012576 | 0.0001169 | 0.00010865 | 1.0474e-05 | 3.9359e-05 | 0.00010865 | 0.00012576 | 0.0001169
10 | 9 | 8 | 0.00011191 | 1.5064e-05 | 8.3741e-05 | 0.00011191 | 0.00012534 | 0.0001234 | 0.00011191 | 1.5064e-05 | 8.3741e-05 | 0.00011191 | 0.00012534 | 0.0001234
10 | 9 | 9 | 0.00011613 | 3.029e-05 | 0.00013245 | 0.00011613 | 0.00011447 | 0.0001285 | 0.00011613 | 3.029e-05 | 0.00013245 | 0.00011613 | 0.00011447 | 0.0001285
10 | 9 | 10 | 0.00011967 | 3.402e-05 | 0.00013119 | 0.00011967 | 9.8876e-05 | 0.00013089 | 0.00011967 | 3.402e-05 | 0.00013119 | 0.00011967 | 9.8876e-05 | 0.00013089
10 | 9 | 11 | 0.00012274 | 4.0383e-05 | 0.00010869 | 0.00012274 | 8.8181e-05 | 0.00013178 | 0.00012274 | 4.0383e-05 | 0.00010869 | 0.00012274 | 8.8181e-05 | 0.00013178
10 | 9 | 12 | 0.00012392 | 5.0222e-05 | 9.5191e-05 | 0.00012392 | 8.2118e-05 | 0.00013195 | 0.00012392 | 5.0222e-05 | 9.5191e-05 | 0.00012392 | 8.2118e-05 | 0.00013195
10 | 9 | 13 | 0.00012655 | 7.2502e-05 | 0.00010228 | 0.00012655 | 7.8891e-05 | 0.00013275 | 0.00012655 | 7.2502e-05 | 0.00010228 | 0.00012655 | 7.8891e-05 | 0.00013275
10 | 9 | 14 | 0.0001263 | 8.766e-05 | 0.0001146 | 0.0001263 | 7.7789e-05 | 0.00013241 | 0.0001263 | 8.766e-05 | 0.0001146 | 0.0001263 | 7.7789e-05 | 0.00013241
10 | 9 | 15 | 0.00012519 | 0.0001007 | 0.00012004 | 0.00012519 | 7.7211e-05 | 0.00013182 | 0.00012519 | 0.0001007 | 0.00012004 | 0.00012519 | 7.7211e-05 | 0.00013182
10 | 9 | 16 | 0.00012352 | 0.00013518 | 0.0001423 | 0.00012352 | 7.8895e-05 | 0.00012924 | 0.00012352 | 0.00013518 | 0.0001423 | 0.00012352 | 7.8895e-05 | 0.00012924
10 | 9 | 17 | 0.00012107 | 0.00016898 | 0.0001598 | 0.00012107 | 8.2807e-05 | 0.0001273 | 0.00012107 | 0.00016898 | 0.0001598 | 0.00012107 | 8.2807e-05 | 0.0001273
10 | 9 | 18 | 0.00012494 | 0.00021257 | 0.0001864 | 0.00012494 | 8.7038e-05 | 0.00013203 | 0.00012494 | 0.00021257 | 0.0001864 | 0.00012494 | 8.7038e-05 | 0.00013203
10 | 9 | 19 | 0.00012965 | 0.00024415 | 0.00020354 | 0.00012965 | 9.3821e-05 | 0.00012829 | 0.00012965 | 0.00024415 | 0.00020354 | 0.00012965 | 9.3821e-05 | 0.00012829
10 | 9 | 20 | 0.00012618 | 0.00025123 | 0.00019874 | 0.00012618 | 9.2493e-05 | 0.00012393 | 0.00012618 | 0.00025123 | 0.00019874 | 0.00012618 | 9.2493e-05 | 0.00012393
10 | 9 | 21 | 0.00011813 | 0.00024445 | 0.00018308 | 0.00011813 | 8.9217e-05 | 0.00011477 | 0.00011813 | 0.00024445 | 0.00018308 | 0.00011813 | 8.9217e-05 | 0.00011477
10 | 9 | 22 | 0.00010831 | 0.00023206 | 0.00016977 | 0.00010831 | 9.0278e-05 | 0.00010287 | 0.00010831 | 0.00023206 | 0.00016977 | 0.00010831 | 9.0278e-05 | 0.00010287
10 | 9 | 23 | 9.8491e-05 | 0.00021552 | 0.0001537 | 9.8491e-05 | 9.2727e-05 | 9.3146e-05 | 9.8491e-05 | 0.00021552 | 0.0001537 | 9.8491e-05 | 9.2727e-05 | 9.3146e-05
10 | 9 | 24 | 9.2911e-05 | 0.00018052 | 0.00012466 | 9.2911e-05 | 9.5038e-05 | 8.7962e-05 | 9.2911e-05 | 0.00018052 | 0.00012466 | 9.2911e-05 | 9.5038e-05 | 8.7962e-05
10 | 10 | 1 | 8.7768e-05 | 0.00013825 | 8.7285e-05 | 8.7768e-05 | 9.6776e-05 | 8.584e-05 | 8.7768e-05 | 0.00013825 | 8.7285e-05 | 8.7768e-05 | 9.6776e-05 | 8.584e-05
10 | 10 | 2 | 8.5479e-05 | 0.00010307 | 6.6412e-05 | 8.5479e-05 | 0.00010082 | 8.5044e-05 | 8.5479e-05 | 0.00010307 | 6.6412e-05 | 8.5479e-05 | 0.00010082 | 8.5044e-05
10 | 10 | 3 | 8.4784e-05 | 7.1086e-05 | 4.7779e-05 | 8.4784e-05 | 0.00010448 | 8.5212e-05 | 8.4784e-05 | 7.1086e-05 | 4.7779e-05 | 8.4784e-05 | 0.00010448 | 8.5212e-05
10 | 10 | 4 | 8.6594e-05 | 4.7828e-05 | 3.3129e-05 | 8.6594e-05 | 0.00010774 | 8.9108e-05 | 8.6594e-05 | 4.7828e-05 | 3.3129e-05 | 8.6594e-05 | 0.00010774 | 8.9108e-05
10 | 10 | 5 | 9.3177e-05 | 2.9833e-05 | 2.2439e-05 | 9.3177e-05 | 0.00011245 | 9.7355e-05 | 9.3177e-05 | 2.9833e-05 | 2.2439e-05 | 9.3177e-05 | 0.00011245 | 9.7355e-05
10 | 10 | 6 | 0.00010313 | 1.7982e-05 | 2.1912e-05 | 0.00010313 | 0.00011889 | 0.00010907 | 0.00010313 | 1.7982e-05 | 2.1912e-05 | 0.00010313 | 0.00011889 | 0.00010907
10 | 10 | 7 | 0.00011055 | 1.0474e-05 | 3.9359e-05 | 0.00011055 | 0.00012576 | 0.0001169 | 0.00011055 | 1.0474e-05 | 3.9359e-05 | 0.00011055 | 0.00012576 | 0.0001169
10 | 10 | 8 | 0.00011259 | 1.5064e-05 | 8.3741e-05 | 0.00011259 | 0.00012534 | 0.0001234 | 0.00011259 | 1.5064e-05 | 8.3741e-05 | 0.00011259 | 0.00012534 | 0.0001234
10 | 10 | 9 | 0.00011713 | 3.029e-05 | 0.00013245 | 0.00011713 | 0.00011447 | 0.0001285 | 0.00011713 | 3.029e-05 | 0.00013245 | 0.00011713 | 0.00011447 | 0.0001285
10 | 10 | 10 | 0.00011995 | 3.402e-05 | 0.00013119 | 0.00011995 | 9.8876e-05 | 0.00013089 | 0.00011995 | 3.402e-05 | 0.00013119 | 0.00011995 | 9.8876e-05 | 0.00013089
10 | 10 | 11 | 0.00012245 | 4.0383e-05 | 0.00010869 | 0.00012245 | 8.8181e-05 | 0.00013178 | 0.00012245 | 4.0383e-05 | 0.00010869 | 0.00012245 | 8.8181e-05 | 0.00013178
10 | 10 | 12 | 0.00012184 | 5.0222e-05 | 9.5191e-05 | 0.00012184 | 8.2118e-05 | 0.00013195 | 0.00012184 | 5.0222e-05 | 9.5191e-05 | 0.00012184 | 8.2118e-05 | 0.00013195
10 | 10 | 13 | 0.00012312 | 7.2502e-05 | 0.00010228 | 0.00012312 | 7.8891e-05 | 0.00013275 | 0.00012312 | 7.2502e-05 | 0.00010228 | 0.00012312 | 7.8891e-05 | 0.00013275
10 | 10 | 14 | 0.00012296 | 8.766e-05 | 0.0001146 | 0.00012296 | 7.7789e-05 | 0.00013241 | 0.00012296 | 8.766e-05 | 0.0001146 | 0.00012296 | 7.7789e-05 | 0.00013241
10 | 10 | 15 | 0.00012186 | 0.0001007 | 0.00012004 | 0.00012186 | 7.7211e-05 | 0.00013182 | 0.00012186 | 0.0001007 | 0.00012004 | 0.00012186 | 7.7211e-05 | 0.00013182
10 | 10 | 16 | 0.00011936 | 0.00013518 | 0.0001423 | 0.00011936 | 7.8895e-05 | 0.00012924 | 0.00011936 | 0.00013518 | 0.0001423 | 0.00011936 | 7.8895e-05 | 0.00012924
10 | 10 | 17 | 0.00011701 | 0.00016898 | 0.0001598 | 0.00011701 | 8.2807e-05 | 0.0001273 | 0.00011701 | 0.00016898 | 0.0001598 | 0.00011701 | 8.2807e-05 | 0.0001273
10 | 10 | 18 | 0.00012094 | 0.00021257 | 0.0001864 | 0.00012094 | 8.7038e-05 | 0.00013203 | 0.00012094 | 0.00021257 | 0.0001864 | 0.00012094 | 8.7038e-05 | 0.00013203
10 | 10 | 19 | 0.00012747 | 0.00024415 | 0.00020354 | 0.00012747 | 9.3821e-05 | 0.00012829 | 0.00012747 | 0.00024415 | 0.00020354 | 0.00012747 | 9.3821e-05 | 0.00012829
10 | 10 | 20 | 0.00012454 | 0.00025123 | 0.00019874 | 0.00012454 | 9.2493e-05 | 0.00012393 | 0.00012454 | 0.00025123 | 0.00019874 | 0.00012454 | 9.2493e-05 | 0.00012393
10 | 10 | 21 | 0.00011816 | 0.00024445 | 0.00018308 | 0.00011816 | 8.9217e-05 | 0.00011477 | 0.00011816 | 0.00024445 | 0.00018308 | 0.00011816 | 8.9217e-05 | 0.00011477
10 | 10 | 22 | 0.00010793 | 0.00023206 | 0.00016977 | 0.00010793 | 9.0278e-05 | 0.00010287 | 0.00010793 | 0.00023206 | 0.00016977 | 0.00010793 | 9.0278e-05 | 0.00010287
10 | 10 | 23 | 9.8112e-05 | 0.00021552 | 0.0001537 | 9.8112e-05 | 9.2727e-05 | 9.3146e-05 | 9.8112e-05 | 0.00021552 | 0.0001537 | 9.8112e-05 | 9.2727e-05 | 9.3146e-05
10 | 10 | 24 | 9.1067e-05 | 0.00018052 | 0.00012466 | 9.1067e-05 | 9.5038e-05 | 8.7962e-05 | 9.1067e-05 | 0.00018052 | 0.00012466 | 9.1067e-05 | 9.5038e-05 | 8.7962e-05
10 | 11 | 1 | 8.7447e-05 | 0.00013825 | 8.7285e-05 | 8.7447e-05 | 9.6776e-05 | 8.584e-05 | 8.7447e-05 | 0.00013825 | 8.7285e-05 | 8.7447e-05 | 9.6776e-05 | 8.584e-05
10 | 11 | 2 | 8.5483e-05 | 0.00010307 | 6.6412e-05 | 8.5483e-05 | 0.00010082 | 8.5044e-05 | 8.5483e-05 | 0.00010307 | 6.6412e-05 | 8.5483e-05 | 0.00010082 | 8.5044e-05
10 | 11 | 3 | 8.463e-05 | 7.1086e-05 | 4.7779e-05 | 8.463e-05 | 0.00010448 | 8.5212e-05 | 8.463e-05 | 7.1086e-05 | 4.7779e-05 | 8.463e-05 | 0.00010448 | 8.5212e-05
10 | 11 | 4 | 8.659e-05 | 4.7828e-05 | 3.3129e-05 | 8.659e-05 | 0.00010774 | 8.9108e-05 | 8.659e-05 | 4.7828e-05 | 3.3129e-05 | 8.659e-05 | 0.00010774 | 8.9108e-05
10 | 11 | 5 | 9.3327e-05 | 2.9833e-05 | 2.2439e-05 | 9.3327e-05 | 0.00011245 | 9.7355e-05 | 9.3327e-05 | 2.9833e-05 | 2.2439e-05 | 9.3327e-05 | 0.00011245 | 9.7355e-05
10 | 11 | 6 | 0.00010351 | 1.7982e-05 | 2.1912e-05 | 0.00010351 | 0.00011889 | 0.00010907 | 0.00010351 | 1.7982e-05 | 2.1912e-05 | 0.00010351 | 0.00011889 | 0.00010907
10 | 11 | 7 | 0.00011041 | 1.0474e-05 | 3.9359e-05 | 0.00011041 | 0.00012576 | 0.0001169 | 0.00011041 | 1.0474e-05 | 3.9359e-05 | 0.00011041 | 0.00012576 | 0.0001169
10 | 11 | 8 | 0.00011392 | 1.5064e-05 | 8.3741e-05 | 0.00011392 | 0.00012534 | 0.0001234 | 0.00011392 | 1.5064e-05 | 8.3741e-05 | 0.00011392 | 0.00012534 | 0.0001234
10 | 11 | 9 | 0.00011797 | 3.029e-05 | 0.00013245 | 0.00011797 | 0.00011447 | 0.0001285 | 0.00011797 | 3.029e-05 | 0.00013245 | 0.00011797 | 0.00011447 | 0.0001285
10 | 11 | 10 | 0.0001216 | 3.402e-05 | 0.00013119 | 0.0001216 | 9.8876e-05 | 0.00013089 | 0.0001216 | 3.402e-05 | 0.00013119 | 0.0001216 | 9.8876e-05 | 0.00013089
10 | 11 | 11 | 0.0001232 | 4.0383e-05 | 0.00010869 | 0.0001232 | 8.8181e-05 | 0.00013178 | 0.0001232 | 4.0383e-05 | 0.00010869 | 0.0001232 | 8.8181e-05 | 0.00013178
10 | 11 | 12 | 0.00012269 | 5.0222e-05 | 9.5191e-05 | 0.00012269 | 8.2118e-05 | 0.00013195 | 0.00012269 | 5.0222e-05 | 9.5191e-05 | 0.00012269 | 8.2118e-05 | 0.00013195
10 | 11 | 13 | 0.00012437 | 7.2502e-05 | 0.00010228 | 0.00012437 | 7.8891e-05 | 0.00013275 | 0.00012437 | 7.2502e-05 | 0.00010228 | 0.00012437 | 7.8891e-05 | 0.00013275
10 | 11 | 14 | 0.00012397 | 8.766e-05 | 0.0001146 | 0.00012397 | 7.7789e-05 | 0.00013241 | 0.00012397 | 8.766e-05 | 0.0001146 | 0.00012397 | 7.7789e-05 | 0.00013241
10 | 11 | 15 | 0.00012279 | 0.0001007 | 0.00012004 | 0.00012279 | 7.7211e-05 | 0.00013182 | 0.00012279 | 0.0001007 | 0.00012004 | 0.00012279 | 7.7211e-05 | 0.00013182
10 | 11 | 16 | 0.00012096 | 0.00013518 | 0.0001423 | 0.00012096 | 7.8895e-05 | 0.00012924 | 0.00012096 | 0.00013518 | 0.0001423 | 0.00012096 | 7.8895e-05 | 0.00012924
10 | 11 | 17 | 0.00011868 | 0.00016898 | 0.0001598 | 0.00011868 | 8.2807e-05 | 0.0001273 | 0.00011868 | 0.00016898 | 0.0001598 | 0.00011868 | 8.2807e-05 | 0.0001273
10 | 11 | 18 | 0.00012161 | 0.00021257 | 0.0001864 | 0.00012161 | 8.7038e-05 | 0.00013203 | 0.00012161 | 0.00021257 | 0.0001864 | 0.00012161 | 8.7038e-05 | 0.00013203
10 | 11 | 19 | 0.00012756 | 0.00024415 | 0.00020354 | 0.00012756 | 9.3821e-05 | 0.00012829 | 0.00012756 | 0.00024415 | 0.00020354 | 0.00012756 | 9.3821e-05 | 0.00012829
10 | 11 | 20 | 0.00012435 | 0.00025123 | 0.00019874 | 0.00012435 | 9.2493e-05 | 0.00012393 | 0.00012435 | 0.00025123 | 0.00019874 | 0.00012435 | 9.2493e-05 | 0.00012393
10 | 11 | 21 | 0.0001167 | 0.00024445 | 0.00018308 | 0.0001167 | 8.9217e-05 | 0.00011477 | 0.0001167 | 0.00024445 | 0.00018308 | 0.0001167 | 8.9217e-05 | 0.00011477
10 | 11 | 22 | 0.00010797 | 0.00023206 | 0.00016977 | 0.00010797 | 9.0278e-05 | 0.00010287 | 0.00010797 | 0.00023206 | 0.00016977 | 0.00010797 | 9.0278e-05 | 0.00010287
10 | 11 | 23 | 9.8395e-05 | 0.00021552 | 0.0001537 | 9.8395e-05 | 9.2727e-05 | 9.3146e-05 | 9.8395e-05 | 0.00021552 | 0.0001537 | 9.8395e-05 | 9.2727e-05 | 9.3146e-05
10 | 11 | 24 | 9.1409e-05 | 0.00018052 | 0.00012466 | 9.1409e-05 | 9.5038e-05 | 8.7962e-05 | 9.1409e-05 | 0.00018052 | 0.00012466 | 9.1409e-05 | 9.5038e-05 | 8.7962e-05
10 | 12 | 1 | 8.7418e-05 | 0.00013825 | 8.7285e-05 | 8.7418e-05 | 9.6776e-05 | 8.584e-05 | 8.7418e-05 | 0.00013825 | 8.7285e-05 | 8.7418e-05 | 9.6776e-05 | 8.584e-05
10 | 12 | 2 | 8.5188e-05 | 0.00010307 | 6.6412e-05 | 8.5188e-05 | 0.00010082 | 8.5044e-05 | 8.5188e-05 | 0.00010307 | 6.6412e-05 | 8.5188e-05 | 0.00010082 | 8.5044e-05
10 | 12 | 3 | 8.4459e-05 | 7.1086e-05 | 4.7779e-05 | 8.4459e-05 | 0.00010448 | 8.5212e-05 | 8.4459e-05 | 7.1086e-05 | 4.7779e-05 | 8.4459e-05 | 0.00010448 | 8.5212e-05
10 | 12 | 4 | 8.6644e-05 | 4.7828e-05 | 3.3129e-05 | 8.6644e-05 | 0.00010774 | 8.9108e-05 | 8.6644e-05 | 4.7828e-05 | 3.3129e-05 | 8.6644e-05 | 0.00010774 | 8.9108e-05
10 | 12 | 5 | 9.2478e-05 | 2.9833e-05 | 2.2439e-05 | 9.2478e-05 | 0.00011245 | 9.7355e-05 | 9.2478e-05 | 2.9833e-05 | 2.2439e-05 | 9.2478e-05 | 0.00011245 | 9.7355e-05
10 | 12 | 6 | 0.00010274 | 1.7982e-05 | 2.1912e-05 | 0.00010274 | 0.00011889 | 0.00010907 | 0.00010274 | 1.7982e-05 | 2.1912e-05 | 0.00010274 | 0.00011889 | 0.00010907
10 | 12 | 7 | 0.00011079 | 1.0474e-05 | 3.9359e-05 | 0.00011079 | 0.00012576 | 0.0001169 | 0.00011079 | 1.0474e-05 | 3.9359e-05 | 0.00011079 | 0.00012576 | 0.0001169
10 | 12 | 8 | 0.00011449 | 1.5064e-05 | 8.3741e-05 | 0.00011449 | 0.00012534 | 0.0001234 | 0.00011449 | 1.5064e-05 | 8.3741e-05 | 0.00011449 | 0.00012534 | 0.0001234
10 | 12 | 9 | 0.00011739 | 3.029e-05 | 0.00013245 | 0.00011739 | 0.00011447 | 0.0001285 | 0.00011739 | 3.029e-05 | 0.00013245 | 0.00011739 | 0.00011447 | 0.0001285
10 | 12 | 10 | 0.00012075 | 3.402e-05 | 0.00013119 | 0.00012075 | 9.8876e-05 | 0.00013089 | 0.00012075 | 3.402e-05 | 0.00013119 | 0.00012075 | 9.8876e-05 | 0.00013089
10 | 12 | 11 | 0.00012094 | 4.0383e-05 | 0.00010869 | 0.00012094 | 8.8181e-05 | 0.00013178 | 0.00012094 | 4.0383e-05 | 0.00010869 | 0.00012094 | 8.8181e-05 | 0.00013178
10 | 12 | 12 | 0.00012013 | 5.0222e-05 | 9.5191e-05 | 0.00012013 | 8.2118e-05 | 0.00013195 | 0.00012013 | 5.0222e-05 | 9.5191e-05 | 0.00012013 | 8.2118e-05 | 0.00013195
10 | 12 | 13 | 0.0001207 | 7.2502e-05 | 0.00010228 | 0.0001207 | 7.8891e-05 | 0.00013275 | 0.0001207 | 7.2502e-05 | 0.00010228 | 0.0001207 | 7.8891e-05 | 0.00013275
10 | 12 | 14 | 0.00011928 | 8.766e-05 | 0.0001146 | 0.00011928 | 7.7789e-05 | 0.00013241 | 0.00011928 | 8.766e-05 | 0.0001146 | 0.00011928 | 7.7789e-05 | 0.00013241
10 | 12 | 15 | 0.00011726 | 0.0001007 | 0.00012004 | 0.00011726 | 7.7211e-05 | 0.00013182 | 0.00011726 | 0.0001007 | 0.00012004 | 0.00011726 | 7.7211e-05 | 0.00013182
10 | 12 | 16 | 0.00011513 | 0.00013518 | 0.0001423 | 0.00011513 | 7.8895e-05 | 0.00012924 | 0.00011513 | 0.00013518 | 0.0001423 | 0.00011513 | 7.8895e-05 | 0.00012924
10 | 12 | 17 | 0.00011298 | 0.00016898 | 0.0001598 | 0.00011298 | 8.2807e-05 | 0.0001273 | 0.00011298 | 0.00016898 | 0.0001598 | 0.00011298 | 8.2807e-05 | 0.0001273
10 | 12 | 18 | 0.00011649 | 0.00021257 | 0.0001864 | 0.00011649 | 8.7038e-05 | 0.00013203 | 0.00011649 | 0.00021257 | 0.0001864 | 0.00011649 | 8.7038e-05 | 0.00013203
10 | 12 | 19 | 0.00012082 | 0.00024415 | 0.00020354 | 0.00012082 | 9.3821e-05 | 0.00012829 | 0.00012082 | 0.00024415 | 0.00020354 | 0.00012082 | 9.3821e-05 | 0.00012829
10 | 12 | 20 | 0.0001184 | 0.00025123 | 0.00019874 | 0.0001184 | 9.2493e-05 | 0.00012393 | 0.0001184 | 0.00025123 | 0.00019874 | 0.0001184 | 9.2493e-05 | 0.00012393
10 | 12 | 21 | 0.00011425 | 0.00024445 | 0.00018308 | 0.00011425 | 8.9217e-05 | 0.00011477 | 0.00011425 | 0.00024445 | 0.00018308 | 0.00011425 | 8.9217e-05 | 0.00011477
10 | 12 | 22 | 0.00010799 | 0.00023206 | 0.00016977 | 0.00010799 | 9.0278e-05 | 0.00010287 | 0.00010799 | 0.00023206 | 0.00016977 | 0.00010799 | 9.0278e-05 | 0.00010287
10 | 12 | 23 | 9.9718e-05 | 0.00021552 | 0.0001537 | 9.9718e-05 | 9.2727e-05 | 9.3146e-05 | 9.9718e-05 | 0.00021552 | 0.0001537 | 9.9718e-05 | 9.2727e-05 | 9.3146e-05
10 | 12 | 24 | 9.18e-05 | 0.00018052 | 0.00012466 | 9.18e-05 | 9.5038e-05 | 8.7962e-05 | 9.18e-05 | 0.00018052 | 0.00012466 | 9.18e-05 | 9.5038e-05 | 8.7962e-05
10 | 13 | 1 | 8.721e-05 | 0.00013825 | 8.7285e-05 | 8.721e-05 | 9.6776e-05 | 8.584e-05 | 8.721e-05 | 0.00013825 | 8.7285e-05 | 8.721e-05 | 9.6776e-05 | 8.584e-05
10 | 13 | 2 | 8.4563e-05 | 0.00010307 | 6.6412e-05 | 8.4563e-05 | 0.00010082 | 8.5044e-05 | 8.4563e-05 | 0.00010307 | 6.6412e-05 | 8.4563e-05 | 0.00010082 | 8.5044e-05
10 | 13 | 3 | 8.1755e-05 | 7.1086e-05 | 4.7779e-05 | 8.1755e-05 | 0.00010448 | 8.5212e-05 | 8.1755e-05 | 7.1086e-05 | 4.7779e-05 | 8.1755e-05 | 0.00010448 | 8.5212e-05
10 | 13 | 4 | 7.8538e-05 | 4.7828e-05 | 3.3129e-05 | 7.8538e-05 | 0.00010774 | 8.9108e-05 | 7.8538e-05 | 4.7828e-05 | 3.3129e-05 | 7.8538e-05 | 0.00010774 | 8.9108e-05
10 | 13 | 5 | 8.2999e-05 | 2.9833e-05 | 2.2439e-05 | 8.2999e-05 | 0.00011245 | 9.7355e-05 | 8.2999e-05 | 2.9833e-05 | 2.2439e-05 | 8.2999e-05 | 0.00011245 | 9.7355e-05
10 | 13 | 6 | 8.7048e-05 | 1.7982e-05 | 2.1912e-05 | 8.7048e-05 | 0.00011889 | 0.00010907 | 8.7048e-05 | 1.7982e-05 | 2.1912e-05 | 8.7048e-05 | 0.00011889 | 0.00010907
10 | 13 | 7 | 9.0119e-05 | 1.0474e-05 | 3.9359e-05 | 9.0119e-05 | 0.00012576 | 0.0001169 | 9.0119e-05 | 1.0474e-05 | 3.9359e-05 | 9.0119e-05 | 0.00012576 | 0.0001169
10 | 13 | 8 | 9.6431e-05 | 1.5064e-05 | 8.3741e-05 | 9.6431e-05 | 0.00012534 | 0.0001234 | 9.6431e-05 | 1.5064e-05 | 8.3741e-05 | 9.6431e-05 | 0.00012534 | 0.0001234
10 | 13 | 9 | 0.00010148 | 3.029e-05 | 0.00013245 | 0.00010148 | 0.00011447 | 0.0001285 | 0.00010148 | 3.029e-05 | 0.00013245 | 0.00010148 | 0.00011447 | 0.0001285
10 | 13 | 10 | 0.00010496 | 3.402e-05 | 0.00013119 | 0.00010496 | 9.8876e-05 | 0.00013089 | 0.00010496 | 3.402e-05 | 0.00013119 | 0.00010496 | 9.8876e-05 | 0.00013089
10 | 13 | 11 | 0.00010431 | 4.0383e-05 | 0.00010869 | 0.00010431 | 8.8181e-05 | 0.00013178 | 0.00010431 | 4.0383e-05 | 0.00010869 | 0.00010431 | 8.8181e-05 | 0.00013178
10 | 13 | 12 | 0.00010382 | 5.0222e-05 | 9.5191e-05 | 0.00010382 | 8.2118e-05 | 0.00013195 | 0.00010382 | 5.0222e-05 | 9.5191e-05 | 0.00010382 | 8.2118e-05 | 0.00013195
10 | 13 | 13 | 0.00010214 | 7.2502e-05 | 0.00010228 | 0.00010214 | 7.8891e-05 | 0.00013275 | 0.00010214 | 7.2502e-05 | 0.00010228 | 0.00010214 | 7.8891e-05 | 0.00013275
10 | 13 | 14 | 0.00010206 | 8.766e-05 | 0.0001146 | 0.00010206 | 7.7789e-05 | 0.00013241 | 0.00010206 | 8.766e-05 | 0.0001146 | 0.00010206 | 7.7789e-05 | 0.00013241
10 | 13 | 15 | 0.00010115 | 0.0001007 | 0.00012004 | 0.00010115 | 7.7211e-05 | 0.00013182 | 0.00010115 | 0.0001007 | 0.00012004 | 0.00010115 | 7.7211e-05 | 0.00013182
10 | 13 | 16 | 0.00010095 | 0.00013518 | 0.0001423 | 0.00010095 | 7.8895e-05 | 0.00012924 | 0.00010095 | 0.00013518 | 0.0001423 | 0.00010095 | 7.8895e-05 | 0.00012924
10 | 13 | 17 | 0.00010086 | 0.00016898 | 0.0001598 | 0.00010086 | 8.2807e-05 | 0.0001273 | 0.00010086 | 0.00016898 | 0.0001598 | 0.00010086 | 8.2807e-05 | 0.0001273
10 | 13 | 18 | 0.00010662 | 0.00021257 | 0.0001864 | 0.00010662 | 8.7038e-05 | 0.00013203 | 0.00010662 | 0.00021257 | 0.0001864 | 0.00010662 | 8.7038e-05 | 0.00013203
10 | 13 | 19 | 0.00011183 | 0.00024415 | 0.00020354 | 0.00011183 | 9.3821e-05 | 0.00012829 | 0.00011183 | 0.00024415 | 0.00020354 | 0.00011183 | 9.3821e-05 | 0.00012829
10 | 13 | 20 | 0.00010966 | 0.00025123 | 0.00019874 | 0.00010966 | 9.2493e-05 | 0.00012393 | 0.00010966 | 0.00025123 | 0.00019874 | 0.00010966 | 9.2493e-05 | 0.00012393
10 | 13 | 21 | 0.00010708 | 0.00024445 | 0.00018308 | 0.00010708 | 8.9217e-05 | 0.00011477 | 0.00010708 | 0.00024445 | 0.00018308 | 0.00010708 | 8.9217e-05 | 0.00011477
10 | 13 | 22 | 0.00010106 | 0.00023206 | 0.00016977 | 0.00010106 | 9.0278e-05 | 0.00010287 | 0.00010106 | 0.00023206 | 0.00016977 | 0.00010106 | 9.0278e-05 | 0.00010287
10 | 13 | 23 | 9.3755e-05 | 0.00021552 | 0.0001537 | 9.3755e-05 | 9.2727e-05 | 9.3146e-05 | 9.3755e-05 | 0.00021552 | 0.0001537 | 9.3755e-05 | 9.2727e-05 | 9.3146e-05
10 | 13 | 24 | 8.8092e-05 | 0.00018052 | 0.00012466 | 8.8092e-05 | 9.5038e-05 | 8.7962e-05 | 8.8092e-05 | 0.00018052 | 0.00012466 | 8.8092e-05 | 9.5038e-05 | 8.7962e-05
10 | 14 | 1 | 8.3964e-05 | 0.00013825 | 8.7285e-05 | 8.3964e-05 | 9.6776e-05 | 8.584e-05 | 8.3964e-05 | 0.00013825 | 8.7285e-05 | 8.3964e-05 | 9.6776e-05 | 8.584e-05
10 | 14 | 2 | 8.1014e-05 | 0.00010307 | 6.6412e-05 | 8.1014e-05 | 0.00010082 | 8.5044e-05 | 8.1014e-05 | 0.00010307 | 6.6412e-05 | 8.1014e-05 | 0.00010082 | 8.5044e-05
10 | 14 | 3 | 7.9882e-05 | 7.1086e-05 | 4.7779e-05 | 7.9882e-05 | 0.00010448 | 8.5212e-05 | 7.9882e-05 | 7.1086e-05 | 4.7779e-05 | 7.9882e-05 | 0.00010448 | 8.5212e-05
10 | 14 | 4 | 7.977e-05 | 4.7828e-05 | 3.3129e-05 | 7.977e-05 | 0.00010774 | 8.9108e-05 | 7.977e-05 | 4.7828e-05 | 3.3129e-05 | 7.977e-05 | 0.00010774 | 8.9108e-05
10 | 14 | 5 | 8.1126e-05 | 2.9833e-05 | 2.2439e-05 | 8.1126e-05 | 0.00011245 | 9.7355e-05 | 8.1126e-05 | 2.9833e-05 | 2.2439e-05 | 8.1126e-05 | 0.00011245 | 9.7355e-05
10 | 14 | 6 | 8.3165e-05 | 1.7982e-05 | 2.1912e-05 | 8.3165e-05 | 0.00011889 | 0.00010907 | 8.3165e-05 | 1.7982e-05 | 2.1912e-05 | 8.3165e-05 | 0.00011889 | 0.00010907
10 | 14 | 7 | 8.3677e-05 | 1.0474e-05 | 3.9359e-05 | 8.3677e-05 | 0.00012576 | 0.0001169 | 8.3677e-05 | 1.0474e-05 | 3.9359e-05 | 8.3677e-05 | 0.00012576 | 0.0001169
10 | 14 | 8 | 8.9478e-05 | 1.5064e-05 | 8.3741e-05 | 8.9478e-05 | 0.00012534 | 0.0001234 | 8.9478e-05 | 1.5064e-05 | 8.3741e-05 | 8.9478e-05 | 0.00012534 | 0.0001234
10 | 14 | 9 | 9.393e-05 | 3.029e-05 | 0.00013245 | 9.393e-05 | 0.00011447 | 0.0001285 | 9.393e-05 | 3.029e-05 | 0.00013245 | 9.393e-05 | 0.00011447 | 0.0001285
10 | 14 | 10 | 9.8225e-05 | 3.402e-05 | 0.00013119 | 9.8225e-05 | 9.8876e-05 | 0.00013089 | 9.8225e-05 | 3.402e-05 | 0.00013119 | 9.8225e-05 | 9.8876e-05 | 0.00013089
10 | 14 | 11 | 0.00010087 | 4.0383e-05 | 0.00010869 | 0.00010087 | 8.8181e-05 | 0.00013178 | 0.00010087 | 4.0383e-05 | 0.00010869 | 0.00010087 | 8.8181e-05 | 0.00013178
10 | 14 | 12 | 0.00010147 | 5.0222e-05 | 9.5191e-05 | 0.00010147 | 8.2118e-05 | 0.00013195 | 0.00010147 | 5.0222e-05 | 9.5191e-05 | 0.00010147 | 8.2118e-05 | 0.00013195
10 | 14 | 13 | 0.00010127 | 7.2502e-05 | 0.00010228 | 0.00010127 | 7.8891e-05 | 0.00013275 | 0.00010127 | 7.2502e-05 | 0.00010228 | 0.00010127 | 7.8891e-05 | 0.00013275
10 | 14 | 14 | 0.00010194 | 8.766e-05 | 0.0001146 | 0.00010194 | 7.7789e-05 | 0.00013241 | 0.00010194 | 8.766e-05 | 0.0001146 | 0.00010194 | 7.7789e-05 | 0.00013241
10 | 14 | 15 | 0.00010141 | 0.0001007 | 0.00012004 | 0.00010141 | 7.7211e-05 | 0.00013182 | 0.00010141 | 0.0001007 | 0.00012004 | 0.00010141 | 7.7211e-05 | 0.00013182
10 | 14 | 16 | 0.00010224 | 0.00013518 | 0.0001423 | 0.00010224 | 7.8895e-05 | 0.00012924 | 0.00010224 | 0.00013518 | 0.0001423 | 0.00010224 | 7.8895e-05 | 0.00012924
10 | 14 | 17 | 0.00010333 | 0.00016898 | 0.0001598 | 0.00010333 | 8.2807e-05 | 0.0001273 | 0.00010333 | 0.00016898 | 0.0001598 | 0.00010333 | 8.2807e-05 | 0.0001273
10 | 14 | 18 | 0.0001106 | 0.00021257 | 0.0001864 | 0.0001106 | 8.7038e-05 | 0.00013203 | 0.0001106 | 0.00021257 | 0.0001864 | 0.0001106 | 8.7038e-05 | 0.00013203
10 | 14 | 19 | 0.00011696 | 0.00024415 | 0.00020354 | 0.00011696 | 9.3821e-05 | 0.00012829 | 0.00011696 | 0.00024415 | 0.00020354 | 0.00011696 | 9.3821e-05 | 0.00012829
10 | 14 | 20 | 0.0001136 | 0.00025123 | 0.00019874 | 0.0001136 | 9.2493e-05 | 0.00012393 | 0.0001136 | 0.00025123 | 0.00019874 | 0.0001136 | 9.2493e-05 | 0.00012393
10 | 14 | 21 | 0.00010824 | 0.00024445 | 0.00018308 | 0.00010824 | 8.9217e-05 | 0.00011477 | 0.00010824 | 0.00024445 | 0.00018308 | 0.00010824 | 8.9217e-05 | 0.00011477
10 | 14 | 22 | 9.9348e-05 | 0.00023206 | 0.00016977 | 9.9348e-05 | 9.0278e-05 | 0.00010287 | 9.9348e-05 | 0.00023206 | 0.00016977 | 9.9348e-05 | 9.0278e-05 | 0.00010287
10 | 14 | 23 | 9.1962e-05 | 0.00021552 | 0.0001537 | 9.1962e-05 | 9.2727e-05 | 9.3146e-05 | 9.1962e-05 | 0.00021552 | 0.0001537 | 9.1962e-05 | 9.2727e-05 | 9.3146e-05
10 | 14 | 24 | 8.5841e-05 | 0.00018052 | 0.00012466 | 8.5841e-05 | 9.5038e-05 | 8.7962e-05 | 8.5841e-05 | 0.00018052 | 0.00012466 | 8.5841e-05 | 9.5038e-05 | 8.7962e-05
10 | 15 | 1 | 8.2674e-05 | 0.00013825 | 8.7285e-05 | 8.2674e-05 | 9.6776e-05 | 8.584e-05 | 8.2674e-05 | 0.00013825 | 8.7285e-05 | 8.2674e-05 | 9.6776e-05 | 8.584e-05
10 | 15 | 2 | 8.1422e-05 | 0.00010307 | 6.6412e-05 | 8.1422e-05 | 0.00010082 | 8.5044e-05 | 8.1422e-05 | 0.00010307 | 6.6412e-05 | 8.1422e-05 | 0.00010082 | 8.5044e-05
10 | 15 | 3 | 8.1197e-05 | 7.1086e-05 | 4.7779e-05 | 8.1197e-05 | 0.00010448 | 8.5212e-05 | 8.1197e-05 | 7.1086e-05 | 4.7779e-05 | 8.1197e-05 | 0.00010448 | 8.5212e-05
10 | 15 | 4 | 8.4272e-05 | 4.7828e-05 | 3.3129e-05 | 8.4272e-05 | 0.00010774 | 8.9108e-05 | 8.4272e-05 | 4.7828e-05 | 3.3129e-05 | 8.4272e-05 | 0.00010774 | 8.9108e-05
10 | 15 | 5 | 9.0988e-05 | 2.9833e-05 | 2.2439e-05 | 9.0988e-05 | 0.00011245 | 9.7355e-05 | 9.0988e-05 | 2.9833e-05 | 2.2439e-05 | 9.0988e-05 | 0.00011245 | 9.7355e-05
10 | 15 | 6 | 0.00010177 | 1.7982e-05 | 2.1912e-05 | 0.00010177 | 0.00011889 | 0.00010907 | 0.00010177 | 1.7982e-05 | 2.1912e-05 | 0.00010177 | 0.00011889 | 0.00010907
10 | 15 | 7 | 0.00011073 | 1.0474e-05 | 3.9359e-05 | 0.00011073 | 0.00012576 | 0.0001169 | 0.00011073 | 1.0474e-05 | 3.9359e-05 | 0.00011073 | 0.00012576 | 0.0001169
10 | 15 | 8 | 0.0001134 | 1.5064e-05 | 8.3741e-05 | 0.0001134 | 0.00012534 | 0.0001234 | 0.0001134 | 1.5064e-05 | 8.3741e-05 | 0.0001134 | 0.00012534 | 0.0001234
10 | 15 | 9 | 0.00011655 | 3.029e-05 | 0.00013245 | 0.00011655 | 0.00011447 | 0.0001285 | 0.00011655 | 3.029e-05 | 0.00013245 | 0.00011655 | 0.00011447 | 0.0001285
10 | 15 | 10 | 0.00011927 | 3.402e-05 | 0.00013119 | 0.00011927 | 9.8876e-05 | 0.00013089 | 0.00011927 | 3.402e-05 | 0.00013119 | 0.00011927 | 9.8876e-05 | 0.00013089
10 | 15 | 11 | 0.00011927 | 4.0383e-05 | 0.00010869 | 0.00011927 | 8.8181e-05 | 0.00013178 | 0.00011927 | 4.0383e-05 | 0.00010869 | 0.00011927 | 8.8181e-05 | 0.00013178
10 | 15 | 12 | 0.00011883 | 5.0222e-05 | 9.5191e-05 | 0.00011883 | 8.2118e-05 | 0.00013195 | 0.00011883 | 5.0222e-05 | 9.5191e-05 | 0.00011883 | 8.2118e-05 | 0.00013195
10 | 15 | 13 | 0.00011986 | 7.2502e-05 | 0.00010228 | 0.00011986 | 7.8891e-05 | 0.00013275 | 0.00011986 | 7.2502e-05 | 0.00010228 | 0.00011986 | 7.8891e-05 | 0.00013275
10 | 15 | 14 | 0.00011954 | 8.766e-05 | 0.0001146 | 0.00011954 | 7.7789e-05 | 0.00013241 | 0.00011954 | 8.766e-05 | 0.0001146 | 0.00011954 | 7.7789e-05 | 0.00013241
10 | 15 | 15 | 0.00011819 | 0.0001007 | 0.00012004 | 0.00011819 | 7.7211e-05 | 0.00013182 | 0.00011819 | 0.0001007 | 0.00012004 | 0.00011819 | 7.7211e-05 | 0.00013182
10 | 15 | 16 | 0.00011707 | 0.00013518 | 0.0001423 | 0.00011707 | 7.8895e-05 | 0.00012924 | 0.00011707 | 0.00013518 | 0.0001423 | 0.00011707 | 7.8895e-05 | 0.00012924
10 | 15 | 17 | 0.00011695 | 0.00016898 | 0.0001598 | 0.00011695 | 8.2807e-05 | 0.0001273 | 0.00011695 | 0.00016898 | 0.0001598 | 0.00011695 | 8.2807e-05 | 0.0001273
10 | 15 | 18 | 0.00012297 | 0.00021257 | 0.0001864 | 0.00012297 | 8.7038e-05 | 0.00013203 | 0.00012297 | 0.00021257 | 0.0001864 | 0.00012297 | 8.7038e-05 | 0.00013203
10 | 15 | 19 | 0.00012567 | 0.00024415 | 0.00020354 | 0.00012567 | 9.3821e-05 | 0.00012829 | 0.00012567 | 0.00024415 | 0.00020354 | 0.00012567 | 9.3821e-05 | 0.00012829
10 | 15 | 20 | 0.00012191 | 0.00025123 | 0.00019874 | 0.00012191 | 9.2493e-05 | 0.00012393 | 0.00012191 | 0.00025123 | 0.00019874 | 0.00012191 | 9.2493e-05 | 0.00012393
10 | 15 | 21 | 0.00011628 | 0.00024445 | 0.00018308 | 0.00011628 | 8.9217e-05 | 0.00011477 | 0.00011628 | 0.00024445 | 0.00018308 | 0.00011628 | 8.9217e-05 | 0.00011477
10 | 15 | 22 | 0.00010579 | 0.00023206 | 0.00016977 | 0.00010579 | 9.0278e-05 | 0.00010287 | 0.00010579 | 0.00023206 | 0.00016977 | 0.00010579 | 9.0278e-05 | 0.00010287
10 | 15 | 23 | 9.6968e-05 | 0.00021552 | 0.0001537 | 9.6968e-05 | 9.2727e-05 | 9.3146e-05 | 9.6968e-05 | 0.00021552 | 0.0001537 | 9.6968e-05 | 9.2727e-05 | 9.3146e-05
10 | 15 | 24 | 9.0572e-05 | 0.00018052 | 0.00012466 | 9.0572e-05 | 9.5038e-05 | 8.7962e-05 | 9.0572e-05 | 0.00018052 | 0.00012466 | 9.0572e-05 | 9.5038e-05 | 8.7962e-05
10 | 16 | 1 | 8.6956e-05 | 0.00013825 | 8.7285e-05 | 8.6956e-05 | 9.6776e-05 | 8.584e-05 | 8.6956e-05 | 0.00013825 | 8.7285e-05 | 8.6956e-05 | 9.6776e-05 | 8.584e-05
10 | 16 | 2 | 8.5716e-05 | 0.00010307 | 6.6412e-05 | 8.5716e-05 | 0.00010082 | 8.5044e-05 | 8.5716e-05 | 0.00010307 | 6.6412e-05 | 8.5716e-05 | 0.00010082 | 8.5044e-05
10 | 16 | 3 | 8.453e-05 | 7.1086e-05 | 4.7779e-05 | 8.453e-05 | 0.00010448 | 8.5212e-05 | 8.453e-05 | 7.1086e-05 | 4.7779e-05 | 8.453e-05 | 0.00010448 | 8.5212e-05
10 | 16 | 4 | 8.6557e-05 | 4.7828e-05 | 3.3129e-05 | 8.6557e-05 | 0.00010774 | 8.9108e-05 | 8.6557e-05 | 4.7828e-05 | 3.3129e-05 | 8.6557e-05 | 0.00010774 | 8.9108e-05
10 | 16 | 5 | 9.3181e-05 | 2.9833e-05 | 2.2439e-05 | 9.3181e-05 | 0.00011245 | 9.7355e-05 | 9.3181e-05 | 2.9833e-05 | 2.2439e-05 | 9.3181e-05 | 0.00011245 | 9.7355e-05
10 | 16 | 6 | 0.00010457 | 1.7982e-05 | 2.1912e-05 | 0.00010457 | 0.00011889 | 0.00010907 | 0.00010457 | 1.7982e-05 | 2.1912e-05 | 0.00010457 | 0.00011889 | 0.00010907
10 | 16 | 7 | 0.0001101 | 1.0474e-05 | 3.9359e-05 | 0.0001101 | 0.00012576 | 0.0001169 | 0.0001101 | 1.0474e-05 | 3.9359e-05 | 0.0001101 | 0.00012576 | 0.0001169
10 | 16 | 8 | 0.00011316 | 1.5064e-05 | 8.3741e-05 | 0.00011316 | 0.00012534 | 0.0001234 | 0.00011316 | 1.5064e-05 | 8.3741e-05 | 0.00011316 | 0.00012534 | 0.0001234
10 | 16 | 9 | 0.00011656 | 3.029e-05 | 0.00013245 | 0.00011656 | 0.00011447 | 0.0001285 | 0.00011656 | 3.029e-05 | 0.00013245 | 0.00011656 | 0.00011447 | 0.0001285
10 | 16 | 10 | 0.00011782 | 3.402e-05 | 0.00013119 | 0.00011782 | 9.8876e-05 | 0.00013089 | 0.00011782 | 3.402e-05 | 0.00013119 | 0.00011782 | 9.8876e-05 | 0.00013089
10 | 16 | 11 | 0.00011873 | 4.0383e-05 | 0.00010869 | 0.00011873 | 8.8181e-05 | 0.00013178 | 0.00011873 | 4.0383e-05 | 0.00010869 | 0.00011873 | 8.8181e-05 | 0.00013178
10 | 16 | 12 | 0.00011862 | 5.0222e-05 | 9.5191e-05 | 0.00011862 | 8.2118e-05 | 0.00013195 | 0.00011862 | 5.0222e-05 | 9.5191e-05 | 0.00011862 | 8.2118e-05 | 0.00013195
10 | 16 | 13 | 0.00011909 | 7.2502e-05 | 0.00010228 | 0.00011909 | 7.8891e-05 | 0.00013275 | 0.00011909 | 7.2502e-05 | 0.00010228 | 0.00011909 | 7.8891e-05 | 0.00013275
10 | 16 | 14 | 0.00011792 | 8.766e-05 | 0.0001146 | 0.00011792 | 7.7789e-05 | 0.00013241 | 0.00011792 | 8.766e-05 | 0.0001146 | 0.00011792 | 7.7789e-05 | 0.00013241
10 | 16 | 15 | 0.0001169 | 0.0001007 | 0.00012004 | 0.0001169 | 7.7211e-05 | 0.00013182 | 0.0001169 | 0.0001007 | 0.00012004 | 0.0001169 | 7.7211e-05 | 0.00013182
10 | 16 | 16 | 0.00011596 | 0.00013518 | 0.0001423 | 0.00011596 | 7.8895e-05 | 0.00012924 | 0.00011596 | 0.00013518 | 0.0001423 | 0.00011596 | 7.8895e-05 | 0.00012924
10 | 16 | 17 | 0.0001153 | 0.00016898 | 0.0001598 | 0.0001153 | 8.2807e-05 | 0.0001273 | 0.0001153 | 0.00016898 | 0.0001598 | 0.0001153 | 8.2807e-05 | 0.0001273
10 | 16 | 18 | 0.00012083 | 0.00021257 | 0.0001864 | 0.00012083 | 8.7038e-05 | 0.00013203 | 0.00012083 | 0.00021257 | 0.0001864 | 0.00012083 | 8.7038e-05 | 0.00013203
10 | 16 | 19 | 0.00012505 | 0.00024415 | 0.00020354 | 0.00012505 | 9.3821e-05 | 0.00012829 | 0.00012505 | 0.00024415 | 0.00020354 | 0.00012505 | 9.3821e-05 | 0.00012829
10 | 16 | 20 | 0.00012153 | 0.00025123 | 0.00019874 | 0.00012153 | 9.2493e-05 | 0.00012393 | 0.00012153 | 0.00025123 | 0.00019874 | 0.00012153 | 9.2493e-05 | 0.00012393
10 | 16 | 21 | 0.00011661 | 0.00024445 | 0.00018308 | 0.00011661 | 8.9217e-05 | 0.00011477 | 0.00011661 | 0.00024445 | 0.00018308 | 0.00011661 | 8.9217e-05 | 0.00011477
10 | 16 | 22 | 0.00010594 | 0.00023206 | 0.00016977 | 0.00010594 | 9.0278e-05 | 0.00010287 | 0.00010594 | 0.00023206 | 0.00016977 | 0.00010594 | 9.0278e-05 | 0.00010287
10 | 16 | 23 | 9.7688e-05 | 0.00021552 | 0.0001537 | 9.7688e-05 | 9.2727e-05 | 9.3146e-05 | 9.7688e-05 | 0.00021552 | 0.0001537 | 9.7688e-05 | 9.2727e-05 | 9.3146e-05
10 | 16 | 24 | 9.128e-05 | 0.00018052 | 0.00012466 | 9.128e-05 | 9.5038e-05 | 8.7962e-05 | 9.128e-05 | 0.00018052 | 0.00012466 | 9.128e-05 | 9.5038e-05 | 8.7962e-05
10 | 17 | 1 | 8.7393e-05 | 0.00013825 | 8.7285e-05 | 8.7393e-05 | 9.6776e-05 | 8.584e-05 | 8.7393e-05 | 0.00013825 | 8.7285e-05 | 8.7393e-05 | 9.6776e-05 | 8.584e-05
10 | 17 | 2 | 8.5833e-05 | 0.00010307 | 6.6412e-05 | 8.5833e-05 | 0.00010082 | 8.5044e-05 | 8.5833e-05 | 0.00010307 | 6.6412e-05 | 8.5833e-05 | 0.00010082 | 8.5044e-05
10 | 17 | 3 | 8.4905e-05 | 7.1086e-05 | 4.7779e-05 | 8.4905e-05 | 0.00010448 | 8.5212e-05 | 8.4905e-05 | 7.1086e-05 | 4.7779e-05 | 8.4905e-05 | 0.00010448 | 8.5212e-05
10 | 17 | 4 | 8.7052e-05 | 4.7828e-05 | 3.3129e-05 | 8.7052e-05 | 0.00010774 | 8.9108e-05 | 8.7052e-05 | 4.7828e-05 | 3.3129e-05 | 8.7052e-05 | 0.00010774 | 8.9108e-05
10 | 17 | 5 | 9.314e-05 | 2.9833e-05 | 2.2439e-05 | 9.314e-05 | 0.00011245 | 9.7355e-05 | 9.314e-05 | 2.9833e-05 | 2.2439e-05 | 9.314e-05 | 0.00011245 | 9.7355e-05
10 | 17 | 6 | 0.00010401 | 1.7982e-05 | 2.1912e-05 | 0.00010401 | 0.00011889 | 0.00010907 | 0.00010401 | 1.7982e-05 | 2.1912e-05 | 0.00010401 | 0.00011889 | 0.00010907
10 | 17 | 7 | 0.00011165 | 1.0474e-05 | 3.9359e-05 | 0.00011165 | 0.00012576 | 0.0001169 | 0.00011165 | 1.0474e-05 | 3.9359e-05 | 0.00011165 | 0.00012576 | 0.0001169
10 | 17 | 8 | 0.00011369 | 1.5064e-05 | 8.3741e-05 | 0.00011369 | 0.00012534 | 0.0001234 | 0.00011369 | 1.5064e-05 | 8.3741e-05 | 0.00011369 | 0.00012534 | 0.0001234
10 | 17 | 9 | 0.00011691 | 3.029e-05 | 0.00013245 | 0.00011691 | 0.00011447 | 0.0001285 | 0.00011691 | 3.029e-05 | 0.00013245 | 0.00011691 | 0.00011447 | 0.0001285
10 | 17 | 10 | 0.00011844 | 3.402e-05 | 0.00013119 | 0.00011844 | 9.8876e-05 | 0.00013089 | 0.00011844 | 3.402e-05 | 0.00013119 | 0.00011844 | 9.8876e-05 | 0.00013089
10 | 17 | 11 | 0.00012009 | 4.0383e-05 | 0.00010869 | 0.00012009 | 8.8181e-05 | 0.00013178 | 0.00012009 | 4.0383e-05 | 0.00010869 | 0.00012009 | 8.8181e-05 | 0.00013178
10 | 17 | 12 | 0.00011888 | 5.0222e-05 | 9.5191e-05 | 0.00011888 | 8.2118e-05 | 0.00013195 | 0.00011888 | 5.0222e-05 | 9.5191e-05 | 0.00011888 | 8.2118e-05 | 0.00013195
10 | 17 | 13 | 0.00011841 | 7.2502e-05 | 0.00010228 | 0.00011841 | 7.8891e-05 | 0.00013275 | 0.00011841 | 7.2502e-05 | 0.00010228 | 0.00011841 | 7.8891e-05 | 0.00013275
10 | 17 | 14 | 0.00011986 | 8.766e-05 | 0.0001146 | 0.00011986 | 7.7789e-05 | 0.00013241 | 0.00011986 | 8.766e-05 | 0.0001146 | 0.00011986 | 7.7789e-05 | 0.00013241
10 | 17 | 15 | 0.00011841 | 0.0001007 | 0.00012004 | 0.00011841 | 7.7211e-05 | 0.00013182 | 0.00011841 | 0.0001007 | 0.00012004 | 0.00011841 | 7.7211e-05 | 0.00013182
10 | 17 | 16 | 0.00011637 | 0.00013518 | 0.0001423 | 0.00011637 | 7.8895e-05 | 0.00012924 | 0.00011637 | 0.00013518 | 0.0001423 | 0.00011637 | 7.8895e-05 | 0.00012924
10 | 17 | 17 | 0.00011366 | 0.00016898 | 0.0001598 | 0.00011366 | 8.2807e-05 | 0.0001273 | 0.00011366 | 0.00016898 | 0.0001598 | 0.00011366 | 8.2807e-05 | 0.0001273
10 | 17 | 18 | 0.00012028 | 0.00021257 | 0.0001864 | 0.00012028 | 8.7038e-05 | 0.00013203 | 0.00012028 | 0.00021257 | 0.0001864 | 0.00012028 | 8.7038e-05 | 0.00013203
10 | 17 | 19 | 0.00012445 | 0.00024415 | 0.00020354 | 0.00012445 | 9.3821e-05 | 0.00012829 | 0.00012445 | 0.00024415 | 0.00020354 | 0.00012445 | 9.3821e-05 | 0.00012829
10 | 17 | 20 | 0.00012126 | 0.00025123 | 0.00019874 | 0.00012126 | 9.2493e-05 | 0.00012393 | 0.00012126 | 0.00025123 | 0.00019874 | 0.00012126 | 9.2493e-05 | 0.00012393
10 | 17 | 21 | 0.00011469 | 0.00024445 | 0.00018308 | 0.00011469 | 8.9217e-05 | 0.00011477 | 0.00011469 | 0.00024445 | 0.00018308 | 0.00011469 | 8.9217e-05 | 0.00011477
10 | 17 | 22 | 0.00010623 | 0.00023206 | 0.00016977 | 0.00010623 | 9.0278e-05 | 0.00010287 | 0.00010623 | 0.00023206 | 0.00016977 | 0.00010623 | 9.0278e-05 | 0.00010287
10 | 17 | 23 | 9.7559e-05 | 0.00021552 | 0.0001537 | 9.7559e-05 | 9.2727e-05 | 9.3146e-05 | 9.7559e-05 | 0.00021552 | 0.0001537 | 9.7559e-05 | 9.2727e-05 | 9.3146e-05
10 | 17 | 24 | 9.1712e-05 | 0.00018052 | 0.00012466 | 9.1712e-05 | 9.5038e-05 | 8.7962e-05 | 9.1712e-05 | 0.00018052 | 0.00012466 | 9.1712e-05 | 9.5038e-05 | 8.7962e-05
10 | 18 | 1 | 8.7688e-05 | 0.00013825 | 8.7285e-05 | 8.7688e-05 | 9.6776e-05 | 8.584e-05 | 8.7688e-05 | 0.00013825 | 8.7285e-05 | 8.7688e-05 | 9.6776e-05 | 8.584e-05
10 | 18 | 2 | 8.5254e-05 | 0.00010307 | 6.6412e-05 | 8.5254e-05 | 0.00010082 | 8.5044e-05 | 8.5254e-05 | 0.00010307 | 6.6412e-05 | 8.5254e-05 | 0.00010082 | 8.5044e-05
10 | 18 | 3 | 8.4921e-05 | 7.1086e-05 | 4.7779e-05 | 8.4921e-05 | 0.00010448 | 8.5212e-05 | 8.4921e-05 | 7.1086e-05 | 4.7779e-05 | 8.4921e-05 | 0.00010448 | 8.5212e-05
10 | 18 | 4 | 8.7297e-05 | 4.7828e-05 | 3.3129e-05 | 8.7297e-05 | 0.00010774 | 8.9108e-05 | 8.7297e-05 | 4.7828e-05 | 3.3129e-05 | 8.7297e-05 | 0.00010774 | 8.9108e-05
10 | 18 | 5 | 9.326e-05 | 2.9833e-05 | 2.2439e-05 | 9.326e-05 | 0.00011245 | 9.7355e-05 | 9.326e-05 | 2.9833e-05 | 2.2439e-05 | 9.326e-05 | 0.00011245 | 9.7355e-05
10 | 18 | 6 | 0.0001036 | 1.7982e-05 | 2.1912e-05 | 0.0001036 | 0.00011889 | 0.00010907 | 0.0001036 | 1.7982e-05 | 2.1912e-05 | 0.0001036 | 0.00011889 | 0.00010907
10 | 18 | 7 | 0.0001096 | 1.0474e-05 | 3.9359e-05 | 0.0001096 | 0.00012576 | 0.0001169 | 0.0001096 | 1.0474e-05 | 3.9359e-05 | 0.0001096 | 0.00012576 | 0.0001169
10 | 18 | 8 | 0.00011254 | 1.5064e-05 | 8.3741e-05 | 0.00011254 | 0.00012534 | 0.0001234 | 0.00011254 | 1.5064e-05 | 8.3741e-05 | 0.00011254 | 0.00012534 | 0.0001234
10 | 18 | 9 | 0.00011614 | 3.029e-05 | 0.00013245 | 0.00011614 | 0.00011447 | 0.0001285 | 0.00011614 | 3.029e-05 | 0.00013245 | 0.00011614 | 0.00011447 | 0.0001285
10 | 18 | 10 | 0.00011773 | 3.402e-05 | 0.00013119 | 0.00011773 | 9.8876e-05 | 0.00013089 | 0.00011773 | 3.402e-05 | 0.00013119 | 0.00011773 | 9.8876e-05 | 0.00013089
10 | 18 | 11 | 0.00011887 | 4.0383e-05 | 0.00010869 | 0.00011887 | 8.8181e-05 | 0.00013178 | 0.00011887 | 4.0383e-05 | 0.00010869 | 0.00011887 | 8.8181e-05 | 0.00013178
10 | 18 | 12 | 0.00011913 | 5.0222e-05 | 9.5191e-05 | 0.00011913 | 8.2118e-05 | 0.00013195 | 0.00011913 | 5.0222e-05 | 9.5191e-05 | 0.00011913 | 8.2118e-05 | 0.00013195
10 | 18 | 13 | 0.00012095 | 7.2502e-05 | 0.00010228 | 0.00012095 | 7.8891e-05 | 0.00013275 | 0.00012095 | 7.2502e-05 | 0.00010228 | 0.00012095 | 7.8891e-05 | 0.00013275
10 | 18 | 14 | 0.00012207 | 8.766e-05 | 0.0001146 | 0.00012207 | 7.7789e-05 | 0.00013241 | 0.00012207 | 8.766e-05 | 0.0001146 | 0.00012207 | 7.7789e-05 | 0.00013241
10 | 18 | 15 | 0.00012079 | 0.0001007 | 0.00012004 | 0.00012079 | 7.7211e-05 | 0.00013182 | 0.00012079 | 0.0001007 | 0.00012004 | 0.00012079 | 7.7211e-05 | 0.00013182
10 | 18 | 16 | 0.00011893 | 0.00013518 | 0.0001423 | 0.00011893 | 7.8895e-05 | 0.00012924 | 0.00011893 | 0.00013518 | 0.0001423 | 0.00011893 | 7.8895e-05 | 0.00012924
10 | 18 | 17 | 0.00011679 | 0.00016898 | 0.0001598 | 0.00011679 | 8.2807e-05 | 0.0001273 | 0.00011679 | 0.00016898 | 0.0001598 | 0.00011679 | 8.2807e-05 | 0.0001273
10 | 18 | 18 | 0.00012209 | 0.00021257 | 0.0001864 | 0.00012209 | 8.7038e-05 | 0.00013203 | 0.00012209 | 0.00021257 | 0.0001864 | 0.00012209 | 8.7038e-05 | 0.00013203
10 | 18 | 19 | 0.00012548 | 0.00024415 | 0.00020354 | 0.00012548 | 9.3821e-05 | 0.00012829 | 0.00012548 | 0.00024415 | 0.00020354 | 0.00012548 | 9.3821e-05 | 0.00012829
10 | 18 | 20 | 0.00012427 | 0.00025123 | 0.00019874 | 0.00012427 | 9.2493e-05 | 0.00012393 | 0.00012427 | 0.00025123 | 0.00019874 | 0.00012427 | 9.2493e-05 | 0.00012393
10 | 18 | 21 | 0.00011704 | 0.00024445 | 0.00018308 | 0.00011704 | 8.9217e-05 | 0.00011477 | 0.00011704 | 0.00024445 | 0.00018308 | 0.00011704 | 8.9217e-05 | 0.00011477
10 | 18 | 22 | 0.00010794 | 0.00023206 | 0.00016977 | 0.00010794 | 9.0278e-05 | 0.00010287 | 0.00010794 | 0.00023206 | 0.00016977 | 0.00010794 | 9.0278e-05 | 0.00010287
10 | 18 | 23 | 0.00010002 | 0.00021552 | 0.0001537 | 0.00010002 | 9.2727e-05 | 9.3146e-05 | 0.00010002 | 0.00021552 | 0.0001537 | 0.00010002 | 9.2727e-05 | 9.3146e-05
10 | 18 | 24 | 9.3635e-05 | 0.00018052 | 0.00012466 | 9.3635e-05 | 9.5038e-05 | 8.7962e-05 | 9.3635e-05 | 0.00018052 | 0.00012466 | 9.3635e-05 | 9.5038e-05 | 8.7962e-05
10 | 19 | 1 | 8.9066e-05 | 0.00013825 | 8.7285e-05 | 8.9066e-05 | 9.6776e-05 | 8.584e-05 | 8.9066e-05 | 0.00013825 | 8.7285e-05 | 8.9066e-05 | 9.6776e-05 | 8.584e-05
10 | 19 | 2 | 8.5787e-05 | 0.00010307 | 6.6412e-05 | 8.5787e-05 | 0.00010082 | 8.5044e-05 | 8.5787e-05 | 0.00010307 | 6.6412e-05 | 8.5787e-05 | 0.00010082 | 8.5044e-05
10 | 19 | 3 | 8.5042e-05 | 7.1086e-05 | 4.7779e-05 | 8.5042e-05 | 0.00010448 | 8.5212e-05 | 8.5042e-05 | 7.1086e-05 | 4.7779e-05 | 8.5042e-05 | 0.00010448 | 8.5212e-05
10 | 19 | 4 | 8.6794e-05 | 4.7828e-05 | 3.3129e-05 | 8.6794e-05 | 0.00010774 | 8.9108e-05 | 8.6794e-05 | 4.7828e-05 | 3.3129e-05 | 8.6794e-05 | 0.00010774 | 8.9108e-05
10 | 19 | 5 | 9.3485e-05 | 2.9833e-05 | 2.2439e-05 | 9.3485e-05 | 0.00011245 | 9.7355e-05 | 9.3485e-05 | 2.9833e-05 | 2.2439e-05 | 9.3485e-05 | 0.00011245 | 9.7355e-05
10 | 19 | 6 | 0.00010322 | 1.7982e-05 | 2.1912e-05 | 0.00010322 | 0.00011889 | 0.00010907 | 0.00010322 | 1.7982e-05 | 2.1912e-05 | 0.00010322 | 0.00011889 | 0.00010907
10 | 19 | 7 | 0.00010844 | 1.0474e-05 | 3.9359e-05 | 0.00010844 | 0.00012576 | 0.0001169 | 0.00010844 | 1.0474e-05 | 3.9359e-05 | 0.00010844 | 0.00012576 | 0.0001169
10 | 19 | 8 | 0.00011172 | 1.5064e-05 | 8.3741e-05 | 0.00011172 | 0.00012534 | 0.0001234 | 0.00011172 | 1.5064e-05 | 8.3741e-05 | 0.00011172 | 0.00012534 | 0.0001234
10 | 19 | 9 | 0.0001168 | 3.029e-05 | 0.00013245 | 0.0001168 | 0.00011447 | 0.0001285 | 0.0001168 | 3.029e-05 | 0.00013245 | 0.0001168 | 0.00011447 | 0.0001285
10 | 19 | 10 | 0.00012186 | 3.402e-05 | 0.00013119 | 0.00012186 | 9.8876e-05 | 0.00013089 | 0.00012186 | 3.402e-05 | 0.00013119 | 0.00012186 | 9.8876e-05 | 0.00013089
10 | 19 | 11 | 0.00012477 | 4.0383e-05 | 0.00010869 | 0.00012477 | 8.8181e-05 | 0.00013178 | 0.00012477 | 4.0383e-05 | 0.00010869 | 0.00012477 | 8.8181e-05 | 0.00013178
10 | 19 | 12 | 0.00012584 | 5.0222e-05 | 9.5191e-05 | 0.00012584 | 8.2118e-05 | 0.00013195 | 0.00012584 | 5.0222e-05 | 9.5191e-05 | 0.00012584 | 8.2118e-05 | 0.00013195
10 | 19 | 13 | 0.0001283 | 7.2502e-05 | 0.00010228 | 0.0001283 | 7.8891e-05 | 0.00013275 | 0.0001283 | 7.2502e-05 | 0.00010228 | 0.0001283 | 7.8891e-05 | 0.00013275
10 | 19 | 14 | 0.00012879 | 8.766e-05 | 0.0001146 | 0.00012879 | 7.7789e-05 | 0.00013241 | 0.00012879 | 8.766e-05 | 0.0001146 | 0.00012879 | 7.7789e-05 | 0.00013241
10 | 19 | 15 | 0.00012758 | 0.0001007 | 0.00012004 | 0.00012758 | 7.7211e-05 | 0.00013182 | 0.00012758 | 0.0001007 | 0.00012004 | 0.00012758 | 7.7211e-05 | 0.00013182
10 | 19 | 16 | 0.00012471 | 0.00013518 | 0.0001423 | 0.00012471 | 7.8895e-05 | 0.00012924 | 0.00012471 | 0.00013518 | 0.0001423 | 0.00012471 | 7.8895e-05 | 0.00012924
10 | 19 | 17 | 0.00012262 | 0.00016898 | 0.0001598 | 0.00012262 | 8.2807e-05 | 0.0001273 | 0.00012262 | 0.00016898 | 0.0001598 | 0.00012262 | 8.2807e-05 | 0.0001273
10 | 19 | 18 | 0.00012411 | 0.00021257 | 0.0001864 | 0.00012411 | 8.7038e-05 | 0.00013203 | 0.00012411 | 0.00021257 | 0.0001864 | 0.00012411 | 8.7038e-05 | 0.00013203
10 | 19 | 19 | 0.00012533 | 0.00024415 | 0.00020354 | 0.00012533 | 9.3821e-05 | 0.00012829 | 0.00012533 | 0.00024415 | 0.00020354 | 0.00012533 | 9.3821e-05 | 0.00012829
10 | 19 | 20 | 0.00012082 | 0.00025123 | 0.00019874 | 0.00012082 | 9.2493e-05 | 0.00012393 | 0.00012082 | 0.00025123 | 0.00019874 | 0.00012082 | 9.2493e-05 | 0.00012393
10 | 19 | 21 | 0.00011644 | 0.00024445 | 0.00018308 | 0.00011644 | 8.9217e-05 | 0.00011477 | 0.00011644 | 0.00024445 | 0.00018308 | 0.00011644 | 8.9217e-05 | 0.00011477
10 | 19 | 22 | 0.00010837 | 0.00023206 | 0.00016977 | 0.00010837 | 9.0278e-05 | 0.00010287 | 0.00010837 | 0.00023206 | 0.00016977 | 0.00010837 | 9.0278e-05 | 0.00010287
10 | 19 | 23 | 0.0001005 | 0.00021552 | 0.0001537 | 0.0001005 | 9.2727e-05 | 9.3146e-05 | 0.0001005 | 0.00021552 | 0.0001537 | 0.0001005 | 9.2727e-05 | 9.3146e-05
10 | 19 | 24 | 9.3373e-05 | 0.00018052 | 0.00012466 | 9.3373e-05 | 9.5038e-05 | 8.7962e-05 | 9.3373e-05 | 0.00018052 | 0.00012466 | 9.3373e-05 | 9.5038e-05 | 8.7962e-05
10 | 20 | 1 | 8.815e-05 | 0.00013825 | 8.7285e-05 | 8.815e-05 | 9.6776e-05 | 8.584e-05 | 8.815e-05 | 0.00013825 | 8.7285e-05 | 8.815e-05 | 9.6776e-05 | 8.584e-05
10 | 20 | 2 | 8.498e-05 | 0.00010307 | 6.6412e-05 | 8.498e-05 | 0.00010082 | 8.5044e-05 | 8.498e-05 | 0.00010307 | 6.6412e-05 | 8.498e-05 | 0.00010082 | 8.5044e-05
10 | 20 | 3 | 8.3594e-05 | 7.1086e-05 | 4.7779e-05 | 8.3594e-05 | 0.00010448 | 8.5212e-05 | 8.3594e-05 | 7.1086e-05 | 4.7779e-05 | 8.3594e-05 | 0.00010448 | 8.5212e-05
10 | 20 | 4 | 8.3893e-05 | 4.7828e-05 | 3.3129e-05 | 8.3893e-05 | 0.00010774 | 8.9108e-05 | 8.3893e-05 | 4.7828e-05 | 3.3129e-05 | 8.3893e-05 | 0.00010774 | 8.9108e-05
10 | 20 | 5 | 8.5342e-05 | 2.9833e-05 | 2.2439e-05 | 8.5342e-05 | 0.00011245 | 9.7355e-05 | 8.5342e-05 | 2.9833e-05 | 2.2439e-05 | 8.5342e-05 | 0.00011245 | 9.7355e-05
10 | 20 | 6 | 8.7555e-05 | 1.7982e-05 | 2.1912e-05 | 8.7555e-05 | 0.00011889 | 0.00010907 | 8.7555e-05 | 1.7982e-05 | 2.1912e-05 | 8.7555e-05 | 0.00011889 | 0.00010907
10 | 20 | 7 | 8.9836e-05 | 1.0474e-05 | 3.9359e-05 | 8.9836e-05 | 0.00012576 | 0.0001169 | 8.9836e-05 | 1.0474e-05 | 3.9359e-05 | 8.9836e-05 | 0.00012576 | 0.0001169
10 | 20 | 8 | 9.5445e-05 | 1.5064e-05 | 8.3741e-05 | 9.5445e-05 | 0.00012534 | 0.0001234 | 9.5445e-05 | 1.5064e-05 | 8.3741e-05 | 9.5445e-05 | 0.00012534 | 0.0001234
10 | 20 | 9 | 0.00010071 | 3.029e-05 | 0.00013245 | 0.00010071 | 0.00011447 | 0.0001285 | 0.00010071 | 3.029e-05 | 0.00013245 | 0.00010071 | 0.00011447 | 0.0001285
10 | 20 | 10 | 0.00010422 | 3.402e-05 | 0.00013119 | 0.00010422 | 9.8876e-05 | 0.00013089 | 0.00010422 | 3.402e-05 | 0.00013119 | 0.00010422 | 9.8876e-05 | 0.00013089
10 | 20 | 11 | 0.00010551 | 4.0383e-05 | 0.00010869 | 0.00010551 | 8.8181e-05 | 0.00013178 | 0.00010551 | 4.0383e-05 | 0.00010869 | 0.00010551 | 8.8181e-05 | 0.00013178
10 | 20 | 12 | 0.00010539 | 5.0222e-05 | 9.5191e-05 | 0.00010539 | 8.2118e-05 | 0.00013195 | 0.00010539 | 5.0222e-05 | 9.5191e-05 | 0.00010539 | 8.2118e-05 | 0.00013195
10 | 20 | 13 | 0.00010519 | 7.2502e-05 | 0.00010228 | 0.00010519 | 7.8891e-05 | 0.00013275 | 0.00010519 | 7.2502e-05 | 0.00010228 | 0.00010519 | 7.8891e-05 | 0.00013275
10 | 20 | 14 | 0.00010455 | 8.766e-05 | 0.0001146 | 0.00010455 | 7.7789e-05 | 0.00013241 | 0.00010455 | 8.766e-05 | 0.0001146 | 0.00010455 | 7.7789e-05 | 0.00013241
10 | 20 | 15 | 0.00010385 | 0.0001007 | 0.00012004 | 0.00010385 | 7.7211e-05 | 0.00013182 | 0.00010385 | 0.0001007 | 0.00012004 | 0.00010385 | 7.7211e-05 | 0.00013182
10 | 20 | 16 | 0.00010278 | 0.00013518 | 0.0001423 | 0.00010278 | 7.8895e-05 | 0.00012924 | 0.00010278 | 0.00013518 | 0.0001423 | 0.00010278 | 7.8895e-05 | 0.00012924
10 | 20 | 17 | 0.0001027 | 0.00016898 | 0.0001598 | 0.0001027 | 8.2807e-05 | 0.0001273 | 0.0001027 | 0.00016898 | 0.0001598 | 0.0001027 | 8.2807e-05 | 0.0001273
10 | 20 | 18 | 0.00010991 | 0.00021257 | 0.0001864 | 0.00010991 | 8.7038e-05 | 0.00013203 | 0.00010991 | 0.00021257 | 0.0001864 | 0.00010991 | 8.7038e-05 | 0.00013203
10 | 20 | 19 | 0.00011243 | 0.00024415 | 0.00020354 | 0.00011243 | 9.3821e-05 | 0.00012829 | 0.00011243 | 0.00024415 | 0.00020354 | 0.00011243 | 9.3821e-05 | 0.00012829
10 | 20 | 20 | 0.0001096 | 0.00025123 | 0.00019874 | 0.0001096 | 9.2493e-05 | 0.00012393 | 0.0001096 | 0.00025123 | 0.00019874 | 0.0001096 | 9.2493e-05 | 0.00012393
10 | 20 | 21 | 0.00010607 | 0.00024445 | 0.00018308 | 0.00010607 | 8.9217e-05 | 0.00011477 | 0.00010607 | 0.00024445 | 0.00018308 | 0.00010607 | 8.9217e-05 | 0.00011477
10 | 20 | 22 | 0.00010123 | 0.00023206 | 0.00016977 | 0.00010123 | 9.0278e-05 | 0.00010287 | 0.00010123 | 0.00023206 | 0.00016977 | 0.00010123 | 9.0278e-05 | 0.00010287
10 | 20 | 23 | 9.4101e-05 | 0.00021552 | 0.0001537 | 9.4101e-05 | 9.2727e-05 | 9.3146e-05 | 9.4101e-05 | 0.00021552 | 0.0001537 | 9.4101e-05 | 9.2727e-05 | 9.3146e-05
10 | 20 | 24 | 8.8417e-05 | 0.00018052 | 0.00012466 | 8.8417e-05 | 9.5038e-05 | 8.7962e-05 | 8.8417e-05 | 0.00018052 | 0.00012466 | 8.8417e-05 | 9.5038e-05 | 8.7962e-05
10 | 21 | 1 | 8.4368e-05 | 0.00013825 | 8.7285e-05 | 8.4368e-05 | 9.6776e-05 | 8.584e-05 | 8.4368e-05 | 0.00013825 | 8.7285e-05 | 8.4368e-05 | 9.6776e-05 | 8.584e-05
10 | 21 | 2 | 8.2004e-05 | 0.00010307 | 6.6412e-05 | 8.2004e-05 | 0.00010082 | 8.5044e-05 | 8.2004e-05 | 0.00010307 | 6.6412e-05 | 8.2004e-05 | 0.00010082 | 8.5044e-05
10 | 21 | 3 | 8.086e-05 | 7.1086e-05 | 4.7779e-05 | 8.086e-05 | 0.00010448 | 8.5212e-05 | 8.086e-05 | 7.1086e-05 | 4.7779e-05 | 8.086e-05 | 0.00010448 | 8.5212e-05
10 | 21 | 4 | 8.081e-05 | 4.7828e-05 | 3.3129e-05 | 8.081e-05 | 0.00010774 | 8.9108e-05 | 8.081e-05 | 4.7828e-05 | 3.3129e-05 | 8.081e-05 | 0.00010774 | 8.9108e-05
10 | 21 | 5 | 8.1925e-05 | 2.9833e-05 | 2.2439e-05 | 8.1925e-05 | 0.00011245 | 9.7355e-05 | 8.1925e-05 | 2.9833e-05 | 2.2439e-05 | 8.1925e-05 | 0.00011245 | 9.7355e-05
10 | 21 | 6 | 8.3182e-05 | 1.7982e-05 | 2.1912e-05 | 8.3182e-05 | 0.00011889 | 0.00010907 | 8.3182e-05 | 1.7982e-05 | 2.1912e-05 | 8.3182e-05 | 0.00011889 | 0.00010907
10 | 21 | 7 | 8.4439e-05 | 1.0474e-05 | 3.9359e-05 | 8.4439e-05 | 0.00012576 | 0.0001169 | 8.4439e-05 | 1.0474e-05 | 3.9359e-05 | 8.4439e-05 | 0.00012576 | 0.0001169
10 | 21 | 8 | 8.9066e-05 | 1.5064e-05 | 8.3741e-05 | 8.9066e-05 | 0.00012534 | 0.0001234 | 8.9066e-05 | 1.5064e-05 | 8.3741e-05 | 8.9066e-05 | 0.00012534 | 0.0001234
10 | 21 | 9 | 9.3909e-05 | 3.029e-05 | 0.00013245 | 9.3909e-05 | 0.00011447 | 0.0001285 | 9.3909e-05 | 3.029e-05 | 0.00013245 | 9.3909e-05 | 0.00011447 | 0.0001285
10 | 21 | 10 | 9.7634e-05 | 3.402e-05 | 0.00013119 | 9.7634e-05 | 9.8876e-05 | 0.00013089 | 9.7634e-05 | 3.402e-05 | 0.00013119 | 9.7634e-05 | 9.8876e-05 | 0.00013089
10 | 21 | 11 | 9.8653e-05 | 4.0383e-05 | 0.00010869 | 9.8653e-05 | 8.8181e-05 | 0.00013178 | 9.8653e-05 | 4.0383e-05 | 0.00010869 | 9.8653e-05 | 8.8181e-05 | 0.00013178
10 | 21 | 12 | 0.00010114 | 5.0222e-05 | 9.5191e-05 | 0.00010114 | 8.2118e-05 | 0.00013195 | 0.00010114 | 5.0222e-05 | 9.5191e-05 | 0.00010114 | 8.2118e-05 | 0.00013195
10 | 21 | 13 | 0.00010073 | 7.2502e-05 | 0.00010228 | 0.00010073 | 7.8891e-05 | 0.00013275 | 0.00010073 | 7.2502e-05 | 0.00010228 | 0.00010073 | 7.8891e-05 | 0.00013275
10 | 21 | 14 | 0.00010223 | 8.766e-05 | 0.0001146 | 0.00010223 | 7.7789e-05 | 0.00013241 | 0.00010223 | 8.766e-05 | 0.0001146 | 0.00010223 | 7.7789e-05 | 0.00013241
10 | 21 | 15 | 0.00010253 | 0.0001007 | 0.00012004 | 0.00010253 | 7.7211e-05 | 0.00013182 | 0.00010253 | 0.0001007 | 0.00012004 | 0.00010253 | 7.7211e-05 | 0.00013182
10 | 21 | 16 | 0.00010378 | 0.00013518 | 0.0001423 | 0.00010378 | 7.8895e-05 | 0.00012924 | 0.00010378 | 0.00013518 | 0.0001423 | 0.00010378 | 7.8895e-05 | 0.00012924
10 | 21 | 17 | 0.00010523 | 0.00016898 | 0.0001598 | 0.00010523 | 8.2807e-05 | 0.0001273 | 0.00010523 | 0.00016898 | 0.0001598 | 0.00010523 | 8.2807e-05 | 0.0001273
10 | 21 | 18 | 0.00011311 | 0.00021257 | 0.0001864 | 0.00011311 | 8.7038e-05 | 0.00013203 | 0.00011311 | 0.00021257 | 0.0001864 | 0.00011311 | 8.7038e-05 | 0.00013203
10 | 21 | 19 | 0.00011737 | 0.00024415 | 0.00020354 | 0.00011737 | 9.3821e-05 | 0.00012829 | 0.00011737 | 0.00024415 | 0.00020354 | 0.00011737 | 9.3821e-05 | 0.00012829
10 | 21 | 20 | 0.00011468 | 0.00025123 | 0.00019874 | 0.00011468 | 9.2493e-05 | 0.00012393 | 0.00011468 | 0.00025123 | 0.00019874 | 0.00011468 | 9.2493e-05 | 0.00012393
10 | 21 | 21 | 0.00010834 | 0.00024445 | 0.00018308 | 0.00010834 | 8.9217e-05 | 0.00011477 | 0.00010834 | 0.00024445 | 0.00018308 | 0.00010834 | 8.9217e-05 | 0.00011477
10 | 21 | 22 | 0.00010117 | 0.00023206 | 0.00016977 | 0.00010117 | 9.0278e-05 | 0.00010287 | 0.00010117 | 0.00023206 | 0.00016977 | 0.00010117 | 9.0278e-05 | 0.00010287
10 | 21 | 23 | 9.3239e-05 | 0.00021552 | 0.0001537 | 9.3239e-05 | 9.2727e-05 | 9.3146e-05 | 9.3239e-05 | 0.00021552 | 0.0001537 | 9.3239e-05 | 9.2727e-05 | 9.3146e-05
10 | 21 | 24 | 8.8437e-05 | 0.00018052 | 0.00012466 | 8.8437e-05 | 9.5038e-05 | 8.7962e-05 | 8.8437e-05 | 0.00018052 | 0.00012466 | 8.8437e-05 | 9.5038e-05 | 8.7962e-05
10 | 22 | 1 | 8.3989e-05 | 0.00013825 | 8.7285e-05 | 8.3989e-05 | 9.6776e-05 | 8.584e-05 | 8.3989e-05 | 0.00013825 | 8.7285e-05 | 8.3989e-05 | 9.6776e-05 | 8.584e-05
10 | 22 | 2 | 8.2608e-05 | 0.00010307 | 6.6412e-05 | 8.2608e-05 | 0.00010082 | 8.5044e-05 | 8.2608e-05 | 0.00010307 | 6.6412e-05 | 8.2608e-05 | 0.00010082 | 8.5044e-05
10 | 22 | 3 | 8.1763e-05 | 7.1086e-05 | 4.7779e-05 | 8.1763e-05 | 0.00010448 | 8.5212e-05 | 8.1763e-05 | 7.1086e-05 | 4.7779e-05 | 8.1763e-05 | 0.00010448 | 8.5212e-05
10 | 22 | 4 | 8.4226e-05 | 4.7828e-05 | 3.3129e-05 | 8.4226e-05 | 0.00010774 | 8.9108e-05 | 8.4226e-05 | 4.7828e-05 | 3.3129e-05 | 8.4226e-05 | 0.00010774 | 8.9108e-05
10 | 22 | 5 | 9.1521e-05 | 2.9833e-05 | 2.2439e-05 | 9.1521e-05 | 0.00011245 | 9.7355e-05 | 9.1521e-05 | 2.9833e-05 | 2.2439e-05 | 9.1521e-05 | 0.00011245 | 9.7355e-05
10 | 22 | 6 | 0.00010178 | 1.7982e-05 | 2.1912e-05 | 0.00010178 | 0.00011889 | 0.00010907 | 0.00010178 | 1.7982e-05 | 2.1912e-05 | 0.00010178 | 0.00011889 | 0.00010907
10 | 22 | 7 | 0.00010752 | 1.0474e-05 | 3.9359e-05 | 0.00010752 | 0.00012576 | 0.0001169 | 0.00010752 | 1.0474e-05 | 3.9359e-05 | 0.00010752 | 0.00012576 | 0.0001169
10 | 22 | 8 | 0.00011075 | 1.5064e-05 | 8.3741e-05 | 0.00011075 | 0.00012534 | 0.0001234 | 0.00011075 | 1.5064e-05 | 8.3741e-05 | 0.00011075 | 0.00012534 | 0.0001234
10 | 22 | 9 | 0.00011581 | 3.029e-05 | 0.00013245 | 0.00011581 | 0.00011447 | 0.0001285 | 0.00011581 | 3.029e-05 | 0.00013245 | 0.00011581 | 0.00011447 | 0.0001285
10 | 22 | 10 | 0.00011848 | 3.402e-05 | 0.00013119 | 0.00011848 | 9.8876e-05 | 0.00013089 | 0.00011848 | 3.402e-05 | 0.00013119 | 0.00011848 | 9.8876e-05 | 0.00013089
10 | 22 | 11 | 0.00011971 | 4.0383e-05 | 0.00010869 | 0.00011971 | 8.8181e-05 | 0.00013178 | 0.00011971 | 4.0383e-05 | 0.00010869 | 0.00011971 | 8.8181e-05 | 0.00013178
10 | 22 | 12 | 0.00012087 | 5.0222e-05 | 9.5191e-05 | 0.00012087 | 8.2118e-05 | 0.00013195 | 0.00012087 | 5.0222e-05 | 9.5191e-05 | 0.00012087 | 8.2118e-05 | 0.00013195
10 | 22 | 13 | 0.00012393 | 7.2502e-05 | 0.00010228 | 0.00012393 | 7.8891e-05 | 0.00013275 | 0.00012393 | 7.2502e-05 | 0.00010228 | 0.00012393 | 7.8891e-05 | 0.00013275
10 | 22 | 14 | 0.0001234 | 8.766e-05 | 0.0001146 | 0.0001234 | 7.7789e-05 | 0.00013241 | 0.0001234 | 8.766e-05 | 0.0001146 | 0.0001234 | 7.7789e-05 | 0.00013241
10 | 22 | 15 | 0.00012392 | 0.0001007 | 0.00012004 | 0.00012392 | 7.7211e-05 | 0.00013182 | 0.00012392 | 0.0001007 | 0.00012004 | 0.00012392 | 7.7211e-05 | 0.00013182
10 | 22 | 16 | 0.0001228 | 0.00013518 | 0.0001423 | 0.0001228 | 7.8895e-05 | 0.00012924 | 0.0001228 | 0.00013518 | 0.0001423 | 0.0001228 | 7.8895e-05 | 0.00012924
10 | 22 | 17 | 0.00012129 | 0.00016898 | 0.0001598 | 0.00012129 | 8.2807e-05 | 0.0001273 | 0.00012129 | 0.00016898 | 0.0001598 | 0.00012129 | 8.2807e-05 | 0.0001273
10 | 22 | 18 | 0.00012685 | 0.00021257 | 0.0001864 | 0.00012685 | 8.7038e-05 | 0.00013203 | 0.00012685 | 0.00021257 | 0.0001864 | 0.00012685 | 8.7038e-05 | 0.00013203
10 | 22 | 19 | 0.00012912 | 0.00024415 | 0.00020354 | 0.00012912 | 9.3821e-05 | 0.00012829 | 0.00012912 | 0.00024415 | 0.00020354 | 0.00012912 | 9.3821e-05 | 0.00012829
10 | 22 | 20 | 0.00012407 | 0.00025123 | 0.00019874 | 0.00012407 | 9.2493e-05 | 0.00012393 | 0.00012407 | 0.00025123 | 0.00019874 | 0.00012407 | 9.2493e-05 | 0.00012393
10 | 22 | 21 | 0.00011749 | 0.00024445 | 0.00018308 | 0.00011749 | 8.9217e-05 | 0.00011477 | 0.00011749 | 0.00024445 | 0.00018308 | 0.00011749 | 8.9217e-05 | 0.00011477
10 | 22 | 22 | 0.00010854 | 0.00023206 | 0.00016977 | 0.00010854 | 9.0278e-05 | 0.00010287 | 0.00010854 | 0.00023206 | 0.00016977 | 0.00010854 | 9.0278e-05 | 0.00010287
10 | 22 | 23 | 9.9211e-05 | 0.00021552 | 0.0001537 | 9.9211e-05 | 9.2727e-05 | 9.3146e-05 | 9.9211e-05 | 0.00021552 | 0.0001537 | 9.9211e-05 | 9.2727e-05 | 9.3146e-05
10 | 22 | 24 | 9.2424e-05 | 0.00018052 | 0.00012466 | 9.2424e-05 | 9.5038e-05 | 8.7962e-05 | 9.2424e-05 | 0.00018052 | 0.00012466 | 9.2424e-05 | 9.5038e-05 | 8.7962e-05
10 | 23 | 1 | 8.8542e-05 | 0.00013825 | 8.7285e-05 | 8.8542e-05 | 9.6776e-05 | 8.584e-05 | 8.8542e-05 | 0.00013825 | 8.7285e-05 | 8.8542e-05 | 9.6776e-05 | 8.584e-05
10 | 23 | 2 | 8.6024e-05 | 0.00010307 | 6.6412e-05 | 8.6024e-05 | 0.00010082 | 8.5044e-05 | 8.6024e-05 | 0.00010307 | 6.6412e-05 | 8.6024e-05 | 0.00010082 | 8.5044e-05
10 | 23 | 3 | 8.5658e-05 | 7.1086e-05 | 4.7779e-05 | 8.5658e-05 | 0.00010448 | 8.5212e-05 | 8.5658e-05 | 7.1086e-05 | 4.7779e-05 | 8.5658e-05 | 0.00010448 | 8.5212e-05
10 | 23 | 4 | 8.6902e-05 | 4.7828e-05 | 3.3129e-05 | 8.6902e-05 | 0.00010774 | 8.9108e-05 | 8.6902e-05 | 4.7828e-05 | 3.3129e-05 | 8.6902e-05 | 0.00010774 | 8.9108e-05
10 | 23 | 5 | 9.3181e-05 | 2.9833e-05 | 2.2439e-05 | 9.3181e-05 | 0.00011245 | 9.7355e-05 | 9.3181e-05 | 2.9833e-05 | 2.2439e-05 | 9.3181e-05 | 0.00011245 | 9.7355e-05
10 | 23 | 6 | 0.00010379 | 1.7982e-05 | 2.1912e-05 | 0.00010379 | 0.00011889 | 0.00010907 | 0.00010379 | 1.7982e-05 | 2.1912e-05 | 0.00010379 | 0.00011889 | 0.00010907
10 | 23 | 7 | 0.00010942 | 1.0474e-05 | 3.9359e-05 | 0.00010942 | 0.00012576 | 0.0001169 | 0.00010942 | 1.0474e-05 | 3.9359e-05 | 0.00010942 | 0.00012576 | 0.0001169
10 | 23 | 8 | 0.00011398 | 1.5064e-05 | 8.3741e-05 | 0.00011398 | 0.00012534 | 0.0001234 | 0.00011398 | 1.5064e-05 | 8.3741e-05 | 0.00011398 | 0.00012534 | 0.0001234
10 | 23 | 9 | 0.00011888 | 3.029e-05 | 0.00013245 | 0.00011888 | 0.00011447 | 0.0001285 | 0.00011888 | 3.029e-05 | 0.00013245 | 0.00011888 | 0.00011447 | 0.0001285
10 | 23 | 10 | 0.00012352 | 3.402e-05 | 0.00013119 | 0.00012352 | 9.8876e-05 | 0.00013089 | 0.00012352 | 3.402e-05 | 0.00013119 | 0.00012352 | 9.8876e-05 | 0.00013089
10 | 23 | 11 | 0.00012626 | 4.0383e-05 | 0.00010869 | 0.00012626 | 8.8181e-05 | 0.00013178 | 0.00012626 | 4.0383e-05 | 0.00010869 | 0.00012626 | 8.8181e-05 | 0.00013178
10 | 23 | 12 | 0.00013076 | 5.0222e-05 | 9.5191e-05 | 0.00013076 | 8.2118e-05 | 0.00013195 | 0.00013076 | 5.0222e-05 | 9.5191e-05 | 0.00013076 | 8.2118e-05 | 0.00013195
10 | 23 | 13 | 0.00013258 | 7.2502e-05 | 0.00010228 | 0.00013258 | 7.8891e-05 | 0.00013275 | 0.00013258 | 7.2502e-05 | 0.00010228 | 0.00013258 | 7.8891e-05 | 0.00013275
10 | 23 | 14 | 0.00013367 | 8.766e-05 | 0.0001146 | 0.00013367 | 7.7789e-05 | 0.00013241 | 0.00013367 | 8.766e-05 | 0.0001146 | 0.00013367 | 7.7789e-05 | 0.00013241
10 | 23 | 15 | 0.00013461 | 0.0001007 | 0.00012004 | 0.00013461 | 7.7211e-05 | 0.00013182 | 0.00013461 | 0.0001007 | 0.00012004 | 0.00013461 | 7.7211e-05 | 0.00013182
10 | 23 | 16 | 0.00013376 | 0.00013518 | 0.0001423 | 0.00013376 | 7.8895e-05 | 0.00012924 | 0.00013376 | 0.00013518 | 0.0001423 | 0.00013376 | 7.8895e-05 | 0.00012924
10 | 23 | 17 | 0.00013112 | 0.00016898 | 0.0001598 | 0.00013112 | 8.2807e-05 | 0.0001273 | 0.00013112 | 0.00016898 | 0.0001598 | 0.00013112 | 8.2807e-05 | 0.0001273
10 | 23 | 18 | 0.00013611 | 0.00021257 | 0.0001864 | 0.00013611 | 8.7038e-05 | 0.00013203 | 0.00013611 | 0.00021257 | 0.0001864 | 0.00013611 | 8.7038e-05 | 0.00013203
10 | 23 | 19 | 0.00013773 | 0.00024415 | 0.00020354 | 0.00013773 | 9.3821e-05 | 0.00012829 | 0.00013773 | 0.00024415 | 0.00020354 | 0.00013773 | 9.3821e-05 | 0.00012829
10 | 23 | 20 | 0.00013057 | 0.00025123 | 0.00019874 | 0.00013057 | 9.2493e-05 | 0.00012393 | 0.00013057 | 0.00025123 | 0.00019874 | 0.00013057 | 9.2493e-05 | 0.00012393
10 | 23 | 21 | 0.00012214 | 0.00024445 | 0.00018308 | 0.00012214 | 8.9217e-05 | 0.00011477 | 0.00012214 | 0.00024445 | 0.00018308 | 0.00012214 | 8.9217e-05 | 0.00011477
10 | 23 | 22 | 0.00011144 | 0.00023206 | 0.00016977 | 0.00011144 | 9.0278e-05 | 0.00010287 | 0.00011144 | 0.00023206 | 0.00016977 | 0.00011144 | 9.0278e-05 | 0.00010287
10 | 23 | 23 | 0.00010256 | 0.00021552 | 0.0001537 | 0.00010256 | 9.2727e-05 | 9.3146e-05 | 0.00010256 | 0.00021552 | 0.0001537 | 0.00010256 | 9.2727e-05 | 9.3146e-05
10 | 23 | 24 | 9.5174e-05 | 0.00018052 | 0.00012466 | 9.5174e-05 | 9.5038e-05 | 8.7962e-05 | 9.5174e-05 | 0.00018052 | 0.00012466 | 9.5174e-05 | 9.5038e-05 | 8.7962e-05
10 | 24 | 1 | 9.0522e-05 | 0.00013825 | 8.7285e-05 | 9.0522e-05 | 9.6776e-05 | 8.584e-05 | 9.0522e-05 | 0.00013825 | 8.7285e-05 | 9.0522e-05 | 9.6776e-05 | 8.584e-05
10 | 24 | 2 | 8.7863e-05 | 0.00010307 | 6.6412e-05 | 8.7863e-05 | 0.00010082 | 8.5044e-05 | 8.7863e-05 | 0.00010307 | 6.6412e-05 | 8.7863e-05 | 0.00010082 | 8.5044e-05
10 | 24 | 3 | 8.7114e-05 | 7.1086e-05 | 4.7779e-05 | 8.7114e-05 | 0.00010448 | 8.5212e-05 | 8.7114e-05 | 7.1086e-05 | 4.7779e-05 | 8.7114e-05 | 0.00010448 | 8.5212e-05
10 | 24 | 4 | 8.8304e-05 | 4.7828e-05 | 3.3129e-05 | 8.8304e-05 | 0.00010774 | 8.9108e-05 | 8.8304e-05 | 4.7828e-05 | 3.3129e-05 | 8.8304e-05 | 0.00010774 | 8.9108e-05
10 | 24 | 5 | 9.3685e-05 | 2.9833e-05 | 2.2439e-05 | 9.3685e-05 | 0.00011245 | 9.7355e-05 | 9.3685e-05 | 2.9833e-05 | 2.2439e-05 | 9.3685e-05 | 0.00011245 | 9.7355e-05
10 | 24 | 6 | 0.00010306 | 1.7982e-05 | 2.1912e-05 | 0.00010306 | 0.00011889 | 0.00010907 | 0.00010306 | 1.7982e-05 | 2.1912e-05 | 0.00010306 | 0.00011889 | 0.00010907
10 | 24 | 7 | 0.00010826 | 1.0474e-05 | 3.9359e-05 | 0.00010826 | 0.00012576 | 0.0001169 | 0.00010826 | 1.0474e-05 | 3.9359e-05 | 0.00010826 | 0.00012576 | 0.0001169
10 | 24 | 8 | 0.00011233 | 1.5064e-05 | 8.3741e-05 | 0.00011233 | 0.00012534 | 0.0001234 | 0.00011233 | 1.5064e-05 | 8.3741e-05 | 0.00011233 | 0.00012534 | 0.0001234
10 | 24 | 9 | 0.00011784 | 3.029e-05 | 0.00013245 | 0.00011784 | 0.00011447 | 0.0001285 | 0.00011784 | 3.029e-05 | 0.00013245 | 0.00011784 | 0.00011447 | 0.0001285
10 | 24 | 10 | 0.00012402 | 3.402e-05 | 0.00013119 | 0.00012402 | 9.8876e-05 | 0.00013089 | 0.00012402 | 3.402e-05 | 0.00013119 | 0.00012402 | 9.8876e-05 | 0.00013089
10 | 24 | 11 | 0.00012841 | 4.0383e-05 | 0.00010869 | 0.00012841 | 8.8181e-05 | 0.00013178 | 0.00012841 | 4.0383e-05 | 0.00010869 | 0.00012841 | 8.8181e-05 | 0.00013178
10 | 24 | 12 | 0.00013131 | 5.0222e-05 | 9.5191e-05 | 0.00013131 | 8.2118e-05 | 0.00013195 | 0.00013131 | 5.0222e-05 | 9.5191e-05 | 0.00013131 | 8.2118e-05 | 0.00013195
10 | 24 | 13 | 0.00013564 | 7.2502e-05 | 0.00010228 | 0.00013564 | 7.8891e-05 | 0.00013275 | 0.00013564 | 7.2502e-05 | 0.00010228 | 0.00013564 | 7.8891e-05 | 0.00013275
10 | 24 | 14 | 0.00013772 | 8.766e-05 | 0.0001146 | 0.00013772 | 7.7789e-05 | 0.00013241 | 0.00013772 | 8.766e-05 | 0.0001146 | 0.00013772 | 7.7789e-05 | 0.00013241
10 | 24 | 15 | 0.00013801 | 0.0001007 | 0.00012004 | 0.00013801 | 7.7211e-05 | 0.00013182 | 0.00013801 | 0.0001007 | 0.00012004 | 0.00013801 | 7.7211e-05 | 0.00013182
10 | 24 | 16 | 0.00013635 | 0.00013518 | 0.0001423 | 0.00013635 | 7.8895e-05 | 0.00012924 | 0.00013635 | 0.00013518 | 0.0001423 | 0.00013635 | 7.8895e-05 | 0.00012924
10 | 24 | 17 | 0.0001332 | 0.00016898 | 0.0001598 | 0.0001332 | 8.2807e-05 | 0.0001273 | 0.0001332 | 0.00016898 | 0.0001598 | 0.0001332 | 8.2807e-05 | 0.0001273
10 | 24 | 18 | 0.00013569 | 0.00021257 | 0.0001864 | 0.00013569 | 8.7038e-05 | 0.00013203 | 0.00013569 | 0.00021257 | 0.0001864 | 0.00013569 | 8.7038e-05 | 0.00013203
10 | 24 | 19 | 0.00013674 | 0.00024415 | 0.00020354 | 0.00013674 | 9.3821e-05 | 0.00012829 | 0.00013674 | 0.00024415 | 0.00020354 | 0.00013674 | 9.3821e-05 | 0.00012829
10 | 24 | 20 | 0.00013073 | 0.00025123 | 0.00019874 | 0.00013073 | 9.2493e-05 | 0.00012393 | 0.00013073 | 0.00025123 | 0.00019874 | 0.00013073 | 9.2493e-05 | 0.00012393
10 | 24 | 21 | 0.00012231 | 0.00024445 | 0.00018308 | 0.00012231 | 8.9217e-05 | 0.00011477 | 0.00012231 | 0.00024445 | 0.00018308 | 0.00012231 | 8.9217e-05 | 0.00011477
10 | 24 | 22 | 0.00011231 | 0.00023206 | 0.00016977 | 0.00011231 | 9.0278e-05 | 0.00010287 | 0.00011231 | 0.00023206 | 0.00016977 | 0.00011231 | 9.0278e-05 | 0.00010287
10 | 24 | 23 | 0.00010176 | 0.00021552 | 0.0001537 | 0.00010176 | 9.2727e-05 | 9.3146e-05 | 0.00010176 | 0.00021552 | 0.0001537 | 0.00010176 | 9.2727e-05 | 9.3146e-05
10 | 24 | 24 | 9.6069e-05 | 0.00018052 | 0.00012466 | 9.6069e-05 | 9.5038e-05 | 8.7962e-05 | 9.6069e-05 | 0.00018052 | 0.00012466 | 9.6069e-05 | 9.5038e-05 | 8.7962e-05
10 | 25 | 1 | 9.0514e-05 | 0.00013825 | 8.7285e-05 | 9.0514e-05 | 9.6776e-05 | 8.584e-05 | 9.0514e-05 | 0.00013825 | 8.7285e-05 | 9.0514e-05 | 9.6776e-05 | 8.584e-05
10 | 25 | 2 | 8.8209e-05 | 0.00010307 | 6.6412e-05 | 8.8209e-05 | 0.00010082 | 8.5044e-05 | 8.8209e-05 | 0.00010307 | 6.6412e-05 | 8.8209e-05 | 0.00010082 | 8.5044e-05
10 | 25 | 3 | 8.6507e-05 | 7.1086e-05 | 4.7779e-05 | 8.6507e-05 | 0.00010448 | 8.5212e-05 | 8.6507e-05 | 7.1086e-05 | 4.7779e-05 | 8.6507e-05 | 0.00010448 | 8.5212e-05
10 | 25 | 4 | 8.8125e-05 | 4.7828e-05 | 3.3129e-05 | 8.8125e-05 | 0.00010774 | 8.9108e-05 | 8.8125e-05 | 4.7828e-05 | 3.3129e-05 | 8.8125e-05 | 0.00010774 | 8.9108e-05
10 | 25 | 5 | 9.3714e-05 | 2.9833e-05 | 2.2439e-05 | 9.3714e-05 | 0.00011245 | 9.7355e-05 | 9.3714e-05 | 2.9833e-05 | 2.2439e-05 | 9.3714e-05 | 0.00011245 | 9.7355e-05
10 | 25 | 6 | 0.00010325 | 1.7982e-05 | 2.1912e-05 | 0.00010325 | 0.00011889 | 0.00010907 | 0.00010325 | 1.7982e-05 | 2.1912e-05 | 0.00010325 | 0.00011889 | 0.00010907
10 | 25 | 7 | 0.00010936 | 1.0474e-05 | 3.9359e-05 | 0.00010936 | 0.00012576 | 0.0001169 | 0.00010936 | 1.0474e-05 | 3.9359e-05 | 0.00010936 | 0.00012576 | 0.0001169
10 | 25 | 8 | 0.00011327 | 1.5064e-05 | 8.3741e-05 | 0.00011327 | 0.00012534 | 0.0001234 | 0.00011327 | 1.5064e-05 | 8.3741e-05 | 0.00011327 | 0.00012534 | 0.0001234
10 | 25 | 9 | 0.00011811 | 3.029e-05 | 0.00013245 | 0.00011811 | 0.00011447 | 0.0001285 | 0.00011811 | 3.029e-05 | 0.00013245 | 0.00011811 | 0.00011447 | 0.0001285
10 | 25 | 10 | 0.00012354 | 3.402e-05 | 0.00013119 | 0.00012354 | 9.8876e-05 | 0.00013089 | 0.00012354 | 3.402e-05 | 0.00013119 | 0.00012354 | 9.8876e-05 | 0.00013089
10 | 25 | 11 | 0.0001263 | 4.0383e-05 | 0.00010869 | 0.0001263 | 8.8181e-05 | 0.00013178 | 0.0001263 | 4.0383e-05 | 0.00010869 | 0.0001263 | 8.8181e-05 | 0.00013178
10 | 25 | 12 | 0.00012886 | 5.0222e-05 | 9.5191e-05 | 0.00012886 | 8.2118e-05 | 0.00013195 | 0.00012886 | 5.0222e-05 | 9.5191e-05 | 0.00012886 | 8.2118e-05 | 0.00013195
10 | 25 | 13 | 0.00013159 | 7.2502e-05 | 0.00010228 | 0.00013159 | 7.8891e-05 | 0.00013275 | 0.00013159 | 7.2502e-05 | 0.00010228 | 0.00013159 | 7.8891e-05 | 0.00013275
10 | 25 | 14 | 0.00013275 | 8.766e-05 | 0.0001146 | 0.00013275 | 7.7789e-05 | 0.00013241 | 0.00013275 | 8.766e-05 | 0.0001146 | 0.00013275 | 7.7789e-05 | 0.00013241
10 | 25 | 15 | 0.00013181 | 0.0001007 | 0.00012004 | 0.00013181 | 7.7211e-05 | 0.00013182 | 0.00013181 | 0.0001007 | 0.00012004 | 0.00013181 | 7.7211e-05 | 0.00013182
10 | 25 | 16 | 0.00012868 | 0.00013518 | 0.0001423 | 0.00012868 | 7.8895e-05 | 0.00012924 | 0.00012868 | 0.00013518 | 0.0001423 | 0.00012868 | 7.8895e-05 | 0.00012924
10 | 25 | 17 | 0.00012561 | 0.00016898 | 0.0001598 | 0.00012561 | 8.2807e-05 | 0.0001273 | 0.00012561 | 0.00016898 | 0.0001598 | 0.00012561 | 8.2807e-05 | 0.0001273
10 | 25 | 18 | 0.0001305 | 0.00021257 | 0.0001864 | 0.0001305 | 8.7038e-05 | 0.00013203 | 0.0001305 | 0.00021257 | 0.0001864 | 0.0001305 | 8.7038e-05 | 0.00013203
10 | 25 | 19 | 0.00013134 | 0.00024415 | 0.00020354 | 0.00013134 | 9.3821e-05 | 0.00012829 | 0.00013134 | 0.00024415 | 0.00020354 | 0.00013134 | 9.3821e-05 | 0.00012829
10 | 25 | 20 | 0.00012596 | 0.00025123 | 0.00019874 | 0.00012596 | 9.2493e-05 | 0.00012393 | 0.00012596 | 0.00025123 | 0.00019874 | 0.00012596 | 9.2493e-05 | 0.00012393
10 | 25 | 21 | 0.00011895 | 0.00024445 | 0.00018308 | 0.00011895 | 8.9217e-05 | 0.00011477 | 0.00011895 | 0.00024445 | 0.00018308 | 0.00011895 | 8.9217e-05 | 0.00011477
10 | 25 | 22 | 0.00010916 | 0.00023206 | 0.00016977 | 0.00010916 | 9.0278e-05 | 0.00010287 | 0.00010916 | 0.00023206 | 0.00016977 | 0.00010916 | 9.0278e-05 | 0.00010287
10 | 25 | 23 | 9.996e-05 | 0.00021552 | 0.0001537 | 9.996e-05 | 9.2727e-05 | 9.3146e-05 | 9.996e-05 | 0.00021552 | 0.0001537 | 9.996e-05 | 9.2727e-05 | 9.3146e-05
10 | 25 | 24 | 9.4055e-05 | 0.00018052 | 0.00012466 | 9.4055e-05 | 9.5038e-05 | 8.7962e-05 | 9.4055e-05 | 0.00018052 | 0.00012466 | 9.4055e-05 | 9.5038e-05 | 8.7962e-05
10 | 26 | 1 | 8.9332e-05 | 0.00013825 | 8.7285e-05 | 8.9332e-05 | 9.6776e-05 | 8.584e-05 | 8.9332e-05 | 0.00013825 | 8.7285e-05 | 8.9332e-05 | 9.6776e-05 | 8.584e-05
10 | 26 | 2 | 8.7143e-05 | 0.00010307 | 6.6412e-05 | 8.7143e-05 | 0.00010082 | 8.5044e-05 | 8.7143e-05 | 0.00010307 | 6.6412e-05 | 8.7143e-05 | 0.00010082 | 8.5044e-05
10 | 26 | 3 | 8.6374e-05 | 7.1086e-05 | 4.7779e-05 | 8.6374e-05 | 0.00010448 | 8.5212e-05 | 8.6374e-05 | 7.1086e-05 | 4.7779e-05 | 8.6374e-05 | 0.00010448 | 8.5212e-05
10 | 26 | 4 | 8.8005e-05 | 4.7828e-05 | 3.3129e-05 | 8.8005e-05 | 0.00010774 | 8.9108e-05 | 8.8005e-05 | 4.7828e-05 | 3.3129e-05 | 8.8005e-05 | 0.00010774 | 8.9108e-05
10 | 26 | 5 | 9.2798e-05 | 2.9833e-05 | 2.2439e-05 | 9.2798e-05 | 0.00011245 | 9.7355e-05 | 9.2798e-05 | 2.9833e-05 | 2.2439e-05 | 9.2798e-05 | 0.00011245 | 9.7355e-05
10 | 26 | 6 | 0.00010285 | 1.7982e-05 | 2.1912e-05 | 0.00010285 | 0.00011889 | 0.00010907 | 0.00010285 | 1.7982e-05 | 2.1912e-05 | 0.00010285 | 0.00011889 | 0.00010907
10 | 26 | 7 | 0.00010793 | 1.0474e-05 | 3.9359e-05 | 0.00010793 | 0.00012576 | 0.0001169 | 0.00010793 | 1.0474e-05 | 3.9359e-05 | 0.00010793 | 0.00012576 | 0.0001169
10 | 26 | 8 | 0.00011167 | 1.5064e-05 | 8.3741e-05 | 0.00011167 | 0.00012534 | 0.0001234 | 0.00011167 | 1.5064e-05 | 8.3741e-05 | 0.00011167 | 0.00012534 | 0.0001234
10 | 26 | 9 | 0.00011567 | 3.029e-05 | 0.00013245 | 0.00011567 | 0.00011447 | 0.0001285 | 0.00011567 | 3.029e-05 | 0.00013245 | 0.00011567 | 0.00011447 | 0.0001285
10 | 26 | 10 | 0.00011974 | 3.402e-05 | 0.00013119 | 0.00011974 | 9.8876e-05 | 0.00013089 | 0.00011974 | 3.402e-05 | 0.00013119 | 0.00011974 | 9.8876e-05 | 0.00013089
10 | 26 | 11 | 0.00012129 | 4.0383e-05 | 0.00010869 | 0.00012129 | 8.8181e-05 | 0.00013178 | 0.00012129 | 4.0383e-05 | 0.00010869 | 0.00012129 | 8.8181e-05 | 0.00013178
10 | 26 | 12 | 0.00012247 | 5.0222e-05 | 9.5191e-05 | 0.00012247 | 8.2118e-05 | 0.00013195 | 0.00012247 | 5.0222e-05 | 9.5191e-05 | 0.00012247 | 8.2118e-05 | 0.00013195
10 | 26 | 13 | 0.00012385 | 7.2502e-05 | 0.00010228 | 0.00012385 | 7.8891e-05 | 0.00013275 | 0.00012385 | 7.2502e-05 | 0.00010228 | 0.00012385 | 7.8891e-05 | 0.00013275
10 | 26 | 14 | 0.00012379 | 8.766e-05 | 0.0001146 | 0.00012379 | 7.7789e-05 | 0.00013241 | 0.00012379 | 8.766e-05 | 0.0001146 | 0.00012379 | 7.7789e-05 | 0.00013241
10 | 26 | 15 | 0.00012193 | 0.0001007 | 0.00012004 | 0.00012193 | 7.7211e-05 | 0.00013182 | 0.00012193 | 0.0001007 | 0.00012004 | 0.00012193 | 7.7211e-05 | 0.00013182
10 | 26 | 16 | 0.00011896 | 0.00013518 | 0.0001423 | 0.00011896 | 7.8895e-05 | 0.00012924 | 0.00011896 | 0.00013518 | 0.0001423 | 0.00011896 | 7.8895e-05 | 0.00012924
10 | 26 | 17 | 0.00011668 | 0.00016898 | 0.0001598 | 0.00011668 | 8.2807e-05 | 0.0001273 | 0.00011668 | 0.00016898 | 0.0001598 | 0.00011668 | 8.2807e-05 | 0.0001273
10 | 26 | 18 | 0.00012177 | 0.00021257 | 0.0001864 | 0.00012177 | 8.7038e-05 | 0.00013203 | 0.00012177 | 0.00021257 | 0.0001864 | 0.00012177 | 8.7038e-05 | 0.00013203
10 | 26 | 19 | 0.00012141 | 0.00024415 | 0.00020354 | 0.00012141 | 9.3821e-05 | 0.00012829 | 0.00012141 | 0.00024415 | 0.00020354 | 0.00012141 | 9.3821e-05 | 0.00012829
10 | 26 | 20 | 0.00011767 | 0.00025123 | 0.00019874 | 0.00011767 | 9.2493e-05 | 0.00012393 | 0.00011767 | 0.00025123 | 0.00019874 | 0.00011767 | 9.2493e-05 | 0.00012393
10 | 26 | 21 | 0.00011417 | 0.00024445 | 0.00018308 | 0.00011417 | 8.9217e-05 | 0.00011477 | 0.00011417 | 0.00024445 | 0.00018308 | 0.00011417 | 8.9217e-05 | 0.00011477
10 | 26 | 22 | 0.00010677 | 0.00023206 | 0.00016977 | 0.00010677 | 9.0278e-05 | 0.00010287 | 0.00010677 | 0.00023206 | 0.00016977 | 0.00010677 | 9.0278e-05 | 0.00010287
10 | 26 | 23 | 0.00010009 | 0.00021552 | 0.0001537 | 0.00010009 | 9.2727e-05 | 9.3146e-05 | 0.00010009 | 0.00021552 | 0.0001537 | 0.00010009 | 9.2727e-05 | 9.3146e-05
10 | 26 | 24 | 9.2857e-05 | 0.00018052 | 0.00012466 | 9.2857e-05 | 9.5038e-05 | 8.7962e-05 | 9.2857e-05 | 0.00018052 | 0.00012466 | 9.2857e-05 | 9.5038e-05 | 8.7962e-05
10 | 27 | 1 | 8.8558e-05 | 0.00013825 | 8.7285e-05 | 8.8558e-05 | 9.6776e-05 | 8.584e-05 | 8.8558e-05 | 0.00013825 | 8.7285e-05 | 8.8558e-05 | 9.6776e-05 | 8.584e-05
10 | 27 | 2 | 8.5446e-05 | 0.00010307 | 6.6412e-05 | 8.5446e-05 | 0.00010082 | 8.5044e-05 | 8.5446e-05 | 0.00010307 | 6.6412e-05 | 8.5446e-05 | 0.00010082 | 8.5044e-05
10 | 27 | 3 | 8.4226e-05 | 7.1086e-05 | 4.7779e-05 | 8.4226e-05 | 0.00010448 | 8.5212e-05 | 8.4226e-05 | 7.1086e-05 | 4.7779e-05 | 8.4226e-05 | 0.00010448 | 8.5212e-05
10 | 27 | 4 | 8.4526e-05 | 4.7828e-05 | 3.3129e-05 | 8.4526e-05 | 0.00010774 | 8.9108e-05 | 8.4526e-05 | 4.7828e-05 | 3.3129e-05 | 8.4526e-05 | 0.00010774 | 8.9108e-05
10 | 27 | 5 | 8.6444e-05 | 2.9833e-05 | 2.2439e-05 | 8.6444e-05 | 0.00011245 | 9.7355e-05 | 8.6444e-05 | 2.9833e-05 | 2.2439e-05 | 8.6444e-05 | 0.00011245 | 9.7355e-05
10 | 27 | 6 | 8.9395e-05 | 1.7982e-05 | 2.1912e-05 | 8.9395e-05 | 0.00011889 | 0.00010907 | 8.9395e-05 | 1.7982e-05 | 2.1912e-05 | 8.9395e-05 | 0.00011889 | 0.00010907
10 | 27 | 7 | 9.0938e-05 | 1.0474e-05 | 3.9359e-05 | 9.0938e-05 | 0.00012576 | 0.0001169 | 9.0938e-05 | 1.0474e-05 | 3.9359e-05 | 9.0938e-05 | 0.00012576 | 0.0001169
10 | 27 | 8 | 9.6623e-05 | 1.5064e-05 | 8.3741e-05 | 9.6623e-05 | 0.00012534 | 0.0001234 | 9.6623e-05 | 1.5064e-05 | 8.3741e-05 | 9.6623e-05 | 0.00012534 | 0.0001234
10 | 27 | 9 | 0.00010216 | 3.029e-05 | 0.00013245 | 0.00010216 | 0.00011447 | 0.0001285 | 0.00010216 | 3.029e-05 | 0.00013245 | 0.00010216 | 0.00011447 | 0.0001285
10 | 27 | 10 | 0.00010562 | 3.402e-05 | 0.00013119 | 0.00010562 | 9.8876e-05 | 0.00013089 | 0.00010562 | 3.402e-05 | 0.00013119 | 0.00010562 | 9.8876e-05 | 0.00013089
10 | 27 | 11 | 0.00010653 | 4.0383e-05 | 0.00010869 | 0.00010653 | 8.8181e-05 | 0.00013178 | 0.00010653 | 4.0383e-05 | 0.00010869 | 0.00010653 | 8.8181e-05 | 0.00013178
10 | 27 | 12 | 0.00010546 | 5.0222e-05 | 9.5191e-05 | 0.00010546 | 8.2118e-05 | 0.00013195 | 0.00010546 | 5.0222e-05 | 9.5191e-05 | 0.00010546 | 8.2118e-05 | 0.00013195
10 | 27 | 13 | 0.00010475 | 7.2502e-05 | 0.00010228 | 0.00010475 | 7.8891e-05 | 0.00013275 | 0.00010475 | 7.2502e-05 | 0.00010228 | 0.00010475 | 7.8891e-05 | 0.00013275
10 | 27 | 14 | 0.00010424 | 8.766e-05 | 0.0001146 | 0.00010424 | 7.7789e-05 | 0.00013241 | 0.00010424 | 8.766e-05 | 0.0001146 | 0.00010424 | 7.7789e-05 | 0.00013241
10 | 27 | 15 | 0.00010364 | 0.0001007 | 0.00012004 | 0.00010364 | 7.7211e-05 | 0.00013182 | 0.00010364 | 0.0001007 | 0.00012004 | 0.00010364 | 7.7211e-05 | 0.00013182
10 | 27 | 16 | 0.00010387 | 0.00013518 | 0.0001423 | 0.00010387 | 7.8895e-05 | 0.00012924 | 0.00010387 | 0.00013518 | 0.0001423 | 0.00010387 | 7.8895e-05 | 0.00012924
10 | 27 | 17 | 0.0001057 | 0.00016898 | 0.0001598 | 0.0001057 | 8.2807e-05 | 0.0001273 | 0.0001057 | 0.00016898 | 0.0001598 | 0.0001057 | 8.2807e-05 | 0.0001273
10 | 27 | 18 | 0.0001138 | 0.00021257 | 0.0001864 | 0.0001138 | 8.7038e-05 | 0.00013203 | 0.0001138 | 0.00021257 | 0.0001864 | 0.0001138 | 8.7038e-05 | 0.00013203
10 | 27 | 19 | 0.00011459 | 0.00024415 | 0.00020354 | 0.00011459 | 9.3821e-05 | 0.00012829 | 0.00011459 | 0.00024415 | 0.00020354 | 0.00011459 | 9.3821e-05 | 0.00012829
10 | 27 | 20 | 0.00011145 | 0.00025123 | 0.00019874 | 0.00011145 | 9.2493e-05 | 0.00012393 | 0.00011145 | 0.00025123 | 0.00019874 | 0.00011145 | 9.2493e-05 | 0.00012393
10 | 27 | 21 | 0.00010844 | 0.00024445 | 0.00018308 | 0.00010844 | 8.9217e-05 | 0.00011477 | 0.00010844 | 0.00024445 | 0.00018308 | 0.00010844 | 8.9217e-05 | 0.00011477
10 | 27 | 22 | 0.00010217 | 0.00023206 | 0.00016977 | 0.00010217 | 9.0278e-05 | 0.00010287 | 0.00010217 | 0.00023206 | 0.00016977 | 0.00010217 | 9.0278e-05 | 0.00010287
10 | 27 | 23 | 9.5449e-05 | 0.00021552 | 0.0001537 | 9.5449e-05 | 9.2727e-05 | 9.3146e-05 | 9.5449e-05 | 0.00021552 | 0.0001537 | 9.5449e-05 | 9.2727e-05 | 9.3146e-05
10 | 27 | 24 | 8.9328e-05 | 0.00018052 | 0.00012466 | 8.9328e-05 | 9.5038e-05 | 8.7962e-05 | 8.9328e-05 | 0.00018052 | 0.00012466 | 8.9328e-05 | 9.5038e-05 | 8.7962e-05
10 | 28 | 1 | 8.5104e-05 | 0.00013825 | 8.7285e-05 | 8.5104e-05 | 9.6776e-05 | 8.584e-05 | 8.5104e-05 | 0.00013825 | 8.7285e-05 | 8.5104e-05 | 9.6776e-05 | 8.584e-05
10 | 28 | 2 | 8.2483e-05 | 0.00010307 | 6.6412e-05 | 8.2483e-05 | 0.00010082 | 8.5044e-05 | 8.2483e-05 | 0.00010307 | 6.6412e-05 | 8.2483e-05 | 0.00010082 | 8.5044e-05
10 | 28 | 3 | 8.1051e-05 | 7.1086e-05 | 4.7779e-05 | 8.1051e-05 | 0.00010448 | 8.5212e-05 | 8.1051e-05 | 7.1086e-05 | 4.7779e-05 | 8.1051e-05 | 0.00010448 | 8.5212e-05
10 | 28 | 4 | 8.0365e-05 | 4.7828e-05 | 3.3129e-05 | 8.0365e-05 | 0.00010774 | 8.9108e-05 | 8.0365e-05 | 4.7828e-05 | 3.3129e-05 | 8.0365e-05 | 0.00010774 | 8.9108e-05
10 | 28 | 5 | 8.1534e-05 | 2.9833e-05 | 2.2439e-05 | 8.1534e-05 | 0.00011245 | 9.7355e-05 | 8.1534e-05 | 2.9833e-05 | 2.2439e-05 | 8.1534e-05 | 0.00011245 | 9.7355e-05
10 | 28 | 6 | 8.4251e-05 | 1.7982e-05 | 2.1912e-05 | 8.4251e-05 | 0.00011889 | 0.00010907 | 8.4251e-05 | 1.7982e-05 | 2.1912e-05 | 8.4251e-05 | 0.00011889 | 0.00010907
10 | 28 | 7 | 8.5579e-05 | 1.0474e-05 | 3.9359e-05 | 8.5579e-05 | 0.00012576 | 0.0001169 | 8.5579e-05 | 1.0474e-05 | 3.9359e-05 | 8.5579e-05 | 0.00012576 | 0.0001169
10 | 28 | 8 | 9.1092e-05 | 1.5064e-05 | 8.3741e-05 | 9.1092e-05 | 0.00012534 | 0.0001234 | 9.1092e-05 | 1.5064e-05 | 8.3741e-05 | 9.1092e-05 | 0.00012534 | 0.0001234
10 | 28 | 9 | 9.6722e-05 | 3.029e-05 | 0.00013245 | 9.6722e-05 | 0.00011447 | 0.0001285 | 9.6722e-05 | 3.029e-05 | 0.00013245 | 9.6722e-05 | 0.00011447 | 0.0001285
10 | 28 | 10 | 0.00010148 | 3.402e-05 | 0.00013119 | 0.00010148 | 9.8876e-05 | 0.00013089 | 0.00010148 | 3.402e-05 | 0.00013119 | 0.00010148 | 9.8876e-05 | 0.00013089
10 | 28 | 11 | 0.0001049 | 4.0383e-05 | 0.00010869 | 0.0001049 | 8.8181e-05 | 0.00013178 | 0.0001049 | 4.0383e-05 | 0.00010869 | 0.0001049 | 8.8181e-05 | 0.00013178
10 | 28 | 12 | 0.00010673 | 5.0222e-05 | 9.5191e-05 | 0.00010673 | 8.2118e-05 | 0.00013195 | 0.00010673 | 5.0222e-05 | 9.5191e-05 | 0.00010673 | 8.2118e-05 | 0.00013195
10 | 28 | 13 | 0.00010941 | 7.2502e-05 | 0.00010228 | 0.00010941 | 7.8891e-05 | 0.00013275 | 0.00010941 | 7.2502e-05 | 0.00010228 | 0.00010941 | 7.8891e-05 | 0.00013275
10 | 28 | 14 | 0.00011172 | 8.766e-05 | 0.0001146 | 0.00011172 | 7.7789e-05 | 0.00013241 | 0.00011172 | 8.766e-05 | 0.0001146 | 0.00011172 | 7.7789e-05 | 0.00013241
10 | 28 | 15 | 0.00011272 | 0.0001007 | 0.00012004 | 0.00011272 | 7.7211e-05 | 0.00013182 | 0.00011272 | 0.0001007 | 0.00012004 | 0.00011272 | 7.7211e-05 | 0.00013182
10 | 28 | 16 | 0.00011271 | 0.00013518 | 0.0001423 | 0.00011271 | 7.8895e-05 | 0.00012924 | 0.00011271 | 0.00013518 | 0.0001423 | 0.00011271 | 7.8895e-05 | 0.00012924
10 | 28 | 17 | 0.0001134 | 0.00016898 | 0.0001598 | 0.0001134 | 8.2807e-05 | 0.0001273 | 0.0001134 | 0.00016898 | 0.0001598 | 0.0001134 | 8.2807e-05 | 0.0001273
10 | 28 | 18 | 0.00012084 | 0.00021257 | 0.0001864 | 0.00012084 | 8.7038e-05 | 0.00013203 | 0.00012084 | 0.00021257 | 0.0001864 | 0.00012084 | 8.7038e-05 | 0.00013203
10 | 28 | 19 | 0.00012267 | 0.00024415 | 0.00020354 | 0.00012267 | 9.3821e-05 | 0.00012829 | 0.00012267 | 0.00024415 | 0.00020354 | 0.00012267 | 9.3821e-05 | 0.00012829
10 | 28 | 20 | 0.00011878 | 0.00025123 | 0.00019874 | 0.00011878 | 9.2493e-05 | 0.00012393 | 0.00011878 | 0.00025123 | 0.00019874 | 0.00011878 | 9.2493e-05 | 0.00012393
10 | 28 | 21 | 0.00011398 | 0.00024445 | 0.00018308 | 0.00011398 | 8.9217e-05 | 0.00011477 | 0.00011398 | 0.00024445 | 0.00018308 | 0.00011398 | 8.9217e-05 | 0.00011477
10 | 28 | 22 | 0.00010227 | 0.00023206 | 0.00016977 | 0.00010227 | 9.0278e-05 | 0.00010287 | 0.00010227 | 0.00023206 | 0.00016977 | 0.00010227 | 9.0278e-05 | 0.00010287
10 | 28 | 23 | 9.4567e-05 | 0.00021552 | 0.0001537 | 9.4567e-05 | 9.2727e-05 | 9.3146e-05 | 9.4567e-05 | 0.00021552 | 0.0001537 | 9.4567e-05 | 9.2727e-05 | 9.3146e-05
10 | 28 | 24 | 8.9116e-05 | 0.00018052 | 0.00012466 | 8.9116e-05 | 9.5038e-05 | 8.7962e-05 | 8.9116e-05 | 0.00018052 | 0.00012466 | 8.9116e-05 | 9.5038e-05 | 8.7962e-05
10 | 29 | 1 | 8.4305e-05 | 0.00013825 | 8.7285e-05 | 8.4305e-05 | 9.6776e-05 | 8.584e-05 | 8.4305e-05 | 0.00013825 | 8.7285e-05 | 8.4305e-05 | 9.6776e-05 | 8.584e-05
10 | 29 | 2 | 8.2649e-05 | 0.00010307 | 6.6412e-05 | 8.2649e-05 | 0.00010082 | 8.5044e-05 | 8.2649e-05 | 0.00010307 | 6.6412e-05 | 8.2649e-05 | 0.00010082 | 8.5044e-05
10 | 29 | 3 | 8.183e-05 | 7.1086e-05 | 4.7779e-05 | 8.183e-05 | 0.00010448 | 8.5212e-05 | 8.183e-05 | 7.1086e-05 | 4.7779e-05 | 8.183e-05 | 0.00010448 | 8.5212e-05
10 | 29 | 4 | 8.4031e-05 | 4.7828e-05 | 3.3129e-05 | 8.4031e-05 | 0.00010774 | 8.9108e-05 | 8.4031e-05 | 4.7828e-05 | 3.3129e-05 | 8.4031e-05 | 0.00010774 | 8.9108e-05
10 | 29 | 5 | 9.0651e-05 | 2.9833e-05 | 2.2439e-05 | 9.0651e-05 | 0.00011245 | 9.7355e-05 | 9.0651e-05 | 2.9833e-05 | 2.2439e-05 | 9.0651e-05 | 0.00011245 | 9.7355e-05
10 | 29 | 6 | 0.00010258 | 1.7982e-05 | 2.1912e-05 | 0.00010258 | 0.00011889 | 0.00010907 | 0.00010258 | 1.7982e-05 | 2.1912e-05 | 0.00010258 | 0.00011889 | 0.00010907
10 | 29 | 7 | 0.00011191 | 1.0474e-05 | 3.9359e-05 | 0.00011191 | 0.00012576 | 0.0001169 | 0.00011191 | 1.0474e-05 | 3.9359e-05 | 0.00011191 | 0.00012576 | 0.0001169
10 | 29 | 8 | 0.00011282 | 1.5064e-05 | 8.3741e-05 | 0.00011282 | 0.00012534 | 0.0001234 | 0.00011282 | 1.5064e-05 | 8.3741e-05 | 0.00011282 | 0.00012534 | 0.0001234
10 | 29 | 9 | 0.00011805 | 3.029e-05 | 0.00013245 | 0.00011805 | 0.00011447 | 0.0001285 | 0.00011805 | 3.029e-05 | 0.00013245 | 0.00011805 | 0.00011447 | 0.0001285
10 | 29 | 10 | 0.00012069 | 3.402e-05 | 0.00013119 | 0.00012069 | 9.8876e-05 | 0.00013089 | 0.00012069 | 3.402e-05 | 0.00013119 | 0.00012069 | 9.8876e-05 | 0.00013089
10 | 29 | 11 | 0.00012328 | 4.0383e-05 | 0.00010869 | 0.00012328 | 8.8181e-05 | 0.00013178 | 0.00012328 | 4.0383e-05 | 0.00010869 | 0.00012328 | 8.8181e-05 | 0.00013178
10 | 29 | 12 | 0.00012411 | 5.0222e-05 | 9.5191e-05 | 0.00012411 | 8.2118e-05 | 0.00013195 | 0.00012411 | 5.0222e-05 | 9.5191e-05 | 0.00012411 | 8.2118e-05 | 0.00013195
10 | 29 | 13 | 0.00012533 | 7.2502e-05 | 0.00010228 | 0.00012533 | 7.8891e-05 | 0.00013275 | 0.00012533 | 7.2502e-05 | 0.00010228 | 0.00012533 | 7.8891e-05 | 0.00013275
10 | 29 | 14 | 0.00012504 | 8.766e-05 | 0.0001146 | 0.00012504 | 7.7789e-05 | 0.00013241 | 0.00012504 | 8.766e-05 | 0.0001146 | 0.00012504 | 7.7789e-05 | 0.00013241
10 | 29 | 15 | 0.00012313 | 0.0001007 | 0.00012004 | 0.00012313 | 7.7211e-05 | 0.00013182 | 0.00012313 | 0.0001007 | 0.00012004 | 0.00012313 | 7.7211e-05 | 0.00013182
10 | 29 | 16 | 0.00012233 | 0.00013518 | 0.0001423 | 0.00012233 | 7.8895e-05 | 0.00012924 | 0.00012233 | 0.00013518 | 0.0001423 | 0.00012233 | 7.8895e-05 | 0.00012924
10 | 29 | 17 | 0.00012234 | 0.00016898 | 0.0001598 | 0.00012234 | 8.2807e-05 | 0.0001273 | 0.00012234 | 0.00016898 | 0.0001598 | 0.00012234 | 8.2807e-05 | 0.0001273
10 | 29 | 18 | 0.00012913 | 0.00021257 | 0.0001864 | 0.00012913 | 8.7038e-05 | 0.00013203 | 0.00012913 | 0.00021257 | 0.0001864 | 0.00012913 | 8.7038e-05 | 0.00013203
10 | 29 | 19 | 0.00012984 | 0.00024415 | 0.00020354 | 0.00012984 | 9.3821e-05 | 0.00012829 | 0.00012984 | 0.00024415 | 0.00020354 | 0.00012984 | 9.3821e-05 | 0.00012829
10 | 29 | 20 | 0.00012533 | 0.00025123 | 0.00019874 | 0.00012533 | 9.2493e-05 | 0.00012393 | 0.00012533 | 0.00025123 | 0.00019874 | 0.00012533 | 9.2493e-05 | 0.00012393
10 | 29 | 21 | 0.00011895 | 0.00024445 | 0.00018308 | 0.00011895 | 8.9217e-05 | 0.00011477 | 0.00011895 | 0.00024445 | 0.00018308 | 0.00011895 | 8.9217e-05 | 0.00011477
10 | 29 | 22 | 0.00010865 | 0.00023206 | 0.00016977 | 0.00010865 | 9.0278e-05 | 0.00010287 | 0.00010865 | 0.00023206 | 0.00016977 | 0.00010865 | 9.0278e-05 | 0.00010287
10 | 29 | 23 | 9.9598e-05 | 0.00021552 | 0.0001537 | 9.9598e-05 | 9.2727e-05 | 9.3146e-05 | 9.9598e-05 | 0.00021552 | 0.0001537 | 9.9598e-05 | 9.2727e-05 | 9.3146e-05
10 | 29 | 24 | 9.1941e-05 | 0.00018052 | 0.00012466 | 9.1941e-05 | 9.5038e-05 | 8.7962e-05 | 9.1941e-05 | 0.00018052 | 0.00012466 | 9.1941e-05 | 9.5038e-05 | 8.7962e-05
10 | 30 | 1 | 8.7772e-05 | 0.00013825 | 8.7285e-05 | 8.7772e-05 | 9.6776e-05 | 8.584e-05 | 8.7772e-05 | 0.00013825 | 8.7285e-05 | 8.7772e-05 | 9.6776e-05 | 8.584e-05
10 | 30 | 2 | 8.5724e-05 | 0.00010307 | 6.6412e-05 | 8.5724e-05 | 0.00010082 | 8.5044e-05 | 8.5724e-05 | 0.00010307 | 6.6412e-05 | 8.5724e-05 | 0.00010082 | 8.5044e-05
10 | 30 | 3 | 8.4722e-05 | 7.1086e-05 | 4.7779e-05 | 8.4722e-05 | 0.00010448 | 8.5212e-05 | 8.4722e-05 | 7.1086e-05 | 4.7779e-05 | 8.4722e-05 | 0.00010448 | 8.5212e-05
10 | 30 | 4 | 8.6498e-05 | 4.7828e-05 | 3.3129e-05 | 8.6498e-05 | 0.00010774 | 8.9108e-05 | 8.6498e-05 | 4.7828e-05 | 3.3129e-05 | 8.6498e-05 | 0.00010774 | 8.9108e-05
10 | 30 | 5 | 9.1929e-05 | 2.9833e-05 | 2.2439e-05 | 9.1929e-05 | 0.00011245 | 9.7355e-05 | 9.1929e-05 | 2.9833e-05 | 2.2439e-05 | 9.1929e-05 | 0.00011245 | 9.7355e-05
10 | 30 | 6 | 0.00010415 | 1.7982e-05 | 2.1912e-05 | 0.00010415 | 0.00011889 | 0.00010907 | 0.00010415 | 1.7982e-05 | 2.1912e-05 | 0.00010415 | 0.00011889 | 0.00010907
10 | 30 | 7 | 0.00011127 | 1.0474e-05 | 3.9359e-05 | 0.00011127 | 0.00012576 | 0.0001169 | 0.00011127 | 1.0474e-05 | 3.9359e-05 | 0.00011127 | 0.00012576 | 0.0001169
10 | 30 | 8 | 0.00011294 | 1.5064e-05 | 8.3741e-05 | 0.00011294 | 0.00012534 | 0.0001234 | 0.00011294 | 1.5064e-05 | 8.3741e-05 | 0.00011294 | 0.00012534 | 0.0001234
10 | 30 | 9 | 0.00011742 | 3.029e-05 | 0.00013245 | 0.00011742 | 0.00011447 | 0.0001285 | 0.00011742 | 3.029e-05 | 0.00013245 | 0.00011742 | 0.00011447 | 0.0001285
10 | 30 | 10 | 0.00012051 | 3.402e-05 | 0.00013119 | 0.00012051 | 9.8876e-05 | 0.00013089 | 0.00012051 | 3.402e-05 | 0.00013119 | 0.00012051 | 9.8876e-05 | 0.00013089
10 | 30 | 11 | 0.00012215 | 4.0383e-05 | 0.00010869 | 0.00012215 | 8.8181e-05 | 0.00013178 | 0.00012215 | 4.0383e-05 | 0.00010869 | 0.00012215 | 8.8181e-05 | 0.00013178
10 | 30 | 12 | 0.00012189 | 5.0222e-05 | 9.5191e-05 | 0.00012189 | 8.2118e-05 | 0.00013195 | 0.00012189 | 5.0222e-05 | 9.5191e-05 | 0.00012189 | 8.2118e-05 | 0.00013195
10 | 30 | 13 | 0.00012229 | 7.2502e-05 | 0.00010228 | 0.00012229 | 7.8891e-05 | 0.00013275 | 0.00012229 | 7.2502e-05 | 0.00010228 | 0.00012229 | 7.8891e-05 | 0.00013275
10 | 30 | 14 | 0.00012132 | 8.766e-05 | 0.0001146 | 0.00012132 | 7.7789e-05 | 0.00013241 | 0.00012132 | 8.766e-05 | 0.0001146 | 0.00012132 | 7.7789e-05 | 0.00013241
10 | 30 | 15 | 0.00011997 | 0.0001007 | 0.00012004 | 0.00011997 | 7.7211e-05 | 0.00013182 | 0.00011997 | 0.0001007 | 0.00012004 | 0.00011997 | 7.7211e-05 | 0.00013182
10 | 30 | 16 | 0.00011819 | 0.00013518 | 0.0001423 | 0.00011819 | 7.8895e-05 | 0.00012924 | 0.00011819 | 0.00013518 | 0.0001423 | 0.00011819 | 7.8895e-05 | 0.00012924
10 | 30 | 17 | 0.00011712 | 0.00016898 | 0.0001598 | 0.00011712 | 8.2807e-05 | 0.0001273 | 0.00011712 | 0.00016898 | 0.0001598 | 0.00011712 | 8.2807e-05 | 0.0001273
10 | 30 | 18 | 0.00012519 | 0.00021257 | 0.0001864 | 0.00012519 | 8.7038e-05 | 0.00013203 | 0.00012519 | 0.00021257 | 0.0001864 | 0.00012519 | 8.7038e-05 | 0.00013203
10 | 30 | 19 | 0.00012756 | 0.00024415 | 0.00020354 | 0.00012756 | 9.3821e-05 | 0.00012829 | 0.00012756 | 0.00024415 | 0.00020354 | 0.00012756 | 9.3821e-05 | 0.00012829
10 | 30 | 20 | 0.00012382 | 0.00025123 | 0.00019874 | 0.00012382 | 9.2493e-05 | 0.00012393 | 0.00012382 | 0.00025123 | 0.00019874 | 0.00012382 | 9.2493e-05 | 0.00012393
10 | 30 | 21 | 0.00011795 | 0.00024445 | 0.00018308 | 0.00011795 | 8.9217e-05 | 0.00011477 | 0.00011795 | 0.00024445 | 0.00018308 | 0.00011795 | 8.9217e-05 | 0.00011477
10 | 30 | 22 | 0.00010728 | 0.00023206 | 0.00016977 | 0.00010728 | 9.0278e-05 | 0.00010287 | 0.00010728 | 0.00023206 | 0.00016977 | 0.00010728 | 9.0278e-05 | 0.00010287
10 | 30 | 23 | 9.8574e-05 | 0.00021552 | 0.0001537 | 9.8574e-05 | 9.2727e-05 | 9.3146e-05 | 9.8574e-05 | 0.00021552 | 0.0001537 | 9.8574e-05 | 9.2727e-05 | 9.3146e-05
10 | 30 | 24 | 9.1151e-05 | 0.00018052 | 0.00012466 | 9.1151e-05 | 9.5038e-05 | 8.7962e-05 | 9.1151e-05 | 0.00018052 | 0.00012466 | 9.1151e-05 | 9.5038e-05 | 8.7962e-05
10 | 31 | 1 | 8.7356e-05 | 0.00013825 | 8.7285e-05 | 8.7356e-05 | 9.6776e-05 | 8.584e-05 | 8.7356e-05 | 0.00013825 | 8.7285e-05 | 8.7356e-05 | 9.6776e-05 | 8.584e-05
10 | 31 | 2 | 8.5271e-05 | 0.00010307 | 6.6412e-05 | 8.5271e-05 | 0.00010082 | 8.5044e-05 | 8.5271e-05 | 0.00010307 | 6.6412e-05 | 8.5271e-05 | 0.00010082 | 8.5044e-05
10 | 31 | 3 | 8.4418e-05 | 7.1086e-05 | 4.7779e-05 | 8.4418e-05 | 0.00010448 | 8.5212e-05 | 8.4418e-05 | 7.1086e-05 | 4.7779e-05 | 8.4418e-05 | 0.00010448 | 8.5212e-05
10 | 31 | 4 | 8.6315e-05 | 4.7828e-05 | 3.3129e-05 | 8.6315e-05 | 0.00010774 | 8.9108e-05 | 8.6315e-05 | 4.7828e-05 | 3.3129e-05 | 8.6315e-05 | 0.00010774 | 8.9108e-05
10 | 31 | 5 | 9.2449e-05 | 2.9833e-05 | 2.2439e-05 | 9.2449e-05 | 0.00011245 | 9.7355e-05 | 9.2449e-05 | 2.9833e-05 | 2.2439e-05 | 9.2449e-05 | 0.00011245 | 9.7355e-05
10 | 31 | 6 | 0.00010451 | 1.7982e-05 | 2.1912e-05 | 0.00010451 | 0.00011889 | 0.00010907 | 0.00010451 | 1.7982e-05 | 2.1912e-05 | 0.00010451 | 0.00011889 | 0.00010907
10 | 31 | 7 | 0.00011112 | 1.0474e-05 | 3.9359e-05 | 0.00011112 | 0.00012576 | 0.0001169 | 0.00011112 | 1.0474e-05 | 3.9359e-05 | 0.00011112 | 0.00012576 | 0.0001169
10 | 31 | 8 | 0.00011308 | 1.5064e-05 | 8.3741e-05 | 0.00011308 | 0.00012534 | 0.0001234 | 0.00011308 | 1.5064e-05 | 8.3741e-05 | 0.00011308 | 0.00012534 | 0.0001234
10 | 31 | 9 | 0.0001164 | 3.029e-05 | 0.00013245 | 0.0001164 | 0.00011447 | 0.0001285 | 0.0001164 | 3.029e-05 | 0.00013245 | 0.0001164 | 0.00011447 | 0.0001285
10 | 31 | 10 | 0.0001199 | 3.402e-05 | 0.00013119 | 0.0001199 | 9.8876e-05 | 0.00013089 | 0.0001199 | 3.402e-05 | 0.00013119 | 0.0001199 | 9.8876e-05 | 0.00013089
10 | 31 | 11 | 0.00012073 | 4.0383e-05 | 0.00010869 | 0.00012073 | 8.8181e-05 | 0.00013178 | 0.00012073 | 4.0383e-05 | 0.00010869 | 0.00012073 | 8.8181e-05 | 0.00013178
10 | 31 | 12 | 0.00012095 | 5.0222e-05 | 9.5191e-05 | 0.00012095 | 8.2118e-05 | 0.00013195 | 0.00012095 | 5.0222e-05 | 9.5191e-05 | 0.00012095 | 8.2118e-05 | 0.00013195
10 | 31 | 13 | 0.00012191 | 7.2502e-05 | 0.00010228 | 0.00012191 | 7.8891e-05 | 0.00013275 | 0.00012191 | 7.2502e-05 | 0.00010228 | 0.00012191 | 7.8891e-05 | 0.00013275
10 | 31 | 14 | 0.00012222 | 8.766e-05 | 0.0001146 | 0.00012222 | 7.7789e-05 | 0.00013241 | 0.00012222 | 8.766e-05 | 0.0001146 | 0.00012222 | 7.7789e-05 | 0.00013241
10 | 31 | 15 | 0.00012103 | 0.0001007 | 0.00012004 | 0.00012103 | 7.7211e-05 | 0.00013182 | 0.00012103 | 0.0001007 | 0.00012004 | 0.00012103 | 7.7211e-05 | 0.00013182
10 | 31 | 16 | 0.00011923 | 0.00013518 | 0.0001423 | 0.00011923 | 7.8895e-05 | 0.00012924 | 0.00011923 | 0.00013518 | 0.0001423 | 0.00011923 | 7.8895e-05 | 0.00012924
10 | 31 | 17 | 0.00011719 | 0.00016898 | 0.0001598 | 0.00011719 | 8.2807e-05 | 0.0001273 | 0.00011719 | 0.00016898 | 0.0001598 | 0.00011719 | 8.2807e-05 | 0.0001273
10 | 31 | 18 | 0.00012246 | 0.00021257 | 0.0001864 | 0.00012246 | 8.7038e-05 | 0.00013203 | 0.00012246 | 0.00021257 | 0.0001864 | 0.00012246 | 8.7038e-05 | 0.00013203
10 | 31 | 19 | 0.00012052 | 0.00024415 | 0.00020354 | 0.00012052 | 9.3821e-05 | 0.00012829 | 0.00012052 | 0.00024415 | 0.00020354 | 0.00012052 | 9.3821e-05 | 0.00012829
10 | 31 | 20 | 0.00011729 | 0.00025123 | 0.00019874 | 0.00011729 | 9.2493e-05 | 0.00012393 | 0.00011729 | 0.00025123 | 0.00019874 | 0.00011729 | 9.2493e-05 | 0.00012393
10 | 31 | 21 | 0.00011315 | 0.00024445 | 0.00018308 | 0.00011315 | 8.9217e-05 | 0.00011477 | 0.00011315 | 0.00024445 | 0.00018308 | 0.00011315 | 8.9217e-05 | 0.00011477
10 | 31 | 22 | 0.00010628 | 0.00023206 | 0.00016977 | 0.00010628 | 9.0278e-05 | 0.00010287 | 0.00010628 | 0.00023206 | 0.00016977 | 0.00010628 | 9.0278e-05 | 0.00010287
10 | 31 | 23 | 9.619e-05 | 0.00021552 | 0.0001537 | 9.619e-05 | 9.2727e-05 | 9.3146e-05 | 9.619e-05 | 0.00021552 | 0.0001537 | 9.619e-05 | 9.2727e-05 | 9.3146e-05
10 | 31 | 24 | 9.0585e-05 | 0.00018052 | 0.00012466 | 9.0585e-05 | 9.5038e-05 | 8.7962e-05 | 9.0585e-05 | 0.00018052 | 0.00012466 | 9.0585e-05 | 9.5038e-05 | 8.7962e-05
11 | 1 | 1 | 8.6378e-05 | 0.00013864 | 9.0174e-05 | 8.6378e-05 | 0.0001642 | 8.025e-05 | 8.6378e-05 | 0.00013864 | 9.0174e-05 | 8.6378e-05 | 0.0001642 | 8.025e-05
11 | 1 | 2 | 8.4538e-05 | 0.00010319 | 6.6765e-05 | 8.4538e-05 | 0.00017266 | 7.8155e-05 | 8.4538e-05 | 0.00010319 | 6.6765e-05 | 8.4538e-05 | 0.00017266 | 7.8155e-05
11 | 1 | 3 | 8.401e-05 | 7.1329e-05 | 4.8101e-05 | 8.401e-05 | 0.00018168 | 7.6942e-05 | 8.401e-05 | 7.1329e-05 | 4.8101e-05 | 8.401e-05 | 0.00018168 | 7.6942e-05
11 | 1 | 4 | 8.5949e-05 | 4.8089e-05 | 3.3429e-05 | 8.5949e-05 | 0.00018942 | 7.772e-05 | 8.5949e-05 | 4.8089e-05 | 3.3429e-05 | 8.5949e-05 | 0.00018942 | 7.772e-05
11 | 1 | 5 | 9.2207e-05 | 3.0067e-05 | 2.2636e-05 | 9.2207e-05 | 0.00019539 | 8.324e-05 | 9.2207e-05 | 3.0067e-05 | 2.2636e-05 | 9.2207e-05 | 0.00019539 | 8.324e-05
11 | 1 | 6 | 0.00010331 | 1.8182e-05 | 2.1956e-05 | 0.00010331 | 0.00020372 | 9.3785e-05 | 0.00010331 | 1.8182e-05 | 2.1956e-05 | 0.00010331 | 0.00020372 | 9.3785e-05
11 | 1 | 7 | 0.00011104 | 1.0548e-05 | 3.9048e-05 | 0.00011104 | 0.00020064 | 0.00010319 | 0.00011104 | 1.0548e-05 | 3.9048e-05 | 0.00011104 | 0.00020064 | 0.00010319
11 | 1 | 8 | 0.00011292 | 1.5093e-05 | 8.2902e-05 | 0.00011292 | 0.00018504 | 0.00011289 | 0.00011292 | 1.5093e-05 | 8.2902e-05 | 0.00011292 | 0.00018504 | 0.00011289
11 | 1 | 9 | 0.00011662 | 3.0178e-05 | 0.00013095 | 0.00011662 | 0.00015981 | 0.00011818 | 0.00011662 | 3.0178e-05 | 0.00013095 | 0.00011662 | 0.00015981 | 0.00011818
11 | 1 | 10 | 0.00011859 | 3.4029e-05 | 0.00012991 | 0.00011859 | 0.00013536 | 0.0001209 | 0.00011859 | 3.4029e-05 | 0.00012991 | 0.00011859 | 0.00013536 | 0.0001209
11 | 1 | 11 | 0.00011945 | 4.0443e-05 | 0.00010801 | 0.00011945 | 0.00011682 | 0.00012227 | 0.00011945 | 4.0443e-05 | 0.00010801 | 0.00011945 | 0.00011682 | 0.00012227
11 | 1 | 12 | 0.00012 | 5.0318e-05 | 9.4884e-05 | 0.00012 | 0.00010772 | 0.00012324 | 0.00012 | 5.0318e-05 | 9.4884e-05 | 0.00012 | 0.00010772 | 0.00012324
11 | 1 | 13 | 0.00012132 | 7.2655e-05 | 0.00010225 | 0.00012132 | 0.00010265 | 0.00012247 | 0.00012132 | 7.2655e-05 | 0.00010225 | 0.00012132 | 0.00010265 | 0.00012247
11 | 1 | 14 | 0.0001207 | 8.8075e-05 | 0.00011472 | 0.0001207 | 0.00010049 | 0.00012273 | 0.0001207 | 8.8075e-05 | 0.00011472 | 0.0001207 | 0.00010049 | 0.00012273
11 | 1 | 15 | 0.00011976 | 0.00010111 | 0.00012021 | 0.00011976 | 0.00010022 | 0.00012188 | 0.00011976 | 0.00010111 | 0.00012021 | 0.00011976 | 0.00010022 | 0.00012188
11 | 1 | 16 | 0.00011844 | 0.00013533 | 0.00014235 | 0.00011844 | 0.00010515 | 0.00011902 | 0.00011844 | 0.00013533 | 0.00014235 | 0.00011844 | 0.00010515 | 0.00011902
11 | 1 | 17 | 0.0001189 | 0.00016883 | 0.00015972 | 0.0001189 | 0.00011557 | 0.00012207 | 0.0001189 | 0.00016883 | 0.00015972 | 0.0001189 | 0.00011557 | 0.00012207
11 | 1 | 18 | 0.00012666 | 0.00021192 | 0.000186 | 0.00012666 | 0.00012334 | 0.00012301 | 0.00012666 | 0.00021192 | 0.000186 | 0.00012666 | 0.00012334 | 0.00012301
11 | 1 | 19 | 0.00012733 | 0.00024313 | 0.00020301 | 0.00012733 | 0.00013369 | 0.00012108 | 0.00012733 | 0.00024313 | 0.00020301 | 0.00012733 | 0.00013369 | 0.00012108
11 | 1 | 20 | 0.00012378 | 0.00025023 | 0.00019836 | 0.00012378 | 0.00013742 | 0.00011763 | 0.00012378 | 0.00025023 | 0.00019836 | 0.00012378 | 0.00013742 | 0.00011763
11 | 1 | 21 | 0.00011761 | 0.00024368 | 0.00018308 | 0.00011761 | 0.00013927 | 0.00011207 | 0.00011761 | 0.00024368 | 0.00018308 | 0.00011761 | 0.00013927 | 0.00011207
11 | 1 | 22 | 0.0001069 | 0.00023169 | 0.00017005 | 0.0001069 | 0.00014516 | 0.00010327 | 0.0001069 | 0.00023169 | 0.00017005 | 0.0001069 | 0.00014516 | 0.00010327
11 | 1 | 23 | 9.8191e-05 | 0.00021525 | 0.00015398 | 9.8191e-05 | 0.00015242 | 9.2238e-05 | 9.8191e-05 | 0.00021525 | 0.00015398 | 9.8191e-05 | 0.00015242 | 9.2238e-05
11 | 1 | 24 | 9.0726e-05 | 0.0001805 | 0.00012511 | 9.0726e-05 | 0.00016014 | 8.541e-05 | 9.0726e-05 | 0.0001805 | 0.00012511 | 9.0726e-05 | 0.00016014 | 8.541e-05
11 | 2 | 1 | 8.706e-05 | 0.00013864 | 9.0174e-05 | 8.706e-05 | 0.0001642 | 8.025e-05 | 8.706e-05 | 0.00013864 | 9.0174e-05 | 8.706e-05 | 0.0001642 | 8.025e-05
11 | 2 | 2 | 8.4892e-05 | 0.00010319 | 6.6765e-05 | 8.4892e-05 | 0.00017266 | 7.8155e-05 | 8.4892e-05 | 0.00010319 | 6.6765e-05 | 8.4892e-05 | 0.00017266 | 7.8155e-05
11 | 2 | 3 | 8.4239e-05 | 7.1329e-05 | 4.8101e-05 | 8.4239e-05 | 0.00018168 | 7.6942e-05 | 8.4239e-05 | 7.1329e-05 | 4.8101e-05 | 8.4239e-05 | 0.00018168 | 7.6942e-05
11 | 2 | 4 | 8.6128e-05 | 4.8089e-05 | 3.3429e-05 | 8.6128e-05 | 0.00018942 | 7.772e-05 | 8.6128e-05 | 4.8089e-05 | 3.3429e-05 | 8.6128e-05 | 0.00018942 | 7.772e-05
11 | 2 | 5 | 9.1908e-05 | 3.0067e-05 | 2.2636e-05 | 9.1908e-05 | 0.00019539 | 8.324e-05 | 9.1908e-05 | 3.0067e-05 | 2.2636e-05 | 9.1908e-05 | 0.00019539 | 8.324e-05
11 | 2 | 6 | 0.00010333 | 1.8182e-05 | 2.1956e-05 | 0.00010333 | 0.00020372 | 9.3785e-05 | 0.00010333 | 1.8182e-05 | 2.1956e-05 | 0.00010333 | 0.00020372 | 9.3785e-05
11 | 2 | 7 | 0.0001108 | 1.0548e-05 | 3.9048e-05 | 0.0001108 | 0.00020064 | 0.00010319 | 0.0001108 | 1.0548e-05 | 3.9048e-05 | 0.0001108 | 0.00020064 | 0.00010319
11 | 2 | 8 | 0.00011214 | 1.5093e-05 | 8.2902e-05 | 0.00011214 | 0.00018504 | 0.00011289 | 0.00011214 | 1.5093e-05 | 8.2902e-05 | 0.00011214 | 0.00018504 | 0.00011289
11 | 2 | 9 | 0.00011461 | 3.0178e-05 | 0.00013095 | 0.00011461 | 0.00015981 | 0.00011818 | 0.00011461 | 3.0178e-05 | 0.00013095 | 0.00011461 | 0.00015981 | 0.00011818
11 | 2 | 10 | 0.00011871 | 3.4029e-05 | 0.00012991 | 0.00011871 | 0.00013536 | 0.0001209 | 0.00011871 | 3.4029e-05 | 0.00012991 | 0.00011871 | 0.00013536 | 0.0001209
11 | 2 | 11 | 0.00011996 | 4.0443e-05 | 0.00010801 | 0.00011996 | 0.00011682 | 0.00012227 | 0.00011996 | 4.0443e-05 | 0.00010801 | 0.00011996 | 0.00011682 | 0.00012227
11 | 2 | 12 | 0.00012095 | 5.0318e-05 | 9.4884e-05 | 0.00012095 | 0.00010772 | 0.00012324 | 0.00012095 | 5.0318e-05 | 9.4884e-05 | 0.00012095 | 0.00010772 | 0.00012324
11 | 2 | 13 | 0.00012227 | 7.2655e-05 | 0.00010225 | 0.00012227 | 0.00010265 | 0.00012247 | 0.00012227 | 7.2655e-05 | 0.00010225 | 0.00012227 | 0.00010265 | 0.00012247
11 | 2 | 14 | 0.00012152 | 8.8075e-05 | 0.00011472 | 0.00012152 | 0.00010049 | 0.00012273 | 0.00012152 | 8.8075e-05 | 0.00011472 | 0.00012152 | 0.00010049 | 0.00012273
11 | 2 | 15 | 0.00011996 | 0.00010111 | 0.00012021 | 0.00011996 | 0.00010022 | 0.00012188 | 0.00011996 | 0.00010111 | 0.00012021 | 0.00011996 | 0.00010022 | 0.00012188
11 | 2 | 16 | 0.00011823 | 0.00013533 | 0.00014235 | 0.00011823 | 0.00010515 | 0.00011902 | 0.00011823 | 0.00013533 | 0.00014235 | 0.00011823 | 0.00010515 | 0.00011902
11 | 2 | 17 | 0.00011558 | 0.00016883 | 0.00015972 | 0.00011558 | 0.00011557 | 0.00012207 | 0.00011558 | 0.00016883 | 0.00015972 | 0.00011558 | 0.00011557 | 0.00012207
11 | 2 | 18 | 0.00012308 | 0.00021192 | 0.000186 | 0.00012308 | 0.00012334 | 0.00012301 | 0.00012308 | 0.00021192 | 0.000186 | 0.00012308 | 0.00012334 | 0.00012301
11 | 2 | 19 | 0.00012253 | 0.00024313 | 0.00020301 | 0.00012253 | 0.00013369 | 0.00012108 | 0.00012253 | 0.00024313 | 0.00020301 | 0.00012253 | 0.00013369 | 0.00012108
11 | 2 | 20 | 0.00011839 | 0.00025023 | 0.00019836 | 0.00011839 | 0.00013742 | 0.00011763 | 0.00011839 | 0.00025023 | 0.00019836 | 0.00011839 | 0.00013742 | 0.00011763
11 | 2 | 21 | 0.00011264 | 0.00024368 | 0.00018308 | 0.00011264 | 0.00013927 | 0.00011207 | 0.00011264 | 0.00024368 | 0.00018308 | 0.00011264 | 0.00013927 | 0.00011207
11 | 2 | 22 | 0.0001072 | 0.00023169 | 0.00017005 | 0.0001072 | 0.00014516 | 0.00010327 | 0.0001072 | 0.00023169 | 0.00017005 | 0.0001072 | 0.00014516 | 0.00010327
11 | 2 | 23 | 9.8649e-05 | 0.00021525 | 0.00015398 | 9.8649e-05 | 0.00015242 | 9.2238e-05 | 9.8649e-05 | 0.00021525 | 0.00015398 | 9.8649e-05 | 0.00015242 | 9.2238e-05
11 | 2 | 24 | 9.1787e-05 | 0.0001805 | 0.00012511 | 9.1787e-05 | 0.00016014 | 8.541e-05 | 9.1787e-05 | 0.0001805 | 0.00012511 | 9.1787e-05 | 0.00016014 | 8.541e-05
11 | 3 | 1 | 8.7422e-05 | 0.00013864 | 9.0174e-05 | 8.7422e-05 | 0.0001642 | 8.025e-05 | 8.7422e-05 | 0.00013864 | 9.0174e-05 | 8.7422e-05 | 0.0001642 | 8.025e-05
11 | 3 | 2 | 8.3935e-05 | 0.00010319 | 6.6765e-05 | 8.3935e-05 | 0.00017266 | 7.8155e-05 | 8.3935e-05 | 0.00010319 | 6.6765e-05 | 8.3935e-05 | 0.00017266 | 7.8155e-05
11 | 3 | 3 | 8.2653e-05 | 7.1329e-05 | 4.8101e-05 | 8.2653e-05 | 0.00018168 | 7.6942e-05 | 8.2653e-05 | 7.1329e-05 | 4.8101e-05 | 8.2653e-05 | 0.00018168 | 7.6942e-05
11 | 3 | 4 | 8.2936e-05 | 4.8089e-05 | 3.3429e-05 | 8.2936e-05 | 0.00018942 | 7.772e-05 | 8.2936e-05 | 4.8089e-05 | 3.3429e-05 | 8.2936e-05 | 0.00018942 | 7.772e-05
11 | 3 | 5 | 8.488e-05 | 3.0067e-05 | 2.2636e-05 | 8.488e-05 | 0.00019539 | 8.324e-05 | 8.488e-05 | 3.0067e-05 | 2.2636e-05 | 8.488e-05 | 0.00019539 | 8.324e-05
11 | 3 | 6 | 8.7609e-05 | 1.8182e-05 | 2.1956e-05 | 8.7609e-05 | 0.00020372 | 9.3785e-05 | 8.7609e-05 | 1.8182e-05 | 2.1956e-05 | 8.7609e-05 | 0.00020372 | 9.3785e-05
11 | 3 | 7 | 9.0793e-05 | 1.0548e-05 | 3.9048e-05 | 9.0793e-05 | 0.00020064 | 0.00010319 | 9.0793e-05 | 1.0548e-05 | 3.9048e-05 | 9.0793e-05 | 0.00020064 | 0.00010319
11 | 3 | 8 | 9.5083e-05 | 1.5093e-05 | 8.2902e-05 | 9.5083e-05 | 0.00018504 | 0.00011289 | 9.5083e-05 | 1.5093e-05 | 8.2902e-05 | 9.5083e-05 | 0.00018504 | 0.00011289
11 | 3 | 9 | 0.00010018 | 3.0178e-05 | 0.00013095 | 0.00010018 | 0.00015981 | 0.00011818 | 0.00010018 | 3.0178e-05 | 0.00013095 | 0.00010018 | 0.00015981 | 0.00011818
11 | 3 | 10 | 0.00010376 | 3.4029e-05 | 0.00012991 | 0.00010376 | 0.00013536 | 0.0001209 | 0.00010376 | 3.4029e-05 | 0.00012991 | 0.00010376 | 0.00013536 | 0.0001209
11 | 3 | 11 | 0.0001053 | 4.0443e-05 | 0.00010801 | 0.0001053 | 0.00011682 | 0.00012227 | 0.0001053 | 4.0443e-05 | 0.00010801 | 0.0001053 | 0.00011682 | 0.00012227
11 | 3 | 12 | 0.00010621 | 5.0318e-05 | 9.4884e-05 | 0.00010621 | 0.00010772 | 0.00012324 | 0.00010621 | 5.0318e-05 | 9.4884e-05 | 0.00010621 | 0.00010772 | 0.00012324
11 | 3 | 13 | 0.00010708 | 7.2655e-05 | 0.00010225 | 0.00010708 | 0.00010265 | 0.00012247 | 0.00010708 | 7.2655e-05 | 0.00010225 | 0.00010708 | 0.00010265 | 0.00012247
11 | 3 | 14 | 0.00010667 | 8.8075e-05 | 0.00011472 | 0.00010667 | 0.00010049 | 0.00012273 | 0.00010667 | 8.8075e-05 | 0.00011472 | 0.00010667 | 0.00010049 | 0.00012273
11 | 3 | 15 | 0.00010604 | 0.00010111 | 0.00012021 | 0.00010604 | 0.00010022 | 0.00012188 | 0.00010604 | 0.00010111 | 0.00012021 | 0.00010604 | 0.00010022 | 0.00012188
11 | 3 | 16 | 0.00010536 | 0.00013533 | 0.00014235 | 0.00010536 | 0.00010515 | 0.00011902 | 0.00010536 | 0.00013533 | 0.00014235 | 0.00010536 | 0.00010515 | 0.00011902
11 | 3 | 17 | 0.00010644 | 0.00016883 | 0.00015972 | 0.00010644 | 0.00011557 | 0.00012207 | 0.00010644 | 0.00016883 | 0.00015972 | 0.00010644 | 0.00011557 | 0.00012207
11 | 3 | 18 | 0.00011468 | 0.00021192 | 0.000186 | 0.00011468 | 0.00012334 | 0.00012301 | 0.00011468 | 0.00021192 | 0.000186 | 0.00011468 | 0.00012334 | 0.00012301
11 | 3 | 19 | 0.00011493 | 0.00024313 | 0.00020301 | 0.00011493 | 0.00013369 | 0.00012108 | 0.00011493 | 0.00024313 | 0.00020301 | 0.00011493 | 0.00013369 | 0.00012108
11 | 3 | 20 | 0.00011068 | 0.00025023 | 0.00019836 | 0.00011068 | 0.00013742 | 0.00011763 | 0.00011068 | 0.00025023 | 0.00019836 | 0.00011068 | 0.00013742 | 0.00011763
11 | 3 | 21 | 0.00010626 | 0.00024368 | 0.00018308 | 0.00010626 | 0.00013927 | 0.00011207 | 0.00010626 | 0.00024368 | 0.00018308 | 0.00010626 | 0.00013927 | 0.00011207
11 | 3 | 22 | 0.00010169 | 0.00023169 | 0.00017005 | 0.00010169 | 0.00014516 | 0.00010327 | 0.00010169 | 0.00023169 | 0.00017005 | 0.00010169 | 0.00014516 | 0.00010327
11 | 3 | 23 | 9.5204e-05 | 0.00021525 | 0.00015398 | 9.5204e-05 | 0.00015242 | 9.2238e-05 | 9.5204e-05 | 0.00021525 | 0.00015398 | 9.5204e-05 | 0.00015242 | 9.2238e-05
11 | 3 | 24 | 8.8267e-05 | 0.0001805 | 0.00012511 | 8.8267e-05 | 0.00016014 | 8.541e-05 | 8.8267e-05 | 0.0001805 | 0.00012511 | 8.8267e-05 | 0.00016014 | 8.541e-05
11 | 4 | 1 | 8.4077e-05 | 0.00013864 | 9.0174e-05 | 8.4077e-05 | 0.0001642 | 8.025e-05 | 8.4077e-05 | 0.00013864 | 9.0174e-05 | 8.4077e-05 | 0.0001642 | 8.025e-05
11 | 4 | 2 | 8.0436e-05 | 0.00010319 | 6.6765e-05 | 8.0436e-05 | 0.00017266 | 7.8155e-05 | 8.0436e-05 | 0.00010319 | 6.6765e-05 | 8.0436e-05 | 0.00017266 | 7.8155e-05
11 | 4 | 3 | 7.7876e-05 | 7.1329e-05 | 4.8101e-05 | 7.7876e-05 | 0.00018168 | 7.6942e-05 | 7.7876e-05 | 7.1329e-05 | 4.8101e-05 | 7.7876e-05 | 0.00018168 | 7.6942e-05
11 | 4 | 4 | 8.0602e-05 | 4.8089e-05 | 3.3429e-05 | 8.0602e-05 | 0.00018942 | 7.772e-05 | 8.0602e-05 | 4.8089e-05 | 3.3429e-05 | 8.0602e-05 | 0.00018942 | 7.772e-05
11 | 4 | 5 | 8.2924e-05 | 3.0067e-05 | 2.2636e-05 | 8.2924e-05 | 0.00019539 | 8.324e-05 | 8.2924e-05 | 3.0067e-05 | 2.2636e-05 | 8.2924e-05 | 0.00019539 | 8.324e-05
11 | 4 | 6 | 8.4459e-05 | 1.8182e-05 | 2.1956e-05 | 8.4459e-05 | 0.00020372 | 9.3785e-05 | 8.4459e-05 | 1.8182e-05 | 2.1956e-05 | 8.4459e-05 | 0.00020372 | 9.3785e-05
11 | 4 | 7 | 8.7239e-05 | 1.0548e-05 | 3.9048e-05 | 8.7239e-05 | 0.00020064 | 0.00010319 | 8.7239e-05 | 1.0548e-05 | 3.9048e-05 | 8.7239e-05 | 0.00020064 | 0.00010319
11 | 4 | 8 | 9.1966e-05 | 1.5093e-05 | 8.2902e-05 | 9.1966e-05 | 0.00018504 | 0.00011289 | 9.1966e-05 | 1.5093e-05 | 8.2902e-05 | 9.1966e-05 | 0.00018504 | 0.00011289
11 | 4 | 9 | 9.7592e-05 | 3.0178e-05 | 0.00013095 | 9.7592e-05 | 0.00015981 | 0.00011818 | 9.7592e-05 | 3.0178e-05 | 0.00013095 | 9.7592e-05 | 0.00015981 | 0.00011818
11 | 4 | 10 | 9.8699e-05 | 3.4029e-05 | 0.00012991 | 9.8699e-05 | 0.00013536 | 0.0001209 | 9.8699e-05 | 3.4029e-05 | 0.00012991 | 9.8699e-05 | 0.00013536 | 0.0001209
11 | 4 | 11 | 0.00010211 | 4.0443e-05 | 0.00010801 | 0.00010211 | 0.00011682 | 0.00012227 | 0.00010211 | 4.0443e-05 | 0.00010801 | 0.00010211 | 0.00011682 | 0.00012227
11 | 4 | 12 | 0.00010183 | 5.0318e-05 | 9.4884e-05 | 0.00010183 | 0.00010772 | 0.00012324 | 0.00010183 | 5.0318e-05 | 9.4884e-05 | 0.00010183 | 0.00010772 | 0.00012324
11 | 4 | 13 | 0.00010137 | 7.2655e-05 | 0.00010225 | 0.00010137 | 0.00010265 | 0.00012247 | 0.00010137 | 7.2655e-05 | 0.00010225 | 0.00010137 | 0.00010265 | 0.00012247
11 | 4 | 14 | 0.00010193 | 8.8075e-05 | 0.00011472 | 0.00010193 | 0.00010049 | 0.00012273 | 0.00010193 | 8.8075e-05 | 0.00011472 | 0.00010193 | 0.00010049 | 0.00012273
11 | 4 | 15 | 0.0001026 | 0.00010111 | 0.00012021 | 0.0001026 | 0.00010022 | 0.00012188 | 0.0001026 | 0.00010111 | 0.00012021 | 0.0001026 | 0.00010022 | 0.00012188
11 | 4 | 16 | 0.0001042 | 0.00013533 | 0.00014235 | 0.0001042 | 0.00010515 | 0.00011902 | 0.0001042 | 0.00013533 | 0.00014235 | 0.0001042 | 0.00010515 | 0.00011902
11 | 4 | 17 | 0.00011052 | 0.00016883 | 0.00015972 | 0.00011052 | 0.00011557 | 0.00012207 | 0.00011052 | 0.00016883 | 0.00015972 | 0.00011052 | 0.00011557 | 0.00012207
11 | 4 | 18 | 0.00012136 | 0.00021192 | 0.000186 | 0.00012136 | 0.00012334 | 0.00012301 | 0.00012136 | 0.00021192 | 0.000186 | 0.00012136 | 0.00012334 | 0.00012301
11 | 4 | 19 | 0.0001168 | 0.00024313 | 0.00020301 | 0.0001168 | 0.00013369 | 0.00012108 | 0.0001168 | 0.00024313 | 0.00020301 | 0.0001168 | 0.00013369 | 0.00012108
11 | 4 | 20 | 0.00011179 | 0.00025023 | 0.00019836 | 0.00011179 | 0.00013742 | 0.00011763 | 0.00011179 | 0.00025023 | 0.00019836 | 0.00011179 | 0.00013742 | 0.00011763
11 | 4 | 21 | 0.0001048 | 0.00024368 | 0.00018308 | 0.0001048 | 0.00013927 | 0.00011207 | 0.0001048 | 0.00024368 | 0.00018308 | 0.0001048 | 0.00013927 | 0.00011207
11 | 4 | 22 | 9.6265e-05 | 0.00023169 | 0.00017005 | 9.6265e-05 | 0.00014516 | 0.00010327 | 9.6265e-05 | 0.00023169 | 0.00017005 | 9.6265e-05 | 0.00014516 | 0.00010327
11 | 4 | 23 | 8.9927e-05 | 0.00021525 | 0.00015398 | 8.9927e-05 | 0.00015242 | 9.2238e-05 | 8.9927e-05 | 0.00021525 | 0.00015398 | 8.9927e-05 | 0.00015242 | 9.2238e-05
11 | 4 | 24 | 8.5005e-05 | 0.0001805 | 0.00012511 | 8.5005e-05 | 0.00016014 | 8.541e-05 | 8.5005e-05 | 0.0001805 | 0.00012511 | 8.5005e-05 | 0.00016014 | 8.541e-05
11 | 5 | 1 | 8.4389e-05 | 0.00013864 | 9.0174e-05 | 8.4389e-05 | 0.0001642 | 8.025e-05 | 8.4389e-05 | 0.00013864 | 9.0174e-05 | 8.4389e-05 | 0.0001642 | 8.025e-05
11 | 5 | 2 | 8.1634e-05 | 0.00010319 | 6.6765e-05 | 8.1634e-05 | 0.00017266 | 7.8155e-05 | 8.1634e-05 | 0.00010319 | 6.6765e-05 | 8.1634e-05 | 0.00017266 | 7.8155e-05
11 | 5 | 3 | 8.0182e-05 | 7.1329e-05 | 4.8101e-05 | 8.0182e-05 | 0.00018168 | 7.6942e-05 | 8.0182e-05 | 7.1329e-05 | 4.8101e-05 | 8.0182e-05 | 0.00018168 | 7.6942e-05
11 | 5 | 4 | 8.0881e-05 | 4.8089e-05 | 3.3429e-05 | 8.0881e-05 | 0.00018942 | 7.772e-05 | 8.0881e-05 | 4.8089e-05 | 3.3429e-05 | 8.0881e-05 | 0.00018942 | 7.772e-05
11 | 5 | 5 | 8.4318e-05 | 3.0067e-05 | 2.2636e-05 | 8.4318e-05 | 0.00019539 | 8.324e-05 | 8.4318e-05 | 3.0067e-05 | 2.2636e-05 | 8.4318e-05 | 0.00019539 | 8.324e-05
11 | 5 | 6 | 9.2278e-05 | 1.8182e-05 | 2.1956e-05 | 9.2278e-05 | 0.00020372 | 9.3785e-05 | 9.2278e-05 | 1.8182e-05 | 2.1956e-05 | 9.2278e-05 | 0.00020372 | 9.3785e-05
11 | 5 | 7 | 0.00010332 | 1.0548e-05 | 3.9048e-05 | 0.00010332 | 0.00020064 | 0.00010319 | 0.00010332 | 1.0548e-05 | 3.9048e-05 | 0.00010332 | 0.00020064 | 0.00010319
11 | 5 | 8 | 0.00010836 | 1.5093e-05 | 8.2902e-05 | 0.00010836 | 0.00018504 | 0.00011289 | 0.00010836 | 1.5093e-05 | 8.2902e-05 | 0.00010836 | 0.00018504 | 0.00011289
11 | 5 | 9 | 0.0001123 | 3.0178e-05 | 0.00013095 | 0.0001123 | 0.00015981 | 0.00011818 | 0.0001123 | 3.0178e-05 | 0.00013095 | 0.0001123 | 0.00015981 | 0.00011818
11 | 5 | 10 | 0.00011619 | 3.4029e-05 | 0.00012991 | 0.00011619 | 0.00013536 | 0.0001209 | 0.00011619 | 3.4029e-05 | 0.00012991 | 0.00011619 | 0.00013536 | 0.0001209
11 | 5 | 11 | 0.00011831 | 4.0443e-05 | 0.00010801 | 0.00011831 | 0.00011682 | 0.00012227 | 0.00011831 | 4.0443e-05 | 0.00010801 | 0.00011831 | 0.00011682 | 0.00012227
11 | 5 | 12 | 0.00011982 | 5.0318e-05 | 9.4884e-05 | 0.00011982 | 0.00010772 | 0.00012324 | 0.00011982 | 5.0318e-05 | 9.4884e-05 | 0.00011982 | 0.00010772 | 0.00012324
11 | 5 | 13 | 0.00011993 | 7.2655e-05 | 0.00010225 | 0.00011993 | 0.00010265 | 0.00012247 | 0.00011993 | 7.2655e-05 | 0.00010225 | 0.00011993 | 0.00010265 | 0.00012247
11 | 5 | 14 | 0.00012047 | 8.8075e-05 | 0.00011472 | 0.00012047 | 0.00010049 | 0.00012273 | 0.00012047 | 8.8075e-05 | 0.00011472 | 0.00012047 | 0.00010049 | 0.00012273
11 | 5 | 15 | 0.00011988 | 0.00010111 | 0.00012021 | 0.00011988 | 0.00010022 | 0.00012188 | 0.00011988 | 0.00010111 | 0.00012021 | 0.00011988 | 0.00010022 | 0.00012188
11 | 5 | 16 | 0.00011789 | 0.00013533 | 0.00014235 | 0.00011789 | 0.00010515 | 0.00011902 | 0.00011789 | 0.00013533 | 0.00014235 | 0.00011789 | 0.00010515 | 0.00011902
11 | 5 | 17 | 0.00011831 | 0.00016883 | 0.00015972 | 0.00011831 | 0.00011557 | 0.00012207 | 0.00011831 | 0.00016883 | 0.00015972 | 0.00011831 | 0.00011557 | 0.00012207
11 | 5 | 18 | 0.00012874 | 0.00021192 | 0.000186 | 0.00012874 | 0.00012334 | 0.00012301 | 0.00012874 | 0.00021192 | 0.000186 | 0.00012874 | 0.00012334 | 0.00012301
11 | 5 | 19 | 0.00012972 | 0.00024313 | 0.00020301 | 0.00012972 | 0.00013369 | 0.00012108 | 0.00012972 | 0.00024313 | 0.00020301 | 0.00012972 | 0.00013369 | 0.00012108
11 | 5 | 20 | 0.00012573 | 0.00025023 | 0.00019836 | 0.00012573 | 0.00013742 | 0.00011763 | 0.00012573 | 0.00025023 | 0.00019836 | 0.00012573 | 0.00013742 | 0.00011763
11 | 5 | 21 | 0.00011953 | 0.00024368 | 0.00018308 | 0.00011953 | 0.00013927 | 0.00011207 | 0.00011953 | 0.00024368 | 0.00018308 | 0.00011953 | 0.00013927 | 0.00011207
11 | 5 | 22 | 0.00011291 | 0.00023169 | 0.00017005 | 0.00011291 | 0.00014516 | 0.00010327 | 0.00011291 | 0.00023169 | 0.00017005 | 0.00011291 | 0.00014516 | 0.00010327
11 | 5 | 23 | 0.00010207 | 0.00021525 | 0.00015398 | 0.00010207 | 0.00015242 | 9.2238e-05 | 0.00010207 | 0.00021525 | 0.00015398 | 0.00010207 | 0.00015242 | 9.2238e-05
11 | 5 | 24 | 9.3789e-05 | 0.0001805 | 0.00012511 | 9.3789e-05 | 0.00016014 | 8.541e-05 | 9.3789e-05 | 0.0001805 | 0.00012511 | 9.3789e-05 | 0.00016014 | 8.541e-05
11 | 6 | 1 | 8.783e-05 | 0.00013864 | 9.0174e-05 | 8.783e-05 | 0.0001642 | 8.025e-05 | 8.783e-05 | 0.00013864 | 9.0174e-05 | 8.783e-05 | 0.0001642 | 8.025e-05
11 | 6 | 2 | 8.4476e-05 | 0.00010319 | 6.6765e-05 | 8.4476e-05 | 0.00017266 | 7.8155e-05 | 8.4476e-05 | 0.00010319 | 6.6765e-05 | 8.4476e-05 | 0.00017266 | 7.8155e-05
11 | 6 | 3 | 8.2857e-05 | 7.1329e-05 | 4.8101e-05 | 8.2857e-05 | 0.00018168 | 7.6942e-05 | 8.2857e-05 | 7.1329e-05 | 4.8101e-05 | 8.2857e-05 | 0.00018168 | 7.6942e-05
11 | 6 | 4 | 8.2287e-05 | 4.8089e-05 | 3.3429e-05 | 8.2287e-05 | 0.00018942 | 7.772e-05 | 8.2287e-05 | 4.8089e-05 | 3.3429e-05 | 8.2287e-05 | 0.00018942 | 7.772e-05
11 | 6 | 5 | 8.4867e-05 | 3.0067e-05 | 2.2636e-05 | 8.4867e-05 | 0.00019539 | 8.324e-05 | 8.4867e-05 | 3.0067e-05 | 2.2636e-05 | 8.4867e-05 | 0.00019539 | 8.324e-05
11 | 6 | 6 | 9.2382e-05 | 1.8182e-05 | 2.1956e-05 | 9.2382e-05 | 0.00020372 | 9.3785e-05 | 9.2382e-05 | 1.8182e-05 | 2.1956e-05 | 9.2382e-05 | 0.00020372 | 9.3785e-05
11 | 6 | 7 | 0.00010291 | 1.0548e-05 | 3.9048e-05 | 0.00010291 | 0.00020064 | 0.00010319 | 0.00010291 | 1.0548e-05 | 3.9048e-05 | 0.00010291 | 0.00020064 | 0.00010319
11 | 6 | 8 | 0.00011062 | 1.5093e-05 | 8.2902e-05 | 0.00011062 | 0.00018504 | 0.00011289 | 0.00011062 | 1.5093e-05 | 8.2902e-05 | 0.00011062 | 0.00018504 | 0.00011289
11 | 6 | 9 | 0.00011434 | 3.0178e-05 | 0.00013095 | 0.00011434 | 0.00015981 | 0.00011818 | 0.00011434 | 3.0178e-05 | 0.00013095 | 0.00011434 | 0.00015981 | 0.00011818
11 | 6 | 10 | 0.00011568 | 3.4029e-05 | 0.00012991 | 0.00011568 | 0.00013536 | 0.0001209 | 0.00011568 | 3.4029e-05 | 0.00012991 | 0.00011568 | 0.00013536 | 0.0001209
11 | 6 | 11 | 0.00011791 | 4.0443e-05 | 0.00010801 | 0.00011791 | 0.00011682 | 0.00012227 | 0.00011791 | 4.0443e-05 | 0.00010801 | 0.00011791 | 0.00011682 | 0.00012227
11 | 6 | 12 | 0.00011878 | 5.0318e-05 | 9.4884e-05 | 0.00011878 | 0.00010772 | 0.00012324 | 0.00011878 | 5.0318e-05 | 9.4884e-05 | 0.00011878 | 0.00010772 | 0.00012324
11 | 6 | 13 | 0.000119 | 7.2655e-05 | 0.00010225 | 0.000119 | 0.00010265 | 0.00012247 | 0.000119 | 7.2655e-05 | 0.00010225 | 0.000119 | 0.00010265 | 0.00012247
11 | 6 | 14 | 0.0001205 | 8.8075e-05 | 0.00011472 | 0.0001205 | 0.00010049 | 0.00012273 | 0.0001205 | 8.8075e-05 | 0.00011472 | 0.0001205 | 0.00010049 | 0.00012273
11 | 6 | 15 | 0.00011926 | 0.00010111 | 0.00012021 | 0.00011926 | 0.00010022 | 0.00012188 | 0.00011926 | 0.00010111 | 0.00012021 | 0.00011926 | 0.00010022 | 0.00012188
11 | 6 | 16 | 0.00011825 | 0.00013533 | 0.00014235 | 0.00011825 | 0.00010515 | 0.00011902 | 0.00011825 | 0.00013533 | 0.00014235 | 0.00011825 | 0.00010515 | 0.00011902
11 | 6 | 17 | 0.00011863 | 0.00016883 | 0.00015972 | 0.00011863 | 0.00011557 | 0.00012207 | 0.00011863 | 0.00016883 | 0.00015972 | 0.00011863 | 0.00011557 | 0.00012207
11 | 6 | 18 | 0.00012874 | 0.00021192 | 0.000186 | 0.00012874 | 0.00012334 | 0.00012301 | 0.00012874 | 0.00021192 | 0.000186 | 0.00012874 | 0.00012334 | 0.00012301
11 | 6 | 19 | 0.0001294 | 0.00024313 | 0.00020301 | 0.0001294 | 0.00013369 | 0.00012108 | 0.0001294 | 0.00024313 | 0.00020301 | 0.0001294 | 0.00013369 | 0.00012108
11 | 6 | 20 | 0.00012605 | 0.00025023 | 0.00019836 | 0.00012605 | 0.00013742 | 0.00011763 | 0.00012605 | 0.00025023 | 0.00019836 | 0.00012605 | 0.00013742 | 0.00011763
11 | 6 | 21 | 0.00012094 | 0.00024368 | 0.00018308 | 0.00012094 | 0.00013927 | 0.00011207 | 0.00012094 | 0.00024368 | 0.00018308 | 0.00012094 | 0.00013927 | 0.00011207
11 | 6 | 22 | 0.0001112 | 0.00023169 | 0.00017005 | 0.0001112 | 0.00014516 | 0.00010327 | 0.0001112 | 0.00023169 | 0.00017005 | 0.0001112 | 0.00014516 | 0.00010327
11 | 6 | 23 | 0.00010125 | 0.00021525 | 0.00015398 | 0.00010125 | 0.00015242 | 9.2238e-05 | 0.00010125 | 0.00021525 | 0.00015398 | 0.00010125 | 0.00015242 | 9.2238e-05
11 | 6 | 24 | 9.2137e-05 | 0.0001805 | 0.00012511 | 9.2137e-05 | 0.00016014 | 8.541e-05 | 9.2137e-05 | 0.0001805 | 0.00012511 | 9.2137e-05 | 0.00016014 | 8.541e-05
11 | 7 | 1 | 8.7118e-05 | 0.00013864 | 9.0174e-05 | 8.7118e-05 | 0.0001642 | 8.025e-05 | 8.7118e-05 | 0.00013864 | 9.0174e-05 | 8.7118e-05 | 0.0001642 | 8.025e-05
11 | 7 | 2 | 8.3652e-05 | 0.00010319 | 6.6765e-05 | 8.3652e-05 | 0.00017266 | 7.8155e-05 | 8.3652e-05 | 0.00010319 | 6.6765e-05 | 8.3652e-05 | 0.00017266 | 7.8155e-05
11 | 7 | 3 | 8.1996e-05 | 7.1329e-05 | 4.8101e-05 | 8.1996e-05 | 0.00018168 | 7.6942e-05 | 8.1996e-05 | 7.1329e-05 | 4.8101e-05 | 8.1996e-05 | 0.00018168 | 7.6942e-05
11 | 7 | 4 | 8.19e-05 | 4.8089e-05 | 3.3429e-05 | 8.19e-05 | 0.00018942 | 7.772e-05 | 8.19e-05 | 4.8089e-05 | 3.3429e-05 | 8.19e-05 | 0.00018942 | 7.772e-05
11 | 7 | 5 | 8.4151e-05 | 3.0067e-05 | 2.2636e-05 | 8.4151e-05 | 0.00019539 | 8.324e-05 | 8.4151e-05 | 3.0067e-05 | 2.2636e-05 | 8.4151e-05 | 0.00019539 | 8.324e-05
11 | 7 | 6 | 9.2133e-05 | 1.8182e-05 | 2.1956e-05 | 9.2133e-05 | 0.00020372 | 9.3785e-05 | 9.2133e-05 | 1.8182e-05 | 2.1956e-05 | 9.2133e-05 | 0.00020372 | 9.3785e-05
11 | 7 | 7 | 0.00010261 | 1.0548e-05 | 3.9048e-05 | 0.00010261 | 0.00020064 | 0.00010319 | 0.00010261 | 1.0548e-05 | 3.9048e-05 | 0.00010261 | 0.00020064 | 0.00010319
11 | 7 | 8 | 0.00010989 | 1.5093e-05 | 8.2902e-05 | 0.00010989 | 0.00018504 | 0.00011289 | 0.00010989 | 1.5093e-05 | 8.2902e-05 | 0.00010989 | 0.00018504 | 0.00011289
11 | 7 | 9 | 0.00011308 | 3.0178e-05 | 0.00013095 | 0.00011308 | 0.00015981 | 0.00011818 | 0.00011308 | 3.0178e-05 | 0.00013095 | 0.00011308 | 0.00015981 | 0.00011818
11 | 7 | 10 | 0.00011598 | 3.4029e-05 | 0.00012991 | 0.00011598 | 0.00013536 | 0.0001209 | 0.00011598 | 3.4029e-05 | 0.00012991 | 0.00011598 | 0.00013536 | 0.0001209
11 | 7 | 11 | 0.00011826 | 4.0443e-05 | 0.00010801 | 0.00011826 | 0.00011682 | 0.00012227 | 0.00011826 | 4.0443e-05 | 0.00010801 | 0.00011826 | 0.00011682 | 0.00012227
11 | 7 | 12 | 0.00011915 | 5.0318e-05 | 9.4884e-05 | 0.00011915 | 0.00010772 | 0.00012324 | 0.00011915 | 5.0318e-05 | 9.4884e-05 | 0.00011915 | 0.00010772 | 0.00012324
11 | 7 | 13 | 0.00011954 | 7.2655e-05 | 0.00010225 | 0.00011954 | 0.00010265 | 0.00012247 | 0.00011954 | 7.2655e-05 | 0.00010225 | 0.00011954 | 0.00010265 | 0.00012247
11 | 7 | 14 | 0.00012046 | 8.8075e-05 | 0.00011472 | 0.00012046 | 0.00010049 | 0.00012273 | 0.00012046 | 8.8075e-05 | 0.00011472 | 0.00012046 | 0.00010049 | 0.00012273
11 | 7 | 15 | 0.00011982 | 0.00010111 | 0.00012021 | 0.00011982 | 0.00010022 | 0.00012188 | 0.00011982 | 0.00010111 | 0.00012021 | 0.00011982 | 0.00010022 | 0.00012188
11 | 7 | 16 | 0.00011821 | 0.00013533 | 0.00014235 | 0.00011821 | 0.00010515 | 0.00011902 | 0.00011821 | 0.00013533 | 0.00014235 | 0.00011821 | 0.00010515 | 0.00011902
11 | 7 | 17 | 0.00011954 | 0.00016883 | 0.00015972 | 0.00011954 | 0.00011557 | 0.00012207 | 0.00011954 | 0.00016883 | 0.00015972 | 0.00011954 | 0.00011557 | 0.00012207
11 | 7 | 18 | 0.00012916 | 0.00021192 | 0.000186 | 0.00012916 | 0.00012334 | 0.00012301 | 0.00012916 | 0.00021192 | 0.000186 | 0.00012916 | 0.00012334 | 0.00012301
11 | 7 | 19 | 0.0001296 | 0.00024313 | 0.00020301 | 0.0001296 | 0.00013369 | 0.00012108 | 0.0001296 | 0.00024313 | 0.00020301 | 0.0001296 | 0.00013369 | 0.00012108
11 | 7 | 20 | 0.00012644 | 0.00025023 | 0.00019836 | 0.00012644 | 0.00013742 | 0.00011763 | 0.00012644 | 0.00025023 | 0.00019836 | 0.00012644 | 0.00013742 | 0.00011763
11 | 7 | 21 | 0.00012146 | 0.00024368 | 0.00018308 | 0.00012146 | 0.00013927 | 0.00011207 | 0.00012146 | 0.00024368 | 0.00018308 | 0.00012146 | 0.00013927 | 0.00011207
11 | 7 | 22 | 0.00011329 | 0.00023169 | 0.00017005 | 0.00011329 | 0.00014516 | 0.00010327 | 0.00011329 | 0.00023169 | 0.00017005 | 0.00011329 | 0.00014516 | 0.00010327
11 | 7 | 23 | 0.00010281 | 0.00021525 | 0.00015398 | 0.00010281 | 0.00015242 | 9.2238e-05 | 0.00010281 | 0.00021525 | 0.00015398 | 0.00010281 | 0.00015242 | 9.2238e-05
11 | 7 | 24 | 9.3984e-05 | 0.0001805 | 0.00012511 | 9.3984e-05 | 0.00016014 | 8.541e-05 | 9.3984e-05 | 0.0001805 | 0.00012511 | 9.3984e-05 | 0.00016014 | 8.541e-05
11 | 8 | 1 | 8.8983e-05 | 0.00013864 | 9.0174e-05 | 8.8983e-05 | 0.0001642 | 8.025e-05 | 8.8983e-05 | 0.00013864 | 9.0174e-05 | 8.8983e-05 | 0.0001642 | 8.025e-05
11 | 8 | 2 | 8.5367e-05 | 0.00010319 | 6.6765e-05 | 8.5367e-05 | 0.00017266 | 7.8155e-05 | 8.5367e-05 | 0.00010319 | 6.6765e-05 | 8.5367e-05 | 0.00017266 | 7.8155e-05
11 | 8 | 3 | 8.3444e-05 | 7.1329e-05 | 4.8101e-05 | 8.3444e-05 | 0.00018168 | 7.6942e-05 | 8.3444e-05 | 7.1329e-05 | 4.8101e-05 | 8.3444e-05 | 0.00018168 | 7.6942e-05
11 | 8 | 4 | 8.3182e-05 | 4.8089e-05 | 3.3429e-05 | 8.3182e-05 | 0.00018942 | 7.772e-05 | 8.3182e-05 | 4.8089e-05 | 3.3429e-05 | 8.3182e-05 | 0.00018942 | 7.772e-05
11 | 8 | 5 | 8.5662e-05 | 3.0067e-05 | 2.2636e-05 | 8.5662e-05 | 0.00019539 | 8.324e-05 | 8.5662e-05 | 3.0067e-05 | 2.2636e-05 | 8.5662e-05 | 0.00019539 | 8.324e-05
11 | 8 | 6 | 9.3377e-05 | 1.8182e-05 | 2.1956e-05 | 9.3377e-05 | 0.00020372 | 9.3785e-05 | 9.3377e-05 | 1.8182e-05 | 2.1956e-05 | 9.3377e-05 | 0.00020372 | 9.3785e-05
11 | 8 | 7 | 0.00010475 | 1.0548e-05 | 3.9048e-05 | 0.00010475 | 0.00020064 | 0.00010319 | 0.00010475 | 1.0548e-05 | 3.9048e-05 | 0.00010475 | 0.00020064 | 0.00010319
11 | 8 | 8 | 0.00011266 | 1.5093e-05 | 8.2902e-05 | 0.00011266 | 0.00018504 | 0.00011289 | 0.00011266 | 1.5093e-05 | 8.2902e-05 | 0.00011266 | 0.00018504 | 0.00011289
11 | 8 | 9 | 0.00011566 | 3.0178e-05 | 0.00013095 | 0.00011566 | 0.00015981 | 0.00011818 | 0.00011566 | 3.0178e-05 | 0.00013095 | 0.00011566 | 0.00015981 | 0.00011818
11 | 8 | 10 | 0.00011797 | 3.4029e-05 | 0.00012991 | 0.00011797 | 0.00013536 | 0.0001209 | 0.00011797 | 3.4029e-05 | 0.00012991 | 0.00011797 | 0.00013536 | 0.0001209
11 | 8 | 11 | 0.00012014 | 4.0443e-05 | 0.00010801 | 0.00012014 | 0.00011682 | 0.00012227 | 0.00012014 | 4.0443e-05 | 0.00010801 | 0.00012014 | 0.00011682 | 0.00012227
11 | 8 | 12 | 0.0001215 | 5.0318e-05 | 9.4884e-05 | 0.0001215 | 0.00010772 | 0.00012324 | 0.0001215 | 5.0318e-05 | 9.4884e-05 | 0.0001215 | 0.00010772 | 0.00012324
11 | 8 | 13 | 0.00011997 | 7.2655e-05 | 0.00010225 | 0.00011997 | 0.00010265 | 0.00012247 | 0.00011997 | 7.2655e-05 | 0.00010225 | 0.00011997 | 0.00010265 | 0.00012247
11 | 8 | 14 | 0.00011949 | 8.8075e-05 | 0.00011472 | 0.00011949 | 0.00010049 | 0.00012273 | 0.00011949 | 8.8075e-05 | 0.00011472 | 0.00011949 | 0.00010049 | 0.00012273
11 | 8 | 15 | 0.00011864 | 0.00010111 | 0.00012021 | 0.00011864 | 0.00010022 | 0.00012188 | 0.00011864 | 0.00010111 | 0.00012021 | 0.00011864 | 0.00010022 | 0.00012188
11 | 8 | 16 | 0.00011773 | 0.00013533 | 0.00014235 | 0.00011773 | 0.00010515 | 0.00011902 | 0.00011773 | 0.00013533 | 0.00014235 | 0.00011773 | 0.00010515 | 0.00011902
11 | 8 | 17 | 0.00012045 | 0.00016883 | 0.00015972 | 0.00012045 | 0.00011557 | 0.00012207 | 0.00012045 | 0.00016883 | 0.00015972 | 0.00012045 | 0.00011557 | 0.00012207
11 | 8 | 18 | 0.00012993 | 0.00021192 | 0.000186 | 0.00012993 | 0.00012334 | 0.00012301 | 0.00012993 | 0.00021192 | 0.000186 | 0.00012993 | 0.00012334 | 0.00012301
11 | 8 | 19 | 0.00012981 | 0.00024313 | 0.00020301 | 0.00012981 | 0.00013369 | 0.00012108 | 0.00012981 | 0.00024313 | 0.00020301 | 0.00012981 | 0.00013369 | 0.00012108
11 | 8 | 20 | 0.0001264 | 0.00025023 | 0.00019836 | 0.0001264 | 0.00013742 | 0.00011763 | 0.0001264 | 0.00025023 | 0.00019836 | 0.0001264 | 0.00013742 | 0.00011763
11 | 8 | 21 | 0.00012258 | 0.00024368 | 0.00018308 | 0.00012258 | 0.00013927 | 0.00011207 | 0.00012258 | 0.00024368 | 0.00018308 | 0.00012258 | 0.00013927 | 0.00011207
11 | 8 | 22 | 0.00011521 | 0.00023169 | 0.00017005 | 0.00011521 | 0.00014516 | 0.00010327 | 0.00011521 | 0.00023169 | 0.00017005 | 0.00011521 | 0.00014516 | 0.00010327
11 | 8 | 23 | 0.00010407 | 0.00021525 | 0.00015398 | 0.00010407 | 0.00015242 | 9.2238e-05 | 0.00010407 | 0.00021525 | 0.00015398 | 0.00010407 | 0.00015242 | 9.2238e-05
11 | 8 | 24 | 9.4879e-05 | 0.0001805 | 0.00012511 | 9.4879e-05 | 0.00016014 | 8.541e-05 | 9.4879e-05 | 0.0001805 | 0.00012511 | 9.4879e-05 | 0.00016014 | 8.541e-05
11 | 9 | 1 | 8.907e-05 | 0.00013864 | 9.0174e-05 | 8.907e-05 | 0.0001642 | 8.025e-05 | 8.907e-05 | 0.00013864 | 9.0174e-05 | 8.907e-05 | 0.0001642 | 8.025e-05
11 | 9 | 2 | 8.5142e-05 | 0.00010319 | 6.6765e-05 | 8.5142e-05 | 0.00017266 | 7.8155e-05 | 8.5142e-05 | 0.00010319 | 6.6765e-05 | 8.5142e-05 | 0.00017266 | 7.8155e-05
11 | 9 | 3 | 8.3178e-05 | 7.1329e-05 | 4.8101e-05 | 8.3178e-05 | 0.00018168 | 7.6942e-05 | 8.3178e-05 | 7.1329e-05 | 4.8101e-05 | 8.3178e-05 | 0.00018168 | 7.6942e-05
11 | 9 | 4 | 8.2624e-05 | 4.8089e-05 | 3.3429e-05 | 8.2624e-05 | 0.00018942 | 7.772e-05 | 8.2624e-05 | 4.8089e-05 | 3.3429e-05 | 8.2624e-05 | 0.00018942 | 7.772e-05
11 | 9 | 5 | 8.4851e-05 | 3.0067e-05 | 2.2636e-05 | 8.4851e-05 | 0.00019539 | 8.324e-05 | 8.4851e-05 | 3.0067e-05 | 2.2636e-05 | 8.4851e-05 | 0.00019539 | 8.324e-05
11 | 9 | 6 | 9.2024e-05 | 1.8182e-05 | 2.1956e-05 | 9.2024e-05 | 0.00020372 | 9.3785e-05 | 9.2024e-05 | 1.8182e-05 | 2.1956e-05 | 9.2024e-05 | 0.00020372 | 9.3785e-05
11 | 9 | 7 | 0.00010199 | 1.0548e-05 | 3.9048e-05 | 0.00010199 | 0.00020064 | 0.00010319 | 0.00010199 | 1.0548e-05 | 3.9048e-05 | 0.00010199 | 0.00020064 | 0.00010319
11 | 9 | 8 | 0.0001087 | 1.5093e-05 | 8.2902e-05 | 0.0001087 | 0.00018504 | 0.00011289 | 0.0001087 | 1.5093e-05 | 8.2902e-05 | 0.0001087 | 0.00018504 | 0.00011289
11 | 9 | 9 | 0.00011154 | 3.0178e-05 | 0.00013095 | 0.00011154 | 0.00015981 | 0.00011818 | 0.00011154 | 3.0178e-05 | 0.00013095 | 0.00011154 | 0.00015981 | 0.00011818
11 | 9 | 10 | 0.00011452 | 3.4029e-05 | 0.00012991 | 0.00011452 | 0.00013536 | 0.0001209 | 0.00011452 | 3.4029e-05 | 0.00012991 | 0.00011452 | 0.00013536 | 0.0001209
11 | 9 | 11 | 0.00011812 | 4.0443e-05 | 0.00010801 | 0.00011812 | 0.00011682 | 0.00012227 | 0.00011812 | 4.0443e-05 | 0.00010801 | 0.00011812 | 0.00011682 | 0.00012227
11 | 9 | 12 | 0.00011825 | 5.0318e-05 | 9.4884e-05 | 0.00011825 | 0.00010772 | 0.00012324 | 0.00011825 | 5.0318e-05 | 9.4884e-05 | 0.00011825 | 0.00010772 | 0.00012324
11 | 9 | 13 | 0.00011746 | 7.2655e-05 | 0.00010225 | 0.00011746 | 0.00010265 | 0.00012247 | 0.00011746 | 7.2655e-05 | 0.00010225 | 0.00011746 | 0.00010265 | 0.00012247
11 | 9 | 14 | 0.00011689 | 8.8075e-05 | 0.00011472 | 0.00011689 | 0.00010049 | 0.00012273 | 0.00011689 | 8.8075e-05 | 0.00011472 | 0.00011689 | 0.00010049 | 0.00012273
11 | 9 | 15 | 0.00011567 | 0.00010111 | 0.00012021 | 0.00011567 | 0.00010022 | 0.00012188 | 0.00011567 | 0.00010111 | 0.00012021 | 0.00011567 | 0.00010022 | 0.00012188
11 | 9 | 16 | 0.0001138 | 0.00013533 | 0.00014235 | 0.0001138 | 0.00010515 | 0.00011902 | 0.0001138 | 0.00013533 | 0.00014235 | 0.0001138 | 0.00010515 | 0.00011902
11 | 9 | 17 | 0.00011432 | 0.00016883 | 0.00015972 | 0.00011432 | 0.00011557 | 0.00012207 | 0.00011432 | 0.00016883 | 0.00015972 | 0.00011432 | 0.00011557 | 0.00012207
11 | 9 | 18 | 0.00012392 | 0.00021192 | 0.000186 | 0.00012392 | 0.00012334 | 0.00012301 | 0.00012392 | 0.00021192 | 0.000186 | 0.00012392 | 0.00012334 | 0.00012301
11 | 9 | 19 | 0.00012342 | 0.00024313 | 0.00020301 | 0.00012342 | 0.00013369 | 0.00012108 | 0.00012342 | 0.00024313 | 0.00020301 | 0.00012342 | 0.00013369 | 0.00012108
11 | 9 | 20 | 0.00011911 | 0.00025023 | 0.00019836 | 0.00011911 | 0.00013742 | 0.00011763 | 0.00011911 | 0.00025023 | 0.00019836 | 0.00011911 | 0.00013742 | 0.00011763
11 | 9 | 21 | 0.00011507 | 0.00024368 | 0.00018308 | 0.00011507 | 0.00013927 | 0.00011207 | 0.00011507 | 0.00024368 | 0.00018308 | 0.00011507 | 0.00013927 | 0.00011207
11 | 9 | 22 | 0.00010997 | 0.00023169 | 0.00017005 | 0.00010997 | 0.00014516 | 0.00010327 | 0.00010997 | 0.00023169 | 0.00017005 | 0.00010997 | 0.00014516 | 0.00010327
11 | 9 | 23 | 0.00010324 | 0.00021525 | 0.00015398 | 0.00010324 | 0.00015242 | 9.2238e-05 | 0.00010324 | 0.00021525 | 0.00015398 | 0.00010324 | 0.00015242 | 9.2238e-05
11 | 9 | 24 | 9.4334e-05 | 0.0001805 | 0.00012511 | 9.4334e-05 | 0.00016014 | 8.541e-05 | 9.4334e-05 | 0.0001805 | 0.00012511 | 9.4334e-05 | 0.00016014 | 8.541e-05
11 | 10 | 1 | 8.8887e-05 | 0.00013864 | 9.0174e-05 | 8.8887e-05 | 0.0001642 | 8.025e-05 | 8.8887e-05 | 0.00013864 | 9.0174e-05 | 8.8887e-05 | 0.0001642 | 8.025e-05
11 | 10 | 2 | 8.4097e-05 | 0.00010319 | 6.6765e-05 | 8.4097e-05 | 0.00017266 | 7.8155e-05 | 8.4097e-05 | 0.00010319 | 6.6765e-05 | 8.4097e-05 | 0.00017266 | 7.8155e-05
11 | 10 | 3 | 8.1634e-05 | 7.1329e-05 | 4.8101e-05 | 8.1634e-05 | 0.00018168 | 7.6942e-05 | 8.1634e-05 | 7.1329e-05 | 4.8101e-05 | 8.1634e-05 | 0.00018168 | 7.6942e-05
11 | 10 | 4 | 8.0565e-05 | 4.8089e-05 | 3.3429e-05 | 8.0565e-05 | 0.00018942 | 7.772e-05 | 8.0565e-05 | 4.8089e-05 | 3.3429e-05 | 8.0565e-05 | 0.00018942 | 7.772e-05
11 | 10 | 5 | 8.1339e-05 | 3.0067e-05 | 2.2636e-05 | 8.1339e-05 | 0.00019539 | 8.324e-05 | 8.1339e-05 | 3.0067e-05 | 2.2636e-05 | 8.1339e-05 | 0.00019539 | 8.324e-05
11 | 10 | 6 | 8.4771e-05 | 1.8182e-05 | 2.1956e-05 | 8.4771e-05 | 0.00020372 | 9.3785e-05 | 8.4771e-05 | 1.8182e-05 | 2.1956e-05 | 8.4771e-05 | 0.00020372 | 9.3785e-05
11 | 10 | 7 | 8.4988e-05 | 1.0548e-05 | 3.9048e-05 | 8.4988e-05 | 0.00020064 | 0.00010319 | 8.4988e-05 | 1.0548e-05 | 3.9048e-05 | 8.4988e-05 | 0.00020064 | 0.00010319
11 | 10 | 8 | 8.922e-05 | 1.5093e-05 | 8.2902e-05 | 8.922e-05 | 0.00018504 | 0.00011289 | 8.922e-05 | 1.5093e-05 | 8.2902e-05 | 8.922e-05 | 0.00018504 | 0.00011289
11 | 10 | 9 | 9.4925e-05 | 3.0178e-05 | 0.00013095 | 9.4925e-05 | 0.00015981 | 0.00011818 | 9.4925e-05 | 3.0178e-05 | 0.00013095 | 9.4925e-05 | 0.00015981 | 0.00011818
11 | 10 | 10 | 9.9302e-05 | 3.4029e-05 | 0.00012991 | 9.9302e-05 | 0.00013536 | 0.0001209 | 9.9302e-05 | 3.4029e-05 | 0.00012991 | 9.9302e-05 | 0.00013536 | 0.0001209
11 | 10 | 11 | 0.00010197 | 4.0443e-05 | 0.00010801 | 0.00010197 | 0.00011682 | 0.00012227 | 0.00010197 | 4.0443e-05 | 0.00010801 | 0.00010197 | 0.00011682 | 0.00012227
11 | 10 | 12 | 0.00010263 | 5.0318e-05 | 9.4884e-05 | 0.00010263 | 0.00010772 | 0.00012324 | 0.00010263 | 5.0318e-05 | 9.4884e-05 | 0.00010263 | 0.00010772 | 0.00012324
11 | 10 | 13 | 0.00010207 | 7.2655e-05 | 0.00010225 | 0.00010207 | 0.00010265 | 0.00012247 | 0.00010207 | 7.2655e-05 | 0.00010225 | 0.00010207 | 0.00010265 | 0.00012247
11 | 10 | 14 | 0.00010099 | 8.8075e-05 | 0.00011472 | 0.00010099 | 0.00010049 | 0.00012273 | 0.00010099 | 8.8075e-05 | 0.00011472 | 0.00010099 | 0.00010049 | 0.00012273
11 | 10 | 15 | 9.9972e-05 | 0.00010111 | 0.00012021 | 9.9972e-05 | 0.00010022 | 0.00012188 | 9.9972e-05 | 0.00010111 | 0.00012021 | 9.9972e-05 | 0.00010022 | 0.00012188
11 | 10 | 16 | 9.9685e-05 | 0.00013533 | 0.00014235 | 9.9685e-05 | 0.00010515 | 0.00011902 | 9.9685e-05 | 0.00013533 | 0.00014235 | 9.9685e-05 | 0.00010515 | 0.00011902
11 | 10 | 17 | 0.00010292 | 0.00016883 | 0.00015972 | 0.00010292 | 0.00011557 | 0.00012207 | 0.00010292 | 0.00016883 | 0.00015972 | 0.00010292 | 0.00011557 | 0.00012207
11 | 10 | 18 | 0.00011364 | 0.00021192 | 0.000186 | 0.00011364 | 0.00012334 | 0.00012301 | 0.00011364 | 0.00021192 | 0.000186 | 0.00011364 | 0.00012334 | 0.00012301
11 | 10 | 19 | 0.00011359 | 0.00024313 | 0.00020301 | 0.00011359 | 0.00013369 | 0.00012108 | 0.00011359 | 0.00024313 | 0.00020301 | 0.00011359 | 0.00013369 | 0.00012108
11 | 10 | 20 | 0.00011147 | 0.00025023 | 0.00019836 | 0.00011147 | 0.00013742 | 0.00011763 | 0.00011147 | 0.00025023 | 0.00019836 | 0.00011147 | 0.00013742 | 0.00011763
11 | 10 | 21 | 0.00010782 | 0.00024368 | 0.00018308 | 0.00010782 | 0.00013927 | 0.00011207 | 0.00010782 | 0.00024368 | 0.00018308 | 0.00010782 | 0.00013927 | 0.00011207
11 | 10 | 22 | 0.00010266 | 0.00023169 | 0.00017005 | 0.00010266 | 0.00014516 | 0.00010327 | 0.00010266 | 0.00023169 | 0.00017005 | 0.00010266 | 0.00014516 | 0.00010327
11 | 10 | 23 | 9.698e-05 | 0.00021525 | 0.00015398 | 9.698e-05 | 0.00015242 | 9.2238e-05 | 9.698e-05 | 0.00021525 | 0.00015398 | 9.698e-05 | 0.00015242 | 9.2238e-05
11 | 10 | 24 | 8.9965e-05 | 0.0001805 | 0.00012511 | 8.9965e-05 | 0.00016014 | 8.541e-05 | 8.9965e-05 | 0.0001805 | 0.00012511 | 8.9965e-05 | 0.00016014 | 8.541e-05
11 | 11 | 1 | 8.4942e-05 | 0.00013864 | 9.0174e-05 | 8.4942e-05 | 0.0001642 | 8.025e-05 | 8.4942e-05 | 0.00013864 | 9.0174e-05 | 8.4942e-05 | 0.0001642 | 8.025e-05
11 | 11 | 2 | 8.1347e-05 | 0.00010319 | 6.6765e-05 | 8.1347e-05 | 0.00017266 | 7.8155e-05 | 8.1347e-05 | 0.00010319 | 6.6765e-05 | 8.1347e-05 | 0.00017266 | 7.8155e-05
11 | 11 | 3 | 7.9441e-05 | 7.1329e-05 | 4.8101e-05 | 7.9441e-05 | 0.00018168 | 7.6942e-05 | 7.9441e-05 | 7.1329e-05 | 4.8101e-05 | 7.9441e-05 | 0.00018168 | 7.6942e-05
11 | 11 | 4 | 7.8463e-05 | 4.8089e-05 | 3.3429e-05 | 7.8463e-05 | 0.00018942 | 7.772e-05 | 7.8463e-05 | 4.8089e-05 | 3.3429e-05 | 7.8463e-05 | 0.00018942 | 7.772e-05
11 | 11 | 5 | 7.8072e-05 | 3.0067e-05 | 2.2636e-05 | 7.8072e-05 | 0.00019539 | 8.324e-05 | 7.8072e-05 | 3.0067e-05 | 2.2636e-05 | 7.8072e-05 | 0.00019539 | 8.324e-05
11 | 11 | 6 | 7.9994e-05 | 1.8182e-05 | 2.1956e-05 | 7.9994e-05 | 0.00020372 | 9.3785e-05 | 7.9994e-05 | 1.8182e-05 | 2.1956e-05 | 7.9994e-05 | 0.00020372 | 9.3785e-05
11 | 11 | 7 | 8.1168e-05 | 1.0548e-05 | 3.9048e-05 | 8.1168e-05 | 0.00020064 | 0.00010319 | 8.1168e-05 | 1.0548e-05 | 3.9048e-05 | 8.1168e-05 | 0.00020064 | 0.00010319
11 | 11 | 8 | 8.3827e-05 | 1.5093e-05 | 8.2902e-05 | 8.3827e-05 | 0.00018504 | 0.00011289 | 8.3827e-05 | 1.5093e-05 | 8.2902e-05 | 8.3827e-05 | 0.00018504 | 0.00011289
11 | 11 | 9 | 8.9395e-05 | 3.0178e-05 | 0.00013095 | 8.9395e-05 | 0.00015981 | 0.00011818 | 8.9395e-05 | 3.0178e-05 | 0.00013095 | 8.9395e-05 | 0.00015981 | 0.00011818
11 | 11 | 10 | 9.3065e-05 | 3.4029e-05 | 0.00012991 | 9.3065e-05 | 0.00013536 | 0.0001209 | 9.3065e-05 | 3.4029e-05 | 0.00012991 | 9.3065e-05 | 0.00013536 | 0.0001209
11 | 11 | 11 | 9.5811e-05 | 4.0443e-05 | 0.00010801 | 9.5811e-05 | 0.00011682 | 0.00012227 | 9.5811e-05 | 4.0443e-05 | 0.00010801 | 9.5811e-05 | 0.00011682 | 0.00012227
11 | 11 | 12 | 9.6976e-05 | 5.0318e-05 | 9.4884e-05 | 9.6976e-05 | 0.00010772 | 0.00012324 | 9.6976e-05 | 5.0318e-05 | 9.4884e-05 | 9.6976e-05 | 0.00010772 | 0.00012324
11 | 11 | 13 | 9.7009e-05 | 7.2655e-05 | 0.00010225 | 9.7009e-05 | 0.00010265 | 0.00012247 | 9.7009e-05 | 7.2655e-05 | 0.00010225 | 9.7009e-05 | 0.00010265 | 0.00012247
11 | 11 | 14 | 9.6635e-05 | 8.8075e-05 | 0.00011472 | 9.6635e-05 | 0.00010049 | 0.00012273 | 9.6635e-05 | 8.8075e-05 | 0.00011472 | 9.6635e-05 | 0.00010049 | 0.00012273
11 | 11 | 15 | 9.6161e-05 | 0.00010111 | 0.00012021 | 9.6161e-05 | 0.00010022 | 0.00012188 | 9.6161e-05 | 0.00010111 | 0.00012021 | 9.6161e-05 | 0.00010022 | 0.00012188
11 | 11 | 16 | 9.6714e-05 | 0.00013533 | 0.00014235 | 9.6714e-05 | 0.00010515 | 0.00011902 | 9.6714e-05 | 0.00013533 | 0.00014235 | 9.6714e-05 | 0.00010515 | 0.00011902
11 | 11 | 17 | 0.00010141 | 0.00016883 | 0.00015972 | 0.00010141 | 0.00011557 | 0.00012207 | 0.00010141 | 0.00016883 | 0.00015972 | 0.00010141 | 0.00011557 | 0.00012207
11 | 11 | 18 | 0.00011321 | 0.00021192 | 0.000186 | 0.00011321 | 0.00012334 | 0.00012301 | 0.00011321 | 0.00021192 | 0.000186 | 0.00011321 | 0.00012334 | 0.00012301
11 | 11 | 19 | 0.0001141 | 0.00024313 | 0.00020301 | 0.0001141 | 0.00013369 | 0.00012108 | 0.0001141 | 0.00024313 | 0.00020301 | 0.0001141 | 0.00013369 | 0.00012108
11 | 11 | 20 | 0.000111 | 0.00025023 | 0.00019836 | 0.000111 | 0.00013742 | 0.00011763 | 0.000111 | 0.00025023 | 0.00019836 | 0.000111 | 0.00013742 | 0.00011763
11 | 11 | 21 | 0.00010817 | 0.00024368 | 0.00018308 | 0.00010817 | 0.00013927 | 0.00011207 | 0.00010817 | 0.00024368 | 0.00018308 | 0.00010817 | 0.00013927 | 0.00011207
11 | 11 | 22 | 0.00010261 | 0.00023169 | 0.00017005 | 0.00010261 | 0.00014516 | 0.00010327 | 0.00010261 | 0.00023169 | 0.00017005 | 0.00010261 | 0.00014516 | 0.00010327
11 | 11 | 23 | 9.6227e-05 | 0.00021525 | 0.00015398 | 9.6227e-05 | 0.00015242 | 9.2238e-05 | 9.6227e-05 | 0.00021525 | 0.00015398 | 9.6227e-05 | 0.00015242 | 9.2238e-05
11 | 11 | 24 | 8.8683e-05 | 0.0001805 | 0.00012511 | 8.8683e-05 | 0.00016014 | 8.541e-05 | 8.8683e-05 | 0.0001805 | 0.00012511 | 8.8683e-05 | 0.00016014 | 8.541e-05
11 | 12 | 1 | 8.4509e-05 | 0.00013864 | 9.0174e-05 | 8.4509e-05 | 0.0001642 | 8.025e-05 | 8.4509e-05 | 0.00013864 | 9.0174e-05 | 8.4509e-05 | 0.0001642 | 8.025e-05
11 | 12 | 2 | 8.0315e-05 | 0.00010319 | 6.6765e-05 | 8.0315e-05 | 0.00017266 | 7.8155e-05 | 8.0315e-05 | 0.00010319 | 6.6765e-05 | 8.0315e-05 | 0.00017266 | 7.8155e-05
11 | 12 | 3 | 7.9062e-05 | 7.1329e-05 | 4.8101e-05 | 7.9062e-05 | 0.00018168 | 7.6942e-05 | 7.9062e-05 | 7.1329e-05 | 4.8101e-05 | 7.9062e-05 | 0.00018168 | 7.6942e-05
11 | 12 | 4 | 7.895e-05 | 4.8089e-05 | 3.3429e-05 | 7.895e-05 | 0.00018942 | 7.772e-05 | 7.895e-05 | 4.8089e-05 | 3.3429e-05 | 7.895e-05 | 0.00018942 | 7.772e-05
11 | 12 | 5 | 8.1484e-05 | 3.0067e-05 | 2.2636e-05 | 8.1484e-05 | 0.00019539 | 8.324e-05 | 8.1484e-05 | 3.0067e-05 | 2.2636e-05 | 8.1484e-05 | 0.00019539 | 8.324e-05
11 | 12 | 6 | 8.8358e-05 | 1.8182e-05 | 2.1956e-05 | 8.8358e-05 | 0.00020372 | 9.3785e-05 | 8.8358e-05 | 1.8182e-05 | 2.1956e-05 | 8.8358e-05 | 0.00020372 | 9.3785e-05
11 | 12 | 7 | 9.4617e-05 | 1.0548e-05 | 3.9048e-05 | 9.4617e-05 | 0.00020064 | 0.00010319 | 9.4617e-05 | 1.0548e-05 | 3.9048e-05 | 9.4617e-05 | 0.00020064 | 0.00010319
11 | 12 | 8 | 0.00010194 | 1.5093e-05 | 8.2902e-05 | 0.00010194 | 0.00018504 | 0.00011289 | 0.00010194 | 1.5093e-05 | 8.2902e-05 | 0.00010194 | 0.00018504 | 0.00011289
11 | 12 | 9 | 0.00010904 | 3.0178e-05 | 0.00013095 | 0.00010904 | 0.00015981 | 0.00011818 | 0.00010904 | 3.0178e-05 | 0.00013095 | 0.00010904 | 0.00015981 | 0.00011818
11 | 12 | 10 | 0.0001141 | 3.4029e-05 | 0.00012991 | 0.0001141 | 0.00013536 | 0.0001209 | 0.0001141 | 3.4029e-05 | 0.00012991 | 0.0001141 | 0.00013536 | 0.0001209
11 | 12 | 11 | 0.00011849 | 4.0443e-05 | 0.00010801 | 0.00011849 | 0.00011682 | 0.00012227 | 0.00011849 | 4.0443e-05 | 0.00010801 | 0.00011849 | 0.00011682 | 0.00012227
11 | 12 | 12 | 0.00011963 | 5.0318e-05 | 9.4884e-05 | 0.00011963 | 0.00010772 | 0.00012324 | 0.00011963 | 5.0318e-05 | 9.4884e-05 | 0.00011963 | 0.00010772 | 0.00012324
11 | 12 | 13 | 0.00011962 | 7.2655e-05 | 0.00010225 | 0.00011962 | 0.00010265 | 0.00012247 | 0.00011962 | 7.2655e-05 | 0.00010225 | 0.00011962 | 0.00010265 | 0.00012247
11 | 12 | 14 | 0.00011992 | 8.8075e-05 | 0.00011472 | 0.00011992 | 0.00010049 | 0.00012273 | 0.00011992 | 8.8075e-05 | 0.00011472 | 0.00011992 | 0.00010049 | 0.00012273
11 | 12 | 15 | 0.00011855 | 0.00010111 | 0.00012021 | 0.00011855 | 0.00010022 | 0.00012188 | 0.00011855 | 0.00010111 | 0.00012021 | 0.00011855 | 0.00010022 | 0.00012188
11 | 12 | 16 | 0.0001165 | 0.00013533 | 0.00014235 | 0.0001165 | 0.00010515 | 0.00011902 | 0.0001165 | 0.00013533 | 0.00014235 | 0.0001165 | 0.00010515 | 0.00011902
11 | 12 | 17 | 0.00011799 | 0.00016883 | 0.00015972 | 0.00011799 | 0.00011557 | 0.00012207 | 0.00011799 | 0.00016883 | 0.00015972 | 0.00011799 | 0.00011557 | 0.00012207
11 | 12 | 18 | 0.00012923 | 0.00021192 | 0.000186 | 0.00012923 | 0.00012334 | 0.00012301 | 0.00012923 | 0.00021192 | 0.000186 | 0.00012923 | 0.00012334 | 0.00012301
11 | 12 | 19 | 0.00012871 | 0.00024313 | 0.00020301 | 0.00012871 | 0.00013369 | 0.00012108 | 0.00012871 | 0.00024313 | 0.00020301 | 0.00012871 | 0.00013369 | 0.00012108
11 | 12 | 20 | 0.00012545 | 0.00025023 | 0.00019836 | 0.00012545 | 0.00013742 | 0.00011763 | 0.00012545 | 0.00025023 | 0.00019836 | 0.00012545 | 0.00013742 | 0.00011763
11 | 12 | 21 | 0.00012005 | 0.00024368 | 0.00018308 | 0.00012005 | 0.00013927 | 0.00011207 | 0.00012005 | 0.00024368 | 0.00018308 | 0.00012005 | 0.00013927 | 0.00011207
11 | 12 | 22 | 0.00011237 | 0.00023169 | 0.00017005 | 0.00011237 | 0.00014516 | 0.00010327 | 0.00011237 | 0.00023169 | 0.00017005 | 0.00011237 | 0.00014516 | 0.00010327
11 | 12 | 23 | 0.00010344 | 0.00021525 | 0.00015398 | 0.00010344 | 0.00015242 | 9.2238e-05 | 0.00010344 | 0.00021525 | 0.00015398 | 0.00010344 | 0.00015242 | 9.2238e-05
11 | 12 | 24 | 9.4296e-05 | 0.0001805 | 0.00012511 | 9.4296e-05 | 0.00016014 | 8.541e-05 | 9.4296e-05 | 0.0001805 | 0.00012511 | 9.4296e-05 | 0.00016014 | 8.541e-05
11 | 13 | 1 | 8.8292e-05 | 0.00013864 | 9.0174e-05 | 8.8292e-05 | 0.0001642 | 8.025e-05 | 8.8292e-05 | 0.00013864 | 9.0174e-05 | 8.8292e-05 | 0.0001642 | 8.025e-05
11 | 13 | 2 | 8.4834e-05 | 0.00010319 | 6.6765e-05 | 8.4834e-05 | 0.00017266 | 7.8155e-05 | 8.4834e-05 | 0.00010319 | 6.6765e-05 | 8.4834e-05 | 0.00017266 | 7.8155e-05
11 | 13 | 3 | 8.2628e-05 | 7.1329e-05 | 4.8101e-05 | 8.2628e-05 | 0.00018168 | 7.6942e-05 | 8.2628e-05 | 7.1329e-05 | 4.8101e-05 | 8.2628e-05 | 0.00018168 | 7.6942e-05
11 | 13 | 4 | 8.183e-05 | 4.8089e-05 | 3.3429e-05 | 8.183e-05 | 0.00018942 | 7.772e-05 | 8.183e-05 | 4.8089e-05 | 3.3429e-05 | 8.183e-05 | 0.00018942 | 7.772e-05
11 | 13 | 5 | 8.4543e-05 | 3.0067e-05 | 2.2636e-05 | 8.4543e-05 | 0.00019539 | 8.324e-05 | 8.4543e-05 | 3.0067e-05 | 2.2636e-05 | 8.4543e-05 | 0.00019539 | 8.324e-05
11 | 13 | 6 | 9.1829e-05 | 1.8182e-05 | 2.1956e-05 | 9.1829e-05 | 0.00020372 | 9.3785e-05 | 9.1829e-05 | 1.8182e-05 | 2.1956e-05 | 9.1829e-05 | 0.00020372 | 9.3785e-05
11 | 13 | 7 | 0.0001007 | 1.0548e-05 | 3.9048e-05 | 0.0001007 | 0.00020064 | 0.00010319 | 0.0001007 | 1.0548e-05 | 3.9048e-05 | 0.0001007 | 0.00020064 | 0.00010319
11 | 13 | 8 | 0.00010824 | 1.5093e-05 | 8.2902e-05 | 0.00010824 | 0.00018504 | 0.00011289 | 0.00010824 | 1.5093e-05 | 8.2902e-05 | 0.00010824 | 0.00018504 | 0.00011289
11 | 13 | 9 | 0.00011295 | 3.0178e-05 | 0.00013095 | 0.00011295 | 0.00015981 | 0.00011818 | 0.00011295 | 3.0178e-05 | 0.00013095 | 0.00011295 | 0.00015981 | 0.00011818
11 | 13 | 10 | 0.00011812 | 3.4029e-05 | 0.00012991 | 0.00011812 | 0.00013536 | 0.0001209 | 0.00011812 | 3.4029e-05 | 0.00012991 | 0.00011812 | 0.00013536 | 0.0001209
11 | 13 | 11 | 0.00012261 | 4.0443e-05 | 0.00010801 | 0.00012261 | 0.00011682 | 0.00012227 | 0.00012261 | 4.0443e-05 | 0.00010801 | 0.00012261 | 0.00011682 | 0.00012227
11 | 13 | 12 | 0.00012273 | 5.0318e-05 | 9.4884e-05 | 0.00012273 | 0.00010772 | 0.00012324 | 0.00012273 | 5.0318e-05 | 9.4884e-05 | 0.00012273 | 0.00010772 | 0.00012324
11 | 13 | 13 | 0.00012359 | 7.2655e-05 | 0.00010225 | 0.00012359 | 0.00010265 | 0.00012247 | 0.00012359 | 7.2655e-05 | 0.00010225 | 0.00012359 | 0.00010265 | 0.00012247
11 | 13 | 14 | 0.00012485 | 8.8075e-05 | 0.00011472 | 0.00012485 | 0.00010049 | 0.00012273 | 0.00012485 | 8.8075e-05 | 0.00011472 | 0.00012485 | 0.00010049 | 0.00012273
11 | 13 | 15 | 0.00012513 | 0.00010111 | 0.00012021 | 0.00012513 | 0.00010022 | 0.00012188 | 0.00012513 | 0.00010111 | 0.00012021 | 0.00012513 | 0.00010022 | 0.00012188
11 | 13 | 16 | 0.00012352 | 0.00013533 | 0.00014235 | 0.00012352 | 0.00010515 | 0.00011902 | 0.00012352 | 0.00013533 | 0.00014235 | 0.00012352 | 0.00010515 | 0.00011902
11 | 13 | 17 | 0.00012293 | 0.00016883 | 0.00015972 | 0.00012293 | 0.00011557 | 0.00012207 | 0.00012293 | 0.00016883 | 0.00015972 | 0.00012293 | 0.00011557 | 0.00012207
11 | 13 | 18 | 0.00013131 | 0.00021192 | 0.000186 | 0.00013131 | 0.00012334 | 0.00012301 | 0.00013131 | 0.00021192 | 0.000186 | 0.00013131 | 0.00012334 | 0.00012301
11 | 13 | 19 | 0.00013119 | 0.00024313 | 0.00020301 | 0.00013119 | 0.00013369 | 0.00012108 | 0.00013119 | 0.00024313 | 0.00020301 | 0.00013119 | 0.00013369 | 0.00012108
11 | 13 | 20 | 0.00012767 | 0.00025023 | 0.00019836 | 0.00012767 | 0.00013742 | 0.00011763 | 0.00012767 | 0.00025023 | 0.00019836 | 0.00012767 | 0.00013742 | 0.00011763
11 | 13 | 21 | 0.0001233 | 0.00024368 | 0.00018308 | 0.0001233 | 0.00013927 | 0.00011207 | 0.0001233 | 0.00024368 | 0.00018308 | 0.0001233 | 0.00013927 | 0.00011207
11 | 13 | 22 | 0.00011495 | 0.00023169 | 0.00017005 | 0.00011495 | 0.00014516 | 0.00010327 | 0.00011495 | 0.00023169 | 0.00017005 | 0.00011495 | 0.00014516 | 0.00010327
11 | 13 | 23 | 0.00010415 | 0.00021525 | 0.00015398 | 0.00010415 | 0.00015242 | 9.2238e-05 | 0.00010415 | 0.00021525 | 0.00015398 | 0.00010415 | 0.00015242 | 9.2238e-05
11 | 13 | 24 | 9.5287e-05 | 0.0001805 | 0.00012511 | 9.5287e-05 | 0.00016014 | 8.541e-05 | 9.5287e-05 | 0.0001805 | 0.00012511 | 9.5287e-05 | 0.00016014 | 8.541e-05
11 | 14 | 1 | 8.9444e-05 | 0.00013864 | 9.0174e-05 | 8.9444e-05 | 0.0001642 | 8.025e-05 | 8.9444e-05 | 0.00013864 | 9.0174e-05 | 8.9444e-05 | 0.0001642 | 8.025e-05
11 | 14 | 2 | 8.5367e-05 | 0.00010319 | 6.6765e-05 | 8.5367e-05 | 0.00017266 | 7.8155e-05 | 8.5367e-05 | 0.00010319 | 6.6765e-05 | 8.5367e-05 | 0.00017266 | 7.8155e-05
11 | 14 | 3 | 8.3224e-05 | 7.1329e-05 | 4.8101e-05 | 8.3224e-05 | 0.00018168 | 7.6942e-05 | 8.3224e-05 | 7.1329e-05 | 4.8101e-05 | 8.3224e-05 | 0.00018168 | 7.6942e-05
11 | 14 | 4 | 8.2279e-05 | 4.8089e-05 | 3.3429e-05 | 8.2279e-05 | 0.00018942 | 7.772e-05 | 8.2279e-05 | 4.8089e-05 | 3.3429e-05 | 8.2279e-05 | 0.00018942 | 7.772e-05
11 | 14 | 5 | 8.4701e-05 | 3.0067e-05 | 2.2636e-05 | 8.4701e-05 | 0.00019539 | 8.324e-05 | 8.4701e-05 | 3.0067e-05 | 2.2636e-05 | 8.4701e-05 | 0.00019539 | 8.324e-05
11 | 14 | 6 | 9.1845e-05 | 1.8182e-05 | 2.1956e-05 | 9.1845e-05 | 0.00020372 | 9.3785e-05 | 9.1845e-05 | 1.8182e-05 | 2.1956e-05 | 9.1845e-05 | 0.00020372 | 9.3785e-05
11 | 14 | 7 | 0.00010174 | 1.0548e-05 | 3.9048e-05 | 0.00010174 | 0.00020064 | 0.00010319 | 0.00010174 | 1.0548e-05 | 3.9048e-05 | 0.00010174 | 0.00020064 | 0.00010319
11 | 14 | 8 | 0.00010792 | 1.5093e-05 | 8.2902e-05 | 0.00010792 | 0.00018504 | 0.00011289 | 0.00010792 | 1.5093e-05 | 8.2902e-05 | 0.00010792 | 0.00018504 | 0.00011289
11 | 14 | 9 | 0.00011435 | 3.0178e-05 | 0.00013095 | 0.00011435 | 0.00015981 | 0.00011818 | 0.00011435 | 3.0178e-05 | 0.00013095 | 0.00011435 | 0.00015981 | 0.00011818
11 | 14 | 10 | 0.00011841 | 3.4029e-05 | 0.00012991 | 0.00011841 | 0.00013536 | 0.0001209 | 0.00011841 | 3.4029e-05 | 0.00012991 | 0.00011841 | 0.00013536 | 0.0001209
11 | 14 | 11 | 0.00012291 | 4.0443e-05 | 0.00010801 | 0.00012291 | 0.00011682 | 0.00012227 | 0.00012291 | 4.0443e-05 | 0.00010801 | 0.00012291 | 0.00011682 | 0.00012227
11 | 14 | 12 | 0.00012599 | 5.0318e-05 | 9.4884e-05 | 0.00012599 | 0.00010772 | 0.00012324 | 0.00012599 | 5.0318e-05 | 9.4884e-05 | 0.00012599 | 0.00010772 | 0.00012324
11 | 14 | 13 | 0.00012749 | 7.2655e-05 | 0.00010225 | 0.00012749 | 0.00010265 | 0.00012247 | 0.00012749 | 7.2655e-05 | 0.00010225 | 0.00012749 | 0.00010265 | 0.00012247
11 | 14 | 14 | 0.00012902 | 8.8075e-05 | 0.00011472 | 0.00012902 | 0.00010049 | 0.00012273 | 0.00012902 | 8.8075e-05 | 0.00011472 | 0.00012902 | 0.00010049 | 0.00012273
11 | 14 | 15 | 0.0001297 | 0.00010111 | 0.00012021 | 0.0001297 | 0.00010022 | 0.00012188 | 0.0001297 | 0.00010111 | 0.00012021 | 0.0001297 | 0.00010022 | 0.00012188
11 | 14 | 16 | 0.00012724 | 0.00013533 | 0.00014235 | 0.00012724 | 0.00010515 | 0.00011902 | 0.00012724 | 0.00013533 | 0.00014235 | 0.00012724 | 0.00010515 | 0.00011902
11 | 14 | 17 | 0.00012473 | 0.00016883 | 0.00015972 | 0.00012473 | 0.00011557 | 0.00012207 | 0.00012473 | 0.00016883 | 0.00015972 | 0.00012473 | 0.00011557 | 0.00012207
11 | 14 | 18 | 0.00013438 | 0.00021192 | 0.000186 | 0.00013438 | 0.00012334 | 0.00012301 | 0.00013438 | 0.00021192 | 0.000186 | 0.00013438 | 0.00012334 | 0.00012301
11 | 14 | 19 | 0.00013305 | 0.00024313 | 0.00020301 | 0.00013305 | 0.00013369 | 0.00012108 | 0.00013305 | 0.00024313 | 0.00020301 | 0.00013305 | 0.00013369 | 0.00012108
11 | 14 | 20 | 0.00012934 | 0.00025023 | 0.00019836 | 0.00012934 | 0.00013742 | 0.00011763 | 0.00012934 | 0.00025023 | 0.00019836 | 0.00012934 | 0.00013742 | 0.00011763
11 | 14 | 21 | 0.0001241 | 0.00024368 | 0.00018308 | 0.0001241 | 0.00013927 | 0.00011207 | 0.0001241 | 0.00024368 | 0.00018308 | 0.0001241 | 0.00013927 | 0.00011207
11 | 14 | 22 | 0.00011601 | 0.00023169 | 0.00017005 | 0.00011601 | 0.00014516 | 0.00010327 | 0.00011601 | 0.00023169 | 0.00017005 | 0.00011601 | 0.00014516 | 0.00010327
11 | 14 | 23 | 0.00010387 | 0.00021525 | 0.00015398 | 0.00010387 | 0.00015242 | 9.2238e-05 | 0.00010387 | 0.00021525 | 0.00015398 | 0.00010387 | 0.00015242 | 9.2238e-05
11 | 14 | 24 | 9.5262e-05 | 0.0001805 | 0.00012511 | 9.5262e-05 | 0.00016014 | 8.541e-05 | 9.5262e-05 | 0.0001805 | 0.00012511 | 9.5262e-05 | 0.00016014 | 8.541e-05
11 | 15 | 1 | 8.8983e-05 | 0.00013864 | 9.0174e-05 | 8.8983e-05 | 0.0001642 | 8.025e-05 | 8.8983e-05 | 0.00013864 | 9.0174e-05 | 8.8983e-05 | 0.0001642 | 8.025e-05
11 | 15 | 2 | 8.5645e-05 | 0.00010319 | 6.6765e-05 | 8.5645e-05 | 0.00017266 | 7.8155e-05 | 8.5645e-05 | 0.00010319 | 6.6765e-05 | 8.5645e-05 | 0.00017266 | 7.8155e-05
11 | 15 | 3 | 8.2899e-05 | 7.1329e-05 | 4.8101e-05 | 8.2899e-05 | 0.00018168 | 7.6942e-05 | 8.2899e-05 | 7.1329e-05 | 4.8101e-05 | 8.2899e-05 | 0.00018168 | 7.6942e-05
11 | 15 | 4 | 8.2475e-05 | 4.8089e-05 | 3.3429e-05 | 8.2475e-05 | 0.00018942 | 7.772e-05 | 8.2475e-05 | 4.8089e-05 | 3.3429e-05 | 8.2475e-05 | 0.00018942 | 7.772e-05
11 | 15 | 5 | 8.4684e-05 | 3.0067e-05 | 2.2636e-05 | 8.4684e-05 | 0.00019539 | 8.324e-05 | 8.4684e-05 | 3.0067e-05 | 2.2636e-05 | 8.4684e-05 | 0.00019539 | 8.324e-05
11 | 15 | 6 | 9.1983e-05 | 1.8182e-05 | 2.1956e-05 | 9.1983e-05 | 0.00020372 | 9.3785e-05 | 9.1983e-05 | 1.8182e-05 | 2.1956e-05 | 9.1983e-05 | 0.00020372 | 9.3785e-05
11 | 15 | 7 | 0.00010159 | 1.0548e-05 | 3.9048e-05 | 0.00010159 | 0.00020064 | 0.00010319 | 0.00010159 | 1.0548e-05 | 3.9048e-05 | 0.00010159 | 0.00020064 | 0.00010319
11 | 15 | 8 | 0.00010852 | 1.5093e-05 | 8.2902e-05 | 0.00010852 | 0.00018504 | 0.00011289 | 0.00010852 | 1.5093e-05 | 8.2902e-05 | 0.00010852 | 0.00018504 | 0.00011289
11 | 15 | 9 | 0.00011291 | 3.0178e-05 | 0.00013095 | 0.00011291 | 0.00015981 | 0.00011818 | 0.00011291 | 3.0178e-05 | 0.00013095 | 0.00011291 | 0.00015981 | 0.00011818
11 | 15 | 10 | 0.00011943 | 3.4029e-05 | 0.00012991 | 0.00011943 | 0.00013536 | 0.0001209 | 0.00011943 | 3.4029e-05 | 0.00012991 | 0.00011943 | 0.00013536 | 0.0001209
11 | 15 | 11 | 0.00012411 | 4.0443e-05 | 0.00010801 | 0.00012411 | 0.00011682 | 0.00012227 | 0.00012411 | 4.0443e-05 | 0.00010801 | 0.00012411 | 0.00011682 | 0.00012227
11 | 15 | 12 | 0.00012789 | 5.0318e-05 | 9.4884e-05 | 0.00012789 | 0.00010772 | 0.00012324 | 0.00012789 | 5.0318e-05 | 9.4884e-05 | 0.00012789 | 0.00010772 | 0.00012324
11 | 15 | 13 | 0.00012802 | 7.2655e-05 | 0.00010225 | 0.00012802 | 0.00010265 | 0.00012247 | 0.00012802 | 7.2655e-05 | 0.00010225 | 0.00012802 | 0.00010265 | 0.00012247
11 | 15 | 14 | 0.00012935 | 8.8075e-05 | 0.00011472 | 0.00012935 | 0.00010049 | 0.00012273 | 0.00012935 | 8.8075e-05 | 0.00011472 | 0.00012935 | 0.00010049 | 0.00012273
11 | 15 | 15 | 0.00012776 | 0.00010111 | 0.00012021 | 0.00012776 | 0.00010022 | 0.00012188 | 0.00012776 | 0.00010111 | 0.00012021 | 0.00012776 | 0.00010022 | 0.00012188
11 | 15 | 16 | 0.00012628 | 0.00013533 | 0.00014235 | 0.00012628 | 0.00010515 | 0.00011902 | 0.00012628 | 0.00013533 | 0.00014235 | 0.00012628 | 0.00010515 | 0.00011902
11 | 15 | 17 | 0.00012459 | 0.00016883 | 0.00015972 | 0.00012459 | 0.00011557 | 0.00012207 | 0.00012459 | 0.00016883 | 0.00015972 | 0.00012459 | 0.00011557 | 0.00012207
11 | 15 | 18 | 0.00013377 | 0.00021192 | 0.000186 | 0.00013377 | 0.00012334 | 0.00012301 | 0.00013377 | 0.00021192 | 0.000186 | 0.00013377 | 0.00012334 | 0.00012301
11 | 15 | 19 | 0.00013242 | 0.00024313 | 0.00020301 | 0.00013242 | 0.00013369 | 0.00012108 | 0.00013242 | 0.00024313 | 0.00020301 | 0.00013242 | 0.00013369 | 0.00012108
11 | 15 | 20 | 0.00012872 | 0.00025023 | 0.00019836 | 0.00012872 | 0.00013742 | 0.00011763 | 0.00012872 | 0.00025023 | 0.00019836 | 0.00012872 | 0.00013742 | 0.00011763
11 | 15 | 21 | 0.00012327 | 0.00024368 | 0.00018308 | 0.00012327 | 0.00013927 | 0.00011207 | 0.00012327 | 0.00024368 | 0.00018308 | 0.00012327 | 0.00013927 | 0.00011207
11 | 15 | 22 | 0.00011518 | 0.00023169 | 0.00017005 | 0.00011518 | 0.00014516 | 0.00010327 | 0.00011518 | 0.00023169 | 0.00017005 | 0.00011518 | 0.00014516 | 0.00010327
11 | 15 | 23 | 0.00010571 | 0.00021525 | 0.00015398 | 0.00010571 | 0.00015242 | 9.2238e-05 | 0.00010571 | 0.00021525 | 0.00015398 | 0.00010571 | 0.00015242 | 9.2238e-05
11 | 15 | 24 | 9.6011e-05 | 0.0001805 | 0.00012511 | 9.6011e-05 | 0.00016014 | 8.541e-05 | 9.6011e-05 | 0.0001805 | 0.00012511 | 9.6011e-05 | 0.00016014 | 8.541e-05
11 | 16 | 1 | 8.9669e-05 | 0.00013864 | 9.0174e-05 | 8.9669e-05 | 0.0001642 | 8.025e-05 | 8.9669e-05 | 0.00013864 | 9.0174e-05 | 8.9669e-05 | 0.0001642 | 8.025e-05
11 | 16 | 2 | 8.5791e-05 | 0.00010319 | 6.6765e-05 | 8.5791e-05 | 0.00017266 | 7.8155e-05 | 8.5791e-05 | 0.00010319 | 6.6765e-05 | 8.5791e-05 | 0.00017266 | 7.8155e-05
11 | 16 | 3 | 8.3461e-05 | 7.1329e-05 | 4.8101e-05 | 8.3461e-05 | 0.00018168 | 7.6942e-05 | 8.3461e-05 | 7.1329e-05 | 4.8101e-05 | 8.3461e-05 | 0.00018168 | 7.6942e-05
11 | 16 | 4 | 8.297e-05 | 4.8089e-05 | 3.3429e-05 | 8.297e-05 | 0.00018942 | 7.772e-05 | 8.297e-05 | 4.8089e-05 | 3.3429e-05 | 8.297e-05 | 0.00018942 | 7.772e-05
11 | 16 | 5 | 8.4959e-05 | 3.0067e-05 | 2.2636e-05 | 8.4959e-05 | 0.00019539 | 8.324e-05 | 8.4959e-05 | 3.0067e-05 | 2.2636e-05 | 8.4959e-05 | 0.00019539 | 8.324e-05
11 | 16 | 6 | 9.1854e-05 | 1.8182e-05 | 2.1956e-05 | 9.1854e-05 | 0.00020372 | 9.3785e-05 | 9.1854e-05 | 1.8182e-05 | 2.1956e-05 | 9.1854e-05 | 0.00020372 | 9.3785e-05
11 | 16 | 7 | 0.00010208 | 1.0548e-05 | 3.9048e-05 | 0.00010208 | 0.00020064 | 0.00010319 | 0.00010208 | 1.0548e-05 | 3.9048e-05 | 0.00010208 | 0.00020064 | 0.00010319
11 | 16 | 8 | 0.0001088 | 1.5093e-05 | 8.2902e-05 | 0.0001088 | 0.00018504 | 0.00011289 | 0.0001088 | 1.5093e-05 | 8.2902e-05 | 0.0001088 | 0.00018504 | 0.00011289
11 | 16 | 9 | 0.00011301 | 3.0178e-05 | 0.00013095 | 0.00011301 | 0.00015981 | 0.00011818 | 0.00011301 | 3.0178e-05 | 0.00013095 | 0.00011301 | 0.00015981 | 0.00011818
11 | 16 | 10 | 0.00011724 | 3.4029e-05 | 0.00012991 | 0.00011724 | 0.00013536 | 0.0001209 | 0.00011724 | 3.4029e-05 | 0.00012991 | 0.00011724 | 0.00013536 | 0.0001209
11 | 16 | 11 | 0.00012002 | 4.0443e-05 | 0.00010801 | 0.00012002 | 0.00011682 | 0.00012227 | 0.00012002 | 4.0443e-05 | 0.00010801 | 0.00012002 | 0.00011682 | 0.00012227
11 | 16 | 12 | 0.00012122 | 5.0318e-05 | 9.4884e-05 | 0.00012122 | 0.00010772 | 0.00012324 | 0.00012122 | 5.0318e-05 | 9.4884e-05 | 0.00012122 | 0.00010772 | 0.00012324
11 | 16 | 13 | 0.00012009 | 7.2655e-05 | 0.00010225 | 0.00012009 | 0.00010265 | 0.00012247 | 0.00012009 | 7.2655e-05 | 0.00010225 | 0.00012009 | 0.00010265 | 0.00012247
11 | 16 | 14 | 0.00012082 | 8.8075e-05 | 0.00011472 | 0.00012082 | 0.00010049 | 0.00012273 | 0.00012082 | 8.8075e-05 | 0.00011472 | 0.00012082 | 0.00010049 | 0.00012273
11 | 16 | 15 | 0.00011785 | 0.00010111 | 0.00012021 | 0.00011785 | 0.00010022 | 0.00012188 | 0.00011785 | 0.00010111 | 0.00012021 | 0.00011785 | 0.00010022 | 0.00012188
11 | 16 | 16 | 0.00011653 | 0.00013533 | 0.00014235 | 0.00011653 | 0.00010515 | 0.00011902 | 0.00011653 | 0.00013533 | 0.00014235 | 0.00011653 | 0.00010515 | 0.00011902
11 | 16 | 17 | 0.00011625 | 0.00016883 | 0.00015972 | 0.00011625 | 0.00011557 | 0.00012207 | 0.00011625 | 0.00016883 | 0.00015972 | 0.00011625 | 0.00011557 | 0.00012207
11 | 16 | 18 | 0.00012678 | 0.00021192 | 0.000186 | 0.00012678 | 0.00012334 | 0.00012301 | 0.00012678 | 0.00021192 | 0.000186 | 0.00012678 | 0.00012334 | 0.00012301
11 | 16 | 19 | 0.00012551 | 0.00024313 | 0.00020301 | 0.00012551 | 0.00013369 | 0.00012108 | 0.00012551 | 0.00024313 | 0.00020301 | 0.00012551 | 0.00013369 | 0.00012108
11 | 16 | 20 | 0.00012179 | 0.00025023 | 0.00019836 | 0.00012179 | 0.00013742 | 0.00011763 | 0.00012179 | 0.00025023 | 0.00019836 | 0.00012179 | 0.00013742 | 0.00011763
11 | 16 | 21 | 0.00011787 | 0.00024368 | 0.00018308 | 0.00011787 | 0.00013927 | 0.00011207 | 0.00011787 | 0.00024368 | 0.00018308 | 0.00011787 | 0.00013927 | 0.00011207
11 | 16 | 22 | 0.0001124 | 0.00023169 | 0.00017005 | 0.0001124 | 0.00014516 | 0.00010327 | 0.0001124 | 0.00023169 | 0.00017005 | 0.0001124 | 0.00014516 | 0.00010327
11 | 16 | 23 | 0.00010495 | 0.00021525 | 0.00015398 | 0.00010495 | 0.00015242 | 9.2238e-05 | 0.00010495 | 0.00021525 | 0.00015398 | 0.00010495 | 0.00015242 | 9.2238e-05
11 | 16 | 24 | 9.5778e-05 | 0.0001805 | 0.00012511 | 9.5778e-05 | 0.00016014 | 8.541e-05 | 9.5778e-05 | 0.0001805 | 0.00012511 | 9.5778e-05 | 0.00016014 | 8.541e-05
11 | 17 | 1 | 8.9124e-05 | 0.00013864 | 9.0174e-05 | 8.9124e-05 | 0.0001642 | 8.025e-05 | 8.9124e-05 | 0.00013864 | 9.0174e-05 | 8.9124e-05 | 0.0001642 | 8.025e-05
11 | 17 | 2 | 8.4792e-05 | 0.00010319 | 6.6765e-05 | 8.4792e-05 | 0.00017266 | 7.8155e-05 | 8.4792e-05 | 0.00010319 | 6.6765e-05 | 8.4792e-05 | 0.00017266 | 7.8155e-05
11 | 17 | 3 | 8.2412e-05 | 7.1329e-05 | 4.8101e-05 | 8.2412e-05 | 0.00018168 | 7.6942e-05 | 8.2412e-05 | 7.1329e-05 | 4.8101e-05 | 8.2412e-05 | 0.00018168 | 7.6942e-05
11 | 17 | 4 | 8.1297e-05 | 4.8089e-05 | 3.3429e-05 | 8.1297e-05 | 0.00018942 | 7.772e-05 | 8.1297e-05 | 4.8089e-05 | 3.3429e-05 | 8.1297e-05 | 0.00018942 | 7.772e-05
11 | 17 | 5 | 8.1884e-05 | 3.0067e-05 | 2.2636e-05 | 8.1884e-05 | 0.00019539 | 8.324e-05 | 8.1884e-05 | 3.0067e-05 | 2.2636e-05 | 8.1884e-05 | 0.00019539 | 8.324e-05
11 | 17 | 6 | 8.4543e-05 | 1.8182e-05 | 2.1956e-05 | 8.4543e-05 | 0.00020372 | 9.3785e-05 | 8.4543e-05 | 1.8182e-05 | 2.1956e-05 | 8.4543e-05 | 0.00020372 | 9.3785e-05
11 | 17 | 7 | 8.8005e-05 | 1.0548e-05 | 3.9048e-05 | 8.8005e-05 | 0.00020064 | 0.00010319 | 8.8005e-05 | 1.0548e-05 | 3.9048e-05 | 8.8005e-05 | 0.00020064 | 0.00010319
11 | 17 | 8 | 9.195e-05 | 1.5093e-05 | 8.2902e-05 | 9.195e-05 | 0.00018504 | 0.00011289 | 9.195e-05 | 1.5093e-05 | 8.2902e-05 | 9.195e-05 | 0.00018504 | 0.00011289
11 | 17 | 9 | 9.8587e-05 | 3.0178e-05 | 0.00013095 | 9.8587e-05 | 0.00015981 | 0.00011818 | 9.8587e-05 | 3.0178e-05 | 0.00013095 | 9.8587e-05 | 0.00015981 | 0.00011818
11 | 17 | 10 | 0.0001034 | 3.4029e-05 | 0.00012991 | 0.0001034 | 0.00013536 | 0.0001209 | 0.0001034 | 3.4029e-05 | 0.00012991 | 0.0001034 | 0.00013536 | 0.0001209
11 | 17 | 11 | 0.00010549 | 4.0443e-05 | 0.00010801 | 0.00010549 | 0.00011682 | 0.00012227 | 0.00010549 | 4.0443e-05 | 0.00010801 | 0.00010549 | 0.00011682 | 0.00012227
11 | 17 | 12 | 0.00010574 | 5.0318e-05 | 9.4884e-05 | 0.00010574 | 0.00010772 | 0.00012324 | 0.00010574 | 5.0318e-05 | 9.4884e-05 | 0.00010574 | 0.00010772 | 0.00012324
11 | 17 | 13 | 0.00010434 | 7.2655e-05 | 0.00010225 | 0.00010434 | 0.00010265 | 0.00012247 | 0.00010434 | 7.2655e-05 | 0.00010225 | 0.00010434 | 0.00010265 | 0.00012247
11 | 17 | 14 | 0.00010346 | 8.8075e-05 | 0.00011472 | 0.00010346 | 0.00010049 | 0.00012273 | 0.00010346 | 8.8075e-05 | 0.00011472 | 0.00010346 | 0.00010049 | 0.00012273
11 | 17 | 15 | 0.00010254 | 0.00010111 | 0.00012021 | 0.00010254 | 0.00010022 | 0.00012188 | 0.00010254 | 0.00010111 | 0.00012021 | 0.00010254 | 0.00010022 | 0.00012188
11 | 17 | 16 | 0.0001015 | 0.00013533 | 0.00014235 | 0.0001015 | 0.00010515 | 0.00011902 | 0.0001015 | 0.00013533 | 0.00014235 | 0.0001015 | 0.00010515 | 0.00011902
11 | 17 | 17 | 0.00010397 | 0.00016883 | 0.00015972 | 0.00010397 | 0.00011557 | 0.00012207 | 0.00010397 | 0.00016883 | 0.00015972 | 0.00010397 | 0.00011557 | 0.00012207
11 | 17 | 18 | 0.00011544 | 0.00021192 | 0.000186 | 0.00011544 | 0.00012334 | 0.00012301 | 0.00011544 | 0.00021192 | 0.000186 | 0.00011544 | 0.00012334 | 0.00012301
11 | 17 | 19 | 0.00011433 | 0.00024313 | 0.00020301 | 0.00011433 | 0.00013369 | 0.00012108 | 0.00011433 | 0.00024313 | 0.00020301 | 0.00011433 | 0.00013369 | 0.00012108
11 | 17 | 20 | 0.0001121 | 0.00025023 | 0.00019836 | 0.0001121 | 0.00013742 | 0.00011763 | 0.0001121 | 0.00025023 | 0.00019836 | 0.0001121 | 0.00013742 | 0.00011763
11 | 17 | 21 | 0.00010859 | 0.00024368 | 0.00018308 | 0.00010859 | 0.00013927 | 0.00011207 | 0.00010859 | 0.00024368 | 0.00018308 | 0.00010859 | 0.00013927 | 0.00011207
11 | 17 | 22 | 0.0001045 | 0.00023169 | 0.00017005 | 0.0001045 | 0.00014516 | 0.00010327 | 0.0001045 | 0.00023169 | 0.00017005 | 0.0001045 | 0.00014516 | 0.00010327
11 | 17 | 23 | 9.785e-05 | 0.00021525 | 0.00015398 | 9.785e-05 | 0.00015242 | 9.2238e-05 | 9.785e-05 | 0.00021525 | 0.00015398 | 9.785e-05 | 0.00015242 | 9.2238e-05
11 | 17 | 24 | 9.0439e-05 | 0.0001805 | 0.00012511 | 9.0439e-05 | 0.00016014 | 8.541e-05 | 9.0439e-05 | 0.0001805 | 0.00012511 | 9.0439e-05 | 0.00016014 | 8.541e-05
11 | 18 | 1 | 8.5749e-05 | 0.00013864 | 9.0174e-05 | 8.5749e-05 | 0.0001642 | 8.025e-05 | 8.5749e-05 | 0.00013864 | 9.0174e-05 | 8.5749e-05 | 0.0001642 | 8.025e-05
11 | 18 | 2 | 8.2017e-05 | 0.00010319 | 6.6765e-05 | 8.2017e-05 | 0.00017266 | 7.8155e-05 | 8.2017e-05 | 0.00010319 | 6.6765e-05 | 8.2017e-05 | 0.00017266 | 7.8155e-05
11 | 18 | 3 | 7.9803e-05 | 7.1329e-05 | 4.8101e-05 | 7.9803e-05 | 0.00018168 | 7.6942e-05 | 7.9803e-05 | 7.1329e-05 | 4.8101e-05 | 7.9803e-05 | 0.00018168 | 7.6942e-05
11 | 18 | 4 | 7.868e-05 | 4.8089e-05 | 3.3429e-05 | 7.868e-05 | 0.00018942 | 7.772e-05 | 7.868e-05 | 4.8089e-05 | 3.3429e-05 | 7.868e-05 | 0.00018942 | 7.772e-05
11 | 18 | 5 | 7.875e-05 | 3.0067e-05 | 2.2636e-05 | 7.875e-05 | 0.00019539 | 8.324e-05 | 7.875e-05 | 3.0067e-05 | 2.2636e-05 | 7.875e-05 | 0.00019539 | 8.324e-05
11 | 18 | 6 | 8.0223e-05 | 1.8182e-05 | 2.1956e-05 | 8.0223e-05 | 0.00020372 | 9.3785e-05 | 8.0223e-05 | 1.8182e-05 | 2.1956e-05 | 8.0223e-05 | 0.00020372 | 9.3785e-05
11 | 18 | 7 | 8.2412e-05 | 1.0548e-05 | 3.9048e-05 | 8.2412e-05 | 0.00020064 | 0.00010319 | 8.2412e-05 | 1.0548e-05 | 3.9048e-05 | 8.2412e-05 | 0.00020064 | 0.00010319
11 | 18 | 8 | 8.5179e-05 | 1.5093e-05 | 8.2902e-05 | 8.5179e-05 | 0.00018504 | 0.00011289 | 8.5179e-05 | 1.5093e-05 | 8.2902e-05 | 8.5179e-05 | 0.00018504 | 0.00011289
11 | 18 | 9 | 9.123e-05 | 3.0178e-05 | 0.00013095 | 9.123e-05 | 0.00015981 | 0.00011818 | 9.123e-05 | 3.0178e-05 | 0.00013095 | 9.123e-05 | 0.00015981 | 0.00011818
11 | 18 | 10 | 9.5566e-05 | 3.4029e-05 | 0.00012991 | 9.5566e-05 | 0.00013536 | 0.0001209 | 9.5566e-05 | 3.4029e-05 | 0.00012991 | 9.5566e-05 | 0.00013536 | 0.0001209
11 | 18 | 11 | 9.8595e-05 | 4.0443e-05 | 0.00010801 | 9.8595e-05 | 0.00011682 | 0.00012227 | 9.8595e-05 | 4.0443e-05 | 0.00010801 | 9.8595e-05 | 0.00011682 | 0.00012227
11 | 18 | 12 | 9.9964e-05 | 5.0318e-05 | 9.4884e-05 | 9.9964e-05 | 0.00010772 | 0.00012324 | 9.9964e-05 | 5.0318e-05 | 9.4884e-05 | 9.9964e-05 | 0.00010772 | 0.00012324
11 | 18 | 13 | 9.9951e-05 | 7.2655e-05 | 0.00010225 | 9.9951e-05 | 0.00010265 | 0.00012247 | 9.9951e-05 | 7.2655e-05 | 0.00010225 | 9.9951e-05 | 0.00010265 | 0.00012247
11 | 18 | 14 | 0.00010011 | 8.8075e-05 | 0.00011472 | 0.00010011 | 0.00010049 | 0.00012273 | 0.00010011 | 8.8075e-05 | 0.00011472 | 0.00010011 | 0.00010049 | 0.00012273
11 | 18 | 15 | 0.00010018 | 0.00010111 | 0.00012021 | 0.00010018 | 0.00010022 | 0.00012188 | 0.00010018 | 0.00010111 | 0.00012021 | 0.00010018 | 0.00010022 | 0.00012188
11 | 18 | 16 | 0.0001005 | 0.00013533 | 0.00014235 | 0.0001005 | 0.00010515 | 0.00011902 | 0.0001005 | 0.00013533 | 0.00014235 | 0.0001005 | 0.00010515 | 0.00011902
11 | 18 | 17 | 0.00010429 | 0.00016883 | 0.00015972 | 0.00010429 | 0.00011557 | 0.00012207 | 0.00010429 | 0.00016883 | 0.00015972 | 0.00010429 | 0.00011557 | 0.00012207
11 | 18 | 18 | 0.00011784 | 0.00021192 | 0.000186 | 0.00011784 | 0.00012334 | 0.00012301 | 0.00011784 | 0.00021192 | 0.000186 | 0.00011784 | 0.00012334 | 0.00012301
11 | 18 | 19 | 0.00011747 | 0.00024313 | 0.00020301 | 0.00011747 | 0.00013369 | 0.00012108 | 0.00011747 | 0.00024313 | 0.00020301 | 0.00011747 | 0.00013369 | 0.00012108
11 | 18 | 20 | 0.00011578 | 0.00025023 | 0.00019836 | 0.00011578 | 0.00013742 | 0.00011763 | 0.00011578 | 0.00025023 | 0.00019836 | 0.00011578 | 0.00013742 | 0.00011763
11 | 18 | 21 | 0.00011053 | 0.00024368 | 0.00018308 | 0.00011053 | 0.00013927 | 0.00011207 | 0.00011053 | 0.00024368 | 0.00018308 | 0.00011053 | 0.00013927 | 0.00011207
11 | 18 | 22 | 0.00010529 | 0.00023169 | 0.00017005 | 0.00010529 | 0.00014516 | 0.00010327 | 0.00010529 | 0.00023169 | 0.00017005 | 0.00010529 | 0.00014516 | 0.00010327
11 | 18 | 23 | 9.6885e-05 | 0.00021525 | 0.00015398 | 9.6885e-05 | 0.00015242 | 9.2238e-05 | 9.6885e-05 | 0.00021525 | 0.00015398 | 9.6885e-05 | 0.00015242 | 9.2238e-05
11 | 18 | 24 | 8.8725e-05 | 0.0001805 | 0.00012511 | 8.8725e-05 | 0.00016014 | 8.541e-05 | 8.8725e-05 | 0.0001805 | 0.00012511 | 8.8725e-05 | 0.00016014 | 8.541e-05
11 | 19 | 1 | 8.4193e-05 | 0.00013864 | 9.0174e-05 | 8.4193e-05 | 0.0001642 | 8.025e-05 | 8.4193e-05 | 0.00013864 | 9.0174e-05 | 8.4193e-05 | 0.0001642 | 8.025e-05
11 | 19 | 2 | 8.2137e-05 | 0.00010319 | 6.6765e-05 | 8.2137e-05 | 0.00017266 | 7.8155e-05 | 8.2137e-05 | 0.00010319 | 6.6765e-05 | 8.2137e-05 | 0.00017266 | 7.8155e-05
11 | 19 | 3 | 8.0298e-05 | 7.1329e-05 | 4.8101e-05 | 8.0298e-05 | 0.00018168 | 7.6942e-05 | 8.0298e-05 | 7.1329e-05 | 4.8101e-05 | 8.0298e-05 | 0.00018168 | 7.6942e-05
11 | 19 | 4 | 8.0394e-05 | 4.8089e-05 | 3.3429e-05 | 8.0394e-05 | 0.00018942 | 7.772e-05 | 8.0394e-05 | 4.8089e-05 | 3.3429e-05 | 8.0394e-05 | 0.00018942 | 7.772e-05
11 | 19 | 5 | 8.3232e-05 | 3.0067e-05 | 2.2636e-05 | 8.3232e-05 | 0.00019539 | 8.324e-05 | 8.3232e-05 | 3.0067e-05 | 2.2636e-05 | 8.3232e-05 | 0.00019539 | 8.324e-05
11 | 19 | 6 | 8.9757e-05 | 1.8182e-05 | 2.1956e-05 | 8.9757e-05 | 0.00020372 | 9.3785e-05 | 8.9757e-05 | 1.8182e-05 | 2.1956e-05 | 8.9757e-05 | 0.00020372 | 9.3785e-05
11 | 19 | 7 | 9.9868e-05 | 1.0548e-05 | 3.9048e-05 | 9.9868e-05 | 0.00020064 | 0.00010319 | 9.9868e-05 | 1.0548e-05 | 3.9048e-05 | 9.9868e-05 | 0.00020064 | 0.00010319
11 | 19 | 8 | 0.00010702 | 1.5093e-05 | 8.2902e-05 | 0.00010702 | 0.00018504 | 0.00011289 | 0.00010702 | 1.5093e-05 | 8.2902e-05 | 0.00010702 | 0.00018504 | 0.00011289
11 | 19 | 9 | 0.00011231 | 3.0178e-05 | 0.00013095 | 0.00011231 | 0.00015981 | 0.00011818 | 0.00011231 | 3.0178e-05 | 0.00013095 | 0.00011231 | 0.00015981 | 0.00011818
11 | 19 | 10 | 0.00011657 | 3.4029e-05 | 0.00012991 | 0.00011657 | 0.00013536 | 0.0001209 | 0.00011657 | 3.4029e-05 | 0.00012991 | 0.00011657 | 0.00013536 | 0.0001209
11 | 19 | 11 | 0.00011846 | 4.0443e-05 | 0.00010801 | 0.00011846 | 0.00011682 | 0.00012227 | 0.00011846 | 4.0443e-05 | 0.00010801 | 0.00011846 | 0.00011682 | 0.00012227
11 | 19 | 12 | 0.0001197 | 5.0318e-05 | 9.4884e-05 | 0.0001197 | 0.00010772 | 0.00012324 | 0.0001197 | 5.0318e-05 | 9.4884e-05 | 0.0001197 | 0.00010772 | 0.00012324
11 | 19 | 13 | 0.00011905 | 7.2655e-05 | 0.00010225 | 0.00011905 | 0.00010265 | 0.00012247 | 0.00011905 | 7.2655e-05 | 0.00010225 | 0.00011905 | 0.00010265 | 0.00012247
11 | 19 | 14 | 0.00011864 | 8.8075e-05 | 0.00011472 | 0.00011864 | 0.00010049 | 0.00012273 | 0.00011864 | 8.8075e-05 | 0.00011472 | 0.00011864 | 0.00010049 | 0.00012273
11 | 19 | 15 | 0.00011792 | 0.00010111 | 0.00012021 | 0.00011792 | 0.00010022 | 0.00012188 | 0.00011792 | 0.00010111 | 0.00012021 | 0.00011792 | 0.00010022 | 0.00012188
11 | 19 | 16 | 0.00011611 | 0.00013533 | 0.00014235 | 0.00011611 | 0.00010515 | 0.00011902 | 0.00011611 | 0.00013533 | 0.00014235 | 0.00011611 | 0.00010515 | 0.00011902
11 | 19 | 17 | 0.00011753 | 0.00016883 | 0.00015972 | 0.00011753 | 0.00011557 | 0.00012207 | 0.00011753 | 0.00016883 | 0.00015972 | 0.00011753 | 0.00011557 | 0.00012207
11 | 19 | 18 | 0.00012826 | 0.00021192 | 0.000186 | 0.00012826 | 0.00012334 | 0.00012301 | 0.00012826 | 0.00021192 | 0.000186 | 0.00012826 | 0.00012334 | 0.00012301
11 | 19 | 19 | 0.00012774 | 0.00024313 | 0.00020301 | 0.00012774 | 0.00013369 | 0.00012108 | 0.00012774 | 0.00024313 | 0.00020301 | 0.00012774 | 0.00013369 | 0.00012108
11 | 19 | 20 | 0.00012519 | 0.00025023 | 0.00019836 | 0.00012519 | 0.00013742 | 0.00011763 | 0.00012519 | 0.00025023 | 0.00019836 | 0.00012519 | 0.00013742 | 0.00011763
11 | 19 | 21 | 0.00012159 | 0.00024368 | 0.00018308 | 0.00012159 | 0.00013927 | 0.00011207 | 0.00012159 | 0.00024368 | 0.00018308 | 0.00012159 | 0.00013927 | 0.00011207
11 | 19 | 22 | 0.00011534 | 0.00023169 | 0.00017005 | 0.00011534 | 0.00014516 | 0.00010327 | 0.00011534 | 0.00023169 | 0.00017005 | 0.00011534 | 0.00014516 | 0.00010327
11 | 19 | 23 | 0.00010443 | 0.00021525 | 0.00015398 | 0.00010443 | 0.00015242 | 9.2238e-05 | 0.00010443 | 0.00021525 | 0.00015398 | 0.00010443 | 0.00015242 | 9.2238e-05
11 | 19 | 24 | 9.5611e-05 | 0.0001805 | 0.00012511 | 9.5611e-05 | 0.00016014 | 8.541e-05 | 9.5611e-05 | 0.0001805 | 0.00012511 | 9.5611e-05 | 0.00016014 | 8.541e-05
11 | 20 | 1 | 8.9931e-05 | 0.00013864 | 9.0174e-05 | 8.9931e-05 | 0.0001642 | 8.025e-05 | 8.9931e-05 | 0.00013864 | 9.0174e-05 | 8.9931e-05 | 0.0001642 | 8.025e-05
11 | 20 | 2 | 8.5283e-05 | 0.00010319 | 6.6765e-05 | 8.5283e-05 | 0.00017266 | 7.8155e-05 | 8.5283e-05 | 0.00010319 | 6.6765e-05 | 8.5283e-05 | 0.00017266 | 7.8155e-05
11 | 20 | 3 | 8.3419e-05 | 7.1329e-05 | 4.8101e-05 | 8.3419e-05 | 0.00018168 | 7.6942e-05 | 8.3419e-05 | 7.1329e-05 | 4.8101e-05 | 8.3419e-05 | 0.00018168 | 7.6942e-05
11 | 20 | 4 | 8.3132e-05 | 4.8089e-05 | 3.3429e-05 | 8.3132e-05 | 0.00018942 | 7.772e-05 | 8.3132e-05 | 4.8089e-05 | 3.3429e-05 | 8.3132e-05 | 0.00018942 | 7.772e-05
11 | 20 | 5 | 8.5429e-05 | 3.0067e-05 | 2.2636e-05 | 8.5429e-05 | 0.00019539 | 8.324e-05 | 8.5429e-05 | 3.0067e-05 | 2.2636e-05 | 8.5429e-05 | 0.00019539 | 8.324e-05
11 | 20 | 6 | 9.2474e-05 | 1.8182e-05 | 2.1956e-05 | 9.2474e-05 | 0.00020372 | 9.3785e-05 | 9.2474e-05 | 1.8182e-05 | 2.1956e-05 | 9.2474e-05 | 0.00020372 | 9.3785e-05
11 | 20 | 7 | 0.00010279 | 1.0548e-05 | 3.9048e-05 | 0.00010279 | 0.00020064 | 0.00010319 | 0.00010279 | 1.0548e-05 | 3.9048e-05 | 0.00010279 | 0.00020064 | 0.00010319
11 | 20 | 8 | 0.00010982 | 1.5093e-05 | 8.2902e-05 | 0.00010982 | 0.00018504 | 0.00011289 | 0.00010982 | 1.5093e-05 | 8.2902e-05 | 0.00010982 | 0.00018504 | 0.00011289
11 | 20 | 9 | 0.00011434 | 3.0178e-05 | 0.00013095 | 0.00011434 | 0.00015981 | 0.00011818 | 0.00011434 | 3.0178e-05 | 0.00013095 | 0.00011434 | 0.00015981 | 0.00011818
11 | 20 | 10 | 0.00011734 | 3.4029e-05 | 0.00012991 | 0.00011734 | 0.00013536 | 0.0001209 | 0.00011734 | 3.4029e-05 | 0.00012991 | 0.00011734 | 0.00013536 | 0.0001209
11 | 20 | 11 | 0.00011821 | 4.0443e-05 | 0.00010801 | 0.00011821 | 0.00011682 | 0.00012227 | 0.00011821 | 4.0443e-05 | 0.00010801 | 0.00011821 | 0.00011682 | 0.00012227
11 | 20 | 12 | 0.00011737 | 5.0318e-05 | 9.4884e-05 | 0.00011737 | 0.00010772 | 0.00012324 | 0.00011737 | 5.0318e-05 | 9.4884e-05 | 0.00011737 | 0.00010772 | 0.00012324
11 | 20 | 13 | 0.00011597 | 7.2655e-05 | 0.00010225 | 0.00011597 | 0.00010265 | 0.00012247 | 0.00011597 | 7.2655e-05 | 0.00010225 | 0.00011597 | 0.00010265 | 0.00012247
11 | 20 | 14 | 0.00011539 | 8.8075e-05 | 0.00011472 | 0.00011539 | 0.00010049 | 0.00012273 | 0.00011539 | 8.8075e-05 | 0.00011472 | 0.00011539 | 0.00010049 | 0.00012273
11 | 20 | 15 | 0.00011508 | 0.00010111 | 0.00012021 | 0.00011508 | 0.00010022 | 0.00012188 | 0.00011508 | 0.00010111 | 0.00012021 | 0.00011508 | 0.00010022 | 0.00012188
11 | 20 | 16 | 0.00011396 | 0.00013533 | 0.00014235 | 0.00011396 | 0.00010515 | 0.00011902 | 0.00011396 | 0.00013533 | 0.00014235 | 0.00011396 | 0.00010515 | 0.00011902
11 | 20 | 17 | 0.00011707 | 0.00016883 | 0.00015972 | 0.00011707 | 0.00011557 | 0.00012207 | 0.00011707 | 0.00016883 | 0.00015972 | 0.00011707 | 0.00011557 | 0.00012207
11 | 20 | 18 | 0.00012844 | 0.00021192 | 0.000186 | 0.00012844 | 0.00012334 | 0.00012301 | 0.00012844 | 0.00021192 | 0.000186 | 0.00012844 | 0.00012334 | 0.00012301
11 | 20 | 19 | 0.00012778 | 0.00024313 | 0.00020301 | 0.00012778 | 0.00013369 | 0.00012108 | 0.00012778 | 0.00024313 | 0.00020301 | 0.00012778 | 0.00013369 | 0.00012108
11 | 20 | 20 | 0.000125 | 0.00025023 | 0.00019836 | 0.000125 | 0.00013742 | 0.00011763 | 0.000125 | 0.00025023 | 0.00019836 | 0.000125 | 0.00013742 | 0.00011763
11 | 20 | 21 | 0.00012169 | 0.00024368 | 0.00018308 | 0.00012169 | 0.00013927 | 0.00011207 | 0.00012169 | 0.00024368 | 0.00018308 | 0.00012169 | 0.00013927 | 0.00011207
11 | 20 | 22 | 0.00011602 | 0.00023169 | 0.00017005 | 0.00011602 | 0.00014516 | 0.00010327 | 0.00011602 | 0.00023169 | 0.00017005 | 0.00011602 | 0.00014516 | 0.00010327
11 | 20 | 23 | 0.00010668 | 0.00021525 | 0.00015398 | 0.00010668 | 0.00015242 | 9.2238e-05 | 0.00010668 | 0.00021525 | 0.00015398 | 0.00010668 | 0.00015242 | 9.2238e-05
11 | 20 | 24 | 9.6548e-05 | 0.0001805 | 0.00012511 | 9.6548e-05 | 0.00016014 | 8.541e-05 | 9.6548e-05 | 0.0001805 | 0.00012511 | 9.6548e-05 | 0.00016014 | 8.541e-05
11 | 21 | 1 | 9.016e-05 | 0.00013864 | 9.0174e-05 | 9.016e-05 | 0.0001642 | 8.025e-05 | 9.016e-05 | 0.00013864 | 9.0174e-05 | 9.016e-05 | 0.0001642 | 8.025e-05
11 | 21 | 2 | 8.634e-05 | 0.00010319 | 6.6765e-05 | 8.634e-05 | 0.00017266 | 7.8155e-05 | 8.634e-05 | 0.00010319 | 6.6765e-05 | 8.634e-05 | 0.00017266 | 7.8155e-05
11 | 21 | 3 | 8.4172e-05 | 7.1329e-05 | 4.8101e-05 | 8.4172e-05 | 0.00018168 | 7.6942e-05 | 8.4172e-05 | 7.1329e-05 | 4.8101e-05 | 8.4172e-05 | 0.00018168 | 7.6942e-05
11 | 21 | 4 | 8.3552e-05 | 4.8089e-05 | 3.3429e-05 | 8.3552e-05 | 0.00018942 | 7.772e-05 | 8.3552e-05 | 4.8089e-05 | 3.3429e-05 | 8.3552e-05 | 0.00018942 | 7.772e-05
11 | 21 | 5 | 8.5999e-05 | 3.0067e-05 | 2.2636e-05 | 8.5999e-05 | 0.00019539 | 8.324e-05 | 8.5999e-05 | 3.0067e-05 | 2.2636e-05 | 8.5999e-05 | 0.00019539 | 8.324e-05
11 | 21 | 6 | 9.3165e-05 | 1.8182e-05 | 2.1956e-05 | 9.3165e-05 | 0.00020372 | 9.3785e-05 | 9.3165e-05 | 1.8182e-05 | 2.1956e-05 | 9.3165e-05 | 0.00020372 | 9.3785e-05
11 | 21 | 7 | 0.00010214 | 1.0548e-05 | 3.9048e-05 | 0.00010214 | 0.00020064 | 0.00010319 | 0.00010214 | 1.0548e-05 | 3.9048e-05 | 0.00010214 | 0.00020064 | 0.00010319
11 | 21 | 8 | 0.00010941 | 1.5093e-05 | 8.2902e-05 | 0.00010941 | 0.00018504 | 0.00011289 | 0.00010941 | 1.5093e-05 | 8.2902e-05 | 0.00010941 | 0.00018504 | 0.00011289
11 | 21 | 9 | 0.00011441 | 3.0178e-05 | 0.00013095 | 0.00011441 | 0.00015981 | 0.00011818 | 0.00011441 | 3.0178e-05 | 0.00013095 | 0.00011441 | 0.00015981 | 0.00011818
11 | 21 | 10 | 0.00011726 | 3.4029e-05 | 0.00012991 | 0.00011726 | 0.00013536 | 0.0001209 | 0.00011726 | 3.4029e-05 | 0.00012991 | 0.00011726 | 0.00013536 | 0.0001209
11 | 21 | 11 | 0.00011904 | 4.0443e-05 | 0.00010801 | 0.00011904 | 0.00011682 | 0.00012227 | 0.00011904 | 4.0443e-05 | 0.00010801 | 0.00011904 | 0.00011682 | 0.00012227
11 | 21 | 12 | 0.00011899 | 5.0318e-05 | 9.4884e-05 | 0.00011899 | 0.00010772 | 0.00012324 | 0.00011899 | 5.0318e-05 | 9.4884e-05 | 0.00011899 | 0.00010772 | 0.00012324
11 | 21 | 13 | 0.00011755 | 7.2655e-05 | 0.00010225 | 0.00011755 | 0.00010265 | 0.00012247 | 0.00011755 | 7.2655e-05 | 0.00010225 | 0.00011755 | 0.00010265 | 0.00012247
11 | 21 | 14 | 0.00011699 | 8.8075e-05 | 0.00011472 | 0.00011699 | 0.00010049 | 0.00012273 | 0.00011699 | 8.8075e-05 | 0.00011472 | 0.00011699 | 0.00010049 | 0.00012273
11 | 21 | 15 | 0.00011443 | 0.00010111 | 0.00012021 | 0.00011443 | 0.00010022 | 0.00012188 | 0.00011443 | 0.00010111 | 0.00012021 | 0.00011443 | 0.00010022 | 0.00012188
11 | 21 | 16 | 0.00011225 | 0.00013533 | 0.00014235 | 0.00011225 | 0.00010515 | 0.00011902 | 0.00011225 | 0.00013533 | 0.00014235 | 0.00011225 | 0.00010515 | 0.00011902
11 | 21 | 17 | 0.00011349 | 0.00016883 | 0.00015972 | 0.00011349 | 0.00011557 | 0.00012207 | 0.00011349 | 0.00016883 | 0.00015972 | 0.00011349 | 0.00011557 | 0.00012207
11 | 21 | 18 | 0.00012436 | 0.00021192 | 0.000186 | 0.00012436 | 0.00012334 | 0.00012301 | 0.00012436 | 0.00021192 | 0.000186 | 0.00012436 | 0.00012334 | 0.00012301
11 | 21 | 19 | 0.00012427 | 0.00024313 | 0.00020301 | 0.00012427 | 0.00013369 | 0.00012108 | 0.00012427 | 0.00024313 | 0.00020301 | 0.00012427 | 0.00013369 | 0.00012108
11 | 21 | 20 | 0.00012109 | 0.00025023 | 0.00019836 | 0.00012109 | 0.00013742 | 0.00011763 | 0.00012109 | 0.00025023 | 0.00019836 | 0.00012109 | 0.00013742 | 0.00011763
11 | 21 | 21 | 0.00011799 | 0.00024368 | 0.00018308 | 0.00011799 | 0.00013927 | 0.00011207 | 0.00011799 | 0.00024368 | 0.00018308 | 0.00011799 | 0.00013927 | 0.00011207
11 | 21 | 22 | 0.00011286 | 0.00023169 | 0.00017005 | 0.00011286 | 0.00014516 | 0.00010327 | 0.00011286 | 0.00023169 | 0.00017005 | 0.00011286 | 0.00014516 | 0.00010327
11 | 21 | 23 | 0.00010544 | 0.00021525 | 0.00015398 | 0.00010544 | 0.00015242 | 9.2238e-05 | 0.00010544 | 0.00021525 | 0.00015398 | 0.00010544 | 0.00015242 | 9.2238e-05
11 | 21 | 24 | 9.6057e-05 | 0.0001805 | 0.00012511 | 9.6057e-05 | 0.00016014 | 8.541e-05 | 9.6057e-05 | 0.0001805 | 0.00012511 | 9.6057e-05 | 0.00016014 | 8.541e-05
11 | 22 | 1 | 8.8916e-05 | 0.00013864 | 9.0174e-05 | 8.8916e-05 | 0.0001642 | 8.025e-05 | 8.8916e-05 | 0.00013864 | 9.0174e-05 | 8.8916e-05 | 0.0001642 | 8.025e-05
11 | 22 | 2 | 8.4518e-05 | 0.00010319 | 6.6765e-05 | 8.4518e-05 | 0.00017266 | 7.8155e-05 | 8.4518e-05 | 0.00010319 | 6.6765e-05 | 8.4518e-05 | 0.00017266 | 7.8155e-05
11 | 22 | 3 | 8.2079e-05 | 7.1329e-05 | 4.8101e-05 | 8.2079e-05 | 0.00018168 | 7.6942e-05 | 8.2079e-05 | 7.1329e-05 | 4.8101e-05 | 8.2079e-05 | 0.00018168 | 7.6942e-05
11 | 22 | 4 | 8.071e-05 | 4.8089e-05 | 3.3429e-05 | 8.071e-05 | 0.00018942 | 7.772e-05 | 8.071e-05 | 4.8089e-05 | 3.3429e-05 | 8.071e-05 | 0.00018942 | 7.772e-05
11 | 22 | 5 | 8.1139e-05 | 3.0067e-05 | 2.2636e-05 | 8.1139e-05 | 0.00019539 | 8.324e-05 | 8.1139e-05 | 3.0067e-05 | 2.2636e-05 | 8.1139e-05 | 0.00019539 | 8.324e-05
11 | 22 | 6 | 8.3032e-05 | 1.8182e-05 | 2.1956e-05 | 8.3032e-05 | 0.00020372 | 9.3785e-05 | 8.3032e-05 | 1.8182e-05 | 2.1956e-05 | 8.3032e-05 | 0.00020372 | 9.3785e-05
11 | 22 | 7 | 8.5104e-05 | 1.0548e-05 | 3.9048e-05 | 8.5104e-05 | 0.00020064 | 0.00010319 | 8.5104e-05 | 1.0548e-05 | 3.9048e-05 | 8.5104e-05 | 0.00020064 | 0.00010319
11 | 22 | 8 | 8.7826e-05 | 1.5093e-05 | 8.2902e-05 | 8.7826e-05 | 0.00018504 | 0.00011289 | 8.7826e-05 | 1.5093e-05 | 8.2902e-05 | 8.7826e-05 | 0.00018504 | 0.00011289
11 | 22 | 9 | 9.3252e-05 | 3.0178e-05 | 0.00013095 | 9.3252e-05 | 0.00015981 | 0.00011818 | 9.3252e-05 | 3.0178e-05 | 0.00013095 | 9.3252e-05 | 0.00015981 | 0.00011818
11 | 22 | 10 | 9.7355e-05 | 3.4029e-05 | 0.00012991 | 9.7355e-05 | 0.00013536 | 0.0001209 | 9.7355e-05 | 3.4029e-05 | 0.00012991 | 9.7355e-05 | 0.00013536 | 0.0001209
11 | 22 | 11 | 9.9822e-05 | 4.0443e-05 | 0.00010801 | 9.9822e-05 | 0.00011682 | 0.00012227 | 9.9822e-05 | 4.0443e-05 | 0.00010801 | 9.9822e-05 | 0.00011682 | 0.00012227
11 | 22 | 12 | 0.00010072 | 5.0318e-05 | 9.4884e-05 | 0.00010072 | 0.00010772 | 0.00012324 | 0.00010072 | 5.0318e-05 | 9.4884e-05 | 0.00010072 | 0.00010772 | 0.00012324
11 | 22 | 13 | 9.991e-05 | 7.2655e-05 | 0.00010225 | 9.991e-05 | 0.00010265 | 0.00012247 | 9.991e-05 | 7.2655e-05 | 0.00010225 | 9.991e-05 | 0.00010265 | 0.00012247
11 | 22 | 14 | 9.8091e-05 | 8.8075e-05 | 0.00011472 | 9.8091e-05 | 0.00010049 | 0.00012273 | 9.8091e-05 | 8.8075e-05 | 0.00011472 | 9.8091e-05 | 0.00010049 | 0.00012273
11 | 22 | 15 | 9.5507e-05 | 0.00010111 | 0.00012021 | 9.5507e-05 | 0.00010022 | 0.00012188 | 9.5507e-05 | 0.00010111 | 0.00012021 | 9.5507e-05 | 0.00010022 | 0.00012188
11 | 22 | 16 | 9.3285e-05 | 0.00013533 | 0.00014235 | 9.3285e-05 | 0.00010515 | 0.00011902 | 9.3285e-05 | 0.00013533 | 0.00014235 | 9.3285e-05 | 0.00010515 | 0.00011902
11 | 22 | 17 | 9.4234e-05 | 0.00016883 | 0.00015972 | 9.4234e-05 | 0.00011557 | 0.00012207 | 9.4234e-05 | 0.00016883 | 0.00015972 | 9.4234e-05 | 0.00011557 | 0.00012207
11 | 22 | 18 | 0.00010179 | 0.00021192 | 0.000186 | 0.00010179 | 0.00012334 | 0.00012301 | 0.00010179 | 0.00021192 | 0.000186 | 0.00010179 | 0.00012334 | 0.00012301
11 | 22 | 19 | 0.00010063 | 0.00024313 | 0.00020301 | 0.00010063 | 0.00013369 | 0.00012108 | 0.00010063 | 0.00024313 | 0.00020301 | 0.00010063 | 0.00013369 | 0.00012108
11 | 22 | 20 | 9.9906e-05 | 0.00025023 | 0.00019836 | 9.9906e-05 | 0.00013742 | 0.00011763 | 9.9906e-05 | 0.00025023 | 0.00019836 | 9.9906e-05 | 0.00013742 | 0.00011763
11 | 22 | 21 | 9.8528e-05 | 0.00024368 | 0.00018308 | 9.8528e-05 | 0.00013927 | 0.00011207 | 9.8528e-05 | 0.00024368 | 0.00018308 | 9.8528e-05 | 0.00013927 | 0.00011207
11 | 22 | 22 | 9.6618e-05 | 0.00023169 | 0.00017005 | 9.6618e-05 | 0.00014516 | 0.00010327 | 9.6618e-05 | 0.00023169 | 0.00017005 | 9.6618e-05 | 0.00014516 | 0.00010327
11 | 22 | 23 | 9.2503e-05 | 0.00021525 | 0.00015398 | 9.2503e-05 | 0.00015242 | 9.2238e-05 | 9.2503e-05 | 0.00021525 | 0.00015398 | 9.2503e-05 | 0.00015242 | 9.2238e-05
11 | 22 | 24 | 8.7222e-05 | 0.0001805 | 0.00012511 | 8.7222e-05 | 0.00016014 | 8.541e-05 | 8.7222e-05 | 0.0001805 | 0.00012511 | 8.7222e-05 | 0.00016014 | 8.541e-05
11 | 23 | 1 | 8.242e-05 | 0.00013864 | 9.0174e-05 | 8.242e-05 | 0.0001642 | 8.025e-05 | 8.242e-05 | 0.00013864 | 9.0174e-05 | 8.242e-05 | 0.0001642 | 8.025e-05
11 | 23 | 2 | 7.9466e-05 | 0.00010319 | 6.6765e-05 | 7.9466e-05 | 0.00017266 | 7.8155e-05 | 7.9466e-05 | 0.00010319 | 6.6765e-05 | 7.9466e-05 | 0.00017266 | 7.8155e-05
11 | 23 | 3 | 7.828e-05 | 7.1329e-05 | 4.8101e-05 | 7.828e-05 | 0.00018168 | 7.6942e-05 | 7.828e-05 | 7.1329e-05 | 4.8101e-05 | 7.828e-05 | 0.00018168 | 7.6942e-05
11 | 23 | 4 | 7.838e-05 | 4.8089e-05 | 3.3429e-05 | 7.838e-05 | 0.00018942 | 7.772e-05 | 7.838e-05 | 4.8089e-05 | 3.3429e-05 | 7.838e-05 | 0.00018942 | 7.772e-05
11 | 23 | 5 | 7.9907e-05 | 3.0067e-05 | 2.2636e-05 | 7.9907e-05 | 0.00019539 | 8.324e-05 | 7.9907e-05 | 3.0067e-05 | 2.2636e-05 | 7.9907e-05 | 0.00019539 | 8.324e-05
11 | 23 | 6 | 8.4742e-05 | 1.8182e-05 | 2.1956e-05 | 8.4742e-05 | 0.00020372 | 9.3785e-05 | 8.4742e-05 | 1.8182e-05 | 2.1956e-05 | 8.4742e-05 | 0.00020372 | 9.3785e-05
11 | 23 | 7 | 8.7992e-05 | 1.0548e-05 | 3.9048e-05 | 8.7992e-05 | 0.00020064 | 0.00010319 | 8.7992e-05 | 1.0548e-05 | 3.9048e-05 | 8.7992e-05 | 0.00020064 | 0.00010319
11 | 23 | 8 | 9.0784e-05 | 1.5093e-05 | 8.2902e-05 | 9.0784e-05 | 0.00018504 | 0.00011289 | 9.0784e-05 | 1.5093e-05 | 8.2902e-05 | 9.0784e-05 | 0.00018504 | 0.00011289
11 | 23 | 9 | 9.5237e-05 | 3.0178e-05 | 0.00013095 | 9.5237e-05 | 0.00015981 | 0.00011818 | 9.5237e-05 | 3.0178e-05 | 0.00013095 | 9.5237e-05 | 0.00015981 | 0.00011818
11 | 23 | 10 | 9.8329e-05 | 3.4029e-05 | 0.00012991 | 9.8329e-05 | 0.00013536 | 0.0001209 | 9.8329e-05 | 3.4029e-05 | 0.00012991 | 9.8329e-05 | 0.00013536 | 0.0001209
11 | 23 | 11 | 0.00010081 | 4.0443e-05 | 0.00010801 | 0.00010081 | 0.00011682 | 0.00012227 | 0.00010081 | 4.0443e-05 | 0.00010801 | 0.00010081 | 0.00011682 | 0.00012227
11 | 23 | 12 | 0.00010075 | 5.0318e-05 | 9.4884e-05 | 0.00010075 | 0.00010772 | 0.00012324 | 0.00010075 | 5.0318e-05 | 9.4884e-05 | 0.00010075 | 0.00010772 | 0.00012324
11 | 23 | 13 | 0.00010021 | 7.2655e-05 | 0.00010225 | 0.00010021 | 0.00010265 | 0.00012247 | 0.00010021 | 7.2655e-05 | 0.00010225 | 0.00010021 | 0.00010265 | 0.00012247
11 | 23 | 14 | 9.8428e-05 | 8.8075e-05 | 0.00011472 | 9.8428e-05 | 0.00010049 | 0.00012273 | 9.8428e-05 | 8.8075e-05 | 0.00011472 | 9.8428e-05 | 0.00010049 | 0.00012273
11 | 23 | 15 | 9.7654e-05 | 0.00010111 | 0.00012021 | 9.7654e-05 | 0.00010022 | 0.00012188 | 9.7654e-05 | 0.00010111 | 0.00012021 | 9.7654e-05 | 0.00010022 | 0.00012188
11 | 23 | 16 | 9.7459e-05 | 0.00013533 | 0.00014235 | 9.7459e-05 | 0.00010515 | 0.00011902 | 9.7459e-05 | 0.00013533 | 0.00014235 | 9.7459e-05 | 0.00010515 | 0.00011902
11 | 23 | 17 | 0.0001016 | 0.00016883 | 0.00015972 | 0.0001016 | 0.00011557 | 0.00012207 | 0.0001016 | 0.00016883 | 0.00015972 | 0.0001016 | 0.00011557 | 0.00012207
11 | 23 | 18 | 0.00011407 | 0.00021192 | 0.000186 | 0.00011407 | 0.00012334 | 0.00012301 | 0.00011407 | 0.00021192 | 0.000186 | 0.00011407 | 0.00012334 | 0.00012301
11 | 23 | 19 | 0.000114 | 0.00024313 | 0.00020301 | 0.000114 | 0.00013369 | 0.00012108 | 0.000114 | 0.00024313 | 0.00020301 | 0.000114 | 0.00013369 | 0.00012108
11 | 23 | 20 | 0.00011178 | 0.00025023 | 0.00019836 | 0.00011178 | 0.00013742 | 0.00011763 | 0.00011178 | 0.00025023 | 0.00019836 | 0.00011178 | 0.00013742 | 0.00011763
11 | 23 | 21 | 0.00010858 | 0.00024368 | 0.00018308 | 0.00010858 | 0.00013927 | 0.00011207 | 0.00010858 | 0.00024368 | 0.00018308 | 0.00010858 | 0.00013927 | 0.00011207
11 | 23 | 22 | 0.0001044 | 0.00023169 | 0.00017005 | 0.0001044 | 0.00014516 | 0.00010327 | 0.0001044 | 0.00023169 | 0.00017005 | 0.0001044 | 0.00014516 | 0.00010327
11 | 23 | 23 | 9.939e-05 | 0.00021525 | 0.00015398 | 9.939e-05 | 0.00015242 | 9.2238e-05 | 9.939e-05 | 0.00021525 | 0.00015398 | 9.939e-05 | 0.00015242 | 9.2238e-05
11 | 23 | 24 | 9.2624e-05 | 0.0001805 | 0.00012511 | 9.2624e-05 | 0.00016014 | 8.541e-05 | 9.2624e-05 | 0.0001805 | 0.00012511 | 9.2624e-05 | 0.00016014 | 8.541e-05
11 | 24 | 1 | 8.5608e-05 | 0.00013864 | 9.0174e-05 | 8.5608e-05 | 0.0001642 | 8.025e-05 | 8.5608e-05 | 0.00013864 | 9.0174e-05 | 8.5608e-05 | 0.0001642 | 8.025e-05
11 | 24 | 2 | 8.2308e-05 | 0.00010319 | 6.6765e-05 | 8.2308e-05 | 0.00017266 | 7.8155e-05 | 8.2308e-05 | 0.00010319 | 6.6765e-05 | 8.2308e-05 | 0.00017266 | 7.8155e-05
11 | 24 | 3 | 8.0835e-05 | 7.1329e-05 | 4.8101e-05 | 8.0835e-05 | 0.00018168 | 7.6942e-05 | 8.0835e-05 | 7.1329e-05 | 4.8101e-05 | 8.0835e-05 | 0.00018168 | 7.6942e-05
11 | 24 | 4 | 8.0261e-05 | 4.8089e-05 | 3.3429e-05 | 8.0261e-05 | 0.00018942 | 7.772e-05 | 8.0261e-05 | 4.8089e-05 | 3.3429e-05 | 8.0261e-05 | 0.00018942 | 7.772e-05
11 | 24 | 5 | 8.1018e-05 | 3.0067e-05 | 2.2636e-05 | 8.1018e-05 | 0.00019539 | 8.324e-05 | 8.1018e-05 | 3.0067e-05 | 2.2636e-05 | 8.1018e-05 | 0.00019539 | 8.324e-05
11 | 24 | 6 | 8.3344e-05 | 1.8182e-05 | 2.1956e-05 | 8.3344e-05 | 0.00020372 | 9.3785e-05 | 8.3344e-05 | 1.8182e-05 | 2.1956e-05 | 8.3344e-05 | 0.00020372 | 9.3785e-05
11 | 24 | 7 | 8.689e-05 | 1.0548e-05 | 3.9048e-05 | 8.689e-05 | 0.00020064 | 0.00010319 | 8.689e-05 | 1.0548e-05 | 3.9048e-05 | 8.689e-05 | 0.00020064 | 0.00010319
11 | 24 | 8 | 8.9424e-05 | 1.5093e-05 | 8.2902e-05 | 8.9424e-05 | 0.00018504 | 0.00011289 | 8.9424e-05 | 1.5093e-05 | 8.2902e-05 | 8.9424e-05 | 0.00018504 | 0.00011289
11 | 24 | 9 | 9.3984e-05 | 3.0178e-05 | 0.00013095 | 9.3984e-05 | 0.00015981 | 0.00011818 | 9.3984e-05 | 3.0178e-05 | 0.00013095 | 9.3984e-05 | 0.00015981 | 0.00011818
11 | 24 | 10 | 9.7546e-05 | 3.4029e-05 | 0.00012991 | 9.7546e-05 | 0.00013536 | 0.0001209 | 9.7546e-05 | 3.4029e-05 | 0.00012991 | 9.7546e-05 | 0.00013536 | 0.0001209
11 | 24 | 11 | 9.9897e-05 | 4.0443e-05 | 0.00010801 | 9.9897e-05 | 0.00011682 | 0.00012227 | 9.9897e-05 | 4.0443e-05 | 0.00010801 | 9.9897e-05 | 0.00011682 | 0.00012227
11 | 24 | 12 | 9.9768e-05 | 5.0318e-05 | 9.4884e-05 | 9.9768e-05 | 0.00010772 | 0.00012324 | 9.9768e-05 | 5.0318e-05 | 9.4884e-05 | 9.9768e-05 | 0.00010772 | 0.00012324
11 | 24 | 13 | 9.9024e-05 | 7.2655e-05 | 0.00010225 | 9.9024e-05 | 0.00010265 | 0.00012247 | 9.9024e-05 | 7.2655e-05 | 0.00010225 | 9.9024e-05 | 0.00010265 | 0.00012247
11 | 24 | 14 | 9.8195e-05 | 8.8075e-05 | 0.00011472 | 9.8195e-05 | 0.00010049 | 0.00012273 | 9.8195e-05 | 8.8075e-05 | 0.00011472 | 9.8195e-05 | 0.00010049 | 0.00012273
11 | 24 | 15 | 9.7022e-05 | 0.00010111 | 0.00012021 | 9.7022e-05 | 0.00010022 | 0.00012188 | 9.7022e-05 | 0.00010111 | 0.00012021 | 9.7022e-05 | 0.00010022 | 0.00012188
11 | 24 | 16 | 9.6635e-05 | 0.00013533 | 0.00014235 | 9.6635e-05 | 0.00010515 | 0.00011902 | 9.6635e-05 | 0.00013533 | 0.00014235 | 9.6635e-05 | 0.00010515 | 0.00011902
11 | 24 | 17 | 0.00010064 | 0.00016883 | 0.00015972 | 0.00010064 | 0.00011557 | 0.00012207 | 0.00010064 | 0.00016883 | 0.00015972 | 0.00010064 | 0.00011557 | 0.00012207
11 | 24 | 18 | 0.00011292 | 0.00021192 | 0.000186 | 0.00011292 | 0.00012334 | 0.00012301 | 0.00011292 | 0.00021192 | 0.000186 | 0.00011292 | 0.00012334 | 0.00012301
11 | 24 | 19 | 0.00011337 | 0.00024313 | 0.00020301 | 0.00011337 | 0.00013369 | 0.00012108 | 0.00011337 | 0.00024313 | 0.00020301 | 0.00011337 | 0.00013369 | 0.00012108
11 | 24 | 20 | 0.00011133 | 0.00025023 | 0.00019836 | 0.00011133 | 0.00013742 | 0.00011763 | 0.00011133 | 0.00025023 | 0.00019836 | 0.00011133 | 0.00013742 | 0.00011763
11 | 24 | 21 | 0.00010805 | 0.00024368 | 0.00018308 | 0.00010805 | 0.00013927 | 0.00011207 | 0.00010805 | 0.00024368 | 0.00018308 | 0.00010805 | 0.00013927 | 0.00011207
11 | 24 | 22 | 0.00010422 | 0.00023169 | 0.00017005 | 0.00010422 | 0.00014516 | 0.00010327 | 0.00010422 | 0.00023169 | 0.00017005 | 0.00010422 | 0.00014516 | 0.00010327
11 | 24 | 23 | 9.7879e-05 | 0.00021525 | 0.00015398 | 9.7879e-05 | 0.00015242 | 9.2238e-05 | 9.7879e-05 | 0.00021525 | 0.00015398 | 9.7879e-05 | 0.00015242 | 9.2238e-05
11 | 24 | 24 | 9.1754e-05 | 0.0001805 | 0.00012511 | 9.1754e-05 | 0.00016014 | 8.541e-05 | 9.1754e-05 | 0.0001805 | 0.00012511 | 9.1754e-05 | 0.00016014 | 8.541e-05
11 | 25 | 1 | 8.5645e-05 | 0.00013864 | 9.0174e-05 | 8.5645e-05 | 0.0001642 | 8.025e-05 | 8.5645e-05 | 0.00013864 | 9.0174e-05 | 8.5645e-05 | 0.0001642 | 8.025e-05
11 | 25 | 2 | 8.1663e-05 | 0.00010319 | 6.6765e-05 | 8.1663e-05 | 0.00017266 | 7.8155e-05 | 8.1663e-05 | 0.00010319 | 6.6765e-05 | 8.1663e-05 | 0.00017266 | 7.8155e-05
11 | 25 | 3 | 7.9599e-05 | 7.1329e-05 | 4.8101e-05 | 7.9599e-05 | 0.00018168 | 7.6942e-05 | 7.9599e-05 | 7.1329e-05 | 4.8101e-05 | 7.9599e-05 | 0.00018168 | 7.6942e-05
11 | 25 | 4 | 7.8759e-05 | 4.8089e-05 | 3.3429e-05 | 7.8759e-05 | 0.00018942 | 7.772e-05 | 7.8759e-05 | 4.8089e-05 | 3.3429e-05 | 7.8759e-05 | 0.00018942 | 7.772e-05
11 | 25 | 5 | 7.9017e-05 | 3.0067e-05 | 2.2636e-05 | 7.9017e-05 | 0.00019539 | 8.324e-05 | 7.9017e-05 | 3.0067e-05 | 2.2636e-05 | 7.9017e-05 | 0.00019539 | 8.324e-05
11 | 25 | 6 | 8.0922e-05 | 1.8182e-05 | 2.1956e-05 | 8.0922e-05 | 0.00020372 | 9.3785e-05 | 8.0922e-05 | 1.8182e-05 | 2.1956e-05 | 8.0922e-05 | 0.00020372 | 9.3785e-05
11 | 25 | 7 | 8.3519e-05 | 1.0548e-05 | 3.9048e-05 | 8.3519e-05 | 0.00020064 | 0.00010319 | 8.3519e-05 | 1.0548e-05 | 3.9048e-05 | 8.3519e-05 | 0.00020064 | 0.00010319
11 | 25 | 8 | 8.6186e-05 | 1.5093e-05 | 8.2902e-05 | 8.6186e-05 | 0.00018504 | 0.00011289 | 8.6186e-05 | 1.5093e-05 | 8.2902e-05 | 8.6186e-05 | 0.00018504 | 0.00011289
11 | 25 | 9 | 9.1396e-05 | 3.0178e-05 | 0.00013095 | 9.1396e-05 | 0.00015981 | 0.00011818 | 9.1396e-05 | 3.0178e-05 | 0.00013095 | 9.1396e-05 | 0.00015981 | 0.00011818
11 | 25 | 10 | 9.6639e-05 | 3.4029e-05 | 0.00012991 | 9.6639e-05 | 0.00013536 | 0.0001209 | 9.6639e-05 | 3.4029e-05 | 0.00012991 | 9.6639e-05 | 0.00013536 | 0.0001209
11 | 25 | 11 | 9.9186e-05 | 4.0443e-05 | 0.00010801 | 9.9186e-05 | 0.00011682 | 0.00012227 | 9.9186e-05 | 4.0443e-05 | 0.00010801 | 9.9186e-05 | 0.00011682 | 0.00012227
11 | 25 | 12 | 9.9897e-05 | 5.0318e-05 | 9.4884e-05 | 9.9897e-05 | 0.00010772 | 0.00012324 | 9.9897e-05 | 5.0318e-05 | 9.4884e-05 | 9.9897e-05 | 0.00010772 | 0.00012324
11 | 25 | 13 | 9.9123e-05 | 7.2655e-05 | 0.00010225 | 9.9123e-05 | 0.00010265 | 0.00012247 | 9.9123e-05 | 7.2655e-05 | 0.00010225 | 9.9123e-05 | 0.00010265 | 0.00012247
11 | 25 | 14 | 9.8553e-05 | 8.8075e-05 | 0.00011472 | 9.8553e-05 | 0.00010049 | 0.00012273 | 9.8553e-05 | 8.8075e-05 | 0.00011472 | 9.8553e-05 | 0.00010049 | 0.00012273
11 | 25 | 15 | 9.8116e-05 | 0.00010111 | 0.00012021 | 9.8116e-05 | 0.00010022 | 0.00012188 | 9.8116e-05 | 0.00010111 | 0.00012021 | 9.8116e-05 | 0.00010022 | 0.00012188
11 | 25 | 16 | 9.889e-05 | 0.00013533 | 0.00014235 | 9.889e-05 | 0.00010515 | 0.00011902 | 9.889e-05 | 0.00013533 | 0.00014235 | 9.889e-05 | 0.00010515 | 0.00011902
11 | 25 | 17 | 0.0001045 | 0.00016883 | 0.00015972 | 0.0001045 | 0.00011557 | 0.00012207 | 0.0001045 | 0.00016883 | 0.00015972 | 0.0001045 | 0.00011557 | 0.00012207
11 | 25 | 18 | 0.0001187 | 0.00021192 | 0.000186 | 0.0001187 | 0.00012334 | 0.00012301 | 0.0001187 | 0.00021192 | 0.000186 | 0.0001187 | 0.00012334 | 0.00012301
11 | 25 | 19 | 0.00012021 | 0.00024313 | 0.00020301 | 0.00012021 | 0.00013369 | 0.00012108 | 0.00012021 | 0.00024313 | 0.00020301 | 0.00012021 | 0.00013369 | 0.00012108
11 | 25 | 20 | 0.00011838 | 0.00025023 | 0.00019836 | 0.00011838 | 0.00013742 | 0.00011763 | 0.00011838 | 0.00025023 | 0.00019836 | 0.00011838 | 0.00013742 | 0.00011763
11 | 25 | 21 | 0.00011425 | 0.00024368 | 0.00018308 | 0.00011425 | 0.00013927 | 0.00011207 | 0.00011425 | 0.00024368 | 0.00018308 | 0.00011425 | 0.00013927 | 0.00011207
11 | 25 | 22 | 0.00010656 | 0.00023169 | 0.00017005 | 0.00010656 | 0.00014516 | 0.00010327 | 0.00010656 | 0.00023169 | 0.00017005 | 0.00010656 | 0.00014516 | 0.00010327
11 | 25 | 23 | 9.7505e-05 | 0.00021525 | 0.00015398 | 9.7505e-05 | 0.00015242 | 9.2238e-05 | 9.7505e-05 | 0.00021525 | 0.00015398 | 9.7505e-05 | 0.00015242 | 9.2238e-05
11 | 25 | 24 | 8.9295e-05 | 0.0001805 | 0.00012511 | 8.9295e-05 | 0.00016014 | 8.541e-05 | 8.9295e-05 | 0.0001805 | 0.00012511 | 8.9295e-05 | 0.00016014 | 8.541e-05
11 | 26 | 1 | 8.4027e-05 | 0.00013864 | 9.0174e-05 | 8.4027e-05 | 0.0001642 | 8.025e-05 | 8.4027e-05 | 0.00013864 | 9.0174e-05 | 8.4027e-05 | 0.0001642 | 8.025e-05
11 | 26 | 2 | 8.1284e-05 | 0.00010319 | 6.6765e-05 | 8.1284e-05 | 0.00017266 | 7.8155e-05 | 8.1284e-05 | 0.00010319 | 6.6765e-05 | 8.1284e-05 | 0.00017266 | 7.8155e-05
11 | 26 | 3 | 8.0103e-05 | 7.1329e-05 | 4.8101e-05 | 8.0103e-05 | 0.00018168 | 7.6942e-05 | 8.0103e-05 | 7.1329e-05 | 4.8101e-05 | 8.0103e-05 | 0.00018168 | 7.6942e-05
11 | 26 | 4 | 8.0186e-05 | 4.8089e-05 | 3.3429e-05 | 8.0186e-05 | 0.00018942 | 7.772e-05 | 8.0186e-05 | 4.8089e-05 | 3.3429e-05 | 8.0186e-05 | 0.00018942 | 7.772e-05
11 | 26 | 5 | 8.3548e-05 | 3.0067e-05 | 2.2636e-05 | 8.3548e-05 | 0.00019539 | 8.324e-05 | 8.3548e-05 | 3.0067e-05 | 2.2636e-05 | 8.3548e-05 | 0.00019539 | 8.324e-05
11 | 26 | 6 | 9.1783e-05 | 1.8182e-05 | 2.1956e-05 | 9.1783e-05 | 0.00020372 | 9.3785e-05 | 9.1783e-05 | 1.8182e-05 | 2.1956e-05 | 9.1783e-05 | 0.00020372 | 9.3785e-05
11 | 26 | 7 | 0.00010448 | 1.0548e-05 | 3.9048e-05 | 0.00010448 | 0.00020064 | 0.00010319 | 0.00010448 | 1.0548e-05 | 3.9048e-05 | 0.00010448 | 0.00020064 | 0.00010319
11 | 26 | 8 | 0.00011209 | 1.5093e-05 | 8.2902e-05 | 0.00011209 | 0.00018504 | 0.00011289 | 0.00011209 | 1.5093e-05 | 8.2902e-05 | 0.00011209 | 0.00018504 | 0.00011289
11 | 26 | 9 | 0.00011446 | 3.0178e-05 | 0.00013095 | 0.00011446 | 0.00015981 | 0.00011818 | 0.00011446 | 3.0178e-05 | 0.00013095 | 0.00011446 | 0.00015981 | 0.00011818
11 | 26 | 10 | 0.00011634 | 3.4029e-05 | 0.00012991 | 0.00011634 | 0.00013536 | 0.0001209 | 0.00011634 | 3.4029e-05 | 0.00012991 | 0.00011634 | 0.00013536 | 0.0001209
11 | 26 | 11 | 0.00011853 | 4.0443e-05 | 0.00010801 | 0.00011853 | 0.00011682 | 0.00012227 | 0.00011853 | 4.0443e-05 | 0.00010801 | 0.00011853 | 0.00011682 | 0.00012227
11 | 26 | 12 | 0.00011893 | 5.0318e-05 | 9.4884e-05 | 0.00011893 | 0.00010772 | 0.00012324 | 0.00011893 | 5.0318e-05 | 9.4884e-05 | 0.00011893 | 0.00010772 | 0.00012324
11 | 26 | 13 | 0.00011844 | 7.2655e-05 | 0.00010225 | 0.00011844 | 0.00010265 | 0.00012247 | 0.00011844 | 7.2655e-05 | 0.00010225 | 0.00011844 | 0.00010265 | 0.00012247
11 | 26 | 14 | 0.00011829 | 8.8075e-05 | 0.00011472 | 0.00011829 | 0.00010049 | 0.00012273 | 0.00011829 | 8.8075e-05 | 0.00011472 | 0.00011829 | 0.00010049 | 0.00012273
11 | 26 | 15 | 0.00011715 | 0.00010111 | 0.00012021 | 0.00011715 | 0.00010022 | 0.00012188 | 0.00011715 | 0.00010111 | 0.00012021 | 0.00011715 | 0.00010022 | 0.00012188
11 | 26 | 16 | 0.00011583 | 0.00013533 | 0.00014235 | 0.00011583 | 0.00010515 | 0.00011902 | 0.00011583 | 0.00013533 | 0.00014235 | 0.00011583 | 0.00010515 | 0.00011902
11 | 26 | 17 | 0.00011807 | 0.00016883 | 0.00015972 | 0.00011807 | 0.00011557 | 0.00012207 | 0.00011807 | 0.00016883 | 0.00015972 | 0.00011807 | 0.00011557 | 0.00012207
11 | 26 | 18 | 0.00013112 | 0.00021192 | 0.000186 | 0.00013112 | 0.00012334 | 0.00012301 | 0.00013112 | 0.00021192 | 0.000186 | 0.00013112 | 0.00012334 | 0.00012301
11 | 26 | 19 | 0.00013183 | 0.00024313 | 0.00020301 | 0.00013183 | 0.00013369 | 0.00012108 | 0.00013183 | 0.00024313 | 0.00020301 | 0.00013183 | 0.00013369 | 0.00012108
11 | 26 | 20 | 0.00012882 | 0.00025023 | 0.00019836 | 0.00012882 | 0.00013742 | 0.00011763 | 0.00012882 | 0.00025023 | 0.00019836 | 0.00012882 | 0.00013742 | 0.00011763
11 | 26 | 21 | 0.00012418 | 0.00024368 | 0.00018308 | 0.00012418 | 0.00013927 | 0.00011207 | 0.00012418 | 0.00024368 | 0.00018308 | 0.00012418 | 0.00013927 | 0.00011207
11 | 26 | 22 | 0.00011603 | 0.00023169 | 0.00017005 | 0.00011603 | 0.00014516 | 0.00010327 | 0.00011603 | 0.00023169 | 0.00017005 | 0.00011603 | 0.00014516 | 0.00010327
11 | 26 | 23 | 0.00010642 | 0.00021525 | 0.00015398 | 0.00010642 | 0.00015242 | 9.2238e-05 | 0.00010642 | 0.00021525 | 0.00015398 | 0.00010642 | 0.00015242 | 9.2238e-05
11 | 26 | 24 | 9.5836e-05 | 0.0001805 | 0.00012511 | 9.5836e-05 | 0.00016014 | 8.541e-05 | 9.5836e-05 | 0.0001805 | 0.00012511 | 9.5836e-05 | 0.00016014 | 8.541e-05
11 | 27 | 1 | 9.0052e-05 | 0.00013864 | 9.0174e-05 | 9.0052e-05 | 0.0001642 | 8.025e-05 | 9.0052e-05 | 0.00013864 | 9.0174e-05 | 9.0052e-05 | 0.0001642 | 8.025e-05
11 | 27 | 2 | 8.6619e-05 | 0.00010319 | 6.6765e-05 | 8.6619e-05 | 0.00017266 | 7.8155e-05 | 8.6619e-05 | 0.00010319 | 6.6765e-05 | 8.6619e-05 | 0.00017266 | 7.8155e-05
11 | 27 | 3 | 8.4905e-05 | 7.1329e-05 | 4.8101e-05 | 8.4905e-05 | 0.00018168 | 7.6942e-05 | 8.4905e-05 | 7.1329e-05 | 4.8101e-05 | 8.4905e-05 | 0.00018168 | 7.6942e-05
11 | 27 | 4 | 8.453e-05 | 4.8089e-05 | 3.3429e-05 | 8.453e-05 | 0.00018942 | 7.772e-05 | 8.453e-05 | 4.8089e-05 | 3.3429e-05 | 8.453e-05 | 0.00018942 | 7.772e-05
11 | 27 | 5 | 8.7064e-05 | 3.0067e-05 | 2.2636e-05 | 8.7064e-05 | 0.00019539 | 8.324e-05 | 8.7064e-05 | 3.0067e-05 | 2.2636e-05 | 8.7064e-05 | 0.00019539 | 8.324e-05
11 | 27 | 6 | 9.4937e-05 | 1.8182e-05 | 2.1956e-05 | 9.4937e-05 | 0.00020372 | 9.3785e-05 | 9.4937e-05 | 1.8182e-05 | 2.1956e-05 | 9.4937e-05 | 0.00020372 | 9.3785e-05
11 | 27 | 7 | 0.00010771 | 1.0548e-05 | 3.9048e-05 | 0.00010771 | 0.00020064 | 0.00010319 | 0.00010771 | 1.0548e-05 | 3.9048e-05 | 0.00010771 | 0.00020064 | 0.00010319
11 | 27 | 8 | 0.0001139 | 1.5093e-05 | 8.2902e-05 | 0.0001139 | 0.00018504 | 0.00011289 | 0.0001139 | 1.5093e-05 | 8.2902e-05 | 0.0001139 | 0.00018504 | 0.00011289
11 | 27 | 9 | 0.00011533 | 3.0178e-05 | 0.00013095 | 0.00011533 | 0.00015981 | 0.00011818 | 0.00011533 | 3.0178e-05 | 0.00013095 | 0.00011533 | 0.00015981 | 0.00011818
11 | 27 | 10 | 0.00011705 | 3.4029e-05 | 0.00012991 | 0.00011705 | 0.00013536 | 0.0001209 | 0.00011705 | 3.4029e-05 | 0.00012991 | 0.00011705 | 0.00013536 | 0.0001209
11 | 27 | 11 | 0.00011763 | 4.0443e-05 | 0.00010801 | 0.00011763 | 0.00011682 | 0.00012227 | 0.00011763 | 4.0443e-05 | 0.00010801 | 0.00011763 | 0.00011682 | 0.00012227
11 | 27 | 12 | 0.00011726 | 5.0318e-05 | 9.4884e-05 | 0.00011726 | 0.00010772 | 0.00012324 | 0.00011726 | 5.0318e-05 | 9.4884e-05 | 0.00011726 | 0.00010772 | 0.00012324
11 | 27 | 13 | 0.00011657 | 7.2655e-05 | 0.00010225 | 0.00011657 | 0.00010265 | 0.00012247 | 0.00011657 | 7.2655e-05 | 0.00010225 | 0.00011657 | 0.00010265 | 0.00012247
11 | 27 | 14 | 0.00011649 | 8.8075e-05 | 0.00011472 | 0.00011649 | 0.00010049 | 0.00012273 | 0.00011649 | 8.8075e-05 | 0.00011472 | 0.00011649 | 0.00010049 | 0.00012273
11 | 27 | 15 | 0.00011633 | 0.00010111 | 0.00012021 | 0.00011633 | 0.00010022 | 0.00012188 | 0.00011633 | 0.00010111 | 0.00012021 | 0.00011633 | 0.00010022 | 0.00012188
11 | 27 | 16 | 0.00011524 | 0.00013533 | 0.00014235 | 0.00011524 | 0.00010515 | 0.00011902 | 0.00011524 | 0.00013533 | 0.00014235 | 0.00011524 | 0.00010515 | 0.00011902
11 | 27 | 17 | 0.00011784 | 0.00016883 | 0.00015972 | 0.00011784 | 0.00011557 | 0.00012207 | 0.00011784 | 0.00016883 | 0.00015972 | 0.00011784 | 0.00011557 | 0.00012207
11 | 27 | 18 | 0.00013153 | 0.00021192 | 0.000186 | 0.00013153 | 0.00012334 | 0.00012301 | 0.00013153 | 0.00021192 | 0.000186 | 0.00013153 | 0.00012334 | 0.00012301
11 | 27 | 19 | 0.0001326 | 0.00024313 | 0.00020301 | 0.0001326 | 0.00013369 | 0.00012108 | 0.0001326 | 0.00024313 | 0.00020301 | 0.0001326 | 0.00013369 | 0.00012108
11 | 27 | 20 | 0.00013153 | 0.00025023 | 0.00019836 | 0.00013153 | 0.00013742 | 0.00011763 | 0.00013153 | 0.00025023 | 0.00019836 | 0.00013153 | 0.00013742 | 0.00011763
11 | 27 | 21 | 0.00012722 | 0.00024368 | 0.00018308 | 0.00012722 | 0.00013927 | 0.00011207 | 0.00012722 | 0.00024368 | 0.00018308 | 0.00012722 | 0.00013927 | 0.00011207
11 | 27 | 22 | 0.00011926 | 0.00023169 | 0.00017005 | 0.00011926 | 0.00014516 | 0.00010327 | 0.00011926 | 0.00023169 | 0.00017005 | 0.00011926 | 0.00014516 | 0.00010327
11 | 27 | 23 | 0.00010902 | 0.00021525 | 0.00015398 | 0.00010902 | 0.00015242 | 9.2238e-05 | 0.00010902 | 0.00021525 | 0.00015398 | 0.00010902 | 0.00015242 | 9.2238e-05
11 | 27 | 24 | 9.832e-05 | 0.0001805 | 0.00012511 | 9.832e-05 | 0.00016014 | 8.541e-05 | 9.832e-05 | 0.0001805 | 0.00012511 | 9.832e-05 | 0.00016014 | 8.541e-05
11 | 28 | 1 | 9.1109e-05 | 0.00013864 | 9.0174e-05 | 9.1109e-05 | 0.0001642 | 8.025e-05 | 9.1109e-05 | 0.00013864 | 9.0174e-05 | 9.1109e-05 | 0.0001642 | 8.025e-05
11 | 28 | 2 | 8.7505e-05 | 0.00010319 | 6.6765e-05 | 8.7505e-05 | 0.00017266 | 7.8155e-05 | 8.7505e-05 | 0.00010319 | 6.6765e-05 | 8.7505e-05 | 0.00017266 | 7.8155e-05
11 | 28 | 3 | 8.5541e-05 | 7.1329e-05 | 4.8101e-05 | 8.5541e-05 | 0.00018168 | 7.6942e-05 | 8.5541e-05 | 7.1329e-05 | 4.8101e-05 | 8.5541e-05 | 0.00018168 | 7.6942e-05
11 | 28 | 4 | 8.5204e-05 | 4.8089e-05 | 3.3429e-05 | 8.5204e-05 | 0.00018942 | 7.772e-05 | 8.5204e-05 | 4.8089e-05 | 3.3429e-05 | 8.5204e-05 | 0.00018942 | 7.772e-05
11 | 28 | 5 | 8.7817e-05 | 3.0067e-05 | 2.2636e-05 | 8.7817e-05 | 0.00019539 | 8.324e-05 | 8.7817e-05 | 3.0067e-05 | 2.2636e-05 | 8.7817e-05 | 0.00019539 | 8.324e-05
11 | 28 | 6 | 9.5549e-05 | 1.8182e-05 | 2.1956e-05 | 9.5549e-05 | 0.00020372 | 9.3785e-05 | 9.5549e-05 | 1.8182e-05 | 2.1956e-05 | 9.5549e-05 | 0.00020372 | 9.3785e-05
11 | 28 | 7 | 0.00010711 | 1.0548e-05 | 3.9048e-05 | 0.00010711 | 0.00020064 | 0.00010319 | 0.00010711 | 1.0548e-05 | 3.9048e-05 | 0.00010711 | 0.00020064 | 0.00010319
11 | 28 | 8 | 0.00011479 | 1.5093e-05 | 8.2902e-05 | 0.00011479 | 0.00018504 | 0.00011289 | 0.00011479 | 1.5093e-05 | 8.2902e-05 | 0.00011479 | 0.00018504 | 0.00011289
11 | 28 | 9 | 0.0001175 | 3.0178e-05 | 0.00013095 | 0.0001175 | 0.00015981 | 0.00011818 | 0.0001175 | 3.0178e-05 | 0.00013095 | 0.0001175 | 0.00015981 | 0.00011818
11 | 28 | 10 | 0.00011883 | 3.4029e-05 | 0.00012991 | 0.00011883 | 0.00013536 | 0.0001209 | 0.00011883 | 3.4029e-05 | 0.00012991 | 0.00011883 | 0.00013536 | 0.0001209
11 | 28 | 11 | 0.00011985 | 4.0443e-05 | 0.00010801 | 0.00011985 | 0.00011682 | 0.00012227 | 0.00011985 | 4.0443e-05 | 0.00010801 | 0.00011985 | 0.00011682 | 0.00012227
11 | 28 | 12 | 0.00011979 | 5.0318e-05 | 9.4884e-05 | 0.00011979 | 0.00010772 | 0.00012324 | 0.00011979 | 5.0318e-05 | 9.4884e-05 | 0.00011979 | 0.00010772 | 0.00012324
11 | 28 | 13 | 0.00011739 | 7.2655e-05 | 0.00010225 | 0.00011739 | 0.00010265 | 0.00012247 | 0.00011739 | 7.2655e-05 | 0.00010225 | 0.00011739 | 0.00010265 | 0.00012247
11 | 28 | 14 | 0.00011759 | 8.8075e-05 | 0.00011472 | 0.00011759 | 0.00010049 | 0.00012273 | 0.00011759 | 8.8075e-05 | 0.00011472 | 0.00011759 | 0.00010049 | 0.00012273
11 | 28 | 15 | 0.00011688 | 0.00010111 | 0.00012021 | 0.00011688 | 0.00010022 | 0.00012188 | 0.00011688 | 0.00010111 | 0.00012021 | 0.00011688 | 0.00010022 | 0.00012188
11 | 28 | 16 | 0.00011545 | 0.00013533 | 0.00014235 | 0.00011545 | 0.00010515 | 0.00011902 | 0.00011545 | 0.00013533 | 0.00014235 | 0.00011545 | 0.00010515 | 0.00011902
11 | 28 | 17 | 0.00011883 | 0.00016883 | 0.00015972 | 0.00011883 | 0.00011557 | 0.00012207 | 0.00011883 | 0.00016883 | 0.00015972 | 0.00011883 | 0.00011557 | 0.00012207
11 | 28 | 18 | 0.00013164 | 0.00021192 | 0.000186 | 0.00013164 | 0.00012334 | 0.00012301 | 0.00013164 | 0.00021192 | 0.000186 | 0.00013164 | 0.00012334 | 0.00012301
11 | 28 | 19 | 0.00013176 | 0.00024313 | 0.00020301 | 0.00013176 | 0.00013369 | 0.00012108 | 0.00013176 | 0.00024313 | 0.00020301 | 0.00013176 | 0.00013369 | 0.00012108
11 | 28 | 20 | 0.00012944 | 0.00025023 | 0.00019836 | 0.00012944 | 0.00013742 | 0.00011763 | 0.00012944 | 0.00025023 | 0.00019836 | 0.00012944 | 0.00013742 | 0.00011763
11 | 28 | 21 | 0.0001263 | 0.00024368 | 0.00018308 | 0.0001263 | 0.00013927 | 0.00011207 | 0.0001263 | 0.00024368 | 0.00018308 | 0.0001263 | 0.00013927 | 0.00011207
11 | 28 | 22 | 0.00011932 | 0.00023169 | 0.00017005 | 0.00011932 | 0.00014516 | 0.00010327 | 0.00011932 | 0.00023169 | 0.00017005 | 0.00011932 | 0.00014516 | 0.00010327
11 | 28 | 23 | 0.00010871 | 0.00021525 | 0.00015398 | 0.00010871 | 0.00015242 | 9.2238e-05 | 0.00010871 | 0.00021525 | 0.00015398 | 0.00010871 | 0.00015242 | 9.2238e-05
11 | 28 | 24 | 9.8766e-05 | 0.0001805 | 0.00012511 | 9.8766e-05 | 0.00016014 | 8.541e-05 | 9.8766e-05 | 0.0001805 | 0.00012511 | 9.8766e-05 | 0.00016014 | 8.541e-05
11 | 29 | 1 | 9.1533e-05 | 0.00013864 | 9.0174e-05 | 9.1533e-05 | 0.0001642 | 8.025e-05 | 9.1533e-05 | 0.00013864 | 9.0174e-05 | 9.1533e-05 | 0.0001642 | 8.025e-05
11 | 29 | 2 | 8.7634e-05 | 0.00010319 | 6.6765e-05 | 8.7634e-05 | 0.00017266 | 7.8155e-05 | 8.7634e-05 | 0.00010319 | 6.6765e-05 | 8.7634e-05 | 0.00017266 | 7.8155e-05
11 | 29 | 3 | 8.5691e-05 | 7.1329e-05 | 4.8101e-05 | 8.5691e-05 | 0.00018168 | 7.6942e-05 | 8.5691e-05 | 7.1329e-05 | 4.8101e-05 | 8.5691e-05 | 0.00018168 | 7.6942e-05
11 | 29 | 4 | 8.5375e-05 | 4.8089e-05 | 3.3429e-05 | 8.5375e-05 | 0.00018942 | 7.772e-05 | 8.5375e-05 | 4.8089e-05 | 3.3429e-05 | 8.5375e-05 | 0.00018942 | 7.772e-05
11 | 29 | 5 | 8.8179e-05 | 3.0067e-05 | 2.2636e-05 | 8.8179e-05 | 0.00019539 | 8.324e-05 | 8.8179e-05 | 3.0067e-05 | 2.2636e-05 | 8.8179e-05 | 0.00019539 | 8.324e-05
11 | 29 | 6 | 9.6186e-05 | 1.8182e-05 | 2.1956e-05 | 9.6186e-05 | 0.00020372 | 9.3785e-05 | 9.6186e-05 | 1.8182e-05 | 2.1956e-05 | 9.6186e-05 | 0.00020372 | 9.3785e-05
11 | 29 | 7 | 0.00010853 | 1.0548e-05 | 3.9048e-05 | 0.00010853 | 0.00020064 | 0.00010319 | 0.00010853 | 1.0548e-05 | 3.9048e-05 | 0.00010853 | 0.00020064 | 0.00010319
11 | 29 | 8 | 0.00011616 | 1.5093e-05 | 8.2902e-05 | 0.00011616 | 0.00018504 | 0.00011289 | 0.00011616 | 1.5093e-05 | 8.2902e-05 | 0.00011616 | 0.00018504 | 0.00011289
11 | 29 | 9 | 0.00011762 | 3.0178e-05 | 0.00013095 | 0.00011762 | 0.00015981 | 0.00011818 | 0.00011762 | 3.0178e-05 | 0.00013095 | 0.00011762 | 0.00015981 | 0.00011818
11 | 29 | 10 | 0.00011906 | 3.4029e-05 | 0.00012991 | 0.00011906 | 0.00013536 | 0.0001209 | 0.00011906 | 3.4029e-05 | 0.00012991 | 0.00011906 | 0.00013536 | 0.0001209
11 | 29 | 11 | 0.00012018 | 4.0443e-05 | 0.00010801 | 0.00012018 | 0.00011682 | 0.00012227 | 0.00012018 | 4.0443e-05 | 0.00010801 | 0.00012018 | 0.00011682 | 0.00012227
11 | 29 | 12 | 0.00011986 | 5.0318e-05 | 9.4884e-05 | 0.00011986 | 0.00010772 | 0.00012324 | 0.00011986 | 5.0318e-05 | 9.4884e-05 | 0.00011986 | 0.00010772 | 0.00012324
11 | 29 | 13 | 0.00011812 | 7.2655e-05 | 0.00010225 | 0.00011812 | 0.00010265 | 0.00012247 | 0.00011812 | 7.2655e-05 | 0.00010225 | 0.00011812 | 0.00010265 | 0.00012247
11 | 29 | 14 | 0.00011812 | 8.8075e-05 | 0.00011472 | 0.00011812 | 0.00010049 | 0.00012273 | 0.00011812 | 8.8075e-05 | 0.00011472 | 0.00011812 | 0.00010049 | 0.00012273
11 | 29 | 15 | 0.00011667 | 0.00010111 | 0.00012021 | 0.00011667 | 0.00010022 | 0.00012188 | 0.00011667 | 0.00010111 | 0.00012021 | 0.00011667 | 0.00010022 | 0.00012188
11 | 29 | 16 | 0.00011573 | 0.00013533 | 0.00014235 | 0.00011573 | 0.00010515 | 0.00011902 | 0.00011573 | 0.00013533 | 0.00014235 | 0.00011573 | 0.00010515 | 0.00011902
11 | 29 | 17 | 0.00011904 | 0.00016883 | 0.00015972 | 0.00011904 | 0.00011557 | 0.00012207 | 0.00011904 | 0.00016883 | 0.00015972 | 0.00011904 | 0.00011557 | 0.00012207
11 | 29 | 18 | 0.00013146 | 0.00021192 | 0.000186 | 0.00013146 | 0.00012334 | 0.00012301 | 0.00013146 | 0.00021192 | 0.000186 | 0.00013146 | 0.00012334 | 0.00012301
11 | 29 | 19 | 0.00013208 | 0.00024313 | 0.00020301 | 0.00013208 | 0.00013369 | 0.00012108 | 0.00013208 | 0.00024313 | 0.00020301 | 0.00013208 | 0.00013369 | 0.00012108
11 | 29 | 20 | 0.0001293 | 0.00025023 | 0.00019836 | 0.0001293 | 0.00013742 | 0.00011763 | 0.0001293 | 0.00025023 | 0.00019836 | 0.0001293 | 0.00013742 | 0.00011763
11 | 29 | 21 | 0.00012627 | 0.00024368 | 0.00018308 | 0.00012627 | 0.00013927 | 0.00011207 | 0.00012627 | 0.00024368 | 0.00018308 | 0.00012627 | 0.00013927 | 0.00011207
11 | 29 | 22 | 0.00011919 | 0.00023169 | 0.00017005 | 0.00011919 | 0.00014516 | 0.00010327 | 0.00011919 | 0.00023169 | 0.00017005 | 0.00011919 | 0.00014516 | 0.00010327
11 | 29 | 23 | 0.00010858 | 0.00021525 | 0.00015398 | 0.00010858 | 0.00015242 | 9.2238e-05 | 0.00010858 | 0.00021525 | 0.00015398 | 0.00010858 | 0.00015242 | 9.2238e-05
11 | 29 | 24 | 9.8387e-05 | 0.0001805 | 0.00012511 | 9.8387e-05 | 0.00016014 | 8.541e-05 | 9.8387e-05 | 0.0001805 | 0.00012511 | 9.8387e-05 | 0.00016014 | 8.541e-05
11 | 30 | 1 | 9.1275e-05 | 0.00013864 | 9.0174e-05 | 9.1275e-05 | 0.0001642 | 8.025e-05 | 9.1275e-05 | 0.00013864 | 9.0174e-05 | 9.1275e-05 | 0.0001642 | 8.025e-05
11 | 30 | 2 | 8.7572e-05 | 0.00010319 | 6.6765e-05 | 8.7572e-05 | 0.00017266 | 7.8155e-05 | 8.7572e-05 | 0.00010319 | 6.6765e-05 | 8.7572e-05 | 0.00017266 | 7.8155e-05
11 | 30 | 3 | 8.5637e-05 | 7.1329e-05 | 4.8101e-05 | 8.5637e-05 | 0.00018168 | 7.6942e-05 | 8.5637e-05 | 7.1329e-05 | 4.8101e-05 | 8.5637e-05 | 0.00018168 | 7.6942e-05
11 | 30 | 4 | 8.5304e-05 | 4.8089e-05 | 3.3429e-05 | 8.5304e-05 | 0.00018942 | 7.772e-05 | 8.5304e-05 | 4.8089e-05 | 3.3429e-05 | 8.5304e-05 | 0.00018942 | 7.772e-05
11 | 30 | 5 | 8.7734e-05 | 3.0067e-05 | 2.2636e-05 | 8.7734e-05 | 0.00019539 | 8.324e-05 | 8.7734e-05 | 3.0067e-05 | 2.2636e-05 | 8.7734e-05 | 0.00019539 | 8.324e-05
11 | 30 | 6 | 9.4604e-05 | 1.8182e-05 | 2.1956e-05 | 9.4604e-05 | 0.00020372 | 9.3785e-05 | 9.4604e-05 | 1.8182e-05 | 2.1956e-05 | 9.4604e-05 | 0.00020372 | 9.3785e-05
11 | 30 | 7 | 0.00010601 | 1.0548e-05 | 3.9048e-05 | 0.00010601 | 0.00020064 | 0.00010319 | 0.00010601 | 1.0548e-05 | 3.9048e-05 | 0.00010601 | 0.00020064 | 0.00010319
11 | 30 | 8 | 0.00011406 | 1.5093e-05 | 8.2902e-05 | 0.00011406 | 0.00018504 | 0.00011289 | 0.00011406 | 1.5093e-05 | 8.2902e-05 | 0.00011406 | 0.00018504 | 0.00011289
11 | 30 | 9 | 0.0001179 | 3.0178e-05 | 0.00013095 | 0.0001179 | 0.00015981 | 0.00011818 | 0.0001179 | 3.0178e-05 | 0.00013095 | 0.0001179 | 0.00015981 | 0.00011818
11 | 30 | 10 | 0.00012082 | 3.4029e-05 | 0.00012991 | 0.00012082 | 0.00013536 | 0.0001209 | 0.00012082 | 3.4029e-05 | 0.00012991 | 0.00012082 | 0.00013536 | 0.0001209
11 | 30 | 11 | 0.00012141 | 4.0443e-05 | 0.00010801 | 0.00012141 | 0.00011682 | 0.00012227 | 0.00012141 | 4.0443e-05 | 0.00010801 | 0.00012141 | 0.00011682 | 0.00012227
11 | 30 | 12 | 0.00012007 | 5.0318e-05 | 9.4884e-05 | 0.00012007 | 0.00010772 | 0.00012324 | 0.00012007 | 5.0318e-05 | 9.4884e-05 | 0.00012007 | 0.00010772 | 0.00012324
11 | 30 | 13 | 0.00011914 | 7.2655e-05 | 0.00010225 | 0.00011914 | 0.00010265 | 0.00012247 | 0.00011914 | 7.2655e-05 | 0.00010225 | 0.00011914 | 0.00010265 | 0.00012247
11 | 30 | 14 | 0.00011931 | 8.8075e-05 | 0.00011472 | 0.00011931 | 0.00010049 | 0.00012273 | 0.00011931 | 8.8075e-05 | 0.00011472 | 0.00011931 | 0.00010049 | 0.00012273
11 | 30 | 15 | 0.00011713 | 0.00010111 | 0.00012021 | 0.00011713 | 0.00010022 | 0.00012188 | 0.00011713 | 0.00010111 | 0.00012021 | 0.00011713 | 0.00010022 | 0.00012188
11 | 30 | 16 | 0.00011589 | 0.00013533 | 0.00014235 | 0.00011589 | 0.00010515 | 0.00011902 | 0.00011589 | 0.00013533 | 0.00014235 | 0.00011589 | 0.00010515 | 0.00011902
11 | 30 | 17 | 0.00011985 | 0.00016883 | 0.00015972 | 0.00011985 | 0.00011557 | 0.00012207 | 0.00011985 | 0.00016883 | 0.00015972 | 0.00011985 | 0.00011557 | 0.00012207
11 | 30 | 18 | 0.00012997 | 0.00021192 | 0.000186 | 0.00012997 | 0.00012334 | 0.00012301 | 0.00012997 | 0.00021192 | 0.000186 | 0.00012997 | 0.00012334 | 0.00012301
11 | 30 | 19 | 0.00012987 | 0.00024313 | 0.00020301 | 0.00012987 | 0.00013369 | 0.00012108 | 0.00012987 | 0.00024313 | 0.00020301 | 0.00012987 | 0.00013369 | 0.00012108
11 | 30 | 20 | 0.00012536 | 0.00025023 | 0.00019836 | 0.00012536 | 0.00013742 | 0.00011763 | 0.00012536 | 0.00025023 | 0.00019836 | 0.00012536 | 0.00013742 | 0.00011763
11 | 30 | 21 | 0.00012352 | 0.00024368 | 0.00018308 | 0.00012352 | 0.00013927 | 0.00011207 | 0.00012352 | 0.00024368 | 0.00018308 | 0.00012352 | 0.00013927 | 0.00011207
11 | 30 | 22 | 0.00011836 | 0.00023169 | 0.00017005 | 0.00011836 | 0.00014516 | 0.00010327 | 0.00011836 | 0.00023169 | 0.00017005 | 0.00011836 | 0.00014516 | 0.00010327
11 | 30 | 23 | 0.00010967 | 0.00021525 | 0.00015398 | 0.00010967 | 0.00015242 | 9.2238e-05 | 0.00010967 | 0.00021525 | 0.00015398 | 0.00010967 | 0.00015242 | 9.2238e-05
11 | 30 | 24 | 0.00010084 | 0.0001805 | 0.00012511 | 0.00010084 | 0.00016014 | 8.541e-05 | 0.00010084 | 0.0001805 | 0.00012511 | 0.00010084 | 0.00016014 | 8.541e-05
12 | 1 | 1 | 9.3568e-05 | 0.00013809 | 8.6065e-05 | 9.3568e-05 | 0.00016597 | 8.7967e-05 | 9.3568e-05 | 0.00013809 | 8.6065e-05 | 9.3568e-05 | 0.00016597 | 8.7967e-05
12 | 1 | 2 | 8.8629e-05 | 0.00010232 | 6.4294e-05 | 8.8629e-05 | 0.00017137 | 8.5566e-05 | 8.8629e-05 | 0.00010232 | 6.4294e-05 | 8.8629e-05 | 0.00017137 | 8.5566e-05
12 | 1 | 3 | 8.6478e-05 | 6.9632e-05 | 4.5845e-05 | 8.6478e-05 | 0.00017602 | 8.5267e-05 | 8.6478e-05 | 6.9632e-05 | 4.5845e-05 | 8.6478e-05 | 0.00017602 | 8.5267e-05
12 | 1 | 4 | 8.5537e-05 | 4.6265e-05 | 3.1329e-05 | 8.5537e-05 | 0.00018261 | 8.6226e-05 | 8.5537e-05 | 4.6265e-05 | 3.1329e-05 | 8.5537e-05 | 0.00018261 | 8.6226e-05
12 | 1 | 5 | 8.6207e-05 | 2.843e-05 | 2.126e-05 | 8.6207e-05 | 0.00018495 | 8.92e-05 | 8.6207e-05 | 2.843e-05 | 2.126e-05 | 8.6207e-05 | 0.00018495 | 8.92e-05
12 | 1 | 6 | 8.9524e-05 | 1.6782e-05 | 2.165e-05 | 8.9524e-05 | 0.00019046 | 9.9324e-05 | 8.9524e-05 | 1.6782e-05 | 2.165e-05 | 8.9524e-05 | 0.00019046 | 9.9324e-05
12 | 1 | 7 | 9.4292e-05 | 1.0032e-05 | 4.1223e-05 | 9.4292e-05 | 0.00021041 | 0.00010675 | 9.4292e-05 | 1.0032e-05 | 4.1223e-05 | 9.4292e-05 | 0.00021041 | 0.00010675
12 | 1 | 8 | 9.7559e-05 | 1.4892e-05 | 8.8777e-05 | 9.7559e-05 | 0.00021045 | 0.00011327 | 9.7559e-05 | 1.4892e-05 | 8.8777e-05 | 9.7559e-05 | 0.00021045 | 0.00011327
12 | 1 | 9 | 0.00010395 | 3.0961e-05 | 0.00014147 | 0.00010395 | 0.00019155 | 0.00011817 | 0.00010395 | 3.0961e-05 | 0.00014147 | 0.00010395 | 0.00019155 | 0.00011817
12 | 1 | 10 | 0.00010668 | 3.397e-05 | 0.00013883 | 0.00010668 | 0.0001622 | 0.00012101 | 0.00010668 | 3.397e-05 | 0.00013883 | 0.00010668 | 0.0001622 | 0.00012101
12 | 1 | 11 | 0.00010825 | 4.0025e-05 | 0.00011278 | 0.00010825 | 0.00013373 | 0.00012246 | 0.00010825 | 4.0025e-05 | 0.00011278 | 0.00010825 | 0.00013373 | 0.00012246
12 | 1 | 12 | 0.00010744 | 4.9644e-05 | 9.7038e-05 | 0.00010744 | 0.00011685 | 0.00012409 | 0.00010744 | 4.9644e-05 | 9.7038e-05 | 0.00010744 | 0.00011685 | 0.00012409
12 | 1 | 13 | 0.00010616 | 7.1583e-05 | 0.00010244 | 0.00010616 | 0.00010753 | 0.00012336 | 0.00010616 | 7.1583e-05 | 0.00010244 | 0.00010616 | 0.00010753 | 0.00012336
12 | 1 | 14 | 0.00010402 | 8.5165e-05 | 0.00011388 | 0.00010402 | 0.00010603 | 0.00012326 | 0.00010402 | 8.5165e-05 | 0.00011388 | 0.00010402 | 0.00010603 | 0.00012326
12 | 1 | 15 | 0.00010251 | 9.8251e-05 | 0.00011899 | 0.00010251 | 0.00010677 | 0.00012166 | 0.00010251 | 9.8251e-05 | 0.00011899 | 0.00010251 | 0.00010677 | 0.00012166
12 | 1 | 16 | 0.00010314 | 0.00013432 | 0.00014197 | 0.00010314 | 0.00011236 | 0.00011951 | 0.00010314 | 0.00013432 | 0.00014197 | 0.00010314 | 0.00011236 | 0.00011951
12 | 1 | 17 | 0.00010885 | 0.00016985 | 0.00016025 | 0.00010885 | 0.00012504 | 0.00012617 | 0.00010885 | 0.00016985 | 0.00016025 | 0.00010885 | 0.00012504 | 0.00012617
12 | 1 | 18 | 0.00012245 | 0.00021645 | 0.00018877 | 0.00012245 | 0.00012984 | 0.00012852 | 0.00012245 | 0.00021645 | 0.00018877 | 0.00012245 | 0.00012984 | 0.00012852
12 | 1 | 19 | 0.00012364 | 0.00025025 | 0.00020674 | 0.00012364 | 0.00013892 | 0.00012771 | 0.00012364 | 0.00025025 | 0.00020674 | 0.00012364 | 0.00013892 | 0.00012771
12 | 1 | 20 | 0.00012196 | 0.00025723 | 0.00020107 | 0.00012196 | 0.00013736 | 0.00012552 | 0.00012196 | 0.00025723 | 0.00020107 | 0.00012196 | 0.00013736 | 0.00012552
12 | 1 | 21 | 0.00011919 | 0.00024903 | 0.00018308 | 0.00011919 | 0.00013816 | 0.00012029 | 0.00011919 | 0.00024903 | 0.00018308 | 0.00011919 | 0.00013816 | 0.00012029
12 | 1 | 22 | 0.00011542 | 0.00023427 | 0.00016806 | 0.00011542 | 0.00014409 | 0.00011175 | 0.00011542 | 0.00023427 | 0.00016806 | 0.00011542 | 0.00014409 | 0.00011175
12 | 1 | 23 | 0.0001068 | 0.00021718 | 0.00015198 | 0.0001068 | 0.00015237 | 0.00010021 | 0.0001068 | 0.00021718 | 0.00015198 | 0.0001068 | 0.00015237 | 0.00010021
12 | 1 | 24 | 9.882e-05 | 0.00018064 | 0.00012195 | 9.882e-05 | 0.00015834 | 9.3538e-05 | 9.882e-05 | 0.00018064 | 0.00012195 | 9.882e-05 | 0.00015834 | 9.3538e-05
12 | 2 | 1 | 9.195e-05 | 0.00013809 | 8.6065e-05 | 9.195e-05 | 0.00016597 | 8.7967e-05 | 9.195e-05 | 0.00013809 | 8.6065e-05 | 9.195e-05 | 0.00016597 | 8.7967e-05
12 | 2 | 2 | 8.7913e-05 | 0.00010232 | 6.4294e-05 | 8.7913e-05 | 0.00017137 | 8.5566e-05 | 8.7913e-05 | 0.00010232 | 6.4294e-05 | 8.7913e-05 | 0.00017137 | 8.5566e-05
12 | 2 | 3 | 8.54e-05 | 6.9632e-05 | 4.5845e-05 | 8.54e-05 | 0.00017602 | 8.5267e-05 | 8.54e-05 | 6.9632e-05 | 4.5845e-05 | 8.54e-05 | 0.00017602 | 8.5267e-05
12 | 2 | 4 | 8.4605e-05 | 4.6265e-05 | 3.1329e-05 | 8.4605e-05 | 0.00018261 | 8.6226e-05 | 8.4605e-05 | 4.6265e-05 | 3.1329e-05 | 8.4605e-05 | 0.00018261 | 8.6226e-05
12 | 2 | 5 | 8.4563e-05 | 2.843e-05 | 2.126e-05 | 8.4563e-05 | 0.00018495 | 8.92e-05 | 8.4563e-05 | 2.843e-05 | 2.126e-05 | 8.4563e-05 | 0.00018495 | 8.92e-05
12 | 2 | 6 | 8.6935e-05 | 1.6782e-05 | 2.165e-05 | 8.6935e-05 | 0.00019046 | 9.9324e-05 | 8.6935e-05 | 1.6782e-05 | 2.165e-05 | 8.6935e-05 | 0.00019046 | 9.9324e-05
12 | 2 | 7 | 8.9836e-05 | 1.0032e-05 | 4.1223e-05 | 8.9836e-05 | 0.00021041 | 0.00010675 | 8.9836e-05 | 1.0032e-05 | 4.1223e-05 | 8.9836e-05 | 0.00021041 | 0.00010675
12 | 2 | 8 | 9.2391e-05 | 1.4892e-05 | 8.8777e-05 | 9.2391e-05 | 0.00021045 | 0.00011327 | 9.2391e-05 | 1.4892e-05 | 8.8777e-05 | 9.2391e-05 | 0.00021045 | 0.00011327
12 | 2 | 9 | 9.7442e-05 | 3.0961e-05 | 0.00014147 | 9.7442e-05 | 0.00019155 | 0.00011817 | 9.7442e-05 | 3.0961e-05 | 0.00014147 | 9.7442e-05 | 0.00019155 | 0.00011817
12 | 2 | 10 | 0.00010082 | 3.397e-05 | 0.00013883 | 0.00010082 | 0.0001622 | 0.00012101 | 0.00010082 | 3.397e-05 | 0.00013883 | 0.00010082 | 0.0001622 | 0.00012101
12 | 2 | 11 | 0.00010223 | 4.0025e-05 | 0.00011278 | 0.00010223 | 0.00013373 | 0.00012246 | 0.00010223 | 4.0025e-05 | 0.00011278 | 0.00010223 | 0.00013373 | 0.00012246
12 | 2 | 12 | 0.00010204 | 4.9644e-05 | 9.7038e-05 | 0.00010204 | 0.00011685 | 0.00012409 | 0.00010204 | 4.9644e-05 | 9.7038e-05 | 0.00010204 | 0.00011685 | 0.00012409
12 | 2 | 13 | 0.00010145 | 7.1583e-05 | 0.00010244 | 0.00010145 | 0.00010753 | 0.00012336 | 0.00010145 | 7.1583e-05 | 0.00010244 | 0.00010145 | 0.00010753 | 0.00012336
12 | 2 | 14 | 0.00010079 | 8.5165e-05 | 0.00011388 | 0.00010079 | 0.00010603 | 0.00012326 | 0.00010079 | 8.5165e-05 | 0.00011388 | 0.00010079 | 0.00010603 | 0.00012326
12 | 2 | 15 | 0.00010001 | 9.8251e-05 | 0.00011899 | 0.00010001 | 0.00010677 | 0.00012166 | 0.00010001 | 9.8251e-05 | 0.00011899 | 0.00010001 | 0.00010677 | 0.00012166
12 | 2 | 16 | 0.00010079 | 0.00013432 | 0.00014197 | 0.00010079 | 0.00011236 | 0.00011951 | 0.00010079 | 0.00013432 | 0.00014197 | 0.00010079 | 0.00011236 | 0.00011951
12 | 2 | 17 | 0.00010773 | 0.00016985 | 0.00016025 | 0.00010773 | 0.00012504 | 0.00012617 | 0.00010773 | 0.00016985 | 0.00016025 | 0.00010773 | 0.00012504 | 0.00012617
12 | 2 | 18 | 0.00012427 | 0.00021645 | 0.00018877 | 0.00012427 | 0.00012984 | 0.00012852 | 0.00012427 | 0.00021645 | 0.00018877 | 0.00012427 | 0.00012984 | 0.00012852
12 | 2 | 19 | 0.00012568 | 0.00025025 | 0.00020674 | 0.00012568 | 0.00013892 | 0.00012771 | 0.00012568 | 0.00025025 | 0.00020674 | 0.00012568 | 0.00013892 | 0.00012771
12 | 2 | 20 | 0.0001252 | 0.00025723 | 0.00020107 | 0.0001252 | 0.00013736 | 0.00012552 | 0.0001252 | 0.00025723 | 0.00020107 | 0.0001252 | 0.00013736 | 0.00012552
12 | 2 | 21 | 0.00012156 | 0.00024903 | 0.00018308 | 0.00012156 | 0.00013816 | 0.00012029 | 0.00012156 | 0.00024903 | 0.00018308 | 0.00012156 | 0.00013816 | 0.00012029
12 | 2 | 22 | 0.00011323 | 0.00023427 | 0.00016806 | 0.00011323 | 0.00014409 | 0.00011175 | 0.00011323 | 0.00023427 | 0.00016806 | 0.00011323 | 0.00014409 | 0.00011175
12 | 2 | 23 | 0.00010405 | 0.00021718 | 0.00015198 | 0.00010405 | 0.00015237 | 0.00010021 | 0.00010405 | 0.00021718 | 0.00015198 | 0.00010405 | 0.00015237 | 0.00010021
12 | 2 | 24 | 9.4538e-05 | 0.00018064 | 0.00012195 | 9.4538e-05 | 0.00015834 | 9.3538e-05 | 9.4538e-05 | 0.00018064 | 0.00012195 | 9.4538e-05 | 0.00015834 | 9.3538e-05
12 | 3 | 1 | 8.8259e-05 | 0.00013809 | 8.6065e-05 | 8.8259e-05 | 0.00016597 | 8.7967e-05 | 8.8259e-05 | 0.00013809 | 8.6065e-05 | 8.8259e-05 | 0.00016597 | 8.7967e-05
12 | 3 | 2 | 8.4489e-05 | 0.00010232 | 6.4294e-05 | 8.4489e-05 | 0.00017137 | 8.5566e-05 | 8.4489e-05 | 0.00010232 | 6.4294e-05 | 8.4489e-05 | 0.00017137 | 8.5566e-05
12 | 3 | 3 | 8.297e-05 | 6.9632e-05 | 4.5845e-05 | 8.297e-05 | 0.00017602 | 8.5267e-05 | 8.297e-05 | 6.9632e-05 | 4.5845e-05 | 8.297e-05 | 0.00017602 | 8.5267e-05
12 | 3 | 4 | 8.3419e-05 | 4.6265e-05 | 3.1329e-05 | 8.3419e-05 | 0.00018261 | 8.6226e-05 | 8.3419e-05 | 4.6265e-05 | 3.1329e-05 | 8.3419e-05 | 0.00018261 | 8.6226e-05
12 | 3 | 5 | 8.6141e-05 | 2.843e-05 | 2.126e-05 | 8.6141e-05 | 0.00018495 | 8.92e-05 | 8.6141e-05 | 2.843e-05 | 2.126e-05 | 8.6141e-05 | 0.00018495 | 8.92e-05
12 | 3 | 6 | 9.2312e-05 | 1.6782e-05 | 2.165e-05 | 9.2312e-05 | 0.00019046 | 9.9324e-05 | 9.2312e-05 | 1.6782e-05 | 2.165e-05 | 9.2312e-05 | 0.00019046 | 9.9324e-05
12 | 3 | 7 | 0.00010469 | 1.0032e-05 | 4.1223e-05 | 0.00010469 | 0.00021041 | 0.00010675 | 0.00010469 | 1.0032e-05 | 4.1223e-05 | 0.00010469 | 0.00021041 | 0.00010675
12 | 3 | 8 | 0.00011121 | 1.4892e-05 | 8.8777e-05 | 0.00011121 | 0.00021045 | 0.00011327 | 0.00011121 | 1.4892e-05 | 8.8777e-05 | 0.00011121 | 0.00021045 | 0.00011327
12 | 3 | 9 | 0.00011299 | 3.0961e-05 | 0.00014147 | 0.00011299 | 0.00019155 | 0.00011817 | 0.00011299 | 3.0961e-05 | 0.00014147 | 0.00011299 | 0.00019155 | 0.00011817
12 | 3 | 10 | 0.00011507 | 3.397e-05 | 0.00013883 | 0.00011507 | 0.0001622 | 0.00012101 | 0.00011507 | 3.397e-05 | 0.00013883 | 0.00011507 | 0.0001622 | 0.00012101
12 | 3 | 11 | 0.00011646 | 4.0025e-05 | 0.00011278 | 0.00011646 | 0.00013373 | 0.00012246 | 0.00011646 | 4.0025e-05 | 0.00011278 | 0.00011646 | 0.00013373 | 0.00012246
12 | 3 | 12 | 0.00011715 | 4.9644e-05 | 9.7038e-05 | 0.00011715 | 0.00011685 | 0.00012409 | 0.00011715 | 4.9644e-05 | 9.7038e-05 | 0.00011715 | 0.00011685 | 0.00012409
12 | 3 | 13 | 0.00011631 | 7.1583e-05 | 0.00010244 | 0.00011631 | 0.00010753 | 0.00012336 | 0.00011631 | 7.1583e-05 | 0.00010244 | 0.00011631 | 0.00010753 | 0.00012336
12 | 3 | 14 | 0.00011671 | 8.5165e-05 | 0.00011388 | 0.00011671 | 0.00010603 | 0.00012326 | 0.00011671 | 8.5165e-05 | 0.00011388 | 0.00011671 | 0.00010603 | 0.00012326
12 | 3 | 15 | 0.00011576 | 9.8251e-05 | 0.00011899 | 0.00011576 | 0.00010677 | 0.00012166 | 0.00011576 | 9.8251e-05 | 0.00011899 | 0.00011576 | 0.00010677 | 0.00012166
12 | 3 | 16 | 0.00011474 | 0.00013432 | 0.00014197 | 0.00011474 | 0.00011236 | 0.00011951 | 0.00011474 | 0.00013432 | 0.00014197 | 0.00011474 | 0.00011236 | 0.00011951
12 | 3 | 17 | 0.00011886 | 0.00016985 | 0.00016025 | 0.00011886 | 0.00012504 | 0.00012617 | 0.00011886 | 0.00016985 | 0.00016025 | 0.00011886 | 0.00012504 | 0.00012617
12 | 3 | 18 | 0.00013293 | 0.00021645 | 0.00018877 | 0.00013293 | 0.00012984 | 0.00012852 | 0.00013293 | 0.00021645 | 0.00018877 | 0.00013293 | 0.00012984 | 0.00012852
12 | 3 | 19 | 0.00013387 | 0.00025025 | 0.00020674 | 0.00013387 | 0.00013892 | 0.00012771 | 0.00013387 | 0.00025025 | 0.00020674 | 0.00013387 | 0.00013892 | 0.00012771
12 | 3 | 20 | 0.00013194 | 0.00025723 | 0.00020107 | 0.00013194 | 0.00013736 | 0.00012552 | 0.00013194 | 0.00025723 | 0.00020107 | 0.00013194 | 0.00013736 | 0.00012552
12 | 3 | 21 | 0.0001275 | 0.00024903 | 0.00018308 | 0.0001275 | 0.00013816 | 0.00012029 | 0.0001275 | 0.00024903 | 0.00018308 | 0.0001275 | 0.00013816 | 0.00012029
12 | 3 | 22 | 0.00012014 | 0.00023427 | 0.00016806 | 0.00012014 | 0.00014409 | 0.00011175 | 0.00012014 | 0.00023427 | 0.00016806 | 0.00012014 | 0.00014409 | 0.00011175
12 | 3 | 23 | 0.00010931 | 0.00021718 | 0.00015198 | 0.00010931 | 0.00015237 | 0.00010021 | 0.00010931 | 0.00021718 | 0.00015198 | 0.00010931 | 0.00015237 | 0.00010021
12 | 3 | 24 | 9.8133e-05 | 0.00018064 | 0.00012195 | 9.8133e-05 | 0.00015834 | 9.3538e-05 | 9.8133e-05 | 0.00018064 | 0.00012195 | 9.8133e-05 | 0.00015834 | 9.3538e-05
12 | 4 | 1 | 9.0843e-05 | 0.00013809 | 8.6065e-05 | 9.0843e-05 | 0.00016597 | 8.7967e-05 | 9.0843e-05 | 0.00013809 | 8.6065e-05 | 9.0843e-05 | 0.00016597 | 8.7967e-05
12 | 4 | 2 | 8.6785e-05 | 0.00010232 | 6.4294e-05 | 8.6785e-05 | 0.00017137 | 8.5566e-05 | 8.6785e-05 | 0.00010232 | 6.4294e-05 | 8.6785e-05 | 0.00017137 | 8.5566e-05
12 | 4 | 3 | 8.4925e-05 | 6.9632e-05 | 4.5845e-05 | 8.4925e-05 | 0.00017602 | 8.5267e-05 | 8.4925e-05 | 6.9632e-05 | 4.5845e-05 | 8.4925e-05 | 0.00017602 | 8.5267e-05
12 | 4 | 4 | 8.4526e-05 | 4.6265e-05 | 3.1329e-05 | 8.4526e-05 | 0.00018261 | 8.6226e-05 | 8.4526e-05 | 4.6265e-05 | 3.1329e-05 | 8.4526e-05 | 0.00018261 | 8.6226e-05
12 | 4 | 5 | 8.7068e-05 | 2.843e-05 | 2.126e-05 | 8.7068e-05 | 0.00018495 | 8.92e-05 | 8.7068e-05 | 2.843e-05 | 2.126e-05 | 8.7068e-05 | 0.00018495 | 8.92e-05
12 | 4 | 6 | 9.4026e-05 | 1.6782e-05 | 2.165e-05 | 9.4026e-05 | 0.00019046 | 9.9324e-05 | 9.4026e-05 | 1.6782e-05 | 2.165e-05 | 9.4026e-05 | 0.00019046 | 9.9324e-05
12 | 4 | 7 | 0.00010522 | 1.0032e-05 | 4.1223e-05 | 0.00010522 | 0.00021041 | 0.00010675 | 0.00010522 | 1.0032e-05 | 4.1223e-05 | 0.00010522 | 0.00021041 | 0.00010675
12 | 4 | 8 | 0.00011252 | 1.4892e-05 | 8.8777e-05 | 0.00011252 | 0.00021045 | 0.00011327 | 0.00011252 | 1.4892e-05 | 8.8777e-05 | 0.00011252 | 0.00021045 | 0.00011327
12 | 4 | 9 | 0.00011439 | 3.0961e-05 | 0.00014147 | 0.00011439 | 0.00019155 | 0.00011817 | 0.00011439 | 3.0961e-05 | 0.00014147 | 0.00011439 | 0.00019155 | 0.00011817
12 | 4 | 10 | 0.00011637 | 3.397e-05 | 0.00013883 | 0.00011637 | 0.0001622 | 0.00012101 | 0.00011637 | 3.397e-05 | 0.00013883 | 0.00011637 | 0.0001622 | 0.00012101
12 | 4 | 11 | 0.00011807 | 4.0025e-05 | 0.00011278 | 0.00011807 | 0.00013373 | 0.00012246 | 0.00011807 | 4.0025e-05 | 0.00011278 | 0.00011807 | 0.00013373 | 0.00012246
12 | 4 | 12 | 0.00011839 | 4.9644e-05 | 9.7038e-05 | 0.00011839 | 0.00011685 | 0.00012409 | 0.00011839 | 4.9644e-05 | 9.7038e-05 | 0.00011839 | 0.00011685 | 0.00012409
12 | 4 | 13 | 0.00011807 | 7.1583e-05 | 0.00010244 | 0.00011807 | 0.00010753 | 0.00012336 | 0.00011807 | 7.1583e-05 | 0.00010244 | 0.00011807 | 0.00010753 | 0.00012336
12 | 4 | 14 | 0.0001184 | 8.5165e-05 | 0.00011388 | 0.0001184 | 0.00010603 | 0.00012326 | 0.0001184 | 8.5165e-05 | 0.00011388 | 0.0001184 | 0.00010603 | 0.00012326
12 | 4 | 15 | 0.00011747 | 9.8251e-05 | 0.00011899 | 0.00011747 | 0.00010677 | 0.00012166 | 0.00011747 | 9.8251e-05 | 0.00011899 | 0.00011747 | 0.00010677 | 0.00012166
12 | 4 | 16 | 0.00011656 | 0.00013432 | 0.00014197 | 0.00011656 | 0.00011236 | 0.00011951 | 0.00011656 | 0.00013432 | 0.00014197 | 0.00011656 | 0.00011236 | 0.00011951
12 | 4 | 17 | 0.00012045 | 0.00016985 | 0.00016025 | 0.00012045 | 0.00012504 | 0.00012617 | 0.00012045 | 0.00016985 | 0.00016025 | 0.00012045 | 0.00012504 | 0.00012617
12 | 4 | 18 | 0.00013396 | 0.00021645 | 0.00018877 | 0.00013396 | 0.00012984 | 0.00012852 | 0.00013396 | 0.00021645 | 0.00018877 | 0.00013396 | 0.00012984 | 0.00012852
12 | 4 | 19 | 0.00013613 | 0.00025025 | 0.00020674 | 0.00013613 | 0.00013892 | 0.00012771 | 0.00013613 | 0.00025025 | 0.00020674 | 0.00013613 | 0.00013892 | 0.00012771
12 | 4 | 20 | 0.00013349 | 0.00025723 | 0.00020107 | 0.00013349 | 0.00013736 | 0.00012552 | 0.00013349 | 0.00025723 | 0.00020107 | 0.00013349 | 0.00013736 | 0.00012552
12 | 4 | 21 | 0.0001294 | 0.00024903 | 0.00018308 | 0.0001294 | 0.00013816 | 0.00012029 | 0.0001294 | 0.00024903 | 0.00018308 | 0.0001294 | 0.00013816 | 0.00012029
12 | 4 | 22 | 0.00012073 | 0.00023427 | 0.00016806 | 0.00012073 | 0.00014409 | 0.00011175 | 0.00012073 | 0.00023427 | 0.00016806 | 0.00012073 | 0.00014409 | 0.00011175
12 | 4 | 23 | 0.00010866 | 0.00021718 | 0.00015198 | 0.00010866 | 0.00015237 | 0.00010021 | 0.00010866 | 0.00021718 | 0.00015198 | 0.00010866 | 0.00015237 | 0.00010021
12 | 4 | 24 | 9.6851e-05 | 0.00018064 | 0.00012195 | 9.6851e-05 | 0.00015834 | 9.3538e-05 | 9.6851e-05 | 0.00018064 | 0.00012195 | 9.6851e-05 | 0.00015834 | 9.3538e-05
12 | 5 | 1 | 8.9191e-05 | 0.00013809 | 8.6065e-05 | 8.9191e-05 | 0.00016597 | 8.7967e-05 | 8.9191e-05 | 0.00013809 | 8.6065e-05 | 8.9191e-05 | 0.00016597 | 8.7967e-05
12 | 5 | 2 | 8.5271e-05 | 0.00010232 | 6.4294e-05 | 8.5271e-05 | 0.00017137 | 8.5566e-05 | 8.5271e-05 | 0.00010232 | 6.4294e-05 | 8.5271e-05 | 0.00017137 | 8.5566e-05
12 | 5 | 3 | 8.3203e-05 | 6.9632e-05 | 4.5845e-05 | 8.3203e-05 | 0.00017602 | 8.5267e-05 | 8.3203e-05 | 6.9632e-05 | 4.5845e-05 | 8.3203e-05 | 0.00017602 | 8.5267e-05
12 | 5 | 4 | 8.2837e-05 | 4.6265e-05 | 3.1329e-05 | 8.2837e-05 | 0.00018261 | 8.6226e-05 | 8.2837e-05 | 4.6265e-05 | 3.1329e-05 | 8.2837e-05 | 0.00018261 | 8.6226e-05
12 | 5 | 5 | 8.5192e-05 | 2.843e-05 | 2.126e-05 | 8.5192e-05 | 0.00018495 | 8.92e-05 | 8.5192e-05 | 2.843e-05 | 2.126e-05 | 8.5192e-05 | 0.00018495 | 8.92e-05
12 | 5 | 6 | 9.2095e-05 | 1.6782e-05 | 2.165e-05 | 9.2095e-05 | 0.00019046 | 9.9324e-05 | 9.2095e-05 | 1.6782e-05 | 2.165e-05 | 9.2095e-05 | 0.00019046 | 9.9324e-05
12 | 5 | 7 | 0.00010261 | 1.0032e-05 | 4.1223e-05 | 0.00010261 | 0.00021041 | 0.00010675 | 0.00010261 | 1.0032e-05 | 4.1223e-05 | 0.00010261 | 0.00021041 | 0.00010675
12 | 5 | 8 | 0.0001098 | 1.4892e-05 | 8.8777e-05 | 0.0001098 | 0.00021045 | 0.00011327 | 0.0001098 | 1.4892e-05 | 8.8777e-05 | 0.0001098 | 0.00021045 | 0.00011327
12 | 5 | 9 | 0.00011315 | 3.0961e-05 | 0.00014147 | 0.00011315 | 0.00019155 | 0.00011817 | 0.00011315 | 3.0961e-05 | 0.00014147 | 0.00011315 | 0.00019155 | 0.00011817
12 | 5 | 10 | 0.00011569 | 3.397e-05 | 0.00013883 | 0.00011569 | 0.0001622 | 0.00012101 | 0.00011569 | 3.397e-05 | 0.00013883 | 0.00011569 | 0.0001622 | 0.00012101
12 | 5 | 11 | 0.00011747 | 4.0025e-05 | 0.00011278 | 0.00011747 | 0.00013373 | 0.00012246 | 0.00011747 | 4.0025e-05 | 0.00011278 | 0.00011747 | 0.00013373 | 0.00012246
12 | 5 | 12 | 0.00011814 | 4.9644e-05 | 9.7038e-05 | 0.00011814 | 0.00011685 | 0.00012409 | 0.00011814 | 4.9644e-05 | 9.7038e-05 | 0.00011814 | 0.00011685 | 0.00012409
12 | 5 | 13 | 0.00011792 | 7.1583e-05 | 0.00010244 | 0.00011792 | 0.00010753 | 0.00012336 | 0.00011792 | 7.1583e-05 | 0.00010244 | 0.00011792 | 0.00010753 | 0.00012336
12 | 5 | 14 | 0.00011841 | 8.5165e-05 | 0.00011388 | 0.00011841 | 0.00010603 | 0.00012326 | 0.00011841 | 8.5165e-05 | 0.00011388 | 0.00011841 | 0.00010603 | 0.00012326
12 | 5 | 15 | 0.00011737 | 9.8251e-05 | 0.00011899 | 0.00011737 | 0.00010677 | 0.00012166 | 0.00011737 | 9.8251e-05 | 0.00011899 | 0.00011737 | 0.00010677 | 0.00012166
12 | 5 | 16 | 0.0001153 | 0.00013432 | 0.00014197 | 0.0001153 | 0.00011236 | 0.00011951 | 0.0001153 | 0.00013432 | 0.00014197 | 0.0001153 | 0.00011236 | 0.00011951
12 | 5 | 17 | 0.00011896 | 0.00016985 | 0.00016025 | 0.00011896 | 0.00012504 | 0.00012617 | 0.00011896 | 0.00016985 | 0.00016025 | 0.00011896 | 0.00012504 | 0.00012617
12 | 5 | 18 | 0.00013269 | 0.00021645 | 0.00018877 | 0.00013269 | 0.00012984 | 0.00012852 | 0.00013269 | 0.00021645 | 0.00018877 | 0.00013269 | 0.00012984 | 0.00012852
12 | 5 | 19 | 0.00013449 | 0.00025025 | 0.00020674 | 0.00013449 | 0.00013892 | 0.00012771 | 0.00013449 | 0.00025025 | 0.00020674 | 0.00013449 | 0.00013892 | 0.00012771
12 | 5 | 20 | 0.00013254 | 0.00025723 | 0.00020107 | 0.00013254 | 0.00013736 | 0.00012552 | 0.00013254 | 0.00025723 | 0.00020107 | 0.00013254 | 0.00013736 | 0.00012552
12 | 5 | 21 | 0.00012846 | 0.00024903 | 0.00018308 | 0.00012846 | 0.00013816 | 0.00012029 | 0.00012846 | 0.00024903 | 0.00018308 | 0.00012846 | 0.00013816 | 0.00012029
12 | 5 | 22 | 0.0001215 | 0.00023427 | 0.00016806 | 0.0001215 | 0.00014409 | 0.00011175 | 0.0001215 | 0.00023427 | 0.00016806 | 0.0001215 | 0.00014409 | 0.00011175
12 | 5 | 23 | 0.00010788 | 0.00021718 | 0.00015198 | 0.00010788 | 0.00015237 | 0.00010021 | 0.00010788 | 0.00021718 | 0.00015198 | 0.00010788 | 0.00015237 | 0.00010021
12 | 5 | 24 | 9.7072e-05 | 0.00018064 | 0.00012195 | 9.7072e-05 | 0.00015834 | 9.3538e-05 | 9.7072e-05 | 0.00018064 | 0.00012195 | 9.7072e-05 | 0.00015834 | 9.3538e-05
12 | 6 | 1 | 8.9806e-05 | 0.00013809 | 8.6065e-05 | 8.9806e-05 | 0.00016597 | 8.7967e-05 | 8.9806e-05 | 0.00013809 | 8.6065e-05 | 8.9806e-05 | 0.00016597 | 8.7967e-05
12 | 6 | 2 | 8.6082e-05 | 0.00010232 | 6.4294e-05 | 8.6082e-05 | 0.00017137 | 8.5566e-05 | 8.6082e-05 | 0.00010232 | 6.4294e-05 | 8.6082e-05 | 0.00017137 | 8.5566e-05
12 | 6 | 3 | 8.3981e-05 | 6.9632e-05 | 4.5845e-05 | 8.3981e-05 | 0.00017602 | 8.5267e-05 | 8.3981e-05 | 6.9632e-05 | 4.5845e-05 | 8.3981e-05 | 0.00017602 | 8.5267e-05
12 | 6 | 4 | 8.3577e-05 | 4.6265e-05 | 3.1329e-05 | 8.3577e-05 | 0.00018261 | 8.6226e-05 | 8.3577e-05 | 4.6265e-05 | 3.1329e-05 | 8.3577e-05 | 0.00018261 | 8.6226e-05
12 | 6 | 5 | 8.5949e-05 | 2.843e-05 | 2.126e-05 | 8.5949e-05 | 0.00018495 | 8.92e-05 | 8.5949e-05 | 2.843e-05 | 2.126e-05 | 8.5949e-05 | 0.00018495 | 8.92e-05
12 | 6 | 6 | 9.2977e-05 | 1.6782e-05 | 2.165e-05 | 9.2977e-05 | 0.00019046 | 9.9324e-05 | 9.2977e-05 | 1.6782e-05 | 2.165e-05 | 9.2977e-05 | 0.00019046 | 9.9324e-05
12 | 6 | 7 | 0.00010387 | 1.0032e-05 | 4.1223e-05 | 0.00010387 | 0.00021041 | 0.00010675 | 0.00010387 | 1.0032e-05 | 4.1223e-05 | 0.00010387 | 0.00021041 | 0.00010675
12 | 6 | 8 | 0.00011218 | 1.4892e-05 | 8.8777e-05 | 0.00011218 | 0.00021045 | 0.00011327 | 0.00011218 | 1.4892e-05 | 8.8777e-05 | 0.00011218 | 0.00021045 | 0.00011327
12 | 6 | 9 | 0.00011501 | 3.0961e-05 | 0.00014147 | 0.00011501 | 0.00019155 | 0.00011817 | 0.00011501 | 3.0961e-05 | 0.00014147 | 0.00011501 | 0.00019155 | 0.00011817
12 | 6 | 10 | 0.0001171 | 3.397e-05 | 0.00013883 | 0.0001171 | 0.0001622 | 0.00012101 | 0.0001171 | 3.397e-05 | 0.00013883 | 0.0001171 | 0.0001622 | 0.00012101
12 | 6 | 11 | 0.0001189 | 4.0025e-05 | 0.00011278 | 0.0001189 | 0.00013373 | 0.00012246 | 0.0001189 | 4.0025e-05 | 0.00011278 | 0.0001189 | 0.00013373 | 0.00012246
12 | 6 | 12 | 0.00011911 | 4.9644e-05 | 9.7038e-05 | 0.00011911 | 0.00011685 | 0.00012409 | 0.00011911 | 4.9644e-05 | 9.7038e-05 | 0.00011911 | 0.00011685 | 0.00012409
12 | 6 | 13 | 0.00011822 | 7.1583e-05 | 0.00010244 | 0.00011822 | 0.00010753 | 0.00012336 | 0.00011822 | 7.1583e-05 | 0.00010244 | 0.00011822 | 0.00010753 | 0.00012336
12 | 6 | 14 | 0.00011844 | 8.5165e-05 | 0.00011388 | 0.00011844 | 0.00010603 | 0.00012326 | 0.00011844 | 8.5165e-05 | 0.00011388 | 0.00011844 | 0.00010603 | 0.00012326
12 | 6 | 15 | 0.00011653 | 9.8251e-05 | 0.00011899 | 0.00011653 | 0.00010677 | 0.00012166 | 0.00011653 | 9.8251e-05 | 0.00011899 | 0.00011653 | 0.00010677 | 0.00012166
12 | 6 | 16 | 0.00011746 | 0.00013432 | 0.00014197 | 0.00011746 | 0.00011236 | 0.00011951 | 0.00011746 | 0.00013432 | 0.00014197 | 0.00011746 | 0.00011236 | 0.00011951
12 | 6 | 17 | 0.00012342 | 0.00016985 | 0.00016025 | 0.00012342 | 0.00012504 | 0.00012617 | 0.00012342 | 0.00016985 | 0.00016025 | 0.00012342 | 0.00012504 | 0.00012617
12 | 6 | 18 | 0.00013497 | 0.00021645 | 0.00018877 | 0.00013497 | 0.00012984 | 0.00012852 | 0.00013497 | 0.00021645 | 0.00018877 | 0.00013497 | 0.00012984 | 0.00012852
12 | 6 | 19 | 0.00013702 | 0.00025025 | 0.00020674 | 0.00013702 | 0.00013892 | 0.00012771 | 0.00013702 | 0.00025025 | 0.00020674 | 0.00013702 | 0.00013892 | 0.00012771
12 | 6 | 20 | 0.00013443 | 0.00025723 | 0.00020107 | 0.00013443 | 0.00013736 | 0.00012552 | 0.00013443 | 0.00025723 | 0.00020107 | 0.00013443 | 0.00013736 | 0.00012552
12 | 6 | 21 | 0.00013034 | 0.00024903 | 0.00018308 | 0.00013034 | 0.00013816 | 0.00012029 | 0.00013034 | 0.00024903 | 0.00018308 | 0.00013034 | 0.00013816 | 0.00012029
12 | 6 | 22 | 0.00012268 | 0.00023427 | 0.00016806 | 0.00012268 | 0.00014409 | 0.00011175 | 0.00012268 | 0.00023427 | 0.00016806 | 0.00012268 | 0.00014409 | 0.00011175
12 | 6 | 23 | 0.00010964 | 0.00021718 | 0.00015198 | 0.00010964 | 0.00015237 | 0.00010021 | 0.00010964 | 0.00021718 | 0.00015198 | 0.00010964 | 0.00015237 | 0.00010021
12 | 6 | 24 | 9.8433e-05 | 0.00018064 | 0.00012195 | 9.8433e-05 | 0.00015834 | 9.3538e-05 | 9.8433e-05 | 0.00018064 | 0.00012195 | 9.8433e-05 | 0.00015834 | 9.3538e-05
12 | 7 | 1 | 9.0868e-05 | 0.00013809 | 8.6065e-05 | 9.0868e-05 | 0.00016597 | 8.7967e-05 | 9.0868e-05 | 0.00013809 | 8.6065e-05 | 9.0868e-05 | 0.00016597 | 8.7967e-05
12 | 7 | 2 | 8.6736e-05 | 0.00010232 | 6.4294e-05 | 8.6736e-05 | 0.00017137 | 8.5566e-05 | 8.6736e-05 | 0.00010232 | 6.4294e-05 | 8.6736e-05 | 0.00017137 | 8.5566e-05
12 | 7 | 3 | 8.458e-05 | 6.9632e-05 | 4.5845e-05 | 8.458e-05 | 0.00017602 | 8.5267e-05 | 8.458e-05 | 6.9632e-05 | 4.5845e-05 | 8.458e-05 | 0.00017602 | 8.5267e-05
12 | 7 | 4 | 8.416e-05 | 4.6265e-05 | 3.1329e-05 | 8.416e-05 | 0.00018261 | 8.6226e-05 | 8.416e-05 | 4.6265e-05 | 3.1329e-05 | 8.416e-05 | 0.00018261 | 8.6226e-05
12 | 7 | 5 | 8.6702e-05 | 2.843e-05 | 2.126e-05 | 8.6702e-05 | 0.00018495 | 8.92e-05 | 8.6702e-05 | 2.843e-05 | 2.126e-05 | 8.6702e-05 | 0.00018495 | 8.92e-05
12 | 7 | 6 | 9.2628e-05 | 1.6782e-05 | 2.165e-05 | 9.2628e-05 | 0.00019046 | 9.9324e-05 | 9.2628e-05 | 1.6782e-05 | 2.165e-05 | 9.2628e-05 | 0.00019046 | 9.9324e-05
12 | 7 | 7 | 0.00010369 | 1.0032e-05 | 4.1223e-05 | 0.00010369 | 0.00021041 | 0.00010675 | 0.00010369 | 1.0032e-05 | 4.1223e-05 | 0.00010369 | 0.00021041 | 0.00010675
12 | 7 | 8 | 0.00011108 | 1.4892e-05 | 8.8777e-05 | 0.00011108 | 0.00021045 | 0.00011327 | 0.00011108 | 1.4892e-05 | 8.8777e-05 | 0.00011108 | 0.00021045 | 0.00011327
12 | 7 | 9 | 0.00011372 | 3.0961e-05 | 0.00014147 | 0.00011372 | 0.00019155 | 0.00011817 | 0.00011372 | 3.0961e-05 | 0.00014147 | 0.00011372 | 0.00019155 | 0.00011817
12 | 7 | 10 | 0.00011504 | 3.397e-05 | 0.00013883 | 0.00011504 | 0.0001622 | 0.00012101 | 0.00011504 | 3.397e-05 | 0.00013883 | 0.00011504 | 0.0001622 | 0.00012101
12 | 7 | 11 | 0.00011711 | 4.0025e-05 | 0.00011278 | 0.00011711 | 0.00013373 | 0.00012246 | 0.00011711 | 4.0025e-05 | 0.00011278 | 0.00011711 | 0.00013373 | 0.00012246
12 | 7 | 12 | 0.00011689 | 4.9644e-05 | 9.7038e-05 | 0.00011689 | 0.00011685 | 0.00012409 | 0.00011689 | 4.9644e-05 | 9.7038e-05 | 0.00011689 | 0.00011685 | 0.00012409
12 | 7 | 13 | 0.00011608 | 7.1583e-05 | 0.00010244 | 0.00011608 | 0.00010753 | 0.00012336 | 0.00011608 | 7.1583e-05 | 0.00010244 | 0.00011608 | 0.00010753 | 0.00012336
12 | 7 | 14 | 0.00011608 | 8.5165e-05 | 0.00011388 | 0.00011608 | 0.00010603 | 0.00012326 | 0.00011608 | 8.5165e-05 | 0.00011388 | 0.00011608 | 0.00010603 | 0.00012326
12 | 7 | 15 | 0.0001139 | 9.8251e-05 | 0.00011899 | 0.0001139 | 0.00010677 | 0.00012166 | 0.0001139 | 9.8251e-05 | 0.00011899 | 0.0001139 | 0.00010677 | 0.00012166
12 | 7 | 16 | 0.00011335 | 0.00013432 | 0.00014197 | 0.00011335 | 0.00011236 | 0.00011951 | 0.00011335 | 0.00013432 | 0.00014197 | 0.00011335 | 0.00011236 | 0.00011951
12 | 7 | 17 | 0.00011829 | 0.00016985 | 0.00016025 | 0.00011829 | 0.00012504 | 0.00012617 | 0.00011829 | 0.00016985 | 0.00016025 | 0.00011829 | 0.00012504 | 0.00012617
12 | 7 | 18 | 0.00013142 | 0.00021645 | 0.00018877 | 0.00013142 | 0.00012984 | 0.00012852 | 0.00013142 | 0.00021645 | 0.00018877 | 0.00013142 | 0.00012984 | 0.00012852
12 | 7 | 19 | 0.00013187 | 0.00025025 | 0.00020674 | 0.00013187 | 0.00013892 | 0.00012771 | 0.00013187 | 0.00025025 | 0.00020674 | 0.00013187 | 0.00013892 | 0.00012771
12 | 7 | 20 | 0.00012878 | 0.00025723 | 0.00020107 | 0.00012878 | 0.00013736 | 0.00012552 | 0.00012878 | 0.00025723 | 0.00020107 | 0.00012878 | 0.00013736 | 0.00012552
12 | 7 | 21 | 0.000126 | 0.00024903 | 0.00018308 | 0.000126 | 0.00013816 | 0.00012029 | 0.000126 | 0.00024903 | 0.00018308 | 0.000126 | 0.00013816 | 0.00012029
12 | 7 | 22 | 0.00012055 | 0.00023427 | 0.00016806 | 0.00012055 | 0.00014409 | 0.00011175 | 0.00012055 | 0.00023427 | 0.00016806 | 0.00012055 | 0.00014409 | 0.00011175
12 | 7 | 23 | 0.0001102 | 0.00021718 | 0.00015198 | 0.0001102 | 0.00015237 | 0.00010021 | 0.0001102 | 0.00021718 | 0.00015198 | 0.0001102 | 0.00015237 | 0.00010021
12 | 7 | 24 | 0.00010064 | 0.00018064 | 0.00012195 | 0.00010064 | 0.00015834 | 9.3538e-05 | 0.00010064 | 0.00018064 | 0.00012195 | 0.00010064 | 0.00015834 | 9.3538e-05
12 | 8 | 1 | 9.1712e-05 | 0.00013809 | 8.6065e-05 | 9.1712e-05 | 0.00016597 | 8.7967e-05 | 9.1712e-05 | 0.00013809 | 8.6065e-05 | 9.1712e-05 | 0.00016597 | 8.7967e-05
12 | 8 | 2 | 8.7684e-05 | 0.00010232 | 6.4294e-05 | 8.7684e-05 | 0.00017137 | 8.5566e-05 | 8.7684e-05 | 0.00010232 | 6.4294e-05 | 8.7684e-05 | 0.00017137 | 8.5566e-05
12 | 8 | 3 | 8.5304e-05 | 6.9632e-05 | 4.5845e-05 | 8.5304e-05 | 0.00017602 | 8.5267e-05 | 8.5304e-05 | 6.9632e-05 | 4.5845e-05 | 8.5304e-05 | 0.00017602 | 8.5267e-05
12 | 8 | 4 | 8.4247e-05 | 4.6265e-05 | 3.1329e-05 | 8.4247e-05 | 0.00018261 | 8.6226e-05 | 8.4247e-05 | 4.6265e-05 | 3.1329e-05 | 8.4247e-05 | 0.00018261 | 8.6226e-05
12 | 8 | 5 | 8.5129e-05 | 2.843e-05 | 2.126e-05 | 8.5129e-05 | 0.00018495 | 8.92e-05 | 8.5129e-05 | 2.843e-05 | 2.126e-05 | 8.5129e-05 | 0.00018495 | 8.92e-05
12 | 8 | 6 | 8.7314e-05 | 1.6782e-05 | 2.165e-05 | 8.7314e-05 | 0.00019046 | 9.9324e-05 | 8.7314e-05 | 1.6782e-05 | 2.165e-05 | 8.7314e-05 | 0.00019046 | 9.9324e-05
12 | 8 | 7 | 9.0368e-05 | 1.0032e-05 | 4.1223e-05 | 9.0368e-05 | 0.00021041 | 0.00010675 | 9.0368e-05 | 1.0032e-05 | 4.1223e-05 | 9.0368e-05 | 0.00021041 | 0.00010675
12 | 8 | 8 | 9.4013e-05 | 1.4892e-05 | 8.8777e-05 | 9.4013e-05 | 0.00021045 | 0.00011327 | 9.4013e-05 | 1.4892e-05 | 8.8777e-05 | 9.4013e-05 | 0.00021045 | 0.00011327
12 | 8 | 9 | 0.00010019 | 3.0961e-05 | 0.00014147 | 0.00010019 | 0.00019155 | 0.00011817 | 0.00010019 | 3.0961e-05 | 0.00014147 | 0.00010019 | 0.00019155 | 0.00011817
12 | 8 | 10 | 0.00010389 | 3.397e-05 | 0.00013883 | 0.00010389 | 0.0001622 | 0.00012101 | 0.00010389 | 3.397e-05 | 0.00013883 | 0.00010389 | 0.0001622 | 0.00012101
12 | 8 | 11 | 0.00010572 | 4.0025e-05 | 0.00011278 | 0.00010572 | 0.00013373 | 0.00012246 | 0.00010572 | 4.0025e-05 | 0.00011278 | 0.00010572 | 0.00013373 | 0.00012246
12 | 8 | 12 | 0.0001051 | 4.9644e-05 | 9.7038e-05 | 0.0001051 | 0.00011685 | 0.00012409 | 0.0001051 | 4.9644e-05 | 9.7038e-05 | 0.0001051 | 0.00011685 | 0.00012409
12 | 8 | 13 | 0.00010358 | 7.1583e-05 | 0.00010244 | 0.00010358 | 0.00010753 | 0.00012336 | 0.00010358 | 7.1583e-05 | 0.00010244 | 0.00010358 | 0.00010753 | 0.00012336
12 | 8 | 14 | 0.00010176 | 8.5165e-05 | 0.00011388 | 0.00010176 | 0.00010603 | 0.00012326 | 0.00010176 | 8.5165e-05 | 0.00011388 | 0.00010176 | 0.00010603 | 0.00012326
12 | 8 | 15 | 0.00010065 | 9.8251e-05 | 0.00011899 | 0.00010065 | 0.00010677 | 0.00012166 | 0.00010065 | 9.8251e-05 | 0.00011899 | 0.00010065 | 0.00010677 | 0.00012166
12 | 8 | 16 | 0.00010143 | 0.00013432 | 0.00014197 | 0.00010143 | 0.00011236 | 0.00011951 | 0.00010143 | 0.00013432 | 0.00014197 | 0.00010143 | 0.00011236 | 0.00011951
12 | 8 | 17 | 0.00010802 | 0.00016985 | 0.00016025 | 0.00010802 | 0.00012504 | 0.00012617 | 0.00010802 | 0.00016985 | 0.00016025 | 0.00010802 | 0.00012504 | 0.00012617
12 | 8 | 18 | 0.0001236 | 0.00021645 | 0.00018877 | 0.0001236 | 0.00012984 | 0.00012852 | 0.0001236 | 0.00021645 | 0.00018877 | 0.0001236 | 0.00012984 | 0.00012852
12 | 8 | 19 | 0.00012441 | 0.00025025 | 0.00020674 | 0.00012441 | 0.00013892 | 0.00012771 | 0.00012441 | 0.00025025 | 0.00020674 | 0.00012441 | 0.00013892 | 0.00012771
12 | 8 | 20 | 0.0001215 | 0.00025723 | 0.00020107 | 0.0001215 | 0.00013736 | 0.00012552 | 0.0001215 | 0.00025723 | 0.00020107 | 0.0001215 | 0.00013736 | 0.00012552
12 | 8 | 21 | 0.00012138 | 0.00024903 | 0.00018308 | 0.00012138 | 0.00013816 | 0.00012029 | 0.00012138 | 0.00024903 | 0.00018308 | 0.00012138 | 0.00013816 | 0.00012029
12 | 8 | 22 | 0.00011632 | 0.00023427 | 0.00016806 | 0.00011632 | 0.00014409 | 0.00011175 | 0.00011632 | 0.00023427 | 0.00016806 | 0.00011632 | 0.00014409 | 0.00011175
12 | 8 | 23 | 0.00010858 | 0.00021718 | 0.00015198 | 0.00010858 | 0.00015237 | 0.00010021 | 0.00010858 | 0.00021718 | 0.00015198 | 0.00010858 | 0.00015237 | 0.00010021
12 | 8 | 24 | 9.9677e-05 | 0.00018064 | 0.00012195 | 9.9677e-05 | 0.00015834 | 9.3538e-05 | 9.9677e-05 | 0.00018064 | 0.00012195 | 9.9677e-05 | 0.00015834 | 9.3538e-05
12 | 9 | 1 | 9.2187e-05 | 0.00013809 | 8.6065e-05 | 9.2187e-05 | 0.00016597 | 8.7967e-05 | 9.2187e-05 | 0.00013809 | 8.6065e-05 | 9.2187e-05 | 0.00016597 | 8.7967e-05
12 | 9 | 2 | 8.7235e-05 | 0.00010232 | 6.4294e-05 | 8.7235e-05 | 0.00017137 | 8.5566e-05 | 8.7235e-05 | 0.00010232 | 6.4294e-05 | 8.7235e-05 | 0.00017137 | 8.5566e-05
12 | 9 | 3 | 8.4588e-05 | 6.9632e-05 | 4.5845e-05 | 8.4588e-05 | 0.00017602 | 8.5267e-05 | 8.4588e-05 | 6.9632e-05 | 4.5845e-05 | 8.4588e-05 | 0.00017602 | 8.5267e-05
12 | 9 | 4 | 8.3265e-05 | 4.6265e-05 | 3.1329e-05 | 8.3265e-05 | 0.00018261 | 8.6226e-05 | 8.3265e-05 | 4.6265e-05 | 3.1329e-05 | 8.3265e-05 | 0.00018261 | 8.6226e-05
12 | 9 | 5 | 8.391e-05 | 2.843e-05 | 2.126e-05 | 8.391e-05 | 0.00018495 | 8.92e-05 | 8.391e-05 | 2.843e-05 | 2.126e-05 | 8.391e-05 | 0.00018495 | 8.92e-05
12 | 9 | 6 | 8.5762e-05 | 1.6782e-05 | 2.165e-05 | 8.5762e-05 | 0.00019046 | 9.9324e-05 | 8.5762e-05 | 1.6782e-05 | 2.165e-05 | 8.5762e-05 | 0.00019046 | 9.9324e-05
12 | 9 | 7 | 8.7426e-05 | 1.0032e-05 | 4.1223e-05 | 8.7426e-05 | 0.00021041 | 0.00010675 | 8.7426e-05 | 1.0032e-05 | 4.1223e-05 | 8.7426e-05 | 0.00021041 | 0.00010675
12 | 9 | 8 | 9.0152e-05 | 1.4892e-05 | 8.8777e-05 | 9.0152e-05 | 0.00021045 | 0.00011327 | 9.0152e-05 | 1.4892e-05 | 8.8777e-05 | 9.0152e-05 | 0.00021045 | 0.00011327
12 | 9 | 9 | 9.6477e-05 | 3.0961e-05 | 0.00014147 | 9.6477e-05 | 0.00019155 | 0.00011817 | 9.6477e-05 | 3.0961e-05 | 0.00014147 | 9.6477e-05 | 0.00019155 | 0.00011817
12 | 9 | 10 | 9.9951e-05 | 3.397e-05 | 0.00013883 | 9.9951e-05 | 0.0001622 | 0.00012101 | 9.9951e-05 | 3.397e-05 | 0.00013883 | 9.9951e-05 | 0.0001622 | 0.00012101
12 | 9 | 11 | 0.00010144 | 4.0025e-05 | 0.00011278 | 0.00010144 | 0.00013373 | 0.00012246 | 0.00010144 | 4.0025e-05 | 0.00011278 | 0.00010144 | 0.00013373 | 0.00012246
12 | 9 | 12 | 0.00010033 | 4.9644e-05 | 9.7038e-05 | 0.00010033 | 0.00011685 | 0.00012409 | 0.00010033 | 4.9644e-05 | 9.7038e-05 | 0.00010033 | 0.00011685 | 0.00012409
12 | 9 | 13 | 9.9606e-05 | 7.1583e-05 | 0.00010244 | 9.9606e-05 | 0.00010753 | 0.00012336 | 9.9606e-05 | 7.1583e-05 | 0.00010244 | 9.9606e-05 | 0.00010753 | 0.00012336
12 | 9 | 14 | 9.8254e-05 | 8.5165e-05 | 0.00011388 | 9.8254e-05 | 0.00010603 | 0.00012326 | 9.8254e-05 | 8.5165e-05 | 0.00011388 | 9.8254e-05 | 0.00010603 | 0.00012326
12 | 9 | 15 | 9.7821e-05 | 9.8251e-05 | 0.00011899 | 9.7821e-05 | 0.00010677 | 0.00012166 | 9.7821e-05 | 9.8251e-05 | 0.00011899 | 9.7821e-05 | 0.00010677 | 0.00012166
12 | 9 | 16 | 9.8653e-05 | 0.00013432 | 0.00014197 | 9.8653e-05 | 0.00011236 | 0.00011951 | 9.8653e-05 | 0.00013432 | 0.00014197 | 9.8653e-05 | 0.00011236 | 0.00011951
12 | 9 | 17 | 0.00010463 | 0.00016985 | 0.00016025 | 0.00010463 | 0.00012504 | 0.00012617 | 0.00010463 | 0.00016985 | 0.00016025 | 0.00010463 | 0.00012504 | 0.00012617
12 | 9 | 18 | 0.00012324 | 0.00021645 | 0.00018877 | 0.00012324 | 0.00012984 | 0.00012852 | 0.00012324 | 0.00021645 | 0.00018877 | 0.00012324 | 0.00012984 | 0.00012852
12 | 9 | 19 | 0.00012664 | 0.00025025 | 0.00020674 | 0.00012664 | 0.00013892 | 0.00012771 | 0.00012664 | 0.00025025 | 0.00020674 | 0.00012664 | 0.00013892 | 0.00012771
12 | 9 | 20 | 0.00012687 | 0.00025723 | 0.00020107 | 0.00012687 | 0.00013736 | 0.00012552 | 0.00012687 | 0.00025723 | 0.00020107 | 0.00012687 | 0.00013736 | 0.00012552
12 | 9 | 21 | 0.00012511 | 0.00024903 | 0.00018308 | 0.00012511 | 0.00013816 | 0.00012029 | 0.00012511 | 0.00024903 | 0.00018308 | 0.00012511 | 0.00013816 | 0.00012029
12 | 9 | 22 | 0.00011733 | 0.00023427 | 0.00016806 | 0.00011733 | 0.00014409 | 0.00011175 | 0.00011733 | 0.00023427 | 0.00016806 | 0.00011733 | 0.00014409 | 0.00011175
12 | 9 | 23 | 0.00010582 | 0.00021718 | 0.00015198 | 0.00010582 | 0.00015237 | 0.00010021 | 0.00010582 | 0.00021718 | 0.00015198 | 0.00010582 | 0.00015237 | 0.00010021
12 | 9 | 24 | 9.5162e-05 | 0.00018064 | 0.00012195 | 9.5162e-05 | 0.00015834 | 9.3538e-05 | 9.5162e-05 | 0.00018064 | 0.00012195 | 9.5162e-05 | 0.00015834 | 9.3538e-05
12 | 10 | 1 | 8.8383e-05 | 0.00013809 | 8.6065e-05 | 8.8383e-05 | 0.00016597 | 8.7967e-05 | 8.8383e-05 | 0.00013809 | 8.6065e-05 | 8.8383e-05 | 0.00016597 | 8.7967e-05
12 | 10 | 2 | 8.5483e-05 | 0.00010232 | 6.4294e-05 | 8.5483e-05 | 0.00017137 | 8.5566e-05 | 8.5483e-05 | 0.00010232 | 6.4294e-05 | 8.5483e-05 | 0.00017137 | 8.5566e-05
12 | 10 | 3 | 8.3511e-05 | 6.9632e-05 | 4.5845e-05 | 8.3511e-05 | 0.00017602 | 8.5267e-05 | 8.3511e-05 | 6.9632e-05 | 4.5845e-05 | 8.3511e-05 | 0.00017602 | 8.5267e-05
12 | 10 | 4 | 8.3748e-05 | 4.6265e-05 | 3.1329e-05 | 8.3748e-05 | 0.00018261 | 8.6226e-05 | 8.3748e-05 | 4.6265e-05 | 3.1329e-05 | 8.3748e-05 | 0.00018261 | 8.6226e-05
12 | 10 | 5 | 8.7455e-05 | 2.843e-05 | 2.126e-05 | 8.7455e-05 | 0.00018495 | 8.92e-05 | 8.7455e-05 | 2.843e-05 | 2.126e-05 | 8.7455e-05 | 0.00018495 | 8.92e-05
12 | 10 | 6 | 9.5674e-05 | 1.6782e-05 | 2.165e-05 | 9.5674e-05 | 0.00019046 | 9.9324e-05 | 9.5674e-05 | 1.6782e-05 | 2.165e-05 | 9.5674e-05 | 0.00019046 | 9.9324e-05
12 | 10 | 7 | 0.00010943 | 1.0032e-05 | 4.1223e-05 | 0.00010943 | 0.00021041 | 0.00010675 | 0.00010943 | 1.0032e-05 | 4.1223e-05 | 0.00010943 | 0.00021041 | 0.00010675
12 | 10 | 8 | 0.00011639 | 1.4892e-05 | 8.8777e-05 | 0.00011639 | 0.00021045 | 0.00011327 | 0.00011639 | 1.4892e-05 | 8.8777e-05 | 0.00011639 | 0.00021045 | 0.00011327
12 | 10 | 9 | 0.00011864 | 3.0961e-05 | 0.00014147 | 0.00011864 | 0.00019155 | 0.00011817 | 0.00011864 | 3.0961e-05 | 0.00014147 | 0.00011864 | 0.00019155 | 0.00011817
12 | 10 | 10 | 0.00011976 | 3.397e-05 | 0.00013883 | 0.00011976 | 0.0001622 | 0.00012101 | 0.00011976 | 3.397e-05 | 0.00013883 | 0.00011976 | 0.0001622 | 0.00012101
12 | 10 | 11 | 0.00011844 | 4.0025e-05 | 0.00011278 | 0.00011844 | 0.00013373 | 0.00012246 | 0.00011844 | 4.0025e-05 | 0.00011278 | 0.00011844 | 0.00013373 | 0.00012246
12 | 10 | 12 | 0.0001185 | 4.9644e-05 | 9.7038e-05 | 0.0001185 | 0.00011685 | 0.00012409 | 0.0001185 | 4.9644e-05 | 9.7038e-05 | 0.0001185 | 0.00011685 | 0.00012409
12 | 10 | 13 | 0.00011686 | 7.1583e-05 | 0.00010244 | 0.00011686 | 0.00010753 | 0.00012336 | 0.00011686 | 7.1583e-05 | 0.00010244 | 0.00011686 | 0.00010753 | 0.00012336
12 | 10 | 14 | 0.00011593 | 8.5165e-05 | 0.00011388 | 0.00011593 | 0.00010603 | 0.00012326 | 0.00011593 | 8.5165e-05 | 0.00011388 | 0.00011593 | 0.00010603 | 0.00012326
12 | 10 | 15 | 0.00011456 | 9.8251e-05 | 0.00011899 | 0.00011456 | 0.00010677 | 0.00012166 | 0.00011456 | 9.8251e-05 | 0.00011899 | 0.00011456 | 0.00010677 | 0.00012166
12 | 10 | 16 | 0.00011386 | 0.00013432 | 0.00014197 | 0.00011386 | 0.00011236 | 0.00011951 | 0.00011386 | 0.00013432 | 0.00014197 | 0.00011386 | 0.00011236 | 0.00011951
12 | 10 | 17 | 0.00011748 | 0.00016985 | 0.00016025 | 0.00011748 | 0.00012504 | 0.00012617 | 0.00011748 | 0.00016985 | 0.00016025 | 0.00011748 | 0.00012504 | 0.00012617
12 | 10 | 18 | 0.00013609 | 0.00021645 | 0.00018877 | 0.00013609 | 0.00012984 | 0.00012852 | 0.00013609 | 0.00021645 | 0.00018877 | 0.00013609 | 0.00012984 | 0.00012852
12 | 10 | 19 | 0.00013907 | 0.00025025 | 0.00020674 | 0.00013907 | 0.00013892 | 0.00012771 | 0.00013907 | 0.00025025 | 0.00020674 | 0.00013907 | 0.00013892 | 0.00012771
12 | 10 | 20 | 0.00013924 | 0.00025723 | 0.00020107 | 0.00013924 | 0.00013736 | 0.00012552 | 0.00013924 | 0.00025723 | 0.00020107 | 0.00013924 | 0.00013736 | 0.00012552
12 | 10 | 21 | 0.00013562 | 0.00024903 | 0.00018308 | 0.00013562 | 0.00013816 | 0.00012029 | 0.00013562 | 0.00024903 | 0.00018308 | 0.00013562 | 0.00013816 | 0.00012029
12 | 10 | 22 | 0.00012665 | 0.00023427 | 0.00016806 | 0.00012665 | 0.00014409 | 0.00011175 | 0.00012665 | 0.00023427 | 0.00016806 | 0.00012665 | 0.00014409 | 0.00011175
12 | 10 | 23 | 0.00011304 | 0.00021718 | 0.00015198 | 0.00011304 | 0.00015237 | 0.00010021 | 0.00011304 | 0.00021718 | 0.00015198 | 0.00011304 | 0.00015237 | 0.00010021
12 | 10 | 24 | 0.00010077 | 0.00018064 | 0.00012195 | 0.00010077 | 0.00015834 | 9.3538e-05 | 0.00010077 | 0.00018064 | 0.00012195 | 0.00010077 | 0.00015834 | 9.3538e-05
12 | 11 | 1 | 9.3914e-05 | 0.00013809 | 8.6065e-05 | 9.3914e-05 | 0.00016597 | 8.7967e-05 | 9.3914e-05 | 0.00013809 | 8.6065e-05 | 9.3914e-05 | 0.00016597 | 8.7967e-05
12 | 11 | 2 | 8.9956e-05 | 0.00010232 | 6.4294e-05 | 8.9956e-05 | 0.00017137 | 8.5566e-05 | 8.9956e-05 | 0.00010232 | 6.4294e-05 | 8.9956e-05 | 0.00017137 | 8.5566e-05
12 | 11 | 3 | 8.8084e-05 | 6.9632e-05 | 4.5845e-05 | 8.8084e-05 | 0.00017602 | 8.5267e-05 | 8.8084e-05 | 6.9632e-05 | 4.5845e-05 | 8.8084e-05 | 0.00017602 | 8.5267e-05
12 | 11 | 4 | 8.7847e-05 | 4.6265e-05 | 3.1329e-05 | 8.7847e-05 | 0.00018261 | 8.6226e-05 | 8.7847e-05 | 4.6265e-05 | 3.1329e-05 | 8.7847e-05 | 0.00018261 | 8.6226e-05
12 | 11 | 5 | 9.0643e-05 | 2.843e-05 | 2.126e-05 | 9.0643e-05 | 0.00018495 | 8.92e-05 | 9.0643e-05 | 2.843e-05 | 2.126e-05 | 9.0643e-05 | 0.00018495 | 8.92e-05
12 | 11 | 6 | 9.7979e-05 | 1.6782e-05 | 2.165e-05 | 9.7979e-05 | 0.00019046 | 9.9324e-05 | 9.7979e-05 | 1.6782e-05 | 2.165e-05 | 9.7979e-05 | 0.00019046 | 9.9324e-05
12 | 11 | 7 | 0.00011109 | 1.0032e-05 | 4.1223e-05 | 0.00011109 | 0.00021041 | 0.00010675 | 0.00011109 | 1.0032e-05 | 4.1223e-05 | 0.00011109 | 0.00021041 | 0.00010675
12 | 11 | 8 | 0.00011814 | 1.4892e-05 | 8.8777e-05 | 0.00011814 | 0.00021045 | 0.00011327 | 0.00011814 | 1.4892e-05 | 8.8777e-05 | 0.00011814 | 0.00021045 | 0.00011327
12 | 11 | 9 | 0.00011948 | 3.0961e-05 | 0.00014147 | 0.00011948 | 0.00019155 | 0.00011817 | 0.00011948 | 3.0961e-05 | 0.00014147 | 0.00011948 | 0.00019155 | 0.00011817
12 | 11 | 10 | 0.0001198 | 3.397e-05 | 0.00013883 | 0.0001198 | 0.0001622 | 0.00012101 | 0.0001198 | 3.397e-05 | 0.00013883 | 0.0001198 | 0.0001622 | 0.00012101
12 | 11 | 11 | 0.0001195 | 4.0025e-05 | 0.00011278 | 0.0001195 | 0.00013373 | 0.00012246 | 0.0001195 | 4.0025e-05 | 0.00011278 | 0.0001195 | 0.00013373 | 0.00012246
12 | 11 | 12 | 0.00011869 | 4.9644e-05 | 9.7038e-05 | 0.00011869 | 0.00011685 | 0.00012409 | 0.00011869 | 4.9644e-05 | 9.7038e-05 | 0.00011869 | 0.00011685 | 0.00012409
12 | 11 | 13 | 0.0001175 | 7.1583e-05 | 0.00010244 | 0.0001175 | 0.00010753 | 0.00012336 | 0.0001175 | 7.1583e-05 | 0.00010244 | 0.0001175 | 0.00010753 | 0.00012336
12 | 11 | 14 | 0.0001165 | 8.5165e-05 | 0.00011388 | 0.0001165 | 0.00010603 | 0.00012326 | 0.0001165 | 8.5165e-05 | 0.00011388 | 0.0001165 | 0.00010603 | 0.00012326
12 | 11 | 15 | 0.00011508 | 9.8251e-05 | 0.00011899 | 0.00011508 | 0.00010677 | 0.00012166 | 0.00011508 | 9.8251e-05 | 0.00011899 | 0.00011508 | 0.00010677 | 0.00012166
12 | 11 | 16 | 0.00011409 | 0.00013432 | 0.00014197 | 0.00011409 | 0.00011236 | 0.00011951 | 0.00011409 | 0.00013432 | 0.00014197 | 0.00011409 | 0.00011236 | 0.00011951
12 | 11 | 17 | 0.00011893 | 0.00016985 | 0.00016025 | 0.00011893 | 0.00012504 | 0.00012617 | 0.00011893 | 0.00016985 | 0.00016025 | 0.00011893 | 0.00012504 | 0.00012617
12 | 11 | 18 | 0.00013619 | 0.00021645 | 0.00018877 | 0.00013619 | 0.00012984 | 0.00012852 | 0.00013619 | 0.00021645 | 0.00018877 | 0.00013619 | 0.00012984 | 0.00012852
12 | 11 | 19 | 0.00013819 | 0.00025025 | 0.00020674 | 0.00013819 | 0.00013892 | 0.00012771 | 0.00013819 | 0.00025025 | 0.00020674 | 0.00013819 | 0.00013892 | 0.00012771
12 | 11 | 20 | 0.00013913 | 0.00025723 | 0.00020107 | 0.00013913 | 0.00013736 | 0.00012552 | 0.00013913 | 0.00025723 | 0.00020107 | 0.00013913 | 0.00013736 | 0.00012552
12 | 11 | 21 | 0.00013593 | 0.00024903 | 0.00018308 | 0.00013593 | 0.00013816 | 0.00012029 | 0.00013593 | 0.00024903 | 0.00018308 | 0.00013593 | 0.00013816 | 0.00012029
12 | 11 | 22 | 0.00012748 | 0.00023427 | 0.00016806 | 0.00012748 | 0.00014409 | 0.00011175 | 0.00012748 | 0.00023427 | 0.00016806 | 0.00012748 | 0.00014409 | 0.00011175
12 | 11 | 23 | 0.00011392 | 0.00021718 | 0.00015198 | 0.00011392 | 0.00015237 | 0.00010021 | 0.00011392 | 0.00021718 | 0.00015198 | 0.00011392 | 0.00015237 | 0.00010021
12 | 11 | 24 | 0.00010252 | 0.00018064 | 0.00012195 | 0.00010252 | 0.00015834 | 9.3538e-05 | 0.00010252 | 0.00018064 | 0.00012195 | 0.00010252 | 0.00015834 | 9.3538e-05
12 | 12 | 1 | 9.47e-05 | 0.00013809 | 8.6065e-05 | 9.47e-05 | 0.00016597 | 8.7967e-05 | 9.47e-05 | 0.00013809 | 8.6065e-05 | 9.47e-05 | 0.00016597 | 8.7967e-05
12 | 12 | 2 | 9.0676e-05 | 0.00010232 | 6.4294e-05 | 9.0676e-05 | 0.00017137 | 8.5566e-05 | 9.0676e-05 | 0.00010232 | 6.4294e-05 | 9.0676e-05 | 0.00017137 | 8.5566e-05
12 | 12 | 3 | 8.9091e-05 | 6.9632e-05 | 4.5845e-05 | 8.9091e-05 | 0.00017602 | 8.5267e-05 | 8.9091e-05 | 6.9632e-05 | 4.5845e-05 | 8.9091e-05 | 0.00017602 | 8.5267e-05
12 | 12 | 4 | 8.8916e-05 | 4.6265e-05 | 3.1329e-05 | 8.8916e-05 | 0.00018261 | 8.6226e-05 | 8.8916e-05 | 4.6265e-05 | 3.1329e-05 | 8.8916e-05 | 0.00018261 | 8.6226e-05
12 | 12 | 5 | 9.1891e-05 | 2.843e-05 | 2.126e-05 | 9.1891e-05 | 0.00018495 | 8.92e-05 | 9.1891e-05 | 2.843e-05 | 2.126e-05 | 9.1891e-05 | 0.00018495 | 8.92e-05
12 | 12 | 6 | 9.9968e-05 | 1.6782e-05 | 2.165e-05 | 9.9968e-05 | 0.00019046 | 9.9324e-05 | 9.9968e-05 | 1.6782e-05 | 2.165e-05 | 9.9968e-05 | 0.00019046 | 9.9324e-05
12 | 12 | 7 | 0.00011218 | 1.0032e-05 | 4.1223e-05 | 0.00011218 | 0.00021041 | 0.00010675 | 0.00011218 | 1.0032e-05 | 4.1223e-05 | 0.00011218 | 0.00021041 | 0.00010675
12 | 12 | 8 | 0.00012018 | 1.4892e-05 | 8.8777e-05 | 0.00012018 | 0.00021045 | 0.00011327 | 0.00012018 | 1.4892e-05 | 8.8777e-05 | 0.00012018 | 0.00021045 | 0.00011327
12 | 12 | 9 | 0.00012178 | 3.0961e-05 | 0.00014147 | 0.00012178 | 0.00019155 | 0.00011817 | 0.00012178 | 3.0961e-05 | 0.00014147 | 0.00012178 | 0.00019155 | 0.00011817
12 | 12 | 10 | 0.00012209 | 3.397e-05 | 0.00013883 | 0.00012209 | 0.0001622 | 0.00012101 | 0.00012209 | 3.397e-05 | 0.00013883 | 0.00012209 | 0.0001622 | 0.00012101
12 | 12 | 11 | 0.00012221 | 4.0025e-05 | 0.00011278 | 0.00012221 | 0.00013373 | 0.00012246 | 0.00012221 | 4.0025e-05 | 0.00011278 | 0.00012221 | 0.00013373 | 0.00012246
12 | 12 | 12 | 0.00012075 | 4.9644e-05 | 9.7038e-05 | 0.00012075 | 0.00011685 | 0.00012409 | 0.00012075 | 4.9644e-05 | 9.7038e-05 | 0.00012075 | 0.00011685 | 0.00012409
12 | 12 | 13 | 0.00011849 | 7.1583e-05 | 0.00010244 | 0.00011849 | 0.00010753 | 0.00012336 | 0.00011849 | 7.1583e-05 | 0.00010244 | 0.00011849 | 0.00010753 | 0.00012336
12 | 12 | 14 | 0.00011717 | 8.5165e-05 | 0.00011388 | 0.00011717 | 0.00010603 | 0.00012326 | 0.00011717 | 8.5165e-05 | 0.00011388 | 0.00011717 | 0.00010603 | 0.00012326
12 | 12 | 15 | 0.00011606 | 9.8251e-05 | 0.00011899 | 0.00011606 | 0.00010677 | 0.00012166 | 0.00011606 | 9.8251e-05 | 0.00011899 | 0.00011606 | 0.00010677 | 0.00012166
12 | 12 | 16 | 0.00011519 | 0.00013432 | 0.00014197 | 0.00011519 | 0.00011236 | 0.00011951 | 0.00011519 | 0.00013432 | 0.00014197 | 0.00011519 | 0.00011236 | 0.00011951
12 | 12 | 17 | 0.00011984 | 0.00016985 | 0.00016025 | 0.00011984 | 0.00012504 | 0.00012617 | 0.00011984 | 0.00016985 | 0.00016025 | 0.00011984 | 0.00012504 | 0.00012617
12 | 12 | 18 | 0.00013689 | 0.00021645 | 0.00018877 | 0.00013689 | 0.00012984 | 0.00012852 | 0.00013689 | 0.00021645 | 0.00018877 | 0.00013689 | 0.00012984 | 0.00012852
12 | 12 | 19 | 0.00013977 | 0.00025025 | 0.00020674 | 0.00013977 | 0.00013892 | 0.00012771 | 0.00013977 | 0.00025025 | 0.00020674 | 0.00013977 | 0.00013892 | 0.00012771
12 | 12 | 20 | 0.00013955 | 0.00025723 | 0.00020107 | 0.00013955 | 0.00013736 | 0.00012552 | 0.00013955 | 0.00025723 | 0.00020107 | 0.00013955 | 0.00013736 | 0.00012552
12 | 12 | 21 | 0.00013651 | 0.00024903 | 0.00018308 | 0.00013651 | 0.00013816 | 0.00012029 | 0.00013651 | 0.00024903 | 0.00018308 | 0.00013651 | 0.00013816 | 0.00012029
12 | 12 | 22 | 0.00012889 | 0.00023427 | 0.00016806 | 0.00012889 | 0.00014409 | 0.00011175 | 0.00012889 | 0.00023427 | 0.00016806 | 0.00012889 | 0.00014409 | 0.00011175
12 | 12 | 23 | 0.00011573 | 0.00021718 | 0.00015198 | 0.00011573 | 0.00015237 | 0.00010021 | 0.00011573 | 0.00021718 | 0.00015198 | 0.00011573 | 0.00015237 | 0.00010021
12 | 12 | 24 | 0.00010346 | 0.00018064 | 0.00012195 | 0.00010346 | 0.00015834 | 9.3538e-05 | 0.00010346 | 0.00018064 | 0.00012195 | 0.00010346 | 0.00015834 | 9.3538e-05
12 | 13 | 1 | 9.5437e-05 | 0.00013809 | 8.6065e-05 | 9.5437e-05 | 0.00016597 | 8.7967e-05 | 9.5437e-05 | 0.00013809 | 8.6065e-05 | 9.5437e-05 | 0.00016597 | 8.7967e-05
12 | 13 | 2 | 9.1396e-05 | 0.00010232 | 6.4294e-05 | 9.1396e-05 | 0.00017137 | 8.5566e-05 | 9.1396e-05 | 0.00010232 | 6.4294e-05 | 9.1396e-05 | 0.00017137 | 8.5566e-05
12 | 13 | 3 | 8.9603e-05 | 6.9632e-05 | 4.5845e-05 | 8.9603e-05 | 0.00017602 | 8.5267e-05 | 8.9603e-05 | 6.9632e-05 | 4.5845e-05 | 8.9603e-05 | 0.00017602 | 8.5267e-05
12 | 13 | 4 | 8.9607e-05 | 4.6265e-05 | 3.1329e-05 | 8.9607e-05 | 0.00018261 | 8.6226e-05 | 8.9607e-05 | 4.6265e-05 | 3.1329e-05 | 8.9607e-05 | 0.00018261 | 8.6226e-05
12 | 13 | 5 | 9.2303e-05 | 2.843e-05 | 2.126e-05 | 9.2303e-05 | 0.00018495 | 8.92e-05 | 9.2303e-05 | 2.843e-05 | 2.126e-05 | 9.2303e-05 | 0.00018495 | 8.92e-05
12 | 13 | 6 | 0.00010063 | 1.6782e-05 | 2.165e-05 | 0.00010063 | 0.00019046 | 9.9324e-05 | 0.00010063 | 1.6782e-05 | 2.165e-05 | 0.00010063 | 0.00019046 | 9.9324e-05
12 | 13 | 7 | 0.00011327 | 1.0032e-05 | 4.1223e-05 | 0.00011327 | 0.00021041 | 0.00010675 | 0.00011327 | 1.0032e-05 | 4.1223e-05 | 0.00011327 | 0.00021041 | 0.00010675
12 | 13 | 8 | 0.00012115 | 1.4892e-05 | 8.8777e-05 | 0.00012115 | 0.00021045 | 0.00011327 | 0.00012115 | 1.4892e-05 | 8.8777e-05 | 0.00012115 | 0.00021045 | 0.00011327
12 | 13 | 9 | 0.00012229 | 3.0961e-05 | 0.00014147 | 0.00012229 | 0.00019155 | 0.00011817 | 0.00012229 | 3.0961e-05 | 0.00014147 | 0.00012229 | 0.00019155 | 0.00011817
12 | 13 | 10 | 0.0001224 | 3.397e-05 | 0.00013883 | 0.0001224 | 0.0001622 | 0.00012101 | 0.0001224 | 3.397e-05 | 0.00013883 | 0.0001224 | 0.0001622 | 0.00012101
12 | 13 | 11 | 0.00012148 | 4.0025e-05 | 0.00011278 | 0.00012148 | 0.00013373 | 0.00012246 | 0.00012148 | 4.0025e-05 | 0.00011278 | 0.00012148 | 0.00013373 | 0.00012246
12 | 13 | 12 | 0.00011981 | 4.9644e-05 | 9.7038e-05 | 0.00011981 | 0.00011685 | 0.00012409 | 0.00011981 | 4.9644e-05 | 9.7038e-05 | 0.00011981 | 0.00011685 | 0.00012409
12 | 13 | 13 | 0.00011779 | 7.1583e-05 | 0.00010244 | 0.00011779 | 0.00010753 | 0.00012336 | 0.00011779 | 7.1583e-05 | 0.00010244 | 0.00011779 | 0.00010753 | 0.00012336
12 | 13 | 14 | 0.00011709 | 8.5165e-05 | 0.00011388 | 0.00011709 | 0.00010603 | 0.00012326 | 0.00011709 | 8.5165e-05 | 0.00011388 | 0.00011709 | 0.00010603 | 0.00012326
12 | 13 | 15 | 0.0001153 | 9.8251e-05 | 0.00011899 | 0.0001153 | 0.00010677 | 0.00012166 | 0.0001153 | 9.8251e-05 | 0.00011899 | 0.0001153 | 0.00010677 | 0.00012166
12 | 13 | 16 | 0.00011459 | 0.00013432 | 0.00014197 | 0.00011459 | 0.00011236 | 0.00011951 | 0.00011459 | 0.00013432 | 0.00014197 | 0.00011459 | 0.00011236 | 0.00011951
12 | 13 | 17 | 0.0001192 | 0.00016985 | 0.00016025 | 0.0001192 | 0.00012504 | 0.00012617 | 0.0001192 | 0.00016985 | 0.00016025 | 0.0001192 | 0.00012504 | 0.00012617
12 | 13 | 18 | 0.00013618 | 0.00021645 | 0.00018877 | 0.00013618 | 0.00012984 | 0.00012852 | 0.00013618 | 0.00021645 | 0.00018877 | 0.00013618 | 0.00012984 | 0.00012852
12 | 13 | 19 | 0.0001386 | 0.00025025 | 0.00020674 | 0.0001386 | 0.00013892 | 0.00012771 | 0.0001386 | 0.00025025 | 0.00020674 | 0.0001386 | 0.00013892 | 0.00012771
12 | 13 | 20 | 0.00013955 | 0.00025723 | 0.00020107 | 0.00013955 | 0.00013736 | 0.00012552 | 0.00013955 | 0.00025723 | 0.00020107 | 0.00013955 | 0.00013736 | 0.00012552
12 | 13 | 21 | 0.00013652 | 0.00024903 | 0.00018308 | 0.00013652 | 0.00013816 | 0.00012029 | 0.00013652 | 0.00024903 | 0.00018308 | 0.00013652 | 0.00013816 | 0.00012029
12 | 13 | 22 | 0.00012868 | 0.00023427 | 0.00016806 | 0.00012868 | 0.00014409 | 0.00011175 | 0.00012868 | 0.00023427 | 0.00016806 | 0.00012868 | 0.00014409 | 0.00011175
12 | 13 | 23 | 0.00011567 | 0.00021718 | 0.00015198 | 0.00011567 | 0.00015237 | 0.00010021 | 0.00011567 | 0.00021718 | 0.00015198 | 0.00011567 | 0.00015237 | 0.00010021
12 | 13 | 24 | 0.00010358 | 0.00018064 | 0.00012195 | 0.00010358 | 0.00015834 | 9.3538e-05 | 0.00010358 | 0.00018064 | 0.00012195 | 0.00010358 | 0.00015834 | 9.3538e-05
12 | 14 | 1 | 9.6298e-05 | 0.00013809 | 8.6065e-05 | 9.6298e-05 | 0.00016597 | 8.7967e-05 | 9.6298e-05 | 0.00013809 | 8.6065e-05 | 9.6298e-05 | 0.00016597 | 8.7967e-05
12 | 14 | 2 | 9.2137e-05 | 0.00010232 | 6.4294e-05 | 9.2137e-05 | 0.00017137 | 8.5566e-05 | 9.2137e-05 | 0.00010232 | 6.4294e-05 | 9.2137e-05 | 0.00017137 | 8.5566e-05
12 | 14 | 3 | 9.0585e-05 | 6.9632e-05 | 4.5845e-05 | 9.0585e-05 | 0.00017602 | 8.5267e-05 | 9.0585e-05 | 6.9632e-05 | 4.5845e-05 | 9.0585e-05 | 0.00017602 | 8.5267e-05
12 | 14 | 4 | 9.0759e-05 | 4.6265e-05 | 3.1329e-05 | 9.0759e-05 | 0.00018261 | 8.6226e-05 | 9.0759e-05 | 4.6265e-05 | 3.1329e-05 | 9.0759e-05 | 0.00018261 | 8.6226e-05
12 | 14 | 5 | 9.319e-05 | 2.843e-05 | 2.126e-05 | 9.319e-05 | 0.00018495 | 8.92e-05 | 9.319e-05 | 2.843e-05 | 2.126e-05 | 9.319e-05 | 0.00018495 | 8.92e-05
12 | 14 | 6 | 0.00010207 | 1.6782e-05 | 2.165e-05 | 0.00010207 | 0.00019046 | 9.9324e-05 | 0.00010207 | 1.6782e-05 | 2.165e-05 | 0.00010207 | 0.00019046 | 9.9324e-05
12 | 14 | 7 | 0.00011508 | 1.0032e-05 | 4.1223e-05 | 0.00011508 | 0.00021041 | 0.00010675 | 0.00011508 | 1.0032e-05 | 4.1223e-05 | 0.00011508 | 0.00021041 | 0.00010675
12 | 14 | 8 | 0.0001224 | 1.4892e-05 | 8.8777e-05 | 0.0001224 | 0.00021045 | 0.00011327 | 0.0001224 | 1.4892e-05 | 8.8777e-05 | 0.0001224 | 0.00021045 | 0.00011327
12 | 14 | 9 | 0.0001238 | 3.0961e-05 | 0.00014147 | 0.0001238 | 0.00019155 | 0.00011817 | 0.0001238 | 3.0961e-05 | 0.00014147 | 0.0001238 | 0.00019155 | 0.00011817
12 | 14 | 10 | 0.00012251 | 3.397e-05 | 0.00013883 | 0.00012251 | 0.0001622 | 0.00012101 | 0.00012251 | 3.397e-05 | 0.00013883 | 0.00012251 | 0.0001622 | 0.00012101
12 | 14 | 11 | 0.00012199 | 4.0025e-05 | 0.00011278 | 0.00012199 | 0.00013373 | 0.00012246 | 0.00012199 | 4.0025e-05 | 0.00011278 | 0.00012199 | 0.00013373 | 0.00012246
12 | 14 | 12 | 0.00012114 | 4.9644e-05 | 9.7038e-05 | 0.00012114 | 0.00011685 | 0.00012409 | 0.00012114 | 4.9644e-05 | 9.7038e-05 | 0.00012114 | 0.00011685 | 0.00012409
12 | 14 | 13 | 0.00011894 | 7.1583e-05 | 0.00010244 | 0.00011894 | 0.00010753 | 0.00012336 | 0.00011894 | 7.1583e-05 | 0.00010244 | 0.00011894 | 0.00010753 | 0.00012336
12 | 14 | 14 | 0.00011768 | 8.5165e-05 | 0.00011388 | 0.00011768 | 0.00010603 | 0.00012326 | 0.00011768 | 8.5165e-05 | 0.00011388 | 0.00011768 | 0.00010603 | 0.00012326
12 | 14 | 15 | 0.00011432 | 9.8251e-05 | 0.00011899 | 0.00011432 | 0.00010677 | 0.00012166 | 0.00011432 | 9.8251e-05 | 0.00011899 | 0.00011432 | 0.00010677 | 0.00012166
12 | 14 | 16 | 0.00011369 | 0.00013432 | 0.00014197 | 0.00011369 | 0.00011236 | 0.00011951 | 0.00011369 | 0.00013432 | 0.00014197 | 0.00011369 | 0.00011236 | 0.00011951
12 | 14 | 17 | 0.00011817 | 0.00016985 | 0.00016025 | 0.00011817 | 0.00012504 | 0.00012617 | 0.00011817 | 0.00016985 | 0.00016025 | 0.00011817 | 0.00012504 | 0.00012617
12 | 14 | 18 | 0.00013358 | 0.00021645 | 0.00018877 | 0.00013358 | 0.00012984 | 0.00012852 | 0.00013358 | 0.00021645 | 0.00018877 | 0.00013358 | 0.00012984 | 0.00012852
12 | 14 | 19 | 0.00013473 | 0.00025025 | 0.00020674 | 0.00013473 | 0.00013892 | 0.00012771 | 0.00013473 | 0.00025025 | 0.00020674 | 0.00013473 | 0.00013892 | 0.00012771
12 | 14 | 20 | 0.00013215 | 0.00025723 | 0.00020107 | 0.00013215 | 0.00013736 | 0.00012552 | 0.00013215 | 0.00025723 | 0.00020107 | 0.00013215 | 0.00013736 | 0.00012552
12 | 14 | 21 | 0.00012887 | 0.00024903 | 0.00018308 | 0.00012887 | 0.00013816 | 0.00012029 | 0.00012887 | 0.00024903 | 0.00018308 | 0.00012887 | 0.00013816 | 0.00012029
12 | 14 | 22 | 0.00012432 | 0.00023427 | 0.00016806 | 0.00012432 | 0.00014409 | 0.00011175 | 0.00012432 | 0.00023427 | 0.00016806 | 0.00012432 | 0.00014409 | 0.00011175
12 | 14 | 23 | 0.00011542 | 0.00021718 | 0.00015198 | 0.00011542 | 0.00015237 | 0.00010021 | 0.00011542 | 0.00021718 | 0.00015198 | 0.00011542 | 0.00015237 | 0.00010021
12 | 14 | 24 | 0.00010503 | 0.00018064 | 0.00012195 | 0.00010503 | 0.00015834 | 9.3538e-05 | 0.00010503 | 0.00018064 | 0.00012195 | 0.00010503 | 0.00015834 | 9.3538e-05
12 | 15 | 1 | 9.6481e-05 | 0.00013809 | 8.6065e-05 | 9.6481e-05 | 0.00016597 | 8.7967e-05 | 9.6481e-05 | 0.00013809 | 8.6065e-05 | 9.6481e-05 | 0.00016597 | 8.7967e-05
12 | 15 | 2 | 9.1866e-05 | 0.00010232 | 6.4294e-05 | 9.1866e-05 | 0.00017137 | 8.5566e-05 | 9.1866e-05 | 0.00010232 | 6.4294e-05 | 9.1866e-05 | 0.00017137 | 8.5566e-05
12 | 15 | 3 | 8.9291e-05 | 6.9632e-05 | 4.5845e-05 | 8.9291e-05 | 0.00017602 | 8.5267e-05 | 8.9291e-05 | 6.9632e-05 | 4.5845e-05 | 8.9291e-05 | 0.00017602 | 8.5267e-05
12 | 15 | 4 | 8.815e-05 | 4.6265e-05 | 3.1329e-05 | 8.815e-05 | 0.00018261 | 8.6226e-05 | 8.815e-05 | 4.6265e-05 | 3.1329e-05 | 8.815e-05 | 0.00018261 | 8.6226e-05
12 | 15 | 5 | 8.9424e-05 | 2.843e-05 | 2.126e-05 | 8.9424e-05 | 0.00018495 | 8.92e-05 | 8.9424e-05 | 2.843e-05 | 2.126e-05 | 8.9424e-05 | 0.00018495 | 8.92e-05
12 | 15 | 6 | 9.2407e-05 | 1.6782e-05 | 2.165e-05 | 9.2407e-05 | 0.00019046 | 9.9324e-05 | 9.2407e-05 | 1.6782e-05 | 2.165e-05 | 9.2407e-05 | 0.00019046 | 9.9324e-05
12 | 15 | 7 | 9.6527e-05 | 1.0032e-05 | 4.1223e-05 | 9.6527e-05 | 0.00021041 | 0.00010675 | 9.6527e-05 | 1.0032e-05 | 4.1223e-05 | 9.6527e-05 | 0.00021041 | 0.00010675
12 | 15 | 8 | 0.0001004 | 1.4892e-05 | 8.8777e-05 | 0.0001004 | 0.00021045 | 0.00011327 | 0.0001004 | 1.4892e-05 | 8.8777e-05 | 0.0001004 | 0.00021045 | 0.00011327
12 | 15 | 9 | 0.00010646 | 3.0961e-05 | 0.00014147 | 0.00010646 | 0.00019155 | 0.00011817 | 0.00010646 | 3.0961e-05 | 0.00014147 | 0.00010646 | 0.00019155 | 0.00011817
12 | 15 | 10 | 0.00010944 | 3.397e-05 | 0.00013883 | 0.00010944 | 0.0001622 | 0.00012101 | 0.00010944 | 3.397e-05 | 0.00013883 | 0.00010944 | 0.0001622 | 0.00012101
12 | 15 | 11 | 0.00010924 | 4.0025e-05 | 0.00011278 | 0.00010924 | 0.00013373 | 0.00012246 | 0.00010924 | 4.0025e-05 | 0.00011278 | 0.00010924 | 0.00013373 | 0.00012246
12 | 15 | 12 | 0.00010753 | 4.9644e-05 | 9.7038e-05 | 0.00010753 | 0.00011685 | 0.00012409 | 0.00010753 | 4.9644e-05 | 9.7038e-05 | 0.00010753 | 0.00011685 | 0.00012409
12 | 15 | 13 | 0.00010493 | 7.1583e-05 | 0.00010244 | 0.00010493 | 0.00010753 | 0.00012336 | 0.00010493 | 7.1583e-05 | 0.00010244 | 0.00010493 | 0.00010753 | 0.00012336
12 | 15 | 14 | 0.000103 | 8.5165e-05 | 0.00011388 | 0.000103 | 0.00010603 | 0.00012326 | 0.000103 | 8.5165e-05 | 0.00011388 | 0.000103 | 0.00010603 | 0.00012326
12 | 15 | 15 | 0.00010123 | 9.8251e-05 | 0.00011899 | 0.00010123 | 0.00010677 | 0.00012166 | 0.00010123 | 9.8251e-05 | 0.00011899 | 0.00010123 | 0.00010677 | 0.00012166
12 | 15 | 16 | 0.00010117 | 0.00013432 | 0.00014197 | 0.00010117 | 0.00011236 | 0.00011951 | 0.00010117 | 0.00013432 | 0.00014197 | 0.00010117 | 0.00011236 | 0.00011951
12 | 15 | 17 | 0.0001066 | 0.00016985 | 0.00016025 | 0.0001066 | 0.00012504 | 0.00012617 | 0.0001066 | 0.00016985 | 0.00016025 | 0.0001066 | 0.00012504 | 0.00012617
12 | 15 | 18 | 0.00012338 | 0.00021645 | 0.00018877 | 0.00012338 | 0.00012984 | 0.00012852 | 0.00012338 | 0.00021645 | 0.00018877 | 0.00012338 | 0.00012984 | 0.00012852
12 | 15 | 19 | 0.00012456 | 0.00025025 | 0.00020674 | 0.00012456 | 0.00013892 | 0.00012771 | 0.00012456 | 0.00025025 | 0.00020674 | 0.00012456 | 0.00013892 | 0.00012771
12 | 15 | 20 | 0.0001226 | 0.00025723 | 0.00020107 | 0.0001226 | 0.00013736 | 0.00012552 | 0.0001226 | 0.00025723 | 0.00020107 | 0.0001226 | 0.00013736 | 0.00012552
12 | 15 | 21 | 0.00012111 | 0.00024903 | 0.00018308 | 0.00012111 | 0.00013816 | 0.00012029 | 0.00012111 | 0.00024903 | 0.00018308 | 0.00012111 | 0.00013816 | 0.00012029
12 | 15 | 22 | 0.0001164 | 0.00023427 | 0.00016806 | 0.0001164 | 0.00014409 | 0.00011175 | 0.0001164 | 0.00023427 | 0.00016806 | 0.0001164 | 0.00014409 | 0.00011175
12 | 15 | 23 | 0.00010984 | 0.00021718 | 0.00015198 | 0.00010984 | 0.00015237 | 0.00010021 | 0.00010984 | 0.00021718 | 0.00015198 | 0.00010984 | 0.00015237 | 0.00010021
12 | 15 | 24 | 0.00010067 | 0.00018064 | 0.00012195 | 0.00010067 | 0.00015834 | 9.3538e-05 | 0.00010067 | 0.00018064 | 0.00012195 | 0.00010067 | 0.00015834 | 9.3538e-05
12 | 16 | 1 | 9.321e-05 | 0.00013809 | 8.6065e-05 | 9.321e-05 | 0.00016597 | 8.7967e-05 | 9.321e-05 | 0.00013809 | 8.6065e-05 | 9.321e-05 | 0.00016597 | 8.7967e-05
12 | 16 | 2 | 8.8596e-05 | 0.00010232 | 6.4294e-05 | 8.8596e-05 | 0.00017137 | 8.5566e-05 | 8.8596e-05 | 0.00010232 | 6.4294e-05 | 8.8596e-05 | 0.00017137 | 8.5566e-05
12 | 16 | 3 | 8.6091e-05 | 6.9632e-05 | 4.5845e-05 | 8.6091e-05 | 0.00017602 | 8.5267e-05 | 8.6091e-05 | 6.9632e-05 | 4.5845e-05 | 8.6091e-05 | 0.00017602 | 8.5267e-05
12 | 16 | 4 | 8.5158e-05 | 4.6265e-05 | 3.1329e-05 | 8.5158e-05 | 0.00018261 | 8.6226e-05 | 8.5158e-05 | 4.6265e-05 | 3.1329e-05 | 8.5158e-05 | 0.00018261 | 8.6226e-05
12 | 16 | 5 | 8.5716e-05 | 2.843e-05 | 2.126e-05 | 8.5716e-05 | 0.00018495 | 8.92e-05 | 8.5716e-05 | 2.843e-05 | 2.126e-05 | 8.5716e-05 | 0.00018495 | 8.92e-05
12 | 16 | 6 | 8.8009e-05 | 1.6782e-05 | 2.165e-05 | 8.8009e-05 | 0.00019046 | 9.9324e-05 | 8.8009e-05 | 1.6782e-05 | 2.165e-05 | 8.8009e-05 | 0.00019046 | 9.9324e-05
12 | 16 | 7 | 9.1192e-05 | 1.0032e-05 | 4.1223e-05 | 9.1192e-05 | 0.00021041 | 0.00010675 | 9.1192e-05 | 1.0032e-05 | 4.1223e-05 | 9.1192e-05 | 0.00021041 | 0.00010675
12 | 16 | 8 | 9.4213e-05 | 1.4892e-05 | 8.8777e-05 | 9.4213e-05 | 0.00021045 | 0.00011327 | 9.4213e-05 | 1.4892e-05 | 8.8777e-05 | 9.4213e-05 | 0.00021045 | 0.00011327
12 | 16 | 9 | 9.939e-05 | 3.0961e-05 | 0.00014147 | 9.939e-05 | 0.00019155 | 0.00011817 | 9.939e-05 | 3.0961e-05 | 0.00014147 | 9.939e-05 | 0.00019155 | 0.00011817
12 | 16 | 10 | 0.00010211 | 3.397e-05 | 0.00013883 | 0.00010211 | 0.0001622 | 0.00012101 | 0.00010211 | 3.397e-05 | 0.00013883 | 0.00010211 | 0.0001622 | 0.00012101
12 | 16 | 11 | 0.00010312 | 4.0025e-05 | 0.00011278 | 0.00010312 | 0.00013373 | 0.00012246 | 0.00010312 | 4.0025e-05 | 0.00011278 | 0.00010312 | 0.00013373 | 0.00012246
12 | 16 | 12 | 0.00010234 | 4.9644e-05 | 9.7038e-05 | 0.00010234 | 0.00011685 | 0.00012409 | 0.00010234 | 4.9644e-05 | 9.7038e-05 | 0.00010234 | 0.00011685 | 0.00012409
12 | 16 | 13 | 0.00010147 | 7.1583e-05 | 0.00010244 | 0.00010147 | 0.00010753 | 0.00012336 | 0.00010147 | 7.1583e-05 | 0.00010244 | 0.00010147 | 0.00010753 | 0.00012336
12 | 16 | 14 | 0.00010077 | 8.5165e-05 | 0.00011388 | 0.00010077 | 0.00010603 | 0.00012326 | 0.00010077 | 8.5165e-05 | 0.00011388 | 0.00010077 | 0.00010603 | 0.00012326
12 | 16 | 15 | 0.00010028 | 9.8251e-05 | 0.00011899 | 0.00010028 | 0.00010677 | 0.00012166 | 0.00010028 | 9.8251e-05 | 0.00011899 | 0.00010028 | 0.00010677 | 0.00012166
12 | 16 | 16 | 0.00010087 | 0.00013432 | 0.00014197 | 0.00010087 | 0.00011236 | 0.00011951 | 0.00010087 | 0.00013432 | 0.00014197 | 0.00010087 | 0.00011236 | 0.00011951
12 | 16 | 17 | 0.00010736 | 0.00016985 | 0.00016025 | 0.00010736 | 0.00012504 | 0.00012617 | 0.00010736 | 0.00016985 | 0.00016025 | 0.00010736 | 0.00012504 | 0.00012617
12 | 16 | 18 | 0.00012535 | 0.00021645 | 0.00018877 | 0.00012535 | 0.00012984 | 0.00012852 | 0.00012535 | 0.00021645 | 0.00018877 | 0.00012535 | 0.00012984 | 0.00012852
12 | 16 | 19 | 0.00012831 | 0.00025025 | 0.00020674 | 0.00012831 | 0.00013892 | 0.00012771 | 0.00012831 | 0.00025025 | 0.00020674 | 0.00012831 | 0.00013892 | 0.00012771
12 | 16 | 20 | 0.00012821 | 0.00025723 | 0.00020107 | 0.00012821 | 0.00013736 | 0.00012552 | 0.00012821 | 0.00025723 | 0.00020107 | 0.00012821 | 0.00013736 | 0.00012552
12 | 16 | 21 | 0.00012545 | 0.00024903 | 0.00018308 | 0.00012545 | 0.00013816 | 0.00012029 | 0.00012545 | 0.00024903 | 0.00018308 | 0.00012545 | 0.00013816 | 0.00012029
12 | 16 | 22 | 0.00011824 | 0.00023427 | 0.00016806 | 0.00011824 | 0.00014409 | 0.00011175 | 0.00011824 | 0.00023427 | 0.00016806 | 0.00011824 | 0.00014409 | 0.00011175
12 | 16 | 23 | 0.00010777 | 0.00021718 | 0.00015198 | 0.00010777 | 0.00015237 | 0.00010021 | 0.00010777 | 0.00021718 | 0.00015198 | 0.00010777 | 0.00015237 | 0.00010021
12 | 16 | 24 | 9.6951e-05 | 0.00018064 | 0.00012195 | 9.6951e-05 | 0.00015834 | 9.3538e-05 | 9.6951e-05 | 0.00018064 | 0.00012195 | 9.6951e-05 | 0.00015834 | 9.3538e-05
12 | 17 | 1 | 9.0073e-05 | 0.00013809 | 8.6065e-05 | 9.0073e-05 | 0.00016597 | 8.7967e-05 | 9.0073e-05 | 0.00013809 | 8.6065e-05 | 9.0073e-05 | 0.00016597 | 8.7967e-05
12 | 17 | 2 | 8.6561e-05 | 0.00010232 | 6.4294e-05 | 8.6561e-05 | 0.00017137 | 8.5566e-05 | 8.6561e-05 | 0.00010232 | 6.4294e-05 | 8.6561e-05 | 0.00017137 | 8.5566e-05
12 | 17 | 3 | 8.4971e-05 | 6.9632e-05 | 4.5845e-05 | 8.4971e-05 | 0.00017602 | 8.5267e-05 | 8.4971e-05 | 6.9632e-05 | 4.5845e-05 | 8.4971e-05 | 0.00017602 | 8.5267e-05
12 | 17 | 4 | 8.5088e-05 | 4.6265e-05 | 3.1329e-05 | 8.5088e-05 | 0.00018261 | 8.6226e-05 | 8.5088e-05 | 4.6265e-05 | 3.1329e-05 | 8.5088e-05 | 0.00018261 | 8.6226e-05
12 | 17 | 5 | 8.8238e-05 | 2.843e-05 | 2.126e-05 | 8.8238e-05 | 0.00018495 | 8.92e-05 | 8.8238e-05 | 2.843e-05 | 2.126e-05 | 8.8238e-05 | 0.00018495 | 8.92e-05
12 | 17 | 6 | 9.6431e-05 | 1.6782e-05 | 2.165e-05 | 9.6431e-05 | 0.00019046 | 9.9324e-05 | 9.6431e-05 | 1.6782e-05 | 2.165e-05 | 9.6431e-05 | 0.00019046 | 9.9324e-05
12 | 17 | 7 | 0.00010945 | 1.0032e-05 | 4.1223e-05 | 0.00010945 | 0.00021041 | 0.00010675 | 0.00010945 | 1.0032e-05 | 4.1223e-05 | 0.00010945 | 0.00021041 | 0.00010675
12 | 17 | 8 | 0.00011817 | 1.4892e-05 | 8.8777e-05 | 0.00011817 | 0.00021045 | 0.00011327 | 0.00011817 | 1.4892e-05 | 8.8777e-05 | 0.00011817 | 0.00021045 | 0.00011327
12 | 17 | 9 | 0.0001211 | 3.0961e-05 | 0.00014147 | 0.0001211 | 0.00019155 | 0.00011817 | 0.0001211 | 3.0961e-05 | 0.00014147 | 0.0001211 | 0.00019155 | 0.00011817
12 | 17 | 10 | 0.00012268 | 3.397e-05 | 0.00013883 | 0.00012268 | 0.0001622 | 0.00012101 | 0.00012268 | 3.397e-05 | 0.00013883 | 0.00012268 | 0.0001622 | 0.00012101
12 | 17 | 11 | 0.00012281 | 4.0025e-05 | 0.00011278 | 0.00012281 | 0.00013373 | 0.00012246 | 0.00012281 | 4.0025e-05 | 0.00011278 | 0.00012281 | 0.00013373 | 0.00012246
12 | 17 | 12 | 0.00012151 | 4.9644e-05 | 9.7038e-05 | 0.00012151 | 0.00011685 | 0.00012409 | 0.00012151 | 4.9644e-05 | 9.7038e-05 | 0.00012151 | 0.00011685 | 0.00012409
12 | 17 | 13 | 0.00012014 | 7.1583e-05 | 0.00010244 | 0.00012014 | 0.00010753 | 0.00012336 | 0.00012014 | 7.1583e-05 | 0.00010244 | 0.00012014 | 0.00010753 | 0.00012336
12 | 17 | 14 | 0.0001197 | 8.5165e-05 | 0.00011388 | 0.0001197 | 0.00010603 | 0.00012326 | 0.0001197 | 8.5165e-05 | 0.00011388 | 0.0001197 | 0.00010603 | 0.00012326
12 | 17 | 15 | 0.0001183 | 9.8251e-05 | 0.00011899 | 0.0001183 | 0.00010677 | 0.00012166 | 0.0001183 | 9.8251e-05 | 0.00011899 | 0.0001183 | 0.00010677 | 0.00012166
12 | 17 | 16 | 0.00011796 | 0.00013432 | 0.00014197 | 0.00011796 | 0.00011236 | 0.00011951 | 0.00011796 | 0.00013432 | 0.00014197 | 0.00011796 | 0.00011236 | 0.00011951
12 | 17 | 17 | 0.00012399 | 0.00016985 | 0.00016025 | 0.00012399 | 0.00012504 | 0.00012617 | 0.00012399 | 0.00016985 | 0.00016025 | 0.00012399 | 0.00012504 | 0.00012617
12 | 17 | 18 | 0.00013915 | 0.00021645 | 0.00018877 | 0.00013915 | 0.00012984 | 0.00012852 | 0.00013915 | 0.00021645 | 0.00018877 | 0.00013915 | 0.00012984 | 0.00012852
12 | 17 | 19 | 0.00014103 | 0.00025025 | 0.00020674 | 0.00014103 | 0.00013892 | 0.00012771 | 0.00014103 | 0.00025025 | 0.00020674 | 0.00014103 | 0.00013892 | 0.00012771
12 | 17 | 20 | 0.00013956 | 0.00025723 | 0.00020107 | 0.00013956 | 0.00013736 | 0.00012552 | 0.00013956 | 0.00025723 | 0.00020107 | 0.00013956 | 0.00013736 | 0.00012552
12 | 17 | 21 | 0.00013526 | 0.00024903 | 0.00018308 | 0.00013526 | 0.00013816 | 0.00012029 | 0.00013526 | 0.00024903 | 0.00018308 | 0.00013526 | 0.00013816 | 0.00012029
12 | 17 | 22 | 0.00012732 | 0.00023427 | 0.00016806 | 0.00012732 | 0.00014409 | 0.00011175 | 0.00012732 | 0.00023427 | 0.00016806 | 0.00012732 | 0.00014409 | 0.00011175
12 | 17 | 23 | 0.00011405 | 0.00021718 | 0.00015198 | 0.00011405 | 0.00015237 | 0.00010021 | 0.00011405 | 0.00021718 | 0.00015198 | 0.00011405 | 0.00015237 | 0.00010021
12 | 17 | 24 | 0.00010236 | 0.00018064 | 0.00012195 | 0.00010236 | 0.00015834 | 9.3538e-05 | 0.00010236 | 0.00018064 | 0.00012195 | 0.00010236 | 0.00015834 | 9.3538e-05
12 | 18 | 1 | 9.4425e-05 | 0.00013809 | 8.6065e-05 | 9.4425e-05 | 0.00016597 | 8.7967e-05 | 9.4425e-05 | 0.00013809 | 8.6065e-05 | 9.4425e-05 | 0.00016597 | 8.7967e-05
12 | 18 | 2 | 9.0169e-05 | 0.00010232 | 6.4294e-05 | 9.0169e-05 | 0.00017137 | 8.5566e-05 | 9.0169e-05 | 0.00010232 | 6.4294e-05 | 9.0169e-05 | 0.00017137 | 8.5566e-05
12 | 18 | 3 | 8.8171e-05 | 6.9632e-05 | 4.5845e-05 | 8.8171e-05 | 0.00017602 | 8.5267e-05 | 8.8171e-05 | 6.9632e-05 | 4.5845e-05 | 8.8171e-05 | 0.00017602 | 8.5267e-05
12 | 18 | 4 | 8.7759e-05 | 4.6265e-05 | 3.1329e-05 | 8.7759e-05 | 0.00018261 | 8.6226e-05 | 8.7759e-05 | 4.6265e-05 | 3.1329e-05 | 8.7759e-05 | 0.00018261 | 8.6226e-05
12 | 18 | 5 | 9.0273e-05 | 2.843e-05 | 2.126e-05 | 9.0273e-05 | 0.00018495 | 8.92e-05 | 9.0273e-05 | 2.843e-05 | 2.126e-05 | 9.0273e-05 | 0.00018495 | 8.92e-05
12 | 18 | 6 | 9.7854e-05 | 1.6782e-05 | 2.165e-05 | 9.7854e-05 | 0.00019046 | 9.9324e-05 | 9.7854e-05 | 1.6782e-05 | 2.165e-05 | 9.7854e-05 | 0.00019046 | 9.9324e-05
12 | 18 | 7 | 0.0001104 | 1.0032e-05 | 4.1223e-05 | 0.0001104 | 0.00021041 | 0.00010675 | 0.0001104 | 1.0032e-05 | 4.1223e-05 | 0.0001104 | 0.00021041 | 0.00010675
12 | 18 | 8 | 0.00011984 | 1.4892e-05 | 8.8777e-05 | 0.00011984 | 0.00021045 | 0.00011327 | 0.00011984 | 1.4892e-05 | 8.8777e-05 | 0.00011984 | 0.00021045 | 0.00011327
12 | 18 | 9 | 0.00012237 | 3.0961e-05 | 0.00014147 | 0.00012237 | 0.00019155 | 0.00011817 | 0.00012237 | 3.0961e-05 | 0.00014147 | 0.00012237 | 0.00019155 | 0.00011817
12 | 18 | 10 | 0.00012484 | 3.397e-05 | 0.00013883 | 0.00012484 | 0.0001622 | 0.00012101 | 0.00012484 | 3.397e-05 | 0.00013883 | 0.00012484 | 0.0001622 | 0.00012101
12 | 18 | 11 | 0.0001263 | 4.0025e-05 | 0.00011278 | 0.0001263 | 0.00013373 | 0.00012246 | 0.0001263 | 4.0025e-05 | 0.00011278 | 0.0001263 | 0.00013373 | 0.00012246
12 | 18 | 12 | 0.0001259 | 4.9644e-05 | 9.7038e-05 | 0.0001259 | 0.00011685 | 0.00012409 | 0.0001259 | 4.9644e-05 | 9.7038e-05 | 0.0001259 | 0.00011685 | 0.00012409
12 | 18 | 13 | 0.00012547 | 7.1583e-05 | 0.00010244 | 0.00012547 | 0.00010753 | 0.00012336 | 0.00012547 | 7.1583e-05 | 0.00010244 | 0.00012547 | 0.00010753 | 0.00012336
12 | 18 | 14 | 0.00012371 | 8.5165e-05 | 0.00011388 | 0.00012371 | 0.00010603 | 0.00012326 | 0.00012371 | 8.5165e-05 | 0.00011388 | 0.00012371 | 0.00010603 | 0.00012326
12 | 18 | 15 | 0.00012184 | 9.8251e-05 | 0.00011899 | 0.00012184 | 0.00010677 | 0.00012166 | 0.00012184 | 9.8251e-05 | 0.00011899 | 0.00012184 | 0.00010677 | 0.00012166
12 | 18 | 16 | 0.00012166 | 0.00013432 | 0.00014197 | 0.00012166 | 0.00011236 | 0.00011951 | 0.00012166 | 0.00013432 | 0.00014197 | 0.00012166 | 0.00011236 | 0.00011951
12 | 18 | 17 | 0.00012654 | 0.00016985 | 0.00016025 | 0.00012654 | 0.00012504 | 0.00012617 | 0.00012654 | 0.00016985 | 0.00016025 | 0.00012654 | 0.00012504 | 0.00012617
12 | 18 | 18 | 0.0001404 | 0.00021645 | 0.00018877 | 0.0001404 | 0.00012984 | 0.00012852 | 0.0001404 | 0.00021645 | 0.00018877 | 0.0001404 | 0.00012984 | 0.00012852
12 | 18 | 19 | 0.00014114 | 0.00025025 | 0.00020674 | 0.00014114 | 0.00013892 | 0.00012771 | 0.00014114 | 0.00025025 | 0.00020674 | 0.00014114 | 0.00013892 | 0.00012771
12 | 18 | 20 | 0.00013868 | 0.00025723 | 0.00020107 | 0.00013868 | 0.00013736 | 0.00012552 | 0.00013868 | 0.00025723 | 0.00020107 | 0.00013868 | 0.00013736 | 0.00012552
12 | 18 | 21 | 0.00013483 | 0.00024903 | 0.00018308 | 0.00013483 | 0.00013816 | 0.00012029 | 0.00013483 | 0.00024903 | 0.00018308 | 0.00013483 | 0.00013816 | 0.00012029
12 | 18 | 22 | 0.00012629 | 0.00023427 | 0.00016806 | 0.00012629 | 0.00014409 | 0.00011175 | 0.00012629 | 0.00023427 | 0.00016806 | 0.00012629 | 0.00014409 | 0.00011175
12 | 18 | 23 | 0.00011494 | 0.00021718 | 0.00015198 | 0.00011494 | 0.00015237 | 0.00010021 | 0.00011494 | 0.00021718 | 0.00015198 | 0.00011494 | 0.00015237 | 0.00010021
12 | 18 | 24 | 0.00010304 | 0.00018064 | 0.00012195 | 0.00010304 | 0.00015834 | 9.3538e-05 | 0.00010304 | 0.00018064 | 0.00012195 | 0.00010304 | 0.00015834 | 9.3538e-05
12 | 19 | 1 | 9.3855e-05 | 0.00013809 | 8.6065e-05 | 9.3855e-05 | 0.00016597 | 8.7967e-05 | 9.3855e-05 | 0.00013809 | 8.6065e-05 | 9.3855e-05 | 0.00016597 | 8.7967e-05
12 | 19 | 2 | 8.927e-05 | 0.00010232 | 6.4294e-05 | 8.927e-05 | 0.00017137 | 8.5566e-05 | 8.927e-05 | 0.00010232 | 6.4294e-05 | 8.927e-05 | 0.00017137 | 8.5566e-05
12 | 19 | 3 | 8.7339e-05 | 6.9632e-05 | 4.5845e-05 | 8.7339e-05 | 0.00017602 | 8.5267e-05 | 8.7339e-05 | 6.9632e-05 | 4.5845e-05 | 8.7339e-05 | 0.00017602 | 8.5267e-05
12 | 19 | 4 | 8.6881e-05 | 4.6265e-05 | 3.1329e-05 | 8.6881e-05 | 0.00018261 | 8.6226e-05 | 8.6881e-05 | 4.6265e-05 | 3.1329e-05 | 8.6881e-05 | 0.00018261 | 8.6226e-05
12 | 19 | 5 | 8.9157e-05 | 2.843e-05 | 2.126e-05 | 8.9157e-05 | 0.00018495 | 8.92e-05 | 8.9157e-05 | 2.843e-05 | 2.126e-05 | 8.9157e-05 | 0.00018495 | 8.92e-05
12 | 19 | 6 | 9.6543e-05 | 1.6782e-05 | 2.165e-05 | 9.6543e-05 | 0.00019046 | 9.9324e-05 | 9.6543e-05 | 1.6782e-05 | 2.165e-05 | 9.6543e-05 | 0.00019046 | 9.9324e-05
12 | 19 | 7 | 0.00010926 | 1.0032e-05 | 4.1223e-05 | 0.00010926 | 0.00021041 | 0.00010675 | 0.00010926 | 1.0032e-05 | 4.1223e-05 | 0.00010926 | 0.00021041 | 0.00010675
12 | 19 | 8 | 0.00011566 | 1.4892e-05 | 8.8777e-05 | 0.00011566 | 0.00021045 | 0.00011327 | 0.00011566 | 1.4892e-05 | 8.8777e-05 | 0.00011566 | 0.00021045 | 0.00011327
12 | 19 | 9 | 0.00011841 | 3.0961e-05 | 0.00014147 | 0.00011841 | 0.00019155 | 0.00011817 | 0.00011841 | 3.0961e-05 | 0.00014147 | 0.00011841 | 0.00019155 | 0.00011817
12 | 19 | 10 | 0.0001213 | 3.397e-05 | 0.00013883 | 0.0001213 | 0.0001622 | 0.00012101 | 0.0001213 | 3.397e-05 | 0.00013883 | 0.0001213 | 0.0001622 | 0.00012101
12 | 19 | 11 | 0.00012258 | 4.0025e-05 | 0.00011278 | 0.00012258 | 0.00013373 | 0.00012246 | 0.00012258 | 4.0025e-05 | 0.00011278 | 0.00012258 | 0.00013373 | 0.00012246
12 | 19 | 12 | 0.00012193 | 4.9644e-05 | 9.7038e-05 | 0.00012193 | 0.00011685 | 0.00012409 | 0.00012193 | 4.9644e-05 | 9.7038e-05 | 0.00012193 | 0.00011685 | 0.00012409
12 | 19 | 13 | 0.00011954 | 7.1583e-05 | 0.00010244 | 0.00011954 | 0.00010753 | 0.00012336 | 0.00011954 | 7.1583e-05 | 0.00010244 | 0.00011954 | 0.00010753 | 0.00012336
12 | 19 | 14 | 0.00011905 | 8.5165e-05 | 0.00011388 | 0.00011905 | 0.00010603 | 0.00012326 | 0.00011905 | 8.5165e-05 | 0.00011388 | 0.00011905 | 0.00010603 | 0.00012326
12 | 19 | 15 | 0.00011772 | 9.8251e-05 | 0.00011899 | 0.00011772 | 0.00010677 | 0.00012166 | 0.00011772 | 9.8251e-05 | 0.00011899 | 0.00011772 | 0.00010677 | 0.00012166
12 | 19 | 16 | 0.00011757 | 0.00013432 | 0.00014197 | 0.00011757 | 0.00011236 | 0.00011951 | 0.00011757 | 0.00013432 | 0.00014197 | 0.00011757 | 0.00011236 | 0.00011951
12 | 19 | 17 | 0.00012204 | 0.00016985 | 0.00016025 | 0.00012204 | 0.00012504 | 0.00012617 | 0.00012204 | 0.00016985 | 0.00016025 | 0.00012204 | 0.00012504 | 0.00012617
12 | 19 | 18 | 0.00013761 | 0.00021645 | 0.00018877 | 0.00013761 | 0.00012984 | 0.00012852 | 0.00013761 | 0.00021645 | 0.00018877 | 0.00013761 | 0.00012984 | 0.00012852
12 | 19 | 19 | 0.00013892 | 0.00025025 | 0.00020674 | 0.00013892 | 0.00013892 | 0.00012771 | 0.00013892 | 0.00025025 | 0.00020674 | 0.00013892 | 0.00013892 | 0.00012771
12 | 19 | 20 | 0.00013691 | 0.00025723 | 0.00020107 | 0.00013691 | 0.00013736 | 0.00012552 | 0.00013691 | 0.00025723 | 0.00020107 | 0.00013691 | 0.00013736 | 0.00012552
12 | 19 | 21 | 0.00013441 | 0.00024903 | 0.00018308 | 0.00013441 | 0.00013816 | 0.00012029 | 0.00013441 | 0.00024903 | 0.00018308 | 0.00013441 | 0.00013816 | 0.00012029
12 | 19 | 22 | 0.00012593 | 0.00023427 | 0.00016806 | 0.00012593 | 0.00014409 | 0.00011175 | 0.00012593 | 0.00023427 | 0.00016806 | 0.00012593 | 0.00014409 | 0.00011175
12 | 19 | 23 | 0.0001139 | 0.00021718 | 0.00015198 | 0.0001139 | 0.00015237 | 0.00010021 | 0.0001139 | 0.00021718 | 0.00015198 | 0.0001139 | 0.00015237 | 0.00010021
12 | 19 | 24 | 0.00010269 | 0.00018064 | 0.00012195 | 0.00010269 | 0.00015834 | 9.3538e-05 | 0.00010269 | 0.00018064 | 0.00012195 | 0.00010269 | 0.00015834 | 9.3538e-05
12 | 20 | 1 | 9.3352e-05 | 0.00013809 | 8.6065e-05 | 9.3352e-05 | 0.00016597 | 8.7967e-05 | 9.3352e-05 | 0.00013809 | 8.6065e-05 | 9.3352e-05 | 0.00016597 | 8.7967e-05
12 | 20 | 2 | 8.8899e-05 | 0.00010232 | 6.4294e-05 | 8.8899e-05 | 0.00017137 | 8.5566e-05 | 8.8899e-05 | 0.00010232 | 6.4294e-05 | 8.8899e-05 | 0.00017137 | 8.5566e-05
12 | 20 | 3 | 8.6577e-05 | 6.9632e-05 | 4.5845e-05 | 8.6577e-05 | 0.00017602 | 8.5267e-05 | 8.6577e-05 | 6.9632e-05 | 4.5845e-05 | 8.6577e-05 | 0.00017602 | 8.5267e-05
12 | 20 | 4 | 8.5778e-05 | 4.6265e-05 | 3.1329e-05 | 8.5778e-05 | 0.00018261 | 8.6226e-05 | 8.5778e-05 | 4.6265e-05 | 3.1329e-05 | 8.5778e-05 | 0.00018261 | 8.6226e-05
12 | 20 | 5 | 8.7847e-05 | 2.843e-05 | 2.126e-05 | 8.7847e-05 | 0.00018495 | 8.92e-05 | 8.7847e-05 | 2.843e-05 | 2.126e-05 | 8.7847e-05 | 0.00018495 | 8.92e-05
12 | 20 | 6 | 9.4862e-05 | 1.6782e-05 | 2.165e-05 | 9.4862e-05 | 0.00019046 | 9.9324e-05 | 9.4862e-05 | 1.6782e-05 | 2.165e-05 | 9.4862e-05 | 0.00019046 | 9.9324e-05
12 | 20 | 7 | 0.00010725 | 1.0032e-05 | 4.1223e-05 | 0.00010725 | 0.00021041 | 0.00010675 | 0.00010725 | 1.0032e-05 | 4.1223e-05 | 0.00010725 | 0.00021041 | 0.00010675
12 | 20 | 8 | 0.00011548 | 1.4892e-05 | 8.8777e-05 | 0.00011548 | 0.00021045 | 0.00011327 | 0.00011548 | 1.4892e-05 | 8.8777e-05 | 0.00011548 | 0.00021045 | 0.00011327
12 | 20 | 9 | 0.00011794 | 3.0961e-05 | 0.00014147 | 0.00011794 | 0.00019155 | 0.00011817 | 0.00011794 | 3.0961e-05 | 0.00014147 | 0.00011794 | 0.00019155 | 0.00011817
12 | 20 | 10 | 0.00012011 | 3.397e-05 | 0.00013883 | 0.00012011 | 0.0001622 | 0.00012101 | 0.00012011 | 3.397e-05 | 0.00013883 | 0.00012011 | 0.0001622 | 0.00012101
12 | 20 | 11 | 0.00012025 | 4.0025e-05 | 0.00011278 | 0.00012025 | 0.00013373 | 0.00012246 | 0.00012025 | 4.0025e-05 | 0.00011278 | 0.00012025 | 0.00013373 | 0.00012246
12 | 20 | 12 | 0.00012021 | 4.9644e-05 | 9.7038e-05 | 0.00012021 | 0.00011685 | 0.00012409 | 0.00012021 | 4.9644e-05 | 9.7038e-05 | 0.00012021 | 0.00011685 | 0.00012409
12 | 20 | 13 | 0.0001194 | 7.1583e-05 | 0.00010244 | 0.0001194 | 0.00010753 | 0.00012336 | 0.0001194 | 7.1583e-05 | 0.00010244 | 0.0001194 | 0.00010753 | 0.00012336
12 | 20 | 14 | 0.00011892 | 8.5165e-05 | 0.00011388 | 0.00011892 | 0.00010603 | 0.00012326 | 0.00011892 | 8.5165e-05 | 0.00011388 | 0.00011892 | 0.00010603 | 0.00012326
12 | 20 | 15 | 0.0001178 | 9.8251e-05 | 0.00011899 | 0.0001178 | 0.00010677 | 0.00012166 | 0.0001178 | 9.8251e-05 | 0.00011899 | 0.0001178 | 0.00010677 | 0.00012166
12 | 20 | 16 | 0.00011693 | 0.00013432 | 0.00014197 | 0.00011693 | 0.00011236 | 0.00011951 | 0.00011693 | 0.00013432 | 0.00014197 | 0.00011693 | 0.00011236 | 0.00011951
12 | 20 | 17 | 0.0001206 | 0.00016985 | 0.00016025 | 0.0001206 | 0.00012504 | 0.00012617 | 0.0001206 | 0.00016985 | 0.00016025 | 0.0001206 | 0.00012504 | 0.00012617
12 | 20 | 18 | 0.00013423 | 0.00021645 | 0.00018877 | 0.00013423 | 0.00012984 | 0.00012852 | 0.00013423 | 0.00021645 | 0.00018877 | 0.00013423 | 0.00012984 | 0.00012852
12 | 20 | 19 | 0.00013779 | 0.00025025 | 0.00020674 | 0.00013779 | 0.00013892 | 0.00012771 | 0.00013779 | 0.00025025 | 0.00020674 | 0.00013779 | 0.00013892 | 0.00012771
12 | 20 | 20 | 0.00013635 | 0.00025723 | 0.00020107 | 0.00013635 | 0.00013736 | 0.00012552 | 0.00013635 | 0.00025723 | 0.00020107 | 0.00013635 | 0.00013736 | 0.00012552
12 | 20 | 21 | 0.00013327 | 0.00024903 | 0.00018308 | 0.00013327 | 0.00013816 | 0.00012029 | 0.00013327 | 0.00024903 | 0.00018308 | 0.00013327 | 0.00013816 | 0.00012029
12 | 20 | 22 | 0.00012615 | 0.00023427 | 0.00016806 | 0.00012615 | 0.00014409 | 0.00011175 | 0.00012615 | 0.00023427 | 0.00016806 | 0.00012615 | 0.00014409 | 0.00011175
12 | 20 | 23 | 0.00011493 | 0.00021718 | 0.00015198 | 0.00011493 | 0.00015237 | 0.00010021 | 0.00011493 | 0.00021718 | 0.00015198 | 0.00011493 | 0.00015237 | 0.00010021
12 | 20 | 24 | 0.00010383 | 0.00018064 | 0.00012195 | 0.00010383 | 0.00015834 | 9.3538e-05 | 0.00010383 | 0.00018064 | 0.00012195 | 0.00010383 | 0.00015834 | 9.3538e-05
12 | 21 | 1 | 9.5815e-05 | 0.00013809 | 8.6065e-05 | 9.5815e-05 | 0.00016597 | 8.7967e-05 | 9.5815e-05 | 0.00013809 | 8.6065e-05 | 9.5815e-05 | 0.00016597 | 8.7967e-05
12 | 21 | 2 | 9.113e-05 | 0.00010232 | 6.4294e-05 | 9.113e-05 | 0.00017137 | 8.5566e-05 | 9.113e-05 | 0.00010232 | 6.4294e-05 | 9.113e-05 | 0.00017137 | 8.5566e-05
12 | 21 | 3 | 8.9074e-05 | 6.9632e-05 | 4.5845e-05 | 8.9074e-05 | 0.00017602 | 8.5267e-05 | 8.9074e-05 | 6.9632e-05 | 4.5845e-05 | 8.9074e-05 | 0.00017602 | 8.5267e-05
12 | 21 | 4 | 8.8987e-05 | 4.6265e-05 | 3.1329e-05 | 8.8987e-05 | 0.00018261 | 8.6226e-05 | 8.8987e-05 | 4.6265e-05 | 3.1329e-05 | 8.8987e-05 | 0.00018261 | 8.6226e-05
12 | 21 | 5 | 9.1521e-05 | 2.843e-05 | 2.126e-05 | 9.1521e-05 | 0.00018495 | 8.92e-05 | 9.1521e-05 | 2.843e-05 | 2.126e-05 | 9.1521e-05 | 0.00018495 | 8.92e-05
12 | 21 | 6 | 9.9015e-05 | 1.6782e-05 | 2.165e-05 | 9.9015e-05 | 0.00019046 | 9.9324e-05 | 9.9015e-05 | 1.6782e-05 | 2.165e-05 | 9.9015e-05 | 0.00019046 | 9.9324e-05
12 | 21 | 7 | 0.00011121 | 1.0032e-05 | 4.1223e-05 | 0.00011121 | 0.00021041 | 0.00010675 | 0.00011121 | 1.0032e-05 | 4.1223e-05 | 0.00011121 | 0.00021041 | 0.00010675
12 | 21 | 8 | 0.00011936 | 1.4892e-05 | 8.8777e-05 | 0.00011936 | 0.00021045 | 0.00011327 | 0.00011936 | 1.4892e-05 | 8.8777e-05 | 0.00011936 | 0.00021045 | 0.00011327
12 | 21 | 9 | 0.00012093 | 3.0961e-05 | 0.00014147 | 0.00012093 | 0.00019155 | 0.00011817 | 0.00012093 | 3.0961e-05 | 0.00014147 | 0.00012093 | 0.00019155 | 0.00011817
12 | 21 | 10 | 0.00012192 | 3.397e-05 | 0.00013883 | 0.00012192 | 0.0001622 | 0.00012101 | 0.00012192 | 3.397e-05 | 0.00013883 | 0.00012192 | 0.0001622 | 0.00012101
12 | 21 | 11 | 0.00012159 | 4.0025e-05 | 0.00011278 | 0.00012159 | 0.00013373 | 0.00012246 | 0.00012159 | 4.0025e-05 | 0.00011278 | 0.00012159 | 0.00013373 | 0.00012246
12 | 21 | 12 | 0.00011913 | 4.9644e-05 | 9.7038e-05 | 0.00011913 | 0.00011685 | 0.00012409 | 0.00011913 | 4.9644e-05 | 9.7038e-05 | 0.00011913 | 0.00011685 | 0.00012409
12 | 21 | 13 | 0.00011519 | 7.1583e-05 | 0.00010244 | 0.00011519 | 0.00010753 | 0.00012336 | 0.00011519 | 7.1583e-05 | 0.00010244 | 0.00011519 | 0.00010753 | 0.00012336
12 | 21 | 14 | 0.00011281 | 8.5165e-05 | 0.00011388 | 0.00011281 | 0.00010603 | 0.00012326 | 0.00011281 | 8.5165e-05 | 0.00011388 | 0.00011281 | 0.00010603 | 0.00012326
12 | 21 | 15 | 0.00011153 | 9.8251e-05 | 0.00011899 | 0.00011153 | 0.00010677 | 0.00012166 | 0.00011153 | 9.8251e-05 | 0.00011899 | 0.00011153 | 0.00010677 | 0.00012166
12 | 21 | 16 | 0.00011054 | 0.00013432 | 0.00014197 | 0.00011054 | 0.00011236 | 0.00011951 | 0.00011054 | 0.00013432 | 0.00014197 | 0.00011054 | 0.00011236 | 0.00011951
12 | 21 | 17 | 0.00011535 | 0.00016985 | 0.00016025 | 0.00011535 | 0.00012504 | 0.00012617 | 0.00011535 | 0.00016985 | 0.00016025 | 0.00011535 | 0.00012504 | 0.00012617
12 | 21 | 18 | 0.00013213 | 0.00021645 | 0.00018877 | 0.00013213 | 0.00012984 | 0.00012852 | 0.00013213 | 0.00021645 | 0.00018877 | 0.00013213 | 0.00012984 | 0.00012852
12 | 21 | 19 | 0.00013439 | 0.00025025 | 0.00020674 | 0.00013439 | 0.00013892 | 0.00012771 | 0.00013439 | 0.00025025 | 0.00020674 | 0.00013439 | 0.00013892 | 0.00012771
12 | 21 | 20 | 0.000132 | 0.00025723 | 0.00020107 | 0.000132 | 0.00013736 | 0.00012552 | 0.000132 | 0.00025723 | 0.00020107 | 0.000132 | 0.00013736 | 0.00012552
12 | 21 | 21 | 0.00012953 | 0.00024903 | 0.00018308 | 0.00012953 | 0.00013816 | 0.00012029 | 0.00012953 | 0.00024903 | 0.00018308 | 0.00012953 | 0.00013816 | 0.00012029
12 | 21 | 22 | 0.00012383 | 0.00023427 | 0.00016806 | 0.00012383 | 0.00014409 | 0.00011175 | 0.00012383 | 0.00023427 | 0.00016806 | 0.00012383 | 0.00014409 | 0.00011175
12 | 21 | 23 | 0.00011584 | 0.00021718 | 0.00015198 | 0.00011584 | 0.00015237 | 0.00010021 | 0.00011584 | 0.00021718 | 0.00015198 | 0.00011584 | 0.00015237 | 0.00010021
12 | 21 | 24 | 0.00010584 | 0.00018064 | 0.00012195 | 0.00010584 | 0.00015834 | 9.3538e-05 | 0.00010584 | 0.00018064 | 0.00012195 | 0.00010584 | 0.00015834 | 9.3538e-05
12 | 22 | 1 | 9.6843e-05 | 0.00013809 | 8.6065e-05 | 9.6843e-05 | 0.00016597 | 8.7967e-05 | 9.6843e-05 | 0.00013809 | 8.6065e-05 | 9.6843e-05 | 0.00016597 | 8.7967e-05
12 | 22 | 2 | 9.1646e-05 | 0.00010232 | 6.4294e-05 | 9.1646e-05 | 0.00017137 | 8.5566e-05 | 9.1646e-05 | 0.00010232 | 6.4294e-05 | 9.1646e-05 | 0.00017137 | 8.5566e-05
12 | 22 | 3 | 8.9195e-05 | 6.9632e-05 | 4.5845e-05 | 8.9195e-05 | 0.00017602 | 8.5267e-05 | 8.9195e-05 | 6.9632e-05 | 4.5845e-05 | 8.9195e-05 | 0.00017602 | 8.5267e-05
12 | 22 | 4 | 8.82e-05 | 4.6265e-05 | 3.1329e-05 | 8.82e-05 | 0.00018261 | 8.6226e-05 | 8.82e-05 | 4.6265e-05 | 3.1329e-05 | 8.82e-05 | 0.00018261 | 8.6226e-05
12 | 22 | 5 | 8.902e-05 | 2.843e-05 | 2.126e-05 | 8.902e-05 | 0.00018495 | 8.92e-05 | 8.902e-05 | 2.843e-05 | 2.126e-05 | 8.902e-05 | 0.00018495 | 8.92e-05
12 | 22 | 6 | 9.2153e-05 | 1.6782e-05 | 2.165e-05 | 9.2153e-05 | 0.00019046 | 9.9324e-05 | 9.2153e-05 | 1.6782e-05 | 2.165e-05 | 9.2153e-05 | 0.00019046 | 9.9324e-05
12 | 22 | 7 | 9.6385e-05 | 1.0032e-05 | 4.1223e-05 | 9.6385e-05 | 0.00021041 | 0.00010675 | 9.6385e-05 | 1.0032e-05 | 4.1223e-05 | 9.6385e-05 | 0.00021041 | 0.00010675
12 | 22 | 8 | 9.951e-05 | 1.4892e-05 | 8.8777e-05 | 9.951e-05 | 0.00021045 | 0.00011327 | 9.951e-05 | 1.4892e-05 | 8.8777e-05 | 9.951e-05 | 0.00021045 | 0.00011327
12 | 22 | 9 | 0.00010475 | 3.0961e-05 | 0.00014147 | 0.00010475 | 0.00019155 | 0.00011817 | 0.00010475 | 3.0961e-05 | 0.00014147 | 0.00010475 | 0.00019155 | 0.00011817
12 | 22 | 10 | 0.00010802 | 3.397e-05 | 0.00013883 | 0.00010802 | 0.0001622 | 0.00012101 | 0.00010802 | 3.397e-05 | 0.00013883 | 0.00010802 | 0.0001622 | 0.00012101
12 | 22 | 11 | 0.00010821 | 4.0025e-05 | 0.00011278 | 0.00010821 | 0.00013373 | 0.00012246 | 0.00010821 | 4.0025e-05 | 0.00011278 | 0.00010821 | 0.00013373 | 0.00012246
12 | 22 | 12 | 0.00010627 | 4.9644e-05 | 9.7038e-05 | 0.00010627 | 0.00011685 | 0.00012409 | 0.00010627 | 4.9644e-05 | 9.7038e-05 | 0.00010627 | 0.00011685 | 0.00012409
12 | 22 | 13 | 0.00010435 | 7.1583e-05 | 0.00010244 | 0.00010435 | 0.00010753 | 0.00012336 | 0.00010435 | 7.1583e-05 | 0.00010244 | 0.00010435 | 0.00010753 | 0.00012336
12 | 22 | 14 | 0.00010236 | 8.5165e-05 | 0.00011388 | 0.00010236 | 0.00010603 | 0.00012326 | 0.00010236 | 8.5165e-05 | 0.00011388 | 0.00010236 | 0.00010603 | 0.00012326
12 | 22 | 15 | 0.00010023 | 9.8251e-05 | 0.00011899 | 0.00010023 | 0.00010677 | 0.00012166 | 0.00010023 | 9.8251e-05 | 0.00011899 | 0.00010023 | 0.00010677 | 0.00012166
12 | 22 | 16 | 0.00010011 | 0.00013432 | 0.00014197 | 0.00010011 | 0.00011236 | 0.00011951 | 0.00010011 | 0.00013432 | 0.00014197 | 0.00010011 | 0.00011236 | 0.00011951
12 | 22 | 17 | 0.00010523 | 0.00016985 | 0.00016025 | 0.00010523 | 0.00012504 | 0.00012617 | 0.00010523 | 0.00016985 | 0.00016025 | 0.00010523 | 0.00012504 | 0.00012617
12 | 22 | 18 | 0.00012247 | 0.00021645 | 0.00018877 | 0.00012247 | 0.00012984 | 0.00012852 | 0.00012247 | 0.00021645 | 0.00018877 | 0.00012247 | 0.00012984 | 0.00012852
12 | 22 | 19 | 0.00012456 | 0.00025025 | 0.00020674 | 0.00012456 | 0.00013892 | 0.00012771 | 0.00012456 | 0.00025025 | 0.00020674 | 0.00012456 | 0.00013892 | 0.00012771
12 | 22 | 20 | 0.0001244 | 0.00025723 | 0.00020107 | 0.0001244 | 0.00013736 | 0.00012552 | 0.0001244 | 0.00025723 | 0.00020107 | 0.0001244 | 0.00013736 | 0.00012552
12 | 22 | 21 | 0.00012193 | 0.00024903 | 0.00018308 | 0.00012193 | 0.00013816 | 0.00012029 | 0.00012193 | 0.00024903 | 0.00018308 | 0.00012193 | 0.00013816 | 0.00012029
12 | 22 | 22 | 0.00011698 | 0.00023427 | 0.00016806 | 0.00011698 | 0.00014409 | 0.00011175 | 0.00011698 | 0.00023427 | 0.00016806 | 0.00011698 | 0.00014409 | 0.00011175
12 | 22 | 23 | 0.0001102 | 0.00021718 | 0.00015198 | 0.0001102 | 0.00015237 | 0.00010021 | 0.0001102 | 0.00021718 | 0.00015198 | 0.0001102 | 0.00015237 | 0.00010021
12 | 22 | 24 | 0.00010153 | 0.00018064 | 0.00012195 | 0.00010153 | 0.00015834 | 9.3538e-05 | 0.00010153 | 0.00018064 | 0.00012195 | 0.00010153 | 0.00015834 | 9.3538e-05
12 | 23 | 1 | 9.4197e-05 | 0.00013809 | 8.6065e-05 | 9.4197e-05 | 0.00016597 | 8.7967e-05 | 9.4197e-05 | 0.00013809 | 8.6065e-05 | 9.4197e-05 | 0.00016597 | 8.7967e-05
12 | 23 | 2 | 8.9024e-05 | 0.00010232 | 6.4294e-05 | 8.9024e-05 | 0.00017137 | 8.5566e-05 | 8.9024e-05 | 0.00010232 | 6.4294e-05 | 8.9024e-05 | 0.00017137 | 8.5566e-05
12 | 23 | 3 | 8.6357e-05 | 6.9632e-05 | 4.5845e-05 | 8.6357e-05 | 0.00017602 | 8.5267e-05 | 8.6357e-05 | 6.9632e-05 | 4.5845e-05 | 8.6357e-05 | 0.00017602 | 8.5267e-05
12 | 23 | 4 | 8.515e-05 | 4.6265e-05 | 3.1329e-05 | 8.515e-05 | 0.00018261 | 8.6226e-05 | 8.515e-05 | 4.6265e-05 | 3.1329e-05 | 8.515e-05 | 0.00018261 | 8.6226e-05
12 | 23 | 5 | 8.5625e-05 | 2.843e-05 | 2.126e-05 | 8.5625e-05 | 0.00018495 | 8.92e-05 | 8.5625e-05 | 2.843e-05 | 2.126e-05 | 8.5625e-05 | 0.00018495 | 8.92e-05
12 | 23 | 6 | 8.7651e-05 | 1.6782e-05 | 2.165e-05 | 8.7651e-05 | 0.00019046 | 9.9324e-05 | 8.7651e-05 | 1.6782e-05 | 2.165e-05 | 8.7651e-05 | 0.00019046 | 9.9324e-05
12 | 23 | 7 | 9.1529e-05 | 1.0032e-05 | 4.1223e-05 | 9.1529e-05 | 0.00021041 | 0.00010675 | 9.1529e-05 | 1.0032e-05 | 4.1223e-05 | 9.1529e-05 | 0.00021041 | 0.00010675
12 | 23 | 8 | 9.4542e-05 | 1.4892e-05 | 8.8777e-05 | 9.4542e-05 | 0.00021045 | 0.00011327 | 9.4542e-05 | 1.4892e-05 | 8.8777e-05 | 9.4542e-05 | 0.00021045 | 0.00011327
12 | 23 | 9 | 9.8895e-05 | 3.0961e-05 | 0.00014147 | 9.8895e-05 | 0.00019155 | 0.00011817 | 9.8895e-05 | 3.0961e-05 | 0.00014147 | 9.8895e-05 | 0.00019155 | 0.00011817
12 | 23 | 10 | 0.00010169 | 3.397e-05 | 0.00013883 | 0.00010169 | 0.0001622 | 0.00012101 | 0.00010169 | 3.397e-05 | 0.00013883 | 0.00010169 | 0.0001622 | 0.00012101
12 | 23 | 11 | 0.00010163 | 4.0025e-05 | 0.00011278 | 0.00010163 | 0.00013373 | 0.00012246 | 0.00010163 | 4.0025e-05 | 0.00011278 | 0.00010163 | 0.00013373 | 0.00012246
12 | 23 | 12 | 0.00010083 | 4.9644e-05 | 9.7038e-05 | 0.00010083 | 0.00011685 | 0.00012409 | 0.00010083 | 4.9644e-05 | 9.7038e-05 | 0.00010083 | 0.00011685 | 0.00012409
12 | 23 | 13 | 0.00010002 | 7.1583e-05 | 0.00010244 | 0.00010002 | 0.00010753 | 0.00012336 | 0.00010002 | 7.1583e-05 | 0.00010244 | 0.00010002 | 0.00010753 | 0.00012336
12 | 23 | 14 | 9.8379e-05 | 8.5165e-05 | 0.00011388 | 9.8379e-05 | 0.00010603 | 0.00012326 | 9.8379e-05 | 8.5165e-05 | 0.00011388 | 9.8379e-05 | 0.00010603 | 0.00012326
12 | 23 | 15 | 9.7384e-05 | 9.8251e-05 | 0.00011899 | 9.7384e-05 | 0.00010677 | 0.00012166 | 9.7384e-05 | 9.8251e-05 | 0.00011899 | 9.7384e-05 | 0.00010677 | 0.00012166
12 | 23 | 16 | 9.7538e-05 | 0.00013432 | 0.00014197 | 9.7538e-05 | 0.00011236 | 0.00011951 | 9.7538e-05 | 0.00013432 | 0.00014197 | 9.7538e-05 | 0.00011236 | 0.00011951
12 | 23 | 17 | 0.00010262 | 0.00016985 | 0.00016025 | 0.00010262 | 0.00012504 | 0.00012617 | 0.00010262 | 0.00016985 | 0.00016025 | 0.00010262 | 0.00012504 | 0.00012617
12 | 23 | 18 | 0.00012027 | 0.00021645 | 0.00018877 | 0.00012027 | 0.00012984 | 0.00012852 | 0.00012027 | 0.00021645 | 0.00018877 | 0.00012027 | 0.00012984 | 0.00012852
12 | 23 | 19 | 0.00012393 | 0.00025025 | 0.00020674 | 0.00012393 | 0.00013892 | 0.00012771 | 0.00012393 | 0.00025025 | 0.00020674 | 0.00012393 | 0.00013892 | 0.00012771
12 | 23 | 20 | 0.0001238 | 0.00025723 | 0.00020107 | 0.0001238 | 0.00013736 | 0.00012552 | 0.0001238 | 0.00025723 | 0.00020107 | 0.0001238 | 0.00013736 | 0.00012552
12 | 23 | 21 | 0.00012136 | 0.00024903 | 0.00018308 | 0.00012136 | 0.00013816 | 0.00012029 | 0.00012136 | 0.00024903 | 0.00018308 | 0.00012136 | 0.00013816 | 0.00012029
12 | 23 | 22 | 0.00011712 | 0.00023427 | 0.00016806 | 0.00011712 | 0.00014409 | 0.00011175 | 0.00011712 | 0.00023427 | 0.00016806 | 0.00011712 | 0.00014409 | 0.00011175
12 | 23 | 23 | 0.00010866 | 0.00021718 | 0.00015198 | 0.00010866 | 0.00015237 | 0.00010021 | 0.00010866 | 0.00021718 | 0.00015198 | 0.00010866 | 0.00015237 | 0.00010021
12 | 23 | 24 | 9.7875e-05 | 0.00018064 | 0.00012195 | 9.7875e-05 | 0.00015834 | 9.3538e-05 | 9.7875e-05 | 0.00018064 | 0.00012195 | 9.7875e-05 | 0.00015834 | 9.3538e-05
12 | 24 | 1 | 8.9515e-05 | 0.00013809 | 8.6065e-05 | 8.9515e-05 | 0.00016597 | 8.7967e-05 | 8.9515e-05 | 0.00013809 | 8.6065e-05 | 8.9515e-05 | 0.00016597 | 8.7967e-05
12 | 24 | 2 | 8.4967e-05 | 0.00010232 | 6.4294e-05 | 8.4967e-05 | 0.00017137 | 8.5566e-05 | 8.4967e-05 | 0.00010232 | 6.4294e-05 | 8.4967e-05 | 0.00017137 | 8.5566e-05
12 | 24 | 3 | 8.3024e-05 | 6.9632e-05 | 4.5845e-05 | 8.3024e-05 | 0.00017602 | 8.5267e-05 | 8.3024e-05 | 6.9632e-05 | 4.5845e-05 | 8.3024e-05 | 0.00017602 | 8.5267e-05
12 | 24 | 4 | 8.2433e-05 | 4.6265e-05 | 3.1329e-05 | 8.2433e-05 | 0.00018261 | 8.6226e-05 | 8.2433e-05 | 4.6265e-05 | 3.1329e-05 | 8.2433e-05 | 0.00018261 | 8.6226e-05
12 | 24 | 5 | 8.3115e-05 | 2.843e-05 | 2.126e-05 | 8.3115e-05 | 0.00018495 | 8.92e-05 | 8.3115e-05 | 2.843e-05 | 2.126e-05 | 8.3115e-05 | 0.00018495 | 8.92e-05
12 | 24 | 6 | 8.6519e-05 | 1.6782e-05 | 2.165e-05 | 8.6519e-05 | 0.00019046 | 9.9324e-05 | 8.6519e-05 | 1.6782e-05 | 2.165e-05 | 8.6519e-05 | 0.00019046 | 9.9324e-05
12 | 24 | 7 | 9.0984e-05 | 1.0032e-05 | 4.1223e-05 | 9.0984e-05 | 0.00021041 | 0.00010675 | 9.0984e-05 | 1.0032e-05 | 4.1223e-05 | 9.0984e-05 | 0.00021041 | 0.00010675
12 | 24 | 8 | 9.4688e-05 | 1.4892e-05 | 8.8777e-05 | 9.4688e-05 | 0.00021045 | 0.00011327 | 9.4688e-05 | 1.4892e-05 | 8.8777e-05 | 9.4688e-05 | 0.00021045 | 0.00011327
12 | 24 | 9 | 0.00010032 | 3.0961e-05 | 0.00014147 | 0.00010032 | 0.00019155 | 0.00011817 | 0.00010032 | 3.0961e-05 | 0.00014147 | 0.00010032 | 0.00019155 | 0.00011817
12 | 24 | 10 | 0.00010396 | 3.397e-05 | 0.00013883 | 0.00010396 | 0.0001622 | 0.00012101 | 0.00010396 | 3.397e-05 | 0.00013883 | 0.00010396 | 0.0001622 | 0.00012101
12 | 24 | 11 | 0.00010602 | 4.0025e-05 | 0.00011278 | 0.00010602 | 0.00013373 | 0.00012246 | 0.00010602 | 4.0025e-05 | 0.00011278 | 0.00010602 | 0.00013373 | 0.00012246
12 | 24 | 12 | 0.00010509 | 4.9644e-05 | 9.7038e-05 | 0.00010509 | 0.00011685 | 0.00012409 | 0.00010509 | 4.9644e-05 | 9.7038e-05 | 0.00010509 | 0.00011685 | 0.00012409
12 | 24 | 13 | 0.00010294 | 7.1583e-05 | 0.00010244 | 0.00010294 | 0.00010753 | 0.00012336 | 0.00010294 | 7.1583e-05 | 0.00010244 | 0.00010294 | 0.00010753 | 0.00012336
12 | 24 | 14 | 0.00010155 | 8.5165e-05 | 0.00011388 | 0.00010155 | 0.00010603 | 0.00012326 | 0.00010155 | 8.5165e-05 | 0.00011388 | 0.00010155 | 0.00010603 | 0.00012326
12 | 24 | 15 | 0.00010078 | 9.8251e-05 | 0.00011899 | 0.00010078 | 0.00010677 | 0.00012166 | 0.00010078 | 9.8251e-05 | 0.00011899 | 0.00010078 | 0.00010677 | 0.00012166
12 | 24 | 16 | 0.00010044 | 0.00013432 | 0.00014197 | 0.00010044 | 0.00011236 | 0.00011951 | 0.00010044 | 0.00013432 | 0.00014197 | 0.00010044 | 0.00011236 | 0.00011951
12 | 24 | 17 | 0.00010534 | 0.00016985 | 0.00016025 | 0.00010534 | 0.00012504 | 0.00012617 | 0.00010534 | 0.00016985 | 0.00016025 | 0.00010534 | 0.00012504 | 0.00012617
12 | 24 | 18 | 0.00011995 | 0.00021645 | 0.00018877 | 0.00011995 | 0.00012984 | 0.00012852 | 0.00011995 | 0.00021645 | 0.00018877 | 0.00011995 | 0.00012984 | 0.00012852
12 | 24 | 19 | 0.00012072 | 0.00025025 | 0.00020674 | 0.00012072 | 0.00013892 | 0.00012771 | 0.00012072 | 0.00025025 | 0.00020674 | 0.00012072 | 0.00013892 | 0.00012771
12 | 24 | 20 | 0.00011676 | 0.00025723 | 0.00020107 | 0.00011676 | 0.00013736 | 0.00012552 | 0.00011676 | 0.00025723 | 0.00020107 | 0.00011676 | 0.00013736 | 0.00012552
12 | 24 | 21 | 0.00011251 | 0.00024903 | 0.00018308 | 0.00011251 | 0.00013816 | 0.00012029 | 0.00011251 | 0.00024903 | 0.00018308 | 0.00011251 | 0.00013816 | 0.00012029
12 | 24 | 22 | 0.00010872 | 0.00023427 | 0.00016806 | 0.00010872 | 0.00014409 | 0.00011175 | 0.00010872 | 0.00023427 | 0.00016806 | 0.00010872 | 0.00014409 | 0.00011175
12 | 24 | 23 | 0.000105 | 0.00021718 | 0.00015198 | 0.000105 | 0.00015237 | 0.00010021 | 0.000105 | 0.00021718 | 0.00015198 | 0.000105 | 0.00015237 | 0.00010021
12 | 24 | 24 | 9.753e-05 | 0.00018064 | 0.00012195 | 9.753e-05 | 0.00015834 | 9.3538e-05 | 9.753e-05 | 0.00018064 | 0.00012195 | 9.753e-05 | 0.00015834 | 9.3538e-05
12 | 25 | 1 | 9.0481e-05 | 0.00013809 | 8.6065e-05 | 9.0481e-05 | 0.00016597 | 8.7967e-05 | 9.0481e-05 | 0.00013809 | 8.6065e-05 | 9.0481e-05 | 0.00016597 | 8.7967e-05
12 | 25 | 2 | 8.6311e-05 | 0.00010232 | 6.4294e-05 | 8.6311e-05 | 0.00017137 | 8.5566e-05 | 8.6311e-05 | 0.00010232 | 6.4294e-05 | 8.6311e-05 | 0.00017137 | 8.5566e-05
12 | 25 | 3 | 8.2828e-05 | 6.9632e-05 | 4.5845e-05 | 8.2828e-05 | 0.00017602 | 8.5267e-05 | 8.2828e-05 | 6.9632e-05 | 4.5845e-05 | 8.2828e-05 | 0.00017602 | 8.5267e-05
12 | 25 | 4 | 8.0589e-05 | 4.6265e-05 | 3.1329e-05 | 8.0589e-05 | 0.00018261 | 8.6226e-05 | 8.0589e-05 | 4.6265e-05 | 3.1329e-05 | 8.0589e-05 | 0.00018261 | 8.6226e-05
12 | 25 | 5 | 8.0685e-05 | 2.843e-05 | 2.126e-05 | 8.0685e-05 | 0.00018495 | 8.92e-05 | 8.0685e-05 | 2.843e-05 | 2.126e-05 | 8.0685e-05 | 0.00018495 | 8.92e-05
12 | 25 | 6 | 8.2508e-05 | 1.6782e-05 | 2.165e-05 | 8.2508e-05 | 0.00019046 | 9.9324e-05 | 8.2508e-05 | 1.6782e-05 | 2.165e-05 | 8.2508e-05 | 0.00019046 | 9.9324e-05
12 | 25 | 7 | 8.6116e-05 | 1.0032e-05 | 4.1223e-05 | 8.6116e-05 | 0.00021041 | 0.00010675 | 8.6116e-05 | 1.0032e-05 | 4.1223e-05 | 8.6116e-05 | 0.00021041 | 0.00010675
12 | 25 | 8 | 8.7626e-05 | 1.4892e-05 | 8.8777e-05 | 8.7626e-05 | 0.00021045 | 0.00011327 | 8.7626e-05 | 1.4892e-05 | 8.8777e-05 | 8.7626e-05 | 0.00021045 | 0.00011327
12 | 25 | 9 | 9.073e-05 | 3.0961e-05 | 0.00014147 | 9.073e-05 | 0.00019155 | 0.00011817 | 9.073e-05 | 3.0961e-05 | 0.00014147 | 9.073e-05 | 0.00019155 | 0.00011817
12 | 25 | 10 | 9.2986e-05 | 3.397e-05 | 0.00013883 | 9.2986e-05 | 0.0001622 | 0.00012101 | 9.2986e-05 | 3.397e-05 | 0.00013883 | 9.2986e-05 | 0.0001622 | 0.00012101
12 | 25 | 11 | 9.3668e-05 | 4.0025e-05 | 0.00011278 | 9.3668e-05 | 0.00013373 | 0.00012246 | 9.3668e-05 | 4.0025e-05 | 0.00011278 | 9.3668e-05 | 0.00013373 | 0.00012246
12 | 25 | 12 | 9.3181e-05 | 4.9644e-05 | 9.7038e-05 | 9.3181e-05 | 0.00011685 | 0.00012409 | 9.3181e-05 | 4.9644e-05 | 9.7038e-05 | 9.3181e-05 | 0.00011685 | 0.00012409
12 | 25 | 13 | 9.2545e-05 | 7.1583e-05 | 0.00010244 | 9.2545e-05 | 0.00010753 | 0.00012336 | 9.2545e-05 | 7.1583e-05 | 0.00010244 | 9.2545e-05 | 0.00010753 | 0.00012336
12 | 25 | 14 | 9.1379e-05 | 8.5165e-05 | 0.00011388 | 9.1379e-05 | 0.00010603 | 0.00012326 | 9.1379e-05 | 8.5165e-05 | 0.00011388 | 9.1379e-05 | 0.00010603 | 0.00012326
12 | 25 | 15 | 9.0119e-05 | 9.8251e-05 | 0.00011899 | 9.0119e-05 | 0.00010677 | 0.00012166 | 9.0119e-05 | 9.8251e-05 | 0.00011899 | 9.0119e-05 | 0.00010677 | 0.00012166
12 | 25 | 16 | 8.9969e-05 | 0.00013432 | 0.00014197 | 8.9969e-05 | 0.00011236 | 0.00011951 | 8.9969e-05 | 0.00013432 | 0.00014197 | 8.9969e-05 | 0.00011236 | 0.00011951
12 | 25 | 17 | 9.4421e-05 | 0.00016985 | 0.00016025 | 9.4421e-05 | 0.00012504 | 0.00012617 | 9.4421e-05 | 0.00016985 | 0.00016025 | 9.4421e-05 | 0.00012504 | 0.00012617
12 | 25 | 18 | 0.00010914 | 0.00021645 | 0.00018877 | 0.00010914 | 0.00012984 | 0.00012852 | 0.00010914 | 0.00021645 | 0.00018877 | 0.00010914 | 0.00012984 | 0.00012852
12 | 25 | 19 | 0.00011152 | 0.00025025 | 0.00020674 | 0.00011152 | 0.00013892 | 0.00012771 | 0.00011152 | 0.00025025 | 0.00020674 | 0.00011152 | 0.00013892 | 0.00012771
12 | 25 | 20 | 0.00011161 | 0.00025723 | 0.00020107 | 0.00011161 | 0.00013736 | 0.00012552 | 0.00011161 | 0.00025723 | 0.00020107 | 0.00011161 | 0.00013736 | 0.00012552
12 | 25 | 21 | 0.00011031 | 0.00024903 | 0.00018308 | 0.00011031 | 0.00013816 | 0.00012029 | 0.00011031 | 0.00024903 | 0.00018308 | 0.00011031 | 0.00013816 | 0.00012029
12 | 25 | 22 | 0.00010698 | 0.00023427 | 0.00016806 | 0.00010698 | 0.00014409 | 0.00011175 | 0.00010698 | 0.00023427 | 0.00016806 | 0.00010698 | 0.00014409 | 0.00011175
12 | 25 | 23 | 0.00010065 | 0.00021718 | 0.00015198 | 0.00010065 | 0.00015237 | 0.00010021 | 0.00010065 | 0.00021718 | 0.00015198 | 0.00010065 | 0.00015237 | 0.00010021
12 | 25 | 24 | 9.284e-05 | 0.00018064 | 0.00012195 | 9.284e-05 | 0.00015834 | 9.3538e-05 | 9.284e-05 | 0.00018064 | 0.00012195 | 9.284e-05 | 0.00015834 | 9.3538e-05
12 | 26 | 1 | 8.721e-05 | 0.00013809 | 8.6065e-05 | 8.721e-05 | 0.00016597 | 8.7967e-05 | 8.721e-05 | 0.00013809 | 8.6065e-05 | 8.721e-05 | 0.00016597 | 8.7967e-05
12 | 26 | 2 | 8.4164e-05 | 0.00010232 | 6.4294e-05 | 8.4164e-05 | 0.00017137 | 8.5566e-05 | 8.4164e-05 | 0.00010232 | 6.4294e-05 | 8.4164e-05 | 0.00017137 | 8.5566e-05
12 | 26 | 3 | 8.2354e-05 | 6.9632e-05 | 4.5845e-05 | 8.2354e-05 | 0.00017602 | 8.5267e-05 | 8.2354e-05 | 6.9632e-05 | 4.5845e-05 | 8.2354e-05 | 0.00017602 | 8.5267e-05
12 | 26 | 4 | 8.2167e-05 | 4.6265e-05 | 3.1329e-05 | 8.2167e-05 | 0.00018261 | 8.6226e-05 | 8.2167e-05 | 4.6265e-05 | 3.1329e-05 | 8.2167e-05 | 0.00018261 | 8.6226e-05
12 | 26 | 5 | 8.3989e-05 | 2.843e-05 | 2.126e-05 | 8.3989e-05 | 0.00018495 | 8.92e-05 | 8.3989e-05 | 2.843e-05 | 2.126e-05 | 8.3989e-05 | 0.00018495 | 8.92e-05
12 | 26 | 6 | 8.9894e-05 | 1.6782e-05 | 2.165e-05 | 8.9894e-05 | 0.00019046 | 9.9324e-05 | 8.9894e-05 | 1.6782e-05 | 2.165e-05 | 8.9894e-05 | 0.00019046 | 9.9324e-05
12 | 26 | 7 | 9.8021e-05 | 1.0032e-05 | 4.1223e-05 | 9.8021e-05 | 0.00021041 | 0.00010675 | 9.8021e-05 | 1.0032e-05 | 4.1223e-05 | 9.8021e-05 | 0.00021041 | 0.00010675
12 | 26 | 8 | 0.00010331 | 1.4892e-05 | 8.8777e-05 | 0.00010331 | 0.00021045 | 0.00011327 | 0.00010331 | 1.4892e-05 | 8.8777e-05 | 0.00010331 | 0.00021045 | 0.00011327
12 | 26 | 9 | 0.00010826 | 3.0961e-05 | 0.00014147 | 0.00010826 | 0.00019155 | 0.00011817 | 0.00010826 | 3.0961e-05 | 0.00014147 | 0.00010826 | 0.00019155 | 0.00011817
12 | 26 | 10 | 0.00011144 | 3.397e-05 | 0.00013883 | 0.00011144 | 0.0001622 | 0.00012101 | 0.00011144 | 3.397e-05 | 0.00013883 | 0.00011144 | 0.0001622 | 0.00012101
12 | 26 | 11 | 0.00011271 | 4.0025e-05 | 0.00011278 | 0.00011271 | 0.00013373 | 0.00012246 | 0.00011271 | 4.0025e-05 | 0.00011278 | 0.00011271 | 0.00013373 | 0.00012246
12 | 26 | 12 | 0.00011171 | 4.9644e-05 | 9.7038e-05 | 0.00011171 | 0.00011685 | 0.00012409 | 0.00011171 | 4.9644e-05 | 9.7038e-05 | 0.00011171 | 0.00011685 | 0.00012409
12 | 26 | 13 | 0.0001097 | 7.1583e-05 | 0.00010244 | 0.0001097 | 0.00010753 | 0.00012336 | 0.0001097 | 7.1583e-05 | 0.00010244 | 0.0001097 | 0.00010753 | 0.00012336
12 | 26 | 14 | 0.00010915 | 8.5165e-05 | 0.00011388 | 0.00010915 | 0.00010603 | 0.00012326 | 0.00010915 | 8.5165e-05 | 0.00011388 | 0.00010915 | 0.00010603 | 0.00012326
12 | 26 | 15 | 0.00010712 | 9.8251e-05 | 0.00011899 | 0.00010712 | 0.00010677 | 0.00012166 | 0.00010712 | 9.8251e-05 | 0.00011899 | 0.00010712 | 0.00010677 | 0.00012166
12 | 26 | 16 | 0.00010724 | 0.00013432 | 0.00014197 | 0.00010724 | 0.00011236 | 0.00011951 | 0.00010724 | 0.00013432 | 0.00014197 | 0.00010724 | 0.00011236 | 0.00011951
12 | 26 | 17 | 0.00011177 | 0.00016985 | 0.00016025 | 0.00011177 | 0.00012504 | 0.00012617 | 0.00011177 | 0.00016985 | 0.00016025 | 0.00011177 | 0.00012504 | 0.00012617
12 | 26 | 18 | 0.00012839 | 0.00021645 | 0.00018877 | 0.00012839 | 0.00012984 | 0.00012852 | 0.00012839 | 0.00021645 | 0.00018877 | 0.00012839 | 0.00012984 | 0.00012852
12 | 26 | 19 | 0.0001324 | 0.00025025 | 0.00020674 | 0.0001324 | 0.00013892 | 0.00012771 | 0.0001324 | 0.00025025 | 0.00020674 | 0.0001324 | 0.00013892 | 0.00012771
12 | 26 | 20 | 0.00013077 | 0.00025723 | 0.00020107 | 0.00013077 | 0.00013736 | 0.00012552 | 0.00013077 | 0.00025723 | 0.00020107 | 0.00013077 | 0.00013736 | 0.00012552
12 | 26 | 21 | 0.00012752 | 0.00024903 | 0.00018308 | 0.00012752 | 0.00013816 | 0.00012029 | 0.00012752 | 0.00024903 | 0.00018308 | 0.00012752 | 0.00013816 | 0.00012029
12 | 26 | 22 | 0.00012145 | 0.00023427 | 0.00016806 | 0.00012145 | 0.00014409 | 0.00011175 | 0.00012145 | 0.00023427 | 0.00016806 | 0.00012145 | 0.00014409 | 0.00011175
12 | 26 | 23 | 0.00011192 | 0.00021718 | 0.00015198 | 0.00011192 | 0.00015237 | 0.00010021 | 0.00011192 | 0.00021718 | 0.00015198 | 0.00011192 | 0.00015237 | 0.00010021
12 | 26 | 24 | 0.00010178 | 0.00018064 | 0.00012195 | 0.00010178 | 0.00015834 | 9.3538e-05 | 0.00010178 | 0.00018064 | 0.00012195 | 0.00010178 | 0.00015834 | 9.3538e-05
12 | 27 | 1 | 9.3872e-05 | 0.00013809 | 8.6065e-05 | 9.3872e-05 | 0.00016597 | 8.7967e-05 | 9.3872e-05 | 0.00013809 | 8.6065e-05 | 9.3872e-05 | 0.00016597 | 8.7967e-05
12 | 27 | 2 | 8.9573e-05 | 0.00010232 | 6.4294e-05 | 8.9573e-05 | 0.00017137 | 8.5566e-05 | 8.9573e-05 | 0.00010232 | 6.4294e-05 | 8.9573e-05 | 0.00017137 | 8.5566e-05
12 | 27 | 3 | 8.7464e-05 | 6.9632e-05 | 4.5845e-05 | 8.7464e-05 | 0.00017602 | 8.5267e-05 | 8.7464e-05 | 6.9632e-05 | 4.5845e-05 | 8.7464e-05 | 0.00017602 | 8.5267e-05
12 | 27 | 4 | 8.7414e-05 | 4.6265e-05 | 3.1329e-05 | 8.7414e-05 | 0.00018261 | 8.6226e-05 | 8.7414e-05 | 4.6265e-05 | 3.1329e-05 | 8.7414e-05 | 0.00018261 | 8.6226e-05
12 | 27 | 5 | 8.9694e-05 | 2.843e-05 | 2.126e-05 | 8.9694e-05 | 0.00018495 | 8.92e-05 | 8.9694e-05 | 2.843e-05 | 2.126e-05 | 8.9694e-05 | 0.00018495 | 8.92e-05
12 | 27 | 6 | 9.4854e-05 | 1.6782e-05 | 2.165e-05 | 9.4854e-05 | 0.00019046 | 9.9324e-05 | 9.4854e-05 | 1.6782e-05 | 2.165e-05 | 9.4854e-05 | 0.00019046 | 9.9324e-05
12 | 27 | 7 | 0.00010444 | 1.0032e-05 | 4.1223e-05 | 0.00010444 | 0.00021041 | 0.00010675 | 0.00010444 | 1.0032e-05 | 4.1223e-05 | 0.00010444 | 0.00021041 | 0.00010675
12 | 27 | 8 | 0.00010916 | 1.4892e-05 | 8.8777e-05 | 0.00010916 | 0.00021045 | 0.00011327 | 0.00010916 | 1.4892e-05 | 8.8777e-05 | 0.00010916 | 0.00021045 | 0.00011327
12 | 27 | 9 | 0.00011361 | 3.0961e-05 | 0.00014147 | 0.00011361 | 0.00019155 | 0.00011817 | 0.00011361 | 3.0961e-05 | 0.00014147 | 0.00011361 | 0.00019155 | 0.00011817
12 | 27 | 10 | 0.00011608 | 3.397e-05 | 0.00013883 | 0.00011608 | 0.0001622 | 0.00012101 | 0.00011608 | 3.397e-05 | 0.00013883 | 0.00011608 | 0.0001622 | 0.00012101
12 | 27 | 11 | 0.00011702 | 4.0025e-05 | 0.00011278 | 0.00011702 | 0.00013373 | 0.00012246 | 0.00011702 | 4.0025e-05 | 0.00011278 | 0.00011702 | 0.00013373 | 0.00012246
12 | 27 | 12 | 0.00011592 | 4.9644e-05 | 9.7038e-05 | 0.00011592 | 0.00011685 | 0.00012409 | 0.00011592 | 4.9644e-05 | 9.7038e-05 | 0.00011592 | 0.00011685 | 0.00012409
12 | 27 | 13 | 0.00011379 | 7.1583e-05 | 0.00010244 | 0.00011379 | 0.00010753 | 0.00012336 | 0.00011379 | 7.1583e-05 | 0.00010244 | 0.00011379 | 0.00010753 | 0.00012336
12 | 27 | 14 | 0.000113 | 8.5165e-05 | 0.00011388 | 0.000113 | 0.00010603 | 0.00012326 | 0.000113 | 8.5165e-05 | 0.00011388 | 0.000113 | 0.00010603 | 0.00012326
12 | 27 | 15 | 0.00011275 | 9.8251e-05 | 0.00011899 | 0.00011275 | 0.00010677 | 0.00012166 | 0.00011275 | 9.8251e-05 | 0.00011899 | 0.00011275 | 0.00010677 | 0.00012166
12 | 27 | 16 | 0.00011183 | 0.00013432 | 0.00014197 | 0.00011183 | 0.00011236 | 0.00011951 | 0.00011183 | 0.00013432 | 0.00014197 | 0.00011183 | 0.00011236 | 0.00011951
12 | 27 | 17 | 0.00011654 | 0.00016985 | 0.00016025 | 0.00011654 | 0.00012504 | 0.00012617 | 0.00011654 | 0.00016985 | 0.00016025 | 0.00011654 | 0.00012504 | 0.00012617
12 | 27 | 18 | 0.00013243 | 0.00021645 | 0.00018877 | 0.00013243 | 0.00012984 | 0.00012852 | 0.00013243 | 0.00021645 | 0.00018877 | 0.00013243 | 0.00012984 | 0.00012852
12 | 27 | 19 | 0.00013461 | 0.00025025 | 0.00020674 | 0.00013461 | 0.00013892 | 0.00012771 | 0.00013461 | 0.00025025 | 0.00020674 | 0.00013461 | 0.00013892 | 0.00012771
12 | 27 | 20 | 0.00013262 | 0.00025723 | 0.00020107 | 0.00013262 | 0.00013736 | 0.00012552 | 0.00013262 | 0.00025723 | 0.00020107 | 0.00013262 | 0.00013736 | 0.00012552
12 | 27 | 21 | 0.00012927 | 0.00024903 | 0.00018308 | 0.00012927 | 0.00013816 | 0.00012029 | 0.00012927 | 0.00024903 | 0.00018308 | 0.00012927 | 0.00013816 | 0.00012029
12 | 27 | 22 | 0.00012255 | 0.00023427 | 0.00016806 | 0.00012255 | 0.00014409 | 0.00011175 | 0.00012255 | 0.00023427 | 0.00016806 | 0.00012255 | 0.00014409 | 0.00011175
12 | 27 | 23 | 0.00011264 | 0.00021718 | 0.00015198 | 0.00011264 | 0.00015237 | 0.00010021 | 0.00011264 | 0.00021718 | 0.00015198 | 0.00011264 | 0.00015237 | 0.00010021
12 | 27 | 24 | 0.00010171 | 0.00018064 | 0.00012195 | 0.00010171 | 0.00015834 | 9.3538e-05 | 0.00010171 | 0.00018064 | 0.00012195 | 0.00010171 | 0.00015834 | 9.3538e-05
12 | 28 | 1 | 9.4375e-05 | 0.00013809 | 8.6065e-05 | 9.4375e-05 | 0.00016597 | 8.7967e-05 | 9.4375e-05 | 0.00013809 | 8.6065e-05 | 9.4375e-05 | 0.00016597 | 8.7967e-05
12 | 28 | 2 | 8.9881e-05 | 0.00010232 | 6.4294e-05 | 8.9881e-05 | 0.00017137 | 8.5566e-05 | 8.9881e-05 | 0.00010232 | 6.4294e-05 | 8.9881e-05 | 0.00017137 | 8.5566e-05
12 | 28 | 3 | 8.7722e-05 | 6.9632e-05 | 4.5845e-05 | 8.7722e-05 | 0.00017602 | 8.5267e-05 | 8.7722e-05 | 6.9632e-05 | 4.5845e-05 | 8.7722e-05 | 0.00017602 | 8.5267e-05
12 | 28 | 4 | 8.7014e-05 | 4.6265e-05 | 3.1329e-05 | 8.7014e-05 | 0.00018261 | 8.6226e-05 | 8.7014e-05 | 4.6265e-05 | 3.1329e-05 | 8.7014e-05 | 0.00018261 | 8.6226e-05
12 | 28 | 5 | 8.8937e-05 | 2.843e-05 | 2.126e-05 | 8.8937e-05 | 0.00018495 | 8.92e-05 | 8.8937e-05 | 2.843e-05 | 2.126e-05 | 8.8937e-05 | 0.00018495 | 8.92e-05
12 | 28 | 6 | 9.4633e-05 | 1.6782e-05 | 2.165e-05 | 9.4633e-05 | 0.00019046 | 9.9324e-05 | 9.4633e-05 | 1.6782e-05 | 2.165e-05 | 9.4633e-05 | 0.00019046 | 9.9324e-05
12 | 28 | 7 | 0.00010202 | 1.0032e-05 | 4.1223e-05 | 0.00010202 | 0.00021041 | 0.00010675 | 0.00010202 | 1.0032e-05 | 4.1223e-05 | 0.00010202 | 0.00021041 | 0.00010675
12 | 28 | 8 | 0.00010747 | 1.4892e-05 | 8.8777e-05 | 0.00010747 | 0.00021045 | 0.00011327 | 0.00010747 | 1.4892e-05 | 8.8777e-05 | 0.00010747 | 0.00021045 | 0.00011327
12 | 28 | 9 | 0.00011325 | 3.0961e-05 | 0.00014147 | 0.00011325 | 0.00019155 | 0.00011817 | 0.00011325 | 3.0961e-05 | 0.00014147 | 0.00011325 | 0.00019155 | 0.00011817
12 | 28 | 10 | 0.00011772 | 3.397e-05 | 0.00013883 | 0.00011772 | 0.0001622 | 0.00012101 | 0.00011772 | 3.397e-05 | 0.00013883 | 0.00011772 | 0.0001622 | 0.00012101
12 | 28 | 11 | 0.00011936 | 4.0025e-05 | 0.00011278 | 0.00011936 | 0.00013373 | 0.00012246 | 0.00011936 | 4.0025e-05 | 0.00011278 | 0.00011936 | 0.00013373 | 0.00012246
12 | 28 | 12 | 0.00011881 | 4.9644e-05 | 9.7038e-05 | 0.00011881 | 0.00011685 | 0.00012409 | 0.00011881 | 4.9644e-05 | 9.7038e-05 | 0.00011881 | 0.00011685 | 0.00012409
12 | 28 | 13 | 0.00011775 | 7.1583e-05 | 0.00010244 | 0.00011775 | 0.00010753 | 0.00012336 | 0.00011775 | 7.1583e-05 | 0.00010244 | 0.00011775 | 0.00010753 | 0.00012336
12 | 28 | 14 | 0.00011632 | 8.5165e-05 | 0.00011388 | 0.00011632 | 0.00010603 | 0.00012326 | 0.00011632 | 8.5165e-05 | 0.00011388 | 0.00011632 | 0.00010603 | 0.00012326
12 | 28 | 15 | 0.00011534 | 9.8251e-05 | 0.00011899 | 0.00011534 | 0.00010677 | 0.00012166 | 0.00011534 | 9.8251e-05 | 0.00011899 | 0.00011534 | 0.00010677 | 0.00012166
12 | 28 | 16 | 0.00011474 | 0.00013432 | 0.00014197 | 0.00011474 | 0.00011236 | 0.00011951 | 0.00011474 | 0.00013432 | 0.00014197 | 0.00011474 | 0.00011236 | 0.00011951
12 | 28 | 17 | 0.00011781 | 0.00016985 | 0.00016025 | 0.00011781 | 0.00012504 | 0.00012617 | 0.00011781 | 0.00016985 | 0.00016025 | 0.00011781 | 0.00012504 | 0.00012617
12 | 28 | 18 | 0.00013113 | 0.00021645 | 0.00018877 | 0.00013113 | 0.00012984 | 0.00012852 | 0.00013113 | 0.00021645 | 0.00018877 | 0.00013113 | 0.00012984 | 0.00012852
12 | 28 | 19 | 0.00013233 | 0.00025025 | 0.00020674 | 0.00013233 | 0.00013892 | 0.00012771 | 0.00013233 | 0.00025025 | 0.00020674 | 0.00013233 | 0.00013892 | 0.00012771
12 | 28 | 20 | 0.0001296 | 0.00025723 | 0.00020107 | 0.0001296 | 0.00013736 | 0.00012552 | 0.0001296 | 0.00025723 | 0.00020107 | 0.0001296 | 0.00013736 | 0.00012552
12 | 28 | 21 | 0.0001258 | 0.00024903 | 0.00018308 | 0.0001258 | 0.00013816 | 0.00012029 | 0.0001258 | 0.00024903 | 0.00018308 | 0.0001258 | 0.00013816 | 0.00012029
12 | 28 | 22 | 0.00012 | 0.00023427 | 0.00016806 | 0.00012 | 0.00014409 | 0.00011175 | 0.00012 | 0.00023427 | 0.00016806 | 0.00012 | 0.00014409 | 0.00011175
12 | 28 | 23 | 0.00010999 | 0.00021718 | 0.00015198 | 0.00010999 | 0.00015237 | 0.00010021 | 0.00010999 | 0.00021718 | 0.00015198 | 0.00010999 | 0.00015237 | 0.00010021
12 | 28 | 24 | 0.00010064 | 0.00018064 | 0.00012195 | 0.00010064 | 0.00015834 | 9.3538e-05 | 0.00010064 | 0.00018064 | 0.00012195 | 0.00010064 | 0.00015834 | 9.3538e-05
12 | 29 | 1 | 9.3023e-05 | 0.00013809 | 8.6065e-05 | 9.3023e-05 | 0.00016597 | 8.7967e-05 | 9.3023e-05 | 0.00013809 | 8.6065e-05 | 9.3023e-05 | 0.00016597 | 8.7967e-05
12 | 29 | 2 | 8.7901e-05 | 0.00010232 | 6.4294e-05 | 8.7901e-05 | 0.00017137 | 8.5566e-05 | 8.7901e-05 | 0.00010232 | 6.4294e-05 | 8.7901e-05 | 0.00017137 | 8.5566e-05
12 | 29 | 3 | 8.5038e-05 | 6.9632e-05 | 4.5845e-05 | 8.5038e-05 | 0.00017602 | 8.5267e-05 | 8.5038e-05 | 6.9632e-05 | 4.5845e-05 | 8.5038e-05 | 0.00017602 | 8.5267e-05
12 | 29 | 4 | 8.3985e-05 | 4.6265e-05 | 3.1329e-05 | 8.3985e-05 | 0.00018261 | 8.6226e-05 | 8.3985e-05 | 4.6265e-05 | 3.1329e-05 | 8.3985e-05 | 0.00018261 | 8.6226e-05
12 | 29 | 5 | 8.4434e-05 | 2.843e-05 | 2.126e-05 | 8.4434e-05 | 0.00018495 | 8.92e-05 | 8.4434e-05 | 2.843e-05 | 2.126e-05 | 8.4434e-05 | 0.00018495 | 8.92e-05
12 | 29 | 6 | 8.6607e-05 | 1.6782e-05 | 2.165e-05 | 8.6607e-05 | 0.00019046 | 9.9324e-05 | 8.6607e-05 | 1.6782e-05 | 2.165e-05 | 8.6607e-05 | 0.00019046 | 9.9324e-05
12 | 29 | 7 | 8.9357e-05 | 1.0032e-05 | 4.1223e-05 | 8.9357e-05 | 0.00021041 | 0.00010675 | 8.9357e-05 | 1.0032e-05 | 4.1223e-05 | 8.9357e-05 | 0.00021041 | 0.00010675
12 | 29 | 8 | 9.1904e-05 | 1.4892e-05 | 8.8777e-05 | 9.1904e-05 | 0.00021045 | 0.00011327 | 9.1904e-05 | 1.4892e-05 | 8.8777e-05 | 9.1904e-05 | 0.00021045 | 0.00011327
12 | 29 | 9 | 9.7064e-05 | 3.0961e-05 | 0.00014147 | 9.7064e-05 | 0.00019155 | 0.00011817 | 9.7064e-05 | 3.0961e-05 | 0.00014147 | 9.7064e-05 | 0.00019155 | 0.00011817
12 | 29 | 10 | 0.00010197 | 3.397e-05 | 0.00013883 | 0.00010197 | 0.0001622 | 0.00012101 | 0.00010197 | 3.397e-05 | 0.00013883 | 0.00010197 | 0.0001622 | 0.00012101
12 | 29 | 11 | 0.00010454 | 4.0025e-05 | 0.00011278 | 0.00010454 | 0.00013373 | 0.00012246 | 0.00010454 | 4.0025e-05 | 0.00011278 | 0.00010454 | 0.00013373 | 0.00012246
12 | 29 | 12 | 0.00010514 | 4.9644e-05 | 9.7038e-05 | 0.00010514 | 0.00011685 | 0.00012409 | 0.00010514 | 4.9644e-05 | 9.7038e-05 | 0.00010514 | 0.00011685 | 0.00012409
12 | 29 | 13 | 0.00010403 | 7.1583e-05 | 0.00010244 | 0.00010403 | 0.00010753 | 0.00012336 | 0.00010403 | 7.1583e-05 | 0.00010244 | 0.00010403 | 0.00010753 | 0.00012336
12 | 29 | 14 | 0.00010173 | 8.5165e-05 | 0.00011388 | 0.00010173 | 0.00010603 | 0.00012326 | 0.00010173 | 8.5165e-05 | 0.00011388 | 0.00010173 | 0.00010603 | 0.00012326
12 | 29 | 15 | 0.00010017 | 9.8251e-05 | 0.00011899 | 0.00010017 | 0.00010677 | 0.00012166 | 0.00010017 | 9.8251e-05 | 0.00011899 | 0.00010017 | 0.00010677 | 0.00012166
12 | 29 | 16 | 9.9956e-05 | 0.00013432 | 0.00014197 | 9.9956e-05 | 0.00011236 | 0.00011951 | 9.9956e-05 | 0.00013432 | 0.00014197 | 9.9956e-05 | 0.00011236 | 0.00011951
12 | 29 | 17 | 0.00010478 | 0.00016985 | 0.00016025 | 0.00010478 | 0.00012504 | 0.00012617 | 0.00010478 | 0.00016985 | 0.00016025 | 0.00010478 | 0.00012504 | 0.00012617
12 | 29 | 18 | 0.00012108 | 0.00021645 | 0.00018877 | 0.00012108 | 0.00012984 | 0.00012852 | 0.00012108 | 0.00021645 | 0.00018877 | 0.00012108 | 0.00012984 | 0.00012852
12 | 29 | 19 | 0.00012258 | 0.00025025 | 0.00020674 | 0.00012258 | 0.00013892 | 0.00012771 | 0.00012258 | 0.00025025 | 0.00020674 | 0.00012258 | 0.00013892 | 0.00012771
12 | 29 | 20 | 0.0001204 | 0.00025723 | 0.00020107 | 0.0001204 | 0.00013736 | 0.00012552 | 0.0001204 | 0.00025723 | 0.00020107 | 0.0001204 | 0.00013736 | 0.00012552
12 | 29 | 21 | 0.00011733 | 0.00024903 | 0.00018308 | 0.00011733 | 0.00013816 | 0.00012029 | 0.00011733 | 0.00024903 | 0.00018308 | 0.00011733 | 0.00013816 | 0.00012029
12 | 29 | 22 | 0.00011204 | 0.00023427 | 0.00016806 | 0.00011204 | 0.00014409 | 0.00011175 | 0.00011204 | 0.00023427 | 0.00016806 | 0.00011204 | 0.00014409 | 0.00011175
12 | 29 | 23 | 0.00010487 | 0.00021718 | 0.00015198 | 0.00010487 | 0.00015237 | 0.00010021 | 0.00010487 | 0.00021718 | 0.00015198 | 0.00010487 | 0.00015237 | 0.00010021
12 | 29 | 24 | 9.6356e-05 | 0.00018064 | 0.00012195 | 9.6356e-05 | 0.00015834 | 9.3538e-05 | 9.6356e-05 | 0.00018064 | 0.00012195 | 9.6356e-05 | 0.00015834 | 9.3538e-05
12 | 30 | 1 | 9.1479e-05 | 0.00013809 | 8.6065e-05 | 9.1479e-05 | 0.00016597 | 8.7967e-05 | 9.1479e-05 | 0.00013809 | 8.6065e-05 | 9.1479e-05 | 0.00016597 | 8.7967e-05
12 | 30 | 2 | 8.7705e-05 | 0.00010232 | 6.4294e-05 | 8.7705e-05 | 0.00017137 | 8.5566e-05 | 8.7705e-05 | 0.00010232 | 6.4294e-05 | 8.7705e-05 | 0.00017137 | 8.5566e-05
12 | 30 | 3 | 8.5175e-05 | 6.9632e-05 | 4.5845e-05 | 8.5175e-05 | 0.00017602 | 8.5267e-05 | 8.5175e-05 | 6.9632e-05 | 4.5845e-05 | 8.5175e-05 | 0.00017602 | 8.5267e-05
12 | 30 | 4 | 8.4143e-05 | 4.6265e-05 | 3.1329e-05 | 8.4143e-05 | 0.00018261 | 8.6226e-05 | 8.4143e-05 | 4.6265e-05 | 3.1329e-05 | 8.4143e-05 | 0.00018261 | 8.6226e-05
12 | 30 | 5 | 8.4451e-05 | 2.843e-05 | 2.126e-05 | 8.4451e-05 | 0.00018495 | 8.92e-05 | 8.4451e-05 | 2.843e-05 | 2.126e-05 | 8.4451e-05 | 0.00018495 | 8.92e-05
12 | 30 | 6 | 8.6032e-05 | 1.6782e-05 | 2.165e-05 | 8.6032e-05 | 0.00019046 | 9.9324e-05 | 8.6032e-05 | 1.6782e-05 | 2.165e-05 | 8.6032e-05 | 0.00019046 | 9.9324e-05
12 | 30 | 7 | 8.7743e-05 | 1.0032e-05 | 4.1223e-05 | 8.7743e-05 | 0.00021041 | 0.00010675 | 8.7743e-05 | 1.0032e-05 | 4.1223e-05 | 8.7743e-05 | 0.00021041 | 0.00010675
12 | 30 | 8 | 8.9723e-05 | 1.4892e-05 | 8.8777e-05 | 8.9723e-05 | 0.00021045 | 0.00011327 | 8.9723e-05 | 1.4892e-05 | 8.8777e-05 | 8.9723e-05 | 0.00021045 | 0.00011327
12 | 30 | 9 | 9.3988e-05 | 3.0961e-05 | 0.00014147 | 9.3988e-05 | 0.00019155 | 0.00011817 | 9.3988e-05 | 3.0961e-05 | 0.00014147 | 9.3988e-05 | 0.00019155 | 0.00011817
12 | 30 | 10 | 9.7384e-05 | 3.397e-05 | 0.00013883 | 9.7384e-05 | 0.0001622 | 0.00012101 | 9.7384e-05 | 3.397e-05 | 0.00013883 | 9.7384e-05 | 0.0001622 | 0.00012101
12 | 30 | 11 | 9.9236e-05 | 4.0025e-05 | 0.00011278 | 9.9236e-05 | 0.00013373 | 0.00012246 | 9.9236e-05 | 4.0025e-05 | 0.00011278 | 9.9236e-05 | 0.00013373 | 0.00012246
12 | 30 | 12 | 9.9219e-05 | 4.9644e-05 | 9.7038e-05 | 9.9219e-05 | 0.00011685 | 0.00012409 | 9.9219e-05 | 4.9644e-05 | 9.7038e-05 | 9.9219e-05 | 0.00011685 | 0.00012409
12 | 30 | 13 | 9.8478e-05 | 7.1583e-05 | 0.00010244 | 9.8478e-05 | 0.00010753 | 0.00012336 | 9.8478e-05 | 7.1583e-05 | 0.00010244 | 9.8478e-05 | 0.00010753 | 0.00012336
12 | 30 | 14 | 9.7421e-05 | 8.5165e-05 | 0.00011388 | 9.7421e-05 | 0.00010603 | 0.00012326 | 9.7421e-05 | 8.5165e-05 | 0.00011388 | 9.7421e-05 | 0.00010603 | 0.00012326
12 | 30 | 15 | 9.6398e-05 | 9.8251e-05 | 0.00011899 | 9.6398e-05 | 0.00010677 | 0.00012166 | 9.6398e-05 | 9.8251e-05 | 0.00011899 | 9.6398e-05 | 0.00010677 | 0.00012166
12 | 30 | 16 | 9.646e-05 | 0.00013432 | 0.00014197 | 9.646e-05 | 0.00011236 | 0.00011951 | 9.646e-05 | 0.00013432 | 0.00014197 | 9.646e-05 | 0.00011236 | 0.00011951
12 | 30 | 17 | 0.00010133 | 0.00016985 | 0.00016025 | 0.00010133 | 0.00012504 | 0.00012617 | 0.00010133 | 0.00016985 | 0.00016025 | 0.00010133 | 0.00012504 | 0.00012617
12 | 30 | 18 | 0.00011793 | 0.00021645 | 0.00018877 | 0.00011793 | 0.00012984 | 0.00012852 | 0.00011793 | 0.00021645 | 0.00018877 | 0.00011793 | 0.00012984 | 0.00012852
12 | 30 | 19 | 0.00012103 | 0.00025025 | 0.00020674 | 0.00012103 | 0.00013892 | 0.00012771 | 0.00012103 | 0.00025025 | 0.00020674 | 0.00012103 | 0.00013892 | 0.00012771
12 | 30 | 20 | 0.00011995 | 0.00025723 | 0.00020107 | 0.00011995 | 0.00013736 | 0.00012552 | 0.00011995 | 0.00025723 | 0.00020107 | 0.00011995 | 0.00013736 | 0.00012552
12 | 30 | 21 | 0.00011707 | 0.00024903 | 0.00018308 | 0.00011707 | 0.00013816 | 0.00012029 | 0.00011707 | 0.00024903 | 0.00018308 | 0.00011707 | 0.00013816 | 0.00012029
12 | 30 | 22 | 0.00011288 | 0.00023427 | 0.00016806 | 0.00011288 | 0.00014409 | 0.00011175 | 0.00011288 | 0.00023427 | 0.00016806 | 0.00011288 | 0.00014409 | 0.00011175
12 | 30 | 23 | 0.00010652 | 0.00021718 | 0.00015198 | 0.00010652 | 0.00015237 | 0.00010021 | 0.00010652 | 0.00021718 | 0.00015198 | 0.00010652 | 0.00015237 | 0.00010021
12 | 30 | 24 | 9.7987e-05 | 0.00018064 | 0.00012195 | 9.7987e-05 | 0.00015834 | 9.3538e-05 | 9.7987e-05 | 0.00018064 | 0.00012195 | 9.7987e-05 | 0.00015834 | 9.3538e-05
12 | 31 | 1 | 9.16e-05 | 0.00013809 | 8.6065e-05 | 9.16e-05 | 0.00016597 | 8.7967e-05 | 9.16e-05 | 0.00013809 | 8.6065e-05 | 9.16e-05 | 0.00016597 | 8.7967e-05
12 | 31 | 2 | 8.7722e-05 | 0.00010232 | 6.4294e-05 | 8.7722e-05 | 0.00017137 | 8.5566e-05 | 8.7722e-05 | 0.00010232 | 6.4294e-05 | 8.7722e-05 | 0.00017137 | 8.5566e-05
12 | 31 | 3 | 8.5783e-05 | 6.9632e-05 | 4.5845e-05 | 8.5783e-05 | 0.00017602 | 8.5267e-05 | 8.5783e-05 | 6.9632e-05 | 4.5845e-05 | 8.5783e-05 | 0.00017602 | 8.5267e-05
12 | 31 | 4 | 8.5425e-05 | 4.6265e-05 | 3.1329e-05 | 8.5425e-05 | 0.00018261 | 8.6226e-05 | 8.5425e-05 | 4.6265e-05 | 3.1329e-05 | 8.5425e-05 | 0.00018261 | 8.6226e-05
12 | 31 | 5 | 8.6985e-05 | 2.843e-05 | 2.126e-05 | 8.6985e-05 | 0.00018495 | 8.92e-05 | 8.6985e-05 | 2.843e-05 | 2.126e-05 | 8.6985e-05 | 0.00018495 | 8.92e-05
12 | 31 | 6 | 9.1246e-05 | 1.6782e-05 | 2.165e-05 | 9.1246e-05 | 0.00019046 | 9.9324e-05 | 9.1246e-05 | 1.6782e-05 | 2.165e-05 | 9.1246e-05 | 0.00019046 | 9.9324e-05
12 | 31 | 7 | 9.5928e-05 | 1.0032e-05 | 4.1223e-05 | 9.5928e-05 | 0.00021041 | 0.00010675 | 9.5928e-05 | 1.0032e-05 | 4.1223e-05 | 9.5928e-05 | 0.00021041 | 0.00010675
12 | 31 | 8 | 9.9086e-05 | 1.4892e-05 | 8.8777e-05 | 9.9086e-05 | 0.00021045 | 0.00011327 | 9.9086e-05 | 1.4892e-05 | 8.8777e-05 | 9.9086e-05 | 0.00021045 | 0.00011327
12 | 31 | 9 | 0.00010391 | 3.0961e-05 | 0.00014147 | 0.00010391 | 0.00019155 | 0.00011817 | 0.00010391 | 3.0961e-05 | 0.00014147 | 0.00010391 | 0.00019155 | 0.00011817
12 | 31 | 10 | 0.0001071 | 3.397e-05 | 0.00013883 | 0.0001071 | 0.0001622 | 0.00012101 | 0.0001071 | 3.397e-05 | 0.00013883 | 0.0001071 | 0.0001622 | 0.00012101
12 | 31 | 11 | 0.00010863 | 4.0025e-05 | 0.00011278 | 0.00010863 | 0.00013373 | 0.00012246 | 0.00010863 | 4.0025e-05 | 0.00011278 | 0.00010863 | 0.00013373 | 0.00012246
12 | 31 | 12 | 0.00010814 | 4.9644e-05 | 9.7038e-05 | 0.00010814 | 0.00011685 | 0.00012409 | 0.00010814 | 4.9644e-05 | 9.7038e-05 | 0.00010814 | 0.00011685 | 0.00012409
12 | 31 | 13 | 0.00010634 | 7.1583e-05 | 0.00010244 | 0.00010634 | 0.00010753 | 0.00012336 | 0.00010634 | 7.1583e-05 | 0.00010244 | 0.00010634 | 0.00010753 | 0.00012336
12 | 31 | 14 | 0.00010457 | 8.5165e-05 | 0.00011388 | 0.00010457 | 0.00010603 | 0.00012326 | 0.00010457 | 8.5165e-05 | 0.00011388 | 0.00010457 | 0.00010603 | 0.00012326
12 | 31 | 15 | 0.00010286 | 9.8251e-05 | 0.00011899 | 0.00010286 | 0.00010677 | 0.00012166 | 0.00010286 | 9.8251e-05 | 0.00011899 | 0.00010286 | 0.00010677 | 0.00012166
12 | 31 | 16 | 0.00010208 | 0.00013432 | 0.00014197 | 0.00010208 | 0.00011236 | 0.00011951 | 0.00010208 | 0.00013432 | 0.00014197 | 0.00010208 | 0.00011236 | 0.00011951
12 | 31 | 17 | 0.00010603 | 0.00016985 | 0.00016025 | 0.00010603 | 0.00012504 | 0.00012617 | 0.00010603 | 0.00016985 | 0.00016025 | 0.00010603 | 0.00012504 | 0.00012617
12 | 31 | 18 | 0.00012157 | 0.00021645 | 0.00018877 | 0.00012157 | 0.00012984 | 0.00012852 | 0.00012157 | 0.00021645 | 0.00018877 | 0.00012157 | 0.00012984 | 0.00012852
12 | 31 | 19 | 0.00012268 | 0.00025025 | 0.00020674 | 0.00012268 | 0.00013892 | 0.00012771 | 0.00012268 | 0.00025025 | 0.00020674 | 0.00012268 | 0.00013892 | 0.00012771
12 | 31 | 20 | 0.00011791 | 0.00025723 | 0.00020107 | 0.00011791 | 0.00013736 | 0.00012552 | 0.00011791 | 0.00025723 | 0.00020107 | 0.00011791 | 0.00013736 | 0.00012552
12 | 31 | 21 | 0.00011334 | 0.00024903 | 0.00018308 | 0.00011334 | 0.00013816 | 0.00012029 | 0.00011334 | 0.00024903 | 0.00018308 | 0.00011334 | 0.00013816 | 0.00012029
12 | 31 | 22 | 0.00010936 | 0.00023427 | 0.00016806 | 0.00010936 | 0.00014409 | 0.00011175 | 0.00010936 | 0.00023427 | 0.00016806 | 0.00010936 | 0.00014409 | 0.00011175
12 | 31 | 23 | 0.00010465 | 0.00021718 | 0.00015198 | 0.00010465 | 0.00015237 | 0.00010021 | 0.00010465 | 0.00021718 | 0.00015198 | 0.00010465 | 0.00015237 | 0.00010021
12 | 31 | 24 | 9.9219e-05 | 0.00018064 | 0.00012195 | 9.9219e-05 | 0.00015834 | 9.3538e-05 | 9.9219e-05 | 0.00018064 | 0.00012195 | 9.9219e-05 | 0.00015834 | 9.3538e-05
|  |  | 100% | 100% | 100% | 100% | 100% | 99.97% | 100% | 100% | 100% | 100% | 100% | 99.97%

## Renewable Profiles
Based on 2007 Weather |  |  | Wind | [22 empty] | Solar | [19 empty] | Geothermal | Biomass | Small Hydro
Month | Day | Hour | CAISO_Wind_for_CAISO | SW_Wind_for_CAISO | Contracted_NW_Wind | Northern_California_Wind | Solano_Wind | Central_Valley_North_Los_Banos_Wind | Greater_Carrizo_Wind | Tehachapi_Wind | Kramer_Inyokern_Wind | Southern_California_Desert_Wind | Riverside_East_Palm_Springs_Wind | Greater_Imperial_Wind | Distributed_Wind | Baja_California_Wind | Pacific_Northwest_Wind | NW_Ext_Tx_Wind | Idaho_Wind | Utah_Wind | Wyoming_Wind | Southern_Nevada_Northwest_Arizona_Wind | Arizona_Wind | New_Mexico_Wind | SW_Ext_Tx_Wind | BTM_Distributed_PV | CAISO_Solar_for_CAISO | SW_Solar_for_CAISO | IID_Solar_for_CAISO | Northern_California_Solar | Solano_Solar | Central_Valley_North_Los_Banos_Solar | Westlands_Solar | Greater_Carrizo_Solar | Tehachapi_Solar | Kramer_Inyokern_Solar | Mountain_Pass_El_Dorado_Solar | Southern_California_Desert_Solar | Riverside_East_Palm_Springs_Solar | Greater_Imperial_Solar | Baja_California_Solar | Utah_Solar | Southern_Nevada_Solar | Arizona_Solar | New_Mexico_Solar | Geothermal | Biomass | Small Hydro
1 | 1 | 1 | 0.15489 | 0.037115 | 0.15409 | 0.10328 | 0 | 0.50444 | 0.75815 | 0.43827 | 0.21637 | 0.14665 | 0.034363 | 0.068104 | 0.16491 | 0.1442 | 0.045181 | 0.02994 | 0.054958 | 0.035406 | 0.34328 | 0.03846 | 0.046288 | 0.037276 | 0 | 0 | 0 | 0 | 0 | 0 | 0 | 0 | 0 | 0 | 0 | 0 | 0 | 0 | 0 | 0 | 0 | 0 | 0 | 0 | 0 | 1 | 1 | 1
1 | 1 | 2 | 0.12949 | 0.029318 | 0.16863 | 0.14508 | 0 | 0.41652 | 0.81766 | 0.40305 | 0.18703 | 0.11972 | 0.033367 | 0.037177 | 0.13922 | 0.10703 | 0.06407 | 0.046655 | 0.069331 | 0.045845 | 0.40186 | 0.065642 | 0.028527 | 0.029232 | 0 | 0 | 0 | 0 | 0 | 0 | 0 | 0 | 0 | 0 | 0 | 0 | 0 | 0 | 0 | 0 | 0 | 0 | 0 | 0 | 0 | 1 | 1 | 1
1 | 1 | 3 | 0.13949 | 0.035343 | 0.17096 | 0.22684 | 0 | 0.36992 | 0.84315 | 0.33011 | 0.19776 | 0.12986 | 0.026349 | 0.0020488 | 0.14932 | 0.041962 | 0.086322 | 0.067266 | 0.081037 | 0.056791 | 0.40744 | 0.096529 | 0.0082852 | 0.035273 | 0 | 0 | 0 | 0 | 0 | 0 | 0 | 0 | 0 | 0 | 0 | 0 | 0 | 0 | 0 | 0 | 0 | 0 | 0 | 0 | 0 | 1 | 1 | 1
1 | 1 | 4 | 0.16818 | 0.048013 | 0.17079 | 0.3243 | 0 | 0.38566 | 0.85068 | 0.26217 | 0.22681 | 0.15875 | 0.10308 | 0.0062038 | 0.17805 | 0.057196 | 0.099441 | 0.079666 | 0.084671 | 0.078503 | 0.40538 | 0.15274 | 0.00018541 | 0.047871 | 8.4967e-05 | 0 | 0 | 0 | 0 | 0 | 0 | 0 | 0 | 0 | 0 | 0 | 0 | 0 | 0 | 0 | 0 | 0 | 0 | 0 | 0 | 1 | 1 | 1
1 | 1 | 5 | 0.18198 | 0.082853 | 0.17007 | 0.3994 | 0 | 0.28467 | 0.84715 | 0.23147 | 0.24047 | 0.17264 | 0.28146 | 0.10973 | 0.19183 | 0.18569 | 0.1137 | 0.093297 | 0.069233 | 0.091605 | 0.39889 | 0.26423 | 0 | 0.082845 | 0.0056242 | 0 | 0 | 0 | 0 | 0 | 0 | 0 | 0 | 0 | 0 | 0 | 0 | 0 | 0 | 0 | 0 | 0 | 0 | 0 | 0 | 1 | 1 | 1
1 | 1 | 6 | 0.17476 | 0.10469 | 0.16737 | 0.43954 | 0 | 0.17229 | 0.85056 | 0.21883 | 0.23224 | 0.16521 | 0.40089 | 0.17278 | 0.18447 | 0.24697 | 0.1415 | 0.12022 | 0.063925 | 0.10871 | 0.36493 | 0.4673 | 0 | 0.1046 | 0.018631 | 0 | 0 | 0 | 0 | 0 | 0 | 0 | 0 | 0 | 0 | 0 | 0 | 0 | 0 | 0 | 0 | 0 | 0 | 0 | 0 | 1 | 1 | 1
1 | 1 | 7 | 0.19167 | 0.13335 | 0.16619 | 0.47297 | 0 | 0.17486 | 0.83424 | 0.16745 | 0.24782 | 0.18207 | 0.45328 | 0.22501 | 0.20117 | 0.29765 | 0.18686 | 0.16483 | 0.071 | 0.14235 | 0.33532 | 0.56336 | 0 | 0.13332 | 0.037933 | 4.3632e-06 | 0.0007259 | 0.02321 | 0.00071199 | 0 | 0 | 0 | 0 | 0 | 0 | 0.00023318 | 0.00228 | 0.0026052 | 0.0036931 | 0.003488 | 0.0025828 | 0.001306 | 0.00076957 | 0.02922 | 0.10151 | 1 | 1 | 1
1 | 1 | 8 | 0.26129 | 0.1524 | 0.16744 | 0.4731 | 0 | 0.20508 | 0.8528 | 0.089096 | 0.31724 | 0.25247 | 0.45652 | 0.26392 | 0.2707 | 0.33532 | 0.24603 | 0.22383 | 0.076962 | 0.1487 | 0.28948 | 0.59073 | 1.5899e-05 | 0.1526 | 0.050703 | 0.087192 | 0.19156 | 0.35759 | 0.18789 | 0.075104 | 0.0029377 | 0.012714 | 0.11908 | 0.1396 | 0.25739 | 0.41476 | 0.46378 | 0.42843 | 0.39766 | 0.39408 | 0.42475 | 0.29252 | 0.3574 | 0.47203 | 0.485 | 1 | 1 | 1
1 | 1 | 9 | 0.30208 | 0.10796 | 0.16781 | 0.44273 | 0 | 0.12988 | 0.84812 | 0.03881 | 0.35463 | 0.29334 | 0.47963 | 0.27498 | 0.31095 | 0.34533 | 0.31172 | 0.29003 | 0.058557 | 0.1207 | 0.26575 | 0.58696 | 0.0010834 | 0.10779 | 0.021281 | 0.36212 | 0.51331 | 0.62247 | 0.50347 | 0.46947 | 0.34878 | 0.41752 | 0.41637 | 0.51091 | 0.66414 | 0.75113 | 0.76144 | 0.74479 | 0.66783 | 0.69102 | 0.7384 | 0.54442 | 0.66567 | 0.7168 | 0.62865 | 1 | 1 | 1
1 | 1 | 10 | 0.35789 | 0.086894 | 0.1677 | 0.41294 | 0 | 0.077107 | 0.8385 | 0.098791 | 0.4098 | 0.35 | 0.44896 | 0.274 | 0.36661 | 0.34071 | 0.33725 | 0.31591 | 0.037218 | 0.13447 | 0.23494 | 0.56304 | 0.018818 | 0.086663 | 0.0088897 | 0.58517 | 0.71668 | 0.77607 | 0.70294 | 0.69938 | 0.60754 | 0.6287 | 0.57625 | 0.70944 | 0.89189 | 0.92029 | 0.91947 | 0.89224 | 0.8012 | 0.86189 | 0.88457 | 0.7684 | 0.77487 | 0.88167 | 0.67951 | 1 | 1 | 1
1 | 1 | 11 | 0.34977 | 0.10231 | 0.16814 | 0.35084 | 0 | 0.031436 | 0.84491 | 0.14553 | 0.39955 | 0.34141 | 0.56547 | 0.346 | 0.35818 | 0.41314 | 0.35317 | 0.33208 | 0.020909 | 0.17007 | 0.25949 | 0.52355 | 0.049578 | 0.10217 | 0.017458 | 0.72424 | 0.83048 | 0.87577 | 0.81456 | 0.72983 | 0.73726 | 0.77117 | 0.65985 | 0.88685 | 0.96037 | 1 | 0.99293 | 0.98816 | 0.89974 | 0.94855 | 0.97967 | 0.79075 | 0.86585 | 0.96006 | 0.74885 | 1 | 1 | 1
1 | 1 | 12 | 0.37543 | 0.13424 | 0.16841 | 0.31849 | 0 | 0.036509 | 0.85588 | 0.15917 | 0.42149 | 0.36699 | 0.75202 | 0.3779 | 0.38325 | 0.43955 | 0.3717 | 0.35092 | 0.012726 | 0.20487 | 0.30369 | 0.55037 | 0.10588 | 0.13424 | 0.038423 | 0.78988 | 0.87788 | 0.88904 | 0.86105 | 0.71157 | 0.83076 | 0.83902 | 0.6834 | 0.95441 | 1 | 1 | 1 | 1 | 0.9427 | 0.94242 | 1 | 0.88797 | 0.89785 | 0.98664 | 0.65975 | 1 | 1 | 1
1 | 1 | 13 | 0.51144 | 0.14948 | 0.16902 | 0.32856 | 0.0011123 | 0.069628 | 0.85752 | 0.17974 | 0.55378 | 0.50523 | 0.86159 | 0.43791 | 0.51853 | 0.4982 | 0.40309 | 0.38293 | 0.010045 | 0.234 | 0.32646 | 0.62432 | 0.16002 | 0.14946 | 0.050201 | 0.8129 | 0.89586 | 0.88582 | 0.87869 | 0.7729 | 0.74779 | 0.83893 | 0.74759 | 0.92557 | 1 | 1 | 1 | 1 | 0.99797 | 0.98187 | 1 | 0.85154 | 0.88459 | 1 | 0.75445 | 1 | 1 | 1
1 | 1 | 14 | 0.57078 | 0.15067 | 0.16971 | 0.32302 | 0.0042023 | 0.11681 | 0.84721 | 0.19077 | 0.60744 | 0.56505 | 0.86938 | 0.44871 | 0.57695 | 0.50592 | 0.43804 | 0.41865 | 0.010302 | 0.26853 | 0.34768 | 0.6992 | 0.20185 | 0.15059 | 0.051767 | 0.74722 | 0.83303 | 0.87095 | 0.81706 | 0.77291 | 0.65934 | 0.69662 | 0.76112 | 0.91504 | 0.85286 | 1 | 0.9939 | 0.98649 | 0.9116 | 0.91288 | 0.97802 | 0.84401 | 0.8783 | 0.95084 | 0.67462 | 1 | 1 | 1
1 | 1 | 15 | 0.59943 | 0.15334 | 0.16997 | 0.32394 | 0.0011123 | 0.087721 | 0.82166 | 0.21261 | 0.63178 | 0.59372 | 0.82194 | 0.45897 | 0.60491 | 0.51677 | 0.4747 | 0.4562 | 0.013325 | 0.27865 | 0.35456 | 0.73652 | 0.21631 | 0.15317 | 0.054569 | 0.6438 | 0.74406 | 0.74143 | 0.7298 | 0.69998 | 0.65473 | 0.60289 | 0.73343 | 0.82862 | 0.81068 | 0.93128 | 0.87307 | 0.87671 | 0.7511 | 0.84101 | 0.86918 | 0.81587 | 0.79806 | 0.82168 | 0.56379 | 1 | 1 | 1
1 | 1 | 16 | 0.67427 | 0.1757 | 0.16913 | 0.36522 | 0 | 0.026859 | 0.80432 | 0.2365 | 0.70431 | 0.67006 | 0.72873 | 0.43391 | 0.6793 | 0.4943 | 0.50726 | 0.48961 | 0.031374 | 0.27568 | 0.40019 | 0.72828 | 0.23223 | 0.17575 | 0.071172 | 0.41877 | 0.52467 | 0.43785 | 0.51461 | 0.49373 | 0.48611 | 0.45523 | 0.57927 | 0.53664 | 0.64477 | 0.72285 | 0.52385 | 0.63141 | 0.58539 | 0.62671 | 0.62599 | 0.54758 | 0.60008 | 0.57886 | 0.26189 | 1 | 1 | 1
1 | 1 | 17 | 0.67433 | 0.1677 | 0.16779 | 0.41183 | 0 | 0.015037 | 0.77904 | 0.34277 | 0.70091 | 0.66958 | 0.62661 | 0.36484 | 0.67884 | 0.42647 | 0.53433 | 0.51744 | 0.048987 | 0.28685 | 0.41343 | 0.68859 | 0.32059 | 0.16763 | 0.065554 | 0.083535 | 0.1499 | 0.06871 | 0.14702 | 0.15527 | 0.1777 | 0.15015 | 0.19861 | 0.21104 | 0.22676 | 0.23657 | 0.12189 | 0.17396 | 0.16393 | 0.19923 | 0.17246 | 0.091781 | 0.1427 | 0.093686 | 5.2604e-05 | 1 | 1 | 1
1 | 1 | 18 | 0.71663 | 0.15766 | 0.17129 | 0.4588 | 0 | 0 | 0.75692 | 0.48058 | 0.74281 | 0.7129 | 0.61133 | 0.35779 | 0.72102 | 0.41844 | 0.56053 | 0.5444 | 0.05579 | 0.27113 | 0.46247 | 0.67738 | 0.48523 | 0.15742 | 0.058795 | 0 | 0 | 0.0012481 | 0 | 0 | 0 | 0 | 0 | 0 | 0 | 0 | 0 | 0 | 0 | 0 | 0 | 0.0043466 | 0.0021722 | 0 | 0 | 1 | 1 | 1
1 | 1 | 19 | 0.69948 | 0.18468 | 0.17647 | 0.4768 | 0 | 0 | 0.66381 | 0.52471 | 0.72469 | 0.69516 | 0.72256 | 0.44818 | 0.70374 | 0.50727 | 0.59876 | 0.5838 | 0.062459 | 0.29909 | 0.53676 | 0.64835 | 0.59258 | 0.18462 | 0.079957 | 0 | 0 | 0 | 0 | 0 | 0 | 0 | 0 | 0 | 0 | 0 | 0 | 0 | 0 | 0 | 0 | 0 | 0 | 0 | 0 | 1 | 1 | 1
1 | 1 | 20 | 0.7004 | 0.20641 | 0.17645 | 0.48621 | 0 | 0.009588 | 0.5874 | 0.52917 | 0.72786 | 0.69645 | 0.77078 | 0.4965 | 0.705 | 0.55303 | 0.64195 | 0.62838 | 0.10513 | 0.31626 | 0.63995 | 0.61905 | 0.5995 | 0.20643 | 0.098464 | 0 | 0 | 0 | 0 | 0 | 0 | 0 | 0 | 0 | 0 | 0 | 0 | 0 | 0 | 0 | 0 | 0 | 0 | 0 | 0 | 1 | 1 | 1
1 | 1 | 21 | 0.63999 | 0.20533 | 0.19008 | 0.49625 | 0 | 0.009588 | 0.53084 | 0.52808 | 0.67048 | 0.63498 | 0.74454 | 0.46075 | 0.64513 | 0.51536 | 0.67607 | 0.66365 | 0.16771 | 0.27716 | 0.74207 | 0.64514 | 0.64631 | 0.20539 | 0.097095 | 0 | 0 | 0 | 0 | 0 | 0 | 0 | 0 | 0 | 0 | 0 | 0 | 0 | 0 | 0 | 0 | 0 | 0 | 0 | 0 | 1 | 1 | 1
1 | 1 | 22 | 0.58249 | 0.17218 | 0.20761 | 0.4998 | 0 | 0 | 0.41712 | 0.4959 | 0.61671 | 0.57666 | 0.69114 | 0.46665 | 0.58827 | 0.52159 | 0.67409 | 0.6616 | 0.23115 | 0.2385 | 0.78383 | 0.65024 | 0.63544 | 0.17214 | 0.069106 | 0 | 0 | 0 | 0 | 0 | 0 | 0 | 0 | 0 | 0 | 0 | 0 | 0 | 0 | 0 | 0 | 0 | 0 | 0 | 0 | 1 | 1 | 1
1 | 1 | 23 | 0.55091 | 0.13119 | 0.20544 | 0.4911 | 0 | 0 | 0.31353 | 0.46642 | 0.5905 | 0.54518 | 0.70869 | 0.49756 | 0.55755 | 0.55182 | 0.68043 | 0.66816 | 0.29573 | 0.23029 | 0.839 | 0.64569 | 0.60041 | 0.13103 | 0.037475 | 0 | 0 | 0 | 0 | 0 | 0 | 0 | 0 | 0 | 0 | 0 | 0 | 0 | 0 | 0 | 0 | 0 | 0 | 0 | 0 | 1 | 1 | 1
1 | 1 | 24 | 0.43681 | 0.11029 | 0.24063 | 0.4559 | 0 | 0 | 0.22358 | 0.42422 | 0.48174 | 0.42939 | 0.66514 | 0.50111 | 0.44439 | 0.55442 | 0.70014 | 0.68854 | 0.36243 | 0.21549 | 0.88041 | 0.61837 | 0.56505 | 0.11022 | 0.022066 | 0 | 0 | 0 | 0 | 0 | 0 | 0 | 0 | 0 | 0 | 0 | 0 | 0 | 0 | 0 | 0 | 0 | 0 | 0 | 0 | 1 | 1 | 1
1 | 2 | 1 | 0.33574 | 0.088476 | 0.30645 | 0.41894 | 0.0070887 | 0 | 0.1479 | 0.41099 | 0.38448 | 0.32699 | 0.67184 | 0.494 | 0.34401 | 0.54579 | 0.71061 | 0.69938 | 0.42301 | 0.1644 | 0.89754 | 0.57904 | 0.53711 | 0.088395 | 0.0088708 | 0 | 0 | 0 | 0 | 0 | 0 | 0 | 0 | 0 | 0 | 0 | 0 | 0 | 0 | 0 | 0 | 0 | 0 | 0 | 0 | 1 | 1 | 1
1 | 2 | 2 | 0.33096 | 0.070035 | 0.2834 | 0.39119 | 0.02678 | 0.0093286 | 0.080141 | 0.35409 | 0.38378 | 0.32273 | 0.73631 | 0.53231 | 0.33984 | 0.58099 | 0.69732 | 0.68563 | 0.46296 | 0.11287 | 0.91259 | 0.58218 | 0.49444 | 0.069908 | 0.00013578 | 0 | 0 | 0 | 0 | 0 | 0 | 0 | 0 | 0 | 0 | 0 | 0 | 0 | 0 | 0 | 0 | 0 | 0 | 0 | 0 | 1 | 1 | 1
1 | 2 | 3 | 0.28607 | 0.067166 | 0.29414 | 0.37914 | 0.0070887 | 0.016369 | 0.024553 | 0.32842 | 0.34086 | 0.27743 | 0.69662 | 0.60087 | 0.29529 | 0.64906 | 0.66732 | 0.6546 | 0.496 | 0.090999 | 0.91303 | 0.59573 | 0.3926 | 0.067102 | 0 | 0 | 0 | 0 | 0 | 0 | 0 | 0 | 0 | 0 | 0 | 0 | 0 | 0 | 0 | 0 | 0 | 0 | 0 | 0 | 0 | 1 | 1 | 1
1 | 2 | 4 | 0.20697 | 0.06585 | 0.33787 | 0.34728 | 0 | 0.019481 | 0.0014232 | 0.28322 | 0.26339 | 0.19757 | 0.68951 | 0.55153 | 0.2165 | 0.59856 | 0.62741 | 0.61336 | 0.54573 | 0.078423 | 0.91374 | 0.59192 | 0.33473 | 0.065793 | 0 | 0 | 0 | 0 | 0 | 0 | 0 | 0 | 0 | 0 | 0 | 0 | 0 | 0 | 0 | 0 | 0 | 0 | 0 | 0 | 0 | 1 | 1 | 1
1 | 2 | 5 | 0.15335 | 0.065104 | 0.36044 | 0.32209 | 0 | 0.015383 | 0 | 0.2482 | 0.21118 | 0.14372 | 0.6401 | 0.53056 | 0.16312 | 0.57809 | 0.6122 | 0.59766 | 0.59675 | 0.046262 | 0.91479 | 0.58207 | 0.30224 | 0.06504 | 0 | 0 | 0 | 0 | 0 | 0 | 0 | 0 | 0 | 0 | 0 | 0 | 0 | 0 | 0 | 0 | 0 | 0 | 0 | 0 | 0 | 1 | 1 | 1
1 | 2 | 6 | 0.12745 | 0.066729 | 0.30031 | 0.29029 | 0 | 0 | 0 | 0.26743 | 0.18587 | 0.1178 | 0.56688 | 0.5741 | 0.13731 | 0.62435 | 0.62556 | 0.61145 | 0.61679 | 0.028623 | 0.90733 | 0.55811 | 0.30015 | 0.066675 | 0 | 0 | 0 | 0 | 0 | 0 | 0 | 0 | 0 | 0 | 0 | 0 | 0 | 0 | 0 | 0 | 0 | 0 | 0 | 0 | 0 | 1 | 1 | 1
1 | 2 | 7 | 0.11956 | 0.068446 | 0.29154 | 0.23916 | 0 | 0 | 0 | 0.24481 | 0.17821 | 0.10993 | 0.56019 | 0.51976 | 0.12946 | 0.56731 | 0.6267 | 0.61264 | 0.62439 | 0.022468 | 0.90751 | 0.54311 | 0.28805 | 0.068417 | 0 | 3.7201e-06 | 0.00062054 | 0.026644 | 0.00060865 | 0 | 0 | 0 | 0 | 0 | 0 | 0.0001194 | 0.0018093 | 0.0021391 | 0.0036406 | 0.0028098 | 0.0021207 | 0.00070872 | 0.0010347 | 0.048561 | 0.10255 | 1 | 1 | 1
1 | 2 | 8 | 0.12056 | 0.064271 | 0.31402 | 0.19228 | 0 | 0 | 0 | 0.17028 | 0.18009 | 0.11106 | 0.61441 | 0.55011 | 0.13058 | 0.60022 | 0.62614 | 0.61205 | 0.62395 | 0.021722 | 0.9024 | 0.50951 | 0.25166 | 0.064212 | 0 | 0.068404 | 0.15034 | 0.2878 | 0.14746 | 0.0099026 | 0.00026107 | 0.00012225 | 0.12651 | 0.056144 | 0.21454 | 0.24408 | 0.34209 | 0.3734 | 0.39866 | 0.36287 | 0.3702 | 0.19353 | 0.23463 | 0.55685 | 0.35671 | 1 | 1 | 1
1 | 2 | 9 | 0.097437 | 0.061328 | 0.31752 | 0.14498 | 0 | 0 | 0 | 0.097383 | 0.15717 | 0.087992 | 0.66782 | 0.5415 | 0.10748 | 0.59062 | 0.61867 | 0.60434 | 0.61342 | 0.026518 | 0.91108 | 0.43124 | 0.13816 | 0.061232 | 0 | 0.27984 | 0.39109 | 0.55289 | 0.38359 | 0.018974 | 0.1458 | 0.16787 | 0.44234 | 0.2782 | 0.64963 | 0.56387 | 0.64313 | 0.67175 | 0.66263 | 0.66285 | 0.66598 | 0.50167 | 0.47723 | 0.8026 | 0.5566 | 1 | 1 | 1
1 | 2 | 10 | 0.042466 | 0.068245 | 0.30086 | 0.089248 | 0 | 0 | 0 | 0.040529 | 0.098847 | 0.033042 | 0.62735 | 0.53269 | 0.051994 | 0.58206 | 0.5788 | 0.56323 | 0.5647 | 0.023804 | 0.91759 | 0.32495 | 0.10795 | 0.068189 | 2.81e-05 | 0.48237 | 0.58551 | 0.68437 | 0.57428 | 0.11081 | 0.24225 | 0.42873 | 0.57934 | 0.50281 | 0.87746 | 0.84426 | 0.87427 | 0.83319 | 0.84419 | 0.81264 | 0.82603 | 0.61718 | 0.63809 | 0.94155 | 0.5385 | 1 | 1 | 1
1 | 2 | 11 | 0.015812 | 0.075146 | 0.2864 | 0.066587 | 0 | 0 | 0 | 0.0078548 | 0.07015 | 0.0067056 | 0.63847 | 0.53995 | 0.025007 | 0.58949 | 0.55523 | 0.53894 | 0.50933 | 0.021367 | 0.93295 | 0.25617 | 0.094294 | 0.075118 | 0.0017958 | 0.61905 | 0.70799 | 0.70667 | 0.69442 | 0.34364 | 0.38739 | 0.56275 | 0.69786 | 0.5795 | 0.93312 | 0.97028 | 0.95481 | 0.89767 | 0.97329 | 0.87218 | 0.88996 | 0.75357 | 0.80872 | 0.9949 | 0.63788 | 1 | 1 | 1
1 | 2 | 12 | 0.021553 | 0.075202 | 0.33852 | 0.062775 | 0 | 0 | 0 | 0.00050599 | 0.076666 | 0.012386 | 0.7202 | 0.54258 | 0.030869 | 0.59169 | 0.57618 | 0.56053 | 0.49112 | 0.025827 | 0.93194 | 0.22081 | 0.08635 | 0.075141 | 0.0019739 | 0.70045 | 0.77835 | 0.73498 | 0.76342 | 0.47334 | 0.46993 | 0.56522 | 0.70982 | 0.74881 | 0.97804 | 1 | 0.97438 | 0.99792 | 0.98932 | 0.92313 | 0.98935 | 0.89485 | 0.81337 | 1 | 0.71437 | 1 | 1 | 1
1 | 2 | 13 | 0.051854 | 0.076164 | 0.5061 | 0.065492 | 0 | 0 | 0 | 0 | 0.10929 | 0.042421 | 0.73937 | 0.54306 | 0.061544 | 0.59292 | 0.58917 | 0.57391 | 0.47711 | 0.032926 | 0.92654 | 0.23386 | 0.075799 | 0.076084 | 0.0025192 | 0.69795 | 0.76943 | 0.76395 | 0.75468 | 0.2686 | 0.56932 | 0.66101 | 0.63034 | 0.75154 | 0.90795 | 1 | 0.99821 | 1 | 0.97909 | 0.93182 | 0.99638 | 0.85725 | 0.82945 | 1 | 0.70933 | 1 | 1 | 1
1 | 2 | 14 | 0.08976 | 0.081956 | 0.70993 | 0.068042 | 0 | 0 | 0 | 0 | 0.15012 | 0.080415 | 0.76623 | 0.52144 | 0.09989 | 0.57294 | 0.59434 | 0.57924 | 0.47905 | 0.039738 | 0.91202 | 0.2656 | 0.06752 | 0.081889 | 0.0052898 | 0.6197 | 0.69108 | 0.77788 | 0.67783 | 0.27934 | 0.36688 | 0.60732 | 0.53077 | 0.6327 | 0.73704 | 0.93323 | 0.98032 | 0.9446 | 0.94111 | 0.93043 | 0.93649 | 0.88119 | 0.77218 | 0.96463 | 0.68409 | 1 | 1 | 1
1 | 2 | 15 | 0.073221 | 0.088842 | 0.82427 | 0.065285 | 0 | 0 | 0 | 0 | 0.13145 | 0.063662 | 0.7757 | 0.48314 | 0.083047 | 0.53951 | 0.6003 | 0.58538 | 0.50439 | 0.039876 | 0.90985 | 0.29212 | 0.055462 | 0.088791 | 0.0088638 | 0.50766 | 0.58659 | 0.67571 | 0.57535 | 0.33287 | 0.37357 | 0.36315 | 0.52388 | 0.59851 | 0.64251 | 0.6903 | 0.89171 | 0.78902 | 0.76827 | 0.82252 | 0.78225 | 0.80016 | 0.64841 | 0.85368 | 0.68826 | 1 | 1 | 1
1 | 2 | 16 | 0.061238 | 0.092206 | 0.84898 | 0.08171 | 0 | 0 | 0 | 0 | 0.11967 | 0.051814 | 0.69036 | 0.39721 | 0.071081 | 0.45689 | 0.63456 | 0.62075 | 0.57656 | 0.041822 | 0.91693 | 0.32484 | 0.05693 | 0.092035 | 0.011524 | 0.32449 | 0.40632 | 0.49315 | 0.39853 | 0.28996 | 0.3114 | 0.28317 | 0.38817 | 0.42251 | 0.40648 | 0.50872 | 0.63708 | 0.54644 | 0.51417 | 0.55758 | 0.54174 | 0.60218 | 0.48657 | 0.58139 | 0.38473 | 1 | 1 | 1
1 | 2 | 17 | 0.038973 | 0.11866 | 0.8245 | 0.11128 | 0 | 0 | 0 | 0 | 0.096265 | 0.029737 | 0.58188 | 0.35507 | 0.048623 | 0.41978 | 0.66922 | 0.65656 | 0.65891 | 0.040597 | 0.92971 | 0.38161 | 0.070361 | 0.11846 | 0.028771 | 0.050773 | 0.098796 | 0.058313 | 0.096902 | 0.067986 | 0.070285 | 0.064879 | 0.11168 | 0.15612 | 0.12656 | 0.14125 | 0.16438 | 0.14215 | 0.14199 | 0.16735 | 0.14093 | 0.041658 | 0.10834 | 0.096737 | 0.00017205 | 1 | 1 | 1
1 | 2 | 18 | 0.0098602 | 0.17322 | 0.78696 | 0.12432 | 0 | 0 | 0.0010312 | 0 | 0.063773 | 0.0016624 | 0.49217 | 0.31985 | 0.018973 | 0.38343 | 0.68603 | 0.67395 | 0.7088 | 0.0261 | 0.94926 | 0.36297 | 0.07497 | 0.1732 | 0.069844 | 0 | 0 | 0.00047315 | 0 | 0 | 0 | 0 | 0 | 0 | 0 | 0 | 0 | 0 | 0 | 0 | 0 | 2.7471e-06 | 0.0024971 | 0 | 0 | 1 | 1 | 1
1 | 2 | 19 | 0.0015044 | 0.21505 | 0.74899 | 0.12626 | 0 | 0 | 0.016528 | 0 | 0.054168 | 0 | 0.4523 | 0.36587 | 0.01001 | 0.43329 | 0.74008 | 0.7299 | 0.71194 | 0.013325 | 0.94866 | 0.32581 | 0.067239 | 0.21508 | 0.10633 | 0 | 0 | 0 | 0 | 0 | 0 | 0 | 0 | 0 | 0 | 0 | 0 | 0 | 0 | 0 | 0 | 0 | 0 | 0 | 0 | 1 | 1 | 1
1 | 2 | 20 | 6.6917e-05 | 0.23149 | 0.76157 | 0.1228 | 0 | 0 | 0.035335 | 0 | 0.033216 | 0 | 0.46177 | 0.32738 | 0.00055961 | 0.39375 | 0.77693 | 0.7681 | 0.70547 | 0.0042031 | 0.9466 | 0.2672 | 0.051342 | 0.23134 | 0.12349 | 0 | 0 | 0 | 0 | 0 | 0 | 0 | 0 | 0 | 0 | 0 | 0 | 0 | 0 | 0 | 0 | 0 | 0 | 0 | 0 | 1 | 1 | 1
1 | 2 | 21 | 0 | 0.2633 | 0.7383 | 0.1345 | 0 | 0 | 0.022104 | 0 | 0.006414 | 0 | 0.49113 | 0.28701 | 0 | 0.35658 | 0.81904 | 0.8118 | 0.71962 | 6.389e-05 | 0.94649 | 0.1703 | 0.036991 | 0.26314 | 0.15428 | 0 | 0 | 0 | 0 | 0 | 0 | 0 | 0 | 0 | 0 | 0 | 0 | 0 | 0 | 0 | 0 | 0 | 0 | 0 | 0 | 1 | 1 | 1
1 | 2 | 22 | 0 | 0.31091 | 0.67826 | 0.17844 | 0 | 0 | 0.020712 | 0 | 0.00019137 | 0 | 0.42051 | 0.23737 | 0 | 0.30686 | 0.84876 | 0.84266 | 0.78465 | 0 | 0.93477 | 0.11805 | 0.016482 | 0.3108 | 0.20161 | 0 | 0 | 0 | 0 | 0 | 0 | 0 | 0 | 0 | 0 | 0 | 0 | 0 | 0 | 0 | 0 | 0 | 0 | 0 | 0 | 1 | 1 | 1
1 | 2 | 23 | 0 | 0.36338 | 0.68648 | 0.22964 | 0 | 0 | 0.030021 | 0 | 0 | 0 | 0.3655 | 0.23968 | 0 | 0.31154 | 0.84391 | 0.83762 | 0.83645 | 0 | 0.90174 | 0.10993 | 0.0070853 | 0.36334 | 0.25558 | 0 | 0 | 0 | 0 | 0 | 0 | 0 | 0 | 0 | 0 | 0 | 0 | 0 | 0 | 0 | 0 | 0 | 0 | 0 | 0 | 1 | 1 | 1
1 | 2 | 24 | 0 | 0.40343 | 0.64548 | 0.27758 | 0 | 0 | 0.035948 | 0 | 0 | 0 | 0.33174 | 0.23423 | 0 | 0.30818 | 0.78379 | 0.77522 | 0.86578 | 0 | 0.89781 | 0.10283 | 0.00016319 | 0.4033 | 0.29979 | 0 | 0 | 0 | 0 | 0 | 0 | 0 | 0 | 0 | 0 | 0 | 0 | 0 | 0 | 0 | 0 | 0 | 0 | 0 | 0 | 1 | 1 | 1
1 | 3 | 1 | 0 | 0.45568 | 0.54011 | 0.33004 | 0.0030946 | 0 | 0.037445 | 0 | 0 | 0 | 0.28933 | 0.17474 | 0 | 0.24873 | 0.71314 | 0.702 | 0.86899 | 0.00014508 | 0.90966 | 0.055623 | 0 | 0.45576 | 0.35472 | 0 | 0 | 0 | 0 | 0 | 0 | 0 | 0 | 0 | 0 | 0 | 0 | 0 | 0 | 0 | 0 | 0 | 0 | 0 | 0 | 1 | 1 | 1
1 | 3 | 2 | 0 | 0.47225 | 0.50259 | 0.38862 | 0.032551 | 0 | 0.050992 | 0 | 0.00025192 | 0 | 0.20711 | 0.10967 | 0 | 0.18287 | 0.66903 | 0.65637 | 0.87472 | 0.0095894 | 0.91816 | 0.032193 | 0 | 0.47214 | 0.37544 | 0 | 0 | 0 | 0 | 0 | 0 | 0 | 0 | 0 | 0 | 0 | 0 | 0 | 0 | 0 | 0 | 0 | 0 | 0 | 0 | 1 | 1 | 1
1 | 3 | 3 | 0 | 0.49734 | 0.43303 | 0.42417 | 0.11871 | 0 | 0.059216 | 0 | 0.0082406 | 0 | 0.14443 | 0.071118 | 0 | 0.14243 | 0.64912 | 0.63579 | 0.8838 | 0.033429 | 0.92101 | 0.018455 | 0 | 0.49725 | 0.40332 | 0 | 0 | 0 | 0 | 0 | 0 | 0 | 0 | 0 | 0 | 0 | 0 | 0 | 0 | 0 | 0 | 0 | 0 | 0 | 0 | 1 | 1 | 1
1 | 3 | 4 | 0.0017943 | 0.52564 | 0.39193 | 0.43396 | 0.23211 | 0 | 0.075739 | 0 | 0.038643 | 0.0011792 | 0.077109 | 0.070665 | 0.0022119 | 0.14509 | 0.59203 | 0.57686 | 0.88947 | 0.083669 | 0.90186 | 0.00048174 | 0 | 0.5257 | 0.43364 | 0 | 0 | 0 | 0 | 0 | 0 | 0 | 0 | 0 | 0 | 0 | 0 | 0 | 0 | 0 | 0 | 0 | 0 | 0 | 0 | 1 | 1 | 1
1 | 3 | 5 | 0.031703 | 0.52518 | 0.34609 | 0.43525 | 0.39263 | 0 | 0.11853 | 0 | 0.087234 | 0.022918 | 0.033914 | 0.041851 | 0.040667 | 0.11205 | 0.54306 | 0.52642 | 0.90163 | 0.19019 | 0.88766 | 0 | 0 | 0.52509 | 0.4349 | 0 | 0 | 0 | 0 | 0 | 0 | 0 | 0 | 0 | 0 | 0 | 0 | 0 | 0 | 0 | 0 | 0 | 0 | 0 | 0 | 1 | 1 | 1
1 | 3 | 6 | 0.080433 | 0.52962 | 0.32433 | 0.46263 | 0.46139 | 0 | 0.17918 | 0 | 0.13877 | 0.070869 | 0.0027736 | 0.025537 | 0.090269 | 0.093092 | 0.5495 | 0.53305 | 0.92051 | 0.29273 | 0.89491 | 0 | 0 | 0.52953 | 0.43986 | 0 | 0 | 0 | 0 | 0 | 0 | 0 | 0 | 0 | 0 | 0 | 0 | 0 | 0 | 0 | 0 | 0 | 0 | 0 | 0 | 1 | 1 | 1
1 | 3 | 7 | 0.13756 | 0.53671 | 0.40941 | 0.4889 | 0.43261 | 0 | 0.2351 | 0.0025915 | 0.19676 | 0.12807 | 5.7909e-05 | 0.036281 | 0.14753 | 0.10573 | 0.6367 | 0.62296 | 0.92551 | 0.37026 | 0.91229 | 0 | 0 | 0.53666 | 0.44754 | 4.7615e-07 | 9.8847e-05 | 0.033474 | 9.6952e-05 | 0 | 0 | 0 | 0 | 0 | 0 | 0.00016222 | 7.6618e-05 | 0.00033459 | 0.00022427 | 0.00089887 | 0.00033171 | 0.00016501 | 0.00015212 | 0.037877 | 0.15382 | 1 | 1 | 1
1 | 3 | 8 | 0.17568 | 0.53933 | 0.54173 | 0.51182 | 0.35656 | 0 | 0.26127 | 0.025225 | 0.23477 | 0.16638 | 0 | 0.063879 | 0.18562 | 0.1368 | 0.68267 | 0.67047 | 0.88458 | 0.43723 | 0.91493 | 0 | 0 | 0.53928 | 0.45043 | 0.035852 | 0.096947 | 0.29609 | 0.095088 | 0.013355 | 0.0019041 | 0.012967 | 0.1439 | 0.15744 | 0.19391 | 0.38151 | 0.072784 | 0.15166 | 0.085774 | 0.20856 | 0.15036 | 0.12268 | 0.29662 | 0.46287 | 0.59571 | 1 | 1 | 1
1 | 3 | 9 | 0.17398 | 0.53547 | 0.60779 | 0.51958 | 0.22106 | 0 | 0.2901 | 0.044063 | 0.23245 | 0.16457 | 0 | 0.082652 | 0.18383 | 0.15835 | 0.63894 | 0.62527 | 0.82518 | 0.47609 | 0.91061 | 0 | 0 | 0.53537 | 0.44681 | 0.294 | 0.41612 | 0.55456 | 0.40814 | 0.088489 | 0.29991 | 0.4097 | 0.53705 | 0.53581 | 0.61664 | 0.69396 | 0.49659 | 0.57405 | 0.43389 | 0.54005 | 0.56913 | 0.37672 | 0.49424 | 0.70704 | 0.73658 | 1 | 1 | 1
1 | 3 | 10 | 0.15777 | 0.53946 | 0.67325 | 0.49112 | 0.09687 | 0 | 0.28062 | 0.060626 | 0.21571 | 0.14818 | 0 | 0.05332 | 0.16756 | 0.12475 | 0.53712 | 0.52031 | 0.8178 | 0.51721 | 0.8808 | 0 | 0 | 0.53938 | 0.4511 | 0.53072 | 0.64933 | 0.70099 | 0.63688 | 0.06668 | 0.56279 | 0.63496 | 0.72912 | 0.75233 | 0.85739 | 0.83938 | 0.82846 | 0.80212 | 0.81143 | 0.83517 | 0.79524 | 0.59355 | 0.73944 | 0.83851 | 0.69032 | 1 | 1 | 1
1 | 3 | 11 | 0.16016 | 0.54612 | 0.73471 | 0.5305 | 0.035283 | 0 | 0.26921 | 0.11097 | 0.21826 | 0.1506 | 0 | 0.031452 | 0.16996 | 0.10013 | 0.52439 | 0.50721 | 0.81636 | 0.52991 | 0.86473 | 0 | 0 | 0.54604 | 0.4587 | 0.66845 | 0.76641 | 0.7631 | 0.75171 | 0.064847 | 0.73684 | 0.78672 | 0.82949 | 0.85902 | 0.96777 | 0.92661 | 0.92541 | 0.94457 | 0.92203 | 0.89 | 0.93646 | 0.53637 | 0.78191 | 0.93936 | 0.73584 | 1 | 1 | 1
1 | 3 | 12 | 0.17599 | 0.55509 | 0.79553 | 0.58833 | 0.0055856 | 0.022272 | 0.28834 | 0.19006 | 0.23361 | 0.16647 | 0 | 0.029722 | 0.18571 | 0.098912 | 0.58374 | 0.56832 | 0.82578 | 0.54338 | 0.89294 | 0 | 2.7476e-05 | 0.55497 | 0.46948 | 0.73276 | 0.81467 | 0.83759 | 0.79905 | 0.06019 | 0.71459 | 0.84924 | 0.85605 | 0.89596 | 1 | 0.98479 | 0.99505 | 0.9977 | 0.98397 | 0.92052 | 0.98913 | 0.63888 | 0.79231 | 0.9881 | 0.78606 | 1 | 1 | 1
1 | 3 | 13 | 0.20757 | 0.57594 | 0.77614 | 0.61771 | 0 | 0.024759 | 0.32306 | 0.26236 | 0.26487 | 0.19829 | 0 | 0.032826 | 0.21723 | 0.10302 | 0.72018 | 0.7093 | 0.82274 | 0.59748 | 0.9089 | 0 | 0.0013544 | 0.57585 | 0.49317 | 0.74104 | 0.81702 | 0.84338 | 0.80135 | 0.068349 | 0.66417 | 0.84816 | 0.86434 | 0.93447 | 0.96624 | 1 | 1 | 0.98418 | 0.97816 | 0.94979 | 0.97573 | 0.81272 | 0.80833 | 0.96718 | 0.82692 | 1 | 1 | 1
1 | 3 | 14 | 0.23428 | 0.60431 | 0.72724 | 0.67599 | 0 | 0.029873 | 0.36874 | 0.33391 | 0.29029 | 0.22511 | 0 | 0.028094 | 0.24373 | 0.096961 | 0.82353 | 0.81645 | 0.81529 | 0.65443 | 0.88627 | 0 | 0.0098874 | 0.60431 | 0.52463 | 0.70314 | 0.78376 | 0.79181 | 0.76873 | 0.057243 | 0.63555 | 0.81155 | 0.83821 | 0.88275 | 0.95385 | 0.98024 | 0.96479 | 0.95348 | 0.94292 | 0.91494 | 0.94529 | 0.68308 | 0.81428 | 0.92416 | 0.78342 | 1 | 1 | 1
1 | 3 | 15 | 0.27026 | 0.61439 | 0.68952 | 0.75521 | 0.0046775 | 0.036084 | 0.42499 | 0.41231 | 0.32348 | 0.26115 | 0 | 0.02856 | 0.27926 | 0.098154 | 0.85693 | 0.85115 | 0.83487 | 0.74285 | 0.84164 | 0 | 0.027313 | 0.6141 | 0.54023 | 0.58946 | 0.68072 | 0.65511 | 0.66767 | 0.08476 | 0.39195 | 0.71467 | 0.74904 | 0.79502 | 0.88856 | 0.85163 | 0.86592 | 0.86749 | 0.85706 | 0.82568 | 0.86005 | 0.6117 | 0.74949 | 0.83031 | 0.70704 | 1 | 1 | 1
1 | 3 | 16 | 0.36036 | 0.67875 | 0.79911 | 0.80633 | 0.038964 | 0.035254 | 0.5069 | 0.46687 | 0.40984 | 0.35216 | 0.0031088 | 0.022653 | 0.36871 | 0.090412 | 0.79725 | 0.78918 | 0.87418 | 0.83063 | 0.81035 | 0 | 0.07623 | 0.67881 | 0.61114 | 0.38723 | 0.48436 | 0.45431 | 0.47508 | 0.10429 | 0.24556 | 0.50198 | 0.53709 | 0.61153 | 0.68824 | 0.62166 | 0.68235 | 0.60984 | 0.61688 | 0.58962 | 0.6046 | 0.408 | 0.54278 | 0.50674 | 0.43239 | 1 | 1 | 1
1 | 3 | 17 | 0.46863 | 0.71433 | 0.82437 | 0.84513 | 0.13772 | 0.030546 | 0.56159 | 0.54093 | 0.51304 | 0.4618 | 0.05545 | 0.031392 | 0.4761 | 0.098624 | 0.79805 | 0.79001 | 0.87074 | 0.89123 | 0.7954 | 0 | 0.19661 | 0.71405 | 0.65752 | 0.085271 | 0.1481 | 0.072205 | 0.14526 | 0.017306 | 0.067646 | 0.19002 | 0.19214 | 0.28177 | 0.26206 | 0.20572 | 0.19452 | 0.17934 | 0.19255 | 0.1949 | 0.1778 | 0.087891 | 0.13533 | 0.082416 | 0.00051739 | 1 | 1 | 1
1 | 3 | 18 | 0.5268 | 0.8035 | 0.77733 | 0.86232 | 0.26909 | 0.032969 | 0.58182 | 0.58775 | 0.56736 | 0.52065 | 0.09294 | 0.089585 | 0.53361 | 0.16294 | 0.80969 | 0.80209 | 0.88265 | 0.92083 | 0.79793 | 0 | 0.29376 | 0.80371 | 0.75783 | 4.4013e-08 | 2.2608e-07 | 0.0010612 | 2.2174e-07 | 0 | 0 | 0 | 0 | 3.4923e-06 | 0 | 0 | 0 | 0 | 0 | 0 | 0 | 0.0053257 | 0.00018022 | 0 | 0 | 1 | 1 | 1
1 | 3 | 19 | 0.52837 | 0.83789 | 0.73577 | 0.83391 | 0.26854 | 0.031738 | 0.60781 | 0.64236 | 0.56678 | 0.52193 | 0.092949 | 0.16057 | 0.53486 | 0.2342 | 0.82521 | 0.8182 | 0.87107 | 0.93707 | 0.84272 | 0 | 0.35616 | 0.8382 | 0.79803 | 0 | 0 | 0 | 0 | 0 | 0 | 0 | 0 | 0 | 0 | 0 | 0 | 0 | 0 | 0 | 0 | 0 | 0 | 0 | 0 | 1 | 1 | 1
1 | 3 | 20 | 0.54822 | 0.79846 | 0.72593 | 0.81351 | 0.20663 | 0.027229 | 0.63229 | 0.71195 | 0.58628 | 0.54217 | 0.082491 | 0.24163 | 0.55463 | 0.31429 | 0.81764 | 0.81034 | 0.87153 | 0.94054 | 0.85579 | 0 | 0.42215 | 0.79849 | 0.75422 | 0 | 0 | 0 | 0 | 0 | 0 | 0 | 0 | 0 | 0 | 0 | 0 | 0 | 0 | 0 | 0 | 0 | 0 | 0 | 0 | 1 | 1 | 1
1 | 3 | 21 | 0.55558 | 0.74595 | 0.62518 | 0.79737 | 0.26385 | 0.03155 | 0.6623 | 0.75407 | 0.59082 | 0.54928 | 0.058761 | 0.29139 | 0.56156 | 0.36117 | 0.7879 | 0.77947 | 0.9245 | 0.93873 | 0.86217 | 0 | 0.4764 | 0.74561 | 0.696 | 0 | 0 | 0 | 0 | 0 | 0 | 0 | 0 | 0 | 0 | 0 | 0 | 0 | 0 | 0 | 0 | 0 | 0 | 0 | 0 | 1 | 1 | 1
1 | 3 | 22 | 0.62942 | 0.75898 | 0.55044 | 0.77478 | 0.38547 | 0.039532 | 0.69138 | 0.75965 | 0.66116 | 0.62435 | 0.053522 | 0.31445 | 0.63477 | 0.38192 | 0.7338 | 0.72339 | 0.93916 | 0.92637 | 0.84703 | 0 | 0.51368 | 0.75878 | 0.70982 | 0 | 0 | 0 | 0 | 0 | 0 | 0 | 0 | 0 | 0 | 0 | 0 | 0 | 0 | 0 | 0 | 0 | 0 | 0 | 0 | 1 | 1 | 1
1 | 3 | 23 | 0.69208 | 0.80839 | 0.48191 | 0.77849 | 0.40074 | 0 | 0.70461 | 0.74053 | 0.72028 | 0.68804 | 0.070079 | 0.33351 | 0.69681 | 0.39995 | 0.69094 | 0.67903 | 0.89144 | 0.9053 | 0.8304 | 0 | 0.54532 | 0.80865 | 0.76299 | 0 | 0 | 0 | 0 | 0 | 0 | 0 | 0 | 0 | 0 | 0 | 0 | 0 | 0 | 0 | 0 | 0 | 0 | 0 | 0 | 1 | 1 | 1
1 | 3 | 24 | 0.68331 | 0.78747 | 0.56691 | 0.76862 | 0.49247 | 0 | 0.70718 | 0.69289 | 0.71241 | 0.67918 | 0.080614 | 0.34421 | 0.68819 | 0.41022 | 0.68005 | 0.66776 | 0.76818 | 0.93391 | 0.83353 | 0.00070551 | 0.51034 | 0.78725 | 0.74418 | 0 | 0 | 0 | 0 | 0 | 0 | 0 | 0 | 0 | 0 | 0 | 0 | 0 | 0 | 0 | 0 | 0 | 0 | 0 | 0 | 1 | 1 | 1
1 | 4 | 1 | 0.59848 | 0.80885 | 0.68772 | 0.74307 | 0.5629 | 0.022764 | 0.68969 | 0.6475 | 0.63159 | 0.59286 | 0.066754 | 0.33843 | 0.60407 | 0.40489 | 0.70694 | 0.69558 | 0.66636 | 0.94945 | 0.82703 | 0.026581 | 0.50644 | 0.80869 | 0.76908 | 0 | 0 | 0 | 0 | 0 | 0 | 0 | 0 | 0 | 0 | 0 | 0 | 0 | 0 | 0 | 0 | 0 | 0 | 0 | 0 | 1 | 1 | 1
1 | 4 | 2 | 0.53886 | 0.85801 | 0.67411 | 0.72592 | 0.54901 | 0.10143 | 0.65536 | 0.6197 | 0.57598 | 0.53246 | 0.049967 | 0.31624 | 0.54514 | 0.383 | 0.73459 | 0.72421 | 0.6427 | 0.95165 | 0.83087 | 0.030139 | 0.47088 | 0.85818 | 0.82416 | 0 | 0 | 0 | 0 | 0 | 0 | 0 | 0 | 0 | 0 | 0 | 0 | 0 | 0 | 0 | 0 | 0 | 0 | 0 | 0 | 1 | 1 | 1
1 | 4 | 3 | 0.52707 | 0.86175 | 0.6511 | 0.66874 | 0.47846 | 0.2868 | 0.61351 | 0.59413 | 0.5651 | 0.52054 | 0.051569 | 0.30779 | 0.5335 | 0.37453 | 0.73816 | 0.72791 | 0.66894 | 0.93854 | 0.85277 | 0.054114 | 0.47987 | 0.86178 | 0.83067 | 0 | 0 | 0 | 0 | 0 | 0 | 0 | 0 | 0 | 0 | 0 | 0 | 0 | 0 | 0 | 0 | 0 | 0 | 0 | 0 | 1 | 1 | 1
1 | 4 | 4 | 0.55883 | 0.85544 | 0.5971 | 0.58267 | 0.36059 | 0.4496 | 0.58848 | 0.57109 | 0.59572 | 0.55285 | 0.069336 | 0.32548 | 0.56505 | 0.39306 | 0.71809 | 0.70713 | 0.64849 | 0.90358 | 0.88102 | 0.095283 | 0.52152 | 0.85532 | 0.82487 | 0 | 0 | 0 | 0 | 0 | 0 | 0 | 0 | 0 | 0 | 0 | 0 | 0 | 0 | 0 | 0 | 0 | 0 | 0 | 0 | 1 | 1 | 1
1 | 4 | 5 | 0.59337 | 0.87253 | 0.44994 | 0.54607 | 0.25975 | 0.47568 | 0.55713 | 0.56971 | 0.62606 | 0.58757 | 0.088484 | 0.32065 | 0.59891 | 0.38862 | 0.71387 | 0.70276 | 0.66819 | 0.89989 | 0.89877 | 0.13784 | 0.52168 | 0.87283 | 0.84021 | 0 | 0 | 0 | 0 | 0 | 0 | 0 | 0 | 0 | 0 | 0 | 0 | 0 | 0 | 0 | 0 | 0 | 0 | 0 | 0 | 1 | 1 | 1
1 | 4 | 6 | 0.67736 | 0.81324 | 0.38769 | 0.50209 | 0.26286 | 0.55417 | 0.52541 | 0.55869 | 0.70836 | 0.67338 | 0.10547 | 0.28976 | 0.68253 | 0.35877 | 0.66716 | 0.65444 | 0.61141 | 0.9131 | 0.9162 | 0.23281 | 0.51444 | 0.81262 | 0.78039 | 0 | 0 | 0 | 0 | 0 | 0 | 0 | 0 | 0 | 0 | 0 | 0 | 0 | 0 | 0 | 0 | 0 | 0 | 0 | 0 | 1 | 1 | 1
1 | 4 | 7 | 0.63526 | 0.88826 | 0.40408 | 0.49879 | 0.37065 | 0.50909 | 0.50926 | 0.5478 | 0.66681 | 0.6303 | 0.14411 | 0.25562 | 0.64057 | 0.32563 | 0.59534 | 0.58027 | 0.49167 | 0.90622 | 0.88663 | 0.32212 | 0.48316 | 0.88832 | 0.86243 | 2.7091e-06 | 0.0006022 | 0.036073 | 0.00059066 | 0 | 0 | 0 | 0 | 0 | 0 | 0.00016181 | 0.0019978 | 0.0023289 | 0.0031779 | 0.0025259 | 0.0023089 | 0.0017809 | 0.00099538 | 0.047563 | 0.15675 | 1 | 1 | 1
1 | 4 | 8 | 0.56881 | 0.94312 | 0.41812 | 0.48056 | 0.41937 | 0.44594 | 0.45235 | 0.53474 | 0.60265 | 0.5626 | 0.16772 | 0.23776 | 0.57456 | 0.31082 | 0.62781 | 0.61378 | 0.37661 | 0.91148 | 0.80144 | 0.36915 | 0.4178 | 0.94337 | 0.92691 | 0.081716 | 0.1767 | 0.38062 | 0.17331 | 0.034204 | 1.4669e-05 | 0.0004447 | 0.017823 | 0.093449 | 0.30742 | 0.40418 | 0.4565 | 0.42228 | 0.3962 | 0.36266 | 0.41865 | 0.39063 | 0.31925 | 0.54233 | 0.66558 | 1 | 1 | 1
1 | 4 | 9 | 0.58789 | 0.9413 | 0.36936 | 0.5046 | 0.38332 | 0.34186 | 0.37445 | 0.49851 | 0.62181 | 0.58214 | 0.17769 | 0.1863 | 0.59362 | 0.25949 | 0.6085 | 0.59385 | 0.26498 | 0.91622 | 0.74599 | 0.43206 | 0.27043 | 0.94132 | 0.92769 | 0.27862 | 0.38761 | 0.55735 | 0.38018 | 0.19176 | 0.022462 | 0.01925 | 0.13446 | 0.35692 | 0.67957 | 0.71484 | 0.7408 | 0.70852 | 0.67528 | 0.61641 | 0.70244 | 0.65735 | 0.49599 | 0.77969 | 0.83446 | 1 | 1 | 1
1 | 4 | 10 | 0.64279 | 0.9353 | 0.36178 | 0.49395 | 0.41957 | 0.18012 | 0.30833 | 0.50609 | 0.67196 | 0.63765 | 0.13752 | 0.144 | 0.64773 | 0.21655 | 0.562 | 0.54592 | 0.20977 | 0.95561 | 0.76282 | 0.42984 | 0.25424 | 0.93533 | 0.92023 | 0.41995 | 0.50889 | 0.6395 | 0.49913 | 0.24595 | 0.11573 | 0.038309 | 0.21263 | 0.26178 | 0.85414 | 0.87685 | 0.89606 | 0.87051 | 0.83057 | 0.85264 | 0.86304 | 0.81511 | 0.47155 | 0.91766 | 0.90754 | 1 | 1 | 1
1 | 4 | 11 | 0.74266 | 0.92141 | 0.47182 | 0.50468 | 0.56949 | 0.047423 | 0.21861 | 0.5986 | 0.7666 | 0.73927 | 0.14771 | 0.14578 | 0.74667 | 0.21986 | 0.57055 | 0.55472 | 0.17993 | 0.9616 | 0.78665 | 0.5266 | 0.35638 | 0.92147 | 0.90281 | 0.48168 | 0.54934 | 0.6369 | 0.5388 | 0.33227 | 0.059579 | 0.05751 | 0.1174 | 0.17007 | 0.87598 | 0.96531 | 0.97057 | 0.96314 | 0.88674 | 0.96995 | 0.95487 | 0.73995 | 0.41584 | 0.97787 | 0.94164 | 1 | 1 | 1
1 | 4 | 12 | 0.78847 | 0.89175 | 0.67721 | 0.50425 | 0.71414 | 0.10494 | 0.18835 | 0.70429 | 0.80554 | 0.78522 | 0.24394 | 0.15834 | 0.79137 | 0.23157 | 0.55302 | 0.53667 | 0.16032 | 0.96522 | 0.76921 | 0.59428 | 0.45946 | 0.89183 | 0.8665 | 0.53239 | 0.59086 | 0.65382 | 0.57954 | 0.27587 | 0.19977 | 0.08522 | 0.12307 | 0.1999 | 0.93116 | 1 | 1 | 1 | 0.92553 | 1 | 0.99617 | 0.71228 | 0.4352 | 0.99147 | 1 | 1 | 1 | 1
1 | 4 | 13 | 0.88276 | 0.84095 | 0.82425 | 0.55229 | 0.76351 | 0.073264 | 0.34105 | 0.79489 | 0.89503 | 0.88135 | 0.34183 | 0.19849 | 0.8848 | 0.26895 | 0.57598 | 0.56032 | 0.15279 | 0.9769 | 0.72972 | 0.70923 | 0.60839 | 0.84076 | 0.80835 | 0.55378 | 0.61059 | 0.65897 | 0.59888 | 0.30507 | 0.51 | 0.11837 | 0.10302 | 0.17361 | 0.74193 | 1 | 1 | 1 | 0.98427 | 0.99403 | 1 | 0.75188 | 0.44981 | 0.9782 | 0.984 | 1 | 1 | 1
1 | 4 | 14 | 0.90581 | 0.82608 | 0.9363 | 0.62415 | 0.78204 | 0.0072531 | 0.65601 | 0.85035 | 0.91578 | 0.90468 | 0.45575 | 0.30418 | 0.90746 | 0.37316 | 0.67547 | 0.66303 | 0.15962 | 0.95922 | 0.65378 | 0.78695 | 0.77382 | 0.82574 | 0.79218 | 0.51462 | 0.57395 | 0.63446 | 0.56295 | 0.28947 | 0.32903 | 0.23874 | 0.052739 | 0.13882 | 0.74393 | 0.95289 | 0.96488 | 0.95026 | 0.96004 | 0.95739 | 0.9421 | 0.76576 | 0.40159 | 0.94042 | 0.92055 | 1 | 1 | 1
1 | 4 | 15 | 0.86267 | 0.87816 | 0.97494 | 0.62967 | 0.8148 | 0 | 0.79803 | 0.86915 | 0.87529 | 0.86075 | 0.54287 | 0.38676 | 0.86479 | 0.4507 | 0.77916 | 0.77041 | 0.16652 | 0.90408 | 0.55076 | 0.75206 | 0.87223 | 0.87815 | 0.85104 | 0.4492 | 0.51898 | 0.49891 | 0.50903 | 0.39281 | 0.40232 | 0.32508 | 0.095949 | 0.085726 | 0.60076 | 0.7875 | 0.85525 | 0.79467 | 0.87027 | 0.82341 | 0.78785 | 0.49715 | 0.3431 | 0.81751 | 0.77003 | 1 | 1 | 1
1 | 4 | 16 | 0.7977 | 0.92608 | 0.96387 | 0.64403 | 0.79057 | 0.023674 | 0.84501 | 0.89892 | 0.81588 | 0.79488 | 0.64245 | 0.42687 | 0.80076 | 0.48588 | 0.77016 | 0.76108 | 0.20737 | 0.83383 | 0.47317 | 0.72892 | 0.85554 | 0.92618 | 0.90794 | 0.29287 | 0.36637 | 0.35079 | 0.35934 | 0.30065 | 0.26264 | 0.2679 | 0.096146 | 0.18933 | 0.36505 | 0.5973 | 0.6114 | 0.54138 | 0.60878 | 0.55884 | 0.53673 | 0.35897 | 0.28419 | 0.56918 | 0.45751 | 1 | 1 | 1
1 | 4 | 17 | 0.71732 | 0.9477 | 0.97169 | 0.57349 | 0.77393 | 0.036266 | 0.91679 | 0.91116 | 0.74107 | 0.71323 | 0.75369 | 0.4692 | 0.72134 | 0.52459 | 0.81794 | 0.81065 | 0.37976 | 0.68302 | 0.43646 | 0.78351 | 0.90513 | 0.94768 | 0.93601 | 0.052495 | 0.096944 | 0.041204 | 0.095086 | 0.098012 | 0.06282 | 0.049045 | 0.014577 | 0.061806 | 0.1158 | 0.20495 | 0.17177 | 0.16303 | 0.19111 | 0.1851 | 0.16163 | 0.0262 | 0.071205 | 0.11035 | 0.00080536 | 1 | 1 | 1
1 | 4 | 18 | 0.66287 | 0.97379 | 0.96303 | 0.68022 | 0.82276 | 0.31403 | 0.97004 | 0.86508 | 0.69174 | 0.65818 | 0.82941 | 0.51623 | 0.66774 | 0.56918 | 0.90423 | 0.90031 | 0.51933 | 0.52122 | 0.39178 | 0.84727 | 0.92634 | 0.97398 | 0.96524 | 7.6418e-08 | 3.8827e-07 | 0.00073326 | 3.8082e-07 | 0 | 0 | 0 | 0 | 5.9928e-06 | 0 | 0 | 0 | 0 | 0 | 0 | 0 | 2.7471e-06 | 0.0038669 | 0 | 0 | 1 | 1 | 1
1 | 4 | 19 | 0.60815 | 0.95621 | 0.96165 | 0.7875 | 0.77374 | 0.7125 | 0.9783 | 0.83351 | 0.64138 | 0.60279 | 0.85398 | 0.52634 | 0.61375 | 0.57668 | 0.90321 | 0.89925 | 0.65101 | 0.42965 | 0.41493 | 0.86061 | 0.94214 | 0.95621 | 0.94611 | 0 | 0 | 0 | 0 | 0 | 0 | 0 | 0 | 0 | 0 | 0 | 0 | 0 | 0 | 0 | 0 | 0 | 0 | 0 | 0 | 1 | 1 | 1
1 | 4 | 20 | 0.54203 | 0.93602 | 0.95014 | 0.84897 | 0.82362 | 0.93183 | 0.97916 | 0.80189 | 0.58236 | 0.53621 | 0.85766 | 0.54234 | 0.54879 | 0.59024 | 0.88163 | 0.87682 | 0.5719 | 0.31776 | 0.49251 | 0.86304 | 0.94909 | 0.93589 | 0.92318 | 0 | 0 | 0 | 0 | 0 | 0 | 0 | 0 | 0 | 0 | 0 | 0 | 0 | 0 | 0 | 0 | 0 | 0 | 0 | 0 | 1 | 1 | 1
1 | 4 | 21 | 0.39474 | 0.94188 | 0.94114 | 0.89542 | 0.81955 | 0.79787 | 0.99088 | 0.76178 | 0.43917 | 0.38641 | 0.8304 | 0.59209 | 0.40229 | 0.63517 | 0.86547 | 0.86002 | 0.72766 | 0.25884 | 0.5033 | 0.81399 | 0.94939 | 0.94179 | 0.92982 | 0 | 0 | 0 | 0 | 0 | 0 | 0 | 0 | 0 | 0 | 0 | 0 | 0 | 0 | 0 | 0 | 0 | 0 | 0 | 0 | 1 | 1 | 1
1 | 4 | 22 | 0.39088 | 0.96453 | 0.93058 | 0.87256 | 0.87693 | 0.94404 | 0.99933 | 0.68569 | 0.4319 | 0.38199 | 0.84889 | 0.68661 | 0.39792 | 0.71594 | 0.87541 | 0.87035 | 0.77138 | 0.39086 | 0.44946 | 0.82663 | 0.94687 | 0.96452 | 0.95645 | 0 | 0 | 0 | 0 | 0 | 0 | 0 | 0 | 0 | 0 | 0 | 0 | 0 | 0 | 0 | 0 | 0 | 0 | 0 | 0 | 1 | 1 | 1
1 | 4 | 23 | 0.65398 | 0.987 | 0.92645 | 0.86517 | 0.91613 | 0.99353 | 0.99985 | 0.63676 | 0.68671 | 0.64971 | 0.86405 | 0.90948 | 0.65944 | 0.93145 | 0.84448 | 0.83821 | 0.7982 | 0.78376 | 0.37661 | 0.79678 | 0.94525 | 0.98713 | 0.98241 | 0 | 0 | 0 | 0 | 0 | 0 | 0 | 0 | 0 | 0 | 0 | 0 | 0 | 0 | 0 | 0 | 0 | 0 | 0 | 0 | 1 | 1 | 1
1 | 4 | 24 | 0.79691 | 0.9827 | 0.89236 | 0.90184 | 0.96098 | 1 | 0.99947 | 0.68424 | 0.819 | 0.79468 | 0.79965 | 0.84052 | 0.80057 | 0.85597 | 0.84788 | 0.84174 | 0.78446 | 0.8107 | 0.33757 | 0.74952 | 0.93845 | 0.98279 | 0.97754 | 0 | 0 | 0 | 0 | 0 | 0 | 0 | 0 | 0 | 0 | 0 | 0 | 0 | 0 | 0 | 0 | 0 | 0 | 0 | 0 | 1 | 1 | 1
1 | 5 | 1 | 0.76052 | 0.95831 | 0.87921 | 0.86924 | 0.9859 | 1 | 0.99976 | 0.75332 | 0.78343 | 0.75744 | 0.74689 | 0.82616 | 0.76435 | 0.84763 | 0.84105 | 0.83465 | 0.78433 | 0.48135 | 0.3165 | 0.80062 | 0.94348 | 0.95824 | 0.9497 | 0 | 0 | 0 | 0 | 0 | 0 | 0 | 0 | 0 | 0 | 0 | 0 | 0 | 0 | 0 | 0 | 0 | 0 | 0 | 0 | 1 | 1 | 1
1 | 5 | 2 | 0.64506 | 0.94802 | 0.87911 | 0.85171 | 0.9942 | 1 | 0.99894 | 0.73626 | 0.67116 | 0.6395 | 0.65369 | 0.77363 | 0.64953 | 0.80041 | 0.81621 | 0.80886 | 0.88326 | 0.37036 | 0.28718 | 0.62953 | 0.94788 | 0.94793 | 0.93736 | 0 | 0 | 0 | 0 | 0 | 0 | 0 | 0 | 0 | 0 | 0 | 0 | 0 | 0 | 0 | 0 | 0 | 0 | 0 | 0 | 1 | 1 | 1
1 | 5 | 3 | 0.68268 | 0.95567 | 0.85894 | 0.79738 | 0.99145 | 1 | 0.98409 | 0.70367 | 0.71011 | 0.67827 | 0.61416 | 0.69427 | 0.6873 | 0.72521 | 0.76454 | 0.75525 | 0.91365 | 0.62402 | 0.33638 | 0.50541 | 0.93419 | 0.95567 | 0.94548 | 0 | 0 | 0 | 0 | 0 | 0 | 0 | 0 | 0 | 0 | 0 | 0 | 0 | 0 | 0 | 0 | 0 | 0 | 0 | 0 | 1 | 1 | 1
1 | 5 | 4 | 0.72383 | 0.96071 | 0.86774 | 0.78414 | 0.98744 | 1 | 0.97582 | 0.73443 | 0.74774 | 0.71993 | 0.57174 | 0.6948 | 0.72786 | 0.72962 | 0.72531 | 0.7146 | 0.89117 | 0.82192 | 0.32896 | 0.58821 | 0.90599 | 0.96079 | 0.95057 | 0 | 0 | 0 | 0 | 0 | 0 | 0 | 0 | 0 | 0 | 0 | 0 | 0 | 0 | 0 | 0 | 0 | 0 | 0 | 0 | 1 | 1 | 1
1 | 5 | 5 | 0.76115 | 0.94656 | 0.82925 | 0.74843 | 0.97712 | 1 | 0.97511 | 0.68468 | 0.78346 | 0.75799 | 0.50302 | 0.67512 | 0.76489 | 0.71431 | 0.68402 | 0.67187 | 0.89116 | 0.91638 | 0.29474 | 0.62945 | 0.82784 | 0.94676 | 0.93177 | 0 | 0 | 0 | 0 | 0 | 0 | 0 | 0 | 0 | 0 | 0 | 0 | 0 | 0 | 0 | 0 | 0 | 0 | 0 | 0 | 1 | 1 | 1
1 | 5 | 6 | 0.74283 | 0.88555 | 0.7075 | 0.75516 | 0.96637 | 1 | 0.9719 | 0.54308 | 0.76468 | 0.73911 | 0.58134 | 0.58515 | 0.74653 | 0.62227 | 0.61542 | 0.60099 | 0.88168 | 0.98318 | 0.28646 | 0.73495 | 0.77971 | 0.88537 | 0.86231 | 0 | 0 | 0 | 0 | 0 | 0 | 0 | 0 | 0 | 0 | 0 | 0 | 0 | 0 | 0 | 0 | 0 | 0 | 0 | 0 | 1 | 1 | 1
1 | 5 | 7 | 0.74205 | 0.86402 | 0.60257 | 0.75155 | 0.9576 | 1 | 0.96131 | 0.52077 | 0.76382 | 0.7383 | 0.64345 | 0.68894 | 0.74574 | 0.7283 | 0.56559 | 0.54962 | 0.81851 | 0.98143 | 0.30109 | 0.88002 | 0.79309 | 0.86417 | 0.83178 | 1.9418e-06 | 0.00048242 | 0.027048 | 0.00047317 | 0 | 0 | 0 | 0 | 0 | 0 | 0.00011443 | 0.0019342 | 0.0010358 | 0.002607 | 0.0024852 | 0.0010269 | 0.00054731 | 0.00021925 | 0.012427 | 0.1425 | 1 | 1 | 1
1 | 5 | 8 | 0.77368 | 0.80357 | 0.68219 | 0.69968 | 0.95945 | 1 | 0.94428 | 0.49425 | 0.79118 | 0.7701 | 0.68156 | 0.67977 | 0.77667 | 0.71645 | 0.56632 | 0.55037 | 0.72823 | 0.96659 | 0.34304 | 0.95458 | 0.58719 | 0.80373 | 0.7587 | 0.073908 | 0.17053 | 0.2669 | 0.16726 | 0.081841 | 0.0036221 | 0.010633 | 0.082037 | 0.17711 | 0.26117 | 0.36627 | 0.46158 | 0.30492 | 0.34721 | 0.3334 | 0.3023 | 0.16392 | 0.26193 | 0.16002 | 0.63934 | 1 | 1 | 1
1 | 5 | 9 | 0.89381 | 0.70263 | 0.72762 | 0.68909 | 0.96252 | 1 | 0.93667 | 0.46651 | 0.90384 | 0.89236 | 0.65699 | 0.63568 | 0.89549 | 0.67507 | 0.57294 | 0.55718 | 0.68613 | 0.98216 | 0.30017 | 0.92723 | 0.32547 | 0.70265 | 0.63991 | 0.35171 | 0.50489 | 0.47737 | 0.49522 | 0.48278 | 0.39568 | 0.4408 | 0.43057 | 0.59796 | 0.58845 | 0.72324 | 0.75724 | 0.60068 | 0.67055 | 0.67058 | 0.59552 | 0.27872 | 0.50442 | 0.34816 | 0.87633 | 1 | 1 | 1
1 | 5 | 10 | 0.99153 | 0.58641 | 0.61806 | 0.64287 | 0.95165 | 1 | 0.9459 | 0.70762 | 0.9947 | 0.99179 | 0.65136 | 0.61942 | 0.99203 | 0.6539 | 0.59167 | 0.57649 | 0.69683 | 0.99318 | 0.28329 | 0.95038 | 0.34785 | 0.5862 | 0.50668 | 0.58211 | 0.71656 | 0.56175 | 0.70282 | 0.65977 | 0.66456 | 0.69703 | 0.56771 | 0.81547 | 0.79421 | 0.84833 | 0.92218 | 0.86947 | 0.84173 | 0.83831 | 0.86201 | 0.21057 | 0.55966 | 0.50439 | 1 | 1 | 1 | 1
1 | 5 | 11 | 0.99182 | 0.50222 | 0.50341 | 0.58368 | 0.94385 | 1 | 0.93811 | 0.84945 | 0.99328 | 0.99181 | 0.63409 | 0.78992 | 0.99205 | 0.81547 | 0.57768 | 0.56207 | 0.68367 | 0.99023 | 0.27142 | 0.95945 | 0.39899 | 0.50203 | 0.41016 | 0.71761 | 0.82469 | 0.62155 | 0.80888 | 0.7176 | 0.7935 | 0.81774 | 0.63883 | 0.92867 | 0.8706 | 0.93133 | 1 | 0.9883 | 0.92527 | 0.89087 | 0.97982 | 0.31158 | 0.56094 | 0.57331 | 1 | 1 | 1 | 1
1 | 5 | 12 | 0.95911 | 0.44226 | 0.47701 | 0.55399 | 0.94878 | 0.97147 | 0.90887 | 0.88656 | 0.96226 | 0.95843 | 0.66424 | 0.92339 | 0.95965 | 0.93493 | 0.56989 | 0.55405 | 0.58717 | 0.96634 | 0.2173 | 0.94732 | 0.50146 | 0.44201 | 0.34384 | 0.79849 | 0.88737 | 0.65543 | 0.87036 | 0.7795 | 0.8567 | 0.87292 | 0.70206 | 0.98061 | 0.9571 | 0.96105 | 1 | 1 | 0.98467 | 0.9262 | 1 | 0.30396 | 0.60627 | 0.65636 | 1 | 1 | 1 | 1
1 | 5 | 13 | 0.94629 | 0.4208 | 0.60405 | 0.5198 | 0.93747 | 0.90345 | 0.85876 | 0.91323 | 0.95085 | 0.94546 | 0.80552 | 0.98149 | 0.94707 | 0.98531 | 0.57847 | 0.56289 | 0.43251 | 0.93256 | 0.17153 | 0.93043 | 0.61347 | 0.42074 | 0.31792 | 0.83182 | 0.91449 | 0.67307 | 0.89695 | 0.81369 | 0.85274 | 0.88412 | 0.75648 | 0.98859 | 0.99606 | 1 | 1 | 1 | 0.97105 | 0.954 | 1 | 0.2622 | 0.61055 | 0.66811 | 0.969 | 1 | 1 | 1
1 | 5 | 14 | 0.94558 | 0.39305 | 0.64359 | 0.49251 | 0.91563 | 0.92277 | 0.85496 | 0.91693 | 0.95047 | 0.94478 | 0.81799 | 0.99093 | 0.9464 | 0.99226 | 0.59505 | 0.57997 | 0.33854 | 0.92758 | 0.11775 | 0.92951 | 0.56869 | 0.39288 | 0.28907 | 0.79467 | 0.88501 | 0.63184 | 0.86804 | 0.83869 | 0.83632 | 0.84398 | 0.76139 | 0.94476 | 0.91212 | 1 | 1 | 0.99342 | 0.95623 | 0.9328 | 0.98489 | 0.32863 | 0.65288 | 0.65395 | 0.88238 | 1 | 1 | 1
1 | 5 | 15 | 0.94564 | 0.38843 | 0.65819 | 0.44166 | 0.86276 | 0.95497 | 0.87526 | 0.91491 | 0.95047 | 0.94484 | 0.82744 | 0.99053 | 0.94646 | 0.99167 | 0.62564 | 0.61154 | 0.30736 | 0.93828 | 0.089344 | 0.93143 | 0.55414 | 0.38862 | 0.27983 | 0.68469 | 0.7905 | 0.65645 | 0.77535 | 0.78178 | 0.72288 | 0.74838 | 0.68688 | 0.86932 | 0.90194 | 0.89203 | 0.92279 | 0.91091 | 0.86196 | 0.83801 | 0.90308 | 0.42351 | 0.67031 | 0.69687 | 0.5914 | 1 | 1 | 1
1 | 5 | 16 | 0.94905 | 0.31936 | 0.70469 | 0.3668 | 0.78285 | 0.90212 | 0.88819 | 0.91098 | 0.95338 | 0.94826 | 0.80462 | 0.98783 | 0.94979 | 0.99003 | 0.60142 | 0.58655 | 0.31472 | 0.91602 | 0.11063 | 0.92001 | 0.54289 | 0.31892 | 0.21401 | 0.45174 | 0.56502 | 0.46258 | 0.55419 | 0.64113 | 0.53083 | 0.5334 | 0.50156 | 0.64913 | 0.68327 | 0.68974 | 0.69368 | 0.63445 | 0.62054 | 0.5775 | 0.629 | 0.35427 | 0.55153 | 0.38061 | 0.31931 | 1 | 1 | 1
1 | 5 | 17 | 0.95615 | 0.33437 | 0.83834 | 0.41819 | 0.77801 | 0.48261 | 0.87159 | 0.87808 | 0.96264 | 0.95591 | 0.73447 | 0.96367 | 0.95721 | 0.96854 | 0.633 | 0.61913 | 0.42197 | 0.8464 | 0.14252 | 0.86817 | 0.57233 | 0.33464 | 0.22167 | 0.10868 | 0.18204 | 0.085802 | 0.17855 | 0.22475 | 0.21081 | 0.20626 | 0.18085 | 0.3294 | 0.25187 | 0.23385 | 0.19329 | 0.18684 | 0.19331 | 0.18709 | 0.18524 | 0.054432 | 0.14565 | 0.072824 | 0.00064421 | 1 | 1 | 1
1 | 5 | 18 | 0.86846 | 0.26471 | 0.92456 | 0.44119 | 0.75498 | 0.36634 | 0.86172 | 0.75821 | 0.87874 | 0.86634 | 0.74571 | 0.92279 | 0.87022 | 0.9312 | 0.67594 | 0.66351 | 0.54622 | 0.79682 | 0.17003 | 0.80872 | 0.74787 | 0.26423 | 0.15908 | 6.8972e-07 | 3.5711e-06 | 0.00073704 | 3.5027e-06 | 0 | 0 | 0 | 0 | 5.5197e-05 | 0 | 0 | 0 | 0 | 0 | 0 | 0 | 0.00072896 | 0.0031404 | 0 | 0 | 1 | 1 | 1
1 | 5 | 19 | 0.8269 | 0.28843 | 0.8983 | 0.41947 | 0.7383 | 0.30728 | 0.86533 | 0.58087 | 0.84299 | 0.82454 | 0.75252 | 0.89377 | 0.8296 | 0.90765 | 0.65671 | 0.64363 | 0.62663 | 0.74984 | 0.23901 | 0.78711 | 0.91793 | 0.28868 | 0.1748 | 0 | 0 | 0 | 0 | 0 | 0 | 0 | 0 | 0 | 0 | 0 | 0 | 0 | 0 | 0 | 0 | 0 | 0 | 0 | 0 | 1 | 1 | 1
1 | 5 | 20 | 0.75607 | 0.23183 | 0.86528 | 0.40716 | 0.72612 | 0.28334 | 0.89453 | 0.41067 | 0.77794 | 0.7527 | 0.74262 | 0.82318 | 0.75974 | 0.84383 | 0.65703 | 0.64396 | 0.69945 | 0.70149 | 0.29311 | 0.79369 | 0.91305 | 0.23159 | 0.12476 | 0 | 0 | 0 | 0 | 0 | 0 | 0 | 0 | 0 | 0 | 0 | 0 | 0 | 0 | 0 | 0 | 0 | 0 | 0 | 0 | 1 | 1 | 1
1 | 5 | 21 | 0.65727 | 0.20783 | 0.84552 | 0.39774 | 0.66434 | 0.33304 | 0.87591 | 0.27587 | 0.68723 | 0.65262 | 0.71664 | 0.73606 | 0.66231 | 0.7676 | 0.66721 | 0.65449 | 0.81018 | 0.61257 | 0.36671 | 0.802 | 0.87491 | 0.20702 | 0.10818 | 0 | 0 | 0 | 0 | 0 | 0 | 0 | 0 | 0 | 0 | 0 | 0 | 0 | 0 | 0 | 0 | 0 | 0 | 0 | 0 | 1 | 1 | 1
1 | 5 | 22 | 0.53462 | 0.33551 | 0.90133 | 0.38948 | 0.56275 | 0.24509 | 0.88741 | 0.16962 | 0.57117 | 0.52803 | 0.67565 | 0.60311 | 0.54081 | 0.64419 | 0.62443 | 0.61029 | 0.90198 | 0.49917 | 0.54473 | 0.80339 | 0.91943 | 0.33409 | 0.24262 | 0 | 0 | 0 | 0 | 0 | 0 | 0 | 0 | 0 | 0 | 0 | 0 | 0 | 0 | 0 | 0 | 0 | 0 | 0 | 0 | 1 | 1 | 1
1 | 5 | 23 | 0.48368 | 0.77351 | 0.91078 | 0.37437 | 0.46 | 0.25489 | 0.90245 | 0.14747 | 0.52694 | 0.47699 | 0.61462 | 0.52472 | 0.49095 | 0.57545 | 0.58297 | 0.56752 | 0.93277 | 0.33473 | 0.74825 | 0.77653 | 0.90817 | 0.77564 | 0.6974 | 0 | 0 | 0 | 0 | 0 | 0 | 0 | 0 | 0 | 0 | 0 | 0 | 0 | 0 | 0 | 0 | 0 | 0 | 0 | 0 | 1 | 1 | 1
1 | 5 | 24 | 0.38995 | 0.71897 | 0.83324 | 0.35846 | 0.31557 | 0.43721 | 0.91409 | 0.1174 | 0.44024 | 0.38245 | 0.63115 | 0.45784 | 0.39838 | 0.50937 | 0.58181 | 0.56632 | 0.93616 | 0.18703 | 0.8753 | 0.74941 | 0.8404 | 0.71948 | 0.65297 | 0 | 0 | 0 | 0 | 0 | 0 | 0 | 0 | 0 | 0 | 0 | 0 | 0 | 0 | 0 | 0 | 0 | 0 | 0 | 0 | 1 | 1 | 1
1 | 6 | 1 | 0.21894 | 0.55179 | 0.7987 | 0.34745 | 0.13788 | 0.53006 | 0.87056 | 0.12283 | 0.27312 | 0.20937 | 0.63814 | 0.52086 | 0.22812 | 0.57257 | 0.59097 | 0.57577 | 0.89599 | 0.1009 | 0.93999 | 0.75042 | 0.78236 | 0.55125 | 0.47085 | 0 | 0 | 0 | 0 | 0 | 0 | 0 | 0 | 0 | 0 | 0 | 0 | 0 | 0 | 0 | 0 | 0 | 0 | 0 | 0 | 1 | 1 | 1
1 | 6 | 2 | 0.13488 | 0.49221 | 0.81312 | 0.35548 | 0.021596 | 0.46007 | 0.79746 | 0.10908 | 0.19274 | 0.12519 | 0.66038 | 0.57366 | 0.14465 | 0.62114 | 0.58446 | 0.56906 | 0.86086 | 0.051699 | 0.97491 | 0.73286 | 0.7728 | 0.49201 | 0.39899 | 0 | 0 | 0 | 0 | 0 | 0 | 0 | 0 | 0 | 0 | 0 | 0 | 0 | 0 | 0 | 0 | 0 | 0 | 0 | 0 | 1 | 1 | 1
1 | 6 | 3 | 0.088574 | 0.45883 | 0.76503 | 0.33333 | 0 | 0.26073 | 0.75588 | 0.073634 | 0.14718 | 0.078994 | 0.67751 | 0.58637 | 0.098456 | 0.63403 | 0.5914 | 0.57622 | 0.84402 | 0.018405 | 0.97259 | 0.70188 | 0.65354 | 0.45887 | 0.35868 | 0 | 0 | 0 | 0 | 0 | 0 | 0 | 0 | 0 | 0 | 0 | 0 | 0 | 0 | 0 | 0 | 0 | 0 | 0 | 0 | 1 | 1 | 1
1 | 6 | 4 | 0.051707 | 0.39906 | 0.71429 | 0.32137 | 0 | 0.18544 | 0.71114 | 0.031438 | 0.10832 | 0.042154 | 0.69095 | 0.5252 | 0.061287 | 0.57634 | 0.66384 | 0.651 | 0.85128 | 0.0060966 | 0.93195 | 0.65342 | 0.52126 | 0.39913 | 0.29278 | 0 | 0 | 0 | 0 | 0 | 0 | 0 | 0 | 0 | 0 | 0 | 0 | 0 | 0 | 0 | 0 | 0 | 0 | 0 | 0 | 1 | 1 | 1
1 | 6 | 5 | 0.053761 | 0.30459 | 0.78002 | 0.3069 | 0 | 0.17842 | 0.7074 | 0.0029977 | 0.11156 | 0.044332 | 0.67602 | 0.44953 | 0.063509 | 0.5056 | 0.73192 | 0.72145 | 0.85837 | 0.0051926 | 0.8566 | 0.66426 | 0.32174 | 0.30422 | 0.19806 | 0 | 0 | 0 | 0 | 0 | 0 | 0 | 0 | 0 | 0 | 0 | 0 | 0 | 0 | 0 | 0 | 0 | 0 | 0 | 0 | 1 | 1 | 1
1 | 6 | 6 | 0.060158 | 0.27449 | 0.86515 | 0.28609 | 0 | 0.12928 | 0.71727 | 0 | 0.11833 | 0.050706 | 0.6779 | 0.4073 | 0.069966 | 0.46669 | 0.76694 | 0.75774 | 0.86758 | 0.018337 | 0.82557 | 0.67046 | 0.23623 | 0.27433 | 0.16532 | 0 | 0 | 0 | 0 | 0 | 0 | 0 | 0 | 0 | 0 | 0 | 0 | 0 | 0 | 0 | 0 | 0 | 0 | 0 | 0 | 1 | 1 | 1
1 | 6 | 7 | 0.064635 | 0.25984 | 0.88993 | 0.28108 | 0 | 0.11815 | 0.66028 | 0 | 0.12274 | 0.05513 | 0.70643 | 0.40053 | 0.074438 | 0.46247 | 0.86048 | 0.85483 | 0.86189 | 0.048021 | 0.80031 | 0.62051 | 0.1809 | 0.2599 | 0.1485 | 2.4359e-06 | 0.00061366 | 0.032716 | 0.00060189 | 0 | 0 | 0 | 0 | 0 | 0 | 0.00015282 | 0.0018875 | 0.0021297 | 0.0035621 | 0.0026692 | 0.0021115 | 0.00073813 | 0.00097237 | 0.037255 | 0.14924 | 1 | 1 | 1
1 | 6 | 8 | 0.071503 | 0.21042 | 0.85666 | 0.26522 | 0 | 0.098142 | 0.64722 | 0 | 0.13101 | 0.062138 | 0.68792 | 0.38094 | 0.081505 | 0.4425 | 0.84977 | 0.8437 | 0.88078 | 0.074671 | 0.67926 | 0.53371 | 0.13187 | 0.21029 | 0.10359 | 0.084314 | 0.19425 | 0.32662 | 0.19052 | 0.080732 | 0.0035619 | 0.0079052 | 0.12161 | 0.16704 | 0.32019 | 0.40608 | 0.46068 | 0.41418 | 0.4129 | 0.37474 | 0.41062 | 0.088849 | 0.27253 | 0.56127 | 0.45986 | 1 | 1 | 1
1 | 6 | 9 | 0.04096 | 0.16782 | 0.84529 | 0.23904 | 0 | 0.10047 | 0.60274 | 0 | 0.098096 | 0.032172 | 0.68615 | 0.39075 | 0.050263 | 0.45311 | 0.83628 | 0.82969 | 0.89879 | 0.055504 | 0.65482 | 0.41475 | 0.076251 | 0.16738 | 0.06905 | 0.37351 | 0.53747 | 0.55338 | 0.52716 | 0.42262 | 0.38564 | 0.42055 | 0.54558 | 0.58588 | 0.73146 | 0.7615 | 0.7666 | 0.73496 | 0.75234 | 0.67246 | 0.72865 | 0.18024 | 0.47739 | 0.81776 | 0.64714 | 1 | 1 | 1
1 | 6 | 10 | 0.002432 | 0.20518 | 0.93506 | 0.18232 | 0 | 0.054045 | 0.57764 | 0.0029343 | 0.047322 | 0.0017722 | 0.63433 | 0.39371 | 0.005036 | 0.45575 | 0.80757 | 0.79989 | 0.89295 | 0.033414 | 0.63938 | 0.3005 | 0.049263 | 0.20501 | 0.099254 | 0.60457 | 0.74406 | 0.64936 | 0.7298 | 0.51911 | 0.64177 | 0.68298 | 0.76435 | 0.79938 | 0.92967 | 0.94434 | 0.94103 | 0.89807 | 0.90268 | 0.8264 | 0.89036 | 0.34629 | 0.56978 | 0.95538 | 0.75232 | 1 | 1 | 1
1 | 6 | 11 | 0 | 0.25639 | 0.95058 | 0.15763 | 0 | 0.044472 | 0.63063 | 0.030019 | 0.034841 | 0 | 0.61314 | 0.38846 | 0.00013735 | 0.45168 | 0.78203 | 0.77339 | 0.90041 | 0.035481 | 0.63269 | 0.20013 | 0.020265 | 0.25606 | 0.14944 | 0.74155 | 0.85217 | 0.70277 | 0.83583 | 0.54699 | 0.76352 | 0.80222 | 0.87739 | 0.91286 | 1 | 1 | 1 | 0.95845 | 1 | 0.8938 | 0.95022 | 0.56917 | 0.65856 | 1 | 0.82184 | 1 | 1 | 1
1 | 6 | 12 | 0 | 0.36396 | 0.96521 | 0.15459 | 0 | 0.057082 | 0.75001 | 0.063592 | 0.034873 | 0 | 0.65006 | 0.36088 | 0 | 0.42251 | 0.73861 | 0.72838 | 0.91567 | 0.029547 | 0.64896 | 0.16336 | 0.002564 | 0.36403 | 0.25509 | 0.81238 | 0.90219 | 0.67896 | 0.88489 | 0.50755 | 0.84022 | 0.86985 | 0.91477 | 0.9778 | 1 | 1 | 1 | 1 | 1 | 0.93023 | 0.9928 | 0.44832 | 0.70892 | 1 | 0.97977 | 1 | 1 | 1
1 | 6 | 13 | 0 | 0.43507 | 0.91139 | 0.14835 | 0 | 0.09881 | 0.81189 | 0.088811 | 0.022754 | 0 | 0.65707 | 0.39629 | 0 | 0.45904 | 0.71209 | 0.70092 | 0.93975 | 0.015095 | 0.68308 | 0.17513 | 5.1081e-05 | 0.43502 | 0.33343 | 0.82234 | 0.90485 | 0.71281 | 0.8875 | 0.4731 | 0.83096 | 0.88155 | 0.91931 | 0.97448 | 1 | 1 | 1 | 1 | 1 | 0.92027 | 1 | 0.4618 | 0.72841 | 1 | 1 | 1 | 1 | 1
1 | 6 | 14 | 0 | 0.50101 | 0.81063 | 0.13233 | 0 | 0.138 | 0.84664 | 0.14625 | 0.0022094 | 0 | 0.59343 | 0.40071 | 0 | 0.46574 | 0.71188 | 0.7007 | 0.88105 | 0.0055815 | 0.72812 | 0.20931 | 2.873e-06 | 0.5011 | 0.40527 | 0.77492 | 0.86332 | 0.69947 | 0.84677 | 0.47856 | 0.79703 | 0.83171 | 0.88446 | 0.94041 | 1 | 1 | 0.99796 | 0.99596 | 0.95003 | 0.89596 | 0.98741 | 0.51473 | 0.66601 | 0.97338 | 0.94833 | 1 | 1 | 1
1 | 6 | 15 | 0 | 0.52789 | 0.91468 | 0.12042 | 0 | 0.134 | 0.87753 | 0.19977 | 5.1803e-05 | 0 | 0.49058 | 0.30711 | 0 | 0.37485 | 0.62969 | 0.61573 | 0.69782 | 0.0019097 | 0.77588 | 0.25576 | 0.00089536 | 0.52763 | 0.44012 | 0.65653 | 0.75775 | 0.58545 | 0.74322 | 0.42606 | 0.72047 | 0.71789 | 0.79672 | 0.86317 | 0.93995 | 0.92403 | 0.79515 | 0.88988 | 0.85569 | 0.8411 | 0.88223 | 0.39939 | 0.60352 | 0.85699 | 0.80241 | 1 | 1 | 1
1 | 6 | 16 | 0 | 0.59569 | 0.91426 | 0.12717 | 0 | 0.10281 | 0.90875 | 0.24413 | 0.00014739 | 0 | 0.33494 | 0.21382 | 0 | 0.28369 | 0.53299 | 0.51607 | 0.59676 | 0.0030753 | 0.8118 | 0.33873 | 0.03648 | 0.5952 | 0.52089 | 0.43648 | 0.54535 | 0.44198 | 0.53489 | 0.40839 | 0.52259 | 0.52203 | 0.58738 | 0.66697 | 0.69677 | 0.71145 | 0.56552 | 0.62078 | 0.59981 | 0.62572 | 0.61545 | 0.26154 | 0.58978 | 0.56351 | 0.4459 | 1 | 1 | 1
1 | 6 | 17 | 0 | 0.75768 | 0.88075 | 0.11948 | 0 | 0.2293 | 0.91721 | 0.3058 | 0.0044245 | 0 | 0.20385 | 0.19627 | 0 | 0.26388 | 0.48023 | 0.46187 | 0.55559 | 0.0063027 | 0.82865 | 0.45942 | 0.19526 | 0.75781 | 0.70408 | 0.11169 | 0.18386 | 0.074709 | 0.18034 | 0.13802 | 0.2296 | 0.20406 | 0.22214 | 0.37512 | 0.26797 | 0.24913 | 0.14206 | 0.18314 | 0.18942 | 0.21406 | 0.18157 | 0.049873 | 0.15745 | 0.10662 | 0.001388 | 1 | 1 | 1
1 | 6 | 18 | 0 | 0.88051 | 0.78737 | 0.14547 | 0 | 0.59135 | 0.923 | 0.31207 | 0.010847 | 0 | 0.20669 | 0.31259 | 0 | 0.38443 | 0.50232 | 0.48454 | 0.50532 | 0.0062105 | 0.87493 | 0.53665 | 0.36627 | 0.88069 | 0.8515 | 1.649e-06 | 8.467e-06 | 0.0011303 | 8.3046e-06 | 0 | 6.3697e-06 | 0 | 0 | 0.00012444 | 0 | 0 | 0 | 0 | 0 | 0 | 0 | 0.0015244 | 0.0044037 | 0 | 0 | 1 | 1 | 1
1 | 6 | 19 | 0 | 0.96451 | 0.7336 | 0.23567 | 0 | 0.7405 | 0.90444 | 0.22138 | 0.026173 | 0 | 0.25146 | 0.32727 | 0 | 0.394 | 0.52121 | 0.50394 | 0.48876 | 0.013427 | 0.9198 | 0.61591 | 0.45266 | 0.965 | 0.94981 | 0 | 0 | 0 | 0 | 0 | 0 | 0 | 0 | 0 | 0 | 0 | 0 | 0 | 0 | 0 | 0 | 0 | 0 | 0 | 0 | 1 | 1 | 1
1 | 6 | 20 | 0 | 0.93692 | 0.65187 | 0.35564 | 0 | 0.55584 | 0.87328 | 0.1394 | 0.015816 | 0 | 0.31836 | 0.33134 | 0 | 0.39746 | 0.53278 | 0.51584 | 0.42958 | 0.03721 | 0.98562 | 0.64397 | 0.34943 | 0.93685 | 0.92347 | 0 | 0 | 0 | 0 | 0 | 0 | 0 | 0 | 0 | 0 | 0 | 0 | 0 | 0 | 0 | 0 | 0 | 0 | 0 | 0 | 1 | 1 | 1
1 | 6 | 21 | 0.0028485 | 0.9264 | 0.65066 | 0.41693 | 0.01888 | 0.44094 | 0.87908 | 0.087637 | 0.037767 | 0.0021605 | 0.41349 | 0.33935 | 0.0032128 | 0.40523 | 0.59157 | 0.57639 | 0.34998 | 0.11215 | 0.98774 | 0.65577 | 0.2331 | 0.92645 | 0.90898 | 0 | 0 | 0 | 0 | 0 | 0 | 0 | 0 | 0 | 0 | 0 | 0 | 0 | 0 | 0 | 0 | 0 | 0 | 0 | 0 | 1 | 1 | 1
1 | 6 | 22 | 0.050094 | 0.89945 | 0.67189 | 0.46481 | 0.11804 | 0.55577 | 0.89212 | 0.10184 | 0.1064 | 0.041126 | 0.54915 | 0.34309 | 0.059197 | 0.40941 | 0.6177 | 0.60334 | 0.3525 | 0.12899 | 0.96959 | 0.75194 | 0.21843 | 0.89934 | 0.87837 | 0 | 0 | 0 | 0 | 0 | 0 | 0 | 0 | 0 | 0 | 0 | 0 | 0 | 0 | 0 | 0 | 0 | 0 | 0 | 0 | 1 | 1 | 1
1 | 6 | 23 | 0.12268 | 0.89603 | 0.55619 | 0.45976 | 0.28685 | 0.35662 | 0.88392 | 0.18658 | 0.18152 | 0.11312 | 0.59006 | 0.32801 | 0.13259 | 0.39305 | 0.63516 | 0.62137 | 0.40548 | 0.14707 | 0.95263 | 0.81173 | 0.19029 | 0.89609 | 0.87184 | 0 | 0 | 0 | 0 | 0 | 0 | 0 | 0 | 0 | 0 | 0 | 0 | 0 | 0 | 0 | 0 | 0 | 0 | 0 | 0 | 1 | 1 | 1
1 | 6 | 24 | 0.19292 | 0.87478 | 0.53863 | 0.45366 | 0.47713 | 0.1348 | 0.85293 | 0.25686 | 0.25153 | 0.1837 | 0.60076 | 0.34781 | 0.20278 | 0.41368 | 0.6603 | 0.64734 | 0.40735 | 0.19025 | 0.93713 | 0.77486 | 0.16403 | 0.87489 | 0.84539 | 0 | 0 | 0 | 0 | 0 | 0 | 0 | 0 | 0 | 0 | 0 | 0 | 0 | 0 | 0 | 0 | 0 | 0 | 0 | 0 | 1 | 1 | 1
1 | 7 | 1 | 0.2243 | 0.82735 | 0.39529 | 0.48976 | 0.48955 | 0.098849 | 0.77397 | 0.21019 | 0.28111 | 0.21513 | 0.60677 | 0.35106 | 0.23387 | 0.41675 | 0.68939 | 0.67742 | 0.44164 | 0.20153 | 0.87842 | 0.72237 | 0.19972 | 0.82765 | 0.78552 | 0 | 0 | 0 | 0 | 0 | 0 | 0 | 0 | 0 | 0 | 0 | 0 | 0 | 0 | 0 | 0 | 0 | 0 | 0 | 0 | 1 | 1 | 1
1 | 7 | 2 | 0.24045 | 0.70324 | 0.35159 | 0.50828 | 0.47058 | 0.049562 | 0.62106 | 0.19768 | 0.29766 | 0.23153 | 0.60784 | 0.33506 | 0.25007 | 0.4004 | 0.74893 | 0.73908 | 0.53682 | 0.20398 | 0.85341 | 0.6724 | 0.34395 | 0.70258 | 0.64932 | 0 | 0 | 0 | 0 | 0 | 0 | 0 | 0 | 0 | 0 | 0 | 0 | 0 | 0 | 0 | 0 | 0 | 0 | 0 | 0 | 1 | 1 | 1
1 | 7 | 3 | 0.20816 | 0.71456 | 0.44531 | 0.4823 | 0.53589 | 0.078131 | 0.4757 | 0.16015 | 0.2655 | 0.19889 | 0.5804 | 0.33716 | 0.21782 | 0.40205 | 0.80846 | 0.80081 | 0.59893 | 0.20103 | 0.85046 | 0.63206 | 0.28459 | 0.71397 | 0.66191 | 0 | 0 | 0 | 0 | 0 | 0 | 0 | 0 | 0 | 0 | 0 | 0 | 0 | 0 | 0 | 0 | 0 | 0 | 0 | 0 | 1 | 1 | 1
1 | 7 | 4 | 0.16585 | 0.84796 | 0.55149 | 0.47727 | 0.61905 | 0.17365 | 0.42046 | 0.11646 | 0.22344 | 0.15626 | 0.59493 | 0.36528 | 0.17558 | 0.42963 | 0.81794 | 0.81065 | 0.69508 | 0.1647 | 0.86736 | 0.64721 | 0.23609 | 0.84849 | 0.80734 | 0 | 0 | 0 | 0 | 0 | 0 | 0 | 0 | 0 | 0 | 0 | 0 | 0 | 0 | 0 | 0 | 0 | 0 | 0 | 0 | 1 | 1 | 1
1 | 7 | 5 | 0.14836 | 0.85189 | 0.69774 | 0.48287 | 0.63323 | 0.1897 | 0.35178 | 0.11605 | 0.20695 | 0.13881 | 0.57632 | 0.38773 | 0.15824 | 0.44776 | 0.75204 | 0.74229 | 0.72907 | 0.12163 | 0.92989 | 0.64128 | 0.20979 | 0.85187 | 0.81931 | 0 | 0 | 0 | 0 | 0 | 0 | 0 | 0 | 0 | 0 | 0 | 0 | 0 | 0 | 0 | 0 | 0 | 0 | 0 | 0 | 1 | 1 | 1
1 | 7 | 6 | 0.13316 | 0.86269 | 0.79881 | 0.47074 | 0.64313 | 0.24954 | 0.28058 | 0.10405 | 0.19207 | 0.1236 | 0.54098 | 0.46168 | 0.14309 | 0.52077 | 0.71099 | 0.69978 | 0.76596 | 0.079762 | 0.96123 | 0.65134 | 0.19961 | 0.86315 | 0.82613 | 0 | 0 | 0 | 0 | 0 | 0 | 0 | 0 | 0 | 0 | 0 | 0 | 0 | 0 | 0 | 0 | 0 | 0 | 0 | 0 | 1 | 1 | 1
1 | 7 | 7 | 0.11417 | 0.77123 | 0.83007 | 0.48378 | 0.52615 | 0.22085 | 0.2591 | 0.097948 | 0.17319 | 0.10459 | 0.5318 | 0.46831 | 0.12412 | 0.52317 | 0.68949 | 0.67752 | 0.78746 | 0.064924 | 0.97928 | 0.66169 | 0.26251 | 0.77197 | 0.71244 | 2.2642e-06 | 0.00059723 | 0.039444 | 0.00058578 | 0 | 0 | 0 | 0 | 0 | 0 | 0.00015232 | 0.0018851 | 0.0022723 | 0.0031284 | 0.0026823 | 0.0022528 | 0.00092172 | 0.00098021 | 0.03656 | 0.18816 | 1 | 1 | 1
1 | 7 | 8 | 0.091228 | 0.5082 | 0.89974 | 0.4872 | 0.33899 | 0.21889 | 0.26123 | 0.09757 | 0.15002 | 0.081653 | 0.5352 | 0.49004 | 0.10114 | 0.54568 | 0.68695 | 0.6749 | 0.81088 | 0.057009 | 0.98894 | 0.66516 | 0.25581 | 0.50799 | 0.41736 | 0.082351 | 0.18927 | 0.41483 | 0.18564 | 0.064589 | 0.0021395 | 0.010575 | 0.12222 | 0.14685 | 0.27564 | 0.39835 | 0.45912 | 0.42126 | 0.40807 | 0.38836 | 0.41764 | 0.23895 | 0.35512 | 0.55517 | 0.7449 | 1 | 1 | 1
1 | 7 | 9 | 0.069208 | 0.27539 | 0.91336 | 0.46303 | 0.12851 | 0.29938 | 0.21534 | 0.10559 | 0.12728 | 0.05966 | 0.54184 | 0.46657 | 0.079009 | 0.52253 | 0.68316 | 0.67098 | 0.80233 | 0.037226 | 0.9912 | 0.66127 | 0.18284 | 0.27465 | 0.17283 | 0.3718 | 0.53395 | 0.66178 | 0.52371 | 0.48288 | 0.37735 | 0.43099 | 0.53194 | 0.5486 | 0.7028 | 0.73789 | 0.75293 | 0.73878 | 0.70265 | 0.72329 | 0.73243 | 0.42096 | 0.59979 | 0.80327 | 0.94404 | 1 | 1 | 1
1 | 7 | 10 | 0.057881 | 0.18317 | 0.8605 | 0.35126 | 0.017981 | 0.18519 | 0.13484 | 0.10975 | 0.11589 | 0.048433 | 0.55382 | 0.43891 | 0.067663 | 0.49664 | 0.66433 | 0.6515 | 0.78168 | 0.022161 | 0.99561 | 0.68666 | 0.16508 | 0.18242 | 0.085268 | 0.60568 | 0.7465 | 0.80627 | 0.73219 | 0.70849 | 0.6397 | 0.68126 | 0.73396 | 0.76959 | 0.91805 | 0.91383 | 0.88673 | 0.89389 | 0.83762 | 0.89928 | 0.88621 | 0.52477 | 0.69719 | 0.93688 | 1 | 1 | 1 | 1
1 | 7 | 11 | 0.048133 | 0.23586 | 0.82234 | 0.24321 | 0 | 0.20296 | 0.099319 | 0.08383 | 0.10548 | 0.038721 | 0.53617 | 0.42409 | 0.057812 | 0.48302 | 0.65893 | 0.64592 | 0.76526 | 0.016661 | 0.99514 | 0.68707 | 0.15239 | 0.23582 | 0.12652 | 0.75048 | 0.86312 | 0.83355 | 0.84657 | 0.76475 | 0.77954 | 0.79669 | 0.86335 | 0.89414 | 1 | 1 | 1 | 0.97554 | 0.88174 | 0.97889 | 0.96716 | 0.62738 | 0.72371 | 0.9992 | 1 | 1 | 1 | 1
1 | 7 | 12 | 0.046897 | 0.27139 | 0.72225 | 0.18187 | 0 | 0.15424 | 0.084519 | 0.11881 | 0.10441 | 0.037524 | 0.68251 | 0.42253 | 0.056596 | 0.48195 | 0.65001 | 0.63671 | 0.75313 | 0.010127 | 0.97269 | 0.65042 | 0.12934 | 0.27101 | 0.16471 | 0.83489 | 0.92797 | 0.83359 | 0.91018 | 0.80177 | 0.83792 | 0.86224 | 0.90878 | 0.93921 | 1 | 1 | 1 | 1 | 0.96829 | 1 | 1 | 0.59009 | 0.76254 | 1 | 1 | 1 | 1 | 1
1 | 7 | 13 | 0.047355 | 0.37371 | 0.75653 | 0.14483 | 0 | 0.12624 | 0.10364 | 0.17802 | 0.10485 | 0.037973 | 0.74859 | 0.42389 | 0.057053 | 0.48386 | 0.64728 | 0.63388 | 0.7334 | 0.0061466 | 0.90634 | 0.66252 | 0.11204 | 0.37363 | 0.26725 | 0.8496 | 0.93579 | 0.84396 | 0.91785 | 0.87587 | 0.84023 | 0.8665 | 0.89445 | 0.95237 | 1 | 1 | 1 | 1 | 0.92556 | 1 | 1 | 0.50335 | 0.82936 | 0.9763 | 1 | 1 | 1 | 1
1 | 7 | 14 | 0.049974 | 0.47523 | 0.84204 | 0.12769 | 0 | 0.094802 | 0.1333 | 0.20885 | 0.10775 | 0.040592 | 0.79147 | 0.41059 | 0.059714 | 0.47177 | 0.66069 | 0.64774 | 0.74043 | 0.0053237 | 0.81671 | 0.65526 | 0.088697 | 0.47542 | 0.37509 | 0.81085 | 0.90307 | 0.85568 | 0.88576 | 0.86513 | 0.81341 | 0.82824 | 0.8698 | 0.91612 | 1 | 1 | 1 | 0.9913 | 0.92915 | 0.97943 | 0.98279 | 0.62541 | 0.78452 | 0.94006 | 0.97254 | 1 | 1 | 1
1 | 7 | 15 | 0.049852 | 0.51608 | 0.75849 | 0.13769 | 0 | 0.092519 | 0.16898 | 0.17799 | 0.10747 | 0.040451 | 0.77466 | 0.37945 | 0.05957 | 0.44199 | 0.66568 | 0.6529 | 0.76843 | 0.0049229 | 0.7188 | 0.63488 | 0.075988 | 0.51611 | 0.42315 | 0.69246 | 0.79847 | 0.81371 | 0.78316 | 0.81873 | 0.68122 | 0.72875 | 0.78378 | 0.82737 | 0.95026 | 0.92622 | 0.9036 | 0.89445 | 0.83219 | 0.87788 | 0.88677 | 0.64256 | 0.76495 | 0.85008 | 0.79439 | 1 | 1 | 1
1 | 7 | 16 | 0.052182 | 0.53744 | 0.77943 | 0.16712 | 0 | 0.045592 | 0.19899 | 0.16042 | 0.10974 | 0.042742 | 0.7528 | 0.35482 | 0.061895 | 0.42019 | 0.6665 | 0.65375 | 0.8399 | 0.0066138 | 0.59967 | 0.62988 | 0.086118 | 0.53744 | 0.44779 | 0.45608 | 0.56853 | 0.56687 | 0.55763 | 0.6363 | 0.46298 | 0.49143 | 0.58187 | 0.61625 | 0.73555 | 0.74244 | 0.65035 | 0.68061 | 0.5693 | 0.62471 | 0.67476 | 0.51153 | 0.60654 | 0.56884 | 0.37222 | 1 | 1 | 1
1 | 7 | 17 | 0.065092 | 0.54364 | 0.86667 | 0.26996 | 0.019116 | 0.068595 | 0.21374 | 0.22369 | 0.12215 | 0.055454 | 0.68187 | 0.31627 | 0.074745 | 0.38149 | 0.66601 | 0.65324 | 0.90122 | 0.0079128 | 0.51532 | 0.66057 | 0.11973 | 0.5435 | 0.45664 | 0.1223 | 0.1989 | 0.1139 | 0.19509 | 0.24916 | 0.19252 | 0.19373 | 0.22668 | 0.35461 | 0.29635 | 0.27233 | 0.19234 | 0.21774 | 0.18498 | 0.21981 | 0.21587 | 0.090802 | 0.17093 | 0.11442 | 0.0011748 | 1 | 1 | 1
1 | 7 | 18 | 0.11224 | 0.5659 | 0.90497 | 0.34549 | 0.1019 | 0.071127 | 0.16282 | 0.33958 | 0.17398 | 0.10307 | 0.5931 | 0.32467 | 0.12257 | 0.39364 | 0.67012 | 0.65749 | 0.91735 | 0.0074287 | 0.44339 | 0.65694 | 0.1367 | 0.56564 | 0.48352 | 2.9989e-06 | 1.5326e-05 | 0.0011212 | 1.5032e-05 | 1.5524e-06 | 6.4126e-06 | 0 | 0 | 0.00022868 | 0 | 0 | 0 | 0 | 0 | 0 | 0 | 0.002266 | 0.0035983 | 0 | 0 | 1 | 1 | 1
1 | 7 | 19 | 0.062408 | 0.6285 | 0.93209 | 0.45561 | 0.14858 | 0.12644 | 0.093056 | 0.22598 | 0.11938 | 0.052787 | 0.60268 | 0.28409 | 0.072046 | 0.35051 | 0.69369 | 0.68187 | 0.90086 | 0.007951 | 0.4009 | 0.65586 | 0.13666 | 0.62834 | 0.55504 | 0 | 0 | 0 | 0 | 0 | 0 | 0 | 0 | 0 | 0 | 0 | 0 | 0 | 0 | 0 | 0 | 0 | 0 | 0 | 0 | 1 | 1 | 1
1 | 7 | 20 | 0.046762 | 0.71331 | 0.96047 | 0.51007 | 0.13122 | 0.182 | 0.051138 | 0.1145 | 0.10387 | 0.037338 | 0.5885 | 0.31325 | 0.056405 | 0.37888 | 0.69712 | 0.68542 | 0.88106 | 0.0035957 | 0.40085 | 0.62697 | 0.11515 | 0.71325 | 0.65355 | 0 | 0 | 0 | 0 | 0 | 0 | 0 | 0 | 0 | 0 | 0 | 0 | 0 | 0 | 0 | 0 | 0 | 0 | 0 | 0 | 1 | 1 | 1
1 | 7 | 21 | 0.048251 | 0.79981 | 0.93836 | 0.52883 | 0.20553 | 0.17891 | 0.047627 | 0.085776 | 0.10576 | 0.038858 | 0.57929 | 0.38722 | 0.057952 | 0.45303 | 0.70149 | 0.68994 | 0.86544 | 0.0027245 | 0.40274 | 0.57269 | 0.1179 | 0.7998 | 0.7564 | 0 | 0 | 0 | 0 | 0 | 0 | 0 | 0 | 0 | 0 | 0 | 0 | 0 | 0 | 0 | 0 | 0 | 0 | 0 | 0 | 1 | 1 | 1
1 | 7 | 22 | 0.053126 | 0.88313 | 0.92003 | 0.56446 | 0.29174 | 0.13805 | 0.020771 | 0.090704 | 0.1113 | 0.043757 | 0.5646 | 0.3751 | 0.062925 | 0.43771 | 0.69712 | 0.68542 | 0.86043 | 0.0024497 | 0.39875 | 0.57095 | 0.11781 | 0.88323 | 0.85572 | 0 | 0 | 0 | 0 | 0 | 0 | 0 | 0 | 0 | 0 | 0 | 0 | 0 | 0 | 0 | 0 | 0 | 0 | 0 | 0 | 1 | 1 | 1
1 | 7 | 23 | 0.046747 | 0.94278 | 0.87915 | 0.55702 | 0.3277 | 0.10438 | 0.0087907 | 0.099162 | 0.10411 | 0.037356 | 0.55841 | 0.37262 | 0.056425 | 0.43603 | 0.69406 | 0.68226 | 0.85873 | 0.00078417 | 0.39035 | 0.57209 | 0.10699 | 0.94306 | 0.92603 | 0 | 0 | 0 | 0 | 0 | 0 | 0 | 0 | 0 | 0 | 0 | 0 | 0 | 0 | 0 | 0 | 0 | 0 | 0 | 0 | 1 | 1 | 1
1 | 7 | 24 | 0.045341 | 0.93845 | 0.88888 | 0.55636 | 0.26019 | 0.047326 | 0.00055096 | 0.099827 | 0.10277 | 0.03598 | 0.57529 | 0.37091 | 0.055026 | 0.43436 | 0.68249 | 0.67028 | 0.84351 | 0.00027671 | 0.39089 | 0.56094 | 0.10343 | 0.93852 | 0.92358 | 0 | 0 | 0 | 0 | 0 | 0 | 0 | 0 | 0 | 0 | 0 | 0 | 0 | 0 | 0 | 0 | 0 | 0 | 0 | 0 | 1 | 1 | 1
1 | 8 | 1 | 0.045554 | 0.91924 | 0.97143 | 0.56405 | 0.11113 | 0.015198 | 0 | 0.10113 | 0.10302 | 0.036194 | 0.65118 | 0.37061 | 0.055244 | 0.43427 | 0.69089 | 0.67897 | 0.83969 | 0.00062306 | 0.39666 | 0.5598 | 0.10921 | 0.91923 | 0.90106 | 0 | 0 | 0 | 0 | 0 | 0 | 0 | 0 | 0 | 0 | 0 | 0 | 0 | 0 | 0 | 0 | 0 | 0 | 0 | 0 | 1 | 1 | 1
1 | 8 | 2 | 0.046337 | 0.89925 | 0.97522 | 0.57519 | 0.078514 | 0.010842 | 0 | 0.10698 | 0.10374 | 0.036958 | 0.71781 | 0.36716 | 0.05602 | 0.431 | 0.63622 | 0.62246 | 0.83819 | 0.0012213 | 0.39307 | 0.5706 | 0.11683 | 0.89926 | 0.87652 | 0 | 0 | 0 | 0 | 0 | 0 | 0 | 0 | 0 | 0 | 0 | 0 | 0 | 0 | 0 | 0 | 0 | 0 | 0 | 0 | 1 | 1 | 1
1 | 8 | 3 | 0.050698 | 0.87372 | 0.9771 | 0.57837 | 0.11022 | 0.032254 | 0 | 0.1189 | 0.10848 | 0.041307 | 0.72837 | 0.36214 | 0.060439 | 0.42638 | 0.53416 | 0.51727 | 0.84694 | 0.0022553 | 0.41802 | 0.56674 | 0.11382 | 0.87364 | 0.84668 | 0 | 0 | 0 | 0 | 0 | 0 | 0 | 0 | 0 | 0 | 0 | 0 | 0 | 0 | 0 | 0 | 0 | 0 | 0 | 0 | 1 | 1 | 1
1 | 8 | 4 | 0.052978 | 0.86266 | 0.94083 | 0.58222 | 0.19206 | 0.03334 | 0 | 0.12491 | 0.11097 | 0.043585 | 0.72289 | 0.35539 | 0.062751 | 0.41967 | 0.46822 | 0.44956 | 0.84506 | 0.0048252 | 0.43991 | 0.56954 | 0.12091 | 0.86257 | 0.83323 | 0 | 0 | 0 | 0 | 0 | 0 | 0 | 0 | 0 | 0 | 0 | 0 | 0 | 0 | 0 | 0 | 0 | 0 | 0 | 0 | 1 | 1 | 1
1 | 8 | 5 | 0.049661 | 0.86546 | 0.92471 | 0.57594 | 0.30002 | 0.076464 | 0 | 0.11405 | 0.10727 | 0.040262 | 0.7299 | 0.35711 | 0.059378 | 0.42182 | 0.39611 | 0.37581 | 0.83656 | 0.0087313 | 0.46043 | 0.57792 | 0.12344 | 0.86548 | 0.83525 | 0 | 0 | 0 | 0 | 0 | 0 | 0 | 0 | 0 | 0 | 0 | 0 | 0 | 0 | 0 | 0 | 0 | 0 | 0 | 0 | 1 | 1 | 1
1 | 8 | 6 | 0.047999 | 0.85974 | 0.8618 | 0.56403 | 0.36336 | 0.10216 | 0 | 0.11294 | 0.10561 | 0.038623 | 0.75006 | 0.34868 | 0.057714 | 0.41735 | 0.35001 | 0.32886 | 0.8512 | 0.011978 | 0.46459 | 0.57621 | 0.12404 | 0.85989 | 0.82658 | 0 | 0 | 0 | 0 | 0 | 0 | 0 | 0 | 0 | 0 | 0 | 0 | 0 | 0 | 0 | 0 | 0 | 0 | 0 | 0 | 1 | 1 | 1
1 | 8 | 7 | 0.045994 | 0.81419 | 0.75115 | 0.55631 | 0.32948 | 0.1226 | 0 | 0.11835 | 0.10345 | 0.036627 | 0.78645 | 0.25378 | 0.055684 | 0.32164 | 0.31808 | 0.29647 | 0.84123 | 0.014472 | 0.45607 | 0.58035 | 0.12329 | 0.81405 | 0.77537 | 2.0886e-06 | 0.00057002 | 0.037568 | 0.00055909 | 0 | 0 | 0 | 0 | 0 | 0 | 0.00014812 | 0.0018192 | 0.0021304 | 0.0030747 | 0.002485 | 0.0021122 | 0.00137 | 0.00097404 | 0.036027 | 0.17798 | 1 | 1 | 1
1 | 8 | 8 | 0.045466 | 0.79574 | 0.67941 | 0.55549 | 0.23714 | 0.082781 | 0 | 0.10764 | 0.10284 | 0.036096 | 0.79626 | 0.2273 | 0.055145 | 0.29945 | 0.29783 | 0.27599 | 0.80771 | 0.017477 | 0.45474 | 0.5667 | 0.11429 | 0.79576 | 0.75094 | 0.082139 | 0.19215 | 0.42017 | 0.18847 | 0.087876 | 0.0027581 | 0.010257 | 0.14136 | 0.16898 | 0.31341 | 0.40998 | 0.44758 | 0.40231 | 0.39234 | 0.36942 | 0.39886 | 0.30418 | 0.35992 | 0.54309 | 0.73944 | 1 | 1 | 1
1 | 8 | 9 | 0.048164 | 0.76313 | 0.55309 | 0.54351 | 0.13445 | 0.09154 | 0 | 0.082995 | 0.10575 | 0.038782 | 0.79017 | 0.20618 | 0.057875 | 0.27784 | 0.23419 | 0.21197 | 0.7535 | 0.017984 | 0.5338 | 0.5336 | 0.094385 | 0.76311 | 0.71237 | 0.36738 | 0.52814 | 0.67177 | 0.51802 | 0.51173 | 0.39387 | 0.44217 | 0.53303 | 0.55918 | 0.69354 | 0.74438 | 0.74511 | 0.71902 | 0.64695 | 0.66578 | 0.71284 | 0.50455 | 0.59963 | 0.78394 | 0.93019 | 1 | 1 | 1
1 | 8 | 10 | 0.051498 | 0.72527 | 0.38892 | 0.51479 | 0.024838 | 0.073031 | 0 | 0.063685 | 0.10929 | 0.042098 | 0.79328 | 0.216 | 0.061243 | 0.28863 | 0.17923 | 0.15728 | 0.64251 | 0.018523 | 0.63882 | 0.47722 | 0.06396 | 0.72518 | 0.66819 | 0.60414 | 0.7449 | 0.82819 | 0.73061 | 0.72108 | 0.66446 | 0.68436 | 0.73522 | 0.76744 | 0.90132 | 0.90091 | 0.90319 | 0.87861 | 0.85158 | 0.85295 | 0.87106 | 0.65395 | 0.70442 | 0.92491 | 1 | 1 | 1 | 1
1 | 8 | 11 | 0.053814 | 0.69851 | 0.27801 | 0.4671 | 0 | 0.036292 | 0 | 0.056741 | 0.11163 | 0.044387 | 0.78446 | 0.22578 | 0.063565 | 0.29816 | 0.12951 | 0.10857 | 0.44175 | 0.017929 | 0.72241 | 0.45051 | 0.055087 | 0.69851 | 0.6352 | 0.74611 | 0.8582 | 0.91953 | 0.84174 | 0.79121 | 0.77638 | 0.8117 | 0.8351 | 0.8679 | 1 | 0.99565 | 0.97433 | 0.96746 | 0.91267 | 0.95401 | 0.95915 | 0.61993 | 0.81206 | 0.98003 | 1 | 1 | 1 | 1
1 | 8 | 12 | 0.058316 | 0.6595 | 0.14485 | 0.4233 | 0 | 0.027092 | 0 | 0.055027 | 0.11594 | 0.048812 | 0.78152 | 0.23061 | 0.068046 | 0.30209 | 0.095125 | 0.075574 | 0.32756 | 0.01988 | 0.73932 | 0.42919 | 0.06793 | 0.65945 | 0.58994 | 0.8231 | 0.91631 | 0.95883 | 0.89874 | 0.82369 | 0.83319 | 0.86804 | 0.87646 | 0.90672 | 1 | 1 | 1 | 1 | 0.96427 | 0.99336 | 0.99967 | 0.64443 | 0.85193 | 0.99586 | 1 | 1 | 1 | 1
1 | 8 | 13 | 0.076788 | 0.6208 | 0.041941 | 0.38956 | 0 | 0.01459 | 0 | 0.059185 | 0.13539 | 0.067257 | 0.79048 | 0.24786 | 0.086668 | 0.31838 | 0.08339 | 0.064512 | 0.27099 | 0.029646 | 0.71127 | 0.42741 | 0.086014 | 0.62075 | 0.54466 | 0.83984 | 0.92585 | 0.96218 | 0.9081 | 0.86063 | 0.81861 | 0.86103 | 0.90596 | 0.9351 | 1 | 1 | 1 | 0.99079 | 0.96815 | 1 | 0.98228 | 0.71791 | 0.84602 | 0.96656 | 1 | 1 | 1 | 1
1 | 8 | 14 | 0.095703 | 0.58162 | 0.0029319 | 0.36808 | 0 | 0.013343 | 0 | 0.064976 | 0.15422 | 0.086077 | 0.78882 | 0.27794 | 0.10558 | 0.34992 | 0.087559 | 0.068431 | 0.21322 | 0.043611 | 0.69943 | 0.44278 | 0.099624 | 0.58161 | 0.49858 | 0.79582 | 0.88613 | 0.91332 | 0.86914 | 0.83514 | 0.81618 | 0.8253 | 0.85446 | 0.90144 | 1 | 1 | 0.97821 | 0.96053 | 0.95222 | 0.9273 | 0.95228 | 0.76143 | 0.83177 | 0.93899 | 0.99286 | 1 | 1 | 1
1 | 8 | 15 | 0.12535 | 0.53282 | 0 | 0.35634 | 0 | 0.017297 | 0 | 0.072975 | 0.18453 | 0.11581 | 0.79166 | 0.24909 | 0.13532 | 0.32025 | 0.12073 | 0.10009 | 0.18967 | 0.082039 | 0.74213 | 0.45584 | 0.11848 | 0.5332 | 0.4378 | 0.68106 | 0.78498 | 0.83201 | 0.76993 | 0.79981 | 0.70354 | 0.73228 | 0.76857 | 0.79956 | 0.91822 | 0.88629 | 0.88298 | 0.8682 | 0.87007 | 0.83609 | 0.86075 | 0.70123 | 0.78097 | 0.84558 | 0.79034 | 1 | 1 | 1
1 | 8 | 16 | 0.14489 | 0.38398 | 0 | 0.39283 | 0 | 0.02133 | 0 | 0.076174 | 0.2034 | 0.13532 | 0.78625 | 0.21737 | 0.15476 | 0.28822 | 0.19736 | 0.17526 | 0.20446 | 0.12386 | 0.79047 | 0.48303 | 0.15765 | 0.38418 | 0.27521 | 0.46079 | 0.5739 | 0.58722 | 0.5629 | 0.62909 | 0.52955 | 0.55943 | 0.58934 | 0.6201 | 0.71174 | 0.70097 | 0.68017 | 0.60549 | 0.62882 | 0.59506 | 0.60029 | 0.53895 | 0.62809 | 0.58991 | 0.40105 | 1 | 1 | 1
1 | 8 | 17 | 0.17068 | 0.16995 | 0.0027538 | 0.43095 | 0 | 0.032832 | 0 | 0.10354 | 0.2283 | 0.16113 | 0.82108 | 0.22845 | 0.1804 | 0.29903 | 0.29455 | 0.27268 | 0.21241 | 0.14987 | 0.76692 | 0.51935 | 0.18142 | 0.16931 | 0.073197 | 0.13702 | 0.21609 | 0.12928 | 0.21195 | 0.25085 | 0.26826 | 0.26886 | 0.25052 | 0.35978 | 0.29313 | 0.26291 | 0.21605 | 0.19468 | 0.21736 | 0.21494 | 0.19301 | 0.11742 | 0.18995 | 0.13799 | 0.0018761 | 1 | 1 | 1
1 | 8 | 18 | 0.21711 | 0.078234 | 0.033251 | 0.44656 | 0 | 0.044296 | 0 | 0.15368 | 0.27377 | 0.20784 | 0.80756 | 0.27688 | 0.22667 | 0.3472 | 0.35323 | 0.33214 | 0.19607 | 0.14595 | 0.76708 | 0.53471 | 0.17531 | 0.077719 | 0.0061633 | 5.8531e-06 | 2.98e-05 | 0.0025602 | 2.9229e-05 | 8.0268e-06 | 3.8753e-05 | 3.4681e-06 | 2.1177e-06 | 0.00040758 | 0 | 0 | 0 | 0 | 0 | 0 | 0 | 0.0083482 | 0.0050025 | 0 | 0 | 1 | 1 | 1
1 | 8 | 19 | 0.26671 | 0.083952 | 0.054717 | 0.4444 | 0 | 0.062034 | 0 | 0.20751 | 0.3229 | 0.25799 | 0.81129 | 0.30847 | 0.27615 | 0.37755 | 0.39311 | 0.37275 | 0.14861 | 0.14029 | 0.79527 | 0.52291 | 0.19936 | 0.083814 | 0.0067386 | 0 | 0 | 0 | 0 | 0 | 0 | 0 | 0 | 0 | 0 | 0 | 0 | 0 | 0 | 0 | 0 | 0 | 0 | 0 | 0 | 1 | 1 | 1
1 | 8 | 20 | 0.26504 | 0.10232 | 0.048324 | 0.44668 | 0 | 0.068172 | 0 | 0.11419 | 0.32012 | 0.25613 | 0.80936 | 0.30684 | 0.27432 | 0.37426 | 0.43618 | 0.41674 | 0.11557 | 0.11577 | 0.79323 | 0.50884 | 0.23031 | 0.10214 | 0.017723 | 0 | 0 | 0 | 0 | 0 | 0 | 0 | 0 | 0 | 0 | 0 | 0 | 0 | 0 | 0 | 0 | 0 | 0 | 0 | 0 | 1 | 1 | 1
1 | 8 | 21 | 0.25081 | 0.14501 | 0.057058 | 0.42933 | 0 | 0.070542 | 0 | 0.05772 | 0.30738 | 0.24194 | 0.79301 | 0.31562 | 0.26033 | 0.38233 | 0.46807 | 0.4494 | 0.12556 | 0.12177 | 0.70829 | 0.49408 | 0.24469 | 0.14495 | 0.047167 | 0 | 0 | 0 | 0 | 0 | 0 | 0 | 0 | 0 | 0 | 0 | 0 | 0 | 0 | 0 | 0 | 0 | 0 | 0 | 0 | 1 | 1 | 1
1 | 8 | 22 | 0.19873 | 0.1815 | 0.098639 | 0.43187 | 0 | 0.075566 | 0 | 0.045652 | 0.25527 | 0.18925 | 0.76109 | 0.34065 | 0.20828 | 0.40616 | 0.48924 | 0.47111 | 0.13001 | 0.11892 | 0.59023 | 0.47333 | 0.2555 | 0.1812 | 0.079451 | 0 | 0 | 0 | 0 | 0 | 0 | 0 | 0 | 0 | 0 | 0 | 0 | 0 | 0 | 0 | 0 | 0 | 0 | 0 | 0 | 1 | 1 | 1
1 | 8 | 23 | 0.17318 | 0.26909 | 0.10206 | 0.45637 | 0 | 0.06053 | 0 | 0.052513 | 0.2324 | 0.16389 | 0.73881 | 0.3699 | 0.18314 | 0.43386 | 0.52702 | 0.50992 | 0.15234 | 0.10148 | 0.49445 | 0.44759 | 0.26159 | 0.26954 | 0.1536 | 0 | 0 | 0 | 0 | 0 | 0 | 0 | 0 | 0 | 0 | 0 | 0 | 0 | 0 | 0 | 0 | 0 | 0 | 0 | 0 | 1 | 1 | 1
1 | 8 | 24 | 0.1101 | 0.23978 | 0.10882 | 0.45661 | 0 | 0.036066 | 0 | 0.058738 | 0.16843 | 0.10044 | 0.72454 | 0.38925 | 0.11994 | 0.45185 | 0.56211 | 0.54603 | 0.17971 | 0.063415 | 0.46007 | 0.44438 | 0.23121 | 0.24014 | 0.12623 | 0 | 0 | 0 | 0 | 0 | 0 | 0 | 0 | 0 | 0 | 0 | 0 | 0 | 0 | 0 | 0 | 0 | 0 | 0 | 0 | 1 | 1 | 1
1 | 9 | 1 | 0.064886 | 0.10988 | 0.13355 | 0.45136 | 0 | 0.035376 | 0 | 0.065341 | 0.12253 | 0.055328 | 0.7104 | 0.39682 | 0.074621 | 0.45816 | 0.5809 | 0.56539 | 0.22799 | 0.035367 | 0.4454 | 0.42692 | 0.21202 | 0.10936 | 0.02534 | 0 | 0 | 0 | 0 | 0 | 0 | 0 | 0 | 0 | 0 | 0 | 0 | 0 | 0 | 0 | 0 | 0 | 0 | 0 | 0 | 1 | 1 | 1
1 | 9 | 2 | 0.041837 | 0.081958 | 0.17772 | 0.43106 | 0 | 0.036457 | 0 | 0.068618 | 0.098816 | 0.032478 | 0.68426 | 0.40734 | 0.051453 | 0.46932 | 0.58283 | 0.56737 | 0.25461 | 0.022147 | 0.4543 | 0.42374 | 0.19084 | 0.081715 | 0.0063189 | 0 | 0 | 0 | 0 | 0 | 0 | 0 | 0 | 0 | 0 | 0 | 0 | 0 | 0 | 0 | 0 | 0 | 0 | 0 | 0 | 1 | 1 | 1
1 | 9 | 3 | 0.029183 | 0.092132 | 0.20788 | 0.41474 | 0 | 0.049518 | 0 | 0.052119 | 0.085774 | 0.020017 | 0.65619 | 0.38668 | 0.038719 | 0.44904 | 0.57372 | 0.55799 | 0.22299 | 0.011914 | 0.5282 | 0.42071 | 0.15585 | 0.092155 | 0.010253 | 0 | 0 | 0 | 0 | 0 | 0 | 0 | 0 | 0 | 0 | 0 | 0 | 0 | 0 | 0 | 0 | 0 | 0 | 0 | 0 | 1 | 1 | 1
1 | 9 | 4 | 0.012295 | 0.080747 | 0.23294 | 0.38964 | 0 | 0.067324 | 0 | 0.038915 | 0.066953 | 0.0037122 | 0.62386 | 0.36492 | 0.021518 | 0.42801 | 0.57136 | 0.55556 | 0.20208 | 0.0028157 | 0.59688 | 0.39421 | 0.11772 | 0.080621 | 0.0050062 | 0 | 0 | 0 | 0 | 0 | 0 | 0 | 0 | 0 | 0 | 0 | 0 | 0 | 0 | 0 | 0 | 0 | 0 | 0 | 0 | 1 | 1 | 1
1 | 9 | 5 | 0.0023465 | 0.084723 | 0.24458 | 0.35561 | 0 | 0.084129 | 0 | 0.028917 | 0.055469 | 0.00016047 | 0.58691 | 0.36665 | 0.010963 | 0.42934 | 0.56822 | 0.55232 | 0.20672 | 4.2055e-05 | 0.6071 | 0.38873 | 0.097517 | 0.084668 | 0.0066616 | 0 | 0 | 0 | 0 | 0 | 0 | 0 | 0 | 0 | 0 | 0 | 0 | 0 | 0 | 0 | 0 | 0 | 0 | 0 | 0 | 1 | 1 | 1
1 | 9 | 6 | 0.00010972 | 0.086705 | 0.30201 | 0.31785 | 0 | 0.089258 | 0 | 0.025331 | 0.045219 | 0 | 0.55978 | 0.39671 | 0.0021798 | 0.45944 | 0.58561 | 0.57024 | 0.1901 | 4.8396e-05 | 0.60273 | 0.37672 | 0.08833 | 0.08664 | 0.0077764 | 0 | 0 | 0 | 0 | 0 | 0 | 0 | 0 | 0 | 0 | 0 | 0 | 0 | 0 | 0 | 0 | 0 | 0 | 0 | 0 | 1 | 1 | 1
1 | 9 | 7 | 0 | 0.088707 | 0.37874 | 0.28289 | 0 | 0.089958 | 0 | 0.019463 | 0.038 | 0 | 0.52107 | 0.39827 | 9.7775e-05 | 0.4603 | 0.60278 | 0.58794 | 0.19439 | 0.0032011 | 0.67957 | 0.34508 | 0.094154 | 0.088562 | 0.0093642 | 1.6855e-06 | 0.0005551 | 0.039422 | 0.00054445 | 0 | 0 | 0 | 0 | 0 | 0 | 0.00015198 | 0.0019262 | 0.0022951 | 0.0023079 | 0.0027228 | 0.0022754 | 0.0016677 | 0.00095705 | 0.034321 | 0.19048 | 1 | 1 | 1
1 | 9 | 8 | 0 | 0.10963 | 0.43592 | 0.24773 | 0 | 0.08877 | 0 | 0.0099923 | 0.025653 | 0 | 0.47162 | 0.38417 | 0 | 0.44611 | 0.60987 | 0.59526 | 0.23915 | 0.011137 | 0.71803 | 0.33377 | 0.087199 | 0.10964 | 0.021011 | 0.080588 | 0.18905 | 0.43222 | 0.18543 | 0.087324 | 0.0026927 | 0.011905 | 0.13098 | 0.16629 | 0.29859 | 0.41391 | 0.45351 | 0.42484 | 0.34087 | 0.3716 | 0.42119 | 0.36511 | 0.36899 | 0.51757 | 0.72365 | 1 | 1 | 1
1 | 9 | 9 | 0 | 0.11154 | 0.41412 | 0.22626 | 0 | 0.065547 | 0 | 0.00099982 | 0.017343 | 0 | 0.36392 | 0.38269 | 0 | 0.44623 | 0.61477 | 0.60031 | 0.35224 | 0.016921 | 0.73626 | 0.28677 | 0.045001 | 0.11155 | 0.022305 | 0.36281 | 0.52124 | 0.66945 | 0.51125 | 0.51262 | 0.36435 | 0.42855 | 0.52755 | 0.56201 | 0.67038 | 0.73901 | 0.73184 | 0.72349 | 0.6428 | 0.66353 | 0.71728 | 0.57044 | 0.6345 | 0.74346 | 0.92258 | 1 | 1 | 1
1 | 9 | 10 | 0 | 0.096021 | 0.30824 | 0.14312 | 0 | 0.038073 | 0 | 0 | 0.0068875 | 0 | 0.21104 | 0.36134 | 0 | 0.42415 | 0.62152 | 0.60729 | 0.44217 | 0.020108 | 0.76424 | 0.19431 | 0.023018 | 0.09591 | 0.013358 | 0.59143 | 0.7294 | 0.81112 | 0.71542 | 0.73023 | 0.64548 | 0.66981 | 0.7219 | 0.76203 | 0.86533 | 0.90751 | 0.88335 | 0.88335 | 0.78211 | 0.82402 | 0.87577 | 0.6687 | 0.7201 | 0.83282 | 1 | 1 | 1 | 1
1 | 9 | 11 | 0 | 0.090295 | 0.22754 | 0.070311 | 0 | 0.014677 | 0 | 0 | 0.00022809 | 0 | 0.12306 | 0.37405 | 0 | 0.43733 | 0.63559 | 0.62181 | 0.46173 | 0.015962 | 0.81868 | 0.082053 | 0.028547 | 0.090114 | 0.010475 | 0.73492 | 0.84561 | 0.90026 | 0.8294 | 0.82136 | 0.79558 | 0.78222 | 0.82584 | 0.87386 | 0.98087 | 0.98949 | 0.96042 | 0.96328 | 0.87332 | 0.89141 | 0.95501 | 0.78757 | 0.83057 | 0.8777 | 1 | 1 | 1 | 1
1 | 9 | 12 | 0 | 0.10986 | 0.14651 | 0.044474 | 0 | 0 | 0 | 0 | 0 | 0 | 0.073131 | 0.38594 | 0 | 0.45026 | 0.66677 | 0.65403 | 0.50424 | 0.013139 | 0.85693 | 0.013817 | 0.023251 | 0.10972 | 0.022324 | 0.80018 | 0.89086 | 0.91833 | 0.87378 | 0.81623 | 0.84778 | 0.84985 | 0.85102 | 0.9278 | 1 | 0.9991 | 0.98721 | 0.99585 | 0.93791 | 0.90806 | 0.9873 | 0.73577 | 0.86265 | 0.94667 | 1 | 1 | 1 | 1
1 | 9 | 13 | 0 | 0.14519 | 0.133 | 0.032931 | 0 | 0 | 0 | 0 | 0 | 0 | 0.039597 | 0.34641 | 0 | 0.41305 | 0.74385 | 0.73381 | 0.55179 | 0.01373 | 0.8591 | 0.00032033 | 0.014818 | 0.14515 | 0.047078 | 0.82032 | 0.90423 | 0.93687 | 0.8869 | 0.85364 | 0.83948 | 0.84182 | 0.85787 | 0.9222 | 1 | 1 | 0.99522 | 0.98867 | 0.96148 | 0.92 | 0.98018 | 0.78816 | 0.83823 | 0.91768 | 1 | 1 | 1 | 1
1 | 9 | 14 | 0 | 0.17119 | 0.17501 | 0.040986 | 0 | 0 | 0 | 0 | 0 | 0 | 0.012174 | 0.26954 | 0 | 0.33903 | 0.80992 | 0.80233 | 0.59949 | 0.014659 | 0.82321 | 0 | 0.0051905 | 0.17115 | 0.068222 | 0.77264 | 0.8602 | 0.93388 | 0.84371 | 0.80064 | 0.81947 | 0.80855 | 0.81072 | 0.87718 | 0.97353 | 0.97161 | 0.96022 | 0.95113 | 0.91685 | 0.88545 | 0.94297 | 0.87662 | 0.86698 | 0.90466 | 0.93268 | 1 | 1 | 1
1 | 9 | 15 | 0 | 0.18805 | 0.28002 | 0.057498 | 0 | 0.021335 | 0 | 0 | 0 | 0 | 0.00061964 | 0.2074 | 0 | 0.27785 | 0.79792 | 0.78987 | 0.68601 | 0.022403 | 0.80276 | 0 | 0.0038121 | 0.18787 | 0.084029 | 0.65233 | 0.7517 | 0.8572 | 0.73729 | 0.73202 | 0.69166 | 0.70813 | 0.75715 | 0.76191 | 0.86804 | 0.84987 | 0.87102 | 0.84976 | 0.84097 | 0.74691 | 0.84247 | 0.80295 | 0.81673 | 0.82065 | 0.77198 | 1 | 1 | 1
1 | 9 | 16 | 0 | 0.22517 | 0.50055 | 0.081166 | 0 | 0.027707 | 0 | 0 | 0.00047017 | 0 | 0 | 0.20981 | 0 | 0.27961 | 0.76116 | 0.75175 | 0.77857 | 0.049636 | 0.78841 | 0 | 0.016918 | 0.22488 | 0.11895 | 0.4375 | 0.54447 | 0.60086 | 0.53403 | 0.55965 | 0.51572 | 0.508 | 0.59482 | 0.55217 | 0.70856 | 0.64153 | 0.69131 | 0.59212 | 0.59514 | 0.53654 | 0.58704 | 0.56308 | 0.62007 | 0.5925 | 0.42148 | 1 | 1 | 1
1 | 9 | 17 | 0.00040375 | 0.30886 | 0.72613 | 0.10443 | 0 | 0.057446 | 0 | 0 | 0.015048 | 0 | 0 | 0.28143 | 0.00088351 | 0.3556 | 0.68277 | 0.67058 | 0.80184 | 0.1156 | 0.78601 | 3.8896e-05 | 0.0382 | 0.30908 | 0.19591 | 0.13181 | 0.20727 | 0.13484 | 0.20329 | 0.22498 | 0.27385 | 0.25326 | 0.26001 | 0.31566 | 0.29621 | 0.23975 | 0.2277 | 0.19475 | 0.20505 | 0.18875 | 0.19308 | 0.12349 | 0.19307 | 0.13992 | 0.0026092 | 1 | 1 | 1
1 | 9 | 18 | 0.0085606 | 0.3233 | 0.77409 | 0.10728 | 0 | 0.10106 | 0 | 0 | 0.060839 | 0.0018173 | 0 | 0.23993 | 0.017132 | 0.30976 | 0.64278 | 0.62923 | 0.77689 | 0.22155 | 0.75212 | 0.0015585 | 0.050306 | 0.32327 | 0.21341 | 8.2934e-06 | 4.1673e-05 | 0.0026255 | 4.0874e-05 | 1.9914e-05 | 0.00010054 | 2.2213e-05 | 1.0451e-05 | 0.00048929 | 0 | 0 | 0 | 0 | 0 | 0 | 0 | 0.0084571 | 0.0052308 | 0 | 0 | 1 | 1 | 1
1 | 9 | 19 | 0.042008 | 0.32338 | 0.73946 | 0.1275 | 0 | 0.1015 | 0 | 0 | 0.099373 | 0.03282 | 0 | 0.23098 | 0.051671 | 0.30432 | 0.61055 | 0.59597 | 0.851 | 0.36344 | 0.69584 | 0.0052361 | 0.063678 | 0.32292 | 0.21845 | 0 | 0 | 0 | 0 | 0 | 0 | 0 | 0 | 0 | 0 | 0 | 0 | 0 | 0 | 0 | 0 | 0 | 0 | 0 | 0 | 1 | 1 | 1
1 | 9 | 20 | 0.072618 | 0.40807 | 0.61655 | 0.16377 | 0 | 0.10235 | 0 | 0 | 0.13103 | 0.063098 | 0 | 0.18901 | 0.082467 | 0.26313 | 0.6143 | 0.59983 | 0.90166 | 0.48481 | 0.63903 | 0.0096678 | 0.074984 | 0.40793 | 0.305 | 0 | 0 | 0 | 0 | 0 | 0 | 0 | 0 | 0 | 0 | 0 | 0 | 0 | 0 | 0 | 0 | 0 | 0 | 0 | 0 | 1 | 1 | 1
1 | 9 | 21 | 0.10434 | 0.50369 | 0.65016 | 0.19374 | 0 | 0.10369 | 0 | 0 | 0.16319 | 0.094747 | 0 | 0.12884 | 0.11426 | 0.2034 | 0.69352 | 0.68169 | 0.9228 | 0.5851 | 0.63755 | 0.016599 | 0.082939 | 0.50371 | 0.40918 | 0 | 0 | 0 | 0 | 0 | 0 | 0 | 0 | 0 | 0 | 0 | 0 | 0 | 0 | 0 | 0 | 0 | 0 | 0 | 0 | 1 | 1 | 1
1 | 9 | 22 | 0.13753 | 0.5775 | 0.76573 | 0.23656 | 0 | 0.06462 | 0 | 0 | 0.19634 | 0.12797 | 0 | 0.065758 | 0.14745 | 0.13685 | 0.76032 | 0.75087 | 0.94588 | 0.64029 | 0.66886 | 0.021247 | 0.098391 | 0.57751 | 0.49362 | 0 | 0 | 0 | 0 | 0 | 0 | 0 | 0 | 0 | 0 | 0 | 0 | 0 | 0 | 0 | 0 | 0 | 0 | 0 | 0 | 1 | 1 | 1
1 | 9 | 23 | 0.16721 | 0.63247 | 0.85807 | 0.26751 | 0 | 0.054213 | 0 | 0 | 0.2261 | 0.15782 | 0 | 0.039078 | 0.17713 | 0.10884 | 0.77957 | 0.77084 | 0.94534 | 0.70263 | 0.71312 | 0.024376 | 0.11258 | 0.63209 | 0.56234 | 0 | 0 | 0 | 0 | 0 | 0 | 0 | 0 | 0 | 0 | 0 | 0 | 0 | 0 | 0 | 0 | 0 | 0 | 0 | 0 | 1 | 1 | 1
1 | 9 | 24 | 0.17306 | 0.76167 | 0.86967 | 0.30302 | 0 | 0.048735 | 0 | 0 | 0.23154 | 0.16365 | 0 | 0.032604 | 0.18291 | 0.10088 | 0.74063 | 0.73047 | 0.91183 | 0.76386 | 0.76319 | 0.042654 | 0.14238 | 0.76198 | 0.70638 | 0 | 0 | 0 | 0 | 0 | 0 | 0 | 0 | 0 | 0 | 0 | 0 | 0 | 0 | 0 | 0 | 0 | 0 | 0 | 0 | 1 | 1 | 1
1 | 10 | 1 | 0.16657 | 0.81158 | 0.89402 | 0.34435 | 0 | 0.027789 | 0 | 0 | 0.22393 | 0.15695 | 0 | 0.063719 | 0.17626 | 0.13196 | 0.70008 | 0.68848 | 0.81496 | 0.80053 | 0.78617 | 0.0425 | 0.15807 | 0.81189 | 0.76633 | 0 | 0 | 0 | 0 | 0 | 0 | 0 | 0 | 0 | 0 | 0 | 0 | 0 | 0 | 0 | 0 | 0 | 0 | 0 | 0 | 1 | 1 | 1
1 | 10 | 2 | 0.19187 | 0.78705 | 0.91102 | 0.359 | 0 | 0 | 0 | 0 | 0.24963 | 0.18251 | 0 | 0.1846 | 0.20161 | 0.26178 | 0.68259 | 0.67038 | 0.77565 | 0.81744 | 0.78725 | 0.046554 | 0.15958 | 0.78693 | 0.74244 | 0 | 0 | 0 | 0 | 0 | 0 | 0 | 0 | 0 | 0 | 0 | 0 | 0 | 0 | 0 | 0 | 0 | 0 | 0 | 0 | 1 | 1 | 1
1 | 10 | 3 | 0.21443 | 0.78331 | 0.92133 | 0.36658 | 0 | 0.014544 | 0 | 0 | 0.27134 | 0.20517 | 0 | 0.21547 | 0.22403 | 0.29269 | 0.63895 | 0.62528 | 0.80432 | 0.83857 | 0.77251 | 0.038534 | 0.17557 | 0.78309 | 0.73923 | 0 | 0 | 0 | 0 | 0 | 0 | 0 | 0 | 0 | 0 | 0 | 0 | 0 | 0 | 0 | 0 | 0 | 0 | 0 | 0 | 1 | 1 | 1
1 | 10 | 4 | 0.23436 | 0.82096 | 0.88293 | 0.38562 | 0 | 0 | 0 | 0.0042564 | 0.29147 | 0.22535 | 0 | 0.12784 | 0.24397 | 0.201 | 0.63435 | 0.62053 | 0.81312 | 0.87203 | 0.8057 | 0.0315 | 0.17199 | 0.82099 | 0.78125 | 0 | 0 | 0 | 0 | 0 | 0 | 0 | 0 | 0 | 0 | 0 | 0 | 0 | 0 | 0 | 0 | 0 | 0 | 0 | 0 | 1 | 1 | 1
1 | 10 | 5 | 0.2194 | 0.84363 | 0.76977 | 0.40802 | 0 | 0 | 0 | 0.042823 | 0.27631 | 0.21019 | 0 | 0.06407 | 0.229 | 0.13465 | 0.63026 | 0.61631 | 0.82734 | 0.86728 | 0.88338 | 0.030648 | 0.18099 | 0.84365 | 0.80879 | 0 | 0 | 0 | 0 | 0 | 0 | 0 | 0 | 0 | 0 | 0 | 0 | 0 | 0 | 0 | 0 | 0 | 0 | 0 | 0 | 1 | 1 | 1
1 | 10 | 6 | 0.19757 | 0.85705 | 0.64313 | 0.4276 | 0 | 0 | 0 | 0.085507 | 0.25424 | 0.1881 | 0 | 0.046598 | 0.20714 | 0.11801 | 0.65385 | 0.64068 | 0.81244 | 0.85052 | 0.8655 | 0.02463 | 0.18752 | 0.85712 | 0.82435 | 0 | 0 | 0 | 0 | 0 | 0 | 0 | 0 | 0 | 0 | 0 | 0 | 0 | 0 | 0 | 0 | 0 | 0 | 0 | 0 | 1 | 1 | 1
1 | 10 | 7 | 0.2028 | 0.85003 | 0.51708 | 0.42383 | 0 | 0.012064 | 0 | 0.11229 | 0.26058 | 0.19354 | 0 | 0.029103 | 0.21253 | 0.098334 | 0.67 | 0.65737 | 0.83051 | 0.85829 | 0.81174 | 0.027978 | 0.19252 | 0.85012 | 0.8156 | 2.1209e-07 | 7.9695e-06 | 0.033972 | 7.8167e-06 | 0 | 0 | 0 | 0 | 0 | 0 | 8.7691e-06 | 3.5255e-05 | 6.5539e-05 | 1.9367e-06 | 2.0981e-05 | 6.4976e-05 | 0.0019801 | 4.8991e-05 | 0.010244 | 0.18348 | 1 | 1 | 1
1 | 10 | 8 | 0.19133 | 0.817 | 0.50646 | 0.38044 | 0.018623 | 0.015058 | 0 | 0.13215 | 0.24933 | 0.18199 | 0 | 0.013436 | 0.2011 | 0.079543 | 0.65777 | 0.64472 | 0.84526 | 0.8571 | 0.69184 | 0.039783 | 0.20625 | 0.8169 | 0.77815 | 0.0084723 | 0.031749 | 0.33652 | 0.031141 | 0.065275 | 0.0019066 | 0.014067 | 0.089638 | 0.035636 | 0.066684 | 0.097474 | 0.037192 | 0.055855 | 0.0029488 | 0.013014 | 0.055376 | 0.38482 | 0.2457 | 0.24068 | 0.72094 | 1 | 1 | 1
1 | 10 | 9 | 0.16674 | 0.79857 | 0.59372 | 0.34541 | 0.082126 | 0.01687 | 0 | 0.14997 | 0.2245 | 0.15717 | 0 | 0.0095772 | 0.17649 | 0.07576 | 0.73132 | 0.72083 | 0.86893 | 0.85527 | 0.65417 | 0.042888 | 0.16753 | 0.79837 | 0.75732 | 0.13902 | 0.20683 | 0.54598 | 0.20286 | 0.33621 | 0.21657 | 0.41921 | 0.40237 | 0.26101 | 0.1616 | 0.14577 | 0.3458 | 0.1963 | 0.044487 | 0.074178 | 0.19461 | 0.53769 | 0.45318 | 0.3564 | 0.94771 | 1 | 1 | 1
1 | 10 | 10 | 0.15919 | 0.81604 | 0.55872 | 0.31427 | 0.079389 | 0 | 0 | 0.13573 | 0.2178 | 0.1497 | 0.00038548 | 0.0033758 | 0.16907 | 0.066144 | 0.78833 | 0.77992 | 0.69338 | 0.90255 | 0.72171 | 0.042371 | 0.14748 | 0.81582 | 0.77865 | 0.31177 | 0.38622 | 0.66317 | 0.37882 | 0.53153 | 0.32205 | 0.64969 | 0.57295 | 0.56053 | 0.38839 | 0.42227 | 0.52003 | 0.25653 | 0.10001 | 0.2456 | 0.25433 | 0.67019 | 0.59659 | 0.41787 | 1 | 1 | 1 | 1
1 | 10 | 11 | 0.14742 | 0.87559 | 0.58795 | 0.31392 | 0.11885 | 0 | 0 | 0.1653 | 0.20561 | 0.13781 | 0.0083523 | 0.030587 | 0.15725 | 0.097658 | 0.7988 | 0.79078 | 0.5189 | 0.93588 | 0.75711 | 0.05881 | 0.1855 | 0.87558 | 0.84799 | 0.41563 | 0.47835 | 0.64811 | 0.46918 | 0.5256 | 0.32131 | 0.67991 | 0.72916 | 0.65243 | 0.42227 | 0.60958 | 0.61264 | 0.39449 | 0.28333 | 0.25606 | 0.39111 | 0.77877 | 0.64236 | 0.3224 | 1 | 1 | 1 | 1
1 | 10 | 12 | 0.15667 | 0.93342 | 0.63792 | 0.38604 | 0.24796 | 0 | 0 | 0.25117 | 0.21286 | 0.14683 | 0.040468 | 0.10968 | 0.16619 | 0.18237 | 0.75058 | 0.74078 | 0.45915 | 0.9138 | 0.79967 | 0.086142 | 0.25054 | 0.9336 | 0.91592 | 0.51552 | 0.57409 | 0.67026 | 0.56309 | 0.31685 | 0.50111 | 0.74057 | 0.80828 | 0.83727 | 0.49839 | 0.69771 | 0.90732 | 0.63911 | 0.29022 | 0.24917 | 0.63362 | 0.72066 | 0.67619 | 0.27542 | 0.91594 | 1 | 1 | 1
1 | 10 | 13 | 0.24921 | 0.94956 | 0.71329 | 0.43755 | 0.35022 | 0 | 0 | 0.38416 | 0.30426 | 0.24011 | 0.10498 | 0.22564 | 0.25849 | 0.29791 | 0.70261 | 0.6911 | 0.37884 | 0.88959 | 0.85462 | 0.157 | 0.29594 | 0.9497 | 0.93625 | 0.51417 | 0.56685 | 0.69496 | 0.55598 | 0.25089 | 0.52922 | 0.43151 | 0.83854 | 0.83093 | 0.70851 | 0.74387 | 0.88347 | 0.60583 | 0.19824 | 0.36825 | 0.60063 | 0.85315 | 0.68769 | 0.18744 | 0.74418 | 1 | 1 | 1
1 | 10 | 14 | 0.36299 | 0.93411 | 0.72229 | 0.44294 | 0.46632 | 0 | 0 | 0.55747 | 0.41324 | 0.35495 | 0.18611 | 0.33617 | 0.37145 | 0.40406 | 0.67815 | 0.6658 | 0.35087 | 0.91062 | 0.86125 | 0.26663 | 0.34576 | 0.93403 | 0.92024 | 0.47858 | 0.53245 | 0.65542 | 0.52225 | 0.45277 | 0.52222 | 0.2537 | 0.79841 | 0.85538 | 0.78355 | 0.67288 | 0.8319 | 0.50653 | 0.20286 | 0.13743 | 0.50218 | 0.7324 | 0.71737 | 0.12153 | 0.66486 | 1 | 1 | 1
1 | 10 | 15 | 0.45172 | 0.93547 | 0.72961 | 0.44467 | 0.60323 | 0 | 0 | 0.66239 | 0.49957 | 0.44505 | 0.26376 | 0.39285 | 0.45972 | 0.45742 | 0.57486 | 0.55917 | 0.30292 | 0.94013 | 0.83904 | 0.34195 | 0.37717 | 0.93539 | 0.92181 | 0.40252 | 0.46251 | 0.55282 | 0.45364 | 0.45702 | 0.68357 | 0.37792 | 0.63525 | 0.80795 | 0.52894 | 0.60809 | 0.75163 | 0.20239 | 0.067848 | 0.17602 | 0.20065 | 0.65153 | 0.59266 | 0.10027 | 0.54563 | 1 | 1 | 1
1 | 10 | 16 | 0.41159 | 0.95159 | 0.73077 | 0.41928 | 0.6884 | 0 | 0.0040841 | 0.67138 | 0.45544 | 0.40349 | 0.33733 | 0.3765 | 0.41904 | 0.44017 | 0.59147 | 0.57628 | 0.23382 | 0.93902 | 0.85582 | 0.33036 | 0.41917 | 0.95167 | 0.93943 | 0.2912 | 0.36022 | 0.36278 | 0.35331 | 0.35068 | 0.54434 | 0.45251 | 0.43389 | 0.62063 | 0.45097 | 0.42879 | 0.50085 | 0.20639 | 0.18854 | 0.086989 | 0.20462 | 0.4899 | 0.41926 | 0.16891 | 0.27556 | 1 | 1 | 1
1 | 10 | 17 | 0.48292 | 0.94683 | 0.697 | 0.44466 | 0.7848 | 0 | 0.066742 | 0.67765 | 0.52296 | 0.47573 | 0.46141 | 0.34383 | 0.48971 | 0.4077 | 0.61826 | 0.60392 | 0.19477 | 0.93911 | 0.88791 | 0.41909 | 0.51705 | 0.94685 | 0.9345 | 0.085815 | 0.13596 | 0.071764 | 0.13335 | 0.15755 | 0.30765 | 0.2091 | 0.18548 | 0.35838 | 0.16524 | 0.13759 | 0.14309 | 0.041735 | 0.037245 | 0.0074692 | 0.041377 | 0.11154 | 0.11596 | 0.011787 | 0.00237 | 1 | 1 | 1
1 | 10 | 18 | 0.63838 | 0.93644 | 0.71459 | 0.47081 | 0.83894 | 0 | 0.16697 | 0.66399 | 0.67099 | 0.63368 | 0.55211 | 0.35198 | 0.64385 | 0.41544 | 0.60404 | 0.58925 | 0.2001 | 0.93961 | 0.91889 | 0.47459 | 0.5891 | 0.93633 | 0.92342 | 1.7299e-05 | 8.503e-05 | 0.0009038 | 8.34e-05 | 4.9183e-05 | 0.0002085 | 3.1386e-05 | 3.6396e-05 | 0.00098253 | 0 | 0 | 0 | 0 | 0 | 0 | 0 | 0.0035003 | 0.0011819 | 0 | 0 | 1 | 1 | 1
1 | 10 | 19 | 0.72772 | 0.94876 | 0.66605 | 0.46064 | 0.83403 | 0.66631 | 0.23463 | 0.62203 | 0.75095 | 0.72382 | 0.57718 | 0.39897 | 0.73164 | 0.45988 | 0.5013 | 0.4835 | 0.20757 | 0.94056 | 0.92036 | 0.53148 | 0.62569 | 0.94883 | 0.93607 | 0 | 0 | 0 | 0 | 0 | 0 | 0 | 0 | 0 | 0 | 0 | 0 | 0 | 0 | 0 | 0 | 0 | 0 | 0 | 0 | 1 | 1 | 1
1 | 10 | 20 | 0.8227 | 0.94424 | 0.67484 | 0.48528 | 0.86125 | 0.97194 | 0.33343 | 0.60164 | 0.83969 | 0.82037 | 0.61547 | 0.45411 | 0.82554 | 0.51503 | 0.42604 | 0.40638 | 0.18954 | 0.96944 | 0.86422 | 0.63331 | 0.64318 | 0.9446 | 0.92678 | 0 | 0 | 0 | 0 | 0 | 0 | 0 | 0 | 0 | 0 | 0 | 0 | 0 | 0 | 0 | 0 | 0 | 0 | 0 | 0 | 1 | 1 | 1
1 | 10 | 21 | 0.86388 | 0.85704 | 0.69221 | 0.50707 | 0.87087 | 0.98634 | 0.51497 | 0.60527 | 0.87674 | 0.86203 | 0.64413 | 0.41026 | 0.86604 | 0.46906 | 0.34241 | 0.32115 | 0.15741 | 0.99196 | 0.76259 | 0.70176 | 0.66147 | 0.85697 | 0.82633 | 0 | 0 | 0 | 0 | 0 | 0 | 0 | 0 | 0 | 0 | 0 | 0 | 0 | 0 | 0 | 0 | 0 | 0 | 0 | 0 | 1 | 1 | 1
1 | 10 | 22 | 0.87062 | 0.78302 | 0.67074 | 0.50774 | 0.81299 | 0.83732 | 0.64868 | 0.60914 | 0.88253 | 0.86881 | 0.67053 | 0.41006 | 0.87262 | 0.46666 | 0.33255 | 0.31114 | 0.16044 | 0.99402 | 0.62199 | 0.7611 | 0.68601 | 0.78277 | 0.73923 | 0 | 0 | 0 | 0 | 0 | 0 | 0 | 0 | 0 | 0 | 0 | 0 | 0 | 0 | 0 | 0 | 0 | 0 | 0 | 0 | 1 | 1 | 1
1 | 10 | 23 | 0.85848 | 0.75617 | 0.65638 | 0.52312 | 0.66054 | 0.74608 | 0.70668 | 0.62676 | 0.87143 | 0.85649 | 0.70414 | 0.51139 | 0.86065 | 0.56421 | 0.35869 | 0.3377 | 0.1772 | 0.97743 | 0.55064 | 0.77483 | 0.74143 | 0.75613 | 0.70433 | 0 | 0 | 0 | 0 | 0 | 0 | 0 | 0 | 0 | 0 | 0 | 0 | 0 | 0 | 0 | 0 | 0 | 0 | 0 | 0 | 1 | 1 | 1
1 | 10 | 24 | 0.83214 | 0.7257 | 0.64587 | 0.55058 | 0.44331 | 0.82001 | 0.74259 | 0.65975 | 0.8462 | 0.8296 | 0.71326 | 0.58821 | 0.83452 | 0.6375 | 0.31548 | 0.29384 | 0.2018 | 0.9836 | 0.54847 | 0.73037 | 0.75865 | 0.72548 | 0.67037 | 0 | 0 | 0 | 0 | 0 | 0 | 0 | 0 | 0 | 0 | 0 | 0 | 0 | 0 | 0 | 0 | 0 | 0 | 0 | 0 | 1 | 1 | 1
1 | 11 | 1 | 0.8329 | 0.73452 | 0.65262 | 0.56924 | 0.28059 | 0.8301 | 0.74324 | 0.66602 | 0.84844 | 0.83061 | 0.76955 | 0.54928 | 0.83551 | 0.59517 | 0.26969 | 0.2476 | 0.21621 | 0.97398 | 0.54977 | 0.73522 | 0.7633 | 0.73444 | 0.67911 | 0 | 0 | 0 | 0 | 0 | 0 | 0 | 0 | 0 | 0 | 0 | 0 | 0 | 0 | 0 | 0 | 0 | 0 | 0 | 0 | 1 | 1 | 1
1 | 11 | 2 | 0.8044 | 0.75179 | 0.54668 | 0.5135 | 0.10391 | 0.56773 | 0.74847 | 0.61997 | 0.82207 | 0.80168 | 0.79669 | 0.56673 | 0.80737 | 0.61532 | 0.29136 | 0.26945 | 0.22505 | 0.97452 | 0.61947 | 0.7862 | 0.76353 | 0.75181 | 0.6983 | 0 | 0 | 0 | 0 | 0 | 0 | 0 | 0 | 0 | 0 | 0 | 0 | 0 | 0 | 0 | 0 | 0 | 0 | 0 | 0 | 1 | 1 | 1
1 | 11 | 3 | 0.76165 | 0.75421 | 0.37441 | 0.508 | 0.013908 | 0.24417 | 0.74942 | 0.55967 | 0.78022 | 0.75791 | 0.80046 | 0.54081 | 0.76482 | 0.59077 | 0.29278 | 0.27088 | 0.22317 | 0.97505 | 0.5639 | 0.80779 | 0.77698 | 0.75419 | 0.70172 | 0 | 0 | 0 | 0 | 0 | 0 | 0 | 0 | 0 | 0 | 0 | 0 | 0 | 0 | 0 | 0 | 0 | 0 | 0 | 0 | 1 | 1 | 1
1 | 11 | 4 | 0.79959 | 0.75266 | 0.27558 | 0.52883 | 0.004597 | 0.22844 | 0.70442 | 0.51686 | 0.81881 | 0.79698 | 0.79075 | 0.49327 | 0.8028 | 0.54702 | 0.28755 | 0.2656 | 0.2007 | 0.97044 | 0.48809 | 0.82397 | 0.78692 | 0.75273 | 0.69876 | 0 | 0 | 0 | 0 | 0 | 0 | 0 | 0 | 0 | 0 | 0 | 0 | 0 | 0 | 0 | 0 | 0 | 0 | 0 | 0 | 1 | 1 | 1
1 | 11 | 5 | 0.77896 | 0.72652 | 0.24728 | 0.53301 | 0.046897 | 0.42507 | 0.64613 | 0.47625 | 0.79895 | 0.77591 | 0.7237 | 0.44142 | 0.78232 | 0.49825 | 0.33054 | 0.3091 | 0.21784 | 0.96436 | 0.42763 | 0.84031 | 0.77816 | 0.72648 | 0.66906 | 0 | 0 | 0 | 0 | 0 | 0 | 0 | 0 | 0 | 0 | 0 | 0 | 0 | 0 | 0 | 0 | 0 | 0 | 0 | 0 | 1 | 1 | 1
1 | 11 | 6 | 0.73233 | 0.7002 | 0.24481 | 0.54523 | 0.17429 | 0.67912 | 0.59688 | 0.48936 | 0.75425 | 0.72834 | 0.75416 | 0.41926 | 0.73604 | 0.47888 | 0.27885 | 0.25683 | 0.27634 | 0.96381 | 0.4512 | 0.84293 | 0.77127 | 0.70007 | 0.63899 | 0 | 0 | 0 | 0 | 0 | 0 | 0 | 0 | 0 | 0 | 0 | 0 | 0 | 0 | 0 | 0 | 0 | 0 | 0 | 0 | 1 | 1 | 1
1 | 11 | 7 | 0.73555 | 0.69286 | 0.2235 | 0.53919 | 0.3031 | 0.8508 | 0.55677 | 0.53879 | 0.75806 | 0.73174 | 0.78779 | 0.40283 | 0.73935 | 0.46444 | 0.28299 | 0.261 | 0.34546 | 0.95314 | 0.49691 | 0.82874 | 0.75807 | 0.69275 | 0.62995 | 1.7788e-06 | 0.00061391 | 0.028537 | 0.00060214 | 0 | 0 | 0 | 0 | 0 | 0 | 0.00014442 | 0.001815 | 0.0023972 | 0.0036364 | 0.0024091 | 0.0023767 | 0.0021809 | 0.0010265 | 0.023562 | 0.13791 | 1 | 1 | 1
1 | 11 | 8 | 0.76085 | 0.6975 | 0.23898 | 0.50641 | 0.29339 | 0.82136 | 0.58215 | 0.55002 | 0.78124 | 0.75738 | 0.74155 | 0.37201 | 0.7643 | 0.43653 | 0.26959 | 0.2475 | 0.346 | 0.92536 | 0.48767 | 0.74688 | 0.76049 | 0.69741 | 0.63526 | 0.071208 | 0.16235 | 0.35746 | 0.15924 | 0.080279 | 0.0054064 | 0.01284 | 0.083452 | 0.030397 | 0.15861 | 0.37693 | 0.39385 | 0.41915 | 0.41877 | 0.32934 | 0.41555 | 0.39511 | 0.35007 | 0.41139 | 0.64199 | 1 | 1 | 1
1 | 11 | 9 | 0.80666 | 0.71317 | 0.46328 | 0.45901 | 0.17266 | 0.70333 | 0.54983 | 0.57074 | 0.82334 | 0.80384 | 0.70989 | 0.31248 | 0.80948 | 0.38009 | 0.27466 | 0.25261 | 0.31742 | 0.90031 | 0.45277 | 0.68164 | 0.75025 | 0.71333 | 0.6506 | 0.30038 | 0.43239 | 0.58457 | 0.4241 | 0.46885 | 0.41591 | 0.40261 | 0.17726 | 0.24477 | 0.34436 | 0.68575 | 0.73002 | 0.67847 | 0.7167 | 0.5867 | 0.67264 | 0.70048 | 0.64996 | 0.70887 | 0.73475 | 1 | 1 | 1
1 | 11 | 10 | 0.86431 | 0.68418 | 0.65982 | 0.42636 | 0.031419 | 0.55144 | 0.504 | 0.66193 | 0.8771 | 0.86246 | 0.67435 | 0.25449 | 0.86646 | 0.32138 | 0.31755 | 0.29593 | 0.28586 | 0.82949 | 0.41906 | 0.679 | 0.73925 | 0.68436 | 0.6159 | 0.49228 | 0.60811 | 0.69053 | 0.59645 | 0.78585 | 0.68046 | 0.65777 | 0.19997 | 0.48652 | 0.45233 | 0.74645 | 0.905 | 0.80381 | 0.83968 | 0.67299 | 0.7969 | 0.76246 | 0.73865 | 0.84445 | 0.83877 | 1 | 1 | 1
1 | 11 | 11 | 0.89614 | 0.60137 | 0.65927 | 0.45554 | 0 | 0.58289 | 0.53502 | 0.74624 | 0.90463 | 0.8945 | 0.69971 | 0.28919 | 0.89758 | 0.361 | 0.37066 | 0.34987 | 0.3264 | 0.79471 | 0.45901 | 0.71379 | 0.76254 | 0.60113 | 0.52445 | 0.60113 | 0.69224 | 0.70668 | 0.67897 | 0.93968 | 0.80319 | 0.80231 | 0.23423 | 0.55544 | 0.45506 | 0.7173 | 0.99338 | 0.81168 | 0.93223 | 0.73394 | 0.80471 | 0.82544 | 0.72222 | 0.92754 | 0.72692 | 1 | 1 | 1
1 | 11 | 12 | 0.954 | 0.55982 | 0.64325 | 0.4422 | 0 | 0.53621 | 0.61303 | 0.8015 | 0.95917 | 0.95348 | 0.67136 | 0.25964 | 0.95485 | 0.32896 | 0.41584 | 0.39595 | 0.41499 | 0.85764 | 0.45829 | 0.72053 | 0.77205 | 0.55954 | 0.47683 | 0.65805 | 0.73211 | 0.67435 | 0.71808 | 0.93834 | 0.86391 | 0.86813 | 0.31716 | 0.59841 | 0.44094 | 0.79872 | 1 | 0.72038 | 0.87599 | 0.85039 | 0.71419 | 0.70279 | 0.68249 | 0.90603 | 0.78349 | 1 | 1 | 1
1 | 11 | 13 | 0.97287 | 0.5637 | 0.61444 | 0.39493 | 0 | 0.45678 | 0.72467 | 0.82718 | 0.97564 | 0.97252 | 0.69198 | 0.25692 | 0.97333 | 0.32733 | 0.5265 | 0.50939 | 0.49633 | 0.85806 | 0.47037 | 0.74258 | 0.77268 | 0.56362 | 0.47879 | 0.64927 | 0.71476 | 0.71374 | 0.70106 | 0.81385 | 0.8666 | 0.86698 | 0.22784 | 0.65294 | 0.54635 | 0.86694 | 1 | 0.55351 | 0.92992 | 0.7181 | 0.54876 | 0.6456 | 0.6524 | 0.87991 | 0.72299 | 1 | 1 | 1
1 | 11 | 14 | 0.97077 | 0.56842 | 0.603 | 0.38117 | 0 | 0.40526 | 0.82293 | 0.83941 | 0.97562 | 0.97069 | 0.69952 | 0.2637 | 0.97156 | 0.33395 | 0.56559 | 0.54961 | 0.61453 | 0.77598 | 0.49826 | 0.78209 | 0.77744 | 0.5684 | 0.48347 | 0.59405 | 0.66109 | 0.62169 | 0.64842 | 0.81009 | 0.84814 | 0.79911 | 0.27442 | 0.62451 | 0.39467 | 0.87085 | 0.92573 | 0.51839 | 0.78163 | 0.64718 | 0.51394 | 0.53956 | 0.52367 | 0.84013 | 0.68825 | 1 | 1 | 1
1 | 11 | 15 | 0.88573 | 0.56246 | 0.57252 | 0.36594 | 0 | 0.39049 | 0.85971 | 0.84024 | 0.89425 | 0.88381 | 0.67611 | 0.27805 | 0.8872 | 0.34472 | 0.56182 | 0.54573 | 0.70614 | 0.66621 | 0.49306 | 0.84266 | 0.78076 | 0.56248 | 0.47613 | 0.47418 | 0.54628 | 0.52009 | 0.53581 | 0.79832 | 0.75268 | 0.74451 | 0.25238 | 0.58714 | 0.3142 | 0.73705 | 0.69414 | 0.34363 | 0.623 | 0.4377 | 0.34068 | 0.26316 | 0.41505 | 0.73734 | 0.44989 | 1 | 1 | 1
1 | 11 | 16 | 0.86185 | 0.53833 | 0.49216 | 0.31784 | 0 | 0.49303 | 0.87714 | 0.79856 | 0.87329 | 0.85972 | 0.66271 | 0.36412 | 0.86379 | 0.42844 | 0.52926 | 0.51223 | 0.73772 | 0.60316 | 0.48034 | 0.87844 | 0.77195 | 0.53848 | 0.44692 | 0.30546 | 0.3797 | 0.42845 | 0.37242 | 0.51389 | 0.56217 | 0.57272 | 0.19104 | 0.50723 | 0.18302 | 0.58812 | 0.476 | 0.29173 | 0.3134 | 0.3115 | 0.28922 | 0.27284 | 0.42137 | 0.51655 | 0.25843 | 1 | 1 | 1
1 | 11 | 17 | 0.87379 | 0.462 | 0.40392 | 0.4137 | 0.0032542 | 0.63045 | 0.89523 | 0.74159 | 0.88523 | 0.87199 | 0.64396 | 0.4494 | 0.87571 | 0.50465 | 0.50081 | 0.48298 | 0.75973 | 0.62423 | 0.46754 | 0.87988 | 0.71231 | 0.46152 | 0.36852 | 0.088311 | 0.13985 | 0.097449 | 0.13716 | 0.22672 | 0.31383 | 0.32051 | 0.073777 | 0.2013 | 0.04446 | 0.22395 | 0.13364 | 0.077905 | 0.092356 | 0.095059 | 0.077236 | 0.078588 | 0.11265 | 0.12068 | 0.0011213 | 1 | 1 | 1
1 | 11 | 18 | 0.87496 | 0.47522 | 0.34916 | 0.5472 | 0.039591 | 0.79339 | 0.91522 | 0.75359 | 0.88783 | 0.87342 | 0.75531 | 0.59062 | 0.8771 | 0.63279 | 0.50707 | 0.48942 | 0.82262 | 0.55696 | 0.46329 | 0.8718 | 0.68083 | 0.47474 | 0.38334 | 1.5584e-05 | 7.6824e-05 | 0.0022888 | 7.5351e-05 | 0.00012298 | 0.00033943 | 0.00018667 | 9.9382e-06 | 0.00052289 | 0 | 0 | 0 | 0 | 0 | 0 | 0 | 0.011745 | 0.00010621 | 0 | 0 | 1 | 1 | 1
1 | 11 | 19 | 0.80283 | 0.58228 | 0.37899 | 0.56986 | 0.1655 | 0.60621 | 0.91449 | 0.73925 | 0.82207 | 0.80032 | 0.84529 | 0.78668 | 0.80604 | 0.81622 | 0.51453 | 0.49708 | 0.86122 | 0.56872 | 0.45288 | 0.87949 | 0.58127 | 0.58289 | 0.49159 | 0 | 0 | 0 | 0 | 0 | 0 | 0 | 0 | 0 | 0 | 0 | 0 | 0 | 0 | 0 | 0 | 0 | 0 | 0 | 0 | 1 | 1 | 1
1 | 11 | 20 | 0.65762 | 0.53373 | 0.39678 | 0.61643 | 0.33104 | 0.38246 | 0.90291 | 0.65079 | 0.68443 | 0.65249 | 0.90002 | 0.84567 | 0.66218 | 0.8638 | 0.4846 | 0.46636 | 0.91373 | 0.61208 | 0.4429 | 0.90021 | 0.54194 | 0.53371 | 0.44381 | 0 | 0 | 0 | 0 | 0 | 0 | 0 | 0 | 0 | 0 | 0 | 0 | 0 | 0 | 0 | 0 | 0 | 0 | 0 | 0 | 1 | 1 | 1
1 | 11 | 21 | 0.59967 | 0.47684 | 0.31382 | 0.67233 | 0.4983 | 0.26702 | 0.91347 | 0.58136 | 0.63383 | 0.59424 | 0.91896 | 0.88751 | 0.60542 | 0.89945 | 0.43648 | 0.41705 | 0.93814 | 0.59672 | 0.40559 | 0.90232 | 0.536 | 0.47643 | 0.38417 | 0 | 0 | 0 | 0 | 0 | 0 | 0 | 0 | 0 | 0 | 0 | 0 | 0 | 0 | 0 | 0 | 0 | 0 | 0 | 0 | 1 | 1 | 1
1 | 11 | 22 | 0.53399 | 0.49421 | 0.20342 | 0.70647 | 0.73726 | 0.28106 | 0.90794 | 0.56039 | 0.57156 | 0.52755 | 0.9244 | 0.95212 | 0.54035 | 0.96093 | 0.39001 | 0.36959 | 0.9463 | 0.61606 | 0.36511 | 0.81259 | 0.53466 | 0.49412 | 0.39979 | 0 | 0 | 0 | 0 | 0 | 0 | 0 | 0 | 0 | 0 | 0 | 0 | 0 | 0 | 0 | 0 | 0 | 0 | 0 | 0 | 1 | 1 | 1
1 | 11 | 23 | 0.51012 | 0.51113 | 0.15449 | 0.74538 | 0.8308 | 0.48899 | 0.88679 | 0.57274 | 0.5492 | 0.50337 | 0.89587 | 0.93384 | 0.51673 | 0.94101 | 0.35566 | 0.33461 | 0.95019 | 0.59065 | 0.33496 | 0.80783 | 0.50807 | 0.51098 | 0.41962 | 0 | 0 | 0 | 0 | 0 | 0 | 0 | 0 | 0 | 0 | 0 | 0 | 0 | 0 | 0 | 0 | 0 | 0 | 0 | 0 | 1 | 1 | 1
1 | 11 | 24 | 0.53876 | 0.54214 | 0.10002 | 0.77092 | 0.86386 | 0.47405 | 0.81045 | 0.56858 | 0.57601 | 0.53237 | 0.86948 | 0.92392 | 0.54506 | 0.93344 | 0.3386 | 0.31728 | 0.9379 | 0.57046 | 0.30927 | 0.71749 | 0.47255 | 0.54185 | 0.45679 | 0 | 0 | 0 | 0 | 0 | 0 | 0 | 0 | 0 | 0 | 0 | 0 | 0 | 0 | 0 | 0 | 0 | 0 | 0 | 0 | 1 | 1 | 1
1 | 12 | 1 | 0.60325 | 0.62827 | 0.056145 | 0.81415 | 0.92029 | 0.68683 | 0.78201 | 0.58159 | 0.6389 | 0.59814 | 0.87354 | 0.89756 | 0.60922 | 0.90933 | 0.32924 | 0.30778 | 0.9204 | 0.61471 | 0.27888 | 0.62104 | 0.46693 | 0.6289 | 0.54472 | 0 | 0 | 0 | 0 | 0 | 0 | 0 | 0 | 0 | 0 | 0 | 0 | 0 | 0 | 0 | 0 | 0 | 0 | 0 | 0 | 1 | 1 | 1
1 | 12 | 2 | 0.59196 | 0.55796 | 0.043637 | 0.86916 | 0.93367 | 0.81837 | 0.73082 | 0.60504 | 0.62389 | 0.586 | 0.88639 | 0.87336 | 0.59739 | 0.88781 | 0.29681 | 0.27495 | 0.88831 | 0.65614 | 0.25936 | 0.49151 | 0.52618 | 0.55793 | 0.47166 | 0 | 0 | 0 | 0 | 0 | 0 | 0 | 0 | 0 | 0 | 0 | 0 | 0 | 0 | 0 | 0 | 0 | 0 | 0 | 0 | 1 | 1 | 1
1 | 12 | 3 | 0.65896 | 0.48111 | 0.019922 | 0.8519 | 0.9438 | 0.86859 | 0.68678 | 0.5678 | 0.69118 | 0.6547 | 0.80263 | 0.85381 | 0.66434 | 0.87081 | 0.2739 | 0.25184 | 0.79663 | 0.63308 | 0.23888 | 0.44277 | 0.57826 | 0.48055 | 0.39085 | 0 | 0 | 0 | 0 | 0 | 0 | 0 | 0 | 0 | 0 | 0 | 0 | 0 | 0 | 0 | 0 | 0 | 0 | 0 | 0 | 1 | 1 | 1
1 | 12 | 4 | 0.6077 | 0.51524 | 0.0015673 | 0.83932 | 0.96027 | 0.96269 | 0.63075 | 0.50671 | 0.64281 | 0.60262 | 0.73309 | 0.82397 | 0.61358 | 0.84776 | 0.24712 | 0.22491 | 0.71242 | 0.603 | 0.22555 | 0.37924 | 0.60598 | 0.51542 | 0.4203 | 0 | 0 | 0 | 0 | 0 | 0 | 0 | 0 | 0 | 0 | 0 | 0 | 0 | 0 | 0 | 0 | 0 | 0 | 0 | 0 | 1 | 1 | 1
1 | 12 | 5 | 0.47823 | 0.48806 | 0 | 0.83138 | 0.96677 | 0.92198 | 0.57004 | 0.3917 | 0.51793 | 0.47088 | 0.74206 | 0.70406 | 0.48497 | 0.73305 | 0.23285 | 0.21062 | 0.65558 | 0.59048 | 0.22453 | 0.39299 | 0.62804 | 0.48785 | 0.39431 | 0 | 0 | 0 | 0 | 0 | 0 | 0 | 0 | 0 | 0 | 0 | 0 | 0 | 0 | 0 | 0 | 0 | 0 | 0 | 0 | 1 | 1 | 1
1 | 12 | 6 | 0.4499 | 0.49368 | 0 | 0.8434 | 0.97475 | 0.89649 | 0.52064 | 0.27694 | 0.49462 | 0.44271 | 0.78386 | 0.68891 | 0.45743 | 0.72164 | 0.22519 | 0.20296 | 0.5823 | 0.56598 | 0.22846 | 0.32476 | 0.65125 | 0.49385 | 0.39606 | 0 | 0 | 0 | 0 | 0 | 0 | 0 | 0 | 0 | 0 | 0 | 0 | 0 | 0 | 0 | 0 | 0 | 0 | 0 | 0 | 1 | 1 | 1
1 | 12 | 7 | 0.41871 | 0.44229 | 0 | 0.86071 | 0.97761 | 0.94782 | 0.49426 | 0.20579 | 0.46473 | 0.41108 | 0.78805 | 0.72761 | 0.42647 | 0.76036 | 0.22051 | 0.19828 | 0.53384 | 0.54035 | 0.23272 | 0.29704 | 0.66523 | 0.44213 | 0.3428 | 1.0146e-06 | 0.00026559 | 0.029035 | 0.00026049 | 0 | 0 | 0 | 0 | 0 | 0 | 8.0285e-05 | 0.000168 | 0.00010416 | 0.0017494 | 0.0024765 | 0.00010326 | 0.00033308 | 1.7041e-05 | 0.018808 | 0.14854 | 1 | 1 | 1
1 | 12 | 8 | 0.40819 | 0.41025 | 0 | 0.85261 | 0.9747 | 0.86276 | 0.43927 | 0.13881 | 0.4533 | 0.40021 | 0.7204 | 0.71564 | 0.41583 | 0.74579 | 0.21338 | 0.19117 | 0.44826 | 0.51046 | 0.24075 | 0.29099 | 0.66628 | 0.40994 | 0.3092 | 0.037259 | 0.10472 | 0.24621 | 0.10272 | 0.092846 | 0.0057993 | 0.014064 | 0.099725 | 0.17455 | 0.2969 | 0.26018 | 0.065376 | 0.068491 | 0.15447 | 0.32142 | 0.067903 | 0.10707 | 0.20994 | 0.31622 | 0.55372 | 1 | 1 | 1
1 | 12 | 9 | 0.47254 | 0.42616 | 0 | 0.81768 | 0.97334 | 0.70213 | 0.34837 | 0.064386 | 0.51613 | 0.46566 | 0.65286 | 0.74687 | 0.47988 | 0.77443 | 0.18462 | 0.1626 | 0.30599 | 0.47242 | 0.24751 | 0.29115 | 0.76381 | 0.42603 | 0.32465 | 0.24071 | 0.36128 | 0.38047 | 0.35436 | 0.54654 | 0.41913 | 0.44804 | 0.50084 | 0.59954 | 0.64033 | 0.56682 | 0.030468 | 0.095888 | 0.27719 | 0.49695 | 0.095064 | 0.17994 | 0.37703 | 0.40943 | 0.61256 | 1 | 1 | 1
1 | 12 | 10 | 0.51526 | 0.45003 | 0 | 0.76616 | 0.96636 | 0.45151 | 0.31076 | 0.019763 | 0.5555 | 0.5088 | 0.65218 | 0.80308 | 0.52204 | 0.82804 | 0.16224 | 0.14053 | 0.259 | 0.46636 | 0.23839 | 0.25403 | 0.87756 | 0.44964 | 0.35416 | 0.41578 | 0.52089 | 0.46852 | 0.51091 | 0.79838 | 0.68515 | 0.70221 | 0.6152 | 0.82617 | 0.7346 | 0.66557 | 0.15342 | 0.18344 | 0.22157 | 0.64696 | 0.18186 | 0.32477 | 0.45289 | 0.50421 | 0.61714 | 1 | 1 | 1
1 | 12 | 11 | 0.53621 | 0.54545 | 0 | 0.81235 | 0.96497 | 0.3553 | 0.28898 | 0.0072101 | 0.57815 | 0.53049 | 0.5858 | 0.79258 | 0.54321 | 0.81741 | 0.16842 | 0.14661 | 0.26041 | 0.46138 | 0.23681 | 0.22728 | 0.88907 | 0.54547 | 0.45669 | 0.5375 | 0.62161 | 0.49321 | 0.60969 | 0.8862 | 0.80206 | 0.83598 | 0.6672 | 0.93816 | 0.79782 | 0.73988 | 0.073076 | 0.32756 | 0.46363 | 0.6593 | 0.32474 | 0.26388 | 0.45438 | 0.54132 | 0.53988 | 1 | 1 | 1
1 | 12 | 12 | 0.42333 | 0.61832 | 0 | 0.84445 | 0.97712 | 0.47309 | 0.27975 | 0.0029305 | 0.46882 | 0.41573 | 0.46288 | 0.74769 | 0.43101 | 0.77493 | 0.18264 | 0.16065 | 0.28386 | 0.45477 | 0.2384 | 0.2506 | 0.89205 | 0.61829 | 0.54143 | 0.63319 | 0.70441 | 0.46316 | 0.6909 | 0.95988 | 0.86586 | 0.89634 | 0.70337 | 0.99356 | 0.81367 | 0.89928 | 0.18479 | 0.49737 | 0.29335 | 0.89653 | 0.4931 | 0.24905 | 0.56609 | 0.50312 | 0.40293 | 1 | 1 | 1
1 | 12 | 13 | 0.33002 | 0.68682 | 0 | 0.85309 | 0.99326 | 0.64702 | 0.28105 | 0.0030286 | 0.37991 | 0.32134 | 0.37379 | 0.73363 | 0.33847 | 0.76329 | 0.19368 | 0.17158 | 0.29809 | 0.43109 | 0.242 | 0.28992 | 0.9369 | 0.68707 | 0.61831 | 0.70419 | 0.77355 | 0.48063 | 0.75872 | 0.91632 | 0.88611 | 0.89116 | 0.65835 | 0.97484 | 0.68531 | 0.89427 | 0.66931 | 0.66861 | 0.6651 | 0.81231 | 0.66287 | 0.30734 | 0.61939 | 0.43862 | 0.28677 | 1 | 1 | 1
1 | 12 | 14 | 0.30614 | 0.69035 | 0 | 0.86959 | 0.99597 | 0.86845 | 0.29384 | 0.0045287 | 0.35857 | 0.29744 | 0.33362 | 0.73501 | 0.31499 | 0.76154 | 0.20294 | 0.18078 | 0.29768 | 0.41809 | 0.24148 | 0.3469 | 0.96824 | 0.69045 | 0.62432 | 0.67692 | 0.75266 | 0.40755 | 0.73823 | 0.92387 | 0.86329 | 0.86592 | 0.68641 | 0.9345 | 0.63372 | 0.75469 | 0.61967 | 0.76858 | 0.86739 | 0.6103 | 0.76198 | 0.33477 | 0.59311 | 0.37064 | 0.2961 | 1 | 1 | 1
1 | 12 | 15 | 0.30564 | 0.66249 | 0 | 0.87844 | 0.99269 | 0.80826 | 0.31736 | 0.0078022 | 0.35864 | 0.29702 | 0.2761 | 0.81446 | 0.31457 | 0.84112 | 0.21002 | 0.18782 | 0.28249 | 0.43649 | 0.22955 | 0.39524 | 0.93572 | 0.66244 | 0.59338 | 0.61269 | 0.7059 | 0.44034 | 0.69237 | 0.90847 | 0.78075 | 0.77572 | 0.62278 | 0.81398 | 0.68323 | 0.71258 | 0.87981 | 0.70165 | 0.54463 | 0.70584 | 0.69563 | 0.24185 | 0.58534 | 0.30118 | 0.32924 | 1 | 1 | 1
1 | 12 | 16 | 0.30653 | 0.63539 | 0 | 0.8434 | 0.98785 | 0.60268 | 0.40766 | 0.0020947 | 0.35874 | 0.29781 | 0.20028 | 0.74642 | 0.31535 | 0.78004 | 0.20507 | 0.1829 | 0.27359 | 0.47536 | 0.23567 | 0.43159 | 0.84999 | 0.63544 | 0.56027 | 0.4275 | 0.53258 | 0.33648 | 0.52237 | 0.71206 | 0.58546 | 0.55966 | 0.5082 | 0.66985 | 0.66794 | 0.56245 | 0.66506 | 0.55204 | 0.3226 | 0.54121 | 0.5473 | 0.37093 | 0.46547 | 0.21436 | 0.16765 | 1 | 1 | 1
1 | 12 | 17 | 0.33466 | 0.58384 | 0 | 0.85308 | 0.98503 | 0.91634 | 0.47481 | 0.011248 | 0.38579 | 0.32624 | 0.13965 | 0.54091 | 0.34329 | 0.58711 | 0.20563 | 0.18346 | 0.33113 | 0.48451 | 0.24246 | 0.4366 | 0.82968 | 0.58395 | 0.49973 | 0.13212 | 0.20336 | 0.068612 | 0.19946 | 0.30475 | 0.32649 | 0.30358 | 0.23397 | 0.23362 | 0.30093 | 0.20815 | 0.20555 | 0.18612 | 0.10548 | 0.20191 | 0.18452 | 0.082799 | 0.12181 | 0.029438 | 0.0019481 | 1 | 1 | 1
1 | 12 | 18 | 0.37464 | 0.49745 | 0 | 0.8477 | 0.99529 | 0.9961 | 0.54799 | 0.017951 | 0.42426 | 0.36671 | 0.19985 | 0.41518 | 0.383 | 0.46882 | 0.22793 | 0.2057 | 0.40486 | 0.4856 | 0.22411 | 0.43409 | 0.87785 | 0.49778 | 0.39851 | 2.6807e-05 | 0.00013266 | 0.00089666 | 0.00013011 | 0.00013833 | 0.00064433 | 0.00027951 | 0.00015791 | 0.00080779 | 1.2751e-05 | 0 | 0 | 0 | 0 | 0 | 0 | 0.0046188 | 6.9533e-07 | 0 | 0 | 1 | 1 | 1
1 | 12 | 19 | 0.39617 | 0.31417 | 0 | 0.77775 | 0.9984 | 1 | 0.51257 | 0.01687 | 0.44457 | 0.38846 | 0.26398 | 0.46052 | 0.40432 | 0.51632 | 0.24287 | 0.22065 | 0.52026 | 0.45811 | 0.21491 | 0.35811 | 0.9385 | 0.31308 | 0.21598 | 0 | 0 | 0 | 0 | 0 | 0 | 0 | 0 | 0 | 0 | 0 | 0 | 0 | 0 | 0 | 0 | 0 | 0 | 0 | 0 | 1 | 1 | 1
1 | 12 | 20 | 0.39622 | 0.35742 | 0 | 0.72394 | 0.99009 | 0.99444 | 0.44743 | 0.0022441 | 0.44411 | 0.38843 | 0.32676 | 0.52822 | 0.40429 | 0.58051 | 0.22873 | 0.20649 | 0.65188 | 0.37555 | 0.2158 | 0.26375 | 0.93231 | 0.35725 | 0.25086 | 0 | 0 | 0 | 0 | 0 | 0 | 0 | 0 | 0 | 0 | 0 | 0 | 0 | 0 | 0 | 0 | 0 | 0 | 0 | 0 | 1 | 1 | 1
1 | 12 | 21 | 0.3978 | 0.41297 | 0 | 0.68514 | 0.95915 | 0.94436 | 0.46346 | 0.0044549 | 0.44394 | 0.38978 | 0.42393 | 0.54419 | 0.40561 | 0.59551 | 0.20647 | 0.18429 | 0.73166 | 0.29228 | 0.21348 | 0.25799 | 0.94964 | 0.41297 | 0.30868 | 0 | 0 | 0 | 0 | 0 | 0 | 0 | 0 | 0 | 0 | 0 | 0 | 0 | 0 | 0 | 0 | 0 | 0 | 0 | 0 | 1 | 1 | 1
1 | 12 | 22 | 0.4576 | 0.45066 | 0 | 0.66989 | 0.93137 | 0.9373 | 0.5221 | 0.037198 | 0.50261 | 0.45062 | 0.42781 | 0.4946 | 0.46517 | 0.54836 | 0.18891 | 0.16685 | 0.76554 | 0.25053 | 0.20055 | 0.32342 | 0.94417 | 0.45064 | 0.35032 | 0 | 0 | 0 | 0 | 0 | 0 | 0 | 0 | 0 | 0 | 0 | 0 | 0 | 0 | 0 | 0 | 0 | 0 | 0 | 0 | 1 | 1 | 1
1 | 12 | 23 | 0.47805 | 0.47723 | 0 | 0.68062 | 0.91373 | 0.94958 | 0.47971 | 0.10974 | 0.52127 | 0.47123 | 0.42432 | 0.43385 | 0.48532 | 0.49174 | 0.17437 | 0.15247 | 0.74386 | 0.21459 | 0.19981 | 0.31416 | 0.9095 | 0.47734 | 0.37838 | 0 | 0 | 0 | 0 | 0 | 0 | 0 | 0 | 0 | 0 | 0 | 0 | 0 | 0 | 0 | 0 | 0 | 0 | 0 | 0 | 1 | 1 | 1
1 | 12 | 24 | 0.4687 | 0.45963 | 0 | 0.68003 | 0.91318 | 0.7815 | 0.42358 | 0.22629 | 0.51235 | 0.46174 | 0.41651 | 0.3902 | 0.47605 | 0.4528 | 0.15842 | 0.13677 | 0.69474 | 0.1865 | 0.19018 | 0.2953 | 0.85674 | 0.45911 | 0.36626 | 0 | 0 | 0 | 0 | 0 | 0 | 0 | 0 | 0 | 0 | 0 | 0 | 0 | 0 | 0 | 0 | 0 | 0 | 0 | 0 | 1 | 1 | 1
1 | 13 | 1 | 0.44027 | 0.54127 | 0 | 0.64921 | 0.91072 | 0.52141 | 0.36402 | 0.32488 | 0.4851 | 0.43289 | 0.48189 | 0.33457 | 0.44783 | 0.40032 | 0.13556 | 0.11444 | 0.64952 | 0.16706 | 0.15746 | 0.33229 | 0.81497 | 0.54116 | 0.45352 | 0 | 0 | 0 | 0 | 0 | 0 | 0 | 0 | 0 | 0 | 0 | 0 | 0 | 0 | 0 | 0 | 0 | 0 | 0 | 0 | 1 | 1 | 1
1 | 13 | 2 | 0.41836 | 0.62966 | 0 | 0.61115 | 0.89762 | 0.71725 | 0.34163 | 0.41601 | 0.46525 | 0.41086 | 0.54582 | 0.28775 | 0.42626 | 0.35571 | 0.10591 | 0.085842 | 0.57042 | 0.14582 | 0.13614 | 0.3547 | 0.75418 | 0.62974 | 0.55327 | 0 | 0 | 0 | 0 | 0 | 0 | 0 | 0 | 0 | 0 | 0 | 0 | 0 | 0 | 0 | 0 | 0 | 0 | 0 | 0 | 1 | 1 | 1
1 | 13 | 3 | 0.38234 | 0.68743 | 0 | 0.57127 | 0.86463 | 0.84772 | 0.29165 | 0.52776 | 0.43069 | 0.37436 | 0.58665 | 0.26904 | 0.3905 | 0.33835 | 0.073918 | 0.055705 | 0.45994 | 0.11529 | 0.11655 | 0.35076 | 0.67787 | 0.68756 | 0.62055 | 0 | 0 | 0 | 0 | 0 | 0 | 0 | 0 | 0 | 0 | 0 | 0 | 0 | 0 | 0 | 0 | 0 | 0 | 0 | 0 | 1 | 1 | 1
1 | 13 | 4 | 0.36354 | 0.70726 | 0 | 0.54042 | 0.83077 | 0.64414 | 0.20827 | 0.57161 | 0.41137 | 0.35513 | 0.65147 | 0.2724 | 0.37164 | 0.34127 | 0.052269 | 0.036026 | 0.3443 | 0.091908 | 0.084367 | 0.36592 | 0.61032 | 0.7073 | 0.64503 | 0 | 0 | 0 | 0 | 0 | 0 | 0 | 0 | 0 | 0 | 0 | 0 | 0 | 0 | 0 | 0 | 0 | 0 | 0 | 0 | 1 | 1 | 1
1 | 13 | 5 | 0.41653 | 0.70643 | 0 | 0.50618 | 0.83974 | 0.71452 | 0.15759 | 0.57859 | 0.46435 | 0.40914 | 0.72482 | 0.30378 | 0.42457 | 0.37087 | 0.045843 | 0.030364 | 0.26489 | 0.085258 | 0.063728 | 0.38402 | 0.54777 | 0.70623 | 0.6471 | 0 | 0 | 0 | 0 | 0 | 0 | 0 | 0 | 0 | 0 | 0 | 0 | 0 | 0 | 0 | 0 | 0 | 0 | 0 | 0 | 1 | 1 | 1
1 | 13 | 6 | 0.42559 | 0.73927 | 0 | 0.5047 | 0.85389 | 0.50946 | 0.13496 | 0.63489 | 0.47255 | 0.41825 | 0.75182 | 0.35938 | 0.43349 | 0.4246 | 0.040136 | 0.025444 | 0.2055 | 0.074196 | 0.044932 | 0.40346 | 0.40258 | 0.73929 | 0.68332 | 0 | 0 | 0 | 0 | 0 | 0 | 0 | 0 | 0 | 0 | 0 | 0 | 0 | 0 | 0 | 0 | 0 | 0 | 0 | 0 | 1 | 1 | 1
1 | 13 | 7 | 0.39753 | 0.75507 | 0 | 0.48135 | 0.84634 | 0.33848 | 0.12093 | 0.67646 | 0.44459 | 0.38964 | 0.76964 | 0.39479 | 0.40548 | 0.45613 | 0.029978 | 0.017 | 0.19186 | 0.067418 | 0.030388 | 0.42969 | 0.20241 | 0.755 | 0.70339 | 1.4053e-06 | 0.00049357 | 0.017166 | 0.00048411 | 0 | 0 | 0 | 0 | 0 | 0 | 0.00020694 | 0.0022526 | 0.002507 | 0.0022369 | 0.0010922 | 0.0024854 | 0.00063903 | 0.0011035 | 0.0069146 | 0.090281 | 1 | 1 | 1
1 | 13 | 8 | 0.38734 | 0.78078 | 0.0012049 | 0.42824 | 0.74275 | 0.35439 | 0.10976 | 0.64064 | 0.43835 | 0.37987 | 0.72309 | 0.43837 | 0.39589 | 0.49669 | 0.028598 | 0.01589 | 0.18478 | 0.058138 | 0.02441 | 0.41012 | 0.092888 | 0.7812 | 0.7279 | 0.06949 | 0.1711 | 0.27127 | 0.16782 | 0.095684 | 0.0060681 | 0.012151 | 0.11593 | 0.16543 | 0.32099 | 0.4126 | 0.4672 | 0.43115 | 0.32268 | 0.10784 | 0.42745 | 0.16535 | 0.37072 | 0.22339 | 0.38723 | 1 | 1 | 1
1 | 13 | 9 | 0.28727 | 0.70025 | 0.015068 | 0.3511 | 0.42982 | 0.20097 | 0.077631 | 0.44194 | 0.33784 | 0.27802 | 0.62835 | 0.47995 | 0.29586 | 0.5351 | 0.029217 | 0.016387 | 0.17166 | 0.05256 | 0.022246 | 0.35592 | 0.041991 | 0.69969 | 0.64452 | 0.33008 | 0.49044 | 0.50587 | 0.48103 | 0.52862 | 0.42148 | 0.44482 | 0.51155 | 0.60554 | 0.74104 | 0.74752 | 0.80554 | 0.77161 | 0.51483 | 0.13013 | 0.76499 | 0.28169 | 0.66926 | 0.41516 | 0.46949 | 1 | 1 | 1
1 | 13 | 10 | 0.29691 | 0.73356 | 0.030836 | 0.22857 | 0.07758 | 0.047561 | 0.02982 | 0.33872 | 0.35254 | 0.28855 | 0.62957 | 0.50772 | 0.30624 | 0.56174 | 0.022781 | 0.011386 | 0.1255 | 0.048913 | 0.023398 | 0.34665 | 0.041019 | 0.73289 | 0.68549 | 0.56923 | 0.70904 | 0.60735 | 0.69545 | 0.75013 | 0.68557 | 0.71296 | 0.73246 | 0.8264 | 0.96432 | 0.95076 | 0.97784 | 0.93336 | 0.76518 | 0.13953 | 0.92534 | 0.36957 | 0.79097 | 0.49942 | 0.50939 | 1 | 1 | 1
1 | 13 | 11 | 0.2313 | 0.9075 | 0.040662 | 0.15553 | 0 | 0.031836 | 0.001811 | 0.27825 | 0.28731 | 0.22211 | 0.61553 | 0.49011 | 0.24075 | 0.54364 | 0.016554 | 0.0069227 | 0.093618 | 0.037962 | 0.026462 | 0.36783 | 0.049747 | 0.90812 | 0.87848 | 0.72002 | 0.82751 | 0.55013 | 0.81164 | 0.77526 | 0.82894 | 0.84233 | 0.8185 | 0.96178 | 1 | 1 | 1 | 1 | 0.91306 | 0.21873 | 1 | 0.32888 | 0.84607 | 0.48158 | 0.4412 | 1 | 1 | 1
1 | 13 | 12 | 0.17 | 0.93509 | 0.060674 | 0.1225 | 0 | 0.016854 | 0.00096022 | 0.20201 | 0.22799 | 0.16051 | 0.58992 | 0.47374 | 0.17978 | 0.53138 | 0.016377 | 0.0068019 | 0.075362 | 0.035861 | 0.038843 | 0.40352 | 0.063838 | 0.93527 | 0.91792 | 0.81844 | 0.89956 | 0.56083 | 0.88231 | 0.7413 | 0.88879 | 0.89762 | 0.85231 | 1 | 1 | 1 | 1 | 1 | 0.99122 | 0.55068 | 1 | 0.33916 | 0.83057 | 0.54669 | 0.47347 | 1 | 1 | 1
1 | 13 | 13 | 0.11992 | 0.92578 | 0.038068 | 0.096123 | 0 | 0.015454 | 0.016217 | 0.1339 | 0.17716 | 0.1101 | 0.554 | 0.39579 | 0.12961 | 0.45771 | 0.020831 | 0.009936 | 0.079736 | 0.049556 | 0.064188 | 0.44951 | 0.066667 | 0.92601 | 0.90598 | 0.85654 | 0.92929 | 0.62543 | 0.91148 | 0.70352 | 0.88658 | 0.90974 | 0.82645 | 1 | 1 | 1 | 1 | 1 | 1 | 0.73682 | 1 | 0.3731 | 0.88274 | 0.49993 | 0.47391 | 1 | 1 | 1
1 | 13 | 14 | 0.12774 | 0.86358 | 0.025355 | 0.082848 | 0 | 0 | 0.048756 | 0.091868 | 0.1871 | 0.11823 | 0.54988 | 0.30941 | 0.13774 | 0.37528 | 0.024539 | 0.012716 | 0.10547 | 0.071731 | 0.088941 | 0.487 | 0.053289 | 0.86346 | 0.83486 | 0.82449 | 0.91199 | 0.63617 | 0.8945 | 0.6705 | 0.848 | 0.8559 | 0.85623 | 0.98588 | 1 | 1 | 1 | 1 | 1 | 0.86564 | 1 | 0.368 | 0.89386 | 0.53912 | 0.52512 | 1 | 1 | 1
1 | 13 | 15 | 0.12166 | 0.83133 | 0.032369 | 0.061851 | 0 | 0.009588 | 0.088308 | 0.043984 | 0.18051 | 0.11206 | 0.51045 | 0.27085 | 0.13158 | 0.33944 | 0.029011 | 0.016224 | 0.13561 | 0.079115 | 0.10704 | 0.52806 | 0.033185 | 0.83201 | 0.78532 | 0.72363 | 0.83357 | 0.6224 | 0.81758 | 0.56593 | 0.75887 | 0.78639 | 0.78356 | 0.9051 | 1 | 0.98679 | 0.98833 | 0.97355 | 0.95553 | 0.90881 | 0.96519 | 0.41914 | 0.89664 | 0.52295 | 0.41599 | 1 | 1 | 1
1 | 13 | 16 | 0.11518 | 0.63705 | 0.027582 | 0.04796 | 0 | 0.009588 | 0.096106 | 0.0043308 | 0.17441 | 0.10563 | 0.49238 | 0.26713 | 0.12516 | 0.33888 | 0.037423 | 0.023147 | 0.18702 | 0.078719 | 0.15908 | 0.54533 | 0.022227 | 0.63676 | 0.56669 | 0.49531 | 0.61853 | 0.50179 | 0.60667 | 0.41839 | 0.57954 | 0.60844 | 0.61584 | 0.70636 | 0.80943 | 0.79482 | 0.75254 | 0.72398 | 0.71967 | 0.67291 | 0.71776 | 0.45767 | 0.72107 | 0.39453 | 0.14788 | 1 | 1 | 1
1 | 13 | 17 | 0.098529 | 0.49257 | 0.038011 | 0.057248 | 0 | 0 | 0.13822 | 0 | 0.15697 | 0.08888 | 0.5157 | 0.22772 | 0.10839 | 0.29881 | 0.050829 | 0.034748 | 0.24724 | 0.070563 | 0.16189 | 0.55595 | 0.023789 | 0.49148 | 0.41024 | 0.14932 | 0.23077 | 0.13084 | 0.22634 | 0.18008 | 0.25085 | 0.33948 | 0.29681 | 0.22026 | 0.3806 | 0.30469 | 0.24323 | 0.2477 | 0.25914 | 0.25385 | 0.24557 | 0.10622 | 0.23643 | 0.090063 | 0.0020152 | 1 | 1 | 1
1 | 13 | 18 | 0.096896 | 0.57464 | 0.044771 | 0.044203 | 0 | 0 | 0.22859 | 0 | 0.15564 | 0.087294 | 0.5078 | 0.21286 | 0.10681 | 0.2837 | 0.060424 | 0.043335 | 0.25325 | 0.060405 | 0.14652 | 0.63442 | 0.0055044 | 0.57467 | 0.49011 | 3.3509e-05 | 0.00016769 | 0.0022213 | 0.00016448 | 0.00016316 | 0.00043992 | 0.00054992 | 0.0002286 | 0.0011392 | 6.2543e-05 | 0 | 0 | 0 | 0 | 0 | 0 | 0.0053789 | 0.0061773 | 0 | 0 | 1 | 1 | 1
1 | 13 | 19 | 0.099431 | 0.63013 | 0.03576 | 0.026389 | 0 | 0 | 0.22699 | 0 | 0.1588 | 0.089911 | 0.46695 | 0.24641 | 0.10943 | 0.31642 | 0.067759 | 0.050018 | 0.22222 | 0.055501 | 0.1455 | 0.63696 | 0.004584 | 0.63034 | 0.55213 | 0 | 0 | 0 | 0 | 0 | 0 | 0 | 0 | 0 | 0 | 0 | 0 | 0 | 0 | 0 | 0 | 0 | 0 | 0 | 0 | 1 | 1 | 1
1 | 13 | 20 | 0.084093 | 0.62658 | 0.046121 | 0.031653 | 0 | 0 | 0.14382 | 0 | 0.14324 | 0.074599 | 0.47707 | 0.31102 | 0.094052 | 0.37959 | 0.075548 | 0.057202 | 0.1917 | 0.059898 | 0.18254 | 0.65189 | 0.01247 | 0.62672 | 0.54882 | 0 | 0 | 0 | 0 | 0 | 0 | 0 | 0 | 0 | 0 | 0 | 0 | 0 | 0 | 0 | 0 | 0 | 0 | 0 | 0 | 1 | 1 | 1
1 | 13 | 21 | 0.055459 | 0.57608 | 0.03976 | 0.042927 | 0 | 0 | 0.12325 | 0 | 0.11185 | 0.045829 | 0.46041 | 0.34731 | 0.065014 | 0.41606 | 0.08029 | 0.061617 | 0.16358 | 0.050116 | 0.20631 | 0.65089 | 0.022595 | 0.5757 | 0.49683 | 0 | 0 | 0 | 0 | 0 | 0 | 0 | 0 | 0 | 0 | 0 | 0 | 0 | 0 | 0 | 0 | 0 | 0 | 0 | 0 | 1 | 1 | 1
1 | 13 | 22 | 0.075232 | 0.5986 | 0.015497 | 0.047502 | 0 | 0 | 0.1331 | 0 | 0.13464 | 0.065824 | 0.43939 | 0.29047 | 0.085224 | 0.36027 | 0.10137 | 0.081503 | 0.12671 | 0.041061 | 0.22008 | 0.63757 | 0.020643 | 0.5987 | 0.51687 | 0 | 0 | 0 | 0 | 0 | 0 | 0 | 0 | 0 | 0 | 0 | 0 | 0 | 0 | 0 | 0 | 0 | 0 | 0 | 0 | 1 | 1 | 1
1 | 13 | 23 | 0.068261 | 0.57942 | 0.0011697 | 0.049806 | 0 | 0 | 0.13877 | 0 | 0.12648 | 0.058738 | 0.41042 | 0.20945 | 0.078083 | 0.27867 | 0.13176 | 0.11075 | 0.069046 | 0.029745 | 0.18537 | 0.64773 | 0.0024007 | 0.57902 | 0.50099 | 0 | 0 | 0 | 0 | 0 | 0 | 0 | 0 | 0 | 0 | 0 | 0 | 0 | 0 | 0 | 0 | 0 | 0 | 0 | 0 | 1 | 1 | 1
1 | 13 | 24 | 0.063134 | 0.63818 | 0 | 0.050818 | 0 | 0 | 0.12993 | 0 | 0.12184 | 0.053728 | 0.37255 | 0.2098 | 0.073018 | 0.28543 | 0.14348 | 0.12215 | 0.046363 | 0.022394 | 0.15103 | 0.61361 | 0.00097081 | 0.63825 | 0.56336 | 0 | 0 | 0 | 0 | 0 | 0 | 0 | 0 | 0 | 0 | 0 | 0 | 0 | 0 | 0 | 0 | 0 | 0 | 0 | 0 | 1 | 1 | 1
1 | 14 | 1 | 0.040316 | 0.66528 | 0 | 0.05847 | 0 | 0 | 0.097374 | 0 | 0.097659 | 0.031041 | 0.33166 | 0.15045 | 0.049975 | 0.2215 | 0.14171 | 0.12042 | 0.041023 | 0.021586 | 0.14455 | 0.53616 | 2.2495e-05 | 0.6652 | 0.59707 | 0 | 0 | 0 | 0 | 0 | 0 | 0 | 0 | 0 | 0 | 0 | 0 | 0 | 0 | 0 | 0 | 0 | 0 | 0 | 0 | 1 | 1 | 1
1 | 14 | 2 | 0.011041 | 0.69755 | 0 | 0.070745 | 0 | 0 | 0.055776 | 0 | 0.06513 | 0.0024808 | 0.30981 | 0.16236 | 0.020182 | 0.23755 | 0.15081 | 0.12931 | 0.029286 | 0.023769 | 0.14843 | 0.49231 | 0.00010876 | 0.69725 | 0.63794 | 0 | 0 | 0 | 0 | 0 | 0 | 0 | 0 | 0 | 0 | 0 | 0 | 0 | 0 | 0 | 0 | 0 | 0 | 0 | 0 | 1 | 1 | 1
1 | 14 | 3 | 0.0015067 | 0.7884 | 0 | 0.094156 | 0 | 0 | 0.017515 | 0 | 0.05465 | 4.6351e-05 | 0.23456 | 0.15111 | 0.010286 | 0.22712 | 0.16314 | 0.14141 | 0.015544 | 0.024154 | 0.14899 | 0.46198 | 0.004901 | 0.78875 | 0.73785 | 0 | 0 | 0 | 0 | 0 | 0 | 0 | 0 | 0 | 0 | 0 | 0 | 0 | 0 | 0 | 0 | 0 | 0 | 0 | 0 | 1 | 1 | 1
1 | 14 | 4 | 6.2171e-05 | 0.78928 | 0 | 0.13211 | 0 | 0 | 0.0010202 | 0 | 0.04864 | 0 | 0.23167 | 0.09821 | 0.0050659 | 0.1714 | 0.17116 | 0.1493 | 0.010075 | 0.028914 | 0.15589 | 0.42956 | 0.018998 | 0.78921 | 0.74446 | 0 | 0 | 0 | 0 | 0 | 0 | 0 | 0 | 0 | 0 | 0 | 0 | 0 | 0 | 0 | 0 | 0 | 0 | 0 | 0 | 1 | 1 | 1
1 | 14 | 5 | 0 | 0.80057 | 0 | 0.18322 | 0 | 0 | 0 | 0 | 0.036552 | 0 | 0.23721 | 0.063868 | 0.00027932 | 0.1355 | 0.17997 | 0.15801 | 0.014955 | 0.033236 | 0.16327 | 0.39535 | 0.052224 | 0.80043 | 0.75886 | 0 | 0 | 0 | 0 | 0 | 0 | 0 | 0 | 0 | 0 | 0 | 0 | 0 | 0 | 0 | 0 | 0 | 0 | 0 | 0 | 1 | 1 | 1
1 | 14 | 6 | 0 | 0.83493 | 0 | 0.20369 | 0 | 0 | 0 | 0 | 0.026508 | 0 | 0.17065 | 0.052802 | 0 | 0.12445 | 0.1828 | 0.1608 | 0.024916 | 0.03275 | 0.14592 | 0.39671 | 0.065918 | 0.83494 | 0.79834 | 0 | 0 | 0 | 0 | 0 | 0 | 0 | 0 | 0 | 0 | 0 | 0 | 0 | 0 | 0 | 0 | 0 | 0 | 0 | 0 | 1 | 1 | 1
1 | 14 | 7 | 0 | 0.85798 | 0 | 0.26291 | 0 | 0 | 0 | 0 | 0.027519 | 0 | 0.1195 | 0.048457 | 0 | 0.11879 | 0.16612 | 0.14434 | 0.027887 | 0.032918 | 0.13599 | 0.38167 | 0.05944 | 0.85782 | 0.82855 | 1.3955e-06 | 0.0007145 | 0.032499 | 0.0007008 | 0 | 0 | 0 | 0 | 0 | 0 | 0.00023592 | 0.0023875 | 0.0026284 | 0.0033963 | 0.0034694 | 0.0026058 | 0.0020857 | 0.0011494 | 0.036987 | 0.14709 | 1 | 1 | 1
1 | 14 | 8 | 0 | 0.91264 | 0 | 0.30709 | 0 | 0 | 0 | 0 | 0.02665 | 0 | 0.10074 | 0.065914 | 0 | 0.14056 | 0.13334 | 0.11228 | 0.029053 | 0.032356 | 0.13835 | 0.31535 | 0.031793 | 0.91271 | 0.89209 | 0.082263 | 0.1995 | 0.32201 | 0.19568 | 0.11815 | 0.005947 | 0.015228 | 0.14393 | 0.1698 | 0.31818 | 0.3915 | 0.46949 | 0.42268 | 0.39551 | 0.41894 | 0.41905 | 0.30368 | 0.30511 | 0.45728 | 0.38656 | 1 | 1 | 1
1 | 14 | 9 | 0 | 0.94964 | 0 | 0.32489 | 0 | 0 | 0 | 0 | 0.022285 | 0 | 0.044038 | 0.044429 | 3.2175e-05 | 0.11398 | 0.10308 | 0.083134 | 0.037289 | 0.031902 | 0.19277 | 0.21377 | 0.00073948 | 0.94974 | 0.93682 | 0.37683 | 0.55854 | 0.56636 | 0.54783 | 0.54369 | 0.41871 | 0.45354 | 0.5571 | 0.60775 | 0.75144 | 0.77197 | 0.80509 | 0.76587 | 0.66748 | 0.76833 | 0.75929 | 0.39865 | 0.58312 | 0.73988 | 0.55906 | 1 | 1 | 1
1 | 14 | 10 | 0.0011524 | 0.96474 | 0 | 0.28144 | 0 | 0 | 0 | 0 | 0.044043 | 0.00058397 | 0.021481 | 0.053269 | 0.0021198 | 0.12488 | 0.077481 | 0.059002 | 0.060538 | 0.039155 | 0.20516 | 0.16196 | 0 | 0.96499 | 0.95331 | 0.63535 | 0.78933 | 0.66969 | 0.7742 | 0.77327 | 0.69202 | 0.71473 | 0.73889 | 0.83119 | 0.96665 | 0.9372 | 0.97719 | 0.92608 | 0.91576 | 0.94868 | 0.91813 | 0.37124 | 0.73219 | 0.94298 | 0.52737 | 1 | 1 | 1
1 | 14 | 11 | 0.019652 | 0.92315 | 0 | 0.29035 | 0 | 0 | 0.00048725 | 0 | 0.074945 | 0.011078 | 0.03209 | 0.067299 | 0.028564 | 0.14178 | 0.068069 | 0.050302 | 0.059955 | 0.05765 | 0.21142 | 0.14742 | 0 | 0.92322 | 0.90493 | 0.79544 | 0.91487 | 0.73789 | 0.89733 | 0.86327 | 0.82237 | 0.84081 | 0.84247 | 0.95317 | 1 | 1 | 1 | 1 | 1 | 1 | 1 | 0.40483 | 0.74235 | 1 | 0.62423 | 1 | 1 | 1
1 | 14 | 12 | 0.039188 | 0.86444 | 0 | 0.33415 | 0 | 0 | 0.0082245 | 0 | 0.096294 | 0.029893 | 0.034471 | 0.045236 | 0.048815 | 0.11603 | 0.065143 | 0.047623 | 0.047015 | 0.080098 | 0.23447 | 0.14525 | 0 | 0.86414 | 0.83819 | 0.87727 | 0.96701 | 0.78823 | 0.94847 | 0.94314 | 0.87781 | 0.90648 | 0.88853 | 1 | 1 | 1 | 0.93581 | 1 | 1 | 1 | 1 | 0.41927 | 0.84981 | 1 | 0.67863 | 1 | 1 | 1
1 | 14 | 13 | 0.059085 | 0.86899 | 0 | 0.35535 | 0 | 0 | 0.024871 | 0 | 0.11688 | 0.049602 | 0.041478 | 0.029477 | 0.068838 | 0.097998 | 0.064342 | 0.046892 | 0.031751 | 0.10746 | 0.27755 | 0.13937 | 0 | 0.86904 | 0.83901 | 0.88848 | 0.96888 | 0.81648 | 0.9503 | 0.9162 | 0.86597 | 0.90305 | 0.84068 | 1 | 1 | 1 | 1 | 1 | 1 | 1 | 1 | 0.50194 | 0.87473 | 1 | 0.74368 | 1 | 1 | 1
1 | 14 | 14 | 0.087768 | 0.85406 | 0 | 0.368 | 0 | 0 | 0.048788 | 1.296e-05 | 0.14639 | 0.078186 | 0.0576 | 0.03214 | 0.097654 | 0.10127 | 0.063798 | 0.046396 | 0.021973 | 0.13516 | 0.32928 | 0.18827 | 0 | 0.85413 | 0.82076 | 0.83851 | 0.92978 | 0.74752 | 0.91196 | 0.93405 | 0.85683 | 0.85948 | 0.79171 | 0.97926 | 1 | 1 | 1 | 1 | 1 | 1 | 1 | 0.35098 | 0.86815 | 1 | 0.80612 | 1 | 1 | 1
1 | 14 | 15 | 0.12006 | 0.8192 | 0 | 0.3826 | 0 | 0 | 0.06743 | 0.0023464 | 0.17954 | 0.11055 | 0.085022 | 0.048264 | 0.13007 | 0.11933 | 0.064028 | 0.046605 | 0.017797 | 0.13993 | 0.33152 | 0.27429 | 0.00021726 | 0.81925 | 0.77884 | 0.71414 | 0.82264 | 0.72412 | 0.80687 | 0.90028 | 0.76345 | 0.79526 | 0.70687 | 0.89867 | 0.9101 | 0.85083 | 0.87224 | 0.91827 | 0.94639 | 0.93786 | 0.91039 | 0.49112 | 0.8468 | 0.90104 | 0.62468 | 1 | 1 | 1
1 | 14 | 16 | 0.13306 | 0.76923 | 0 | 0.43733 | 0 | 0.019082 | 0.077845 | 0.024205 | 0.19124 | 0.12339 | 0.13016 | 0.073777 | 0.14288 | 0.14632 | 0.065577 | 0.048019 | 0.015748 | 0.1404 | 0.34814 | 0.34655 | 0.0097539 | 0.76958 | 0.71486 | 0.47798 | 0.59543 | 0.55497 | 0.58401 | 0.7146 | 0.53451 | 0.56222 | 0.56872 | 0.72396 | 0.64962 | 0.62922 | 0.65886 | 0.62909 | 0.72864 | 0.70839 | 0.62369 | 0.50738 | 0.71824 | 0.63251 | 0.31463 | 1 | 1 | 1
1 | 14 | 17 | 0.16971 | 0.62993 | 0.00088916 | 0.59993 | 0 | 0.043398 | 0.1046 | 0.067909 | 0.22679 | 0.16009 | 0.22194 | 0.11433 | 0.17936 | 0.18835 | 0.068727 | 0.050905 | 0.023341 | 0.16565 | 0.40258 | 0.49908 | 0.034711 | 0.62974 | 0.55705 | 0.14049 | 0.21733 | 0.14163 | 0.21316 | 0.29303 | 0.24554 | 0.30615 | 0.28024 | 0.13083 | 0.34086 | 0.23373 | 0.21104 | 0.21198 | 0.27008 | 0.27909 | 0.21016 | 0.14354 | 0.24189 | 0.16509 | 0.0045884 | 1 | 1 | 1
1 | 14 | 18 | 0.24732 | 0.52246 | 0.012298 | 0.66735 | 0 | 0.024511 | 0.12055 | 0.15956 | 0.30307 | 0.23829 | 0.34636 | 0.16247 | 0.25671 | 0.23701 | 0.071142 | 0.053127 | 0.02968 | 0.19378 | 0.35359 | 0.55635 | 0.03218 | 0.52233 | 0.43241 | 3.9982e-05 | 0.0001952 | 0.0043819 | 0.00019146 | 0.00017421 | 0.00057801 | 0.00065584 | 0.00035957 | 0.0010966 | 0.00013897 | 0 | 0 | 0 | 0 | 0 | 0 | 0.016297 | 0.0064361 | 0 | 0 | 1 | 1 | 1
1 | 14 | 19 | 0.31735 | 0.4321 | 0.03955 | 0.67084 | 0.043608 | 0.032084 | 0.10851 | 0.25727 | 0.37178 | 0.30915 | 0.43265 | 0.19996 | 0.32649 | 0.27347 | 0.066645 | 0.048996 | 0.02928 | 0.17981 | 0.27727 | 0.55318 | 0.07616 | 0.43256 | 0.32433 | 0 | 0 | 0 | 0 | 0 | 0 | 0 | 0 | 0 | 0 | 0 | 0 | 0 | 0 | 0 | 0 | 0 | 0 | 0 | 0 | 1 | 1 | 1
1 | 14 | 20 | 0.31016 | 0.21467 | 0.086102 | 0.65763 | 0.22907 | 0.061145 | 0.060917 | 0.23907 | 0.36243 | 0.30151 | 0.47767 | 0.22958 | 0.31899 | 0.30033 | 0.061589 | 0.044389 | 0.026358 | 0.18669 | 0.29413 | 0.56889 | 0.18393 | 0.21395 | 0.11381 | 0 | 0 | 0 | 0 | 0 | 0 | 0 | 0 | 0 | 0 | 0 | 0 | 0 | 0 | 0 | 0 | 0 | 0 | 0 | 0 | 1 | 1 | 1
1 | 14 | 21 | 0.31476 | 0.13769 | 0.14008 | 0.66576 | 0.32248 | 0.082114 | 0.0071353 | 0.18382 | 0.36739 | 0.30623 | 0.57346 | 0.28805 | 0.32363 | 0.35778 | 0.057692 | 0.040868 | 0.019328 | 0.2012 | 0.40826 | 0.5782 | 0.21772 | 0.13691 | 0.047605 | 0 | 0 | 0 | 0 | 0 | 0 | 0 | 0 | 0 | 0 | 0 | 0 | 0 | 0 | 0 | 0 | 0 | 0 | 0 | 0 | 1 | 1 | 1
1 | 14 | 22 | 0.3166 | 0.21238 | 0.16193 | 0.62474 | 0.25095 | 0.045607 | 0.00023516 | 0.1755 | 0.3684 | 0.30797 | 0.56142 | 0.32672 | 0.32534 | 0.39541 | 0.055306 | 0.038726 | 0.01308 | 0.18752 | 0.59243 | 0.55575 | 0.24281 | 0.21225 | 0.10554 | 0 | 0 | 0 | 0 | 0 | 0 | 0 | 0 | 0 | 0 | 0 | 0 | 0 | 0 | 0 | 0 | 0 | 0 | 0 | 0 | 1 | 1 | 1
1 | 14 | 23 | 0.34052 | 0.29557 | 0.16693 | 0.61092 | 0.25088 | 0.017457 | 0 | 0.18763 | 0.39157 | 0.33219 | 0.62701 | 0.31177 | 0.34913 | 0.37907 | 0.052743 | 0.03644 | 0.012089 | 0.18333 | 0.69136 | 0.55943 | 0.29365 | 0.29601 | 0.17991 | 0 | 0 | 0 | 0 | 0 | 0 | 0 | 0 | 0 | 0 | 0 | 0 | 0 | 0 | 0 | 0 | 0 | 0 | 0 | 0 | 1 | 1 | 1
1 | 14 | 24 | 0.36491 | 0.25765 | 0.16966 | 0.60361 | 0.18028 | 0.013426 | 0.0041265 | 0.19202 | 0.41591 | 0.357 | 0.62671 | 0.302 | 0.37348 | 0.36898 | 0.052307 | 0.036052 | 0.015425 | 0.18321 | 0.73319 | 0.55481 | 0.273 | 0.25739 | 0.14968 | 0 | 0 | 0 | 0 | 0 | 0 | 0 | 0 | 0 | 0 | 0 | 0 | 0 | 0 | 0 | 0 | 0 | 0 | 0 | 0 | 1 | 1 | 1
1 | 15 | 1 | 0.34195 | 0.26125 | 0.18193 | 0.58844 | 0.27935 | 0.012118 | 0.067944 | 0.20474 | 0.39274 | 0.3336 | 0.62236 | 0.32472 | 0.35052 | 0.38995 | 0.055035 | 0.038484 | 0.019455 | 0.16116 | 0.76763 | 0.57048 | 0.25791 | 0.26125 | 0.15058 | 0 | 0 | 0 | 0 | 0 | 0 | 0 | 0 | 0 | 0 | 0 | 0 | 0 | 0 | 0 | 0 | 0 | 0 | 0 | 0 | 1 | 1 | 1
1 | 15 | 2 | 0.32481 | 0.24733 | 0.19219 | 0.61603 | 0.45734 | 0 | 0.17254 | 0.22993 | 0.37665 | 0.31633 | 0.61803 | 0.38542 | 0.33355 | 0.44887 | 0.054654 | 0.038144 | 0.020829 | 0.14824 | 0.81444 | 0.59054 | 0.26754 | 0.24756 | 0.13467 | 0 | 0 | 0 | 0 | 0 | 0 | 0 | 0 | 0 | 0 | 0 | 0 | 0 | 0 | 0 | 0 | 0 | 0 | 0 | 0 | 1 | 1 | 1
1 | 15 | 3 | 0.31481 | 0.16011 | 0.20051 | 0.58268 | 0.57716 | 0 | 0.18505 | 0.21319 | 0.3665 | 0.30614 | 0.69421 | 0.41985 | 0.32354 | 0.48118 | 0.048497 | 0.032686 | 0.02515 | 0.13409 | 0.85047 | 0.59818 | 0.28518 | 0.15971 | 0.0623 | 0 | 0 | 0 | 0 | 0 | 0 | 0 | 0 | 0 | 0 | 0 | 0 | 0 | 0 | 0 | 0 | 0 | 0 | 0 | 0 | 1 | 1 | 1
1 | 15 | 4 | 0.33354 | 0.14718 | 0.21159 | 0.5762 | 0.52841 | 0 | 0.18116 | 0.20872 | 0.38562 | 0.32525 | 0.67009 | 0.41274 | 0.34231 | 0.4728 | 0.042886 | 0.027799 | 0.031243 | 0.12355 | 0.8929 | 0.5787 | 0.30034 | 0.14708 | 0.049132 | 0 | 0 | 0 | 0 | 0 | 0 | 0 | 0 | 0 | 0 | 0 | 0 | 0 | 0 | 0 | 0 | 0 | 0 | 0 | 0 | 1 | 1 | 1
1 | 15 | 5 | 0.32911 | 0.13644 | 0.22732 | 0.57297 | 0.44182 | 0 | 0.16979 | 0.18509 | 0.38206 | 0.32088 | 0.69831 | 0.40981 | 0.33802 | 0.47031 | 0.042516 | 0.02748 | 0.034545 | 0.12215 | 0.92673 | 0.58822 | 0.29588 | 0.13633 | 0.040918 | 0 | 0 | 0 | 0 | 0 | 0 | 0 | 0 | 0 | 0 | 0 | 0 | 0 | 0 | 0 | 0 | 0 | 0 | 0 | 0 | 1 | 1 | 1
1 | 15 | 6 | 0.27941 | 0.13296 | 0.25463 | 0.53636 | 0.34093 | 0 | 0.16824 | 0.15953 | 0.33281 | 0.27045 | 0.73184 | 0.40835 | 0.28843 | 0.4692 | 0.046305 | 0.030766 | 0.035377 | 0.12318 | 0.95087 | 0.59375 | 0.26923 | 0.13288 | 0.038028 | 0 | 0 | 0 | 0 | 0 | 0 | 0 | 0 | 0 | 0 | 0 | 0 | 0 | 0 | 0 | 0 | 0 | 0 | 0 | 0 | 1 | 1 | 1
1 | 15 | 7 | 0.25912 | 0.12935 | 0.27858 | 0.50555 | 0.24706 | 0 | 0.095986 | 0.13937 | 0.31376 | 0.25006 | 0.74208 | 0.40253 | 0.26834 | 0.4636 | 0.05066 | 0.034593 | 0.038474 | 0.12231 | 0.96749 | 0.60433 | 0.26421 | 0.1293 | 0.035189 | 1.3692e-06 | 0.00073402 | 0.03165 | 0.00071995 | 0 | 0 | 0 | 0 | 0 | 0 | 0.00024938 | 0.0025226 | 0.0028991 | 0.0037567 | 0.0030003 | 0.0028742 | 0.0018533 | 0.0012271 | 0.049938 | 0.12971 | 1 | 1 | 1
1 | 15 | 8 | 0.25762 | 0.12086 | 0.27528 | 0.46279 | 0.12019 | 0 | 0.028593 | 0.13246 | 0.31385 | 0.24878 | 0.70138 | 0.39773 | 0.26708 | 0.45932 | 0.054882 | 0.038348 | 0.042094 | 0.11445 | 0.97964 | 0.58795 | 0.22639 | 0.1208 | 0.029163 | 0.082534 | 0.20149 | 0.40862 | 0.19762 | 0.12048 | 0.003939 | 0.013359 | 0.14066 | 0.16785 | 0.32828 | 0.41763 | 0.468 | 0.44693 | 0.40042 | 0.39326 | 0.4431 | 0.27027 | 0.40208 | 0.56488 | 0.59153 | 1 | 1 | 1
1 | 15 | 9 | 0.22339 | 0.10944 | 0.24426 | 0.40379 | 0.019955 | 0 | 0.0041393 | 0.1254 | 0.27865 | 0.21398 | 0.73581 | 0.39571 | 0.23274 | 0.45406 | 0.060456 | 0.043362 | 0.046269 | 0.092611 | 0.98112 | 0.55341 | 0.19017 | 0.10936 | 0.021546 | 0.37868 | 0.55958 | 0.66606 | 0.54885 | 0.54412 | 0.41253 | 0.44007 | 0.53236 | 0.59395 | 0.7468 | 0.77466 | 0.79396 | 0.78371 | 0.75936 | 0.73719 | 0.77698 | 0.37163 | 0.72119 | 0.8411 | 0.7694 | 1 | 1 | 1
1 | 15 | 10 | 0.23558 | 0.10018 | 0.19614 | 0.29397 | 0 | 0 | 0.00018321 | 0.14233 | 0.29162 | 0.22643 | 0.80403 | 0.47118 | 0.24503 | 0.53071 | 0.058809 | 0.041875 | 0.037481 | 0.10042 | 0.98222 | 0.57149 | 0.227 | 0.10011 | 0.015597 | 0.63411 | 0.78769 | 0.81372 | 0.77259 | 0.78658 | 0.68745 | 0.70417 | 0.76091 | 0.82166 | 0.96664 | 0.95316 | 0.96985 | 0.91024 | 0.90349 | 0.93628 | 0.90242 | 0.57212 | 0.84316 | 0.98167 | 0.86517 | 1 | 1 | 1
1 | 15 | 11 | 0.25491 | 0.091427 | 0.17192 | 0.1951 | 0 | 0 | 0 | 0.16522 | 0.31 | 0.24586 | 0.84166 | 0.44942 | 0.2642 | 0.5053 | 0.051506 | 0.035343 | 0.026195 | 0.11446 | 0.97682 | 0.59614 | 0.22572 | 0.091358 | 0.010422 | 0.78869 | 0.90777 | 0.75814 | 0.89037 | 0.888 | 0.81436 | 0.83087 | 0.87336 | 0.93734 | 1 | 1 | 1 | 1 | 0.92967 | 1 | 1 | 0.3863 | 0.85443 | 1 | 0.90573 | 1 | 1 | 1
1 | 15 | 12 | 0.28335 | 0.083632 | 0.15961 | 0.17112 | 0 | 0 | 0.0014065 | 0.16519 | 0.33751 | 0.27457 | 0.87502 | 0.45703 | 0.29248 | 0.51464 | 0.047062 | 0.031427 | 0.01808 | 0.12714 | 0.97282 | 0.60633 | 0.25454 | 0.08355 | 0.0062423 | 0.87498 | 0.96551 | 0.75449 | 0.947 | 0.94493 | 0.8851 | 0.88784 | 0.89839 | 1 | 1 | 1 | 1 | 1 | 1 | 1 | 1 | 0.31173 | 0.85911 | 1 | 0.95053 | 1 | 1 | 1
1 | 15 | 13 | 0.30763 | 0.08022 | 0.16114 | 0.15346 | 0 | 0 | 0.022625 | 0.14831 | 0.36087 | 0.29908 | 0.88499 | 0.44452 | 0.3166 | 0.50156 | 0.047119 | 0.031476 | 0.012594 | 0.14393 | 0.96502 | 0.61908 | 0.27821 | 0.080145 | 0.0044608 | 0.88982 | 0.97109 | 0.75632 | 0.95248 | 0.91781 | 0.89637 | 0.89373 | 0.87389 | 1 | 1 | 1 | 1 | 1 | 1 | 1 | 1 | 0.34759 | 0.86914 | 1 | 0.91727 | 1 | 1 | 1
1 | 15 | 14 | 0.31599 | 0.079976 | 0.18208 | 0.13746 | 0 | 0 | 0.052559 | 0.12155 | 0.36899 | 0.30754 | 0.88427 | 0.44805 | 0.32492 | 0.50587 | 0.048067 | 0.032308 | 0.009758 | 0.16379 | 0.95604 | 0.63662 | 0.30594 | 0.079908 | 0.0042956 | 0.83832 | 0.92953 | 0.71643 | 0.91171 | 0.88561 | 0.84852 | 0.86227 | 0.83617 | 0.9764 | 1 | 1 | 1 | 1 | 0.98204 | 0.94155 | 1 | 0.25537 | 0.86347 | 1 | 0.8685 | 1 | 1 | 1
1 | 15 | 15 | 0.30163 | 0.080525 | 0.2026 | 0.12499 | 0 | 0 | 0.079549 | 0.097455 | 0.35501 | 0.29301 | 0.87729 | 0.4429 | 0.31063 | 0.50095 | 0.051565 | 0.035396 | 0.0082724 | 0.17059 | 0.96763 | 0.63597 | 0.35231 | 0.08037 | 0.0050686 | 0.73066 | 0.84112 | 0.68744 | 0.82499 | 0.84406 | 0.75464 | 0.77842 | 0.81501 | 0.8999 | 0.98973 | 0.98243 | 0.97277 | 0.95508 | 0.82917 | 0.88544 | 0.94688 | 0.30059 | 0.87696 | 0.9233 | 0.7318 | 1 | 1 | 1
1 | 15 | 16 | 0.28069 | 0.1016 | 0.21245 | 0.12833 | 0 | 0 | 0.10474 | 0.089852 | 0.33378 | 0.2717 | 0.83799 | 0.4318 | 0.28966 | 0.49115 | 0.061668 | 0.044463 | 0.012439 | 0.17155 | 0.97139 | 0.60305 | 0.39824 | 0.10145 | 0.01707 | 0.5098 | 0.63368 | 0.53625 | 0.62153 | 0.67308 | 0.56715 | 0.55614 | 0.64308 | 0.73521 | 0.77352 | 0.78108 | 0.78603 | 0.72661 | 0.63177 | 0.68306 | 0.72037 | 0.33008 | 0.72469 | 0.65331 | 0.42686 | 1 | 1 | 1
1 | 15 | 17 | 0.29952 | 0.1418 | 0.21552 | 0.14732 | 0 | 0 | 0.1588 | 0.15478 | 0.35293 | 0.29086 | 0.74782 | 0.40697 | 0.30852 | 0.46701 | 0.071035 | 0.05303 | 0.015129 | 0.18867 | 0.96986 | 0.62314 | 0.48938 | 0.14192 | 0.043107 | 0.14065 | 0.21641 | 0.13007 | 0.21226 | 0.29265 | 0.13573 | 0.1744 | 0.30393 | 0.053761 | 0.44324 | 0.33066 | 0.27375 | 0.26469 | 0.23205 | 0.28637 | 0.26242 | 0.075313 | 0.2485 | 0.17904 | 0.0088224 | 1 | 1 | 1
1 | 15 | 18 | 0.31435 | 0.13678 | 0.21669 | 0.13794 | 0 | 0 | 0.17097 | 0.20171 | 0.36739 | 0.30588 | 0.68545 | 0.40473 | 0.32328 | 0.46265 | 0.080554 | 0.061862 | 0.016841 | 0.18166 | 0.98598 | 0.62242 | 0.59235 | 0.13677 | 0.040424 | 2.4104e-05 | 0.00012179 | 0.0017737 | 0.00011946 | 0.00031601 | 0.00031844 | 0.00035227 | 0.00029687 | 0.00033525 | 0.00026181 | 1.1916e-06 | 0 | 0 | 0 | 3.5809e-07 | 0 | 0.0033331 | 0.0059034 | 0 | 0 | 1 | 1 | 1
1 | 15 | 19 | 0.3092 | 0.11906 | 0.21966 | 0.13787 | 0 | 0.011792 | 0.15678 | 0.12331 | 0.36195 | 0.3006 | 0.68349 | 0.47588 | 0.31809 | 0.53413 | 0.096008 | 0.07641 | 0.017389 | 0.17352 | 0.98582 | 0.62396 | 0.62783 | 0.11887 | 0.028824 | 0 | 0 | 0 | 0 | 0 | 0 | 0 | 0 | 0 | 0 | 0 | 0 | 0 | 0 | 0 | 0 | 0 | 0 | 0 | 0 | 1 | 1 | 1
1 | 15 | 20 | 0.30353 | 0.12586 | 0.21487 | 0.14505 | 0 | 0.022493 | 0.088452 | 0.076827 | 0.35675 | 0.29491 | 0.65916 | 0.46875 | 0.3125 | 0.52515 | 0.12282 | 0.10209 | 0.01707 | 0.16157 | 0.98466 | 0.61301 | 0.62498 | 0.12575 | 0.033086 | 0 | 0 | 0 | 0 | 0 | 0 | 0 | 0 | 0 | 0 | 0 | 0 | 0 | 0 | 0 | 0 | 0 | 0 | 0 | 0 | 1 | 1 | 1
1 | 15 | 21 | 0.29154 | 0.13998 | 0.2062 | 0.15353 | 0 | 0.027898 | 0.029686 | 0.06885 | 0.34559 | 0.28286 | 0.66649 | 0.43913 | 0.30065 | 0.49684 | 0.15415 | 0.13258 | 0.01859 | 0.14692 | 0.9911 | 0.58543 | 0.6207 | 0.13999 | 0.042627 | 0 | 0 | 0 | 0 | 0 | 0 | 0 | 0 | 0 | 0 | 0 | 0 | 0 | 0 | 0 | 0 | 0 | 0 | 0 | 0 | 1 | 1 | 1
1 | 15 | 22 | 0.26569 | 0.1349 | 0.19395 | 0.15357 | 0 | 0.023653 | 0.0017601 | 0.060024 | 0.32025 | 0.25671 | 0.65289 | 0.42117 | 0.2749 | 0.48039 | 0.17977 | 0.15781 | 0.020458 | 0.13583 | 0.98143 | 0.58143 | 0.6062 | 0.13489 | 0.038964 | 0 | 0 | 0 | 0 | 0 | 0 | 0 | 0 | 0 | 0 | 0 | 0 | 0 | 0 | 0 | 0 | 0 | 0 | 0 | 0 | 1 | 1 | 1
1 | 15 | 23 | 0.25055 | 0.11553 | 0.18514 | 0.15146 | 0 | 0 | 0 | 0.052962 | 0.30594 | 0.24149 | 0.66568 | 0.41383 | 0.2599 | 0.4747 | 0.2061 | 0.18392 | 0.02513 | 0.12511 | 0.97202 | 0.54378 | 0.59023 | 0.11542 | 0.025864 | 0 | 0 | 0 | 0 | 0 | 0 | 0 | 0 | 0 | 0 | 0 | 0 | 0 | 0 | 0 | 0 | 0 | 0 | 0 | 0 | 1 | 1 | 1
1 | 15 | 24 | 0.24148 | 0.10502 | 0.1743 | 0.15101 | 0 | 0 | 0 | 0.050727 | 0.29723 | 0.23236 | 0.6314 | 0.39199 | 0.25088 | 0.45326 | 0.23926 | 0.21704 | 0.036257 | 0.11567 | 0.97128 | 0.48874 | 0.54507 | 0.1049 | 0.018985 | 0 | 0 | 0 | 0 | 0 | 0 | 0 | 0 | 0 | 0 | 0 | 0 | 0 | 0 | 0 | 0 | 0 | 0 | 0 | 0 | 1 | 1 | 1
1 | 16 | 1 | 0.23646 | 0.1063 | 0.17445 | 0.15053 | 0 | 0 | 0 | 0.052959 | 0.2932 | 0.22742 | 0.59218 | 0.38681 | 0.24602 | 0.44873 | 0.27378 | 0.25172 | 0.051477 | 0.10611 | 0.97057 | 0.44242 | 0.55029 | 0.10624 | 0.01936 | 0 | 0 | 0 | 0 | 0 | 0 | 0 | 0 | 0 | 0 | 0 | 0 | 0 | 0 | 0 | 0 | 0 | 0 | 0 | 0 | 1 | 1 | 1
1 | 16 | 2 | 0.20819 | 0.10458 | 0.1764 | 0.14499 | 0 | 0.011876 | 0 | 0.053538 | 0.26531 | 0.19889 | 0.53629 | 0.39292 | 0.21782 | 0.45483 | 0.29681 | 0.27495 | 0.061333 | 0.099539 | 0.93874 | 0.41964 | 0.59062 | 0.10447 | 0.018618 | 0 | 0 | 0 | 0 | 0 | 0 | 0 | 0 | 0 | 0 | 0 | 0 | 0 | 0 | 0 | 0 | 0 | 0 | 0 | 0 | 1 | 1 | 1
1 | 16 | 3 | 0.17858 | 0.11229 | 0.17865 | 0.1395 | 0 | 0.020232 | 0 | 0.058459 | 0.2364 | 0.16911 | 0.54826 | 0.39793 | 0.18833 | 0.45966 | 0.31111 | 0.28941 | 0.060579 | 0.086757 | 0.91337 | 0.40509 | 0.58104 | 0.11223 | 0.023317 | 0 | 0 | 0 | 0 | 0 | 0 | 0 | 0 | 0 | 0 | 0 | 0 | 0 | 0 | 0 | 0 | 0 | 0 | 0 | 0 | 1 | 1 | 1
1 | 16 | 4 | 0.15599 | 0.11808 | 0.18143 | 0.1329 | 0 | 0.023658 | 0 | 0.061011 | 0.21397 | 0.1464 | 0.57186 | 0.39665 | 0.16578 | 0.45825 | 0.3335 | 0.3121 | 0.05633 | 0.070554 | 0.89694 | 0.38782 | 0.48256 | 0.11802 | 0.027225 | 0 | 0 | 0 | 0 | 0 | 0 | 0 | 0 | 0 | 0 | 0 | 0 | 0 | 0 | 0 | 0 | 0 | 0 | 0 | 0 | 1 | 1 | 1
1 | 16 | 5 | 0.15264 | 0.12101 | 0.18398 | 0.13188 | 0 | 0.026111 | 0 | 0.05171 | 0.21096 | 0.14307 | 0.59164 | 0.39449 | 0.16248 | 0.45618 | 0.35211 | 0.331 | 0.043021 | 0.057956 | 0.86691 | 0.38138 | 0.42011 | 0.12092 | 0.029491 | 0 | 0 | 0 | 0 | 0 | 0 | 0 | 0 | 0 | 0 | 0 | 0 | 0 | 0 | 0 | 0 | 0 | 0 | 0 | 0 | 1 | 1 | 1
1 | 16 | 6 | 0.15806 | 0.12816 | 0.18619 | 0.13319 | 0 | 0.024354 | 0 | 0.046725 | 0.21673 | 0.14857 | 0.639 | 0.39374 | 0.16795 | 0.45549 | 0.35568 | 0.33463 | 0.028883 | 0.049846 | 0.83525 | 0.37356 | 0.39474 | 0.12814 | 0.034028 | 0 | 0 | 0 | 0 | 0 | 0 | 0 | 0 | 0 | 0 | 0 | 0 | 0 | 0 | 0 | 0 | 0 | 0 | 0 | 0 | 1 | 1 | 1
1 | 16 | 7 | 0.15444 | 0.1223 | 0.18671 | 0.133 | 0 | 0.019237 | 0 | 0.041488 | 0.2136 | 0.145 | 0.6754 | 0.3946 | 0.1644 | 0.45628 | 0.34664 | 0.32544 | 0.028576 | 0.038092 | 0.81254 | 0.37813 | 0.38033 | 0.12227 | 0.029991 | 1.3079e-06 | 0.0007794 | 0.049783 | 0.00076445 | 0 | 0 | 0 | 0 | 0 | 0 | 0.00027602 | 0.0027302 | 0.0028111 | 0.004143 | 0.0032401 | 0.002787 | 0.0021063 | 0.0013004 | 0.063784 | 0.22021 | 1 | 1 | 1
1 | 16 | 8 | 0.12587 | 0.10787 | 0.18411 | 0.1347 | 0 | 0.013829 | 0 | 0.042767 | 0.18499 | 0.11632 | 0.69273 | 0.39615 | 0.13583 | 0.45818 | 0.3614 | 0.34045 | 0.034621 | 0.025022 | 0.75988 | 0.37111 | 0.34524 | 0.10774 | 0.020881 | 0.08312 | 0.2013 | 0.39927 | 0.19744 | 0.066268 | 0.001986 | 0.015358 | 0.14759 | 0.18224 | 0.33865 | 0.40932 | 0.47438 | 0.42854 | 0.43539 | 0.3965 | 0.42486 | 0.2938 | 0.40961 | 0.56942 | 0.56481 | 1 | 1 | 1
1 | 16 | 9 | 0.08853 | 0.10708 | 0.17662 | 0.13088 | 0 | 0 | 0 | 0.027374 | 0.14625 | 0.078817 | 0.71757 | 0.38799 | 0.098291 | 0.44983 | 0.35885 | 0.33786 | 0.03123 | 0.011669 | 0.68644 | 0.34573 | 0.30052 | 0.10699 | 0.020117 | 0.3713 | 0.54622 | 0.65058 | 0.53574 | 0.46752 | 0.28477 | 0.45071 | 0.56247 | 0.60367 | 0.74536 | 0.77567 | 0.79189 | 0.7614 | 0.76258 | 0.735 | 0.75486 | 0.46613 | 0.70538 | 0.83507 | 0.77155 | 1 | 1 | 1
1 | 16 | 10 | 0.088644 | 0.11142 | 0.16402 | 0.11811 | 0 | 0 | 0 | 0.0082783 | 0.14675 | 0.078981 | 0.74158 | 0.39026 | 0.09846 | 0.45173 | 0.32055 | 0.29897 | 0.030161 | 0.0068057 | 0.62036 | 0.33066 | 0.3233 | 0.11133 | 0.022947 | 0.61825 | 0.76646 | 0.80674 | 0.75176 | 0.72444 | 0.48753 | 0.69845 | 0.76756 | 0.82252 | 0.96054 | 0.95969 | 0.96315 | 0.92069 | 0.92909 | 0.90859 | 0.91279 | 0.54926 | 0.83547 | 0.97563 | 0.86004 | 1 | 1 | 1
1 | 16 | 11 | 0.11393 | 0.12029 | 0.14523 | 0.09718 | 0 | 0 | 0 | 0.0059532 | 0.17318 | 0.10438 | 0.73299 | 0.40991 | 0.12391 | 0.46951 | 0.27526 | 0.25322 | 0.040909 | 0.0082136 | 0.57786 | 0.3273 | 0.34593 | 0.1202 | 0.028957 | 0.77407 | 0.89147 | 0.80204 | 0.87438 | 0.82239 | 0.67562 | 0.82758 | 0.87149 | 0.93496 | 1 | 1 | 1 | 1 | 0.99299 | 1 | 1 | 0.54046 | 0.90533 | 1 | 0.78334 | 1 | 1 | 1
1 | 16 | 12 | 0.12801 | 0.13184 | 0.12891 | 0.072185 | 0 | 0 | 0 | 0.0078925 | 0.18721 | 0.11848 | 0.69596 | 0.45457 | 0.13798 | 0.51145 | 0.21778 | 0.19557 | 0.055966 | 0.010099 | 0.5496 | 0.37013 | 0.35126 | 0.13178 | 0.037099 | 0.85406 | 0.9435 | 0.78132 | 0.92541 | 0.8381 | 0.80372 | 0.85619 | 0.89185 | 0.97413 | 1 | 1 | 1 | 1 | 1 | 1 | 1 | 0.46949 | 0.90463 | 1 | 0.73589 | 1 | 1 | 1
1 | 16 | 13 | 0.12616 | 0.14033 | 0.12072 | 0.050006 | 0 | 0 | 0 | 0.00746 | 0.18618 | 0.11675 | 0.64192 | 0.49967 | 0.13625 | 0.55352 | 0.1508 | 0.12932 | 0.069352 | 0.012665 | 0.5306 | 0.40552 | 0.31119 | 0.14026 | 0.04355 | 0.87275 | 0.95269 | 0.79519 | 0.93443 | 0.81005 | 0.83025 | 0.83871 | 0.88536 | 0.98651 | 1 | 1 | 1 | 1 | 1 | 1 | 1 | 0.40848 | 0.88161 | 1 | 0.73221 | 1 | 1 | 1
1 | 16 | 14 | 0.082783 | 0.14745 | 0.12976 | 0.038162 | 0 | 0 | 0.0028966 | 0.00093235 | 0.14102 | 0.073178 | 0.57543 | 0.51873 | 0.092612 | 0.57223 | 0.11196 | 0.091639 | 0.076011 | 0.011795 | 0.50637 | 0.39063 | 0.2701 | 0.1474 | 0.048907 | 0.82298 | 0.91303 | 0.79312 | 0.89553 | 0.601 | 0.84121 | 0.80678 | 0.88526 | 0.95575 | 1 | 1 | 1 | 1 | 1 | 1 | 1 | 0.4699 | 0.92006 | 0.99715 | 0.72267 | 1 | 1 | 1
1 | 16 | 15 | 0.051579 | 0.14825 | 0.15692 | 0.033908 | 0 | 0 | 0.047004 | 1.296e-05 | 0.10915 | 0.042159 | 0.51696 | 0.47914 | 0.061289 | 0.53356 | 0.089847 | 0.070582 | 0.078416 | 0.010096 | 0.51105 | 0.36701 | 0.24212 | 0.14816 | 0.04982 | 0.70012 | 0.80582 | 0.73531 | 0.79037 | 0.46575 | 0.75655 | 0.64808 | 0.77438 | 0.88488 | 1 | 0.99342 | 0.96732 | 0.96096 | 0.94081 | 0.91888 | 0.9527 | 0.48862 | 0.87584 | 0.9105 | 0.52553 | 1 | 1 | 1
1 | 16 | 16 | 0.027031 | 0.14987 | 0.16602 | 0.031816 | 0 | 0 | 0.11438 | 0 | 0.083276 | 0.018212 | 0.44858 | 0.44774 | 0.036511 | 0.50393 | 0.08579 | 0.066761 | 0.098781 | 0.0089497 | 0.53518 | 0.34432 | 0.22342 | 0.14972 | 0.051649 | 0.48336 | 0.60036 | 0.56809 | 0.58885 | 0.29686 | 0.59816 | 0.50302 | 0.61359 | 0.68345 | 0.79931 | 0.78488 | 0.73365 | 0.73699 | 0.71773 | 0.70742 | 0.73067 | 0.45788 | 0.71403 | 0.6657 | 0.25812 | 1 | 1 | 1
1 | 16 | 17 | 0.0039565 | 0.16708 | 0.16226 | 0.033906 | 0 | 0.015754 | 0.17385 | 0 | 0.056581 | 0.00098508 | 0.44632 | 0.44964 | 0.012458 | 0.50722 | 0.086195 | 0.067143 | 0.13586 | 0.0096782 | 0.50144 | 0.38384 | 0.24842 | 0.16706 | 0.064571 | 0.13005 | 0.20061 | 0.1613 | 0.19676 | 0.11296 | 0.068834 | 0.17209 | 0.28612 | 0.014387 | 0.46623 | 0.33954 | 0.25953 | 0.27723 | 0.28265 | 0.32109 | 0.27485 | 0.13011 | 0.25554 | 0.19417 | 0.0044687 | 1 | 1 | 1
1 | 16 | 18 | 0.00015746 | 0.17082 | 0.1492 | 0.030195 | 0 | 0.0087715 | 0.24251 | 0 | 0.0359 | 0 | 0.38408 | 0.44698 | 0.00064678 | 0.5044 | 0.076645 | 0.058222 | 0.17882 | 0.013034 | 0.4502 | 0.36966 | 0.23306 | 0.17079 | 0.067799 | 2.281e-05 | 0.00011205 | 0.0036557 | 0.0001099 | 5.3875e-05 | 0.0001514 | 0.000675 | 0.00028039 | 5.1116e-05 | 0.0005149 | 1.0819e-05 | 0 | 0 | 0 | 1.044e-05 | 0 | 0.012278 | 0.0066793 | 0 | 0 | 1 | 1 | 1
1 | 16 | 19 | 0 | 0.16414 | 0.13158 | 0.041642 | 0 | 0.01658 | 0.28701 | 0 | 0.021425 | 0 | 0.31513 | 0.44802 | 0 | 0.5049 | 0.091739 | 0.07237 | 0.22274 | 0.018911 | 0.39574 | 0.39698 | 0.20509 | 0.16409 | 0.062393 | 0 | 0 | 0 | 0 | 0 | 0 | 0 | 0 | 0 | 0 | 0 | 0 | 0 | 0 | 0 | 0 | 0 | 0 | 0 | 0 | 1 | 1 | 1
1 | 16 | 20 | 0 | 0.15163 | 0.11369 | 0.055903 | 0 | 0.013437 | 0.29159 | 0 | 0.0028436 | 0 | 0.23875 | 0.46221 | 0 | 0.51949 | 0.11647 | 0.095967 | 0.14888 | 0.024562 | 0.37432 | 0.47002 | 0.17578 | 0.15162 | 0.051859 | 0 | 0 | 0 | 0 | 0 | 0 | 0 | 0 | 0 | 0 | 0 | 0 | 0 | 0 | 0 | 0 | 0 | 0 | 0 | 0 | 1 | 1 | 1
1 | 16 | 21 | 0 | 0.12284 | 0.10826 | 0.084129 | 0 | 0.013238 | 0.32876 | 0 | 7.6558e-05 | 0 | 0.13189 | 0.45008 | 0 | 0.50776 | 0.11945 | 0.09883 | 0.037225 | 0.030609 | 0.36303 | 0.39147 | 0.16682 | 0.12274 | 0.030868 | 0 | 0 | 0 | 0 | 0 | 0 | 0 | 0 | 0 | 0 | 0 | 0 | 0 | 0 | 0 | 0 | 0 | 0 | 0 | 0 | 1 | 1 | 1
1 | 16 | 22 | 0 | 0.098869 | 0.11637 | 0.11196 | 0.0054238 | 0.022348 | 0.33859 | 0 | 0 | 0 | 0.10381 | 0.42441 | 0 | 0.48476 | 0.1109 | 0.090607 | 0.019825 | 0.034906 | 0.35118 | 0.35101 | 0.11518 | 0.098699 | 0.015474 | 0 | 0 | 0 | 0 | 0 | 0 | 0 | 0 | 0 | 0 | 0 | 0 | 0 | 0 | 0 | 0 | 0 | 0 | 0 | 0 | 1 | 1 | 1
1 | 16 | 23 | 0 | 0.09802 | 0.13143 | 0.2039 | 0.02049 | 0.009129 | 0.37613 | 0 | 0 | 0 | 0.097871 | 0.37115 | 0 | 0.43606 | 0.11683 | 0.096303 | 0.041765 | 0.037041 | 0.34953 | 0.29781 | 0.076434 | 0.097972 | 0.014136 | 0 | 0 | 0 | 0 | 0 | 0 | 0 | 0 | 0 | 0 | 0 | 0 | 0 | 0 | 0 | 0 | 0 | 0 | 0 | 0 | 1 | 1 | 1
1 | 16 | 24 | 0 | 0.091843 | 0.13863 | 0.33753 | 0.0054238 | 0 | 0.44216 | 0 | 0 | 0 | 0.094665 | 0.28154 | 0 | 0.34993 | 0.12348 | 0.10272 | 0.080729 | 0.044504 | 0.37441 | 0.23452 | 0.043237 | 0.091736 | 0.010893 | 0 | 0 | 0 | 0 | 0 | 0 | 0 | 0 | 0 | 0 | 0 | 0 | 0 | 0 | 0 | 0 | 0 | 0 | 0 | 0 | 1 | 1 | 1
1 | 17 | 1 | 0 | 0.094893 | 0.14817 | 0.38156 | 0 | 0 | 0.42769 | 0 | 0.00010161 | 0 | 0.057033 | 0.21079 | 0 | 0.28534 | 0.1438 | 0.12247 | 0.14746 | 0.059479 | 0.42809 | 0.15622 | 0.023107 | 0.094744 | 0.012946 | 0 | 0 | 0 | 0 | 0 | 0 | 0 | 0 | 0 | 0 | 0 | 0 | 0 | 0 | 0 | 0 | 0 | 0 | 0 | 0 | 1 | 1 | 1
1 | 17 | 2 | 0 | 0.11614 | 0.14106 | 0.36168 | 0.0011518 | 0.0114 | 0.33624 | 0 | 0.0032734 | 0 | 0.026056 | 0.099463 | 0 | 0.17104 | 0.17111 | 0.14926 | 0.18172 | 0.064322 | 0.53875 | 0.099391 | 0.023472 | 0.11603 | 0.026332 | 0 | 0 | 0 | 0 | 0 | 0 | 0 | 0 | 0 | 0 | 0 | 0 | 0 | 0 | 0 | 0 | 0 | 0 | 0 | 0 | 1 | 1 | 1
1 | 17 | 3 | 0 | 0.14693 | 0.13808 | 0.35008 | 0.0043512 | 0.032394 | 0.2226 | 0 | 0.0146 | 0 | 0.0048599 | 0.043192 | 0.00019479 | 0.11249 | 0.177 | 0.15506 | 0.21844 | 0.056308 | 0.67033 | 0.072597 | 0.026765 | 0.14695 | 0.04792 | 0 | 0 | 0 | 0 | 0 | 0 | 0 | 0 | 0 | 0 | 0 | 0 | 0 | 0 | 0 | 0 | 0 | 0 | 0 | 0 | 1 | 1 | 1
1 | 17 | 4 | 8.5922e-05 | 0.15522 | 0.13996 | 0.39687 | 0.0011518 | 0.068059 | 0.13952 | 0 | 0.046262 | 0 | 0.00021379 | 0.026468 | 0.0037237 | 0.094181 | 0.16147 | 0.13977 | 0.26436 | 0.047088 | 0.74334 | 0.05652 | 0.022579 | 0.15515 | 0.055244 | 0 | 0 | 0 | 0 | 0 | 0 | 0 | 0 | 0 | 0 | 0 | 0 | 0 | 0 | 0 | 0 | 0 | 0 | 0 | 0 | 1 | 1 | 1
1 | 17 | 5 | 0.0012939 | 0.15977 | 0.14144 | 0.46914 | 0 | 0.045422 | 0.072905 | 0 | 0.053877 | 0 | 0 | 0.035601 | 0.0095277 | 0.10667 | 0.13862 | 0.11741 | 0.30166 | 0.037433 | 0.79647 | 0.041038 | 0.020168 | 0.15946 | 0.061162 | 0 | 0 | 0 | 0 | 0 | 0 | 0 | 0 | 0 | 0 | 0 | 0 | 0 | 0 | 0 | 0 | 0 | 0 | 0 | 0 | 1 | 1 | 1
1 | 17 | 6 | 8.5922e-05 | 0.21571 | 0.14868 | 0.53088 | 0 | 0.096012 | 0.10959 | 0.0029886 | 0.031006 | 0 | 0 | 0.028262 | 0.00057791 | 0.096053 | 0.1325 | 0.11146 | 0.29372 | 0.021542 | 0.83174 | 0.036184 | 0.014026 | 0.21554 | 0.10891 | 0 | 0 | 0 | 0 | 0 | 0 | 0 | 0 | 0 | 0 | 0 | 0 | 0 | 0 | 0 | 0 | 0 | 0 | 0 | 0 | 1 | 1 | 1
1 | 17 | 7 | 0 | 0.28974 | 0.12077 | 0.61004 | 0 | 0.18533 | 0.081371 | 0.039922 | 0.026606 | 0 | 0 | 0.048377 | 0.00015499 | 0.11978 | 0.12834 | 0.10742 | 0.1865 | 0.011714 | 0.86343 | 0.025306 | 0.0052609 | 0.28994 | 0.17668 | 1.3317e-06 | 0.00081508 | 0.030403 | 0.00079946 | 0 | 0 | 0 | 0 | 0 | 2.4276e-07 | 0.00033362 | 0.002993 | 0.0030209 | 0.0038834 | 0.0035708 | 0.002995 | 0.0023731 | 0.0013633 | 0.061993 | 0.11018 | 1 | 1 | 1
1 | 17 | 8 | 0.00021499 | 0.29913 | 0.094286 | 0.65545 | 0 | 0.35694 | 0.16508 | 0.15579 | 0.045979 | 0 | 0 | 0.068587 | 0.0032051 | 0.14324 | 0.11725 | 0.09672 | 0.080581 | 0.0075173 | 0.89592 | 0.023064 | 0.00097634 | 0.29916 | 0.18804 | 0.076104 | 0.18187 | 0.36839 | 0.17839 | 0.096926 | 0.0080637 | 0.017756 | 0.060624 | 0.077952 | 0.23208 | 0.4128 | 0.47652 | 0.43345 | 0.39918 | 0.39493 | 0.42973 | 0.28619 | 0.39683 | 0.56451 | 0.46315 | 1 | 1 | 1
1 | 17 | 9 | 0.0034911 | 0.28224 | 0.10124 | 0.61512 | 0 | 0.35343 | 0.023396 | 0.25011 | 0.057135 | 0 | 0 | 0.050008 | 0.012233 | 0.12144 | 0.087466 | 0.068354 | 0.030583 | 0.0045403 | 0.94457 | 0.020218 | 2.0841e-05 | 0.28179 | 0.17616 | 0.33965 | 0.49916 | 0.61472 | 0.48959 | 0.48762 | 0.43826 | 0.45734 | 0.34101 | 0.45659 | 0.42149 | 0.7705 | 0.78756 | 0.77185 | 0.69575 | 0.70534 | 0.76522 | 0.43346 | 0.69514 | 0.82261 | 0.71235 | 1 | 1 | 1
1 | 17 | 10 | 0.0051186 | 0.34671 | 0.1015 | 0.55596 | 0 | 0.1054 | 0.000857 | 0.35917 | 0.058744 | 0.00052273 | 0 | 0.032402 | 0.014176 | 0.10211 | 0.053218 | 0.036884 | 0.0081057 | 0.0011009 | 0.9685 | 0.021128 | 0 | 0.34667 | 0.23801 | 0.57817 | 0.71835 | 0.75893 | 0.70457 | 0.73092 | 0.69647 | 0.71505 | 0.58557 | 0.7725 | 0.44745 | 0.95523 | 0.96013 | 0.94611 | 0.8586 | 0.88958 | 0.93799 | 0.54701 | 0.82113 | 0.96195 | 0.82908 | 1 | 1 | 1
1 | 17 | 11 | 0.019673 | 0.39662 | 0.089454 | 0.52014 | 0 | 0.14547 | 0 | 0.47071 | 0.074744 | 0.010801 | 0 | 0.015527 | 0.028975 | 0.082253 | 0.036786 | 0.02261 | 0.0029487 | 1.6468e-05 | 0.9691 | 0.016019 | 2.5812e-05 | 0.39646 | 0.29286 | 0.70614 | 0.814 | 0.78039 | 0.79839 | 0.82695 | 0.8166 | 0.82253 | 0.72634 | 0.77645 | 0.41317 | 1 | 1 | 1 | 0.94271 | 0.9592 | 1 | 0.45235 | 0.85489 | 1 | 0.92401 | 1 | 1 | 1
1 | 17 | 12 | 0.051358 | 0.46542 | 0.07129 | 0.51483 | 0 | 0.19121 | 0 | 0.51448 | 0.10946 | 0.042015 | 0 | 0.00085102 | 0.061141 | 0.045455 | 0.038474 | 0.024027 | 0.011966 | 0 | 0.95261 | 0.014849 | 0.0011469 | 0.46528 | 0.36825 | 0.73867 | 0.81761 | 0.79707 | 0.80193 | 0.88392 | 0.88621 | 0.895 | 0.71388 | 0.51752 | 0.27177 | 0.99799 | 1 | 1 | 1 | 0.97603 | 1 | 0.43496 | 0.87981 | 1 | 0.95348 | 1 | 1 | 1
1 | 17 | 13 | 0.070812 | 0.54828 | 0.012038 | 0.50755 | 0 | 0.11202 | 0.00089496 | 0.57722 | 0.12936 | 0.061316 | 0 | 0 | 0.08068 | 0.021723 | 0.036023 | 0.021968 | 0.028931 | 0 | 0.93641 | 0.02064 | 0.0036502 | 0.54822 | 0.46095 | 0.79695 | 0.87311 | 0.8125 | 0.85637 | 0.87573 | 0.90381 | 0.90619 | 0.84634 | 0.81754 | 0.32909 | 0.94457 | 1 | 1 | 1 | 1 | 1 | 0.54942 | 0.90339 | 1 | 0.89951 | 1 | 1 | 1
1 | 17 | 14 | 0.086196 | 0.63105 | 0.00057044 | 0.47262 | 0 | 0.032896 | 0.017041 | 0.62172 | 0.14451 | 0.076576 | 0 | 0 | 0.096041 | 0.0099266 | 0.026401 | 0.014165 | 0.051219 | 0 | 0.9003 | 0.033931 | 0.004358 | 0.63125 | 0.55332 | 0.74547 | 0.82773 | 0.77973 | 0.81186 | 0.89609 | 0.86047 | 0.84113 | 0.78624 | 0.68797 | 0.43681 | 0.77272 | 1 | 1 | 0.96725 | 1 | 1 | 0.56645 | 0.91084 | 0.97351 | 0.73024 | 1 | 1 | 1
1 | 17 | 15 | 0.1125 | 0.65565 | 0 | 0.43193 | 0 | 0.028331 | 0.075202 | 0.63527 | 0.17286 | 0.10312 | 0 | 0 | 0.12264 | 0.0057095 | 0.018569 | 0.0083147 | 0.082563 | 7.0444e-05 | 0.86664 | 0.059375 | 0.0071038 | 0.65574 | 0.58363 | 0.65797 | 0.7575 | 0.76276 | 0.74298 | 0.85882 | 0.75115 | 0.77255 | 0.78134 | 0.60097 | 0.39389 | 0.80609 | 0.97061 | 0.9394 | 0.898 | 0.95003 | 0.93133 | 0.66644 | 0.87734 | 0.89943 | 0.45264 | 1 | 1 | 1
1 | 17 | 16 | 0.094619 | 0.65022 | 0.0037575 | 0.42686 | 0 | 0.025724 | 0.13468 | 0.60417 | 0.15068 | 0.08467 | 0.0015094 | 0 | 0.10414 | 0.012808 | 0.020904 | 0.0099899 | 0.13454 | 0.0046417 | 0.87712 | 0.10331 | 0.0061457 | 0.65011 | 0.57962 | 0.49058 | 0.60931 | 0.61225 | 0.59763 | 0.71035 | 0.57905 | 0.58675 | 0.58987 | 0.60931 | 0.54951 | 0.69129 | 0.78603 | 0.72127 | 0.68596 | 0.7493 | 0.71508 | 0.62448 | 0.73954 | 0.65139 | 0.24731 | 1 | 1 | 1
1 | 17 | 17 | 0.16978 | 0.65573 | 0.042297 | 0.54129 | 0 | 0.044272 | 0.15205 | 0.60265 | 0.22764 | 0.16028 | 0.028697 | 0 | 0.17953 | 0.023752 | 0.027094 | 0.014702 | 0.19027 | 0.014831 | 0.86576 | 0.21221 | 0.0044365 | 0.65566 | 0.58569 | 0.13497 | 0.2053 | 0.18032 | 0.20136 | 0.26799 | 0.093502 | 0.15564 | 0.24106 | 0.070865 | 0.29979 | 0.30805 | 0.29187 | 0.2774 | 0.27153 | 0.36136 | 0.27502 | 0.18842 | 0.27328 | 0.19352 | 0.004386 | 1 | 1 | 1
1 | 17 | 18 | 0.25409 | 0.66376 | 0.044581 | 0.57589 | 0 | 0.092463 | 0.16607 | 0.59638 | 0.31218 | 0.24549 | 0.077675 | 0 | 0.26382 | 0.02752 | 0.0297 | 0.016773 | 0.23886 | 0.0077874 | 0.83685 | 0.26622 | 0.011412 | 0.66366 | 0.59544 | 4.1097e-05 | 0.00018893 | 0.0049278 | 0.00018531 | 0.00039818 | 0.00049813 | 0.00056795 | 0.00035312 | 0.00075116 | 0.00028945 | 3.1044e-06 | 0 | 0 | 0 | 3.6483e-05 | 0 | 0.018352 | 0.007156 | 0 | 0 | 1 | 1 | 1
1 | 17 | 19 | 0.23847 | 0.67975 | 0.08636 | 0.58211 | 0 | 0.13834 | 0.23123 | 0.58383 | 0.294 | 0.22927 | 0.11869 | 0.0014211 | 0.24784 | 0.05181 | 0.031618 | 0.018326 | 0.22455 | 0.0020407 | 0.78569 | 0.3006 | 0.024944 | 0.6796 | 0.61497 | 0 | 0 | 0 | 0 | 0 | 0 | 0 | 0 | 0 | 0 | 0 | 0 | 0 | 0 | 0 | 0 | 0 | 0 | 0 | 0 | 1 | 1 | 1
1 | 17 | 20 | 0.23411 | 0.71692 | 0.12137 | 0.58361 | 0 | 0.087862 | 0.25949 | 0.59556 | 0.2902 | 0.22495 | 0.20423 | 0.029689 | 0.24357 | 0.095652 | 0.035044 | 0.021148 | 0.19918 | 0.0043002 | 0.77164 | 0.31975 | 0.029216 | 0.71688 | 0.65756 | 0 | 0 | 0 | 0 | 0 | 0 | 0 | 0 | 0 | 0 | 0 | 0 | 0 | 0 | 0 | 0 | 0 | 0 | 0 | 0 | 1 | 1 | 1
1 | 17 | 21 | 0.23932 | 0.7519 | 0.11461 | 0.57147 | 0 | 0.11894 | 0.19342 | 0.6173 | 0.29333 | 0.22992 | 0.32178 | 0.12739 | 0.24847 | 0.19811 | 0.038635 | 0.024166 | 0.17424 | 0.0071277 | 0.77671 | 0.36092 | 0.034719 | 0.75196 | 0.69809 | 0 | 0 | 0 | 0 | 0 | 0 | 0 | 0 | 0 | 0 | 0 | 0 | 0 | 0 | 0 | 0 | 0 | 0 | 0 | 0 | 1 | 1 | 1
1 | 17 | 22 | 0.3118 | 0.76683 | 0.11519 | 0.55035 | 0 | 0.067162 | 0.23587 | 0.6968 | 0.3666 | 0.30356 | 0.45066 | 0.3088 | 0.321 | 0.37787 | 0.048178 | 0.032413 | 0.14698 | 0.014311 | 0.77259 | 0.43835 | 0.044926 | 0.76687 | 0.71605 | 0 | 0 | 0 | 0 | 0 | 0 | 0 | 0 | 0 | 0 | 0 | 0 | 0 | 0 | 0 | 0 | 0 | 0 | 0 | 0 | 1 | 1 | 1
1 | 17 | 23 | 0.30783 | 0.76536 | 0.12536 | 0.50323 | 0.0036339 | 0.020136 | 0.27232 | 0.73242 | 0.36076 | 0.29924 | 0.52888 | 0.45218 | 0.31676 | 0.51356 | 0.067251 | 0.049561 | 0.13095 | 0.02369 | 0.80855 | 0.45772 | 0.042249 | 0.76548 | 0.71334 | 0 | 0 | 0 | 0 | 0 | 0 | 0 | 0 | 0 | 0 | 0 | 0 | 0 | 0 | 0 | 0 | 0 | 0 | 0 | 0 | 1 | 1 | 1
1 | 17 | 24 | 0.29826 | 0.72951 | 0.13173 | 0.53824 | 0.013729 | 0.014692 | 0.33595 | 0.65955 | 0.35049 | 0.28941 | 0.60754 | 0.48263 | 0.30709 | 0.53717 | 0.089673 | 0.070424 | 0.11696 | 0.038142 | 0.86084 | 0.46303 | 0.045307 | 0.72945 | 0.6728 | 0 | 0 | 0 | 0 | 0 | 0 | 0 | 0 | 0 | 0 | 0 | 0 | 0 | 0 | 0 | 0 | 0 | 0 | 0 | 0 | 1 | 1 | 1
1 | 18 | 1 | 0.33097 | 0.69741 | 0.1502 | 0.52704 | 0.0036339 | 0.015663 | 0.42223 | 0.6087 | 0.38206 | 0.32249 | 0.68779 | 0.50227 | 0.3396 | 0.55674 | 0.11886 | 0.09827 | 0.091168 | 0.060651 | 0.87809 | 0.46169 | 0.050899 | 0.6973 | 0.63545 | 0 | 0 | 0 | 0 | 0 | 0 | 0 | 0 | 0 | 0 | 0 | 0 | 0 | 0 | 0 | 0 | 0 | 0 | 0 | 0 | 1 | 1 | 1
1 | 18 | 2 | 0.38328 | 0.68016 | 0.16089 | 0.49643 | 0 | 0.032356 | 0.47001 | 0.58893 | 0.43318 | 0.37555 | 0.75148 | 0.479 | 0.39167 | 0.5329 | 0.13879 | 0.11757 | 0.078457 | 0.085376 | 0.92591 | 0.49855 | 0.052023 | 0.68008 | 0.61461 | 0 | 0 | 0 | 0 | 0 | 0 | 0 | 0 | 0 | 0 | 0 | 0 | 0 | 0 | 0 | 0 | 0 | 0 | 0 | 0 | 1 | 1 | 1
1 | 18 | 3 | 0.38885 | 0.66969 | 0.15393 | 0.5096 | 0.0023583 | 0.049922 | 0.38617 | 0.5437 | 0.43739 | 0.38102 | 0.7706 | 0.47619 | 0.39703 | 0.53141 | 0.1409 | 0.11963 | 0.062117 | 0.1004 | 0.89333 | 0.52734 | 0.063824 | 0.66971 | 0.601 | 0 | 0 | 0 | 0 | 0 | 0 | 0 | 0 | 0 | 0 | 0 | 0 | 0 | 0 | 0 | 0 | 0 | 0 | 0 | 0 | 1 | 1 | 1
1 | 18 | 4 | 0.3825 | 0.64346 | 0.1545 | 0.52554 | 0.013708 | 0.10469 | 0.33713 | 0.50296 | 0.43126 | 0.37458 | 0.77816 | 0.47135 | 0.39072 | 0.52638 | 0.13524 | 0.11412 | 0.060102 | 0.11328 | 0.77168 | 0.52581 | 0.080068 | 0.64347 | 0.57029 | 0 | 0 | 0 | 0 | 0 | 0 | 0 | 0 | 0 | 0 | 0 | 0 | 0 | 0 | 0 | 0 | 0 | 0 | 0 | 0 | 1 | 1 | 1
1 | 18 | 5 | 0.37292 | 0.6027 | 0.15191 | 0.54537 | 0.051059 | 0.10667 | 0.31224 | 0.47852 | 0.42219 | 0.3649 | 0.77897 | 0.47805 | 0.38123 | 0.5327 | 0.14119 | 0.11991 | 0.061527 | 0.1315 | 0.68976 | 0.529 | 0.10515 | 0.60267 | 0.52334 | 0 | 0 | 0 | 0 | 0 | 0 | 0 | 0 | 0 | 0 | 0 | 0 | 0 | 0 | 0 | 0 | 0 | 0 | 0 | 0 | 1 | 1 | 1
1 | 18 | 6 | 0.3644 | 0.55554 | 0.15736 | 0.55279 | 0.14442 | 0.09965 | 0.28724 | 0.43988 | 0.41348 | 0.3562 | 0.78629 | 0.49023 | 0.37269 | 0.54498 | 0.14488 | 0.12351 | 0.058446 | 0.14042 | 0.69998 | 0.53504 | 0.15053 | 0.55538 | 0.47045 | 0 | 0 | 0 | 0 | 0 | 0 | 0 | 0 | 0 | 0 | 0 | 0 | 0 | 0 | 0 | 0 | 0 | 0 | 0 | 0 | 1 | 1 | 1
1 | 18 | 7 | 0.38101 | 0.52747 | 0.1564 | 0.5421 | 0.12685 | 0.085462 | 0.28019 | 0.36839 | 0.43001 | 0.37311 | 0.7764 | 0.47898 | 0.38927 | 0.53372 | 0.15251 | 0.13097 | 0.045945 | 0.13822 | 0.84232 | 0.5345 | 0.20639 | 0.5272 | 0.43972 | 1.6052e-06 | 0.0009473 | 0.0099812 | 0.00092914 | 0 | 0 | 0 | 0 | 0 | 9.756e-07 | 0.00039709 | 0.0033082 | 0.0035723 | 0.0047236 | 0.0040422 | 0.0035416 | 0.0024436 | 0.0015102 | 0.039982 | 0.013222 | 1 | 1 | 1
1 | 18 | 8 | 0.38942 | 0.54626 | 0.15925 | 0.52305 | 0.043616 | 0.11086 | 0.25135 | 0.32262 | 0.43831 | 0.38165 | 0.7729 | 0.46917 | 0.39765 | 0.52417 | 0.17336 | 0.15148 | 0.048212 | 0.12432 | 0.88526 | 0.53764 | 0.22585 | 0.54661 | 0.45346 | 0.083952 | 0.20721 | 0.30861 | 0.20324 | 0.10163 | 0.007844 | 0.022132 | 0.1508 | 0.18931 | 0.30649 | 0.42917 | 0.47936 | 0.45689 | 0.44186 | 0.40276 | 0.45297 | 0.28909 | 0.42497 | 0.44215 | 0.12059 | 1 | 1 | 1
1 | 18 | 9 | 0.37401 | 0.47234 | 0.15794 | 0.48613 | 0.0051613 | 0.067291 | 0.22202 | 0.32286 | 0.42313 | 0.36599 | 0.7447 | 0.47813 | 0.38229 | 0.5319 | 0.19308 | 0.17098 | 0.063189 | 0.10561 | 0.89232 | 0.48594 | 0.17825 | 0.4728 | 0.36878 | 0.37527 | 0.55173 | 0.55229 | 0.54115 | 0.46602 | 0.42937 | 0.46569 | 0.54865 | 0.61032 | 0.65629 | 0.77433 | 0.78641 | 0.77058 | 0.74979 | 0.74813 | 0.76397 | 0.47943 | 0.74554 | 0.69524 | 0.13976 | 1 | 1 | 1
1 | 18 | 10 | 0.36014 | 0.27972 | 0.15457 | 0.40621 | 0 | 0.029912 | 0.1783 | 0.29702 | 0.40993 | 0.35197 | 0.74183 | 0.51547 | 0.36854 | 0.56794 | 0.19206 | 0.16997 | 0.062524 | 0.095765 | 0.92858 | 0.42373 | 0.1705 | 0.27952 | 0.17143 | 0.61865 | 0.76851 | 0.6892 | 0.75378 | 0.66824 | 0.69208 | 0.70383 | 0.74242 | 0.81369 | 0.92551 | 0.94389 | 0.92578 | 0.93582 | 0.90062 | 0.92302 | 0.92778 | 0.55085 | 0.86402 | 0.82751 | 0.22083 | 1 | 1 | 1
1 | 18 | 11 | 0.35485 | 0.1124 | 0.15233 | 0.36154 | 0 | 0.030023 | 0.16946 | 0.27359 | 0.40499 | 0.34663 | 0.77574 | 0.52884 | 0.3633 | 0.58076 | 0.16957 | 0.14774 | 0.046914 | 0.09704 | 0.94562 | 0.4168 | 0.18959 | 0.11188 | 0.0276 | 0.77608 | 0.89531 | 0.75229 | 0.87815 | 0.83539 | 0.82595 | 0.82959 | 0.87853 | 0.94266 | 0.93945 | 1 | 1 | 1 | 1 | 0.98635 | 1 | 0.73773 | 0.90965 | 0.96723 | 0.20655 | 1 | 1 | 1
1 | 18 | 12 | 0.357 | 0.042006 | 0.15146 | 0.37514 | 0 | 0.025434 | 0.1929 | 0.25516 | 0.40686 | 0.34878 | 0.82805 | 0.49927 | 0.36542 | 0.55293 | 0.15011 | 0.12863 | 0.034488 | 0.096656 | 0.94041 | 0.43277 | 0.20179 | 0.041517 | 0.00039742 | 0.85128 | 0.94377 | 0.7605 | 0.92568 | 0.7681 | 0.86396 | 0.88141 | 0.9125 | 1 | 1 | 1 | 1 | 1 | 1 | 1 | 1 | 0.69689 | 0.95305 | 1 | 0.2065 | 1 | 1 | 1
1 | 18 | 13 | 0.37334 | 0.068559 | 0.15582 | 0.38809 | 0 | 0.019827 | 0.26197 | 0.21873 | 0.42189 | 0.36522 | 0.83643 | 0.44984 | 0.38154 | 0.50768 | 0.14151 | 0.12022 | 0.021992 | 0.10143 | 0.92031 | 0.44584 | 0.20472 | 0.068479 | 0.00021348 | 0.85637 | 0.93957 | 0.76606 | 0.92156 | 0.79568 | 0.85718 | 0.86743 | 0.9209 | 1 | 1 | 1 | 0.91257 | 1 | 1 | 1 | 1 | 0.64959 | 0.97684 | 0.98925 | 0.22913 | 1 | 1 | 1
1 | 18 | 14 | 0.41781 | 0.098193 | 0.15551 | 0.37878 | 0 | 0.021005 | 0.34444 | 0.19947 | 0.46371 | 0.41015 | 0.82279 | 0.38368 | 0.42556 | 0.44719 | 0.14449 | 0.12313 | 0.010506 | 0.11957 | 0.89089 | 0.44636 | 0.20715 | 0.09824 | 0.013671 | 0.81128 | 0.90242 | 0.73011 | 0.88512 | 0.70786 | 0.83577 | 0.85205 | 0.89224 | 0.94921 | 1 | 0.98073 | 1 | 0.98058 | 1 | 1 | 0.97216 | 0.71096 | 0.9042 | 0.96515 | 0.26623 | 1 | 1 | 1
1 | 18 | 15 | 0.48564 | 0.10188 | 0.15577 | 0.37167 | 0 | 0.017184 | 0.3907 | 0.21409 | 0.52822 | 0.47889 | 0.79416 | 0.29437 | 0.49281 | 0.36156 | 0.1594 | 0.13774 | 0.0034694 | 0.12756 | 0.86535 | 0.47657 | 0.2021 | 0.10178 | 0.016819 | 0.72505 | 0.83388 | 0.68943 | 0.81789 | 0.81528 | 0.74281 | 0.77885 | 0.82476 | 0.89705 | 0.95815 | 0.85454 | 0.9607 | 0.92621 | 0.94116 | 0.92124 | 0.91825 | 0.68832 | 0.85712 | 0.86084 | 0.16017 | 1 | 1 | 1
1 | 18 | 16 | 0.53133 | 0.11249 | 0.15508 | 0.38977 | 0 | 0.017356 | 0.42153 | 0.25842 | 0.57102 | 0.52515 | 0.79252 | 0.24012 | 0.53801 | 0.31097 | 0.19739 | 0.17527 | 0.0033611 | 0.12868 | 0.84796 | 0.52117 | 0.2104 | 0.11241 | 0.023635 | 0.51941 | 0.64373 | 0.55861 | 0.63139 | 0.72405 | 0.53837 | 0.59651 | 0.64846 | 0.73619 | 0.75707 | 0.71302 | 0.76267 | 0.74864 | 0.7558 | 0.68632 | 0.74221 | 0.65313 | 0.7157 | 0.5913 | 0.098163 | 1 | 1 | 1
1 | 18 | 17 | 0.54071 | 0.12798 | 0.15808 | 0.45155 | 0 | 0.015929 | 0.47394 | 0.27229 | 0.57902 | 0.53453 | 0.80616 | 0.21005 | 0.54717 | 0.27913 | 0.23899 | 0.21677 | 0.0034711 | 0.15489 | 0.86246 | 0.54427 | 0.28282 | 0.12809 | 0.032958 | 0.13641 | 0.20795 | 0.17402 | 0.20396 | 0.28632 | 0.017898 | 0.089693 | 0.28968 | 0.0083606 | 0.36693 | 0.35353 | 0.29074 | 0.29859 | 0.33313 | 0.3431 | 0.29603 | 0.2038 | 0.26483 | 0.176 | 0.00071608 | 1 | 1 | 1
1 | 18 | 18 | 0.54181 | 0.10234 | 0.1565 | 0.46698 | 0 | 0.023032 | 0.50895 | 0.28427 | 0.57938 | 0.53554 | 0.83819 | 0.26983 | 0.54816 | 0.3407 | 0.26475 | 0.24263 | 0.0056205 | 0.1537 | 0.88038 | 0.55563 | 0.35708 | 0.10223 | 0.017201 | 3.7683e-05 | 0.00018859 | 0.0042167 | 0.00018497 | 0.00055974 | 5.3678e-06 | 0.0005289 | 0.00070951 | 1.5579e-05 | 0.00092455 | 9.9178e-05 | 0 | 0 | 4.177e-07 | 9.4747e-05 | 0 | 0.019077 | 0.0026954 | 0 | 0 | 1 | 1 | 1
1 | 18 | 19 | 0.56181 | 0.085023 | 0.16126 | 0.48465 | 0 | 0.028383 | 0.49565 | 0.28379 | 0.5978 | 0.55576 | 0.7095 | 0.31244 | 0.56789 | 0.38084 | 0.27909 | 0.25707 | 0.011507 | 0.15007 | 0.87927 | 0.56101 | 0.38885 | 0.084756 | 0.0080907 | 0 | 0 | 0 | 0 | 0 | 0 | 0 | 0 | 0 | 0 | 0 | 0 | 0 | 0 | 0 | 0 | 0 | 0 | 0 | 0 | 1 | 1 | 1
1 | 18 | 20 | 0.60082 | 0.11096 | 0.16242 | 0.48171 | 0 | 0.023613 | 0.46334 | 0.35419 | 0.63623 | 0.59562 | 0.64088 | 0.33026 | 0.60676 | 0.39734 | 0.29139 | 0.26948 | 0.01293 | 0.14125 | 0.88983 | 0.54759 | 0.38166 | 0.11057 | 0.02503 | 0 | 0 | 0 | 0 | 0 | 0 | 0 | 0 | 0 | 0 | 0 | 0 | 0 | 0 | 0 | 0 | 0 | 0 | 0 | 0 | 1 | 1 | 1
1 | 18 | 21 | 0.57176 | 0.212 | 0.15225 | 0.49598 | 0 | 0.019763 | 0.35349 | 0.41832 | 0.60832 | 0.56604 | 0.62447 | 0.32735 | 0.57791 | 0.39457 | 0.30255 | 0.28075 | 0.01573 | 0.12961 | 0.90101 | 0.55687 | 0.35199 | 0.21256 | 0.098397 | 0 | 0 | 0 | 0 | 0 | 0 | 0 | 0 | 0 | 0 | 0 | 0 | 0 | 0 | 0 | 0 | 0 | 0 | 0 | 0 | 1 | 1 | 1
1 | 18 | 22 | 0.50845 | 0.1659 | 0.14826 | 0.49465 | 0 | 0 | 0.21836 | 0.4688 | 0.54971 | 0.502 | 0.66813 | 0.30755 | 0.51539 | 0.37474 | 0.30544 | 0.28368 | 0.021478 | 0.121 | 0.91449 | 0.57074 | 0.28991 | 0.16588 | 0.063728 | 0 | 0 | 0 | 0 | 0 | 0 | 0 | 0 | 0 | 0 | 0 | 0 | 0 | 0 | 0 | 0 | 0 | 0 | 0 | 0 | 1 | 1 | 1
1 | 18 | 23 | 0.4162 | 0.11128 | 0.14451 | 0.47924 | 0 | 0 | 0.13157 | 0.50005 | 0.4608 | 0.40831 | 0.67797 | 0.30102 | 0.42376 | 0.37034 | 0.31412 | 0.29246 | 0.030533 | 0.11697 | 0.91906 | 0.57058 | 0.23611 | 0.11101 | 0.024173 | 0 | 0 | 0 | 0 | 0 | 0 | 0 | 0 | 0 | 0 | 0 | 0 | 0 | 0 | 0 | 0 | 0 | 0 | 0 | 0 | 1 | 1 | 1
1 | 18 | 24 | 0.39443 | 0.10085 | 0.14272 | 0.47919 | 0 | 0 | 0.087236 | 0.49016 | 0.44366 | 0.38682 | 0.70472 | 0.26775 | 0.40271 | 0.3381 | 0.3219 | 0.30034 | 0.033433 | 0.11352 | 0.9177 | 0.56949 | 0.20958 | 0.10083 | 0.01568 | 0 | 0 | 0 | 0 | 0 | 0 | 0 | 0 | 0 | 0 | 0 | 0 | 0 | 0 | 0 | 0 | 0 | 0 | 0 | 0 | 1 | 1 | 1
1 | 19 | 1 | 0.33294 | 0.077553 | 0.14659 | 0.50091 | 0 | 0 | 0.063177 | 0.46633 | 0.38313 | 0.32435 | 0.68185 | 0.23131 | 0.34143 | 0.30065 | 0.32793 | 0.30645 | 0.029108 | 0.11208 | 0.90682 | 0.55273 | 0.20904 | 0.077471 | 0.0032992 | 0 | 0 | 0 | 0 | 0 | 0 | 0 | 0 | 0 | 0 | 0 | 0 | 0 | 0 | 0 | 0 | 0 | 0 | 0 | 0 | 1 | 1 | 1
1 | 19 | 2 | 0.3182 | 0.059266 | 0.15181 | 0.47857 | 0 | 0 | 0.041502 | 0.44545 | 0.37037 | 0.30966 | 0.67113 | 0.26076 | 0.327 | 0.32949 | 0.3518 | 0.33069 | 0.023265 | 0.1087 | 0.89117 | 0.53974 | 0.18784 | 0.059138 | 4.8644e-05 | 0 | 0 | 0 | 0 | 0 | 0 | 0 | 0 | 0 | 0 | 0 | 0 | 0 | 0 | 0 | 0 | 0 | 0 | 0 | 0 | 1 | 1 | 1
1 | 19 | 3 | 0.31186 | 0.057719 | 0.16049 | 0.43265 | 0 | 0 | 0.030218 | 0.44278 | 0.36463 | 0.30331 | 0.66092 | 0.33348 | 0.32075 | 0.40254 | 0.37889 | 0.35825 | 0.017121 | 0.096666 | 0.87781 | 0.5222 | 0.15812 | 0.057634 | 0 | 0 | 0 | 0 | 0 | 0 | 0 | 0 | 0 | 0 | 0 | 0 | 0 | 0 | 0 | 0 | 0 | 0 | 0 | 0 | 0 | 1 | 1 | 1
1 | 19 | 4 | 0.30147 | 0.063377 | 0.16273 | 0.42921 | 0 | 0 | 0.025481 | 0.43127 | 0.35452 | 0.29279 | 0.63798 | 0.33468 | 0.31041 | 0.40111 | 0.40251 | 0.38234 | 0.010409 | 0.084064 | 0.86682 | 0.54055 | 0.18132 | 0.063293 | 3.4899e-05 | 0 | 0 | 0 | 0 | 0 | 0 | 0 | 0 | 0 | 0 | 0 | 0 | 0 | 0 | 0 | 0 | 0 | 0 | 0 | 0 | 1 | 1 | 1
1 | 19 | 5 | 0.29553 | 0.075485 | 0.15375 | 0.40735 | 0 | 0 | 0.014983 | 0.41317 | 0.34883 | 0.2868 | 0.6306 | 0.32374 | 0.30452 | 0.38946 | 0.42356 | 0.40384 | 0.0074421 | 0.07823 | 0.86136 | 0.55963 | 0.1877 | 0.075378 | 0.0024164 | 0 | 0 | 0 | 0 | 0 | 0 | 0 | 0 | 0 | 0 | 0 | 0 | 0 | 0 | 0 | 0 | 0 | 0 | 0 | 0 | 1 | 1 | 1
1 | 19 | 6 | 0.29543 | 0.098374 | 0.1556 | 0.38567 | 0 | 0 | 0.0054602 | 0.41286 | 0.34934 | 0.28679 | 0.63227 | 0.3391 | 0.30451 | 0.40502 | 0.43177 | 0.41223 | 0.0064279 | 0.071153 | 0.84627 | 0.5606 | 0.1993 | 0.098301 | 0.014558 | 0 | 0 | 0 | 0 | 0 | 0 | 0 | 0 | 0 | 0 | 0 | 0 | 0 | 0 | 0 | 0 | 0 | 0 | 0 | 0 | 1 | 1 | 1
1 | 19 | 7 | 0.27876 | 0.12331 | 0.16602 | 0.35868 | 0 | 0 | 0.00037055 | 0.38707 | 0.33337 | 0.26998 | 0.62369 | 0.3519 | 0.28796 | 0.417 | 0.43365 | 0.41416 | 0.0073705 | 0.062242 | 0.8068 | 0.55841 | 0.21448 | 0.12335 | 0.030078 | 9.3284e-07 | 0.00046442 | 0.0031678 | 0.00045551 | 0 | 0 | 0 | 0 | 0 | 3.9231e-06 | 0.00020007 | 0.0035475 | 0.00059887 | 1.217e-05 | 0.0034717 | 0.00059372 | 0.0037399 | 0.00094808 | 0.012781 | 0.00027881 | 1 | 1 | 1
1 | 19 | 8 | 0.24739 | 0.12179 | 0.16611 | 0.31014 | 0 | 0 | 3.0213e-06 | 0.32326 | 0.3034 | 0.23839 | 0.57277 | 0.35683 | 0.25683 | 0.42263 | 0.43102 | 0.41146 | 0.0056966 | 0.057258 | 0.71817 | 0.5438 | 0.19971 | 0.12183 | 0.029146 | 0.05459 | 0.14498 | 0.22618 | 0.1422 | 0.04706 | 0.0071591 | 0.025358 | 0.15759 | 0.1966 | 0.33926 | 0.34553 | 0.48008 | 0.17892 | 0.0072115 | 0.32794 | 0.17739 | 0.37075 | 0.39216 | 0.15295 | 0.051048 | 1 | 1 | 1
1 | 19 | 9 | 0.20416 | 0.097978 | 0.16756 | 0.25135 | 0 | 0 | 0 | 0.23803 | 0.26033 | 0.19468 | 0.45357 | 0.3337 | 0.21365 | 0.39698 | 0.43027 | 0.41069 | 0.0021387 | 0.049764 | 0.66224 | 0.47769 | 0.14444 | 0.097906 | 0.014303 | 0.30255 | 0.44866 | 0.44124 | 0.44006 | 0.44102 | 0.42467 | 0.46789 | 0.54821 | 0.60024 | 0.72837 | 0.74851 | 0.77349 | 0.43014 | 0.076412 | 0.45681 | 0.42644 | 0.66964 | 0.6767 | 0.21103 | 0.10075 | 1 | 1 | 1
1 | 19 | 10 | 0.19999 | 0.075428 | 0.16709 | 0.16089 | 0 | 0 | 0 | 0.15013 | 0.25706 | 0.1906 | 0.48001 | 0.3904 | 0.20962 | 0.44616 | 0.4394 | 0.42004 | 0.00045944 | 0.039775 | 0.61308 | 0.43825 | 0.135 | 0.075292 | 0.002484 | 0.4973 | 0.62103 | 0.51683 | 0.60913 | 0.57909 | 0.68653 | 0.70664 | 0.75769 | 0.81793 | 0.92955 | 0.91867 | 0.93201 | 0.53784 | 0.02194 | 0.51523 | 0.53322 | 0.80807 | 0.7498 | 0.21622 | 0.15658 | 1 | 1 | 1
1 | 19 | 11 | 0.20879 | 0.069861 | 0.16447 | 0.10654 | 0 | 0 | 0.0010914 | 0.07955 | 0.26625 | 0.19955 | 0.49536 | 0.60239 | 0.21847 | 0.65096 | 0.4562 | 0.43724 | 0.0014972 | 0.049502 | 0.52754 | 0.42387 | 0.16622 | 0.069755 | 6.4138e-05 | 0.58946 | 0.68172 | 0.52445 | 0.66865 | 0.53651 | 0.74105 | 0.81056 | 0.84121 | 0.92907 | 1 | 0.92766 | 1 | 0.54625 | 0.014428 | 0.45721 | 0.54156 | 0.69775 | 0.80653 | 0.20057 | 0.16155 | 1 | 1 | 1
1 | 19 | 12 | 0.20527 | 0.075143 | 0.16668 | 0.077477 | 0 | 0 | 0.019628 | 0.027808 | 0.26239 | 0.19594 | 0.50044 | 0.68937 | 0.21491 | 0.72265 | 0.48845 | 0.47031 | 0.002192 | 0.058547 | 0.4584 | 0.41121 | 0.17617 | 0.075114 | 0.0017824 | 0.6179 | 0.68789 | 0.52514 | 0.6747 | 0.55909 | 0.75637 | 0.85364 | 0.87484 | 0.96948 | 1 | 0.88463 | 1 | 0.55881 | 0.020493 | 0.20887 | 0.55401 | 0.64096 | 0.80937 | 0.2816 | 0.14666 | 1 | 1 | 1
1 | 19 | 13 | 0.20335 | 0.073354 | 0.16806 | 0.052805 | 0 | 0 | 0.074056 | 0.0025018 | 0.2611 | 0.19409 | 0.37194 | 0.7889 | 0.21307 | 0.82124 | 0.53651 | 0.51968 | 0.0033247 | 0.066229 | 0.42859 | 0.38399 | 0.21962 | 0.073301 | 0.0010892 | 0.59223 | 0.65107 | 0.54419 | 0.63859 | 0.40384 | 0.54665 | 0.80397 | 0.90474 | 0.98133 | 1 | 0.90586 | 1 | 0.40817 | 0.018265 | 0.26353 | 0.40467 | 0.6973 | 0.80208 | 0.41227 | 0.11977 | 1 | 1 | 1
1 | 19 | 14 | 0.18195 | 0.070549 | 0.16972 | 0.036142 | 0 | 0 | 0.1389 | 0 | 0.24078 | 0.17267 | 0.37656 | 0.66635 | 0.19185 | 0.70542 | 0.5377 | 0.5209 | 0.0072439 | 0.064024 | 0.41201 | 0.34418 | 0.30264 | 0.070447 | 8.9604e-05 | 0.53429 | 0.59365 | 0.57049 | 0.58227 | 0.44668 | 0.63064 | 0.81904 | 0.87441 | 0.9421 | 1 | 0.85533 | 0.60811 | 0.32559 | 0.019862 | 0.13075 | 0.32279 | 0.71434 | 0.75788 | 0.53218 | 0.091836 | 1 | 1 | 1
1 | 19 | 15 | 0.126 | 0.077623 | 0.1773 | 0.029872 | 0 | 0 | 0.20392 | 0 | 0.18437 | 0.11635 | 0.38275 | 0.4783 | 0.13585 | 0.53067 | 0.50586 | 0.48818 | 0.011433 | 0.048807 | 0.43028 | 0.2883 | 0.27058 | 0.077509 | 0.0034087 | 0.45398 | 0.52031 | 0.53096 | 0.51034 | 0.47669 | 0.54817 | 0.68601 | 0.81382 | 0.88974 | 0.98204 | 0.82626 | 0.26589 | 0.27818 | 0.059483 | 0.15557 | 0.27579 | 0.72581 | 0.71748 | 0.45671 | 0.032272 | 1 | 1 | 1
1 | 19 | 16 | 0.088303 | 0.096557 | 0.2054 | 0.034647 | 0 | 0 | 0.29662 | 0 | 0.1454 | 0.078507 | 0.31985 | 0.3626 | 0.097976 | 0.41887 | 0.50872 | 0.49112 | 0.023012 | 0.038008 | 0.44697 | 0.21223 | 0.27328 | 0.09648 | 0.013479 | 0.32982 | 0.40631 | 0.4552 | 0.39852 | 0.45373 | 0.29519 | 0.47943 | 0.65884 | 0.73206 | 0.78866 | 0.6632 | 0.28157 | 0.23801 | 0.059522 | 0.1692 | 0.23597 | 0.58305 | 0.59495 | 0.32998 | 0.074585 | 1 | 1 | 1
1 | 19 | 17 | 0.1127 | 0.11786 | 0.25529 | 0.056393 | 0 | 0.016426 | 0.41753 | 0 | 0.17036 | 0.10294 | 0.21785 | 0.44618 | 0.12245 | 0.50573 | 0.53712 | 0.52031 | 0.035946 | 0.057257 | 0.43358 | 0.23505 | 0.30626 | 0.11784 | 0.026807 | 0.082174 | 0.12276 | 0.14014 | 0.12041 | 0.14906 | 0.038242 | 0.093702 | 0.25681 | 0.1553 | 0.29512 | 0.35618 | 0.072501 | 0.086912 | 0.0079465 | 0.053278 | 0.086165 | 0.18144 | 0.21771 | 0.082263 | 0.0011827 | 1 | 1 | 1
1 | 19 | 18 | 0.18066 | 0.12806 | 0.31741 | 0.077085 | 0 | 0.057693 | 0.49068 | 0 | 0.24009 | 0.17145 | 0.16268 | 0.47803 | 0.19064 | 0.54137 | 0.53948 | 0.52274 | 0.045356 | 0.098274 | 0.40539 | 0.28133 | 0.10756 | 0.12801 | 0.034187 | 7.6835e-05 | 0.00036669 | 0.0029658 | 0.00035966 | 9.4532e-05 | 1.4716e-05 | 0.00048826 | 0.00078309 | 0.0031565 | 0.00088269 | 0.00023929 | 0 | 0 | 0 | 6.6603e-06 | 0 | 0.015231 | 5.2462e-05 | 0 | 0 | 1 | 1 | 1
1 | 19 | 19 | 0.19357 | 0.13238 | 0.37815 | 0.090712 | 0 | 0.12068 | 0.50872 | 0 | 0.25209 | 0.18433 | 0.17665 | 0.29048 | 0.20341 | 0.35729 | 0.54695 | 0.53043 | 0.056408 | 0.10929 | 0.37381 | 0.38708 | 0.070338 | 0.13236 | 0.037182 | 0 | 0 | 0 | 0 | 0 | 0 | 0 | 0 | 0 | 0 | 0 | 0 | 0 | 0 | 0 | 0 | 0 | 0 | 0 | 0 | 1 | 1 | 1
1 | 19 | 20 | 0.16657 | 0.12457 | 0.41757 | 0.11559 | 0 | 0.23921 | 0.50645 | 0 | 0.22542 | 0.15718 | 0.10134 | 0.14099 | 0.17648 | 0.21295 | 0.54248 | 0.52582 | 0.06359 | 0.080278 | 0.32616 | 0.43765 | 0.055308 | 0.12443 | 0.03246 | 0 | 0 | 0 | 0 | 0 | 0 | 0 | 0 | 0 | 0 | 0 | 0 | 0 | 0 | 0 | 0 | 0 | 0 | 0 | 0 | 1 | 1 | 1
1 | 19 | 21 | 0.11674 | 0.13392 | 0.41348 | 0.17745 | 0 | 0.27625 | 0.49181 | 0 | 0.1752 | 0.10709 | 0.035626 | 0.052082 | 0.1266 | 0.1215 | 0.54297 | 0.52633 | 0.0863 | 0.054553 | 0.29042 | 0.42914 | 0.059506 | 0.13393 | 0.038111 | 0 | 0 | 0 | 0 | 0 | 0 | 0 | 0 | 0 | 0 | 0 | 0 | 0 | 0 | 0 | 0 | 0 | 0 | 0 | 0 | 1 | 1 | 1
1 | 19 | 22 | 0.081483 | 0.12507 | 0.43279 | 0.26088 | 0 | 0.22552 | 0.47698 | 0 | 0.13981 | 0.071891 | 0.0018632 | 0.016319 | 0.091327 | 0.082707 | 0.53178 | 0.51481 | 0.1124 | 0.034052 | 0.27401 | 0.38659 | 0.071878 | 0.12502 | 0.032059 | 0 | 0 | 0 | 0 | 0 | 0 | 0 | 0 | 0 | 0 | 0 | 0 | 0 | 0 | 0 | 0 | 0 | 0 | 0 | 0 | 1 | 1 | 1
1 | 19 | 23 | 0.059508 | 0.11103 | 0.55478 | 0.3574 | 0 | 0.14786 | 0.42716 | 0 | 0.11707 | 0.049982 | 0 | 0.0011804 | 0.069229 | 0.064035 | 0.55422 | 0.5379 | 0.138 | 0.030085 | 0.27192 | 0.25168 | 0.021 | 0.11097 | 0.022455 | 0 | 0 | 0 | 0 | 0 | 0 | 0 | 0 | 0 | 0 | 0 | 0 | 0 | 0 | 0 | 0 | 0 | 0 | 0 | 0 | 1 | 1 | 1
1 | 19 | 24 | 0.055737 | 0.09427 | 0.63453 | 0.44756 | 0 | 0.11264 | 0.39914 | 0 | 0.11378 | 0.046318 | 0 | 2.0969e-05 | 0.065521 | 0.046021 | 0.58306 | 0.56762 | 0.17904 | 0.033626 | 0.2901 | 0.15806 | 0.0030437 | 0.094185 | 0.012167 | 0 | 0 | 0 | 0 | 0 | 0 | 0 | 0 | 0 | 0 | 0 | 0 | 0 | 0 | 0 | 0 | 0 | 0 | 0 | 0 | 1 | 1 | 1
1 | 20 | 1 | 0.047984 | 0.081807 | 0.61518 | 0.49385 | 0 | 0.13449 | 0.36675 | 0 | 0.10624 | 0.038704 | 0 | 0 | 0.057782 | 0.017993 | 0.63942 | 0.62577 | 0.23092 | 0.032896 | 0.29533 | 0.12128 | 0.0022777 | 0.081721 | 0.0053283 | 0 | 0 | 0 | 0 | 0 | 0 | 0 | 0 | 0 | 0 | 0 | 0 | 0 | 0 | 0 | 0 | 0 | 0 | 0 | 0 | 1 | 1 | 1
1 | 20 | 2 | 0.017734 | 0.075165 | 0.56329 | 0.51228 | 0 | 0.1703 | 0.30007 | 0 | 0.072578 | 0.0091391 | 0 | 8.151e-06 | 0.026823 | 0.025134 | 0.66231 | 0.64941 | 0.29441 | 0.029961 | 0.30069 | 0.095747 | 0.001943 | 0.075161 | 0.001776 | 0 | 0 | 0 | 0 | 0 | 0 | 0 | 0 | 0 | 0 | 0 | 0 | 0 | 0 | 0 | 0 | 0 | 0 | 0 | 0 | 1 | 1 | 1
1 | 20 | 3 | 0.00098485 | 0.056099 | 0.53029 | 0.52464 | 0 | 0.14801 | 0.25385 | 0 | 0.049428 | 0.00042898 | 0 | 0.0029312 | 0.006312 | 0.064067 | 0.69833 | 0.68667 | 0.32769 | 0.026462 | 0.30337 | 0.076702 | 0.00013346 | 0.056026 | 2.6972e-05 | 0 | 0 | 0 | 0 | 0 | 0 | 0 | 0 | 0 | 0 | 0 | 0 | 0 | 0 | 0 | 0 | 0 | 0 | 0 | 0 | 1 | 1 | 1
1 | 20 | 4 | 0 | 0.043037 | 0.56074 | 0.53398 | 0 | 0.085821 | 0.18215 | 0 | 0.029457 | 0 | 0 | 0.047185 | 0.00030168 | 0.12117 | 0.70252 | 0.69101 | 0.36753 | 0.017768 | 0.30179 | 0.072547 | 0.0041092 | 0.043027 | 0 | 0 | 0 | 0 | 0 | 0 | 0 | 0 | 0 | 0 | 0 | 0 | 0 | 0 | 0 | 0 | 0 | 0 | 0 | 0 | 0 | 1 | 1 | 1
1 | 20 | 5 | 0 | 0.022342 | 0.55651 | 0.52094 | 0 | 0.046475 | 0.11631 | 0 | 0.010363 | 0 | 0 | 0.04351 | 0 | 0.10837 | 0.6717 | 0.65913 | 0.39174 | 0.0073371 | 0.29715 | 0.076573 | 0.022309 | 0.022243 | 0 | 0 | 0 | 0 | 0 | 0 | 0 | 0 | 0 | 0 | 0 | 0 | 0 | 0 | 0 | 0 | 0 | 0 | 0 | 0 | 0 | 1 | 1 | 1
1 | 20 | 6 | 0 | 0.018076 | 0.55431 | 0.51729 | 0 | 0.026035 | 0.062419 | 0 | 0.0034201 | 0 | 0 | 0.16084 | 0 | 0.23625 | 0.66919 | 0.65653 | 0.39624 | 0.0033201 | 0.294 | 0.069828 | 0.049716 | 0.017966 | 0 | 0 | 0 | 0 | 0 | 0 | 0 | 0 | 0 | 0 | 0 | 0 | 0 | 0 | 0 | 0 | 0 | 0 | 0 | 0 | 0 | 1 | 1 | 1
1 | 20 | 7 | 0 | 0.033006 | 0.55583 | 0.49276 | 0 | 0.018337 | 0.02144 | 0 | 0.00011171 | 0 | 0 | 0.24375 | 0 | 0.32075 | 0.68872 | 0.67672 | 0.40344 | 0.0013161 | 0.31436 | 0.064779 | 0.073604 | 0.032912 | 0 | 1.7518e-06 | 0.0011106 | 0.01258 | 0.0010893 | 0 | 0 | 0 | 0 | 0 | 6.1663e-06 | 0.00048959 | 0.0039297 | 0.0039106 | 0.0057725 | 0.0047031 | 0.003877 | 0.0027174 | 0.0011254 | 0.038913 | 0.029289 | 1 | 1 | 1
1 | 20 | 8 | 0 | 0.059541 | 0.55906 | 0.50395 | 0 | 0.0092512 | 0.0012788 | 0 | 0 | 0 | 0 | 0.18082 | 0 | 0.25657 | 0.67847 | 0.66613 | 0.44484 | 0.00093489 | 0.32916 | 0.065632 | 0.089784 | 0.059306 | 0.00051872 | 0.082208 | 0.20436 | 0.25076 | 0.20044 | 0.055729 | 0.008647 | 0.014078 | 0.16145 | 0.19557 | 0.33169 | 0.42107 | 0.47771 | 0.41627 | 0.44846 | 0.42317 | 0.41269 | 0.25443 | 0.39606 | 0.22831 | 0.13669 | 1 | 1 | 1
1 | 20 | 9 | 0 | 0.12573 | 0.57478 | 0.51831 | 0 | 0 | 0 | 0 | 0 | 0 | 0 | 0.06205 | 0 | 0.13123 | 0.64951 | 0.63619 | 0.43683 | 0.0018917 | 0.32284 | 0.059256 | 0.16928 | 0.12549 | 0.034422 | 0.36162 | 0.52868 | 0.46515 | 0.51854 | 0.31852 | 0.35247 | 0.44198 | 0.55845 | 0.60777 | 0.73913 | 0.73624 | 0.78645 | 0.70564 | 0.72886 | 0.73257 | 0.69959 | 0.53706 | 0.66049 | 0.38703 | 0.16171 | 1 | 1 | 1
1 | 20 | 10 | 0 | 0.22235 | 0.55248 | 0.49175 | 0 | 0 | 0 | 0 | 0 | 0 | 0 | 0.011615 | 0 | 0.07599 | 0.66189 | 0.64899 | 0.39766 | 0.0015064 | 0.26996 | 0.047932 | 0.43718 | 0.22163 | 0.12121 | 0.58161 | 0.7217 | 0.61274 | 0.70787 | 0.40044 | 0.54654 | 0.66406 | 0.753 | 0.81796 | 0.93214 | 0.94723 | 0.95413 | 0.89147 | 0.84413 | 0.86719 | 0.88382 | 0.61036 | 0.81024 | 0.62935 | 0.25046 | 1 | 1 | 1
1 | 20 | 11 | 0 | 0.46121 | 0.55938 | 0.50492 | 0 | 0 | 0 | 0 | 0 | 0 | 0 | 0.00052216 | 0 | 0.056128 | 0.6874 | 0.67536 | 0.36239 | 0.00015028 | 0.19031 | 0.044816 | 0.63089 | 0.46113 | 0.36308 | 0.73653 | 0.84934 | 0.60971 | 0.83306 | 0.61615 | 0.60747 | 0.77397 | 0.87042 | 0.94216 | 1 | 1 | 1 | 1 | 0.97901 | 0.96334 | 1 | 0.66535 | 0.83996 | 0.67986 | 0.1335 | 1 | 1 | 1
1 | 20 | 12 | 0 | 0.6986 | 0.62722 | 0.55601 | 0 | 0.020418 | 0 | 0 | 0 | 0 | 0 | 1.6694e-05 | 0 | 0.057345 | 0.70958 | 0.69831 | 0.43803 | 0.00033689 | 0.1577 | 0.045919 | 0.65253 | 0.69909 | 0.6293 | 0.8357 | 0.92754 | 0.68012 | 0.90976 | 0.87045 | 0.70727 | 0.812 | 0.8762 | 0.9768 | 1 | 1 | 1 | 1 | 1 | 1 | 1 | 0.73364 | 0.87719 | 0.78359 | 0.25364 | 1 | 1 | 1
1 | 20 | 13 | 0 | 0.81732 | 0.6651 | 0.5823 | 0 | 0.030501 | 0 | 0.0054021 | 0.0014182 | 0 | 0 | 0.00050276 | 0 | 0.063897 | 0.7216 | 0.71076 | 0.44694 | 0.00079028 | 0.13421 | 0.051641 | 0.71447 | 0.81744 | 0.77576 | 0.84704 | 0.92983 | 0.68829 | 0.91201 | 0.88474 | 0.79451 | 0.69409 | 0.8667 | 0.96546 | 1 | 1 | 1 | 1 | 1 | 1 | 1 | 0.714 | 0.86516 | 0.63295 | 0.34029 | 1 | 1 | 1
1 | 20 | 14 | 0.001947 | 0.90763 | 0.70308 | 0.61188 | 0 | 0.036634 | 0 | 0.059763 | 0.042202 | 0.0013211 | 0.0004814 | 0.0040241 | 0.0023572 | 0.068824 | 0.69202 | 0.68014 | 0.51777 | 0.0028248 | 0.13576 | 0.06154 | 0.80289 | 0.90774 | 0.88548 | 0.8191 | 0.91032 | 0.61439 | 0.89287 | 0.84913 | 0.81318 | 0.81709 | 0.78296 | 0.92802 | 1 | 1 | 1 | 1 | 1 | 0.93935 | 1 | 0.64718 | 0.88686 | 0.55894 | 0.30682 | 1 | 1 | 1
1 | 20 | 15 | 0.037828 | 0.97446 | 0.71764 | 0.6125 | 0 | 0.039418 | 0 | 0.17068 | 0.092174 | 0.028805 | 0.0086933 | 0.0047166 | 0.046609 | 0.069232 | 0.63972 | 0.62608 | 0.60208 | 0.0066938 | 0.16646 | 0.093612 | 0.87609 | 0.97468 | 0.96565 | 0.70823 | 0.81424 | 0.58838 | 0.79863 | 0.78267 | 0.74652 | 0.76033 | 0.64961 | 0.77085 | 0.97066 | 0.97364 | 0.95448 | 0.94852 | 0.93714 | 0.90762 | 0.94037 | 0.6503 | 0.79907 | 0.60873 | 0.24829 | 1 | 1 | 1
1 | 20 | 16 | 0.14399 | 0.99187 | 0.73053 | 0.57284 | 0.0032942 | 0.062614 | 0 | 0.33467 | 0.20299 | 0.13455 | 0.016152 | 0.01129 | 0.15391 | 0.076878 | 0.6027 | 0.58786 | 0.65979 | 0.015243 | 0.25348 | 0.17267 | 0.87271 | 0.99194 | 0.98911 | 0.48665 | 0.60326 | 0.53512 | 0.59169 | 0.66664 | 0.56687 | 0.59808 | 0.54108 | 0.54357 | 0.65407 | 0.78653 | 0.73436 | 0.71434 | 0.76679 | 0.61457 | 0.70821 | 0.59411 | 0.5993 | 0.56256 | 0.32656 | 1 | 1 | 1
1 | 20 | 17 | 0.23351 | 0.99589 | 0.77417 | 0.63775 | 0.023591 | 0.092541 | 0 | 0.51311 | 0.2914 | 0.22462 | 0.015395 | 0.032955 | 0.24323 | 0.10165 | 0.60539 | 0.59064 | 0.80212 | 0.026481 | 0.35342 | 0.19537 | 0.90052 | 0.99592 | 0.99458 | 0.13382 | 0.20195 | 0.15827 | 0.19807 | 0.25867 | 0.058106 | 0.046099 | 0.1595 | 0.14193 | 0.22953 | 0.4431 | 0.28923 | 0.29407 | 0.36127 | 0.30921 | 0.29154 | 0.19209 | 0.234 | 0.16825 | 0.012449 | 1 | 1 | 1
1 | 20 | 18 | 0.25485 | 0.9954 | 0.78273 | 0.6119 | 0.077827 | 0.095518 | 0.0018337 | 0.5739 | 0.3117 | 0.24606 | 0.019176 | 0.07736 | 0.2644 | 0.1509 | 0.60432 | 0.58953 | 0.83759 | 0.033695 | 0.42175 | 0.21596 | 0.91979 | 0.99557 | 0.99211 | 7.7372e-05 | 0.00036791 | 0.0054833 | 0.00036086 | 0.00096783 | 4.6911e-05 | 1.3027e-05 | 0.00048282 | 0.0025095 | 0.0010623 | 0.0003968 | 0 | 0 | 3.6099e-05 | 0.00017823 | 0 | 0.02062 | 0.0076958 | 0 | 0 | 1 | 1 | 1
1 | 20 | 19 | 0.21878 | 0.95892 | 0.79769 | 0.62219 | 0.19029 | 0.038453 | 0.029829 | 0.59961 | 0.27423 | 0.20935 | 0.016394 | 0.12061 | 0.22816 | 0.19326 | 0.56206 | 0.54598 | 0.84473 | 0.034825 | 0.47485 | 0.21247 | 0.92237 | 0.95914 | 0.94667 | 0 | 0 | 0 | 0 | 0 | 0 | 0 | 0 | 0 | 0 | 0 | 0 | 0 | 0 | 0 | 0 | 0 | 0 | 0 | 0 | 1 | 1 | 1
1 | 20 | 20 | 0.22724 | 0.87188 | 0.7704 | 0.64123 | 0.35841 | 0.074408 | 0.07354 | 0.60606 | 0.28357 | 0.21803 | 0.014919 | 0.20086 | 0.23674 | 0.27564 | 0.50548 | 0.48779 | 0.86249 | 0.034836 | 0.52212 | 0.23245 | 0.90299 | 0.87161 | 0.84673 | 0 | 0 | 0 | 0 | 0 | 0 | 0 | 0 | 0 | 0 | 0 | 0 | 0 | 0 | 0 | 0 | 0 | 0 | 0 | 0 | 1 | 1 | 1
1 | 20 | 21 | 0.24093 | 0.84303 | 0.65529 | 0.6575 | 0.62736 | 0.14216 | 0.11335 | 0.61917 | 0.29776 | 0.23196 | 0.026412 | 0.23946 | 0.2505 | 0.3127 | 0.41106 | 0.39107 | 0.86569 | 0.052866 | 0.51019 | 0.22509 | 0.88125 | 0.84335 | 0.80414 | 0 | 0 | 0 | 0 | 0 | 0 | 0 | 0 | 0 | 0 | 0 | 0 | 0 | 0 | 0 | 0 | 0 | 0 | 0 | 0 | 1 | 1 | 1
1 | 20 | 22 | 0.21912 | 0.73339 | 0.5251 | 0.63251 | 0.82206 | 0.15411 | 0.17833 | 0.59404 | 0.27679 | 0.21002 | 0.038746 | 0.22828 | 0.22882 | 0.30389 | 0.32846 | 0.307 | 0.869 | 0.1109 | 0.4947 | 0.29572 | 0.85737 | 0.73323 | 0.67867 | 0 | 0 | 0 | 0 | 0 | 0 | 0 | 0 | 0 | 0 | 0 | 0 | 0 | 0 | 0 | 0 | 0 | 0 | 0 | 0 | 1 | 1 | 1
1 | 20 | 23 | 0.1635 | 0.64892 | 0.38898 | 0.65343 | 0.87136 | 0.22053 | 0.2364 | 0.53114 | 0.22047 | 0.15381 | 0.056053 | 0.12499 | 0.17314 | 0.19984 | 0.25459 | 0.23242 | 0.86283 | 0.19312 | 0.47445 | 0.36101 | 0.84107 | 0.64859 | 0.58102 | 0 | 0 | 0 | 0 | 0 | 0 | 0 | 0 | 0 | 0 | 0 | 0 | 0 | 0 | 0 | 0 | 0 | 0 | 0 | 0 | 1 | 1 | 1
1 | 20 | 24 | 0.1569 | 0.62442 | 0.2767 | 0.66713 | 0.86822 | 0.29719 | 0.28164 | 0.4759 | 0.21444 | 0.14725 | 0.092069 | 0.0069422 | 0.16663 | 0.063536 | 0.21182 | 0.18963 | 0.86318 | 0.23979 | 0.45551 | 0.33105 | 0.81944 | 0.62428 | 0.54988 | 0 | 0 | 0 | 0 | 0 | 0 | 0 | 0 | 0 | 0 | 0 | 0 | 0 | 0 | 0 | 0 | 0 | 0 | 0 | 0 | 1 | 1 | 1
1 | 21 | 1 | 0.18149 | 0.61354 | 0.24434 | 0.67955 | 0.8833 | 0.60976 | 0.28908 | 0.48629 | 0.24169 | 0.17241 | 0.10682 | 0 | 0.19159 | 0.054718 | 0.16401 | 0.14227 | 0.86655 | 0.14669 | 0.40865 | 0.32295 | 0.80008 | 0.6133 | 0.53855 | 0 | 0 | 0 | 0 | 0 | 0 | 0 | 0 | 0 | 0 | 0 | 0 | 0 | 0 | 0 | 0 | 0 | 0 | 0 | 0 | 1 | 1 | 1
1 | 21 | 2 | 0.12851 | 0.64285 | 0.24709 | 0.69167 | 0.91376 | 0.85032 | 0.34427 | 0.41481 | 0.18561 | 0.11869 | 0.080023 | 0 | 0.13818 | 0.050797 | 0.13408 | 0.113 | 0.86692 | 0.097224 | 0.40571 | 0.31179 | 0.80928 | 0.64279 | 0.57044 | 0 | 0 | 0 | 0 | 0 | 0 | 0 | 0 | 0 | 0 | 0 | 0 | 0 | 0 | 0 | 0 | 0 | 0 | 0 | 0 | 1 | 1 | 1
1 | 21 | 3 | 0.12988 | 0.67117 | 0.21559 | 0.68388 | 0.93356 | 0.98545 | 0.43913 | 0.36343 | 0.18968 | 0.12044 | 0.053929 | 0 | 0.13994 | 0.036272 | 0.10197 | 0.082083 | 0.86786 | 0.11441 | 0.42678 | 0.33266 | 0.79357 | 0.67116 | 0.6031 | 0 | 0 | 0 | 0 | 0 | 0 | 0 | 0 | 0 | 0 | 0 | 0 | 0 | 0 | 0 | 0 | 0 | 0 | 0 | 0 | 1 | 1 | 1
1 | 21 | 4 | 0.10245 | 0.6899 | 0.14125 | 0.68105 | 0.95909 | 0.9429 | 0.50289 | 0.26619 | 0.16063 | 0.09276 | 0.11638 | 0 | 0.11228 | 0.015945 | 0.07789 | 0.059382 | 0.86419 | 0.17667 | 0.45367 | 0.51774 | 0.77789 | 0.68985 | 0.62574 | 0 | 0 | 0 | 0 | 0 | 0 | 0 | 0 | 0 | 0 | 0 | 0 | 0 | 0 | 0 | 0 | 0 | 0 | 0 | 0 | 1 | 1 | 1
1 | 21 | 5 | 0.10487 | 0.71064 | 0.11393 | 0.68466 | 0.97466 | 0.94022 | 0.4614 | 0.12759 | 0.16081 | 0.094888 | 0.23217 | 0 | 0.11437 | 0.010074 | 0.068617 | 0.050805 | 0.84987 | 0.17053 | 0.48752 | 0.66255 | 0.72097 | 0.71074 | 0.64828 | 0 | 0 | 0 | 0 | 0 | 0 | 0 | 0 | 0 | 0 | 0 | 0 | 0 | 0 | 0 | 0 | 0 | 0 | 0 | 0 | 1 | 1 | 1
1 | 21 | 6 | 0.21417 | 0.69723 | 0.11184 | 0.68307 | 0.98549 | 0.62095 | 0.45617 | 0.10444 | 0.26962 | 0.20475 | 0.45197 | 0.0049262 | 0.22354 | 0.032654 | 0.065845 | 0.048264 | 0.83603 | 0.14879 | 0.55131 | 0.7782 | 0.5488 | 0.69718 | 0.63435 | 0 | 0 | 0 | 0 | 0 | 0 | 0 | 0 | 0 | 0 | 0 | 0 | 0 | 0 | 0 | 0 | 0 | 0 | 0 | 0 | 1 | 1 | 1
1 | 21 | 7 | 0.37078 | 0.6836 | 0.10318 | 0.63635 | 0.98793 | 0.34245 | 0.47475 | 0.13171 | 0.42335 | 0.36325 | 0.65631 | 0.094268 | 0.37958 | 0.16396 | 0.067988 | 0.05023 | 0.82471 | 0.2109 | 0.65539 | 0.85876 | 0.33452 | 0.68343 | 0.61992 | 1.7052e-06 | 0.001202 | 0.029099 | 0.0011789 | 0 | 0 | 0 | 0 | 0 | 1.2165e-05 | 0.00067726 | 0.0044759 | 0.0043898 | 0.0060102 | 0.0047738 | 0.0043521 | 0.0022067 | 0.0018792 | 0.026156 | 0.13793 | 1 | 1 | 1
1 | 21 | 8 | 0.41481 | 0.70266 | 0.097824 | 0.62142 | 0.98303 | 0.67343 | 0.42306 | 0.20079 | 0.45884 | 0.40681 | 0.65401 | 0.2652 | 0.42228 | 0.33653 | 0.085112 | 0.06613 | 0.77177 | 0.33785 | 0.68336 | 0.85477 | 0.11201 | 0.70314 | 0.63403 | 0.085301 | 0.21556 | 0.27894 | 0.21143 | 0.14992 | 0.011512 | 0.031176 | 0.14463 | 0.2009 | 0.33766 | 0.43325 | 0.48995 | 0.44978 | 0.44635 | 0.42562 | 0.44592 | 0.16153 | 0.3991 | 0.22257 | 0.3535 | 1 | 1 | 1
1 | 21 | 9 | 0.55228 | 0.60297 | 0.11304 | 0.61522 | 0.95069 | 0.71955 | 0.28213 | 0.27587 | 0.58888 | 0.54613 | 0.66585 | 0.40945 | 0.55846 | 0.47133 | 0.10434 | 0.084335 | 0.68946 | 0.36338 | 0.68267 | 0.85883 | 0.01646 | 0.60303 | 0.52251 | 0.38487 | 0.56785 | 0.44991 | 0.55696 | 0.57378 | 0.44429 | 0.48006 | 0.52839 | 0.61097 | 0.73137 | 0.77214 | 0.79477 | 0.77983 | 0.76156 | 0.7409 | 0.77313 | 0.26671 | 0.64698 | 0.27725 | 0.43739 | 1 | 1 | 1
1 | 21 | 10 | 0.72141 | 0.47764 | 0.099595 | 0.57562 | 0.87136 | 0.32066 | 0.14048 | 0.40775 | 0.74502 | 0.71742 | 0.71035 | 0.51216 | 0.72539 | 0.56746 | 0.1082 | 0.088027 | 0.58669 | 0.44485 | 0.72272 | 0.90642 | 0.012008 | 0.47725 | 0.38486 | 0.62762 | 0.78148 | 0.56938 | 0.7665 | 0.78826 | 0.67059 | 0.70095 | 0.75829 | 0.81725 | 0.90428 | 0.93785 | 0.96519 | 0.95885 | 0.91866 | 0.91197 | 0.95062 | 0.36965 | 0.77975 | 0.30158 | 0.60596 | 1 | 1 | 1
1 | 21 | 11 | 0.90114 | 0.42265 | 0.077745 | 0.57311 | 0.80908 | 0.32285 | 0.053875 | 0.66582 | 0.91326 | 0.90023 | 0.79182 | 0.52363 | 0.90313 | 0.57446 | 0.095419 | 0.07585 | 0.46628 | 0.51286 | 0.74215 | 0.91851 | 0.053496 | 0.42256 | 0.3203 | 0.77814 | 0.89678 | 0.62208 | 0.87959 | 0.85007 | 0.81395 | 0.80935 | 0.84046 | 0.93254 | 1 | 0.97449 | 1 | 1 | 1 | 1 | 1 | 0.36162 | 0.87565 | 0.38296 | 0.60649 | 1 | 1 | 1
1 | 21 | 12 | 0.95141 | 0.36886 | 0.084611 | 0.58476 | 0.79006 | 0.24624 | 0.0034195 | 0.89768 | 0.95646 | 0.9508 | 0.90131 | 0.53214 | 0.95225 | 0.58053 | 0.076719 | 0.058292 | 0.35026 | 0.46974 | 0.74944 | 0.94089 | 0.20084 | 0.36896 | 0.25997 | 0.85566 | 0.94681 | 0.64225 | 0.92865 | 0.8805 | 0.86276 | 0.88149 | 0.88746 | 0.97803 | 1 | 1 | 1 | 0.98687 | 1 | 1 | 0.9784 | 0.40394 | 0.88784 | 0.49424 | 0.52294 | 1 | 1 | 1
1 | 21 | 13 | 0.96551 | 0.27231 | 0.10667 | 0.58026 | 0.77563 | 0.15528 | 0.0026628 | 0.9631 | 0.96908 | 0.96508 | 0.94247 | 0.59912 | 0.96611 | 0.6332 | 0.066911 | 0.049241 | 0.26403 | 0.44753 | 0.72234 | 0.97111 | 0.3122 | 0.27198 | 0.16503 | 0.85882 | 0.93859 | 0.63032 | 0.92059 | 0.88184 | 0.86102 | 0.87055 | 0.89349 | 0.99532 | 1 | 1 | 0.72791 | 1 | 1 | 1 | 1 | 0.39062 | 0.86598 | 0.50678 | 0.55679 | 1 | 1 | 1
1 | 21 | 14 | 0.96085 | 0.22928 | 0.11682 | 0.56478 | 0.71525 | 0.1146 | 0.015269 | 0.96809 | 0.96403 | 0.96022 | 0.94713 | 0.90162 | 0.9614 | 0.92313 | 0.059785 | 0.042756 | 0.19366 | 0.44185 | 0.61109 | 0.97151 | 0.48072 | 0.22893 | 0.1234 | 0.83317 | 0.92386 | 0.5745 | 0.90615 | 0.83569 | 0.80204 | 0.84797 | 0.87429 | 0.97129 | 1 | 1 | 1 | 0.99264 | 1 | 0.95412 | 0.98411 | 0.29149 | 0.85128 | 0.45685 | 0.50477 | 1 | 1 | 1
1 | 21 | 15 | 0.96298 | 0.24435 | 0.13501 | 0.54404 | 0.63395 | 0.090096 | 0.02073 | 0.94437 | 0.96861 | 0.9628 | 0.90948 | 0.94746 | 0.96389 | 0.95503 | 0.059597 | 0.042588 | 0.14243 | 0.40674 | 0.45813 | 0.97167 | 0.64408 | 0.2444 | 0.13356 | 0.74107 | 0.85192 | 0.57973 | 0.83558 | 0.794 | 0.7415 | 0.76268 | 0.83047 | 0.8961 | 1 | 0.99503 | 0.97439 | 0.96847 | 0.95348 | 0.91216 | 0.96015 | 0.33227 | 0.84403 | 0.50685 | 0.43464 | 1 | 1 | 1
1 | 21 | 16 | 0.87361 | 0.22635 | 0.15606 | 0.53594 | 0.54626 | 0.071853 | 0.0090564 | 0.88425 | 0.88598 | 0.87196 | 0.86724 | 0.93783 | 0.87567 | 0.94542 | 0.07524 | 0.05692 | 0.11095 | 0.35471 | 0.37708 | 0.96221 | 0.70968 | 0.2264 | 0.11662 | 0.52284 | 0.64795 | 0.54298 | 0.63552 | 0.65758 | 0.57481 | 0.5415 | 0.65443 | 0.74657 | 0.82648 | 0.79148 | 0.69198 | 0.78627 | 0.76243 | 0.69142 | 0.77952 | 0.47639 | 0.70202 | 0.47238 | 0.39355 | 1 | 1 | 1
1 | 21 | 17 | 0.73388 | 0.17803 | 0.17073 | 0.63366 | 0.48873 | 0.043095 | 0.0053914 | 0.70235 | 0.75697 | 0.73013 | 0.73657 | 0.91238 | 0.73777 | 0.92548 | 0.088723 | 0.069521 | 0.10587 | 0.34075 | 0.32838 | 0.94248 | 0.64311 | 0.17776 | 0.076165 | 0.1321 | 0.2006 | 0.16727 | 0.19676 | 0.24432 | 0.033578 | 0.055694 | 0.18049 | 0.14654 | 0.10569 | 0.45168 | 0.26688 | 0.34269 | 0.37695 | 0.3722 | 0.33975 | 0.16241 | 0.28664 | 0.14233 | 0.017825 | 1 | 1 | 1
1 | 21 | 18 | 0.59773 | 0.17124 | 0.18036 | 0.66151 | 0.45723 | 0.023064 | 0.01868 | 0.53739 | 0.62873 | 0.59178 | 0.69907 | 0.80864 | 0.60301 | 0.83062 | 0.089674 | 0.070416 | 0.10491 | 0.32417 | 0.24334 | 0.89941 | 0.68362 | 0.17095 | 0.070499 | 7.6403e-05 | 0.00037711 | 0.005685 | 0.00036988 | 0.0010274 | 1.9384e-05 | 1.9834e-05 | 0.0007826 | 0.0020496 | 0.0005412 | 0.00072646 | 0 | 2.9582e-06 | 9.1235e-05 | 0.0005854 | 2.9328e-06 | 0.021345 | 0.0079945 | 0 | 0 | 1 | 1 | 1
1 | 21 | 19 | 0.57953 | 0.2054 | 0.19554 | 0.6695 | 0.44165 | 0 | 0.0013453 | 0.36685 | 0.61174 | 0.57332 | 0.78719 | 0.702 | 0.58501 | 0.73185 | 0.097402 | 0.077729 | 0.091349 | 0.33734 | 0.19417 | 0.85358 | 0.60501 | 0.20484 | 0.10345 | 0 | 0 | 0 | 0 | 0 | 0 | 0 | 0 | 0 | 0 | 0 | 0 | 0 | 0 | 0 | 0 | 0 | 0 | 0 | 0 | 1 | 1 | 1
1 | 21 | 20 | 0.67851 | 0.3468 | 0.20744 | 0.65477 | 0.44127 | 0 | 0 | 0.34458 | 0.70874 | 0.67443 | 0.81791 | 0.69414 | 0.68356 | 0.72304 | 0.11094 | 0.090645 | 0.096269 | 0.36679 | 0.19179 | 0.7734 | 0.53722 | 0.34703 | 0.23518 | 0 | 0 | 0 | 0 | 0 | 0 | 0 | 0 | 0 | 0 | 0 | 0 | 0 | 0 | 0 | 0 | 0 | 0 | 0 | 0 | 1 | 1 | 1
1 | 21 | 21 | 0.67966 | 0.41951 | 0.20457 | 0.62548 | 0.55405 | 0.0091567 | 0 | 0.29415 | 0.70829 | 0.67536 | 0.84051 | 0.81745 | 0.68447 | 0.84525 | 0.12198 | 0.10127 | 0.11393 | 0.37635 | 0.29466 | 0.69674 | 0.61287 | 0.42021 | 0.3076 | 0 | 0 | 0 | 0 | 0 | 0 | 0 | 0 | 0 | 0 | 0 | 0 | 0 | 0 | 0 | 0 | 0 | 0 | 0 | 0 | 1 | 1 | 1
1 | 21 | 22 | 0.6287 | 0.31782 | 0.19812 | 0.58664 | 0.6314 | 0.021407 | 0 | 0.21863 | 0.66078 | 0.62366 | 0.84951 | 0.76934 | 0.6341 | 0.79324 | 0.13002 | 0.10905 | 0.097355 | 0.31587 | 0.5254 | 0.69796 | 0.66305 | 0.31744 | 0.21184 | 0 | 0 | 0 | 0 | 0 | 0 | 0 | 0 | 0 | 0 | 0 | 0 | 0 | 0 | 0 | 0 | 0 | 0 | 0 | 0 | 1 | 1 | 1
1 | 21 | 23 | 0.55465 | 0.28681 | 0.19949 | 0.55092 | 0.58505 | 0.017828 | 0 | 0.17881 | 0.59095 | 0.54849 | 0.86391 | 0.76548 | 0.56078 | 0.79415 | 0.12644 | 0.10558 | 0.094223 | 0.26835 | 0.66501 | 0.66904 | 0.71922 | 0.28641 | 0.18019 | 0 | 0 | 0 | 0 | 0 | 0 | 0 | 0 | 0 | 0 | 0 | 0 | 0 | 0 | 0 | 0 | 0 | 0 | 0 | 0 | 1 | 1 | 1
1 | 21 | 24 | 0.51218 | 0.32084 | 0.20571 | 0.53668 | 0.58997 | 0 | 0 | 0.18902 | 0.55136 | 0.50549 | 0.86907 | 0.7166 | 0.51881 | 0.744 | 0.1267 | 0.10584 | 0.1362 | 0.24207 | 0.77515 | 0.67263 | 0.77643 | 0.32057 | 0.21366 | 0 | 0 | 0 | 0 | 0 | 0 | 0 | 0 | 0 | 0 | 0 | 0 | 0 | 0 | 0 | 0 | 0 | 0 | 0 | 0 | 1 | 1 | 1
1 | 22 | 1 | 0.51204 | 0.3965 | 0.21143 | 0.55284 | 0.50133 | 0 | 0 | 0.18876 | 0.55115 | 0.50533 | 0.88022 | 0.77739 | 0.51865 | 0.80374 | 0.12793 | 0.10703 | 0.18676 | 0.19415 | 0.85193 | 0.66917 | 0.75223 | 0.39674 | 0.28794 | 0 | 0 | 0 | 0 | 0 | 0 | 0 | 0 | 0 | 0 | 0 | 0 | 0 | 0 | 0 | 0 | 0 | 0 | 0 | 0 | 1 | 1 | 1
1 | 22 | 2 | 0.54948 | 0.3994 | 0.21779 | 0.5445 | 0.45776 | 0.0093746 | 0 | 0.19262 | 0.58908 | 0.54371 | 0.83997 | 0.81381 | 0.55612 | 0.83682 | 0.12313 | 0.10238 | 0.22994 | 0.1641 | 0.86332 | 0.65932 | 0.72785 | 0.39947 | 0.29302 | 0 | 0 | 0 | 0 | 0 | 0 | 0 | 0 | 0 | 0 | 0 | 0 | 0 | 0 | 0 | 0 | 0 | 0 | 0 | 0 | 1 | 1 | 1
1 | 22 | 3 | 0.50632 | 0.3709 | 0.21494 | 0.51273 | 0.42152 | 0.015251 | 0 | 0.19411 | 0.54764 | 0.49983 | 0.78026 | 0.80301 | 0.51328 | 0.82521 | 0.1295 | 0.10855 | 0.23601 | 0.14685 | 0.8929 | 0.63361 | 0.65993 | 0.37095 | 0.26264 | 0 | 0 | 0 | 0 | 0 | 0 | 0 | 0 | 0 | 0 | 0 | 0 | 0 | 0 | 0 | 0 | 0 | 0 | 0 | 0 | 1 | 1 | 1
1 | 22 | 4 | 0.43182 | 0.3125 | 0.21072 | 0.44501 | 0.24058 | 0.01355 | 0 | 0.20457 | 0.47639 | 0.42424 | 0.78624 | 0.79177 | 0.43936 | 0.81835 | 0.14999 | 0.12851 | 0.22676 | 0.1351 | 0.92645 | 0.65929 | 0.6358 | 0.31232 | 0.20407 | 0 | 0 | 0 | 0 | 0 | 0 | 0 | 0 | 0 | 0 | 0 | 0 | 0 | 0 | 0 | 0 | 0 | 0 | 0 | 0 | 1 | 1 | 1
1 | 22 | 5 | 0.39648 | 0.2761 | 0.21108 | 0.4122 | 0.042601 | 0.011515 | 0 | 0.20046 | 0.44372 | 0.3886 | 0.7243 | 0.70265 | 0.40445 | 0.73718 | 0.16748 | 0.14568 | 0.23231 | 0.12175 | 0.94553 | 0.6682 | 0.6122 | 0.27592 | 0.1672 | 0 | 0 | 0 | 0 | 0 | 0 | 0 | 0 | 0 | 0 | 0 | 0 | 0 | 0 | 0 | 0 | 0 | 0 | 0 | 0 | 1 | 1 | 1
1 | 22 | 6 | 0.38457 | 0.26175 | 0.21523 | 0.36839 | 0 | 0.016433 | 0 | 0.18848 | 0.43392 | 0.37679 | 0.69806 | 0.5728 | 0.39288 | 0.61997 | 0.19725 | 0.17513 | 0.23661 | 0.11013 | 0.96209 | 0.67159 | 0.54419 | 0.26176 | 0.15095 | 0 | 0 | 0 | 0 | 0 | 0 | 0 | 0 | 0 | 0 | 0 | 0 | 0 | 0 | 0 | 0 | 0 | 0 | 0 | 0 | 1 | 1 | 1
1 | 22 | 7 | 0.3437 | 0.22478 | 0.21828 | 0.30782 | 0 | 0.015494 | 0 | 0.14858 | 0.39492 | 0.33546 | 0.71888 | 0.42053 | 0.35233 | 0.47709 | 0.2469 | 0.2247 | 0.24423 | 0.099207 | 0.96976 | 0.67675 | 0.45478 | 0.22465 | 0.11695 | 1.7526e-06 | 0.0013101 | 0.019587 | 0.001285 | 0 | 0 | 0 | 0 | 0 | 2.0252e-05 | 0.0008058 | 0.0049451 | 0.0050886 | 0.0063077 | 0.0049895 | 0.0050449 | 0.0016931 | 0.002185 | 0.016268 | 0.093278 | 1 | 1 | 1
1 | 22 | 8 | 0.28948 | 0.19765 | 0.21832 | 0.2951 | 0 | 0 | 0 | 0.10585 | 0.34335 | 0.28074 | 0.64986 | 0.35582 | 0.29856 | 0.41442 | 0.29548 | 0.27361 | 0.25522 | 0.085969 | 0.97699 | 0.66364 | 0.36187 | 0.19742 | 0.093006 | 0.086371 | 0.21897 | 0.27046 | 0.21477 | 0.14465 | 0.012134 | 0.021985 | 0.17387 | 0.19395 | 0.35958 | 0.43702 | 0.49374 | 0.46745 | 0.44481 | 0.42237 | 0.46344 | 0.20463 | 0.44073 | 0.30532 | 0.1381 | 1 | 1 | 1
1 | 22 | 9 | 0.23258 | 0.20329 | 0.20842 | 0.25858 | 0 | 0 | 0 | 0.067072 | 0.28774 | 0.22326 | 0.5794 | 0.45045 | 0.2419 | 0.50591 | 0.33842 | 0.3171 | 0.28928 | 0.069494 | 0.98348 | 0.62613 | 0.2655 | 0.20334 | 0.095392 | 0.38544 | 0.56904 | 0.49048 | 0.55813 | 0.56177 | 0.43391 | 0.45961 | 0.56689 | 0.60704 | 0.75502 | 0.77735 | 0.79211 | 0.77188 | 0.75867 | 0.75135 | 0.76525 | 0.43633 | 0.73388 | 0.44315 | 0.18623 | 1 | 1 | 1
1 | 22 | 10 | 0.21585 | 0.17788 | 0.19481 | 0.17008 | 0 | 0 | 0 | 0.034743 | 0.27248 | 0.20656 | 0.63982 | 0.59667 | 0.22541 | 0.64236 | 0.34087 | 0.31959 | 0.27515 | 0.063982 | 0.98094 | 0.57451 | 0.21084 | 0.17778 | 0.074441 | 0.63146 | 0.78648 | 0.62643 | 0.7714 | 0.80769 | 0.69162 | 0.69588 | 0.75098 | 0.81468 | 0.94575 | 0.93956 | 0.95517 | 0.95516 | 0.91639 | 0.92199 | 0.94696 | 0.56713 | 0.84108 | 0.60573 | 0.32646 | 1 | 1 | 1
1 | 22 | 11 | 0.20978 | 0.15715 | 0.19482 | 0.12288 | 0 | 0 | 0 | 0.030248 | 0.26711 | 0.20053 | 0.8306 | 0.69747 | 0.21944 | 0.73236 | 0.33851 | 0.31719 | 0.25364 | 0.067485 | 0.97943 | 0.50519 | 0.21496 | 0.15703 | 0.057243 | 0.78454 | 0.90572 | 0.7101 | 0.88836 | 0.84599 | 0.81615 | 0.82607 | 0.83989 | 0.91991 | 1 | 1 | 1 | 1 | 1 | 1 | 1 | 0.62116 | 0.93506 | 0.73975 | 0.27456 | 1 | 1 | 1
1 | 22 | 12 | 0.19512 | 0.14405 | 0.20335 | 0.10234 | 0 | 0 | 0 | 0.0069816 | 0.25249 | 0.18573 | 0.88213 | 0.75939 | 0.2048 | 0.79051 | 0.32574 | 0.30423 | 0.23309 | 0.066655 | 0.97891 | 0.38187 | 0.24796 | 0.14393 | 0.046893 | 0.86277 | 0.95615 | 0.72245 | 0.93782 | 0.88415 | 0.87059 | 0.88801 | 0.86332 | 0.97769 | 1 | 1 | 1 | 1 | 1 | 1 | 1 | 0.57777 | 0.94869 | 0.81462 | 0.28799 | 1 | 1 | 1
1 | 22 | 13 | 0.18511 | 0.14128 | 0.19792 | 0.087322 | 0 | 0 | 0 | 0.00045541 | 0.24326 | 0.17574 | 0.89778 | 0.71359 | 0.19491 | 0.7472 | 0.31092 | 0.28922 | 0.23453 | 0.070547 | 0.97871 | 0.29762 | 0.26768 | 0.1412 | 0.044408 | 0.874 | 0.95855 | 0.71983 | 0.94017 | 0.89301 | 0.87558 | 0.87443 | 0.86166 | 0.98881 | 1 | 1 | 1 | 1 | 1 | 1 | 1 | 0.61276 | 0.92692 | 0.80368 | 0.41425 | 1 | 1 | 1
1 | 22 | 14 | 0.16433 | 0.14015 | 0.19928 | 0.075075 | 0 | 0 | 0 | 0 | 0.22224 | 0.15477 | 0.8568 | 0.62018 | 0.1741 | 0.66229 | 0.29839 | 0.27655 | 0.24225 | 0.0777 | 0.97863 | 0.25356 | 0.2869 | 0.1401 | 0.043218 | 0.84299 | 0.93636 | 0.73252 | 0.91841 | 0.8928 | 0.84068 | 0.84553 | 0.87235 | 0.95182 | 1 | 1 | 1 | 1 | 1 | 1 | 1 | 0.59211 | 0.93669 | 0.85983 | 0.46619 | 1 | 1 | 1
1 | 22 | 15 | 0.1581 | 0.13185 | 0.20461 | 0.063194 | 0 | 0 | 0 | 0 | 0.21633 | 0.14855 | 0.80002 | 0.51133 | 0.16793 | 0.56316 | 0.2902 | 0.26828 | 0.26787 | 0.087407 | 0.97969 | 0.27229 | 0.26164 | 0.13174 | 0.037478 | 0.73962 | 0.84985 | 0.69913 | 0.83356 | 0.84528 | 0.75328 | 0.77525 | 0.82912 | 0.8941 | 0.99526 | 0.98245 | 0.96739 | 0.94757 | 0.86904 | 0.94332 | 0.93943 | 0.613 | 0.88442 | 0.81466 | 0.38607 | 1 | 1 | 1
1 | 22 | 16 | 0.16101 | 0.13085 | 0.19935 | 0.057204 | 0 | 0 | 0 | 0 | 0.21943 | 0.15151 | 0.7268 | 0.406 | 0.17086 | 0.46561 | 0.31824 | 0.29663 | 0.30969 | 0.10365 | 0.97925 | 0.30696 | 0.22353 | 0.13072 | 0.036896 | 0.5361 | 0.66329 | 0.5853 | 0.65058 | 0.7195 | 0.58316 | 0.58439 | 0.66384 | 0.7372 | 0.79772 | 0.82597 | 0.78356 | 0.75651 | 0.69367 | 0.75238 | 0.75001 | 0.531 | 0.74295 | 0.66227 | 0.38854 | 1 | 1 | 1
1 | 22 | 17 | 0.16648 | 0.14171 | 0.18653 | 0.07358 | 0 | 0 | 0 | 0.0034533 | 0.22357 | 0.15682 | 0.68007 | 0.34185 | 0.17613 | 0.40107 | 0.34962 | 0.32847 | 0.3376 | 0.1233 | 0.97511 | 0.38255 | 0.2743 | 0.14165 | 0.044533 | 0.15161 | 0.22719 | 0.19037 | 0.22283 | 0.26023 | 0.11192 | 0.072254 | 0.20734 | 0.26134 | 0.098304 | 0.43106 | 0.32703 | 0.35055 | 0.35513 | 0.42627 | 0.34754 | 0.18833 | 0.32298 | 0.22501 | 0.018466 | 1 | 1 | 1
1 | 22 | 18 | 0.21396 | 0.14796 | 0.17978 | 0.089867 | 0 | 0 | 0 | 0.032577 | 0.27107 | 0.20473 | 0.66201 | 0.44023 | 0.22359 | 0.4981 | 0.33954 | 0.31823 | 0.36688 | 0.12975 | 0.97212 | 0.4713 | 0.28564 | 0.14782 | 0.050056 | 0.0002069 | 0.00095819 | 0.0058756 | 0.00093982 | 0.0013048 | 0.0019278 | 0.00015184 | 0.0020153 | 0.0067181 | 0.00069406 | 0.00089705 | 0 | 2.1682e-05 | 0.00012492 | 0.00086334 | 2.1495e-05 | 0.022073 | 0.008231 | 0 | 0 | 1 | 1 | 1
1 | 22 | 19 | 0.25322 | 0.16646 | 0.17734 | 0.081384 | 0 | 0 | 0 | 0.049254 | 0.31024 | 0.24444 | 0.64934 | 0.54835 | 0.2628 | 0.60032 | 0.31546 | 0.29381 | 0.37161 | 0.12267 | 0.97158 | 0.50261 | 0.22203 | 0.16625 | 0.065764 | 0 | 0 | 0 | 0 | 0 | 0 | 0 | 0 | 0 | 0 | 0 | 0 | 0 | 0 | 0 | 0 | 0 | 0 | 0 | 0 | 1 | 1 | 1
1 | 22 | 20 | 0.23285 | 0.21284 | 0.18838 | 0.064249 | 0 | 0 | 0 | 0.064429 | 0.28881 | 0.22365 | 0.69008 | 0.56635 | 0.24229 | 0.61384 | 0.32471 | 0.30319 | 0.36885 | 0.10659 | 0.9711 | 0.46653 | 0.20125 | 0.21276 | 0.10542 | 0 | 0 | 0 | 0 | 0 | 0 | 0 | 0 | 0 | 0 | 0 | 0 | 0 | 0 | 0 | 0 | 0 | 0 | 0 | 0 | 1 | 1 | 1
1 | 22 | 21 | 0.2185 | 0.25733 | 0.20094 | 0.055773 | 0 | 0 | 0 | 0.079268 | 0.27538 | 0.20928 | 0.65437 | 0.55354 | 0.22809 | 0.60688 | 0.35433 | 0.33326 | 0.36413 | 0.098599 | 0.96617 | 0.43156 | 0.15887 | 0.2572 | 0.14814 | 0 | 0 | 0 | 0 | 0 | 0 | 0 | 0 | 0 | 0 | 0 | 0 | 0 | 0 | 0 | 0 | 0 | 0 | 0 | 0 | 1 | 1 | 1
1 | 22 | 22 | 0.20132 | 0.31296 | 0.2129 | 0.05842 | 0 | 0 | 0 | 0.060511 | 0.25841 | 0.19195 | 0.56082 | 0.41048 | 0.21095 | 0.46554 | 0.37917 | 0.35854 | 0.37829 | 0.093721 | 0.96246 | 0.41615 | 0.13546 | 0.31302 | 0.20185 | 0 | 0 | 0 | 0 | 0 | 0 | 0 | 0 | 0 | 0 | 0 | 0 | 0 | 0 | 0 | 0 | 0 | 0 | 0 | 0 | 1 | 1 | 1
1 | 22 | 23 | 0.19322 | 0.33991 | 0.23688 | 0.05998 | 0 | 0 | 0 | 0.010177 | 0.25074 | 0.18383 | 0.53129 | 0.39566 | 0.20292 | 0.45844 | 0.38717 | 0.36669 | 0.39241 | 0.089429 | 0.96037 | 0.40335 | 0.13872 | 0.34037 | 0.2253 | 0 | 0 | 0 | 0 | 0 | 0 | 0 | 0 | 0 | 0 | 0 | 0 | 0 | 0 | 0 | 0 | 0 | 0 | 0 | 0 | 1 | 1 | 1
1 | 22 | 24 | 0.18807 | 0.24408 | 0.25748 | 0.063117 | 0 | 0 | 0 | 0.00046383 | 0.24596 | 0.17869 | 0.54281 | 0.36314 | 0.19783 | 0.42557 | 0.38218 | 0.3616 | 0.3968 | 0.088532 | 0.95479 | 0.40603 | 0.13253 | 0.24377 | 0.13727 | 0 | 0 | 0 | 0 | 0 | 0 | 0 | 0 | 0 | 0 | 0 | 0 | 0 | 0 | 0 | 0 | 0 | 0 | 0 | 0 | 1 | 1 | 1
1 | 23 | 1 | 0.17844 | 0.20252 | 0.25792 | 0.068044 | 0 | 0.0095757 | 0 | 0 | 0.23615 | 0.16895 | 0.53012 | 0.37011 | 0.18818 | 0.43406 | 0.365 | 0.34411 | 0.38815 | 0.084416 | 0.95431 | 0.3976 | 0.12956 | 0.20225 | 0.097933 | 0 | 0 | 0 | 0 | 0 | 0 | 0 | 0 | 0 | 0 | 0 | 0 | 0 | 0 | 0 | 0 | 0 | 0 | 0 | 0 | 1 | 1 | 1
1 | 23 | 2 | 0.12884 | 0.18632 | 0.24765 | 0.07103 | 0 | 0 | 0 | 0 | 0.18626 | 0.11906 | 0.52732 | 0.34218 | 0.13856 | 0.40658 | 0.34973 | 0.32858 | 0.3673 | 0.078347 | 0.95746 | 0.39059 | 0.13141 | 0.18616 | 0.082344 | 0 | 0 | 0 | 0 | 0 | 0 | 0 | 0 | 0 | 0 | 0 | 0 | 0 | 0 | 0 | 0 | 0 | 0 | 0 | 0 | 1 | 1 | 1
1 | 23 | 3 | 0.11483 | 0.18102 | 0.23994 | 0.071468 | 0 | 0 | 0 | 0 | 0.17344 | 0.10519 | 0.54276 | 0.32273 | 0.12472 | 0.38887 | 0.337 | 0.31566 | 0.32869 | 0.072935 | 0.95336 | 0.41104 | 0.13435 | 0.18091 | 0.077216 | 0 | 0 | 0 | 0 | 0 | 0 | 0 | 0 | 0 | 0 | 0 | 0 | 0 | 0 | 0 | 0 | 0 | 0 | 0 | 0 | 1 | 1 | 1
1 | 23 | 4 | 0.12564 | 0.19275 | 0.22216 | 0.073218 | 0 | 0 | 0 | 0 | 0.18485 | 0.1161 | 0.53134 | 0.28458 | 0.13561 | 0.35227 | 0.31537 | 0.29372 | 0.28798 | 0.065714 | 0.94223 | 0.41108 | 0.13896 | 0.19272 | 0.086749 | 0 | 0 | 0 | 0 | 0 | 0 | 0 | 0 | 0 | 0 | 0 | 0 | 0 | 0 | 0 | 0 | 0 | 0 | 0 | 0 | 1 | 1 | 1
1 | 23 | 5 | 0.11799 | 0.19695 | 0.21433 | 0.079185 | 0 | 0 | 0 | 0 | 0.17666 | 0.10836 | 0.48174 | 0.23284 | 0.12789 | 0.30265 | 0.31939 | 0.2978 | 0.26158 | 0.061751 | 0.93908 | 0.40616 | 0.14342 | 0.19689 | 0.090786 | 0 | 0 | 0 | 0 | 0 | 0 | 0 | 0 | 0 | 0 | 0 | 0 | 0 | 0 | 0 | 0 | 0 | 0 | 0 | 0 | 1 | 1 | 1
1 | 23 | 6 | 0.10553 | 0.21448 | 0.20212 | 0.084415 | 0 | 0 | 0 | 0 | 0.16409 | 0.095884 | 0.44724 | 0.22712 | 0.11541 | 0.29912 | 0.32558 | 0.30407 | 0.23763 | 0.059864 | 0.93142 | 0.42294 | 0.15001 | 0.21447 | 0.10611 | 0 | 0 | 0 | 0 | 0 | 0 | 0 | 0 | 0 | 0 | 0 | 0 | 0 | 0 | 0 | 0 | 0 | 0 | 0 | 0 | 1 | 1 | 1
1 | 23 | 7 | 0.10763 | 0.17927 | 0.15123 | 0.089139 | 0 | 0 | 0 | 0 | 0.16664 | 0.098049 | 0.42554 | 0.29177 | 0.11758 | 0.36318 | 0.31976 | 0.29817 | 0.22294 | 0.060219 | 0.92804 | 0.43575 | 0.16385 | 0.17904 | 0.076939 | 1.712e-06 | 0.0013745 | 0.044675 | 0.0013481 | 0 | 0 | 0 | 0 | 0 | 3.677e-05 | 0.0010028 | 0.0055048 | 0.0055459 | 0.0061989 | 0.00493 | 0.0054983 | 0.0044554 | 0.0019139 | 0.097081 | 0.15398 | 1 | 1 | 1
1 | 23 | 8 | 0.1067 | 0.14254 | 0.20392 | 0.091184 | 0 | 0 | 0 | 0 | 0.16559 | 0.097103 | 0.40942 | 0.2982 | 0.11663 | 0.3667 | 0.30703 | 0.28529 | 0.21945 | 0.058689 | 0.91632 | 0.42542 | 0.15428 | 0.1423 | 0.046784 | 0.086688 | 0.21857 | 0.36294 | 0.21438 | 0.12785 | 0.009043 | 0.027191 | 0.15612 | 0.20687 | 0.36633 | 0.44957 | 0.49633 | 0.46862 | 0.44163 | 0.41431 | 0.4646 | 0.28992 | 0.41811 | 0.47917 | 0.36535 | 1 | 1 | 1
1 | 23 | 9 | 0.094832 | 0.12879 | 0.21425 | 0.088541 | 0 | 0 | 0 | 0 | 0.15333 | 0.0852 | 0.31107 | 0.24019 | 0.10471 | 0.30931 | 0.29369 | 0.2718 | 0.19604 | 0.06501 | 0.87759 | 0.37792 | 0.12469 | 0.12866 | 0.035501 | 0.38302 | 0.56408 | 0.61809 | 0.55326 | 0.56199 | 0.43261 | 0.47539 | 0.55894 | 0.60972 | 0.74375 | 0.77903 | 0.78422 | 0.76767 | 0.74235 | 0.70909 | 0.76107 | 0.48928 | 0.73407 | 0.67995 | 0.4907 | 1 | 1 | 1
1 | 23 | 10 | 0.067762 | 0.10841 | 0.20455 | 0.065284 | 0 | 0 | 0 | 0 | 0.12531 | 0.058153 | 0.27083 | 0.21985 | 0.077488 | 0.29156 | 0.26997 | 0.24788 | 0.15922 | 0.058765 | 0.82588 | 0.31987 | 0.11515 | 0.10825 | 0.021482 | 0.62448 | 0.77801 | 0.7398 | 0.7631 | 0.77867 | 0.68023 | 0.69279 | 0.7464 | 0.81436 | 0.94558 | 0.95131 | 0.94742 | 0.92902 | 0.90034 | 0.90949 | 0.92105 | 0.66799 | 0.87453 | 0.81868 | 0.47354 | 1 | 1 | 1
1 | 23 | 11 | 0.067449 | 0.10268 | 0.19617 | 0.048821 | 0 | 0 | 0 | 0 | 0.12583 | 0.057956 | 0.30741 | 0.26093 | 0.077294 | 0.33315 | 0.23254 | 0.21031 | 0.1217 | 0.063758 | 0.80332 | 0.25639 | 0.11197 | 0.10258 | 0.017326 | 0.77548 | 0.89644 | 0.78222 | 0.87925 | 0.86421 | 0.80191 | 0.82192 | 0.8643 | 0.91731 | 1 | 1 | 1 | 1 | 0.96014 | 1 | 1 | 0.5845 | 0.93819 | 0.86347 | 0.55047 | 1 | 1 | 1
1 | 23 | 12 | 0.079743 | 0.10331 | 0.17892 | 0.038915 | 0 | 0 | 0 | 0 | 0.13874 | 0.070247 | 0.26364 | 0.26085 | 0.089681 | 0.33125 | 0.19332 | 0.17122 | 0.08892 | 0.06721 | 0.7751 | 0.22488 | 0.11181 | 0.10324 | 0.017512 | 0.85285 | 0.94884 | 0.80249 | 0.93065 | 0.87598 | 0.8637 | 0.87192 | 0.90511 | 0.96949 | 1 | 1 | 1 | 1 | 1 | 1 | 1 | 0.56657 | 0.96641 | 0.88104 | 0.5771 | 1 | 1 | 1
1 | 23 | 13 | 0.080371 | 0.10536 | 0.15751 | 0.030992 | 0 | 0 | 0 | 0 | 0.13901 | 0.07082 | 0.21101 | 0.1879 | 0.09026 | 0.25835 | 0.16738 | 0.14558 | 0.063259 | 0.069771 | 0.75905 | 0.20751 | 0.10989 | 0.1053 | 0.018766 | 0.86191 | 0.94811 | 0.76216 | 0.92994 | 0.84597 | 0.8522 | 0.88147 | 0.87982 | 0.97495 | 1 | 1 | 1 | 1 | 1 | 1 | 1 | 0.49226 | 0.95327 | 0.86259 | 0.55962 | 1 | 1 | 1
1 | 23 | 14 | 0.089234 | 0.11777 | 0.13331 | 0.025928 | 0 | 0 | 0 | 0 | 0.14828 | 0.079699 | 0.16702 | 0.16882 | 0.099185 | 0.2422 | 0.15605 | 0.13444 | 0.041471 | 0.073285 | 0.76413 | 0.21337 | 0.10908 | 0.11776 | 0.026688 | 0.82654 | 0.91897 | 0.73265 | 0.90136 | 0.87694 | 0.84872 | 0.8375 | 0.8453 | 0.93802 | 1 | 1 | 1 | 1 | 0.98282 | 0.98247 | 1 | 0.59968 | 0.89719 | 0.86133 | 0.61202 | 1 | 1 | 1
1 | 23 | 15 | 0.097208 | 0.12998 | 0.10657 | 0.024159 | 0 | 0 | 0 | 0 | 0.15629 | 0.087654 | 0.12231 | 0.11983 | 0.10717 | 0.19212 | 0.14348 | 0.12215 | 0.025465 | 0.078851 | 0.78902 | 0.22087 | 0.11174 | 0.12995 | 0.035372 | 0.73306 | 0.84198 | 0.73955 | 0.82584 | 0.82919 | 0.74825 | 0.76626 | 0.81713 | 0.87346 | 0.96354 | 0.97697 | 0.95178 | 0.93959 | 0.9168 | 0.92704 | 0.93152 | 0.5646 | 0.88498 | 0.84063 | 0.59384 | 1 | 1 | 1
1 | 23 | 16 | 0.11291 | 0.12993 | 0.10797 | 0.032551 | 0 | 0.0095757 | 0 | 0 | 0.17227 | 0.10338 | 0.099289 | 0.060148 | 0.12291 | 0.12987 | 0.13071 | 0.10972 | 0.015391 | 0.090374 | 0.82618 | 0.23659 | 0.12503 | 0.12985 | 0.035773 | 0.53 | 0.65511 | 0.62773 | 0.64256 | 0.67385 | 0.58118 | 0.58895 | 0.65367 | 0.6987 | 0.80404 | 0.82186 | 0.7869 | 0.72087 | 0.71056 | 0.75972 | 0.71468 | 0.56586 | 0.73209 | 0.68358 | 0.46134 | 1 | 1 | 1
1 | 23 | 17 | 0.13485 | 0.1373 | 0.15641 | 0.046589 | 0 | 0.024769 | 0 | 0 | 0.19425 | 0.12537 | 0.079014 | 0.0271 | 0.14486 | 0.094644 | 0.1244 | 0.10361 | 0.0086315 | 0.097454 | 0.81856 | 0.31328 | 0.16054 | 0.13726 | 0.041024 | 0.13542 | 0.20186 | 0.21085 | 0.19799 | 0.22948 | 0.090674 | 0.10539 | 0.040982 | 0.26668 | 0.043438 | 0.39455 | 0.34258 | 0.36239 | 0.37401 | 0.32302 | 0.35927 | 0.19822 | 0.33475 | 0.24198 | 0.031735 | 1 | 1 | 1
1 | 23 | 18 | 0.16107 | 0.17022 | 0.16352 | 0.064031 | 0 | 0.023591 | 0 | 0 | 0.22017 | 0.15167 | 0.11915 | 0.024536 | 0.17102 | 0.093149 | 0.13275 | 0.1117 | 0.0027427 | 0.10574 | 0.81922 | 0.33266 | 0.18264 | 0.17028 | 0.066397 | 0.00018662 | 0.00084626 | 0.0057609 | 0.00083003 | 0.001558 | 0.00041792 | 0.00050871 | 0.00036637 | 0.0077912 | 0.00022349 | 0.0010944 | 0 | 7.2818e-05 | 0.00037851 | 0.00056818 | 7.2192e-05 | 0.021309 | 0.0084089 | 0 | 0 | 1 | 1 | 1
1 | 23 | 19 | 0.18467 | 0.2161 | 0.15242 | 0.085554 | 0 | 0.022946 | 0 | 0 | 0.24312 | 0.17535 | 0.14373 | 0.077274 | 0.19451 | 0.15297 | 0.1415 | 0.12022 | 0.0003829 | 0.11454 | 0.82378 | 0.37724 | 0.19196 | 0.21622 | 0.1063 | 0 | 0 | 0 | 0 | 0 | 0 | 0 | 0 | 0 | 0 | 0 | 0 | 0 | 0 | 0 | 0 | 0 | 0 | 0 | 0 | 1 | 1 | 1
1 | 23 | 20 | 0.193 | 0.25813 | 0.14017 | 0.10525 | 0 | 0.017113 | 0 | 0 | 0.25079 | 0.18365 | 0.14155 | 0.12843 | 0.20274 | 0.20491 | 0.15746 | 0.13583 | 5.4532e-06 | 0.11205 | 0.8201 | 0.39331 | 0.18484 | 0.25823 | 0.14634 | 0 | 0 | 0 | 0 | 0 | 0 | 0 | 0 | 0 | 0 | 0 | 0 | 0 | 0 | 0 | 0 | 0 | 0 | 0 | 0 | 1 | 1 | 1
1 | 23 | 21 | 0.22556 | 0.22801 | 0.13157 | 0.12587 | 0 | 0.011548 | 0 | 0 | 0.28297 | 0.2165 | 0.19633 | 0.15361 | 0.23523 | 0.22882 | 0.20681 | 0.18464 | 0 | 0.1124 | 0.84109 | 0.40059 | 0.18193 | 0.22781 | 0.12084 | 0 | 0 | 0 | 0 | 0 | 0 | 0 | 0 | 0 | 0 | 0 | 0 | 0 | 0 | 0 | 0 | 0 | 0 | 0 | 0 | 1 | 1 | 1
1 | 23 | 22 | 0.23499 | 0.23586 | 0.13442 | 0.14315 | 0 | 0.0091546 | 0 | 0 | 0.29134 | 0.22587 | 0.25913 | 0.16303 | 0.24449 | 0.23748 | 0.23353 | 0.2113 | 7.0755e-05 | 0.12099 | 0.83026 | 0.40266 | 0.18352 | 0.2358 | 0.12661 | 0 | 0 | 0 | 0 | 0 | 0 | 0 | 0 | 0 | 0 | 0 | 0 | 0 | 0 | 0 | 0 | 0 | 0 | 0 | 0 | 1 | 1 | 1
1 | 23 | 23 | 0.20416 | 0.27705 | 0.15425 | 0.15514 | 0 | 0 | 0 | 0 | 0.26053 | 0.19471 | 0.31883 | 0.20374 | 0.21368 | 0.27842 | 0.24789 | 0.22569 | 0.00061912 | 0.12747 | 0.83137 | 0.39719 | 0.17536 | 0.27714 | 0.16507 | 0 | 0 | 0 | 0 | 0 | 0 | 0 | 0 | 0 | 0 | 0 | 0 | 0 | 0 | 0 | 0 | 0 | 0 | 0 | 0 | 1 | 1 | 1
1 | 23 | 24 | 0.16488 | 0.32459 | 0.15793 | 0.15708 | 0 | 0 | 0 | 0 | 0.22213 | 0.15523 | 0.35013 | 0.21995 | 0.17456 | 0.29292 | 0.26789 | 0.24579 | 0.0013431 | 0.12543 | 0.82822 | 0.41685 | 0.16951 | 0.32471 | 0.21297 | 0 | 0 | 0 | 0 | 0 | 0 | 0 | 0 | 0 | 0 | 0 | 0 | 0 | 0 | 0 | 0 | 0 | 0 | 0 | 0 | 1 | 1 | 1
1 | 24 | 1 | 0.24954 | 0.38705 | 0.16903 | 0.15638 | 0 | 0 | 0 | 0.0012499 | 0.30552 | 0.24057 | 0.38707 | 0.2136 | 0.25896 | 0.28447 | 0.28763 | 0.26569 | 0.0015878 | 0.12874 | 0.80747 | 0.41991 | 0.16452 | 0.3871 | 0.28003 | 0 | 0 | 0 | 0 | 0 | 0 | 0 | 0 | 0 | 0 | 0 | 0 | 0 | 0 | 0 | 0 | 0 | 0 | 0 | 0 | 1 | 1 | 1
1 | 24 | 2 | 0.31349 | 0.42408 | 0.17362 | 0.16466 | 0 | 0 | 0 | 0.011907 | 0.36862 | 0.30533 | 0.35711 | 0.25001 | 0.32273 | 0.32101 | 0.30035 | 0.27853 | 0.0024748 | 0.16116 | 0.81011 | 0.40416 | 0.16132 | 0.42423 | 0.31889 | 0 | 0 | 0 | 0 | 0 | 0 | 0 | 0 | 0 | 0 | 0 | 0 | 0 | 0 | 0 | 0 | 0 | 0 | 0 | 0 | 1 | 1 | 1
1 | 24 | 3 | 0.2786 | 0.40849 | 0.17746 | 0.1719 | 0 | 0 | 0 | 0.018453 | 0.33328 | 0.26983 | 0.28477 | 0.28972 | 0.28781 | 0.3591 | 0.3159 | 0.29426 | 0.006954 | 0.17778 | 0.79491 | 0.37805 | 0.16285 | 0.40844 | 0.30431 | 0 | 0 | 0 | 0 | 0 | 0 | 0 | 0 | 0 | 0 | 0 | 0 | 0 | 0 | 0 | 0 | 0 | 0 | 0 | 0 | 1 | 1 | 1
1 | 24 | 4 | 0.22331 | 0.38706 | 0.18218 | 0.16961 | 0 | 0 | 0 | 0.021133 | 0.27943 | 0.21403 | 0.27655 | 0.31588 | 0.23279 | 0.38419 | 0.33674 | 0.31539 | 0.0093603 | 0.15062 | 0.78404 | 0.34274 | 0.15049 | 0.38696 | 0.28161 | 0 | 0 | 0 | 0 | 0 | 0 | 0 | 0 | 0 | 0 | 0 | 0 | 0 | 0 | 0 | 0 | 0 | 0 | 0 | 0 | 1 | 1 | 1
1 | 24 | 5 | 0.18494 | 0.36713 | 0.19358 | 0.16084 | 0 | 0 | 0 | 0.029971 | 0.24247 | 0.17548 | 0.33091 | 0.3168 | 0.19465 | 0.38337 | 0.34728 | 0.3261 | 0.0097961 | 0.11532 | 0.7692 | 0.35563 | 0.1425 | 0.36697 | 0.26113 | 0 | 0 | 0 | 0 | 0 | 0 | 0 | 0 | 0 | 0 | 0 | 0 | 0 | 0 | 0 | 0 | 0 | 0 | 0 | 0 | 1 | 1 | 1
1 | 24 | 6 | 0.155 | 0.36688 | 0.20919 | 0.15538 | 0 | 0 | 0 | 0.028169 | 0.21478 | 0.14568 | 0.40761 | 0.33239 | 0.16505 | 0.39907 | 0.3546 | 0.33353 | 0.008386 | 0.095102 | 0.71393 | 0.36047 | 0.11325 | 0.36694 | 0.25819 | 0 | 0 | 0 | 0 | 0 | 0 | 0 | 0 | 0 | 0 | 0 | 0 | 0 | 0 | 0 | 0 | 0 | 0 | 0 | 0 | 1 | 1 | 1
1 | 24 | 7 | 0.081672 | 0.33549 | 0.23641 | 0.155 | 0 | 0 | 0 | 0.016467 | 0.13867 | 0.071911 | 0.41133 | 0.3371 | 0.091324 | 0.40326 | 0.35534 | 0.33428 | 0.0089243 | 0.081359 | 0.6524 | 0.32112 | 0.086946 | 0.33578 | 0.22268 | 1.8525e-06 | 0.0015879 | 0.055029 | 0.0015574 | 0 | 0 | 0 | 0 | 0 | 5.328e-05 | 0.0012807 | 0.0061942 | 0.0058585 | 0.0078942 | 0.0055566 | 0.0058082 | 0.0053921 | 0.0025424 | 0.12588 | 0.18322 | 1 | 1 | 1
1 | 24 | 8 | 0.0607 | 0.21922 | 0.26979 | 0.15869 | 0 | 0 | 0 | 0.012209 | 0.11914 | 0.051286 | 0.35949 | 0.3332 | 0.070542 | 0.4002 | 0.35882 | 0.33782 | 0.0073797 | 0.047088 | 0.60989 | 0.33141 | 0.074127 | 0.2188 | 0.1148 | 0.087849 | 0.22335 | 0.39512 | 0.21906 | 0.1476 | 0.012791 | 0.027964 | 0.18736 | 0.21626 | 0.34767 | 0.46163 | 0.49696 | 0.46088 | 0.46457 | 0.41116 | 0.45693 | 0.32431 | 0.40206 | 0.50298 | 0.51999 | 1 | 1 | 1
1 | 24 | 9 | 0.033817 | 0.17985 | 0.26952 | 0.15974 | 0 | 0 | 0 | 0.013008 | 0.089812 | 0.024477 | 0.26688 | 0.30533 | 0.043283 | 0.3749 | 0.35545 | 0.33439 | 0.0038264 | 0.024527 | 0.60181 | 0.288 | 0.046811 | 0.17959 | 0.077662 | 0.38349 | 0.56561 | 0.63552 | 0.55477 | 0.57164 | 0.44583 | 0.48291 | 0.5723 | 0.60802 | 0.73681 | 0.77795 | 0.77791 | 0.7529 | 0.76197 | 0.6983 | 0.74644 | 0.49492 | 0.6889 | 0.71606 | 0.7079 | 1 | 1 | 1
1 | 24 | 10 | 0.031281 | 0.17757 | 0.23731 | 0.14881 | 0 | 0 | 0 | 0.0056023 | 0.087981 | 0.022079 | 0.17156 | 0.23847 | 0.040839 | 0.30821 | 0.33085 | 0.30941 | 0.004405 | 0.01817 | 0.59336 | 0.24404 | 0.030404 | 0.1774 | 0.074815 | 0.62193 | 0.77559 | 0.74627 | 0.76072 | 0.80818 | 0.69062 | 0.70301 | 0.76667 | 0.81017 | 0.93224 | 0.94253 | 0.91656 | 0.92103 | 0.90759 | 0.86869 | 0.91312 | 0.64823 | 0.79011 | 0.81333 | 0.75158 | 1 | 1 | 1
1 | 24 | 11 | 0.028119 | 0.19318 | 0.19244 | 0.13389 | 0 | 0 | 0 | 0.00052287 | 0.083984 | 0.018879 | 0.10148 | 0.21484 | 0.037556 | 0.28732 | 0.29668 | 0.27482 | 0.0049025 | 0.018054 | 0.58262 | 0.19619 | 0.027686 | 0.19303 | 0.088253 | 0.7738 | 0.89485 | 0.79193 | 0.8777 | 0.91487 | 0.8103 | 0.81866 | 0.85814 | 0.91794 | 1 | 1 | 1 | 0.99763 | 1 | 0.94309 | 0.98906 | 0.64255 | 0.81938 | 0.87261 | 0.80463 | 1 | 1 | 1
1 | 24 | 12 | 0.040285 | 0.22245 | 0.16536 | 0.12119 | 0 | 0 | 0 | 0 | 0.097756 | 0.031014 | 0.079267 | 0.19787 | 0.049966 | 0.27065 | 0.26425 | 0.24213 | 0.0056539 | 0.022505 | 0.57558 | 0.18592 | 0.029822 | 0.22236 | 0.11439 | 0.85695 | 0.95418 | 0.85901 | 0.93589 | 0.96496 | 0.88276 | 0.87723 | 0.88781 | 0.96073 | 1 | 1 | 1 | 1 | 1 | 1 | 1 | 0.73168 | 0.92034 | 0.91235 | 0.87771 | 1 | 1 | 1
1 | 24 | 13 | 0.043402 | 0.25343 | 0.15731 | 0.11251 | 0 | 0 | 0 | 0 | 0.10089 | 0.03408 | 0.062965 | 0.19083 | 0.053092 | 0.26487 | 0.22676 | 0.20453 | 0.0071023 | 0.028591 | 0.55883 | 0.17896 | 0.028706 | 0.2534 | 0.14323 | 0.86903 | 0.95655 | 0.8289 | 0.93822 | 0.94277 | 0.88052 | 0.8791 | 0.88058 | 0.95533 | 1 | 1 | 1 | 1 | 1 | 1 | 1 | 0.68101 | 0.89094 | 0.91834 | 0.87841 | 1 | 1 | 1
1 | 24 | 14 | 0.042439 | 0.27212 | 0.14799 | 0.1095 | 0 | 0 | 0 | 0.0012326 | 0.099315 | 0.033052 | 0.049927 | 0.16908 | 0.052043 | 0.24352 | 0.20259 | 0.18043 | 0.010479 | 0.031835 | 0.53915 | 0.16521 | 0.022591 | 0.27213 | 0.1612 | 0.82742 | 0.91965 | 0.81412 | 0.90202 | 0.93729 | 0.85881 | 0.84012 | 0.8317 | 0.93393 | 1 | 1 | 1 | 1 | 1 | 0.95624 | 1 | 0.65494 | 0.90183 | 0.93099 | 0.89478 | 1 | 1 | 1
1 | 24 | 15 | 0.054085 | 0.27014 | 0.15091 | 0.10394 | 0 | 0 | 0 | 0.0098711 | 0.11258 | 0.044748 | 0.027615 | 0.1369 | 0.063928 | 0.21036 | 0.20513 | 0.18296 | 0.016603 | 0.026415 | 0.55966 | 0.13612 | 0.015688 | 0.26998 | 0.16104 | 0.72651 | 0.83426 | 0.76416 | 0.81827 | 0.90044 | 0.73841 | 0.77393 | 0.79107 | 0.88653 | 0.96167 | 0.93723 | 0.93926 | 0.91944 | 0.91235 | 0.85509 | 0.91155 | 0.64292 | 0.81355 | 0.8635 | 0.77332 | 1 | 1 | 1
1 | 24 | 16 | 0.045213 | 0.28608 | 0.18507 | 0.11266 | 0 | 0 | 0 | 0.0012326 | 0.10268 | 0.035862 | 0.012934 | 0.12866 | 0.054903 | 0.20167 | 0.21737 | 0.19515 | 0.029632 | 0.024579 | 0.62251 | 0.11578 | 0.026198 | 0.28601 | 0.17593 | 0.51935 | 0.64166 | 0.6226 | 0.62936 | 0.75185 | 0.57928 | 0.57175 | 0.65617 | 0.72834 | 0.79124 | 0.73132 | 0.73533 | 0.68215 | 0.73533 | 0.67017 | 0.67629 | 0.61174 | 0.69097 | 0.68018 | 0.59681 | 1 | 1 | 1
1 | 24 | 17 | 0.03389 | 0.2974 | 0.20928 | 0.12121 | 0 | 0 | 0 | 0 | 0.090803 | 0.024667 | 0.0060365 | 0.15452 | 0.043481 | 0.22922 | 0.21972 | 0.19749 | 0.056582 | 0.01842 | 0.64931 | 0.13603 | 0.053446 | 0.2973 | 0.18779 | 0.13846 | 0.20366 | 0.205 | 0.19976 | 0.25109 | 0.18886 | 0.13577 | 0.10258 | 0.33097 | 0.059481 | 0.20657 | 0.32539 | 0.34669 | 0.41509 | 0.21385 | 0.34371 | 0.2237 | 0.32493 | 0.24545 | 0.04459 | 1 | 1 | 1
1 | 24 | 18 | 0.017875 | 0.31508 | 0.19703 | 0.11808 | 0 | 0.0090538 | 0 | 0 | 0.073271 | 0.0091345 | 0.0068735 | 0.17068 | 0.027217 | 0.24532 | 0.22063 | 0.1984 | 0.083724 | 0.016202 | 0.66427 | 0.20846 | 0.069365 | 0.31517 | 0.20364 | 0.00031946 | 0.001419 | 0.0062797 | 0.0013918 | 0.002035 | 0.0037051 | 0.00098977 | 0.0016646 | 0.011305 | 0.00054859 | 0.00039012 | 0 | 0.0001401 | 0.00055706 | 0.00033503 | 0.00013889 | 0.023619 | 0.0087312 | 0 | 0 | 1 | 1 | 1
1 | 24 | 19 | 0.0040612 | 0.29345 | 0.16791 | 0.11148 | 0 | 0.023983 | 0 | 0 | 0.057272 | 0.00048047 | 0.010961 | 0.16949 | 0.01261 | 0.24365 | 0.22677 | 0.20454 | 0.063093 | 0.013014 | 0.68716 | 0.25035 | 0.082117 | 0.29346 | 0.1825 | 0 | 0 | 0 | 0 | 0 | 0 | 0 | 0 | 0 | 0 | 0 | 0 | 0 | 0 | 0 | 0 | 0 | 0 | 0 | 0 | 1 | 1 | 1
1 | 24 | 20 | 0.00020058 | 0.25133 | 0.15006 | 0.10766 | 0 | 0.028292 | 0 | 0 | 0.042962 | 0 | 0.0064918 | 0.16328 | 0.00071603 | 0.23721 | 0.22203 | 0.1998 | 0.038371 | 0.0053762 | 0.71227 | 0.27571 | 0.088728 | 0.25122 | 0.14199 | 0 | 0 | 0 | 0 | 0 | 0 | 0 | 0 | 0 | 0 | 0 | 0 | 0 | 0 | 0 | 0 | 0 | 0 | 0 | 0 | 1 | 1 | 1
1 | 24 | 21 | 0 | 0.21299 | 0.14316 | 0.10662 | 0 | 0.025189 | 0 | 0 | 0.025438 | 0 | 0.00036275 | 0.16092 | 1.7191e-06 | 0.23511 | 0.21023 | 0.18804 | 0.019647 | 0.0013793 | 0.72137 | 0.24694 | 0.1067 | 0.21279 | 0.10671 | 0 | 0 | 0 | 0 | 0 | 0 | 0 | 0 | 0 | 0 | 0 | 0 | 0 | 0 | 0 | 0 | 0 | 0 | 0 | 0 | 1 | 1 | 1
1 | 24 | 22 | 0 | 0.20027 | 0.11868 | 0.10963 | 0 | 0.028426 | 0 | 0.00058205 | 0.018091 | 0 | 0 | 0.15803 | 0 | 0.2321 | 0.20002 | 0.17787 | 0.01037 | 0.0029712 | 0.7121 | 0.19624 | 0.12406 | 0.20012 | 0.094616 | 0 | 0 | 0 | 0 | 0 | 0 | 0 | 0 | 0 | 0 | 0 | 0 | 0 | 0 | 0 | 0 | 0 | 0 | 0 | 0 | 1 | 1 | 1
1 | 24 | 23 | 0 | 0.20167 | 0.096977 | 0.11333 | 0 | 0.034364 | 0 | 0.010101 | 0.0085366 | 0 | 0 | 0.15845 | 0 | 0.23264 | 0.2003 | 0.17816 | 0.00806 | 0.0053514 | 0.70173 | 0.14979 | 0.13687 | 0.20158 | 0.095316 | 0 | 0 | 0 | 0 | 0 | 0 | 0 | 0 | 0 | 0 | 0 | 0 | 0 | 0 | 0 | 0 | 0 | 0 | 0 | 0 | 1 | 1 | 1
1 | 24 | 24 | 0 | 0.20518 | 0.091953 | 0.11053 | 0 | 0.029963 | 0 | 0.051356 | 0.004651 | 0 | 0 | 0.15989 | 0 | 0.2337 | 0.20372 | 0.18155 | 0.0090625 | 0.0098037 | 0.70732 | 0.067372 | 0.15256 | 0.20516 | 0.097828 | 0 | 0 | 0 | 0 | 0 | 0 | 0 | 0 | 0 | 0 | 0 | 0 | 0 | 0 | 0 | 0 | 0 | 0 | 0 | 0 | 1 | 1 | 1
1 | 25 | 1 | 0 | 0.19497 | 0.094925 | 0.10889 | 0 | 0.024068 | 0 | 0.067452 | 0.0026873 | 0 | 0 | 0.17102 | 0 | 0.24426 | 0.2035 | 0.18133 | 0.016897 | 0.01337 | 0.72045 | 0.03727 | 0.15978 | 0.19482 | 0.089894 | 0 | 0 | 0 | 0 | 0 | 0 | 0 | 0 | 0 | 0 | 0 | 0 | 0 | 0 | 0 | 0 | 0 | 0 | 0 | 0 | 1 | 1 | 1
1 | 25 | 2 | 0 | 0.20042 | 0.074004 | 0.10169 | 0 | 0.022832 | 0 | 0.04545 | 0.0043585 | 0 | 0 | 0.20032 | 0 | 0.27317 | 0.19811 | 0.17598 | 0.038631 | 0.011779 | 0.72709 | 0.022753 | 0.13715 | 0.20027 | 0.094698 | 0 | 0 | 0 | 0 | 0 | 0 | 0 | 0 | 0 | 0 | 0 | 0 | 0 | 0 | 0 | 0 | 0 | 0 | 0 | 0 | 1 | 1 | 1
1 | 25 | 3 | 0 | 0.2202 | 0.046748 | 0.091101 | 0 | 0.025609 | 0 | 0.039772 | 0.010036 | 0 | 0 | 0.23718 | 0 | 0.30893 | 0.19087 | 0.16879 | 0.064881 | 0.0083372 | 0.72157 | 0.027624 | 0.11636 | 0.22026 | 0.11081 | 0 | 0 | 0 | 0 | 0 | 0 | 0 | 0 | 0 | 0 | 0 | 0 | 0 | 0 | 0 | 0 | 0 | 0 | 0 | 0 | 1 | 1 | 1
1 | 25 | 4 | 0 | 0.2095 | 0.0077493 | 0.085503 | 0 | 0.022108 | 0.00026121 | 0.046561 | 0.012132 | 0 | 0 | 0.27043 | 0 | 0.34158 | 0.19537 | 0.17326 | 0.090661 | 0.0074178 | 0.70454 | 0.034917 | 0.10603 | 0.20957 | 0.10088 | 0 | 0 | 0 | 0 | 0 | 0 | 0 | 0 | 0 | 0 | 0 | 0 | 0 | 0 | 0 | 0 | 0 | 0 | 0 | 0 | 1 | 1 | 1
1 | 25 | 5 | 0 | 0.16597 | 0.0034078 | 0.079056 | 0 | 0.023998 | 0.0049614 | 0.05673 | 0.012114 | 0 | 0 | 0.27374 | 0 | 0.34421 | 0.19721 | 0.17508 | 0.12899 | 0.0069749 | 0.69029 | 0.044415 | 0.10776 | 0.16586 | 0.064476 | 0 | 0 | 0 | 0 | 0 | 0 | 0 | 0 | 0 | 0 | 0 | 0 | 0 | 0 | 0 | 0 | 0 | 0 | 0 | 0 | 1 | 1 | 1
1 | 25 | 6 | 0 | 0.12929 | 0.03523 | 0.071612 | 0 | 0.032564 | 0.021086 | 0.040617 | 0.0074013 | 0 | 0 | 0.25947 | 0 | 0.32967 | 0.20347 | 0.1813 | 0.18319 | 0.0067632 | 0.67952 | 0.049786 | 0.11224 | 0.12917 | 0.035765 | 0 | 0 | 5.3821e-08 | 0 | 0 | 0 | 0 | 0 | 0 | 0 | 0 | 0 | 0 | 0 | 0 | 0 | 0 | 0 | 0 | 3.2327e-07 | 1 | 1 | 1
1 | 25 | 7 | 0 | 0.10326 | 0.045892 | 0.061992 | 0 | 0.037189 | 0.027523 | 0.020953 | 0.0010747 | 0 | 0 | 0.25371 | 0 | 0.32445 | 0.20923 | 0.18703 | 0.22595 | 0.0045575 | 0.66351 | 0.054073 | 0.11009 | 0.10316 | 0.0178 | 2.0068e-06 | 0.0017869 | 0.065972 | 0.0017527 | 0 | 0 | 0 | 0 | 0 | 8.1013e-05 | 0.0014615 | 0.0068361 | 0.0068885 | 0.0082942 | 0.0066527 | 0.0068294 | 0.0063033 | 0.0031194 | 0.15198 | 0.21886 | 1 | 1 | 1
1 | 25 | 8 | 0 | 0.085446 | 0.056908 | 0.054534 | 0 | 0.053022 | 0.0095585 | 0.012576 | 2.9792e-05 | 0 | 0 | 0.25265 | 0 | 0.32297 | 0.20381 | 0.18164 | 0.2267 | 0.0028896 | 0.62672 | 0.049763 | 0.093444 | 0.085349 | 0.0072984 | 0.08935 | 0.22594 | 0.43366 | 0.2216 | 0.1575 | 0.0090853 | 0.026996 | 0.18313 | 0.18863 | 0.37597 | 0.45566 | 0.49658 | 0.4764 | 0.46344 | 0.43825 | 0.47231 | 0.32409 | 0.45388 | 0.54279 | 0.63044 | 1 | 1 | 1
1 | 25 | 9 | 0 | 0.074699 | 0.066278 | 0.047737 | 0 | 0.056005 | 0.0005616 | 0.0013279 | 0 | 0 | 0 | 0.26349 | 0 | 0.33601 | 0.19976 | 0.17761 | 0.21264 | 0.0019127 | 0.58413 | 0.040103 | 0.059167 | 0.074613 | 0.0018769 | 0.37919 | 0.5579 | 0.69179 | 0.5472 | 0.57745 | 0.37791 | 0.47356 | 0.56438 | 0.52159 | 0.74275 | 0.77674 | 0.77631 | 0.76882 | 0.75766 | 0.74978 | 0.76222 | 0.50231 | 0.7404 | 0.76219 | 0.79535 | 1 | 1 | 1
1 | 25 | 10 | 0 | 0.07004 | 0.063389 | 0.033219 | 0 | 0.039702 | 0 | 0 | 0 | 0 | 0 | 0.22335 | 0 | 0.29448 | 0.18338 | 0.16137 | 0.17062 | 0.0009149 | 0.56489 | 0.023465 | 0.035769 | 0.069979 | 2.81e-05 | 0.60827 | 0.75775 | 0.84146 | 0.74322 | 0.77815 | 0.61982 | 0.7014 | 0.74216 | 0.67286 | 0.931 | 0.94436 | 0.92447 | 0.92764 | 0.90012 | 0.91359 | 0.91967 | 0.64987 | 0.87442 | 0.86964 | 0.92407 | 1 | 1 | 1
1 | 25 | 11 | 0 | 0.066152 | 0.070142 | 0.024057 | 0 | 0 | 0 | 0 | 0 | 0 | 0 | 0.20737 | 0 | 0.28046 | 0.15863 | 0.13698 | 0.12375 | 1.4148e-05 | 0.5581 | 0.011052 | 0.030985 | 0.066089 | 0 | 0.77041 | 0.89088 | 0.88327 | 0.8738 | 0.89678 | 0.80702 | 0.8255 | 0.83698 | 0.90117 | 1 | 1 | 0.99454 | 1 | 0.94968 | 0.99999 | 0.99793 | 0.59428 | 0.93437 | 0.92342 | 0.95481 | 1 | 1 | 1
1 | 25 | 12 | 0 | 0.064112 | 0.087894 | 0.020481 | 0 | 0 | 0 | 0 | 0 | 0 | 0 | 0.18841 | 0 | 0.26166 | 0.12757 | 0.10669 | 0.093388 | 0 | 0.55355 | 0.0017801 | 0.030488 | 0.064055 | 0 | 0.85027 | 0.94714 | 0.88367 | 0.92898 | 0.91882 | 0.88553 | 0.88199 | 0.86774 | 0.9611 | 1 | 1 | 1 | 1 | 0.99421 | 1 | 1 | 0.542 | 0.94069 | 0.95116 | 0.98316 | 1 | 1 | 1
1 | 25 | 13 | 0 | 0.062925 | 0.10818 | 0.020837 | 0 | 0 | 0 | 0 | 0 | 0 | 0 | 0.17565 | 0 | 0.24932 | 0.10014 | 0.080339 | 0.074141 | 0 | 0.56708 | 4.0875e-05 | 0.028314 | 0.062875 | 0 | 0.87068 | 0.95891 | 0.91778 | 0.94052 | 0.93609 | 0.86687 | 0.87775 | 0.88806 | 0.98437 | 1 | 1 | 1 | 1 | 1 | 1 | 1 | 0.76102 | 0.97122 | 0.98415 | 0.99654 | 1 | 1 | 1
1 | 25 | 14 | 0 | 0.061271 | 0.12714 | 0.019453 | 0 | 0 | 0 | 0 | 0 | 0 | 0 | 0.16766 | 0 | 0.24165 | 0.078311 | 0.059774 | 0.049688 | 0 | 0.59172 | 0 | 0.023468 | 0.061215 | 0 | 0.83528 | 0.92829 | 0.87217 | 0.91049 | 0.94 | 0.85773 | 0.84637 | 0.87571 | 0.96673 | 1 | 1 | 1 | 1 | 0.93264 | 0.97844 | 1 | 0.71777 | 0.90448 | 0.94773 | 0.96249 | 1 | 1 | 1
1 | 25 | 15 | 0 | 0.060572 | 0.14731 | 0.017672 | 0 | 0 | 0 | 0 | 0 | 0 | 0 | 0.16026 | 0 | 0.23477 | 0.063713 | 0.046323 | 0.034503 | 0 | 0.63127 | 0 | 0.017714 | 0.06052 | 0 | 0.73376 | 0.84233 | 0.82111 | 0.82619 | 0.89637 | 0.77616 | 0.7665 | 0.81821 | 0.90201 | 0.97513 | 0.98085 | 0.94267 | 0.91335 | 0.81314 | 0.92371 | 0.90551 | 0.73764 | 0.85979 | 0.90481 | 0.82526 | 1 | 1 | 1
1 | 25 | 16 | 0 | 0.059958 | 0.16274 | 0.019918 | 0 | 0 | 0.00072746 | 0 | 0 | 0 | 0 | 0.14483 | 0 | 0.21901 | 0.051556 | 0.035392 | 0.03796 | 0 | 0.67367 | 0.00037792 | 0.025 | 0.059898 | 0 | 0.53227 | 0.65743 | 0.66181 | 0.64483 | 0.77141 | 0.6206 | 0.57458 | 0.66602 | 0.74525 | 0.73668 | 0.82243 | 0.76653 | 0.67069 | 0.67921 | 0.76554 | 0.66494 | 0.63521 | 0.73785 | 0.71584 | 0.64189 | 1 | 1 | 1
1 | 25 | 17 | 0 | 0.061656 | 0.18961 | 0.023876 | 0 | 0.0092879 | 0.010988 | 0 | 0 | 0 | 0 | 0.13301 | 0 | 0.20763 | 0.038378 | 0.023952 | 0.039603 | 8.907e-07 | 0.68438 | 0.014056 | 0.050968 | 0.061627 | 0 | 0.14876 | 0.21924 | 0.23331 | 0.21503 | 0.27443 | 0.17867 | 0.22762 | 0.095093 | 0.25023 | 0.14089 | 0.29517 | 0.3503 | 0.35542 | 0.33077 | 0.28172 | 0.35237 | 0.23665 | 0.37991 | 0.266 | 0.058154 | 1 | 1 | 1
1 | 25 | 18 | 0 | 0.057965 | 0.21279 | 0.024802 | 0 | 0.017068 | 0.015166 | 0 | 0 | 0 | 0 | 0.11643 | 0 | 0.19102 | 0.029863 | 0.016909 | 0.034948 | 5.6622e-05 | 0.68605 | 0.0088204 | 0.078872 | 0.057887 | 0 | 0.00035997 | 0.001615 | 0.0063971 | 0.0015841 | 0.0034882 | 0.0047082 | 0.0042314 | 0.0010443 | 0.0066561 | 0.0018161 | 0.0013236 | 0 | 0.00024309 | 0.00048367 | 0.00079406 | 0.000241 | 0.024532 | 0.0084025 | 0 | 0 | 1 | 1 | 1
1 | 25 | 19 | 0 | 0.06051 | 0.20826 | 0.022809 | 0 | 0.030992 | 0.0070544 | 0 | 0 | 0 | 0 | 0.094203 | 0 | 0.16834 | 0.023127 | 0.011643 | 0.023355 | 5.6622e-05 | 0.68291 | 0.0041994 | 0.089172 | 0.060426 | 0 | 0 | 0 | 0 | 0 | 0 | 0 | 0 | 0 | 0 | 0 | 0 | 0 | 0 | 0 | 0 | 0 | 0 | 0 | 0 | 0 | 1 | 1 | 1
1 | 25 | 20 | 0 | 0.069938 | 0.20174 | 0.023058 | 0 | 0.074043 | 0.010979 | 0 | 0 | 0 | 0 | 0.067986 | 0 | 0.14057 | 0.021321 | 0.010293 | 0.011326 | 8.907e-07 | 0.686 | 0.0050533 | 0.080727 | 0.069843 | 0.00013087 | 0 | 0 | 0 | 0 | 0 | 0 | 0 | 0 | 0 | 0 | 0 | 0 | 0 | 0 | 0 | 0 | 0 | 0 | 0 | 0 | 1 | 1 | 1
1 | 25 | 21 | 0 | 0.087803 | 0.1831 | 0.023776 | 0 | 0.14574 | 0.02463 | 0 | 0 | 0 | 0 | 0.047401 | 0 | 0.11903 | 0.02327 | 0.011751 | 0.0055139 | 0 | 0.70695 | 0.00013524 | 0.055611 | 0.087709 | 0.0085809 | 0 | 0 | 0 | 0 | 0 | 0 | 0 | 0 | 0 | 0 | 0 | 0 | 0 | 0 | 0 | 0 | 0 | 0 | 0 | 0 | 1 | 1 | 1
1 | 25 | 22 | 0 | 0.11244 | 0.1866 | 0.025145 | 0 | 0.18883 | 0.037024 | 0 | 0 | 0 | 0 | 0.021662 | 0 | 0.089341 | 0.030645 | 0.017542 | 0.0021316 | 0 | 0.74435 | 0 | 0.022786 | 0.11241 | 0.023176 | 0 | 0 | 0 | 0 | 0 | 0 | 0 | 0 | 0 | 0 | 0 | 0 | 0 | 0 | 0 | 0 | 0 | 0 | 0 | 0 | 1 | 1 | 1
1 | 25 | 23 | 0 | 0.12714 | 0.20037 | 0.030093 | 0.001744 | 0.20754 | 0.054747 | 0 | 0 | 0 | 0 | 0.0060616 | 0 | 0.070641 | 0.041433 | 0.026557 | 0.00023679 | 0 | 0.79469 | 0 | 0.00084042 | 0.12708 | 0.033586 | 0 | 0 | 0 | 0 | 0 | 0 | 0 | 0 | 0 | 0 | 0 | 0 | 0 | 0 | 0 | 0 | 0 | 0 | 0 | 0 | 1 | 1 | 1
1 | 25 | 24 | 0 | 0.13705 | 0.20107 | 0.038301 | 0.014106 | 0.18535 | 0.082867 | 0 | 0 | 0 | 0 | 0.00030355 | 0 | 0.059774 | 0.054884 | 0.038355 | 0.00014312 | 0 | 0.82957 | 0 | 7.7313e-06 | 0.13694 | 0.041375 | 0 | 0 | 0 | 0 | 0 | 0 | 0 | 0 | 0 | 0 | 0 | 0 | 0 | 0 | 0 | 0 | 0 | 0 | 0 | 0 | 1 | 1 | 1
1 | 26 | 1 | 0 | 0.15472 | 0.20312 | 0.045246 | 0.035386 | 0.14421 | 0.09206 | 0 | 0 | 0 | 0 | 0.00030355 | 0 | 0.04054 | 0.069962 | 0.052045 | 0.00030715 | 0 | 0.85713 | 0 | 0 | 0.15471 | 0.054357 | 0 | 0 | 0 | 0 | 0 | 0 | 0 | 0 | 0 | 0 | 0 | 0 | 0 | 0 | 0 | 0 | 0 | 0 | 0 | 0 | 1 | 1 | 1
1 | 26 | 2 | 0 | 0.15742 | 0.19239 | 0.046586 | 0.027321 | 0.11066 | 0.079178 | 0 | 0 | 0 | 0 | 0.0079869 | 0 | 0.070964 | 0.086346 | 0.067287 | 0.0023732 | 0 | 0.88696 | 0 | 0 | 0.15743 | 0.056345 | 0 | 0 | 0 | 0 | 0 | 0 | 0 | 0 | 0 | 0 | 0 | 0 | 0 | 0 | 0 | 0 | 0 | 0 | 0 | 0 | 1 | 1 | 1
1 | 26 | 3 | 0 | 0.13976 | 0.17809 | 0.045466 | 0.005242 | 0.12916 | 0.050985 | 0 | 0 | 0 | 0 | 0.054411 | 0 | 0.12747 | 0.10165 | 0.081768 | 0.0066589 | 0 | 0.90645 | 7.4706e-05 | 0 | 0.13961 | 0.04374 | 0 | 0 | 0 | 0 | 0 | 0 | 0 | 0 | 0 | 0 | 0 | 0 | 0 | 0 | 0 | 0 | 0 | 0 | 0 | 0 | 1 | 1 | 1
1 | 26 | 4 | 0 | 0.13826 | 0.10984 | 0.049834 | 0 | 0.18493 | 0.028122 | 0 | 0 | 0 | 0 | 0.078076 | 0 | 0.15131 | 0.11113 | 0.090829 | 0.016996 | 0 | 0.87901 | 0.0033031 | 0 | 0.13822 | 0.041755 | 0 | 0 | 0 | 0 | 0 | 0 | 0 | 0 | 0 | 0 | 0 | 0 | 0 | 0 | 0 | 0 | 0 | 0 | 0 | 0 | 1 | 1 | 1
1 | 26 | 5 | 0 | 0.1283 | 0.086418 | 0.051703 | 0 | 0.15346 | 0.012682 | 0 | 0 | 0 | 0 | 0.10522 | 0 | 0.17832 | 0.12363 | 0.10287 | 0.036017 | 0 | 0.84564 | 0.021445 | 0.00027252 | 0.12816 | 0.035131 | 0 | 0 | 0 | 0 | 0 | 0 | 0 | 0 | 0 | 0 | 0 | 0 | 0 | 0 | 0 | 0 | 0 | 0 | 0 | 0 | 1 | 1 | 1
1 | 26 | 6 | 0 | 0.13466 | 0.070715 | 0.05764 | 0 | 0.12464 | 0.00079751 | 0 | 7.6558e-05 | 0 | 0 | 0.15628 | 0 | 0.23181 | 0.14589 | 0.1245 | 0.055668 | 0 | 0.78014 | 0.020066 | 0.011546 | 0.13471 | 0.038274 | 0 | 0 | 0 | 0 | 0 | 0 | 0 | 0 | 0 | 0 | 0 | 0 | 0 | 0 | 0 | 0 | 0 | 0 | 0 | 0 | 1 | 1 | 1
1 | 26 | 7 | 0 | 0.11236 | 0.047595 | 0.061449 | 0 | 0.099361 | 0 | 0 | 0.0023344 | 0 | 0.00010666 | 0.17586 | 0 | 0.25069 | 0.15169 | 0.13018 | 0.049213 | 0 | 0.70524 | 0.00444 | 0.014643 | 0.11238 | 0.022877 | 2.1768e-06 | 0.0019847 | 0.050255 | 0.0019467 | 0 | 0 | 0 | 0 | 0 | 0.00012441 | 0.0018579 | 0.0076743 | 0.007481 | 0.009407 | 0.0070028 | 0.0074168 | 0.0074464 | 0.0035196 | 0.16938 | 0.10833 | 1 | 1 | 1
1 | 26 | 8 | 0 | 0.070503 | 0.049533 | 0.068949 | 0 | 0.063058 | 0 | 0 | 0.0063959 | 0 | 0.0017224 | 0.16606 | 0 | 0.24257 | 0.14515 | 0.12378 | 0.051642 | 0 | 0.64397 | 0.00010686 | 0.012301 | 0.070267 | 0.00078917 | 0.087965 | 0.21834 | 0.39189 | 0.21416 | 0.076631 | 0.014244 | 0.0404 | 0.17625 | 0.14006 | 0.37277 | 0.46797 | 0.49925 | 0.47381 | 0.46643 | 0.42726 | 0.46974 | 0.37491 | 0.4509 | 0.58083 | 0.36241 | 1 | 1 | 1
1 | 26 | 9 | 0 | 0.069158 | 0.041065 | 0.071865 | 0 | 0.03752 | 0 | 0 | 0.0068335 | 0 | 0.00010666 | 0.094782 | 0 | 0.1689 | 0.13952 | 0.11829 | 0.053041 | 0 | 0.48928 | 0 | 0.0019712 | 0.069025 | 0.00010263 | 0.35917 | 0.52786 | 0.64755 | 0.51774 | 0.45653 | 0.36298 | 0.43586 | 0.57066 | 0.36779 | 0.73656 | 0.78156 | 0.77798 | 0.75627 | 0.75733 | 0.70344 | 0.74978 | 0.542 | 0.72771 | 0.81961 | 0.66636 | 1 | 1 | 1
1 | 26 | 10 | 0 | 0.082844 | 0.03161 | 0.066849 | 0 | 0.022545 | 0 | 0 | 0.0010155 | 0 | 0 | 0.017793 | 0 | 0.08176 | 0.12358 | 0.10282 | 0.038698 | 0 | 0.3475 | 0 | 6.5046e-05 | 0.082659 | 0.0064964 | 0.59864 | 0.7461 | 0.75619 | 0.73179 | 0.69769 | 0.60829 | 0.67774 | 0.76681 | 0.66248 | 0.91299 | 0.95603 | 0.9345 | 0.90923 | 0.91761 | 0.87445 | 0.90142 | 0.68782 | 0.845 | 0.9373 | 0.62043 | 1 | 1 | 1
1 | 26 | 11 | 0 | 0.12279 | 0.013751 | 0.064048 | 0 | 0 | 3.3725e-05 | 0.0018792 | 0.0046112 | 0 | 0 | 0.00077721 | 0 | 0.038919 | 0.11421 | 0.093786 | 0.026731 | 0 | 0.25613 | 0 | 0.0013689 | 0.12259 | 0.031753 | 0.76088 | 0.88025 | 0.79685 | 0.86337 | 0.77473 | 0.798 | 0.81318 | 0.85345 | 0.91337 | 1 | 1 | 1 | 1 | 1 | 0.93505 | 0.99928 | 0.78274 | 0.89125 | 1 | 0.59321 | 1 | 1 | 1
1 | 26 | 12 | 0 | 0.18797 | 0.0010712 | 0.065936 | 0 | 0 | 0.0014493 | 0.026185 | 0.0094864 | 0 | 0 | 0 | 0 | 0.017217 | 0.11102 | 0.090724 | 0.016705 | 0 | 0.20058 | 0 | 0.016798 | 0.18759 | 0.086058 | 0.85185 | 0.94886 | 0.84277 | 0.93067 | 0.87954 | 0.87136 | 0.88363 | 0.90312 | 0.9802 | 1 | 1 | 1 | 1 | 1 | 1 | 1 | 0.83363 | 0.93846 | 1 | 0.6123 | 1 | 1 | 1
1 | 26 | 13 | 0.0011932 | 0.31565 | 0 | 0.070011 | 0 | 0 | 0.013673 | 0.11654 | 0.027626 | 0.00062177 | 0.00055956 | 0 | 0.0016391 | 0.020404 | 0.10411 | 0.084115 | 0.014147 | 0 | 0.15429 | 0.00026128 | 0.057857 | 0.31527 | 0.20971 | 0.86193 | 0.94895 | 0.84318 | 0.93076 | 0.88593 | 0.85603 | 0.87695 | 0.89334 | 0.97683 | 1 | 1 | 1 | 1 | 0.99409 | 1 | 1 | 0.83969 | 0.95211 | 1 | 0.6578 | 1 | 1 | 1
1 | 26 | 14 | 0.023229 | 0.50694 | 0.0007362 | 0.071233 | 0 | 0 | 0.0025758 | 0.25159 | 0.076837 | 0.014457 | 0.009518 | 0 | 0.031961 | 0.022958 | 0.10068 | 0.080847 | 0.016735 | 0 | 0.13377 | 0.010163 | 0.14544 | 0.50699 | 0.41264 | 0.80809 | 0.89801 | 0.85546 | 0.8808 | 0.89949 | 0.79562 | 0.8449 | 0.86995 | 0.78577 | 0.93836 | 1 | 1 | 1 | 0.98431 | 0.99578 | 1 | 0.74869 | 0.9406 | 1 | 0.72974 | 1 | 1 | 1
1 | 26 | 15 | 0.092344 | 0.67021 | 0.010234 | 0.0729 | 0 | 0 | 0.00011598 | 0.35534 | 0.14987 | 0.082654 | 0.0097267 | 0 | 0.10206 | 0.03978 | 0.10373 | 0.083746 | 0.023212 | 0 | 0.11771 | 0.023236 | 0.22809 | 0.6705 | 0.59826 | 0.68128 | 0.78245 | 0.7619 | 0.76745 | 0.82465 | 0.65155 | 0.76157 | 0.75106 | 0.52539 | 0.82611 | 0.96141 | 0.94732 | 0.94145 | 0.90889 | 0.9247 | 0.93336 | 0.75206 | 0.86687 | 0.92659 | 0.54112 | 1 | 1 | 1
1 | 26 | 16 | 0.19825 | 0.75809 | 0.033359 | 0.088581 | 0 | 0 | 0 | 0.38191 | 0.25788 | 0.18925 | 0.026011 | 0 | 0.20824 | 0.058062 | 0.11249 | 0.092138 | 0.043578 | 8.4718e-06 | 0.13029 | 0.035625 | 0.34216 | 0.75804 | 0.70684 | 0.46699 | 0.5775 | 0.60021 | 0.56643 | 0.68721 | 0.50123 | 0.60531 | 0.5123 | 0.46264 | 0.41945 | 0.71617 | 0.73583 | 0.75933 | 0.73416 | 0.73516 | 0.75281 | 0.64877 | 0.69607 | 0.72613 | 0.5264 | 1 | 1 | 1
1 | 26 | 17 | 0.22251 | 0.85117 | 0.073771 | 0.1129 | 0 | 0.01352 | 0 | 0.36869 | 0.2796 | 0.21336 | 0.05511 | 0 | 0.23213 | 0.060151 | 0.12462 | 0.10382 | 0.068265 | 0.00053009 | 0.15992 | 0.052683 | 0.55317 | 0.85114 | 0.8185 | 0.14855 | 0.21899 | 0.21298 | 0.2148 | 0.20133 | 0.077175 | 0.23881 | 0.12416 | 0.33486 | 0.12398 | 0.25349 | 0.39976 | 0.42667 | 0.36414 | 0.23012 | 0.423 | 0.24582 | 0.35481 | 0.27597 | 0.039505 | 1 | 1 | 1
1 | 26 | 18 | 0.22121 | 0.94699 | 0.13229 | 0.12853 | 0 | 0.028054 | 0 | 0.35389 | 0.279 | 0.21215 | 0.087634 | 0.00044581 | 0.23093 | 0.051926 | 0.13735 | 0.11618 | 0.091717 | 8.4718e-06 | 0.18664 | 0.041164 | 0.69035 | 0.94741 | 0.92929 | 0.00047712 | 0.0022034 | 0.0067714 | 0.0021612 | 0.0034507 | 0.0010278 | 0.0063238 | 0.0018115 | 0.01571 | 0.0014437 | 0.0017526 | 2.5521e-05 | 0.00063422 | 0.00076826 | 0.00089951 | 0.00062877 | 0.02528 | 0.0095408 | 0 | 0 | 1 | 1 | 1
1 | 26 | 19 | 0.17885 | 0.94782 | 0.12421 | 0.12528 | 0 | 0.02461 | 0 | 0.24945 | 0.23612 | 0.16931 | 0.16467 | 0.010717 | 0.18853 | 0.074391 | 0.16494 | 0.14318 | 0.13843 | 0 | 0.20576 | 0.038002 | 0.82372 | 0.94811 | 0.93202 | 0 | 0 | 0 | 0 | 0 | 0 | 0 | 0 | 0 | 0 | 0 | 0 | 0 | 0 | 0 | 0 | 0 | 0 | 0 | 0 | 1 | 1 | 1
1 | 26 | 20 | 0.16131 | 0.88359 | 0.099993 | 0.11655 | 0 | 0.10702 | 0.00026121 | 0.1496 | 0.21891 | 0.15169 | 0.24931 | 0.063884 | 0.17104 | 0.13639 | 0.19215 | 0.17006 | 0.19615 | 0 | 0.21291 | 0.04601 | 0.85079 | 0.88353 | 0.8582 | 0 | 0 | 0 | 0 | 0 | 0 | 0 | 0 | 0 | 0 | 0 | 0 | 0 | 0 | 0 | 0 | 0 | 0 | 0 | 0 | 1 | 1 | 1
1 | 26 | 21 | 0.16952 | 0.82832 | 0.015025 | 0.10525 | 0 | 0.16635 | 0.0038749 | 0.14491 | 0.22958 | 0.16032 | 0.28208 | 0.12389 | 0.1796 | 0.19591 | 0.19111 | 0.16903 | 0.23382 | 0 | 0.23646 | 0.048856 | 0.8363 | 0.82825 | 0.79149 | 0 | 0 | 0 | 0 | 0 | 0 | 0 | 0 | 0 | 0 | 0 | 0 | 0 | 0 | 0 | 0 | 0 | 0 | 0 | 0 | 1 | 1 | 1
1 | 26 | 22 | 0.11566 | 0.78104 | 0.00061866 | 0.096358 | 0 | 0.08079 | 0.0060708 | 0.18092 | 0.17293 | 0.10585 | 0.28249 | 0.23552 | 0.12536 | 0.309 | 0.19133 | 0.16925 | 0.25023 | 0 | 0.27868 | 0.05405 | 0.83373 | 0.78081 | 0.73663 | 0 | 0 | 0 | 0 | 0 | 0 | 0 | 0 | 0 | 0 | 0 | 0 | 0 | 0 | 0 | 0 | 0 | 0 | 0 | 0 | 1 | 1 | 1
1 | 26 | 23 | 0.11565 | 0.77787 | 0 | 0.095191 | 0 | 0.060403 | 0.027384 | 0.23681 | 0.17439 | 0.10603 | 0.27793 | 0.30428 | 0.12556 | 0.37356 | 0.18799 | 0.16594 | 0.23551 | 0 | 0.32616 | 0.076896 | 0.83701 | 0.77793 | 0.72907 | 0 | 0 | 0 | 0 | 0 | 0 | 0 | 0 | 0 | 0 | 0 | 0 | 0 | 0 | 0 | 0 | 0 | 0 | 0 | 0 | 1 | 1 | 1
1 | 26 | 24 | 0.12525 | 0.75372 | 0 | 0.10021 | 0 | 0.068149 | 0.055394 | 0.28884 | 0.1844 | 0.1157 | 0.29858 | 0.33481 | 0.13522 | 0.40334 | 0.18652 | 0.16448 | 0.20552 | 1.9426e-06 | 0.35967 | 0.097162 | 0.83093 | 0.75393 | 0.69823 | 0 | 0 | 0 | 0 | 0 | 0 | 0 | 0 | 0 | 0 | 0 | 0 | 0 | 0 | 0 | 0 | 0 | 0 | 0 | 0 | 1 | 1 | 1
1 | 27 | 1 | 0.12437 | 0.67559 | 0 | 0.10406 | 0 | 0.060237 | 0.11928 | 0.31842 | 0.18377 | 0.11486 | 0.28918 | 0.30068 | 0.13437 | 0.36893 | 0.16501 | 0.14325 | 0.18445 | 0.00012671 | 0.33892 | 0.10383 | 0.81427 | 0.67571 | 0.60661 | 0 | 0 | 0 | 0 | 0 | 0 | 0 | 0 | 0 | 0 | 0 | 0 | 0 | 0 | 0 | 0 | 0 | 0 | 0 | 0 | 1 | 1 | 1
1 | 27 | 2 | 0.10414 | 0.56189 | 0.00071541 | 0.11756 | 0 | 0.064459 | 0.20583 | 0.31371 | 0.16316 | 0.094565 | 0.26109 | 0.26329 | 0.11409 | 0.33314 | 0.14738 | 0.12596 | 0.16285 | 0.00033918 | 0.33734 | 0.10253 | 0.79678 | 0.56216 | 0.47253 | 0 | 0 | 0 | 0 | 0 | 0 | 0 | 0 | 0 | 0 | 0 | 0 | 0 | 0 | 0 | 0 | 0 | 0 | 0 | 0 | 1 | 1 | 1
1 | 27 | 3 | 0.078389 | 0.36972 | 0.008025 | 0.13621 | 0 | 0.050075 | 0.31665 | 0.27629 | 0.13687 | 0.068833 | 0.20656 | 0.23689 | 0.088252 | 0.30987 | 0.13617 | 0.11503 | 0.16865 | 0.00091762 | 0.31439 | 0.10302 | 0.77079 | 0.36911 | 0.26912 | 0 | 0 | 0 | 0 | 0 | 0 | 0 | 0 | 0 | 0 | 0 | 0 | 0 | 0 | 0 | 0 | 0 | 0 | 0 | 0 | 1 | 1 | 1
1 | 27 | 4 | 0.057492 | 0.29031 | 0.0088857 | 0.13799 | 0 | 0.032175 | 0.40828 | 0.24705 | 0.11495 | 0.047975 | 0.16088 | 0.17993 | 0.067197 | 0.25294 | 0.13725 | 0.11607 | 0.2149 | 0.0017564 | 0.31265 | 0.10888 | 0.72216 | 0.28929 | 0.19067 | 0 | 0 | 0 | 0 | 0 | 0 | 0 | 0 | 0 | 0 | 0 | 0 | 0 | 0 | 0 | 0 | 0 | 0 | 0 | 0 | 1 | 1 | 1
1 | 27 | 5 | 0.055233 | 0.42147 | 0.023666 | 0.12374 | 0 | 0.022067 | 0.48787 | 0.23221 | 0.11323 | 0.045813 | 0.11929 | 0.1404 | 0.06501 | 0.21317 | 0.14064 | 0.11938 | 0.24414 | 0.0026569 | 0.33541 | 0.10602 | 0.65493 | 0.42217 | 0.30963 | 0 | 0 | 0 | 0 | 0 | 0 | 0 | 0 | 0 | 0 | 0 | 0 | 0 | 0 | 0 | 0 | 0 | 0 | 0 | 0 | 1 | 1 | 1
1 | 27 | 6 | 0.052268 | 0.37267 | 0.024057 | 0.11246 | 0 | 0.018837 | 0.55774 | 0.20841 | 0.10971 | 0.042811 | 0.080024 | 0.13699 | 0.061965 | 0.21373 | 0.14611 | 0.12471 | 0.28911 | 0.0049888 | 0.30301 | 0.10037 | 0.57206 | 0.37308 | 0.26051 | 0 | 0 | 2.3058e-07 | 0 | 0 | 0 | 0 | 0 | 0 | 0 | 0 | 0 | 0 | 0 | 0 | 0 | 0 | 0 | 0 | 1.3849e-06 | 1 | 1 | 1
1 | 27 | 7 | 0.060322 | 0.21732 | 0.015742 | 0.10449 | 0 | 0 | 0.5686 | 0.16645 | 0.11872 | 0.0509 | 0.053638 | 0.080235 | 0.070161 | 0.15379 | 0.15511 | 0.13352 | 0.33112 | 0.0081784 | 0.25567 | 0.099923 | 0.50995 | 0.21703 | 0.11189 | 9.2825e-07 | 0.00067307 | 0.065656 | 0.00066017 | 0 | 0 | 0 | 8.6933e-08 | 0 | 3.7789e-05 | 0.0020725 | 0.0052481 | 0.0020046 | 0.00043778 | 0.001429 | 0.0019874 | 0.011538 | 0.0032141 | 0.13187 | 0.23157 | 1 | 1 | 1
1 | 27 | 8 | 0.055901 | 0.10692 | 0.0096173 | 0.10922 | 0 | 0 | 0.60685 | 0.12071 | 0.11515 | 0.047168 | 0.041266 | 0.019224 | 0.065713 | 0.084408 | 0.16096 | 0.13926 | 0.33643 | 0.0095887 | 0.23197 | 0.11893 | 0.35454 | 0.10637 | 0.023494 | 0.044138 | 0.11716 | 0.45793 | 0.11491 | 0.10088 | 0.0023824 | 0.024381 | 0.13823 | 0.047337 | 0.12933 | 0.4434 | 0.39027 | 0.23306 | 0.058792 | 0.12855 | 0.23106 | 0.44366 | 0.45018 | 0.47748 | 0.7607 | 1 | 1 | 1
1 | 27 | 9 | 0.0034747 | 0.10242 | 0.01111 | 0.099239 | 0 | 0 | 0.64366 | 0.044501 | 0.05162 | 0.002745 | 0.020335 | 0.00091593 | 0.0095469 | 0.040632 | 0.15313 | 0.13159 | 0.33361 | 0.013555 | 0.15943 | 0.10555 | 0.17216 | 0.10238 | 0.016799 | 0.23452 | 0.34354 | 0.68944 | 0.33695 | 0.4578 | 0.16254 | 0.27004 | 0.3281 | 0.20058 | 0.42463 | 0.72863 | 0.76219 | 0.50583 | 0.13955 | 0.36088 | 0.50149 | 0.64263 | 0.70428 | 0.65887 | 0.91591 | 1 | 1 | 1
1 | 27 | 10 | 0 | 0.087878 | 0.001001 | 0.08313 | 0 | 0 | 0.64901 | 0.012783 | 0.019782 | 0 | 0.0092015 | 0 | 0.00035551 | 0.035384 | 0.14634 | 0.12494 | 0.34273 | 0.018198 | 0.11496 | 0.10416 | 0.13322 | 0.087757 | 0.008755 | 0.41282 | 0.51222 | 0.7938 | 0.5024 | 0.66341 | 0.452 | 0.30086 | 0.4509 | 0.21522 | 0.49336 | 0.90318 | 0.90332 | 0.74925 | 0.27454 | 0.69308 | 0.74282 | 0.75171 | 0.77333 | 0.75882 | 0.99038 | 1 | 1 | 1
1 | 27 | 11 | 0 | 0.086046 | 0 | 0.087722 | 0 | 0 | 0.64814 | 0.015117 | 0.020905 | 0 | 0.022656 | 0 | 0 | 0.041903 | 0.13856 | 0.11735 | 0.39138 | 0.018702 | 0.096075 | 0.12568 | 0.13004 | 0.085914 | 0.0078224 | 0.49082 | 0.56522 | 0.86323 | 0.55439 | 0.68382 | 0.49862 | 0.18104 | 0.53479 | 0.12112 | 0.35754 | 0.97645 | 1 | 0.91924 | 0.4283 | 0.78924 | 0.91135 | 0.84021 | 0.82565 | 0.73759 | 1 | 1 | 1 | 1
1 | 27 | 12 | 0 | 0.10007 | 0 | 0.094763 | 0 | 0 | 0.74697 | 0.033641 | 0.011957 | 0 | 0.046497 | 0.00041899 | 0 | 0.052363 | 0.13766 | 0.11648 | 0.45424 | 0.01172 | 0.086969 | 0.17014 | 0.14688 | 0.10008 | 0.015031 | 0.54051 | 0.59914 | 0.88358 | 0.58766 | 0.5917 | 0.49802 | 0.34032 | 0.58354 | 0.12768 | 0.087517 | 0.89923 | 1 | 1 | 0.647 | 0.96234 | 0.99366 | 0.8943 | 0.90122 | 0.78847 | 1 | 1 | 1 | 1
1 | 27 | 13 | 0 | 0.097539 | 0 | 0.10506 | 0 | 0.011579 | 0.74026 | 0.072871 | 0.02719 | 0 | 0.1001 | 0.0075851 | 0 | 0.072881 | 0.14585 | 0.12446 | 0.44076 | 0.010507 | 0.084595 | 0.21948 | 0.18791 | 0.097518 | 0.013674 | 0.56738 | 0.62281 | 0.88723 | 0.61087 | 0.70029 | 0.49167 | 0.32843 | 0.51144 | 0.18551 | 0.053932 | 0.93932 | 1 | 1 | 0.79331 | 0.97241 | 0.99633 | 0.87582 | 0.89686 | 0.79234 | 1 | 1 | 1 | 1
1 | 27 | 14 | 0.00089914 | 0.08508 | 0 | 0.12132 | 0 | 0.028442 | 0.7205 | 0.11771 | 0.037748 | 0.00034976 | 0.16748 | 0.014838 | 0.0013582 | 0.081852 | 0.16682 | 0.14503 | 0.40637 | 0.0074376 | 0.089925 | 0.22953 | 0.21437 | 0.084994 | 0.0070349 | 0.5096 | 0.56619 | 0.84415 | 0.55534 | 0.7252 | 0.33937 | 0.39102 | 0.41964 | 0.062187 | 0.02611 | 0.70841 | 1 | 1 | 0.77422 | 0.91078 | 1 | 0.8392 | 0.90892 | 0.85287 | 1 | 1 | 1 | 1
1 | 27 | 15 | 0.017612 | 0.077765 | 0.00052918 | 0.13677 | 0 | 0.033746 | 0.6609 | 0.16119 | 0.071354 | 0.0089515 | 0.24718 | 0.02139 | 0.026303 | 0.089815 | 0.17805 | 0.1561 | 0.35028 | 0.0061797 | 0.11348 | 0.24195 | 0.2182 | 0.077629 | 0.0035804 | 0.4698 | 0.53964 | 0.7845 | 0.52929 | 0.7106 | 0.39283 | 0.64351 | 0.2948 | 0.12826 | 0.030216 | 0.51375 | 0.96423 | 0.95363 | 0.73124 | 0.84299 | 0.94544 | 0.81253 | 0.81785 | 0.76988 | 0.91193 | 1 | 1 | 1
1 | 27 | 16 | 0.071095 | 0.086632 | 0.0090371 | 0.15112 | 0 | 0.024724 | 0.53517 | 0.20398 | 0.1287 | 0.061514 | 0.29699 | 0.021497 | 0.080816 | 0.090394 | 0.1833 | 0.16129 | 0.33749 | 0.015609 | 0.20762 | 0.27011 | 0.18109 | 0.086461 | 0.0084006 | 0.34057 | 0.42124 | 0.69757 | 0.41317 | 0.58995 | 0.2856 | 0.47682 | 0.15567 | 0.14883 | 0.13245 | 0.3589 | 0.77871 | 0.76976 | 0.63574 | 0.6765 | 0.76315 | 0.72969 | 0.73217 | 0.6193 | 0.68263 | 1 | 1 | 1
1 | 27 | 17 | 0.15013 | 0.1203 | 0.046792 | 0.20396 | 0 | 0.016973 | 0.33876 | 0.19016 | 0.20921 | 0.14069 | 0.32223 | 0.0069235 | 0.16007 | 0.071527 | 0.20052 | 0.17837 | 0.33945 | 0.027389 | 0.33766 | 0.24444 | 0.20334 | 0.12038 | 0.027728 | 0.11486 | 0.16892 | 0.25883 | 0.16568 | 0.16971 | 0.21227 | 0.2269 | 0.092385 | 0.15339 | 0.0018623 | 0.046293 | 0.467 | 0.39004 | 0.16043 | 0.2067 | 0.38669 | 0.28559 | 0.36403 | 0.24006 | 0.072289 | 1 | 1 | 1
1 | 27 | 18 | 0.20171 | 0.11897 | 0.1158 | 0.23391 | 0 | 0.074866 | 0.19238 | 0.17205 | 0.26252 | 0.1929 | 0.24502 | 0.0015401 | 0.21187 | 0.049519 | 0.20247 | 0.18031 | 0.33333 | 0.020785 | 0.42938 | 0.24126 | 0.29339 | 0.11898 | 0.027346 | 0.00032806 | 0.001361 | 0.0070061 | 0.0013349 | 0.0033304 | 0.004365 | 0.0039714 | 0.00080439 | 0.0056833 | 4.726e-07 | 0.0001344 | 0.00015372 | 0.00073965 | 0.00020249 | 0.0012829 | 0.0007333 | 0.026035 | 0.0098361 | 1.0726e-06 | 0 | 1 | 1 | 1
1 | 27 | 19 | 0.12372 | 0.10077 | 0.16614 | 0.23582 | 0 | 0.10307 | 0.14499 | 0.14244 | 0.18195 | 0.11407 | 0.16174 | 0.022602 | 0.13354 | 0.089802 | 0.17899 | 0.15704 | 0.32721 | 0.013767 | 0.56228 | 0.20855 | 0.351 | 0.10069 | 0.01605 | 0 | 0 | 0 | 0 | 0 | 0 | 0 | 0 | 0 | 0 | 0 | 0 | 0 | 0 | 0 | 0 | 0 | 0 | 0 | 0 | 1 | 1 | 1
1 | 27 | 20 | 0.061697 | 0.085849 | 0.18954 | 0.22818 | 0 | 0.043733 | 0.068276 | 0.11655 | 0.11796 | 0.051989 | 0.15159 | 0.059766 | 0.071236 | 0.13377 | 0.15785 | 0.13621 | 0.29822 | 0.0093185 | 0.65018 | 0.19941 | 0.3409 | 0.085729 | 0.0076449 | 0 | 0 | 0 | 0 | 0 | 0 | 0 | 0 | 0 | 0 | 0 | 0 | 0 | 0 | 0 | 0 | 0 | 0 | 0 | 0 | 1 | 1 | 1
1 | 27 | 21 | 0.065383 | 0.083258 | 0.19241 | 0.22728 | 0 | 0.10977 | 0.060637 | 0.1444 | 0.12327 | 0.055842 | 0.11474 | 0.064279 | 0.075154 | 0.13459 | 0.15198 | 0.13046 | 0.26306 | 0.007466 | 0.68044 | 0.18292 | 0.22426 | 0.083127 | 0.0063291 | 0 | 0 | 0 | 0 | 0 | 0 | 0 | 0 | 0 | 0 | 0 | 0 | 0 | 0 | 0 | 0 | 0 | 0 | 0 | 0 | 1 | 1 | 1
1 | 27 | 22 | 0.083633 | 0.095491 | 0.19505 | 0.24441 | 0 | 0.37729 | 0.016101 | 0.20711 | 0.14364 | 0.074261 | 0.088653 | 0.11632 | 0.093712 | 0.19158 | 0.15199 | 0.13047 | 0.2392 | 0.0090969 | 0.71857 | 0.2144 | 0.11491 | 0.095383 | 0.013035 | 0 | 0 | 0 | 0 | 0 | 0 | 0 | 0 | 0 | 0 | 0 | 0 | 0 | 0 | 0 | 0 | 0 | 0 | 0 | 0 | 1 | 1 | 1
1 | 27 | 23 | 0.056772 | 0.11727 | 0.19803 | 0.27332 | 0 | 0.13832 | 0.001827 | 0.1846 | 0.1147 | 0.047337 | 0.048808 | 0.1465 | 0.066538 | 0.22329 | 0.14559 | 0.12421 | 0.2306 | 0.010644 | 0.77118 | 0.21018 | 0.061396 | 0.11729 | 0.026104 | 0 | 0 | 0 | 0 | 0 | 0 | 0 | 0 | 0 | 0 | 0 | 0 | 0 | 0 | 0 | 0 | 0 | 0 | 0 | 0 | 1 | 1 | 1
1 | 27 | 24 | 0.027699 | 0.11836 | 0.19114 | 0.33254 | 0 | 0.087763 | 0.00018047 | 0.1217 | 0.083886 | 0.018904 | 0.016818 | 0.11755 | 0.037173 | 0.19144 | 0.13596 | 0.11482 | 0.22018 | 0.013116 | 0.81369 | 0.17972 | 0.030423 | 0.11825 | 0.02777 | 0 | 0 | 0 | 0 | 0 | 0 | 0 | 0 | 0 | 0 | 0 | 0 | 0 | 0 | 0 | 0 | 0 | 0 | 0 | 0 | 1 | 1 | 1
1 | 28 | 1 | 0.0032636 | 0.12891 | 0.19314 | 0.37757 | 0 | 0.14614 | 0.0036249 | 0.026421 | 0.056023 | 0.0010092 | 0.00087654 | 0.093857 | 0.011803 | 0.16943 | 0.13143 | 0.11042 | 0.19585 | 0.011946 | 0.85465 | 0.14482 | 0.010567 | 0.12898 | 0.033935 | 0 | 0 | 0 | 0 | 0 | 0 | 0 | 0 | 0 | 0 | 0 | 0 | 0 | 0 | 0 | 0 | 0 | 0 | 0 | 0 | 1 | 1 | 1
1 | 28 | 2 | 0.00085364 | 0.10758 | 0.19217 | 0.40734 | 0 | 0.16488 | 0.03206 | 0.0017208 | 0.045531 | 0.0002064 | 0 | 0.034581 | 0.0028235 | 0.10312 | 0.12624 | 0.10539 | 0.17664 | 0.019438 | 0.89952 | 0.14299 | 0.00023999 | 0.10754 | 0.020138 | 0 | 0 | 0 | 0 | 0 | 0 | 0 | 0 | 0 | 0 | 0 | 0 | 0 | 0 | 0 | 0 | 0 | 0 | 0 | 0 | 1 | 1 | 1
1 | 28 | 3 | 0.013624 | 0.081061 | 0.18996 | 0.40628 | 0 | 0.16181 | 0.04773 | 0 | 0.067883 | 0.0050954 | 0 | 0.0018131 | 0.022405 | 0.058979 | 0.12565 | 0.10482 | 0.17343 | 0.030534 | 0.93491 | 0.11605 | 0 | 0.080858 | 0.0056197 | 0 | 0 | 0 | 0 | 0 | 0 | 0 | 0 | 0 | 0 | 0 | 0 | 0 | 0 | 0 | 0 | 0 | 0 | 0 | 0 | 1 | 1 | 1
1 | 28 | 4 | 0.040808 | 0.085821 | 0.158 | 0.42388 | 0 | 0.16042 | 0.052318 | 0.00089694 | 0.098213 | 0.03153 | 0 | 0 | 0.050478 | 0.044511 | 0.12482 | 0.10401 | 0.16666 | 0.041208 | 0.94438 | 0.080588 | 0 | 0.085639 | 0.0080156 | 0 | 0 | 0 | 0 | 0 | 0 | 0 | 0 | 0 | 0 | 0 | 0 | 0 | 0 | 0 | 0 | 0 | 0 | 0 | 0 | 1 | 1 | 1
1 | 28 | 5 | 0.060333 | 0.11582 | 0.14612 | 0.43775 | 0 | 0.065369 | 0.065105 | 0.018258 | 0.11893 | 0.050939 | 0 | 0 | 0.070198 | 0.019267 | 0.11737 | 0.096826 | 0.13779 | 0.046635 | 0.942 | 0.079556 | 0 | 0.1157 | 0.026212 | 0 | 0 | 0 | 0 | 0 | 0 | 0 | 0 | 0 | 0 | 0 | 0 | 0 | 0 | 0 | 0 | 0 | 0 | 0 | 0 | 1 | 1 | 1
1 | 28 | 6 | 0.061686 | 0.15616 | 0.18036 | 0.41983 | 0 | 0.1404 | 0.081723 | 0.10747 | 0.1202 | 0.052265 | 0 | 0 | 0.071541 | 0.017443 | 0.11813 | 0.09756 | 0.086114 | 0.047402 | 0.92368 | 0.073392 | 0 | 0.15605 | 0.056447 | 0 | 0 | 1.0512e-08 | 0 | 0 | 0 | 0 | 0 | 0 | 0 | 0 | 0 | 0 | 0 | 0 | 0 | 0 | 0 | 0 | 6.3136e-08 | 1 | 1 | 1
1 | 28 | 7 | 0.049956 | 0.20311 | 0.16802 | 0.41654 | 0 | 0.21137 | 0.11374 | 0.17478 | 0.10753 | 0.040549 | 0 | 0 | 0.059668 | 0.031119 | 0.12281 | 0.10207 | 0.062604 | 0.03714 | 0.90613 | 0.078585 | 0.00017242 | 0.20306 | 0.096189 | 2.0434e-06 | 0.0013337 | 0.055329 | 0.0013081 | 0 | 0 | 0 | 2.1964e-06 | 0 | 0.0001027 | 0.002071 | 0.0044744 | 0.0074505 | 0.0029765 | 0.0054686 | 0.0073865 | 0.012521 | 0.0036789 | 0.13898 | 0.16294 | 1 | 1 | 1
1 | 28 | 8 | 0.041748 | 0.24264 | 0.15779 | 0.41605 | 0 | 0.17655 | 0.14542 | 0.19546 | 0.098733 | 0.032387 | 0 | 0 | 0.051367 | 0.039309 | 0.1246 | 0.10381 | 0.053935 | 0.026055 | 0.9038 | 0.089641 | 0.0072264 | 0.24276 | 0.13132 | 0.059439 | 0.15591 | 0.39245 | 0.15292 | 0.15143 | 0.012613 | 0.01138 | 0.080637 | 0.085756 | 0.15196 | 0.40951 | 0.31388 | 0.44965 | 0.24847 | 0.35466 | 0.44579 | 0.42407 | 0.32265 | 0.49946 | 0.44489 | 1 | 1 | 1
1 | 28 | 9 | 0.044917 | 0.23613 | 0.14554 | 0.39293 | 0 | 0.1395 | 0.15617 | 0.14718 | 0.10159 | 0.035468 | 0 | 0 | 0.054496 | 0.03364 | 0.11893 | 0.098334 | 0.037343 | 0.014133 | 0.91484 | 0.053265 | 0.0060536 | 0.23593 | 0.12833 | 0.26832 | 0.39404 | 0.65019 | 0.38649 | 0.59768 | 0.29927 | 0.22546 | 0.18185 | 0.31784 | 0.24441 | 0.68493 | 0.63253 | 0.66223 | 0.54718 | 0.60176 | 0.65654 | 0.74164 | 0.52959 | 0.73957 | 0.60672 | 1 | 1 | 1
1 | 28 | 10 | 0.074476 | 0.25407 | 0.11753 | 0.28719 | 0 | 0.054992 | 0.17848 | 0.22225 | 0.13279 | 0.06493 | 0 | 0 | 0.084312 | 0.024565 | 0.095552 | 0.075976 | 0.015765 | 0.010439 | 0.91425 | 0.025595 | 0.0097172 | 0.25372 | 0.14723 | 0.4577 | 0.56733 | 0.80256 | 0.55646 | 0.80834 | 0.41113 | 0.29922 | 0.26765 | 0.4718 | 0.33606 | 0.85882 | 0.86486 | 0.84373 | 0.7834 | 0.81452 | 0.83649 | 0.86181 | 0.72172 | 0.89458 | 0.66674 | 1 | 1 | 1
1 | 28 | 11 | 0.11012 | 0.32954 | 0.089567 | 0.24351 | 0 | 0.076508 | 0.19417 | 0.33854 | 0.16975 | 0.10063 | 0 | 0 | 0.12016 | 0.020084 | 0.081139 | 0.062408 | 0.0049263 | 0.011994 | 0.92756 | 0.03014 | 0.014427 | 0.32945 | 0.22067 | 0.50814 | 0.58519 | 0.84247 | 0.57397 | 0.91858 | 0.40964 | 0.13614 | 0.32092 | 0.21499 | 0.50033 | 0.9387 | 0.72184 | 0.8242 | 0.81008 | 0.97711 | 0.81712 | 0.85585 | 0.70563 | 0.90115 | 0.77313 | 1 | 1 | 1
1 | 28 | 12 | 0.11986 | 0.40507 | 0.058364 | 0.23405 | 0 | 0.036296 | 0.29949 | 0.35122 | 0.1791 | 0.11032 | 0 | 0 | 0.12984 | 0.018542 | 0.075671 | 0.057315 | 0.0011728 | 0.013927 | 0.93912 | 0.033672 | 0.015572 | 0.40519 | 0.29861 | 0.54881 | 0.61061 | 0.87415 | 0.5989 | 0.96822 | 0.37221 | 0.10206 | 0.32411 | 0.3594 | 0.39771 | 1 | 0.62917 | 0.91464 | 0.9186 | 0.93794 | 0.90679 | 0.87567 | 0.79139 | 0.89438 | 0.84389 | 1 | 1 | 1
1 | 28 | 13 | 0.1168 | 0.4361 | 0.020339 | 0.22358 | 0 | 0.014383 | 0.33655 | 0.34264 | 0.17539 | 0.10716 | 0 | 0 | 0.12669 | 0.016611 | 0.074757 | 0.056468 | 1.7552e-05 | 0.01689 | 0.93712 | 0.033107 | 0.011473 | 0.43622 | 0.33263 | 0.50079 | 0.55068 | 0.88052 | 0.54013 | 0.91305 | 0.20238 | 0.36958 | 0.28906 | 0.32012 | 0.43676 | 0.72255 | 0.99613 | 0.56238 | 0.75887 | 0.63925 | 0.55755 | 0.88345 | 0.76239 | 0.90621 | 0.97863 | 1 | 1 | 1
1 | 28 | 14 | 0.12405 | 0.42527 | 0.010596 | 0.23165 | 0 | 0.008629 | 0.32321 | 0.37013 | 0.1832 | 0.1145 | 0 | 0 | 0.13401 | 0.021866 | 0.075377 | 0.057043 | 0 | 0.021346 | 0.92817 | 0.046222 | 0.0095906 | 0.42522 | 0.32272 | 0.47962 | 0.53242 | 0.84557 | 0.52222 | 0.92794 | 0.4167 | 0.61778 | 0.39252 | 0.36101 | 0.489 | 0.74561 | 0.93564 | 0.38738 | 0.33622 | 0.40145 | 0.38405 | 0.87102 | 0.76225 | 0.74796 | 1 | 1 | 1 | 1
1 | 28 | 15 | 0.12616 | 0.40843 | 0.0089243 | 0.2359 | 0 | 0.020489 | 0.30451 | 0.32124 | 0.18345 | 0.11636 | 0 | 0 | 0.13586 | 0.024753 | 0.075658 | 0.057303 | 1.1133e-06 | 0.025513 | 0.91836 | 0.064993 | 0.010149 | 0.40815 | 0.30697 | 0.39078 | 0.44807 | 0.7407 | 0.43948 | 0.90061 | 0.41085 | 0.62103 | 0.32749 | 0.14483 | 0.64489 | 0.56069 | 0.55206 | 0.33841 | 0.28554 | 0.36407 | 0.3355 | 0.85401 | 0.70301 | 0.63252 | 0.85808 | 1 | 1 | 1
1 | 28 | 16 | 0.18511 | 0.43369 | 0.029056 | 0.22876 | 0 | 0.018499 | 0.26441 | 0.34588 | 0.24213 | 0.1756 | 0 | 0 | 0.19474 | 0.026194 | 0.079581 | 0.060953 | 9.6431e-05 | 0.030449 | 0.92146 | 0.073591 | 0.0060305 | 0.4333 | 0.33598 | 0.28446 | 0.3491 | 0.59881 | 0.34241 | 0.74844 | 0.48705 | 0.50611 | 0.32857 | 0.1466 | 0.65127 | 0.46502 | 0.091436 | 0.22976 | 0.21677 | 0.2729 | 0.22779 | 0.68871 | 0.593 | 0.41974 | 0.65863 | 1 | 1 | 1
1 | 28 | 17 | 0.27175 | 0.52768 | 0.099042 | 0.30832 | 0 | 0.039079 | 0.21987 | 0.45319 | 0.32762 | 0.26306 | 0 | 0 | 0.28114 | 0.02947 | 0.089003 | 0.069784 | 0.0017395 | 0.041408 | 0.89949 | 0.073186 | 0.0026624 | 0.52776 | 0.43565 | 0.083822 | 0.12185 | 0.21367 | 0.11951 | 0.18136 | 0.2922 | 0.32661 | 0.16226 | 0.059341 | 0.12755 | 0.055027 | 0.023564 | 0.11371 | 0.076911 | 0.11581 | 0.11273 | 0.2744 | 0.26263 | 0.13525 | 0.073256 | 1 | 1 | 1
1 | 28 | 18 | 0.30691 | 0.58674 | 0.15431 | 0.30685 | 0 | 0.013525 | 0.18565 | 0.61164 | 0.36179 | 0.2986 | 0 | 0.00018072 | 0.31612 | 0.045907 | 0.090007 | 0.07073 | 0.004046 | 0.041537 | 0.88495 | 0.08586 | 6.1368e-05 | 0.58695 | 0.50187 | 0.00053823 | 0.0022002 | 0.005546 | 0.002158 | 0.0074944 | 0.0087065 | 0.010664 | 0.0024617 | 0.001101 | 0.0014765 | 0.00075814 | 4.1217e-06 | 0.00013659 | 6.5039e-05 | 0.00043896 | 0.00013541 | 0.026852 | 0.0014473 | 6.0523e-07 | 0 | 1 | 1 | 1
1 | 28 | 19 | 0.26468 | 0.58611 | 0.19822 | 0.28413 | 0 | 0.033426 | 0.15488 | 0.67865 | 0.31955 | 0.25573 | 0 | 0.0044936 | 0.27393 | 0.067854 | 0.085317 | 0.066318 | 0.0040449 | 0.032629 | 0.87923 | 0.068251 | 0 | 0.58597 | 0.50544 | 0 | 0 | 0 | 0 | 0 | 0 | 0 | 0 | 0 | 0 | 0 | 0 | 0 | 0 | 0 | 0 | 0 | 0 | 0 | 0 | 1 | 1 | 1
1 | 28 | 20 | 0.21961 | 0.60413 | 0.17869 | 0.26779 | 0 | 0 | 0.075961 | 0.66659 | 0.27586 | 0.2103 | 0 | 0.027343 | 0.2291 | 0.097354 | 0.082051 | 0.063259 | 0.0016654 | 0.016912 | 0.8514 | 0.073489 | 0 | 0.604 | 0.52621 | 0 | 0 | 0 | 0 | 0 | 0 | 0 | 0 | 0 | 0 | 0 | 0 | 0 | 0 | 0 | 0 | 0 | 0 | 0 | 0 | 1 | 1 | 1
1 | 28 | 21 | 0.19231 | 0.63787 | 0.13048 | 0.26723 | 0 | 0.025761 | 0.015011 | 0.66318 | 0.24975 | 0.18291 | 0 | 0.03028 | 0.202 | 0.10054 | 0.077329 | 0.058855 | 2.5605e-05 | 0.0098826 | 0.83207 | 0.093861 | 2.4152e-05 | 0.63791 | 0.56336 | 0 | 0 | 0 | 0 | 0 | 0 | 0 | 0 | 0 | 0 | 0 | 0 | 0 | 0 | 0 | 0 | 0 | 0 | 0 | 0 | 1 | 1 | 1
1 | 28 | 22 | 0.17253 | 0.64883 | 0.057876 | 0.28771 | 0 | 0.059096 | 0.00074898 | 0.69759 | 0.23069 | 0.16307 | 0 | 0.015358 | 0.18234 | 0.082373 | 0.072409 | 0.054296 | 0 | 0.01282 | 0.83688 | 0.10044 | 0.0010288 | 0.64878 | 0.57732 | 0 | 0 | 0 | 0 | 0 | 0 | 0 | 0 | 0 | 0 | 0 | 0 | 0 | 0 | 0 | 0 | 0 | 0 | 0 | 0 | 1 | 1 | 1
1 | 28 | 23 | 0.15414 | 0.65733 | 0.062778 | 0.34731 | 0 | 0.038667 | 0 | 0.7099 | 0.21203 | 0.14452 | 0 | 0.0014569 | 0.16392 | 0.064635 | 0.071703 | 0.053644 | 0 | 0.022045 | 0.8396 | 0.085536 | 0.001507 | 0.6571 | 0.58953 | 0 | 0 | 0 | 0 | 0 | 0 | 0 | 0 | 0 | 0 | 0 | 0 | 0 | 0 | 0 | 0 | 0 | 0 | 0 | 0 | 1 | 1 | 1
1 | 28 | 24 | 0.15809 | 0.70259 | 0.036621 | 0.45732 | 0 | 0.032369 | 0 | 0.69252 | 0.21679 | 0.14861 | 0 | 3.8092e-05 | 0.16798 | 0.058694 | 0.071986 | 0.053905 | 0 | 0.021777 | 0.80953 | 0.083264 | 0.00042993 | 0.7024 | 0.64245 | 0 | 0 | 0 | 0 | 0 | 0 | 0 | 0 | 0 | 0 | 0 | 0 | 0 | 0 | 0 | 0 | 0 | 0 | 0 | 0 | 1 | 1 | 1
1 | 29 | 1 | 0.15418 | 0.77723 | 0.019987 | 0.53845 | 0 | 0.10486 | 0 | 0.68007 | 0.21282 | 0.14467 | 0 | 0 | 0.16407 | 0.055408 | 0.07046 | 0.052499 | 0 | 0.018784 | 0.77472 | 0.088903 | 0.00039409 | 0.77722 | 0.72911 | 0 | 0 | 0 | 0 | 0 | 0 | 0 | 0 | 0 | 0 | 0 | 0 | 0 | 0 | 0 | 0 | 0 | 0 | 0 | 0 | 1 | 1 | 1
1 | 29 | 2 | 0.14636 | 0.84466 | 0.0042858 | 0.53265 | 0.023463 | 0.17802 | 0 | 0.65752 | 0.20458 | 0.13675 | 0 | 0 | 0.15619 | 0.049053 | 0.067179 | 0.049485 | 0 | 0.025104 | 0.73808 | 0.11509 | 9.3579e-06 | 0.84482 | 0.80826 | 0 | 0 | 0 | 0 | 0 | 0 | 0 | 0 | 0 | 0 | 0 | 0 | 0 | 0 | 0 | 0 | 0 | 0 | 0 | 0 | 1 | 1 | 1
1 | 29 | 3 | 0.15262 | 0.87246 | 0.00025612 | 0.55786 | 0.14908 | 0.29034 | 0 | 0.63337 | 0.21164 | 0.14315 | 0 | 0 | 0.16256 | 0.040429 | 0.062391 | 0.045118 | 1.1935e-05 | 0.036121 | 0.76187 | 0.14456 | 0 | 0.87257 | 0.84251 | 0 | 0 | 0 | 0 | 0 | 0 | 0 | 0 | 0 | 0 | 0 | 0 | 0 | 0 | 0 | 0 | 0 | 0 | 0 | 0 | 1 | 1 | 1
1 | 29 | 4 | 0.14252 | 0.87178 | 0 | 0.57211 | 0.33394 | 0.38309 | 0 | 0.60542 | 0.20137 | 0.13299 | 0 | 0 | 0.15244 | 0.041971 | 0.053326 | 0.036964 | 0.00078541 | 0.036979 | 0.79633 | 0.16513 | 0 | 0.87182 | 0.8427 | 0 | 0 | 0 | 0 | 0 | 0 | 0 | 0 | 0 | 0 | 0 | 0 | 0 | 0 | 0 | 0 | 0 | 0 | 0 | 0 | 1 | 1 | 1
1 | 29 | 5 | 0.12765 | 0.85959 | 0 | 0.56751 | 0.45851 | 0.45713 | 0 | 0.58687 | 0.18582 | 0.11797 | 0.00046765 | 0.0013685 | 0.13748 | 0.056942 | 0.040272 | 0.025562 | 0.0024655 | 0.038893 | 0.81744 | 0.16649 | 0 | 0.85962 | 0.82802 | 0 | 0 | 0 | 0 | 0 | 0 | 0 | 0 | 0 | 0 | 0 | 0 | 0 | 0 | 0 | 0 | 0 | 0 | 0 | 0 | 1 | 1 | 1
1 | 29 | 6 | 0.13588 | 0.83565 | 0 | 0.56004 | 0.5086 | 0.45829 | 0 | 0.5873 | 0.19529 | 0.1264 | 0.0097495 | 0.027219 | 0.14588 | 0.094162 | 0.031132 | 0.017935 | 0.0023481 | 0.035458 | 0.84495 | 0.15476 | 0 | 0.83554 | 0.80083 | 0 | 0 | 3.1533e-06 | 0 | 0 | 0 | 0 | 0 | 0 | 0 | 0 | 0 | 0 | 0 | 0 | 0 | 0 | 0 | 0 | 1.894e-05 | 1 | 1 | 1
1 | 29 | 7 | 0.12297 | 0.83131 | 0 | 0.56535 | 0.54943 | 0.6375 | 0 | 0.57171 | 0.18202 | 0.1134 | 0.039516 | 0.094141 | 0.13292 | 0.16713 | 0.024378 | 0.012598 | 0.0027175 | 0.028277 | 0.84718 | 0.15802 | 0 | 0.83139 | 0.79311 | 2.5472e-06 | 0.0019946 | 0.062167 | 0.0019564 | 0 | 0 | 0 | 7.1958e-06 | 0 | 0.00027682 | 0.0021694 | 0.0040889 | 0.0077262 | 0.0098968 | 0.0097809 | 0.0076599 | 0.013815 | 0.0027442 | 0.12813 | 0.21294 | 1 | 1 | 1
1 | 29 | 8 | 0.10407 | 0.80322 | 0 | 0.56368 | 0.56754 | 0.85738 | 0 | 0.53354 | 0.16229 | 0.09438 | 0.061658 | 0.17794 | 0.1139 | 0.2554 | 0.016661 | 0.0069999 | 0.0023919 | 0.022417 | 0.78107 | 0.14811 | 0 | 0.80335 | 0.75856 | 0.067622 | 0.1748 | 0.4271 | 0.17145 | 0.16555 | 0.029809 | 0.058121 | 0.12724 | 0.051908 | 0.21023 | 0.33535 | 0.32366 | 0.40087 | 0.40163 | 0.43857 | 0.39743 | 0.42247 | 0.35997 | 0.47648 | 0.57971 | 1 | 1 | 1
1 | 29 | 9 | 0.11171 | 0.73743 | 0 | 0.50957 | 0.42652 | 0.39818 | 0 | 0.43647 | 0.16952 | 0.10196 | 0.035589 | 0.1743 | 0.12148 | 0.24753 | 0.012069 | 0.0040813 | 0.00050887 | 0.0127 | 0.6825 | 0.094099 | 0 | 0.73719 | 0.68455 | 0.28055 | 0.41666 | 0.69886 | 0.40868 | 0.57571 | 0.46353 | 0.45407 | 0.28579 | 0.15145 | 0.36587 | 0.54816 | 0.46687 | 0.64859 | 0.64204 | 0.70954 | 0.64302 | 0.73604 | 0.57957 | 0.6702 | 0.81422 | 1 | 1 | 1
1 | 29 | 10 | 0.15792 | 0.71546 | 0 | 0.38037 | 0.12263 | 0.15213 | 0 | 0.44702 | 0.21719 | 0.14853 | 0.034654 | 0.17973 | 0.16789 | 0.25414 | 0.011359 | 0.0036731 | 7.5346e-06 | 0.0075725 | 0.62706 | 0.038184 | 0 | 0.71525 | 0.65799 | 0.49161 | 0.61256 | 0.83598 | 0.60082 | 0.78808 | 0.70991 | 0.5367 | 0.33118 | 0.13882 | 0.62216 | 0.77499 | 0.85077 | 0.85021 | 0.89168 | 0.83164 | 0.84291 | 0.83836 | 0.79126 | 0.8963 | 0.85215 | 1 | 1 | 1
1 | 29 | 11 | 0.17603 | 0.72732 | 0 | 0.3226 | 0.010544 | 0.12291 | 0 | 0.49456 | 0.23424 | 0.1666 | 0.051329 | 0.16911 | 0.18584 | 0.24381 | 0.016014 | 0.0065639 | 0 | 0.012601 | 0.58206 | 0.007117 | 0 | 0.72722 | 0.67075 | 0.63528 | 0.73396 | 0.92523 | 0.71989 | 0.90576 | 0.83518 | 0.6366 | 0.39116 | 0.17316 | 0.77197 | 0.90089 | 0.99645 | 0.97683 | 1 | 0.90728 | 0.96844 | 0.89891 | 0.89395 | 0.9871 | 0.88444 | 1 | 1 | 1
1 | 29 | 12 | 0.1866 | 0.75143 | 0 | 0.32391 | 0 | 0.072135 | 0 | 0.52742 | 0.24423 | 0.17717 | 0.059747 | 0.14132 | 0.19632 | 0.2151 | 0.021946 | 0.01076 | 8.6263e-06 | 0.016111 | 0.54402 | 0.00017534 | 0 | 0.75148 | 0.69758 | 0.70566 | 0.78588 | 0.95 | 0.77082 | 0.9706 | 0.86275 | 0.55407 | 0.58233 | 0.34318 | 0.91668 | 1 | 0.96929 | 1 | 0.98764 | 0.70781 | 1 | 0.90702 | 0.91764 | 0.99108 | 1 | 1 | 1 | 1
1 | 29 | 13 | 0.20019 | 0.75637 | 0 | 0.33121 | 0 | 0.099156 | 0 | 0.58611 | 0.25847 | 0.19098 | 0.053188 | 0.12689 | 0.21 | 0.20132 | 0.027239 | 0.014815 | 0.00062844 | 0.01872 | 0.51129 | 0.00039208 | 0 | 0.75646 | 0.70288 | 0.66638 | 0.73371 | 0.91369 | 0.71964 | 0.94773 | 0.58291 | 0.56116 | 0.52052 | 0.26073 | 0.93312 | 0.98882 | 0.99116 | 1 | 0.86357 | 0.6354 | 1 | 0.90062 | 0.92039 | 0.94394 | 0.92779 | 1 | 1 | 1
1 | 29 | 14 | 0.18358 | 0.73395 | 0 | 0.33001 | 0 | 0.31906 | 0 | 0.62257 | 0.24033 | 0.17399 | 0.048788 | 0.11315 | 0.19317 | 0.18758 | 0.029819 | 0.016868 | 0.0058273 | 0.020765 | 0.4638 | 0.0047476 | 0 | 0.73415 | 0.67476 | 0.62914 | 0.69885 | 0.85031 | 0.68545 | 0.94799 | 0.5283 | 0.66492 | 0.61967 | 0.22268 | 0.85594 | 0.88557 | 0.90921 | 0.96375 | 0.72772 | 0.60061 | 0.95547 | 0.8157 | 0.90159 | 0.90106 | 0.79021 | 1 | 1 | 1
1 | 29 | 15 | 0.20427 | 0.65841 | 0 | 0.31707 | 0 | 0.2361 | 0 | 0.61909 | 0.26183 | 0.19499 | 0.035236 | 0.096952 | 0.21397 | 0.17115 | 0.031236 | 0.018015 | 0.017544 | 0.02136 | 0.42414 | 0.012086 | 0 | 0.65846 | 0.58737 | 0.54059 | 0.62064 | 0.78338 | 0.60874 | 0.89011 | 0.55085 | 0.63067 | 0.58052 | 0.17368 | 0.89541 | 0.78669 | 0.81883 | 0.76985 | 0.59852 | 0.45194 | 0.76324 | 0.83262 | 0.8162 | 0.81744 | 0.6718 | 1 | 1 | 1
1 | 29 | 16 | 0.21422 | 0.56301 | 0 | 0.28299 | 0 | 0.38013 | 0 | 0.62422 | 0.27192 | 0.20507 | 0.014002 | 0.075893 | 0.22393 | 0.14989 | 0.03374 | 0.020067 | 0.038435 | 0.022459 | 0.46921 | 0.021837 | 0 | 0.56316 | 0.47534 | 0.36756 | 0.45228 | 0.60668 | 0.44361 | 0.68609 | 0.49007 | 0.43129 | 0.44909 | 0.23437 | 0.70799 | 0.6232 | 0.46774 | 0.47918 | 0.42669 | 0.37668 | 0.47507 | 0.71822 | 0.62854 | 0.58872 | 0.52618 | 1 | 1 | 1
1 | 29 | 17 | 0.19888 | 0.42157 | 0 | 0.41128 | 0.021293 | 0.27512 | 0 | 0.57747 | 0.25458 | 0.18928 | 0.00074521 | 0.038282 | 0.20831 | 0.10851 | 0.038862 | 0.024357 | 0.075146 | 0.022287 | 0.51428 | 0.047705 | 0 | 0.42156 | 0.31832 | 0.11187 | 0.1625 | 0.2258 | 0.15939 | 0.16213 | 0.29409 | 0.16758 | 0.24276 | 0.16762 | 0.22909 | 0.21448 | 0.26101 | 0.17813 | 0.093296 | 0.030998 | 0.1766 | 0.28229 | 0.26604 | 0.22772 | 0.063819 | 1 | 1 | 1
1 | 29 | 18 | 0.24018 | 0.26457 | 0.0018763 | 0.49331 | 0.12197 | 0.42006 | 0 | 0.62047 | 0.29777 | 0.23131 | 0 | 0.0021081 | 0.24985 | 0.05676 | 0.041692 | 0.026772 | 0.10216 | 0.021869 | 0.47996 | 0.053493 | 0 | 0.26433 | 0.1566 | 0.00058565 | 0.002568 | 0.0061306 | 0.0025188 | 0.0039411 | 0.0093802 | 0.0048677 | 0.005981 | 0.0064307 | 0.0057511 | 0.0021632 | 0.00023259 | 0.00042774 | 0.00015151 | 1.47e-05 | 0.00042407 | 0.021361 | 0.0097053 | 1.1032e-05 | 0 | 1 | 1 | 1
1 | 29 | 19 | 0.22213 | 0.13891 | 0.022043 | 0.49177 | 0.20094 | 0.72121 | 0 | 0.56333 | 0.27977 | 0.21306 | 0 | 0 | 0.23182 | 0.027468 | 0.048457 | 0.032652 | 0.11633 | 0.024363 | 0.42662 | 0.04291 | 0 | 0.13856 | 0.045173 | 0 | 0 | 3.122e-08 | 0 | 0 | 0 | 0 | 0 | 0 | 0 | 0 | 0 | 0 | 0 | 0 | 0 | 0 | 1.6698e-07 | 0 | 0 | 1 | 1 | 1
1 | 29 | 20 | 0.16205 | 0.071727 | 0.033967 | 0.48189 | 0.12754 | 0.75586 | 0.00063629 | 0.52969 | 0.2206 | 0.15259 | 0 | 0 | 0.17191 | 0.016748 | 0.053366 | 0.036995 | 0.11523 | 0.02072 | 0.36835 | 0.044809 | 6.4818e-05 | 0.07146 | 0.0017412 | 0 | 0 | 0 | 0 | 0 | 0 | 0 | 0 | 0 | 0 | 0 | 0 | 0 | 0 | 0 | 0 | 0 | 0 | 0 | 0 | 1 | 1 | 1
1 | 29 | 21 | 0.093597 | 0.049049 | 0.066374 | 0.47047 | 0.022767 | 0.71033 | 0.0091428 | 0.48929 | 0.15123 | 0.083869 | 0 | 0.0034704 | 0.10334 | 0.049637 | 0.056872 | 0.040132 | 0.08608 | 0.012739 | 0.30938 | 0.027507 | 0.0029355 | 0.048929 | 1.6883e-05 | 0 | 0 | 0 | 0 | 0 | 0 | 0 | 0 | 0 | 0 | 0 | 0 | 0 | 0 | 0 | 0 | 0 | 0 | 0 | 0 | 1 | 1 | 1
1 | 29 | 22 | 0.065545 | 0.039572 | 0.062206 | 0.44031 | 0 | 0.71747 | 0.0081429 | 0.4376 | 0.12365 | 0.056035 | 0.00054113 | 0.058011 | 0.075346 | 0.13354 | 0.066621 | 0.048976 | 0.058177 | 0.0059531 | 0.25215 | 0.01065 | 0.011772 | 0.039271 | 0.00013455 | 0 | 0 | 0 | 0 | 0 | 0 | 0 | 0 | 0 | 0 | 0 | 0 | 0 | 0 | 0 | 0 | 0 | 0 | 0 | 0 | 1 | 1 | 1
1 | 29 | 23 | 0.047945 | 0.090871 | 0.010681 | 0.4131 | 0 | 0.74253 | 0.023265 | 0.39367 | 0.10466 | 0.038454 | 0.008739 | 0.036814 | 0.057536 | 0.1062 | 0.074558 | 0.056285 | 0.03423 | 0.0011222 | 0.17491 | 0.0028722 | 0.024844 | 0.091124 | 0.0084537 | 0 | 0 | 0 | 0 | 0 | 0 | 0 | 0 | 0 | 0 | 0 | 0 | 0 | 0 | 0 | 0 | 0 | 0 | 0 | 0 | 1 | 1 | 1
1 | 29 | 24 | 0.05951 | 0.069101 | 0.00050858 | 0.43261 | 0 | 0.6731 | 0.0085935 | 0.369 | 0.11782 | 0.050085 | 0.00054113 | 0.030081 | 0.069335 | 0.098832 | 0.085176 | 0.066188 | 0.017779 | 1.6468e-05 | 0.10081 | 0.00062868 | 0.028165 | 0.069048 | 0.00013455 | 0 | 0 | 0 | 0 | 0 | 0 | 0 | 0 | 0 | 0 | 0 | 0 | 0 | 0 | 0 | 0 | 0 | 0 | 0 | 0 | 1 | 1 | 1
1 | 30 | 1 | 0.065466 | 0.048452 | 0 | 0.43003 | 0 | 0.27028 | 0.00050846 | 0.37647 | 0.12361 | 0.055958 | 0 | 0.040501 | 0.075275 | 0.1098 | 0.1017 | 0.081813 | 0.0079763 | 0 | 0.064695 | 1.5249e-05 | 0.033988 | 0.04831 | 0 | 0 | 0 | 0 | 0 | 0 | 0 | 0 | 0 | 0 | 0 | 0 | 0 | 0 | 0 | 0 | 0 | 0 | 0 | 0 | 0 | 1 | 1 | 1
1 | 30 | 2 | 0.075531 | 0.049131 | 0 | 0.4029 | 0 | 0.12587 | 0 | 0.38541 | 0.13407 | 0.065998 | 0 | 0.080918 | 0.085403 | 0.15427 | 0.10235 | 0.082437 | 0.0015871 | 0 | 0.041634 | 0 | 0.059607 | 0.049022 | 0 | 0 | 0 | 0 | 0 | 0 | 0 | 0 | 0 | 0 | 0 | 0 | 0 | 0 | 0 | 0 | 0 | 0 | 0 | 0 | 0 | 1 | 1 | 1
1 | 30 | 3 | 0.084823 | 0.063673 | 0 | 0.34852 | 0 | 0.066002 | 0 | 0.40022 | 0.1441 | 0.075338 | 0.0016218 | 0.12863 | 0.094803 | 0.20127 | 0.10807 | 0.087901 | 0.00054063 | 0 | 0.020998 | 0 | 0.086827 | 0.06365 | 3.4648e-07 | 0 | 0 | 0 | 0 | 0 | 0 | 0 | 0 | 0 | 0 | 0 | 0 | 0 | 0 | 0 | 0 | 0 | 0 | 0 | 0 | 1 | 1 | 1
1 | 30 | 4 | 0.073774 | 0.070415 | 0.0012332 | 0.28005 | 0 | 0.033368 | 0 | 0.38515 | 0.13273 | 0.064315 | 0.028025 | 0.21726 | 0.0837 | 0.28979 | 0.11552 | 0.095044 | 0.0030385 | 0 | 0.017742 | 0.0006072 | 0.089756 | 0.070295 | 0.00018354 | 0 | 0 | 0 | 0 | 0 | 0 | 0 | 0 | 0 | 0 | 0 | 0 | 0 | 0 | 0 | 0 | 0 | 0 | 0 | 0 | 1 | 1 | 1
1 | 30 | 5 | 0.044547 | 0.092339 | 0.020762 | 0.2218 | 0 | 0.028806 | 0 | 0.32494 | 0.10226 | 0.035628 | 0.033294 | 0.30644 | 0.054259 | 0.37459 | 0.11957 | 0.098949 | 0.01034 | 0 | 0.030016 | 0.024535 | 0.19585 | 0.09237 | 0.010331 | 0 | 0 | 0 | 0 | 0 | 0 | 0 | 0 | 0 | 0 | 0 | 0 | 0 | 0 | 0 | 0 | 0 | 0 | 0 | 0 | 1 | 1 | 1
1 | 30 | 6 | 0.0045262 | 0.092552 | 0.095932 | 0.15771 | 0 | 0.028534 | 0 | 0.25457 | 0.056317 | 0.0019833 | 0.036536 | 0.38613 | 0.012958 | 0.44997 | 0.12001 | 0.099366 | 0.022625 | 0 | 0.040155 | 0.087109 | 0.23587 | 0.092537 | 0.010723 | 0 | 0 | 3.219e-06 | 0 | 0 | 0 | 0 | 0 | 0 | 0 | 0 | 0 | 0 | 0 | 0 | 0 | 0 | 0 | 0 | 1.9334e-05 | 1 | 1 | 1
1 | 30 | 7 | 0.00012402 | 0.081931 | 0.14667 | 0.11703 | 0 | 0.027535 | 0 | 0.19274 | 0.027282 | 0 | 0.025503 | 0.42548 | 0.0006146 | 0.48638 | 0.12419 | 0.10341 | 0.035139 | 0 | 0.058623 | 0.067803 | 0.23456 | 0.081822 | 0.0055154 | 1.8665e-06 | 0.00087201 | 0.037277 | 0.0008553 | 0 | 0 | 0 | 0 | 0 | 8.423e-05 | 0.00061425 | 7.7982e-06 | 0.0018284 | 0.0071839 | 0.0052497 | 0.0018127 | 0.013472 | 0.001393 | 0.015729 | 0.18422 | 1 | 1 | 1
1 | 30 | 8 | 0 | 0.082505 | 0.15728 | 0.080968 | 0 | 0.026501 | 0 | 0.12845 | 0.023691 | 0 | 0.014193 | 0.41726 | 0 | 0.47994 | 0.12135 | 0.10067 | 0.046695 | 0 | 0.075767 | 0.085699 | 0.13329 | 0.082452 | 0.0054952 | 0.032307 | 0.090614 | 0.28904 | 0.088877 | 0.1682 | 0.014813 | 0.047626 | 0.062018 | 0.01894 | 0.10013 | 0.1294 | 0.0040561 | 0.14929 | 0.32353 | 0.32415 | 0.14801 | 0.3797 | 0.3036 | 0.047158 | 0.43592 | 1 | 1 | 1
1 | 30 | 9 | 0 | 0.081048 | 0.14384 | 0.074866 | 0 | 0.025803 | 0 | 0.033218 | 0.011956 | 0 | 0.00079199 | 0.33725 | 0 | 0.40274 | 0.11541 | 0.094938 | 0.047961 | 0 | 0.070725 | 0.041353 | 0.045904 | 0.081001 | 0.004719 | 0.1749 | 0.26036 | 0.40267 | 0.25537 | 0.58399 | 0.33214 | 0.3402 | 0.18912 | 0.12082 | 0.11486 | 0.22747 | 0.14541 | 0.26357 | 0.55688 | 0.43948 | 0.26131 | 0.52797 | 0.45939 | 0.026536 | 0.40068 | 1 | 1 | 1
1 | 30 | 10 | 0 | 0.076557 | 0.13909 | 0.064707 | 0 | 0.013599 | 0 | 0.0024838 | 0.00042853 | 0 | 0.00062427 | 0.26465 | 0 | 0.3336 | 0.099247 | 0.079481 | 0.046002 | 0 | 0.069622 | 0.069439 | 0.047341 | 0.076508 | 0.0025523 | 0.33371 | 0.41608 | 0.47008 | 0.4081 | 0.82261 | 0.55916 | 0.42666 | 0.25218 | 0.090602 | 0.45132 | 0.29367 | 0.25031 | 0.53961 | 0.75186 | 0.53863 | 0.53497 | 0.47732 | 0.57225 | 0.07612 | 0.3775 | 1 | 1 | 1
1 | 30 | 11 | 0 | 0.069837 | 0.13734 | 0.06518 | 0 | 0 | 0 | 0 | 0.00086963 | 0 | 0.013398 | 0.22988 | 0 | 0.29926 | 0.091804 | 0.072425 | 0.038425 | 0 | 0.066272 | 0.19389 | 0.071755 | 0.069749 | 3.946e-05 | 0.43159 | 0.49981 | 0.47669 | 0.49023 | 0.92186 | 0.70289 | 0.56915 | 0.35814 | 0.182 | 0.73554 | 0.41335 | 0.10858 | 0.6729 | 0.77913 | 0.34765 | 0.66712 | 0.41281 | 0.56129 | 0.12836 | 0.35487 | 1 | 1 | 1
1 | 30 | 12 | 0 | 0.070128 | 0.14432 | 0.065487 | 0 | 0 | 0 | 0 | 0.0052163 | 0 | 0.061835 | 0.25005 | 0 | 0.32834 | 0.091493 | 0.072131 | 0.040018 | 0 | 0.074633 | 0.19941 | 0.078053 | 0.070058 | 1.7998e-05 | 0.50844 | 0.56697 | 0.49575 | 0.5561 | 0.96607 | 0.77212 | 0.74954 | 0.41953 | 0.1026 | 0.43048 | 0.59449 | 0.4674 | 0.91892 | 0.67901 | 0.32591 | 0.91103 | 0.48181 | 0.63659 | 0.12672 | 0.26081 | 1 | 1 | 1
1 | 30 | 13 | 0 | 0.073089 | 0.14198 | 0.069339 | 0 | 0 | 0 | 0 | 0.0056956 | 0 | 0.137 | 0.10597 | 0 | 0.17033 | 0.092202 | 0.072802 | 0.04361 | 8.4718e-06 | 0.089437 | 0.18864 | 0.068519 | 0.07298 | 0.001258 | 0.52817 | 0.58127 | 0.42559 | 0.57012 | 0.95296 | 0.88309 | 0.86535 | 0.38109 | 0.14041 | 0.42313 | 0.69194 | 0.33804 | 0.8869 | 0.53276 | 0.45817 | 0.87929 | 0.31938 | 0.60812 | 0.20197 | 0.16846 | 1 | 1 | 1
1 | 30 | 14 | 0 | 0.088194 | 0.13817 | 0.088535 | 0 | 0 | 0 | 0 | 0.0046001 | 0 | 0.18057 | 0.17963 | 0 | 0.24967 | 0.098299 | 0.078579 | 0.041369 | 0.0005634 | 0.097036 | 0.17518 | 0.056368 | 0.088209 | 0.0081174 | 0.47255 | 0.52452 | 0.44105 | 0.51446 | 0.96281 | 0.79718 | 0.79671 | 0.27365 | 0.13119 | 0.31428 | 0.54978 | 0.57952 | 0.72029 | 0.37746 | 0.42191 | 0.7141 | 0.34568 | 0.59918 | 0.14334 | 0.20102 | 1 | 1 | 1
1 | 30 | 15 | 0 | 0.085025 | 0.13 | 0.098441 | 0.0048789 | 0.015093 | 0 | 0 | 0.0016083 | 0 | 0.20511 | 0.34634 | 0 | 0.41634 | 0.10677 | 0.086653 | 0.036153 | 0.0021636 | 0.10567 | 0.18073 | 0.044472 | 0.084931 | 0.0070398 | 0.39674 | 0.45487 | 0.38817 | 0.44615 | 0.9198 | 0.69657 | 0.6657 | 0.17465 | 0.17754 | 0.1858 | 0.43492 | 0.67833 | 0.68138 | 0.43353 | 0.15135 | 0.67552 | 0.27312 | 0.47643 | 0.17921 | 0.13776 | 1 | 1 | 1
1 | 30 | 16 | 0 | 0.088914 | 0.12332 | 0.11189 | 0.066646 | 0.027211 | 0 | 0.013111 | 0.0013072 | 0 | 0.26795 | 0.39984 | 0 | 0.4593 | 0.11426 | 0.09384 | 0.028768 | 0.004607 | 0.13225 | 0.18652 | 0.031797 | 0.088777 | 0.0094296 | 0.28572 | 0.35189 | 0.31221 | 0.34514 | 0.80131 | 0.60547 | 0.49864 | 0.12946 | 0.1939 | 0.09636 | 0.28803 | 0.51326 | 0.52132 | 0.38765 | 0.10995 | 0.51684 | 0.2259 | 0.40546 | 0.15326 | 0.11882 | 1 | 1 | 1
1 | 30 | 17 | 0.0082914 | 0.10837 | 0.15035 | 0.20085 | 0.29644 | 0.030177 | 0.001218 | 0.12837 | 0.026123 | 0.0072666 | 0.33312 | 0.49144 | 0.008339 | 0.54628 | 0.13122 | 0.11022 | 0.039673 | 0.010721 | 0.1745 | 0.089672 | 0.042118 | 0.10822 | 0.0214 | 0.11079 | 0.16022 | 0.12703 | 0.15715 | 0.28701 | 0.26358 | 0.29317 | 0.14706 | 0.14268 | 0.22316 | 0.10223 | 0.27923 | 0.1928 | 0.058663 | 0.015613 | 0.19115 | 0.081205 | 0.1548 | 0.04133 | 0.0052955 | 1 | 1 | 1
1 | 30 | 18 | 0.13552 | 0.14628 | 0.17482 | 0.28765 | 0.58389 | 0.13956 | 0.019801 | 0.2278 | 0.19544 | 0.12685 | 0.3714 | 0.55312 | 0.14522 | 0.60341 | 0.141 | 0.11972 | 0.05489 | 0.017074 | 0.2886 | 0.12414 | 0.076637 | 0.14631 | 0.047365 | 0.00082662 | 0.0034956 | 0.0031479 | 0.0034286 | 0.013071 | 0.012855 | 0.01181 | 0.0022161 | 0.0069558 | 0.0038712 | 0.00092828 | 0.00055824 | 0.0006897 | 0.00015843 | 3.4879e-06 | 0.00068377 | 0.0020647 | 0.013225 | 7.9851e-06 | 0 | 1 | 1 | 1
1 | 30 | 19 | 0.18593 | 0.15972 | 0.19563 | 0.2579 | 0.69596 | 0.38789 | 0.046657 | 0.27871 | 0.24194 | 0.17628 | 0.44559 | 0.56005 | 0.19541 | 0.60497 | 0.13612 | 0.11498 | 0.061661 | 0.024735 | 0.44481 | 0.21375 | 0.12513 | 0.15964 | 0.059007 | 0 | 0 | 3.8962e-07 | 0 | 0 | 0 | 0 | 0 | 0 | 0 | 0 | 0 | 0 | 0 | 0 | 0 | 0 | 2.0839e-06 | 0 | 0 | 1 | 1 | 1
1 | 30 | 20 | 0.28652 | 0.17459 | 0.19245 | 0.2089 | 0.714 | 0.23008 | 0.041227 | 0.34981 | 0.34324 | 0.27818 | 0.5462 | 0.62944 | 0.29602 | 0.66993 | 0.12702 | 0.10615 | 0.072832 | 0.031924 | 0.49252 | 0.26276 | 0.1803 | 0.17464 | 0.070223 | 0 | 0 | 0 | 0 | 0 | 0 | 0 | 0 | 0 | 0 | 0 | 0 | 0 | 0 | 0 | 0 | 0 | 0 | 0 | 0 | 1 | 1 | 1
1 | 30 | 21 | 0.28238 | 0.15841 | 0.18629 | 0.18596 | 0.70681 | 0.14496 | 0.018083 | 0.41555 | 0.33754 | 0.27373 | 0.58388 | 0.7044 | 0.29165 | 0.73974 | 0.11937 | 0.098749 | 0.11905 | 0.04792 | 0.51592 | 0.28719 | 0.20477 | 0.15818 | 0.059331 | 0 | 0 | 0 | 0 | 0 | 0 | 0 | 0 | 0 | 0 | 0 | 0 | 0 | 0 | 0 | 0 | 0 | 0 | 0 | 0 | 1 | 1 | 1
1 | 30 | 22 | 0.23626 | 0.17551 | 0.18481 | 0.16996 | 0.70676 | 0.16336 | 0.0096569 | 0.44954 | 0.29038 | 0.22683 | 0.60319 | 0.71762 | 0.24543 | 0.75027 | 0.11478 | 0.094331 | 0.19746 | 0.061059 | 0.49941 | 0.2436 | 0.24258 | 0.17508 | 0.075535 | 0 | 0 | 0 | 0 | 0 | 0 | 0 | 0 | 0 | 0 | 0 | 0 | 0 | 0 | 0 | 0 | 0 | 0 | 0 | 0 | 1 | 1 | 1
1 | 30 | 23 | 0.25832 | 0.26745 | 0.15998 | 0.14916 | 0.68456 | 0.19353 | 0.024492 | 0.48057 | 0.31432 | 0.24946 | 0.64649 | 0.70208 | 0.26775 | 0.73476 | 0.11916 | 0.098553 | 0.25745 | 0.06483 | 0.45799 | 0.19197 | 0.27048 | 0.26718 | 0.15965 | 0 | 0 | 0 | 0 | 0 | 0 | 0 | 0 | 0 | 0 | 0 | 0 | 0 | 0 | 0 | 0 | 0 | 0 | 0 | 0 | 1 | 1 | 1
1 | 30 | 24 | 0.25216 | 0.39671 | 0.16039 | 0.13343 | 0.63648 | 0.3678 | 0.030377 | 0.49648 | 0.30887 | 0.24332 | 0.62095 | 0.69817 | 0.2617 | 0.73345 | 0.12028 | 0.099631 | 0.34357 | 0.044651 | 0.42261 | 0.13694 | 0.31304 | 0.39659 | 0.29249 | 0 | 0 | 0 | 0 | 0 | 0 | 0 | 0 | 0 | 0 | 0 | 0 | 0 | 0 | 0 | 0 | 0 | 0 | 0 | 0 | 1 | 1 | 1
1 | 31 | 1 | 0.19888 | 0.5345 | 0.15521 | 0.12962 | 0.58031 | 0.72651 | 0.029495 | 0.50917 | 0.25565 | 0.18944 | 0.50209 | 0.65402 | 0.20846 | 0.69187 | 0.11641 | 0.095899 | 0.52009 | 0.016945 | 0.32654 | 0.11575 | 0.31831 | 0.53467 | 0.44231 | 0 | 0 | 0 | 0 | 0 | 0 | 0 | 0 | 0 | 0 | 0 | 0 | 0 | 0 | 0 | 0 | 0 | 0 | 0 | 0 | 1 | 1 | 1
1 | 31 | 2 | 0.1682 | 0.61825 | 0.10061 | 0.134 | 0.52407 | 0.66006 | 0.030379 | 0.49989 | 0.22532 | 0.15856 | 0.43055 | 0.62257 | 0.17786 | 0.66071 | 0.11255 | 0.09219 | 0.61317 | 0.0057959 | 0.25356 | 0.09074 | 0.31388 | 0.61838 | 0.53938 | 0 | 0 | 0 | 0 | 0 | 0 | 0 | 0 | 0 | 0 | 0 | 0 | 0 | 0 | 0 | 0 | 0 | 0 | 0 | 0 | 1 | 1 | 1
1 | 31 | 3 | 0.18277 | 0.66064 | 0.061035 | 0.13241 | 0.46083 | 0.7477 | 0.028558 | 0.5138 | 0.23926 | 0.17315 | 0.42447 | 0.66764 | 0.19232 | 0.70993 | 0.10891 | 0.088701 | 0.60055 | 0.0033394 | 0.23747 | 0.082764 | 0.3239 | 0.66049 | 0.59252 | 0 | 0 | 0 | 0 | 0 | 0 | 0 | 0 | 0 | 0 | 0 | 0 | 0 | 0 | 0 | 0 | 0 | 0 | 0 | 0 | 1 | 1 | 1
1 | 31 | 4 | 0.25168 | 0.7275 | 0.058209 | 0.12841 | 0.35717 | 0.46383 | 0.040932 | 0.56271 | 0.30648 | 0.24256 | 0.3827 | 0.58112 | 0.26093 | 0.62271 | 0.10683 | 0.086713 | 0.60276 | 0.0096131 | 0.27276 | 0.081382 | 0.3536 | 0.72762 | 0.66812 | 0 | 0 | 0 | 0 | 0 | 0 | 0 | 0 | 0 | 0 | 0 | 0 | 0 | 0 | 0 | 0 | 0 | 0 | 0 | 0 | 1 | 1 | 1
1 | 31 | 5 | 0.34381 | 0.75718 | 0.092992 | 0.13308 | 0.23356 | 0.53504 | 0.096938 | 0.58238 | 0.39616 | 0.33575 | 0.35144 | 0.58557 | 0.35261 | 0.63085 | 0.10097 | 0.081118 | 0.65833 | 0.037408 | 0.2873 | 0.078152 | 0.39631 | 0.7572 | 0.70472 | 0 | 0 | 0 | 0 | 0 | 0 | 0 | 0 | 0 | 0 | 0 | 0 | 0 | 0 | 0 | 0 | 0 | 0 | 0 | 0 | 1 | 1 | 1
1 | 31 | 6 | 0.3852 | 0.77343 | 0.078766 | 0.12846 | 0.11696 | 0.53649 | 0.19746 | 0.56764 | 0.43302 | 0.3772 | 0.32585 | 0.58877 | 0.39328 | 0.63375 | 0.09275 | 0.07332 | 0.74756 | 0.093885 | 0.25062 | 0.089932 | 0.40789 | 0.7734 | 0.72487 | 0 | 0 | 1.4026e-05 | 0 | 0 | 0 | 0 | 0 | 0 | 0 | 0 | 0 | 0 | 0 | 0 | 0 | 0 | 0 | 0 | 8.4245e-05 | 1 | 1 | 1
1 | 31 | 7 | 0.44359 | 0.78776 | 0.049201 | 0.13061 | 0.028424 | 0.46589 | 0.26214 | 0.54964 | 0.49073 | 0.43664 | 0.26334 | 0.58167 | 0.45149 | 0.62871 | 0.08421 | 0.06528 | 0.77874 | 0.16013 | 0.21725 | 0.089763 | 0.36905 | 0.78769 | 0.74267 | 2.2687e-06 | 0.0017435 | 0.059221 | 0.0017101 | 0 | 0 | 0 | 1.3189e-05 | 0 | 0.00027096 | 0.0037769 | 0.0065986 | 0.0041402 | 0.0064499 | 0.0083086 | 0.0041046 | 0.00047755 | 0.0018341 | 0.063677 | 0.27677 | 1 | 1 | 1
1 | 31 | 8 | 0.41248 | 0.80995 | 0.017248 | 0.13069 | 0.0022988 | 0.4126 | 0.31361 | 0.53177 | 0.46078 | 0.40508 | 0.25356 | 0.52863 | 0.4206 | 0.58055 | 0.074947 | 0.056645 | 0.68548 | 0.13998 | 0.26478 | 0.095025 | 0.26365 | 0.80977 | 0.77077 | 0.056235 | 0.14688 | 0.30047 | 0.14407 | 0.18153 | 0.010568 | 0.026354 | 0.11179 | 0.0069081 | 0.20184 | 0.45893 | 0.32191 | 0.25004 | 0.24734 | 0.32024 | 0.24789 | 0.041077 | 0.34655 | 0.23777 | 0.59241 | 1 | 1 | 1
1 | 31 | 9 | 0.32718 | 0.86467 | 0.0012756 | 0.1062 | 0 | 0.21883 | 0.37202 | 0.43845 | 0.37613 | 0.31831 | 0.22302 | 0.43406 | 0.33549 | 0.49166 | 0.065421 | 0.04788 | 0.48124 | 0.081135 | 0.28724 | 0.094643 | 0.23438 | 0.86451 | 0.83657 | 0.25375 | 0.37371 | 0.50609 | 0.36655 | 0.60677 | 0.18723 | 0.28261 | 0.30576 | 0.029283 | 0.43725 | 0.72124 | 0.55083 | 0.56985 | 0.61105 | 0.44448 | 0.56496 | 0.21945 | 0.57867 | 0.34203 | 0.73235 | 1 | 1 | 1
1 | 31 | 10 | 0.3419 | 0.94983 | 0 | 0.063391 | 0 | 0.098289 | 0.3834 | 0.31496 | 0.39452 | 0.33383 | 0.23034 | 0.36019 | 0.35074 | 0.42592 | 0.054584 | 0.038087 | 0.2839 | 0.091571 | 0.26084 | 0.11527 | 0.23794 | 0.95011 | 0.93476 | 0.44177 | 0.54906 | 0.61828 | 0.53854 | 0.84805 | 0.34502 | 0.57422 | 0.34612 | 0.14427 | 0.65336 | 0.72456 | 0.88897 | 0.8356 | 0.51609 | 0.67226 | 0.82842 | 0.34633 | 0.74675 | 0.2625 | 0.86333 | 1 | 1 | 1
1 | 31 | 11 | 0.3038 | 0.97138 | 0 | 0.04308 | 0 | 0.092143 | 0.37683 | 0.2075 | 0.35693 | 0.29517 | 0.21405 | 0.25648 | 0.31275 | 0.32347 | 0.040692 | 0.025925 | 0.18732 | 0.11138 | 0.24966 | 0.10258 | 0.26731 | 0.97149 | 0.96332 | 0.53933 | 0.62327 | 0.64388 | 0.61132 | 0.95068 | 0.44766 | 0.66692 | 0.43349 | 0.14586 | 0.71316 | 0.90992 | 0.73044 | 1 | 0.49318 | 0.70585 | 1 | 0.36349 | 0.78982 | 0.27892 | 0.86307 | 1 | 1 | 1
1 | 31 | 12 | 0.2579 | 0.96933 | 0 | 0.0292 | 0 | 0.067638 | 0.3722 | 0.16942 | 0.31338 | 0.24896 | 0.23631 | 0.24688 | 0.26725 | 0.31533 | 0.027365 | 0.014925 | 0.11482 | 0.15357 | 0.24439 | 0.07651 | 0.38128 | 0.9694 | 0.96136 | 0.56046 | 0.62405 | 0.74143 | 0.61209 | 0.95483 | 0.66373 | 0.76925 | 0.41014 | 0.31952 | 0.61383 | 0.90456 | 0.35837 | 0.93452 | 0.48833 | 0.67733 | 0.9265 | 0.50178 | 0.78929 | 0.58201 | 0.83619 | 1 | 1 | 1
1 | 31 | 13 | 0.20453 | 0.95133 | 0 | 0.017162 | 0 | 0.088567 | 0.37538 | 0.16014 | 0.2605 | 0.19503 | 0.27791 | 0.3097 | 0.214 | 0.37818 | 0.019342 | 0.0088634 | 0.057447 | 0.17948 | 0.23431 | 0.11033 | 0.4246 | 0.95133 | 0.94017 | 0.59803 | 0.65792 | 0.68968 | 0.6453 | 0.96765 | 0.78472 | 0.61187 | 0.40238 | 0.80016 | 0.47011 | 0.74917 | 0.23661 | 0.8253 | 0.94813 | 0.6366 | 0.81821 | 0.58023 | 0.8217 | 0.59528 | 0.65026 | 1 | 1 | 1
1 | 31 | 14 | 0.19983 | 0.93212 | 0.0062687 | 0.0085076 | 0 | 0.064248 | 0.40666 | 0.18284 | 0.25602 | 0.19031 | 0.35408 | 0.36053 | 0.20933 | 0.42239 | 0.015225 | 0.0060396 | 0.025264 | 0.21895 | 0.21481 | 0.17214 | 0.53647 | 0.93222 | 0.91538 | 0.63408 | 0.70403 | 0.71438 | 0.69053 | 0.97552 | 0.86775 | 0.84532 | 0.42473 | 0.86903 | 0.82068 | 0.78263 | 0.069117 | 0.69049 | 0.99013 | 0.67148 | 0.68456 | 0.56257 | 0.84683 | 0.6373 | 0.65156 | 1 | 1 | 1
1 | 31 | 15 | 0.242 | 0.89094 | 0.078616 | 0.0068233 | 0 | 0.045749 | 0.43852 | 0.25822 | 0.29781 | 0.2329 | 0.39792 | 0.4671 | 0.25142 | 0.52521 | 0.01224 | 0.0041801 | 0.014145 | 0.282 | 0.20538 | 0.23798 | 0.39945 | 0.89131 | 0.86151 | 0.5615 | 0.64398 | 0.65378 | 0.63163 | 0.93818 | 0.79112 | 0.80139 | 0.41315 | 0.77786 | 0.71833 | 0.65567 | 0.30575 | 0.62717 | 0.78054 | 0.61337 | 0.62179 | 0.63019 | 0.83162 | 0.48396 | 0.49979 | 1 | 1 | 1
1 | 31 | 16 | 0.29132 | 0.75882 | 0.15994 | 0.0057263 | 0 | 0.037278 | 0.49938 | 0.38396 | 0.34405 | 0.28245 | 0.44535 | 0.51636 | 0.30023 | 0.56915 | 0.012623 | 0.0044106 | 0.014092 | 0.32843 | 0.22745 | 0.26748 | 0.3339 | 0.75841 | 0.71232 | 0.46537 | 0.57382 | 0.58053 | 0.56282 | 0.77935 | 0.6663 | 0.6859 | 0.28093 | 0.69979 | 0.69725 | 0.59409 | 0.47402 | 0.66974 | 0.73729 | 0.54264 | 0.66399 | 0.58744 | 0.74524 | 0.42189 | 0.40183 | 1 | 1 | 1
1 | 31 | 17 | 0.37165 | 0.70822 | 0.16779 | 0.0091597 | 0 | 0.04536 | 0.5564 | 0.4664 | 0.42246 | 0.36385 | 0.51773 | 0.52825 | 0.38019 | 0.57866 | 0.018229 | 0.0080869 | 0.032359 | 0.37974 | 0.14387 | 0.30083 | 0.42637 | 0.70762 | 0.65445 | 0.15576 | 0.22401 | 0.20069 | 0.21971 | 0.36612 | 0.29676 | 0.32979 | 0.15284 | 0.404 | 0.40222 | 0.16664 | 0.27201 | 0.12007 | 0.19092 | 0.1116 | 0.11904 | 0.24442 | 0.27952 | 0.1764 | 0.045302 | 1 | 1 | 1
1 | 31 | 18 | 0.39738 | 0.78488 | 0.1601 | 0.026507 | 0.056533 | 0.075867 | 0.58007 | 0.50375 | 0.44544 | 0.38964 | 0.54161 | 0.53501 | 0.40548 | 0.5865 | 0.031123 | 0.01794 | 0.041401 | 0.34532 | 0.11978 | 0.30538 | 0.31306 | 0.78568 | 0.72793 | 0.001504 | 0.0067345 | 0.0039933 | 0.0066054 | 0.018776 | 0.012988 | 0.013765 | 0.0056931 | 0.028794 | 0.016285 | 0.0027918 | 0.00073882 | 0.00033873 | 0.002282 | 0.0010244 | 0.00033583 | 0.018393 | 0.0013185 | 2.7316e-05 | 0 | 1 | 1 | 1
1 | 31 | 19 | 0.40888 | 0.66986 | 0.16159 | 0.081991 | 0.29922 | 0.074116 | 0.57801 | 0.51083 | 0.45598 | 0.40122 | 0.55044 | 0.50196 | 0.41682 | 0.55198 | 0.04601 | 0.03052 | 0.04951 | 0.26445 | 0.12368 | 0.20708 | 0.37053 | 0.66973 | 0.60319 | 0 | 0 | 0 | 0 | 0 | 0 | 0 | 0 | 0 | 0 | 0 | 0 | 0 | 0 | 0 | 0 | 0 | 0 | 0 | 0 | 1 | 1 | 1
1 | 31 | 20 | 0.41944 | 0.5759 | 0.16645 | 0.12865 | 0.4907 | 0.14171 | 0.57422 | 0.5758 | 0.46557 | 0.41184 | 0.53489 | 0.54059 | 0.42723 | 0.58795 | 0.064671 | 0.047201 | 0.061846 | 0.17989 | 0.14339 | 0.12052 | 0.38455 | 0.57535 | 0.49871 | 0 | 0 | 0 | 0 | 0 | 0 | 0 | 0 | 0 | 0 | 0 | 0 | 0 | 0 | 0 | 0 | 0 | 0 | 0 | 0 | 1 | 1 | 1
1 | 31 | 21 | 0.43962 | 0.58825 | 0.17107 | 0.12488 | 0.61568 | 0.295 | 0.57668 | 0.60257 | 0.48515 | 0.43234 | 0.50101 | 0.62646 | 0.44729 | 0.6715 | 0.083443 | 0.064566 | 0.096361 | 0.096961 | 0.19625 | 0.12053 | 0.4317 | 0.58808 | 0.50826 | 0 | 0 | 0 | 0 | 0 | 0 | 0 | 0 | 0 | 0 | 0 | 0 | 0 | 0 | 0 | 0 | 0 | 0 | 0 | 0 | 1 | 1 | 1
1 | 31 | 22 | 0.44138 | 0.62295 | 0.17602 | 0.12356 | 0.64831 | 0.44161 | 0.59347 | 0.62941 | 0.4876 | 0.43424 | 0.50355 | 0.60928 | 0.44915 | 0.65221 | 0.10064 | 0.080812 | 0.16238 | 0.038527 | 0.36908 | 0.11546 | 0.4721 | 0.62323 | 0.54286 | 0 | 0 | 0 | 0 | 0 | 0 | 0 | 0 | 0 | 0 | 0 | 0 | 0 | 0 | 0 | 0 | 0 | 0 | 0 | 0 | 1 | 1 | 1
1 | 31 | 23 | 0.39594 | 0.57868 | 0.18665 | 0.13222 | 0.6534 | 0.42405 | 0.59026 | 0.61518 | 0.44355 | 0.38811 | 0.5195 | 0.58328 | 0.40397 | 0.62628 | 0.12805 | 0.10715 | 0.2383 | 0.00684 | 0.60615 | 0.10184 | 0.52222 | 0.57852 | 0.49704 | 0 | 0 | 0 | 0 | 0 | 0 | 0 | 0 | 0 | 0 | 0 | 0 | 0 | 0 | 0 | 0 | 0 | 0 | 0 | 0 | 1 | 1 | 1
1 | 31 | 24 | 0.35841 | 0.55627 | 0.1717 | 0.13018 | 0.63696 | 0.46767 | 0.5706 | 0.61052 | 0.40798 | 0.35017 | 0.54249 | 0.61389 | 0.36678 | 0.65688 | 0.15668 | 0.13506 | 0.27931 | 0.00036694 | 0.7303 | 0.10399 | 0.56139 | 0.55608 | 0.47172 | 0 | 0 | 0 | 0 | 0 | 0 | 0 | 0 | 0 | 0 | 0 | 0 | 0 | 0 | 0 | 0 | 0 | 0 | 0 | 0 | 1 | 1 | 1
2 | 1 | 1 | 0.34229 | 0.56228 | 0.15296 | 0.12339 | 0.61291 | 0.38735 | 0.54152 | 0.63439 | 0.39302 | 0.33394 | 0.62356 | 0.63188 | 0.35085 | 0.67035 | 0.17157 | 0.14971 | 0.30853 | 0.00076587 | 0.74601 | 0.11881 | 0.70264 | 0.56231 | 0.47577 | 0 | 0 | 0 | 0 | 0 | 0 | 0 | 0 | 0 | 0 | 0 | 0 | 0 | 0 | 0 | 0 | 0 | 0 | 0 | 0 | 1 | 1 | 1
2 | 1 | 2 | 0.3379 | 0.54346 | 0.13195 | 0.10595 | 0.58891 | 0.26386 | 0.51759 | 0.63557 | 0.38923 | 0.32956 | 0.61614 | 0.70052 | 0.34655 | 0.73397 | 0.17503 | 0.15312 | 0.31405 | 0.0012725 | 0.73922 | 0.12527 | 0.7826 | 0.54326 | 0.45703 | 0 | 0 | 0 | 0 | 0 | 0 | 0 | 0 | 0 | 0 | 0 | 0 | 0 | 0 | 0 | 0 | 0 | 0 | 0 | 0 | 1 | 1 | 1
2 | 1 | 3 | 0.33236 | 0.55384 | 0.1645 | 0.095371 | 0.54379 | 0.17782 | 0.48775 | 0.59501 | 0.38358 | 0.32392 | 0.57244 | 0.76541 | 0.34101 | 0.79605 | 0.1741 | 0.15221 | 0.31913 | 0.00062016 | 0.77567 | 0.13795 | 0.82641 | 0.55385 | 0.46637 | 0 | 0 | 0 | 0 | 0 | 0 | 0 | 0 | 0 | 0 | 0 | 0 | 0 | 0 | 0 | 0 | 0 | 0 | 0 | 0 | 1 | 1 | 1
2 | 1 | 4 | 0.3364 | 0.54189 | 0.15321 | 0.091686 | 0.4839 | 0.13358 | 0.44076 | 0.59546 | 0.38902 | 0.32824 | 0.52944 | 0.72171 | 0.34525 | 0.7534 | 0.18031 | 0.15834 | 0.32724 | 9.5918e-06 | 0.78772 | 0.12753 | 0.81887 | 0.54139 | 0.45913 | 0 | 0 | 0 | 0 | 0 | 0 | 0 | 0 | 0 | 0 | 0 | 0 | 0 | 0 | 0 | 0 | 0 | 0 | 0 | 0 | 1 | 1 | 1
2 | 1 | 5 | 0.29239 | 0.62759 | 0.16457 | 0.093278 | 0.41638 | 0.12472 | 0.37493 | 0.60657 | 0.34622 | 0.2837 | 0.50811 | 0.65952 | 0.30146 | 0.69679 | 0.18314 | 0.16114 | 0.37779 | 1.5305e-05 | 0.77472 | 0.12616 | 0.8017 | 0.62739 | 0.55446 | 0 | 0 | 0 | 0 | 0 | 0 | 0 | 0 | 0 | 0 | 0 | 0 | 0 | 0 | 0 | 0 | 0 | 0 | 0 | 0 | 1 | 1 | 1
2 | 1 | 6 | 0.23978 | 0.74492 | 0.17315 | 0.10125 | 0.34746 | 0.10443 | 0.32835 | 0.58833 | 0.29468 | 0.23052 | 0.54004 | 0.6101 | 0.24906 | 0.65093 | 0.18213 | 0.16014 | 0.40394 | 0.00097411 | 0.75242 | 0.11395 | 0.80375 | 0.74525 | 0.68618 | 0 | 0 | 1.0443e-05 | 0 | 0 | 0 | 0 | 0 | 0 | 0 | 0 | 0 | 0 | 0 | 0 | 0 | 0 | 0 | 0 | 6.2722e-05 | 1 | 1 | 1
2 | 1 | 7 | 0.22262 | 0.77942 | 0.18343 | 0.10313 | 0.29438 | 0.077283 | 0.32899 | 0.53487 | 0.28056 | 0.2136 | 0.48571 | 0.60669 | 0.23236 | 0.65058 | 0.18354 | 0.16153 | 0.41431 | 0.0010941 | 0.70211 | 0.10577 | 0.83499 | 0.77961 | 0.72918 | 3.6762e-06 | 0.0033591 | 0.039409 | 0.0032947 | 0 | 0 | 0 | 3.3155e-05 | 5.0214e-07 | 0.00061183 | 0.0038753 | 0.014627 | 0.013654 | 0.014601 | 0.0092205 | 0.013537 | 0.012034 | 0.0062971 | 0.067787 | 0.13986 | 1 | 1 | 1
2 | 1 | 8 | 0.154 | 0.76218 | 0.19213 | 0.10082 | 0.22311 | 0.044677 | 0.33104 | 0.43358 | 0.21428 | 0.14483 | 0.40705 | 0.58254 | 0.16409 | 0.62738 | 0.18654 | 0.16451 | 0.48568 | 0.0031296 | 0.70481 | 0.10304 | 0.82207 | 0.76174 | 0.71676 | 0.079826 | 0.20155 | 0.3821 | 0.19769 | 0.14975 | 0.0031448 | 0.028568 | 0.12512 | 0.14768 | 0.23277 | 0.42097 | 0.52479 | 0.49628 | 0.47191 | 0.30909 | 0.49202 | 0.34359 | 0.45572 | 0.33069 | 0.47782 | 1 | 1 | 1
2 | 1 | 9 | 0.018047 | 0.83635 | 0.21569 | 0.082703 | 0.095627 | 0.023002 | 0.31714 | 0.25264 | 0.067492 | 0.0091206 | 0.32816 | 0.57019 | 0.026295 | 0.61597 | 0.17065 | 0.1488 | 0.47555 | 0.0054933 | 0.79646 | 0.071779 | 0.82471 | 0.83624 | 0.80169 | 0.30303 | 0.44113 | 0.61222 | 0.43268 | 0.48506 | 0.03105 | 0.22798 | 0.29663 | 0.41891 | 0.4732 | 0.73134 | 0.80437 | 0.77474 | 0.75597 | 0.58526 | 0.76808 | 0.56855 | 0.75027 | 0.50398 | 0.51217 | 1 | 1 | 1
2 | 1 | 10 | 0.00058028 | 0.92691 | 0.20838 | 0.051091 | 0.014266 | 0 | 0.34281 | 0.066895 | 0.0021784 | 5.5443e-05 | 0.29295 | 0.57497 | 0.0010529 | 0.62227 | 0.14278 | 0.12146 | 0.49672 | 0.0080311 | 0.8282 | 0.065232 | 0.86543 | 0.92706 | 0.90842 | 0.4884 | 0.60257 | 0.76135 | 0.59101 | 0.64725 | 0.082038 | 0.17241 | 0.35143 | 0.65757 | 0.90863 | 0.81657 | 0.95819 | 0.93983 | 0.9439 | 0.71082 | 0.93176 | 0.67484 | 0.9001 | 0.70578 | 0.59627 | 1 | 1 | 1
2 | 1 | 11 | 0 | 0.98277 | 0.20052 | 0.046943 | 0 | 0 | 0.37996 | 0.0051845 | 0 | 0 | 0.23545 | 0.54777 | 0 | 0.59639 | 0.13471 | 0.1136 | 0.54255 | 0.010786 | 0.87829 | 0.083931 | 0.87612 | 0.98297 | 0.97615 | 0.60694 | 0.698 | 0.82408 | 0.68462 | 0.77749 | 0.094899 | 0.2134 | 0.43687 | 0.72205 | 1 | 0.98613 | 1 | 1 | 1 | 0.67999 | 1 | 0.65057 | 0.94149 | 0.83329 | 0.6699 | 1 | 1 | 1
2 | 1 | 12 | 0 | 0.99455 | 0.14905 | 0.053036 | 0 | 0 | 0.41227 | 0 | 0.00069181 | 0 | 0.2176 | 0.51748 | 0 | 0.56913 | 0.13085 | 0.10985 | 0.61369 | 0.023935 | 0.8726 | 0.17248 | 0.85313 | 0.99459 | 0.9927 | 0.66729 | 0.7384 | 0.82003 | 0.72425 | 0.86551 | 0.12299 | 0.18672 | 0.38593 | 0.82009 | 1 | 1 | 1 | 1 | 1 | 0.76258 | 1 | 0.59539 | 0.95506 | 0.8003 | 0.68147 | 1 | 1 | 1
2 | 1 | 13 | 0.00025831 | 0.99785 | 0.0689 | 0.066192 | 0 | 0.014986 | 0.46956 | 0.0031703 | 0.021074 | 0 | 0.22317 | 0.48138 | 0.00074378 | 0.53537 | 0.11566 | 0.09518 | 0.66979 | 0.070334 | 0.83221 | 0.23805 | 0.82305 | 0.99787 | 0.99719 | 0.67611 | 0.73983 | 0.75465 | 0.72565 | 0.91268 | 0.13025 | 0.21467 | 0.33788 | 0.9048 | 0.95329 | 0.93937 | 1 | 1 | 1 | 0.78857 | 1 | 0.51648 | 0.9757 | 0.75632 | 0.60838 | 1 | 1 | 1
2 | 1 | 14 | 0.0062147 | 0.99857 | 0.013786 | 0.079532 | 0 | 0.029808 | 0.51793 | 0.03888 | 0.058349 | 0.0016724 | 0.26954 | 0.46015 | 0.014728 | 0.51684 | 0.10587 | 0.085792 | 0.67325 | 0.18005 | 0.85503 | 0.26825 | 0.8477 | 0.99857 | 0.99817 | 0.66673 | 0.73955 | 0.72519 | 0.72537 | 0.92669 | 0.15059 | 0.31 | 0.45072 | 0.821 | 0.86464 | 0.99335 | 1 | 1 | 1 | 0.76391 | 1 | 0.49649 | 0.94262 | 0.67527 | 0.50347 | 1 | 1 | 1
2 | 1 | 15 | 0.044975 | 0.99923 | 0.0079821 | 0.085134 | 0 | 0.046453 | 0.53204 | 0.14139 | 0.099796 | 0.03561 | 0.30562 | 0.43474 | 0.054273 | 0.49228 | 0.10424 | 0.084236 | 0.6621 | 0.25208 | 0.8566 | 0.27395 | 0.82621 | 0.99936 | 0.99738 | 0.58933 | 0.67604 | 0.73405 | 0.66308 | 0.87874 | 0.15804 | 0.42207 | 0.38343 | 0.88611 | 0.62544 | 0.8507 | 0.96753 | 0.97285 | 0.95956 | 0.68223 | 0.96449 | 0.61522 | 0.88648 | 0.75226 | 0.46322 | 1 | 1 | 1
2 | 1 | 16 | 0.16572 | 0.97142 | 0.010968 | 0.092127 | 0 | 0.09075 | 0.53414 | 0.30576 | 0.22378 | 0.15628 | 0.28404 | 0.43527 | 0.17549 | 0.49353 | 0.10118 | 0.081322 | 0.65911 | 0.31328 | 0.83972 | 0.2755 | 0.75583 | 0.97139 | 0.96527 | 0.44982 | 0.55378 | 0.62198 | 0.54316 | 0.73598 | 0.11024 | 0.28236 | 0.39599 | 0.79148 | 0.62862 | 0.68539 | 0.83174 | 0.82567 | 0.80666 | 0.4808 | 0.81858 | 0.52165 | 0.74646 | 0.61061 | 0.46513 | 1 | 1 | 1
2 | 1 | 17 | 0.29145 | 0.94852 | 0.016041 | 0.12274 | 0.034148 | 0.15057 | 0.55374 | 0.49598 | 0.34582 | 0.28285 | 0.31577 | 0.44704 | 0.30059 | 0.50249 | 0.10919 | 0.08897 | 0.67425 | 0.4063 | 0.81537 | 0.25121 | 0.77717 | 0.94827 | 0.94012 | 0.14268 | 0.20555 | 0.20787 | 0.20161 | 0.3726 | 0.037562 | 0.19629 | 0.23295 | 0.46649 | 0.4085 | 0.34161 | 0.17415 | 0.18745 | 0.10831 | 0.056849 | 0.18584 | 0.22794 | 0.26766 | 0.2783 | 0.058755 | 1 | 1 | 1
2 | 1 | 18 | 0.3828 | 0.98062 | 0.026647 | 0.14489 | 0.17986 | 0.14516 | 0.57788 | 0.59533 | 0.43374 | 0.37523 | 0.35449 | 0.51783 | 0.39135 | 0.56598 | 0.11663 | 0.09611 | 0.66093 | 0.36077 | 0.74338 | 0.24809 | 0.70301 | 0.98068 | 0.9753 | 0.0014787 | 0.0069641 | 0.0088608 | 0.0068306 | 0.022047 | 0.00017125 | 0.0037819 | 0.0066358 | 0.043703 | 0.018649 | 0.0093366 | 0.0007137 | 0.0011399 | 0.0010023 | 0.00030553 | 0.0011301 | 0.029973 | 0.014246 | 0.0001618 | 0 | 1 | 1 | 1
2 | 1 | 19 | 0.38376 | 0.99623 | 0.049651 | 0.12448 | 0.28331 | 0.098461 | 0.55717 | 0.57777 | 0.43322 | 0.37598 | 0.36563 | 0.66513 | 0.39209 | 0.70791 | 0.11179 | 0.091458 | 0.61432 | 0.29703 | 0.63587 | 0.26976 | 0.81134 | 0.99631 | 0.99425 | 0 | 0 | 2.1116e-06 | 0 | 0 | 0 | 0 | 0 | 0 | 0 | 0 | 0 | 0 | 0 | 0 | 0 | 0 | 1.1294e-05 | 0 | 0 | 1 | 1 | 1
2 | 1 | 20 | 0.35424 | 0.99423 | 0.074805 | 0.11802 | 0.32212 | 0.046187 | 0.51769 | 0.5026 | 0.4017 | 0.34561 | 0.34752 | 0.6611 | 0.3623 | 0.70299 | 0.1048 | 0.084777 | 0.59755 | 0.30625 | 0.54861 | 0.26379 | 0.81553 | 0.99433 | 0.99151 | 0 | 0 | 0 | 0 | 0 | 0 | 0 | 0 | 0 | 0 | 0 | 0 | 0 | 0 | 0 | 0 | 0 | 0 | 0 | 0 | 1 | 1 | 1
2 | 1 | 21 | 0.41615 | 0.97034 | 0.10755 | 0.11392 | 0.32262 | 0.16188 | 0.48434 | 0.41046 | 0.46838 | 0.40944 | 0.28839 | 0.53754 | 0.42484 | 0.58398 | 0.085351 | 0.066355 | 0.54299 | 0.23898 | 0.47181 | 0.29635 | 0.62445 | 0.97049 | 0.96159 | 0 | 0 | 0 | 0 | 0 | 0 | 0 | 0 | 0 | 0 | 0 | 0 | 0 | 0 | 0 | 0 | 0 | 0 | 0 | 0 | 1 | 1 | 1
2 | 1 | 22 | 0.27083 | 0.91595 | 0.09851 | 0.10389 | 0.29951 | 0.16305 | 0.43465 | 0.31544 | 0.32508 | 0.26194 | 0.20831 | 0.48103 | 0.27997 | 0.5395 | 0.069535 | 0.05165 | 0.49591 | 0.19349 | 0.40183 | 0.34788 | 0.44548 | 0.9163 | 0.89236 | 0 | 0 | 0 | 0 | 0 | 0 | 0 | 0 | 0 | 0 | 0 | 0 | 0 | 0 | 0 | 0 | 0 | 0 | 0 | 0 | 1 | 1 | 1
2 | 1 | 23 | 0.12397 | 0.77919 | 0.10146 | 0.09889 | 0.21213 | 0.040372 | 0.37087 | 0.1608 | 0.1812 | 0.11423 | 0.13954 | 0.32525 | 0.13364 | 0.3946 | 0.062611 | 0.045317 | 0.41522 | 0.16267 | 0.3901 | 0.39873 | 0.28967 | 0.77892 | 0.73489 | 0 | 0 | 0 | 0 | 0 | 0 | 0 | 0 | 0 | 0 | 0 | 0 | 0 | 0 | 0 | 0 | 0 | 0 | 0 | 0 | 1 | 1 | 1
2 | 1 | 24 | 0.032903 | 0.69763 | 0.16781 | 0.093456 | 0.10245 | 0.057188 | 0.30187 | 0.023726 | 0.086818 | 0.023978 | 0.090585 | 0.10177 | 0.041703 | 0.16873 | 0.058463 | 0.041562 | 0.33853 | 0.11152 | 0.48015 | 0.4019 | 0.19056 | 0.6977 | 0.63328 | 0 | 0 | 0 | 0 | 0 | 0 | 0 | 0 | 0 | 0 | 0 | 0 | 0 | 0 | 0 | 0 | 0 | 0 | 0 | 0 | 1 | 1 | 1
2 | 2 | 1 | 0.0017157 | 0.5859 | 0.17927 | 0.087209 | 0.017298 | 0.066432 | 0.20582 | 0.00097407 | 0.025777 | 0.0011062 | 0.049886 | 0.034852 | 0.0021371 | 0.10326 | 0.055145 | 0.038582 | 0.20281 | 0.066856 | 0.61631 | 0.40882 | 0.22703 | 0.58578 | 0.505 | 0 | 0 | 0 | 0 | 0 | 0 | 0 | 0 | 0 | 0 | 0 | 0 | 0 | 0 | 0 | 0 | 0 | 0 | 0 | 0 | 1 | 1 | 1
2 | 2 | 2 | 0 | 0.48813 | 0.17637 | 0.096187 | 0 | 0.039641 | 0.13604 | 0 | 0.00082862 | 0 | 0.044882 | 0.012417 | 0 | 0.07744 | 0.055628 | 0.039015 | 0.095266 | 0.027667 | 0.75485 | 0.38829 | 0.21385 | 0.4881 | 0.39228 | 0 | 0 | 0 | 0 | 0 | 0 | 0 | 0 | 0 | 0 | 0 | 0 | 0 | 0 | 0 | 0 | 0 | 0 | 0 | 0 | 1 | 1 | 1
2 | 2 | 3 | 0 | 0.37785 | 0.18168 | 0.0962 | 0 | 0.018558 | 0.065611 | 0 | 0 | 0 | 0.080365 | 0.024364 | 0 | 0.090183 | 0.054928 | 0.038388 | 0.093043 | 0.0056137 | 0.83465 | 0.35272 | 0.16446 | 0.37765 | 0.27307 | 0 | 0 | 0 | 0 | 0 | 0 | 0 | 0 | 0 | 0 | 0 | 0 | 0 | 0 | 0 | 0 | 0 | 0 | 0 | 0 | 1 | 1 | 1
2 | 2 | 4 | 0 | 0.2925 | 0.18266 | 0.094959 | 0 | 0.016032 | 0.013189 | 0 | 0 | 0 | 0.055059 | 0.092294 | 0 | 0.16669 | 0.051465 | 0.035305 | 0.15606 | 0.0023481 | 0.91036 | 0.34135 | 0.085487 | 0.29216 | 0.18537 | 0 | 0 | 0 | 0 | 0 | 0 | 0 | 0 | 0 | 0 | 0 | 0 | 0 | 0 | 0 | 0 | 0 | 0 | 0 | 0 | 1 | 1 | 1
2 | 2 | 5 | 0 | 0.26328 | 0.1948 | 0.097683 | 0 | 0.018419 | 0.00066306 | 0.00058205 | 0 | 0 | 0.064149 | 0.14968 | 0 | 0.22468 | 0.048201 | 0.032427 | 0.25278 | 0.0016767 | 0.97548 | 0.30666 | 0.055192 | 0.26332 | 0.15217 | 0 | 0 | 0 | 0 | 0 | 0 | 0 | 0 | 0 | 0 | 0 | 0 | 0 | 0 | 0 | 0 | 0 | 0 | 0 | 0 | 1 | 1 | 1
2 | 2 | 6 | 0 | 0.19814 | 0.19763 | 0.092208 | 0 | 0.017068 | 0 | 0.0092628 | 0 | 0 | 0.14559 | 0.18868 | 0 | 0.26263 | 0.041434 | 0.026551 | 0.39089 | 0.0010607 | 0.99544 | 0.31926 | 0.043873 | 0.19724 | 0.10014 | 0 | 0 | 2.743e-06 | 0 | 0 | 0 | 0 | 0 | 0 | 0 | 0 | 0 | 0 | 0 | 0 | 0 | 0 | 0 | 0 | 1.6475e-05 | 1 | 1 | 1
2 | 2 | 7 | 0 | 0.32041 | 0.16917 | 0.088054 | 0 | 0.023319 | 0 | 0.042203 | 6.1668e-05 | 0 | 0.15945 | 0.21413 | 0 | 0.28772 | 0.03741 | 0.023131 | 0.49405 | 0.0049952 | 0.99964 | 0.31617 | 0.037224 | 0.32088 | 0.20499 | 4.7898e-06 | 0.0040767 | 0.063854 | 0.0039985 | 0 | 0 | 0 | 7.2978e-05 | 3.314e-06 | 0.00094854 | 0.0054803 | 0.016581 | 0.015417 | 0.016892 | 0.013453 | 0.015284 | 0.017085 | 0.0081727 | 0.19871 | 0.1425 | 1 | 1 | 1
2 | 2 | 8 | 0 | 0.30623 | 0.097182 | 0.08206 | 0 | 0.01923 | 0 | 0.044279 | 0.001703 | 0 | 0.15042 | 0.21481 | 0 | 0.28779 | 0.045199 | 0.029806 | 0.54004 | 0.010151 | 0.99978 | 0.27199 | 0.022746 | 0.30544 | 0.20444 | 0.09009 | 0.22655 | 0.38628 | 0.22221 | 0.045941 | 0.0068573 | 0.038402 | 0.14565 | 0.20845 | 0.35338 | 0.4857 | 0.53271 | 0.50766 | 0.49146 | 0.46547 | 0.5033 | 0.38092 | 0.44473 | 0.61052 | 0.35127 | 1 | 1 | 1
2 | 2 | 9 | 0 | 0.45518 | 0.067231 | 0.072296 | 0 | 0.015383 | 0 | 0.016589 | 6.1668e-05 | 0 | 0.082243 | 0.20672 | 0 | 0.27841 | 0.056548 | 0.039847 | 0.48557 | 0.0080579 | 0.99848 | 0.19968 | 0.016986 | 0.45525 | 0.35433 | 0.34836 | 0.5096 | 0.64717 | 0.49983 | 0.35847 | 0.19428 | 0.30308 | 0.39264 | 0.56236 | 0.7376 | 0.7726 | 0.80374 | 0.79791 | 0.78988 | 0.76447 | 0.79106 | 0.57354 | 0.71253 | 0.85381 | 0.60232 | 1 | 1 | 1
2 | 2 | 10 | 0 | 0.56798 | 0.058704 | 0.05342 | 0 | 0 | 0 | 0.0014758 | 0 | 0 | 0.057339 | 0.22854 | 0 | 0.30009 | 0.039959 | 0.025307 | 0.4417 | 0.0075766 | 0.98957 | 0.17616 | 0.01175 | 0.56832 | 0.47852 | 0.56299 | 0.7004 | 0.82502 | 0.68697 | 0.67211 | 0.37992 | 0.46438 | 0.55125 | 0.80565 | 0.80027 | 0.91217 | 0.95829 | 0.95153 | 0.94134 | 0.93588 | 0.94336 | 0.6165 | 0.87245 | 0.983 | 0.79015 | 1 | 1 | 1
2 | 2 | 11 | 0 | 0.58936 | 0.034737 | 0.042932 | 0 | 0 | 0 | 0 | 0 | 0 | 0.073086 | 0.26301 | 0 | 0.33422 | 0.022217 | 0.010984 | 0.45073 | 0.0064403 | 0.93183 | 0.1681 | 0.0065833 | 0.58923 | 0.50906 | 0.71166 | 0.82125 | 0.92151 | 0.8055 | 0.73648 | 0.51601 | 0.5527 | 0.69957 | 0.93237 | 0.9458 | 1 | 1 | 1 | 1 | 1 | 1 | 0.7043 | 0.96981 | 1 | 0.8473 | 1 | 1 | 1
2 | 2 | 12 | 0 | 0.62928 | 0.015016 | 0.033243 | 0 | 0 | 0 | 0 | 0 | 0 | 0.073145 | 0.27446 | 0 | 0.34641 | 0.012286 | 0.0042221 | 0.50052 | 0.0049691 | 0.92475 | 0.15816 | 0.0023928 | 0.62931 | 0.55344 | 0.80592 | 0.89415 | 0.92941 | 0.877 | 0.80451 | 0.63082 | 0.72116 | 0.83518 | 0.97756 | 0.9515 | 1 | 1 | 1 | 1 | 1 | 1 | 0.69641 | 0.975 | 1 | 0.89969 | 1 | 1 | 1
2 | 2 | 13 | 0 | 0.6473 | 0.0022161 | 0.023985 | 0 | 0 | 0 | 0 | 0 | 0 | 0.064762 | 0.23189 | 0 | 0.30274 | 0.0086786 | 0.0022648 | 0.5391 | 0.003124 | 0.90452 | 0.15575 | 5.45e-05 | 0.64712 | 0.57719 | 0.86096 | 0.94335 | 0.94479 | 0.92526 | 0.87296 | 0.67035 | 0.81842 | 0.88908 | 1 | 1 | 1 | 1 | 1 | 1 | 1 | 1 | 0.64366 | 0.97699 | 1 | 0.92311 | 1 | 1 | 1
2 | 2 | 14 | 0 | 0.69196 | 0.0001007 | 0.015276 | 0 | 0 | 0 | 0 | 0 | 0 | 0.055704 | 0.21089 | 0 | 0.28406 | 0.0087026 | 0.0022794 | 0.57145 | 0.0012255 | 0.89204 | 0.16153 | 1.2622e-05 | 0.69172 | 0.63056 | 0.81942 | 0.90929 | 0.91629 | 0.89186 | 0.74946 | 0.73514 | 0.81167 | 0.86031 | 0.94478 | 1 | 1 | 1 | 1 | 0.9966 | 1 | 1 | 0.70793 | 0.95043 | 1 | 0.91479 | 1 | 1 | 1
2 | 2 | 15 | 0 | 0.78108 | 0.001304 | 0.010147 | 0 | 0 | 0 | 0 | 0 | 0 | 0.0335 | 0.18247 | 0 | 0.25525 | 0.01389 | 0.0052105 | 0.59895 | 1.8813e-05 | 0.87931 | 0.1763 | 0.00083792 | 0.78147 | 0.72865 | 0.69481 | 0.79774 | 0.87011 | 0.78245 | 0.77546 | 0.72497 | 0.57137 | 0.76919 | 0.69603 | 1 | 0.97215 | 0.95883 | 0.89925 | 0.88685 | 0.93905 | 0.89153 | 0.73418 | 0.8933 | 0.96064 | 0.8455 | 1 | 1 | 1
2 | 2 | 16 | 0 | 0.7738 | 0.01918 | 0.01073 | 0 | 0 | 0 | 0 | 0 | 0 | 0.010513 | 0.17523 | 0 | 0.24898 | 0.028573 | 0.015905 | 0.60603 | 0 | 0.84996 | 0.186 | 0.014066 | 0.77383 | 0.72453 | 0.49257 | 0.60792 | 0.75681 | 0.59626 | 0.60501 | 0.4808 | 0.41893 | 0.69413 | 0.52685 | 0.86449 | 0.73461 | 0.64716 | 0.73334 | 0.77798 | 0.76232 | 0.72704 | 0.72147 | 0.75283 | 0.79458 | 0.67448 | 1 | 1 | 1
2 | 2 | 17 | 0 | 0.75293 | 0.067256 | 0.015261 | 0 | 0.015112 | 0 | 0 | 0 | 0 | 0.0014414 | 0.17268 | 0 | 0.24601 | 0.051694 | 0.035526 | 0.64098 | 0 | 0.85783 | 0.24501 | 0.041157 | 0.75273 | 0.70252 | 0.14698 | 0.21209 | 0.29251 | 0.20803 | 0.24063 | 0.25635 | 0.17394 | 0.32834 | 0.25207 | 0.4593 | 0.44667 | 0.0056608 | 0.11709 | 0.17066 | 0.23393 | 0.11609 | 0.31299 | 0.31409 | 0.37269 | 0.14058 | 1 | 1 | 1
2 | 2 | 18 | 0 | 0.76637 | 0.089546 | 0.016011 | 0 | 0.027355 | 0 | 0 | 0 | 0 | 0.018441 | 0.1861 | 0 | 0.25862 | 0.06801 | 0.05025 | 0.68168 | 1.4148e-05 | 0.86803 | 0.27672 | 0.09869 | 0.76616 | 0.71869 | 0.0015766 | 0.0075958 | 0.0096539 | 0.0074502 | 0.010762 | 0.018052 | 0.010026 | 0.01686 | 0.014766 | 0.023761 | 0.014208 | 7.811e-07 | 0.00088316 | 0.0034274 | 0.0054154 | 0.00087557 | 0.030464 | 0.015973 | 0.00018803 | 0 | 1 | 1 | 1
2 | 2 | 19 | 0 | 0.81537 | 0.079947 | 0.016526 | 0 | 0.015112 | 0 | 0 | 6.9099e-05 | 0 | 0.066221 | 0.22527 | 0 | 0.29787 | 0.073078 | 0.054915 | 0.71903 | 0.001095 | 0.84038 | 0.23767 | 0.19388 | 0.81529 | 0.77598 | 0 | 0 | 4.065e-06 | 0 | 0 | 0 | 0 | 0 | 0 | 0 | 0 | 0 | 0 | 0 | 0 | 0 | 0 | 2.1741e-05 | 0 | 0 | 1 | 1 | 1
2 | 2 | 20 | 0 | 0.87561 | 0.047786 | 0.017011 | 0 | 0 | 0.00011082 | 0 | 0.0023868 | 0 | 0.063974 | 0.25718 | 0 | 0.32692 | 0.083322 | 0.064451 | 0.72599 | 0.013857 | 0.83435 | 0.1985 | 0.22753 | 0.87575 | 0.84587 | 0 | 0 | 0 | 0 | 0 | 0 | 0 | 0 | 0 | 0 | 0 | 0 | 0 | 0 | 0 | 0 | 0 | 0 | 0 | 0 | 1 | 1 | 1
2 | 2 | 21 | 0 | 0.89753 | 0.0097652 | 0.018916 | 0 | 0.0099317 | 0.0015177 | 0 | 0.014353 | 0 | 0.071284 | 0.30994 | 0 | 0.37894 | 0.10462 | 0.084611 | 0.7609 | 0.046508 | 0.81904 | 0.1733 | 0.23732 | 0.89755 | 0.87424 | 0 | 0 | 0 | 0 | 0 | 0 | 0 | 0 | 0 | 0 | 0 | 0 | 0 | 0 | 0 | 0 | 0 | 0 | 0 | 0 | 1 | 1 | 1
2 | 2 | 22 | 0 | 0.91435 | 0.00056356 | 0.021091 | 0 | 0 | 0.00011082 | 0 | 0.031519 | 0 | 0.11132 | 0.32941 | 9.3388e-05 | 0.39668 | 0.13555 | 0.11443 | 0.80125 | 0.085467 | 0.76638 | 0.1657 | 0.26954 | 0.91457 | 0.89196 | 0 | 0 | 0 | 0 | 0 | 0 | 0 | 0 | 0 | 0 | 0 | 0 | 0 | 0 | 0 | 0 | 0 | 0 | 0 | 0 | 1 | 1 | 1
2 | 2 | 23 | 5.2684e-05 | 0.8758 | 6.6998e-06 | 0.023833 | 0 | 0.019497 | 0 | 0 | 0.044876 | 0 | 0.15091 | 0.32437 | 0.0020541 | 0.39163 | 0.18513 | 0.16312 | 0.79482 | 0.13282 | 0.74777 | 0.15355 | 0.32967 | 0.87567 | 0.84969 | 0 | 0 | 0 | 0 | 0 | 0 | 0 | 0 | 0 | 0 | 0 | 0 | 0 | 0 | 0 | 0 | 0 | 0 | 0 | 0 | 1 | 1 | 1
2 | 2 | 24 | 0.0014975 | 0.86082 | 0.0008405 | 0.025226 | 0 | 0.031214 | 0 | 0 | 0.054433 | 0.00016964 | 0.17327 | 0.30606 | 0.010081 | 0.37334 | 0.2481 | 0.2259 | 0.80406 | 0.17885 | 0.73122 | 0.14596 | 0.38898 | 0.8606 | 0.83266 | 0 | 0 | 0 | 0 | 0 | 0 | 0 | 0 | 0 | 0 | 0 | 0 | 0 | 0 | 0 | 0 | 0 | 0 | 0 | 0 | 1 | 1 | 1
2 | 3 | 1 | 0.01161 | 0.887 | 0.010491 | 0.023251 | 0 | 0.030924 | 0 | 0 | 0.066605 | 0.0031406 | 0.21504 | 0.30331 | 0.020876 | 0.37122 | 0.29742 | 0.27557 | 0.80772 | 0.21023 | 0.73551 | 0.14868 | 0.38184 | 0.8869 | 0.86292 | 0 | 0 | 0 | 0 | 0 | 0 | 0 | 0 | 0 | 0 | 0 | 0 | 0 | 0 | 0 | 0 | 0 | 0 | 0 | 0 | 1 | 1 | 1
2 | 3 | 2 | 0.016039 | 0.93062 | 0.03361 | 0.022363 | 0 | 0.027385 | 0 | 0 | 0.071441 | 0.0070508 | 0.25898 | 0.30674 | 0.025377 | 0.37409 | 0.32648 | 0.30499 | 0.81129 | 0.20155 | 0.73465 | 0.17265 | 0.34297 | 0.93086 | 0.91178 | 0 | 0 | 0 | 0 | 0 | 0 | 0 | 0 | 0 | 0 | 0 | 0 | 0 | 0 | 0 | 0 | 0 | 0 | 0 | 0 | 1 | 1 | 1
2 | 3 | 3 | 0.016825 | 0.91863 | 0.093742 | 0.024794 | 0 | 0.013102 | 0 | 0 | 0.071978 | 0.007783 | 0.22259 | 0.32579 | 0.026133 | 0.39116 | 0.35022 | 0.32908 | 0.79636 | 0.17929 | 0.79281 | 0.18688 | 0.32059 | 0.91864 | 0.90001 | 0 | 0 | 0 | 0 | 0 | 0 | 0 | 0 | 0 | 0 | 0 | 0 | 0 | 0 | 0 | 0 | 0 | 0 | 0 | 0 | 1 | 1 | 1
2 | 3 | 4 | 0.024148 | 0.89997 | 0.21041 | 0.028396 | 0 | 0.011404 | 0 | 0 | 0.080216 | 0.015028 | 0.21431 | 0.37475 | 0.033601 | 0.44021 | 0.36414 | 0.34324 | 0.80445 | 0.15826 | 0.85003 | 0.19364 | 0.28598 | 0.8997 | 0.88098 | 0 | 0 | 0 | 0 | 0 | 0 | 0 | 0 | 0 | 0 | 0 | 0 | 0 | 0 | 0 | 0 | 0 | 0 | 0 | 0 | 1 | 1 | 1
2 | 3 | 5 | 0.030651 | 0.93819 | 0.3107 | 0.033389 | 0 | 0.01926 | 0 | 0 | 0.087346 | 0.021462 | 0.24563 | 0.36344 | 0.040206 | 0.431 | 0.3725 | 0.35174 | 0.80622 | 0.15225 | 0.86737 | 0.2011 | 0.23168 | 0.93827 | 0.92312 | 0 | 0 | 0 | 0 | 0 | 0 | 0 | 0 | 0 | 0 | 0 | 0 | 0 | 0 | 0 | 0 | 0 | 0 | 0 | 0 | 1 | 1 | 1
2 | 3 | 6 | 0.032607 | 0.95548 | 0.36792 | 0.037053 | 0 | 0.025206 | 0 | 0 | 0.089166 | 0.023359 | 0.28933 | 0.26397 | 0.042149 | 0.33133 | 0.38239 | 0.36181 | 0.79715 | 0.15335 | 0.86714 | 0.21634 | 0.18369 | 0.95555 | 0.94437 | 0 | 0 | 2.6521e-05 | 0 | 0 | 0 | 0 | 0 | 0 | 0 | 0 | 0 | 0 | 0 | 0 | 0 | 0 | 0 | 0 | 0.00015929 | 1 | 1 | 1
2 | 3 | 7 | 0.038756 | 0.9566 | 0.40102 | 0.044128 | 0 | 0.037014 | 0 | 0 | 0.095799 | 0.029454 | 0.29524 | 0.23389 | 0.048376 | 0.30479 | 0.38084 | 0.36024 | 0.79655 | 0.15519 | 0.85471 | 0.2351 | 0.15773 | 0.95668 | 0.9456 | 4.9143e-06 | 0.0044901 | 0.085767 | 0.004404 | 0 | 0 | 0 | 8.526e-05 | 7.6577e-06 | 0.0015631 | 0.0066457 | 0.018324 | 0.016386 | 0.01781 | 0.015032 | 0.016245 | 0.019298 | 0.0094851 | 0.18582 | 0.27831 | 1 | 1 | 1
2 | 3 | 8 | 0.045504 | 0.94246 | 0.42739 | 0.053595 | 0 | 0.045141 | 0 | 0 | 0.10352 | 0.036221 | 0.24942 | 0.23087 | 0.055269 | 0.30272 | 0.38703 | 0.36655 | 0.792 | 0.16005 | 0.83705 | 0.2211 | 0.13259 | 0.94297 | 0.92258 | 0.095818 | 0.25299 | 0.47795 | 0.24814 | 0.18069 | 0.035377 | 0.099435 | 0.23013 | 0.25356 | 0.41041 | 0.49921 | 0.53189 | 0.49638 | 0.47906 | 0.46929 | 0.49212 | 0.37263 | 0.46399 | 0.61194 | 0.70985 | 1 | 1 | 1
2 | 3 | 9 | 0.03301 | 0.81269 | 0.37254 | 0.045675 | 0 | 0.043615 | 0 | 0 | 0.090043 | 0.02387 | 0.20732 | 0.23123 | 0.042613 | 0.30344 | 0.38343 | 0.36288 | 0.74829 | 0.13596 | 0.79071 | 0.18099 | 0.093693 | 0.81281 | 0.77017 | 0.39053 | 0.58118 | 0.71996 | 0.57004 | 0.58335 | 0.45883 | 0.50743 | 0.5784 | 0.63106 | 0.75873 | 0.80177 | 0.80563 | 0.77811 | 0.75503 | 0.74826 | 0.77143 | 0.57436 | 0.72925 | 0.85004 | 0.89149 | 1 | 1 | 1
2 | 3 | 10 | 0.009089 | 0.64888 | 0.30815 | 0.015436 | 0 | 0.019049 | 0 | 0 | 0.062732 | 0.0013506 | 0.17341 | 0.22597 | 0.017716 | 0.29726 | 0.33551 | 0.31415 | 0.6804 | 0.089246 | 0.7498 | 0.14499 | 0.075348 | 0.64831 | 0.58406 | 0.62134 | 0.77865 | 0.85324 | 0.76372 | 0.75112 | 0.7016 | 0.70466 | 0.7733 | 0.81848 | 0.93604 | 0.95736 | 0.95487 | 0.92555 | 0.92663 | 0.87368 | 0.9176 | 0.67084 | 0.83369 | 0.97885 | 0.95207 | 1 | 1 | 1
2 | 3 | 11 | 0.00047215 | 0.60049 | 0.32292 | 0.011422 | 0 | 0 | 0 | 0 | 0.043233 | 0 | 0.15119 | 0.24086 | 0.00094915 | 0.31278 | 0.299 | 0.27717 | 0.63187 | 0.059345 | 0.71742 | 0.1126 | 0.068846 | 0.60025 | 0.52324 | 0.77179 | 0.89456 | 0.90687 | 0.87741 | 0.82577 | 0.82287 | 0.82526 | 0.86807 | 0.93737 | 1 | 1 | 1 | 1 | 1 | 0.92958 | 1 | 0.69444 | 0.92769 | 1 | 0.99048 | 1 | 1 | 1
2 | 3 | 12 | 0 | 0.58382 | 0.29718 | 0.008634 | 0 | 0 | 0 | 0 | 0.035807 | 0 | 0.13926 | 0.24591 | 0 | 0.31745 | 0.29186 | 0.26996 | 0.61777 | 0.060144 | 0.68389 | 0.078616 | 0.05815 | 0.58345 | 0.50568 | 0.84052 | 0.93518 | 0.92664 | 0.91726 | 0.7636 | 0.86291 | 0.87852 | 0.91582 | 0.97706 | 1 | 1 | 1 | 1 | 1 | 0.93118 | 1 | 0.68391 | 0.95452 | 1 | 1 | 1 | 1 | 1
2 | 3 | 13 | 0 | 0.63473 | 0.23811 | 0.0080117 | 0 | 0 | 0 | 0 | 0.039564 | 0 | 0.13342 | 0.2432 | 0 | 0.31458 | 0.25764 | 0.23548 | 0.62831 | 0.06232 | 0.64871 | 0.059922 | 0.047355 | 0.63469 | 0.56074 | 0.85149 | 0.93606 | 0.90239 | 0.91811 | 0.63659 | 0.8566 | 0.90026 | 0.91963 | 1 | 1 | 1 | 1 | 1 | 1 | 0.95518 | 1 | 0.66967 | 0.92628 | 1 | 1 | 1 | 1 | 1
2 | 3 | 14 | 0 | 0.68106 | 0.1489 | 0.008588 | 0 | 0 | 0 | 0 | 0.036524 | 0 | 0.11949 | 0.23969 | 0 | 0.31147 | 0.19667 | 0.17455 | 0.63517 | 0.055336 | 0.59643 | 0.054267 | 0.035586 | 0.68122 | 0.61266 | 0.81497 | 0.90585 | 0.90417 | 0.88849 | 0.63859 | 0.80582 | 0.85497 | 0.87023 | 0.98106 | 1 | 1 | 1 | 1 | 1 | 0.96542 | 1 | 0.72579 | 0.91386 | 1 | 1 | 1 | 1 | 1
2 | 3 | 15 | 0 | 0.67873 | 0.089051 | 0.0089424 | 0 | 0 | 0 | 0 | 0.032327 | 0 | 0.098098 | 0.22953 | 0 | 0.30204 | 0.16937 | 0.14754 | 0.65321 | 0.066421 | 0.56442 | 0.050971 | 0.027499 | 0.67835 | 0.61668 | 0.69689 | 0.80013 | 0.77955 | 0.7848 | 0.49962 | 0.66003 | 0.71669 | 0.80518 | 0.90691 | 0.97085 | 0.95705 | 0.95048 | 0.94539 | 0.94597 | 0.87738 | 0.93728 | 0.53118 | 0.82945 | 0.93853 | 0.91471 | 1 | 1 | 1
2 | 3 | 16 | 0 | 0.7507 | 0.078192 | 0.012047 | 0 | 0 | 0 | 0 | 0.04152 | 0 | 0.071605 | 0.20675 | 0.00023475 | 0.27945 | 0.1657 | 0.14393 | 0.66589 | 0.12924 | 0.53474 | 0.047816 | 0.03872 | 0.75067 | 0.69766 | 0.50959 | 0.62834 | 0.664 | 0.6163 | 0.32322 | 0.37398 | 0.55899 | 0.66888 | 0.77645 | 0.85121 | 0.81541 | 0.81275 | 0.79881 | 0.78442 | 0.72191 | 0.79195 | 0.5162 | 0.74336 | 0.75369 | 0.69983 | 1 | 1 | 1
2 | 3 | 17 | 0.00087903 | 0.82021 | 0.058368 | 0.017379 | 0 | 0.024062 | 0.0024415 | 0 | 0.048485 | 0.00033118 | 0.053436 | 0.19031 | 0.00513 | 0.26245 | 0.19058 | 0.16851 | 0.72593 | 0.19701 | 0.55764 | 0.081723 | 0.062047 | 0.82062 | 0.77546 | 0.16628 | 0.23952 | 0.22556 | 0.23492 | 0.23355 | 0.15352 | 0.30112 | 0.2966 | 0.45309 | 0.3974 | 0.34584 | 0.16289 | 0.3731 | 0.089509 | 0.21041 | 0.36989 | 0.21798 | 0.33379 | 0.3697 | 0.15434 | 1 | 1 | 1
2 | 3 | 18 | 0.014137 | 0.79333 | 0.044043 | 0.025976 | 0 | 0.054299 | 0.038943 | 0 | 0.069438 | 0.0056981 | 0.047583 | 0.20524 | 0.023216 | 0.27879 | 0.22257 | 0.20035 | 0.77236 | 0.21762 | 0.57906 | 0.1086 | 0.071293 | 0.79349 | 0.74631 | 0.0019918 | 0.0094621 | 0.0078307 | 0.0092807 | 0.013081 | 0.0043344 | 0.015063 | 0.013716 | 0.059361 | 0.020435 | 0.0095155 | 0.0019017 | 0.0047361 | 0.001283 | 0.0028028 | 0.0046955 | 0.024116 | 0.015528 | 0.00032685 | 0 | 1 | 1 | 1
2 | 3 | 19 | 0.015399 | 0.72868 | 0.053539 | 0.033912 | 0 | 0.04789 | 0.086235 | 0 | 0.070593 | 0.0064038 | 0.061612 | 0.20788 | 0.024708 | 0.28075 | 0.25642 | 0.23425 | 0.77638 | 0.20316 | 0.58264 | 0.11206 | 0.08601 | 0.72896 | 0.66741 | 0 | 0 | 5.7801e-06 | 0 | 0 | 0 | 0 | 0 | 0 | 0 | 0 | 0 | 0 | 0 | 0 | 0 | 0 | 3.0915e-05 | 0 | 0 | 1 | 1 | 1
2 | 3 | 20 | 0.016314 | 0.58684 | 0.065374 | 0.043959 | 0 | 0.03594 | 0.12857 | 0 | 0.071816 | 0.0073306 | 0.073267 | 0.2106 | 0.025666 | 0.2826 | 0.27981 | 0.2578 | 0.80972 | 0.20643 | 0.61032 | 0.09319 | 0.095485 | 0.58621 | 0.51241 | 0 | 0 | 0 | 0 | 0 | 0 | 0 | 0 | 0 | 0 | 0 | 0 | 0 | 0 | 0 | 0 | 0 | 0 | 0 | 0 | 1 | 1 | 1
2 | 3 | 21 | 0.011353 | 0.57182 | 0.078754 | 0.062243 | 0 | 0.050284 | 0.13282 | 0 | 0.066085 | 0.0024981 | 0.072525 | 0.23177 | 0.020584 | 0.30374 | 0.27776 | 0.25573 | 0.80875 | 0.18947 | 0.6678 | 0.068011 | 0.083655 | 0.57147 | 0.49148 | 0 | 0 | 0 | 0 | 0 | 0 | 0 | 0 | 0 | 0 | 0 | 0 | 0 | 0 | 0 | 0 | 0 | 0 | 0 | 0 | 1 | 1 | 1
2 | 3 | 22 | 0.0073276 | 0.61469 | 0.093273 | 0.088298 | 0 | 0.097233 | 0.11657 | 0 | 0.061543 | 0.00012841 | 0.062093 | 0.25231 | 0.016223 | 0.32334 | 0.25837 | 0.23621 | 0.80177 | 0.16614 | 0.72211 | 0.064342 | 0.081358 | 0.61459 | 0.538 | 0 | 0 | 0 | 0 | 0 | 0 | 0 | 0 | 0 | 0 | 0 | 0 | 0 | 0 | 0 | 0 | 0 | 0 | 0 | 0 | 1 | 1 | 1
2 | 3 | 23 | 0.00044279 | 0.66229 | 0.11881 | 0.11449 | 0 | 0.096578 | 0.092311 | 0 | 0.047659 | 0 | 0.062266 | 0.26948 | 0.0044967 | 0.34006 | 0.25142 | 0.22924 | 0.82395 | 0.11441 | 0.77962 | 0.071527 | 0.10957 | 0.66222 | 0.59349 | 0 | 0 | 0 | 0 | 0 | 0 | 0 | 0 | 0 | 0 | 0 | 0 | 0 | 0 | 0 | 0 | 0 | 0 | 0 | 0 | 1 | 1 | 1
2 | 3 | 24 | 0 | 0.71514 | 0.15409 | 0.13963 | 0 | 0.086191 | 0.062367 | 0 | 0.033437 | 0 | 0.067555 | 0.27361 | 0.00022141 | 0.34314 | 0.26465 | 0.24252 | 0.80921 | 0.076811 | 0.84607 | 0.067189 | 0.1626 | 0.71521 | 0.65411 | 0 | 0 | 0 | 0 | 0 | 0 | 0 | 0 | 0 | 0 | 0 | 0 | 0 | 0 | 0 | 0 | 0 | 0 | 0 | 0 | 1 | 1 | 1
2 | 4 | 1 | 0 | 0.74297 | 0.19018 | 0.17068 | 0 | 0.09267 | 0.03587 | 0 | 0.02888 | 0 | 0.094411 | 0.28395 | 0 | 0.35328 | 0.26673 | 0.24461 | 0.79761 | 0.053933 | 0.89518 | 0.068279 | 0.1872 | 0.74303 | 0.6873 | 0 | 0 | 0 | 0 | 0 | 0 | 0 | 0 | 0 | 0 | 0 | 0 | 0 | 0 | 0 | 0 | 0 | 0 | 0 | 0 | 1 | 1 | 1
2 | 4 | 2 | 0 | 0.74857 | 0.23051 | 0.18502 | 0 | 0.083688 | 0.01393 | 0 | 0.02119 | 0 | 0.12776 | 0.29183 | 0 | 0.36104 | 0.26876 | 0.24666 | 0.75987 | 0.034009 | 0.92085 | 0.094731 | 0.19118 | 0.74853 | 0.69527 | 0 | 0 | 0 | 0 | 0 | 0 | 0 | 0 | 0 | 0 | 0 | 0 | 0 | 0 | 0 | 0 | 0 | 0 | 0 | 0 | 1 | 1 | 1
2 | 4 | 3 | 0 | 0.7547 | 0.26331 | 0.19025 | 0 | 0.075486 | 0.00085158 | 0.0011031 | 0.011713 | 0 | 0.18886 | 0.28871 | 0 | 0.35785 | 0.24917 | 0.22697 | 0.73378 | 0.015875 | 0.93272 | 0.15441 | 0.161 | 0.75471 | 0.70192 | 0 | 0 | 0 | 0 | 0 | 0 | 0 | 0 | 0 | 0 | 0 | 0 | 0 | 0 | 0 | 0 | 0 | 0 | 0 | 0 | 1 | 1 | 1
2 | 4 | 4 | 0 | 0.74961 | 0.2604 | 0.18048 | 0 | 0.084343 | 0 | 0.013707 | 0.0095225 | 0 | 0.27168 | 0.28014 | 0 | 0.34989 | 0.22013 | 0.19791 | 0.72606 | 0.0054601 | 0.93247 | 0.22099 | 0.093362 | 0.74966 | 0.69535 | 0 | 0 | 0 | 0 | 0 | 0 | 0 | 0 | 0 | 0 | 0 | 0 | 0 | 0 | 0 | 0 | 0 | 0 | 0 | 0 | 1 | 1 | 1
2 | 4 | 5 | 0 | 0.7246 | 0.2459 | 0.18151 | 0 | 0.088695 | 0 | 0.049533 | 0.021052 | 0 | 0.3531 | 0.26552 | 0 | 0.33484 | 0.18394 | 0.16193 | 0.70004 | 0.0040754 | 0.92312 | 0.27364 | 0.040929 | 0.72461 | 0.66598 | 0 | 0 | 0 | 0 | 0 | 0 | 0 | 0 | 0 | 0 | 0 | 0 | 0 | 0 | 0 | 0 | 0 | 0 | 0 | 0 | 1 | 1 | 1
2 | 4 | 6 | 0 | 0.68691 | 0.2375 | 0.1917 | 0 | 0.086635 | 0 | 0.092441 | 0.041092 | 0 | 0.40026 | 0.27267 | 0.00027932 | 0.34341 | 0.14329 | 0.12197 | 0.66587 | 0.0049712 | 0.89158 | 0.33076 | 0.03536 | 0.68695 | 0.62097 | 0 | 0 | 4.1181e-05 | 0 | 0 | 0 | 0 | 0 | 0 | 0 | 0 | 0 | 0 | 0 | 0 | 0 | 0 | 0 | 0 | 0.00024716 | 1 | 1 | 1
2 | 4 | 7 | 0 | 0.6289 | 0.23352 | 0.20062 | 0 | 0.084184 | 0 | 0.11655 | 0.048147 | 0 | 0.42312 | 0.26159 | 0.0045109 | 0.33078 | 0.12229 | 0.10157 | 0.63928 | 0.0056688 | 0.85659 | 0.37335 | 0.039564 | 0.62892 | 0.55305 | 5.7233e-06 | 0.0050515 | 0.095975 | 0.0049546 | 0 | 0 | 0 | 0.00019666 | 1.6788e-05 | 0.0019695 | 0.0076894 | 0.020777 | 0.018236 | 0.019981 | 0.016453 | 0.018079 | 0.023226 | 0.01171 | 0.19485 | 0.32152 | 1 | 1 | 1
2 | 4 | 8 | 0 | 0.55132 | 0.22844 | 0.19667 | 0 | 0.059008 | 0 | 0.088951 | 0.035204 | 0 | 0.41567 | 0.28039 | 0.00027932 | 0.35016 | 0.10541 | 0.085353 | 0.58764 | 0.0067024 | 0.84669 | 0.35719 | 0.034049 | 0.55117 | 0.46554 | 0.095751 | 0.24468 | 0.50397 | 0.23999 | 0.15203 | 0.010803 | 0.044836 | 0.2266 | 0.22061 | 0.41599 | 0.49606 | 0.52956 | 0.49716 | 0.48858 | 0.46633 | 0.49289 | 0.40405 | 0.48486 | 0.60812 | 0.76468 | 1 | 1 | 1
2 | 4 | 9 | 0 | 0.49252 | 0.21305 | 0.1661 | 0 | 0.032839 | 0 | 0.061873 | 0.030502 | 0 | 0.39226 | 0.2925 | 0 | 0.36144 | 0.094119 | 0.074616 | 0.50056 | 0.0074014 | 0.83315 | 0.30176 | 0.024376 | 0.49237 | 0.39869 | 0.37859 | 0.55801 | 0.76317 | 0.54731 | 0.58428 | 0.33864 | 0.38812 | 0.56712 | 0.58252 | 0.76699 | 0.79158 | 0.79629 | 0.7727 | 0.74747 | 0.75747 | 0.76606 | 0.62188 | 0.75261 | 0.83247 | 0.94255 | 1 | 1 | 1
2 | 4 | 10 | 0 | 0.45021 | 0.2007 | 0.13375 | 0 | 0.01843 | 0 | 0.028753 | 0.019 | 0 | 0.34625 | 0.29735 | 0 | 0.36692 | 0.082059 | 0.063267 | 0.39104 | 0.0075589 | 0.81664 | 0.21597 | 0.014495 | 0.45015 | 0.35039 | 0.60719 | 0.75868 | 0.87907 | 0.74413 | 0.76539 | 0.59607 | 0.61681 | 0.74513 | 0.76581 | 0.93656 | 0.95055 | 0.94112 | 0.92087 | 0.9347 | 0.90479 | 0.91296 | 0.68505 | 0.8437 | 0.96521 | 1 | 1 | 1 | 1
2 | 4 | 11 | 0 | 0.4047 | 0.2008 | 0.10482 | 0 | 0 | 0 | 0.019617 | 0.016216 | 0 | 0.32029 | 0.27327 | 0 | 0.34345 | 0.075821 | 0.057455 | 0.30709 | 0.01149 | 0.80774 | 0.16985 | 0.0040782 | 0.40464 | 0.30037 | 0.7621 | 0.88276 | 0.94867 | 0.86584 | 0.9063 | 0.7456 | 0.74774 | 0.84022 | 0.88122 | 1 | 1 | 1 | 1 | 1 | 0.96491 | 1 | 0.80184 | 0.91008 | 1 | 1 | 1 | 1 | 1
2 | 4 | 12 | 0.00012402 | 0.35423 | 0.19965 | 0.10248 | 0 | 0 | 0 | 0.017752 | 0.033586 | 0 | 0.27857 | 0.23982 | 0.0006146 | 0.31075 | 0.076657 | 0.05823 | 0.24951 | 0.018456 | 0.82711 | 0.14929 | 9.1008e-05 | 0.35407 | 0.24737 | 0.8349 | 0.93096 | 0.94102 | 0.91311 | 0.92146 | 0.82224 | 0.78367 | 0.8671 | 0.92276 | 1 | 1 | 1 | 1 | 1 | 0.99748 | 1 | 0.78149 | 0.91689 | 1 | 1 | 1 | 1 | 1
2 | 4 | 13 | 0.0030456 | 0.32012 | 0.19455 | 0.10423 | 0 | 0 | 0 | 0.015549 | 0.055643 | 0.00060758 | 0.22677 | 0.22163 | 0.01155 | 0.29335 | 0.07601 | 0.05763 | 0.2298 | 0.031808 | 0.84375 | 0.12922 | 0 | 0.31991 | 0.21222 | 0.85986 | 0.94677 | 0.94099 | 0.92862 | 0.9386 | 0.80134 | 0.85069 | 0.89067 | 0.94627 | 1 | 1 | 1 | 1 | 1 | 0.98371 | 1 | 0.78961 | 0.92027 | 1 | 1 | 1 | 1 | 1
2 | 4 | 14 | 0.020353 | 0.31229 | 0.18304 | 0.10523 | 0 | 0 | 0 | 0.017766 | 0.075911 | 0.011639 | 0.20169 | 0.21956 | 0.029723 | 0.2919 | 0.080584 | 0.061888 | 0.20911 | 0.046797 | 0.87335 | 0.12686 | 0 | 0.31204 | 0.20457 | 0.82084 | 0.91199 | 0.94955 | 0.8945 | 0.936 | 0.79235 | 0.79887 | 0.82451 | 0.91684 | 1 | 1 | 1 | 1 | 0.97974 | 0.98284 | 1 | 0.81232 | 0.94241 | 0.99372 | 1 | 1 | 1 | 1
2 | 4 | 15 | 0.041963 | 0.33814 | 0.18482 | 0.10197 | 0 | 0 | 0 | 0.02216 | 0.099465 | 0.032672 | 0.19079 | 0.21952 | 0.05165 | 0.29244 | 0.086365 | 0.067304 | 0.20387 | 0.055406 | 0.87071 | 0.13231 | 0 | 0.33778 | 0.23271 | 0.7196 | 0.82577 | 0.90132 | 0.80994 | 0.8454 | 0.72358 | 0.71967 | 0.7751 | 0.8328 | 0.98096 | 0.95077 | 0.92231 | 0.93671 | 0.92723 | 0.9071 | 0.92867 | 0.78017 | 0.89632 | 0.92781 | 0.93883 | 1 | 1 | 1
2 | 4 | 16 | 0.054791 | 0.42199 | 0.21102 | 0.10715 | 0 | 0 | 0 | 0.012966 | 0.11313 | 0.045423 | 0.17601 | 0.20825 | 0.064614 | 0.28052 | 0.10574 | 0.085675 | 0.24866 | 0.06136 | 0.85238 | 0.14277 | 0 | 0.42158 | 0.32347 | 0.52753 | 0.65087 | 0.73229 | 0.63839 | 0.63476 | 0.5591 | 0.60228 | 0.6301 | 0.61465 | 0.78259 | 0.82938 | 0.79906 | 0.79387 | 0.76832 | 0.73128 | 0.78706 | 0.70013 | 0.78683 | 0.7575 | 0.65795 | 1 | 1 | 1
2 | 4 | 17 | 0.052387 | 0.57978 | 0.27457 | 0.13481 | 0 | 0 | 0 | 0.016967 | 0.11003 | 0.042955 | 0.21006 | 0.21061 | 0.062112 | 0.28329 | 0.12536 | 0.10454 | 0.27185 | 0.071264 | 0.83481 | 0.21511 | 0.00015584 | 0.57995 | 0.49435 | 0.19846 | 0.28527 | 0.26512 | 0.2798 | 0.39891 | 0.35309 | 0.32279 | 0.34588 | 0.29585 | 0.52271 | 0.40525 | 0.15789 | 0.12541 | 0.27157 | 0.40148 | 0.12433 | 0.32323 | 0.37866 | 0.36513 | 0.1571 | 1 | 1 | 1
2 | 4 | 18 | 0.058651 | 0.68292 | 0.31928 | 0.14502 | 0 | 0 | 0 | 0.029246 | 0.11466 | 0.048952 | 0.30087 | 0.21489 | 0.06815 | 0.28809 | 0.13342 | 0.11235 | 0.23275 | 0.09243 | 0.83105 | 0.30776 | 0.006879 | 0.68292 | 0.61685 | 0.0026482 | 0.012987 | 0.0077307 | 0.012738 | 0.026678 | 0.019082 | 0.02455 | 0.019502 | 0.035228 | 0.038719 | 0.016057 | 0.0020665 | 0.0014111 | 0.0064709 | 0.012457 | 0.001399 | 0.032249 | 0.0055335 | 0.00036708 | 0 | 1 | 1 | 1
2 | 4 | 19 | 0.12682 | 0.77796 | 0.34258 | 0.13516 | 0 | 0 | 0 | 0.068273 | 0.18797 | 0.11759 | 0.38102 | 0.20554 | 0.13707 | 0.27792 | 0.14251 | 0.1212 | 0.1811 | 0.11321 | 0.85697 | 0.35722 | 0.020222 | 0.77815 | 0.72753 | 0 | 0 | 0 | 0 | 0 | 0 | 0 | 0 | 0 | 0 | 0 | 0 | 0 | 0 | 0 | 0 | 0 | 0 | 0 | 0 | 1 | 1 | 1
2 | 4 | 20 | 0.11569 | 0.82493 | 0.32653 | 0.13314 | 0 | 0 | 0.00015731 | 0.13026 | 0.17462 | 0.1061 | 0.46798 | 0.21114 | 0.12563 | 0.28263 | 0.16747 | 0.14567 | 0.14996 | 0.10415 | 0.88178 | 0.3662 | 0.028577 | 0.82512 | 0.78388 | 0 | 0 | 0 | 0 | 0 | 0 | 0 | 0 | 0 | 0 | 0 | 0 | 0 | 0 | 0 | 0 | 0 | 0 | 0 | 0 | 1 | 1 | 1
2 | 4 | 21 | 0.098346 | 0.82432 | 0.29223 | 0.13895 | 0 | 0 | 0.0024103 | 0.13677 | 0.15728 | 0.088769 | 0.48684 | 0.25013 | 0.10828 | 0.31994 | 0.19139 | 0.16931 | 0.14277 | 0.0926 | 0.88031 | 0.37867 | 0.034065 | 0.82449 | 0.78359 | 0 | 0 | 0 | 0 | 0 | 0 | 0 | 0 | 0 | 0 | 0 | 0 | 0 | 0 | 0 | 0 | 0 | 0 | 0 | 0 | 1 | 1 | 1
2 | 4 | 22 | 0.081027 | 0.78338 | 0.2632 | 0.14151 | 0 | 0 | 0.003663 | 0.12133 | 0.13872 | 0.071344 | 0.55513 | 0.31834 | 0.090783 | 0.38745 | 0.19659 | 0.17447 | 0.13943 | 0.079071 | 0.86705 | 0.38831 | 0.044007 | 0.78351 | 0.73484 | 0 | 0 | 0 | 0 | 0 | 0 | 0 | 0 | 0 | 0 | 0 | 0 | 0 | 0 | 0 | 0 | 0 | 0 | 0 | 0 | 1 | 1 | 1
2 | 4 | 23 | 0.095836 | 0.71263 | 0.21797 | 0.14668 | 0 | 0 | 0.00025599 | 0.10026 | 0.15519 | 0.086323 | 0.5712 | 0.33807 | 0.10583 | 0.4043 | 0.20556 | 0.18338 | 0.15998 | 0.055508 | 0.85521 | 0.41384 | 0.067791 | 0.71319 | 0.64482 | 0 | 0 | 0 | 0 | 0 | 0 | 0 | 0 | 0 | 0 | 0 | 0 | 0 | 0 | 0 | 0 | 0 | 0 | 0 | 0 | 1 | 1 | 1
2 | 4 | 24 | 0.094134 | 0.5067 | 0.18758 | 0.15587 | 0 | 0 | 0 | 0.099897 | 0.15344 | 0.08462 | 0.58734 | 0.34547 | 0.10412 | 0.41025 | 0.2251 | 0.20287 | 0.19667 | 0.041944 | 0.8576 | 0.39981 | 0.091109 | 0.50678 | 0.41213 | 0 | 0 | 0 | 0 | 0 | 0 | 0 | 0 | 0 | 0 | 0 | 0 | 0 | 0 | 0 | 0 | 0 | 0 | 0 | 0 | 1 | 1 | 1
2 | 5 | 1 | 0.077281 | 0.26525 | 0.17681 | 0.17434 | 0 | 0 | 0 | 0.12054 | 0.13476 | 0.067592 | 0.60802 | 0.36547 | 0.087005 | 0.42982 | 0.23579 | 0.21356 | 0.25845 | 0.045219 | 0.86701 | 0.3814 | 0.11663 | 0.26449 | 0.16304 | 0 | 0 | 0 | 0 | 0 | 0 | 0 | 0 | 0 | 0 | 0 | 0 | 0 | 0 | 0 | 0 | 0 | 0 | 0 | 0 | 1 | 1 | 1
2 | 5 | 2 | 0.095236 | 0.17529 | 0.17514 | 0.19318 | 0 | 0 | 0 | 0.1357 | 0.15505 | 0.085791 | 0.64554 | 0.3732 | 0.10529 | 0.43777 | 0.24308 | 0.22086 | 0.29476 | 0.046525 | 0.88144 | 0.39962 | 0.15053 | 0.17491 | 0.074948 | 0 | 0 | 0 | 0 | 0 | 0 | 0 | 0 | 0 | 0 | 0 | 0 | 0 | 0 | 0 | 0 | 0 | 0 | 0 | 0 | 1 | 1 | 1
2 | 5 | 3 | 0.083779 | 0.1457 | 0.17158 | 0.19985 | 0 | 0 | 0 | 0.13704 | 0.14155 | 0.074092 | 0.61209 | 0.35104 | 0.093547 | 0.41476 | 0.24071 | 0.21849 | 0.29108 | 0.04283 | 0.89241 | 0.37688 | 0.15892 | 0.14539 | 0.049775 | 0 | 0 | 0 | 0 | 0 | 0 | 0 | 0 | 0 | 0 | 0 | 0 | 0 | 0 | 0 | 0 | 0 | 0 | 0 | 0 | 1 | 1 | 1
2 | 5 | 4 | 0.10358 | 0.16594 | 0.17187 | 0.20349 | 0 | 0 | 0 | 0.15069 | 0.16203 | 0.093931 | 0.55773 | 0.35764 | 0.11345 | 0.42232 | 0.22418 | 0.20195 | 0.31285 | 0.05709 | 0.8826 | 0.37426 | 0.17115 | 0.16587 | 0.064042 | 0 | 0 | 0 | 0 | 0 | 0 | 0 | 0 | 0 | 0 | 0 | 0 | 0 | 0 | 0 | 0 | 0 | 0 | 0 | 0 | 1 | 1 | 1
2 | 5 | 5 | 0.13733 | 0.18192 | 0.17609 | 0.21046 | 0 | 0 | 0 | 0.14212 | 0.19764 | 0.12798 | 0.52048 | 0.36058 | 0.14746 | 0.4251 | 0.20328 | 0.18111 | 0.32946 | 0.089001 | 0.86634 | 0.39069 | 0.17392 | 0.18191 | 0.077154 | 0 | 0 | 0 | 0 | 0 | 0 | 0 | 0 | 0 | 0 | 0 | 0 | 0 | 0 | 0 | 0 | 0 | 0 | 0 | 0 | 1 | 1 | 1
2 | 5 | 6 | 0.11471 | 0.18433 | 0.18094 | 0.20983 | 0 | 0 | 0 | 0.12024 | 0.17424 | 0.10521 | 0.5338 | 0.35654 | 0.12473 | 0.42124 | 0.18867 | 0.16661 | 0.35652 | 0.1158 | 0.8508 | 0.39876 | 0.15035 | 0.18433 | 0.078987 | 0 | 0 | 7.4398e-05 | 0 | 0 | 0 | 0 | 0 | 0 | 0 | 0 | 0 | 0 | 0 | 0 | 0 | 0 | 0 | 0 | 0.00044668 | 1 | 1 | 1
2 | 5 | 7 | 0.067442 | 0.16737 | 0.1862 | 0.21437 | 0 | 0 | 0 | 0.10849 | 0.12492 | 0.057838 | 0.58279 | 0.34866 | 0.077155 | 0.41351 | 0.1747 | 0.1528 | 0.3686 | 0.10627 | 0.84394 | 0.41335 | 0.1336 | 0.16735 | 0.064754 | 6.1407e-06 | 0.0049261 | 0.10996 | 0.0048317 | 0 | 0 | 0 | 8.1978e-05 | 1.3784e-05 | 0.00090919 | 0.0064413 | 0.020368 | 0.017791 | 0.020495 | 0.017106 | 0.017638 | 0.030399 | 0.01289 | 0.22377 | 0.36406 | 1 | 1 | 1
2 | 5 | 8 | 0.049861 | 0.13691 | 0.19191 | 0.22724 | 0 | 0 | 0 | 0.10382 | 0.10639 | 0.040319 | 0.54955 | 0.34681 | 0.059429 | 0.41215 | 0.1737 | 0.15181 | 0.35632 | 0.059771 | 0.85649 | 0.37044 | 0.11564 | 0.13697 | 0.039994 | 0.079229 | 0.19968 | 0.48984 | 0.19585 | 0.046606 | 0.015083 | 0.015334 | 0.09668 | 0.16886 | 0.27479 | 0.41737 | 0.49584 | 0.45033 | 0.4613 | 0.45215 | 0.44647 | 0.44608 | 0.45029 | 0.60478 | 0.75434 | 1 | 1 | 1
2 | 5 | 9 | 0.070629 | 0.074731 | 0.18091 | 0.21186 | 0 | 0 | 0 | 0.066491 | 0.13 | 0.061249 | 0.42922 | 0.34182 | 0.080611 | 0.40794 | 0.1741 | 0.15221 | 0.34748 | 0.027332 | 0.86903 | 0.3223 | 0.098701 | 0.074545 | 0.0027413 | 0.31 | 0.4493 | 0.74226 | 0.44069 | 0.22432 | 0.25049 | 0.23774 | 0.35054 | 0.45894 | 0.53868 | 0.6736 | 0.77109 | 0.74652 | 0.73962 | 0.69957 | 0.74011 | 0.67392 | 0.69302 | 0.8276 | 0.93212 | 1 | 1 | 1
2 | 5 | 10 | 0.059673 | 0.041558 | 0.15965 | 0.13895 | 0 | 0 | 0 | 0.045334 | 0.11831 | 0.050299 | 0.311 | 0.32166 | 0.069541 | 0.38939 | 0.15631 | 0.1347 | 0.31399 | 0.015008 | 0.87445 | 0.29233 | 0.096294 | 0.041418 | 3.3763e-05 | 0.52099 | 0.6471 | 0.86811 | 0.63469 | 0.36504 | 0.46316 | 0.46666 | 0.5665 | 0.67585 | 0.79225 | 0.83021 | 0.93782 | 0.88475 | 0.88092 | 0.8739 | 0.87715 | 0.79668 | 0.81548 | 0.95109 | 1 | 1 | 1 | 1
2 | 5 | 11 | 0.029481 | 0.029662 | 0.15265 | 0.10993 | 0 | 0 | 0 | 0.056643 | 0.084725 | 0.020139 | 0.24209 | 0.28066 | 0.038836 | 0.3499 | 0.12707 | 0.1062 | 0.25722 | 0.019558 | 0.86032 | 0.26879 | 0.078342 | 0.029621 | 0 | 0.65751 | 0.76009 | 0.95254 | 0.74552 | 0.42172 | 0.60731 | 0.62408 | 0.67487 | 0.76176 | 0.94712 | 0.97112 | 1 | 0.97929 | 0.87029 | 0.95 | 0.97089 | 0.85113 | 0.89447 | 0.98609 | 1 | 1 | 1 | 1
2 | 5 | 12 | 0.037376 | 0.019142 | 0.15987 | 0.10341 | 0 | 0 | 0 | 0.068792 | 0.094379 | 0.028095 | 0.14965 | 0.24552 | 0.046988 | 0.3152 | 0.10242 | 0.082502 | 0.19244 | 0.0063315 | 0.84732 | 0.25272 | 0.068742 | 0.019082 | 0 | 0.71301 | 0.79503 | 0.97282 | 0.77979 | 0.44419 | 0.57486 | 0.63914 | 0.68262 | 0.70809 | 0.99321 | 1 | 1 | 1 | 0.94966 | 1 | 1 | 0.86942 | 0.9301 | 1 | 1 | 1 | 1 | 1
2 | 5 | 13 | 0.047118 | 0.017055 | 0.15986 | 0.10012 | 0 | 0 | 0 | 0.086284 | 0.10499 | 0.037791 | 0.074406 | 0.24813 | 0.056867 | 0.32031 | 0.10046 | 0.080631 | 0.15159 | 0.007487 | 0.85114 | 0.22502 | 0.074264 | 0.017007 | 0 | 0.74499 | 0.82106 | 0.98041 | 0.80532 | 0.48859 | 0.66986 | 0.65429 | 0.70539 | 0.74731 | 1 | 1 | 0.97257 | 1 | 0.94551 | 1 | 1 | 0.84846 | 0.91716 | 1 | 1 | 1 | 1 | 1
2 | 5 | 14 | 0.045589 | 0.021296 | 0.1625 | 0.09959 | 0 | 0 | 0 | 0.10045 | 0.10316 | 0.036244 | 0.050703 | 0.22686 | 0.055294 | 0.29931 | 0.10407 | 0.084077 | 0.15016 | 0.0080553 | 0.84721 | 0.17923 | 0.085554 | 0.021275 | 0 | 0.68219 | 0.7583 | 0.89989 | 0.74376 | 0.41469 | 0.56745 | 0.59773 | 0.68138 | 0.71671 | 0.98601 | 0.99319 | 0.82685 | 0.97714 | 0.90735 | 0.9716 | 0.96875 | 0.83849 | 0.88375 | 0.97845 | 0.99295 | 1 | 1 | 1
2 | 5 | 15 | 0.039578 | 0.024646 | 0.17063 | 0.087143 | 0 | 0.0099317 | 0 | 0.083848 | 0.096874 | 0.030296 | 0.036728 | 0.19614 | 0.049234 | 0.26909 | 0.10224 | 0.082332 | 0.15577 | 0.0046706 | 0.83443 | 0.148 | 0.061791 | 0.024591 | 0 | 0.53114 | 0.6097 | 0.79885 | 0.59801 | 0.32207 | 0.39378 | 0.3179 | 0.53933 | 0.55683 | 0.8942 | 0.84664 | 0.69629 | 0.8566 | 0.77689 | 0.86178 | 0.84925 | 0.82348 | 0.77883 | 0.90264 | 0.89933 | 1 | 1 | 1
2 | 5 | 16 | 0.027553 | 0.034183 | 0.17718 | 0.080506 | 0 | 0 | 0.0003449 | 0.045 | 0.084068 | 0.018455 | 0.016583 | 0.1745 | 0.037074 | 0.24704 | 0.10532 | 0.085266 | 0.21872 | 0.0035187 | 0.8236 | 0.12212 | 0.051449 | 0.03412 | 0 | 0.37632 | 0.46349 | 0.6698 | 0.45461 | 0.27677 | 0.25169 | 0.27221 | 0.41956 | 0.2342 | 0.76191 | 0.68892 | 0.58479 | 0.66302 | 0.6642 | 0.7245 | 0.65733 | 0.67671 | 0.65585 | 0.75831 | 0.69368 | 1 | 1 | 1
2 | 5 | 17 | 0.0088265 | 0.049477 | 0.18011 | 0.090926 | 0 | 0 | 0.0056182 | 0.01195 | 0.062603 | 0.0010383 | 0.00090011 | 0.18303 | 0.017472 | 0.2583 | 0.10835 | 0.088164 | 0.27123 | 0.0011584 | 0.82819 | 0.1515 | 0.059161 | 0.049357 | 7.5488e-05 | 0.13786 | 0.19963 | 0.27934 | 0.1958 | 0.1637 | 0.09332 | 0.11537 | 0.22472 | 0.12806 | 0.49014 | 0.35919 | 0.15114 | 0.18126 | 0.2678 | 0.36784 | 0.1797 | 0.31344 | 0.33406 | 0.37737 | 0.16872 | 1 | 1 | 1
2 | 5 | 18 | 0.00047704 | 0.07992 | 0.18486 | 0.08554 | 0 | 0 | 0.014548 | 0.011566 | 0.042102 | 0 | 0 | 0.15545 | 0.00095385 | 0.22903 | 0.10397 | 0.083975 | 0.30417 | 1.7638e-05 | 0.84654 | 0.20044 | 0.062684 | 0.079685 | 0.0055182 | 0.0012425 | 0.006363 | 0.0080944 | 0.0062411 | 0.0070574 | 0.0051506 | 0.0014351 | 0.011418 | 0.005476 | 0.036864 | 0.012709 | 0.0017813 | 0.0035924 | 0.0057266 | 0.0095216 | 0.0035616 | 0.032405 | 0.0049258 | 0.00058506 | 0 | 1 | 1 | 1
2 | 5 | 19 | 0 | 0.14795 | 0.18589 | 0.077318 | 0.060583 | 0 | 0.030962 | 0.019903 | 0.01017 | 0 | 0 | 0.1412 | 0 | 0.21561 | 0.093819 | 0.074331 | 0.31116 | 0 | 0.85224 | 0.25319 | 0.077444 | 0.14776 | 0.050836 | 0 | 0 | 6.0802e-09 | 0 | 0 | 0 | 0 | 0 | 0 | 0 | 0 | 0 | 0 | 0 | 0 | 0 | 0 | 2.7813e-08 | 0 | 0 | 1 | 1 | 1
2 | 5 | 20 | 0 | 0.24151 | 0.17452 | 0.11155 | 0.29349 | 0 | 0.054679 | 0.015917 | 0.00031624 | 0 | 0 | 0.12591 | 0 | 0.20128 | 0.090529 | 0.071222 | 0.29523 | 0 | 0.85562 | 0.22045 | 0.079528 | 0.24141 | 0.13264 | 0 | 0 | 0 | 0 | 0 | 0 | 0 | 0 | 0 | 0 | 0 | 0 | 0 | 0 | 0 | 0 | 0 | 0 | 0 | 0 | 1 | 1 | 1
2 | 5 | 21 | 0 | 0.33681 | 0.13233 | 0.14169 | 0.37422 | 0.040497 | 0.096564 | 0.0017208 | 0 | 0 | 0 | 0.088585 | 0 | 0.16213 | 0.094458 | 0.074936 | 0.31322 | 1.1855e-05 | 0.86092 | 0.17689 | 0.071502 | 0.33666 | 0.2289 | 0 | 0 | 0 | 0 | 0 | 0 | 0 | 0 | 0 | 0 | 0 | 0 | 0 | 0 | 0 | 0 | 0 | 0 | 0 | 0 | 1 | 1 | 1
2 | 5 | 22 | 0 | 0.44533 | 0.11412 | 0.15237 | 0.39196 | 0.19762 | 0.13465 | 0 | 0 | 0 | 0 | 0.056528 | 0 | 0.12776 | 0.098975 | 0.079222 | 0.35476 | 0.00085657 | 0.86678 | 0.10719 | 0.069939 | 0.44535 | 0.34393 | 0 | 0 | 0 | 0 | 0 | 0 | 0 | 0 | 0 | 0 | 0 | 0 | 0 | 0 | 0 | 0 | 0 | 0 | 0 | 0 | 1 | 1 | 1
2 | 5 | 23 | 0 | 0.52939 | 0.10495 | 0.16472 | 0.37645 | 0.32775 | 0.17087 | 0 | 0 | 0 | 0 | 0.045068 | 0 | 0.11544 | 0.10852 | 0.088325 | 0.35981 | 0.0076455 | 0.86942 | 0.042753 | 0.069988 | 0.52927 | 0.44016 | 0 | 0 | 0 | 0 | 0 | 0 | 0 | 0 | 0 | 0 | 0 | 0 | 0 | 0 | 0 | 0 | 0 | 0 | 0 | 0 | 1 | 1 | 1
2 | 5 | 24 | 0 | 0.62566 | 0.059875 | 0.1884 | 0.35559 | 0.32295 | 0.17403 | 0 | 9.1554e-05 | 0 | 0 | 0.05262 | 0 | 0.12349 | 0.12179 | 0.1011 | 0.35286 | 0.029195 | 0.86409 | 0.032676 | 0.076963 | 0.62553 | 0.55139 | 0 | 0 | 0 | 0 | 0 | 0 | 0 | 0 | 0 | 0 | 0 | 0 | 0 | 0 | 0 | 0 | 0 | 0 | 0 | 0 | 1 | 1 | 1
2 | 6 | 1 | 0 | 0.73861 | 0.068945 | 0.22951 | 0.31147 | 0.29461 | 0.14237 | 0 | 0.0033511 | 0 | 0 | 0.081969 | 0 | 0.15517 | 0.16582 | 0.14406 | 0.34888 | 0.050447 | 0.85066 | 0.038091 | 0.071176 | 0.73852 | 0.68399 | 0 | 0 | 0 | 0 | 0 | 0 | 0 | 0 | 0 | 0 | 0 | 0 | 0 | 0 | 0 | 0 | 0 | 0 | 0 | 0 | 1 | 1 | 1
2 | 6 | 2 | 0.00010972 | 0.86161 | 0.077516 | 0.26216 | 0.27555 | 0.23273 | 0.11259 | 0 | 0.024684 | 0 | 0 | 0.1182 | 0.00060083 | 0.19391 | 0.18867 | 0.16661 | 0.38929 | 0.081652 | 0.83697 | 0.044874 | 0.058506 | 0.86182 | 0.82821 | 0 | 0 | 0 | 0 | 0 | 0 | 0 | 0 | 0 | 0 | 0 | 0 | 0 | 0 | 0 | 0 | 0 | 0 | 0 | 0 | 1 | 1 | 1
2 | 6 | 3 | 0.0039984 | 0.93521 | 0.088386 | 0.2322 | 0.27241 | 0.14206 | 0.097076 | 0 | 0.055799 | 0.0016923 | 0 | 0.12029 | 0.012439 | 0.19716 | 0.18619 | 0.16415 | 0.44077 | 0.13494 | 0.82742 | 0.041006 | 0.052067 | 0.9354 | 0.91787 | 0 | 0 | 0 | 0 | 0 | 0 | 0 | 0 | 0 | 0 | 0 | 0 | 0 | 0 | 0 | 0 | 0 | 0 | 0 | 0 | 1 | 1 | 1
2 | 6 | 4 | 0.037261 | 0.96432 | 0.079675 | 0.22536 | 0.23813 | 0.16002 | 0.092648 | 0 | 0.095458 | 0.028533 | 0 | 0.065345 | 0.047028 | 0.1357 | 0.16753 | 0.14573 | 0.47987 | 0.17696 | 0.82113 | 0.03314 | 0.024137 | 0.96442 | 0.95489 | 0 | 0 | 0 | 0 | 0 | 0 | 0 | 0 | 0 | 0 | 0 | 0 | 0 | 0 | 0 | 0 | 0 | 0 | 0 | 0 | 1 | 1 | 1
2 | 6 | 5 | 0.031916 | 0.97252 | 0.028448 | 0.21846 | 0.17062 | 0.22297 | 0.073592 | 0 | 0.088167 | 0.022643 | 0 | 0.059718 | 0.041415 | 0.13117 | 0.15141 | 0.1299 | 0.51074 | 0.20526 | 0.81362 | 0.017636 | 0.014879 | 0.97253 | 0.96605 | 0 | 0 | 0 | 0 | 0 | 0 | 0 | 0 | 0 | 0 | 0 | 0 | 0 | 0 | 0 | 0 | 0 | 0 | 0 | 0 | 1 | 1 | 1
2 | 6 | 6 | 0.038615 | 0.97774 | 0.0020863 | 0.20384 | 0.082864 | 0.30051 | 0.058097 | 0 | 0.094828 | 0.029216 | 0 | 0.076198 | 0.048119 | 0.15008 | 0.1568 | 0.13518 | 0.58469 | 0.22663 | 0.80013 | 0.010163 | 0.010872 | 0.97774 | 0.97256 | 0 | 0 | 4.484e-05 | 0 | 0 | 0 | 0 | 0 | 0 | 0 | 0 | 0 | 0 | 0 | 0 | 0 | 0 | 0 | 0 | 0.00026905 | 1 | 1 | 1
2 | 6 | 7 | 0.073581 | 0.98164 | 0 | 0.19823 | 0.019714 | 0.50099 | 0.065492 | 0 | 0.13239 | 0.06411 | 0 | 0.080895 | 0.083485 | 0.15443 | 0.15053 | 0.12904 | 0.64272 | 0.23807 | 0.7721 | 0.0088018 | 0.011626 | 0.98168 | 0.97689 | 5.7051e-06 | 0.0017863 | 0.076863 | 0.0017521 | 0 | 0 | 0 | 0.00045704 | 3.1313e-05 | 0.0027367 | 0.0077463 | 0.0061821 | 0.003969 | 0.0057816 | 0.0032729 | 0.0039349 | 0.017208 | 0.0065656 | 0.13804 | 0.27983 | 1 | 1 | 1
2 | 6 | 8 | 0.095056 | 0.97604 | 0 | 0.18283 | 0.0016649 | 0.56102 | 0.074218 | 0 | 0.15544 | 0.085696 | 0 | 0.083133 | 0.10519 | 0.15756 | 0.14908 | 0.12762 | 0.62787 | 0.23981 | 0.74067 | 0.0078898 | 0.010667 | 0.97604 | 0.97057 | 0.052771 | 0.15473 | 0.38577 | 0.15176 | 0.12742 | 0.06173 | 0.04578 | 0.22825 | 0.14688 | 0.39862 | 0.42628 | 0.24814 | 0.19734 | 0.20812 | 0.20188 | 0.19565 | 0.27617 | 0.33396 | 0.49886 | 0.74318 | 1 | 1 | 1
2 | 6 | 9 | 0.061087 | 0.97054 | 0 | 0.15299 | 0 | 0.28259 | 0.066375 | 0 | 0.11917 | 0.051632 | 0 | 0.064782 | 0.070877 | 0.13878 | 0.1641 | 0.14235 | 0.49169 | 0.19796 | 0.70566 | 0.0062548 | 0.0027037 | 0.97054 | 0.96376 | 0.30407 | 0.44844 | 0.56533 | 0.43984 | 0.42742 | 0.47689 | 0.20126 | 0.51153 | 0.51935 | 0.74306 | 0.76698 | 0.62323 | 0.5388 | 0.45187 | 0.43687 | 0.53417 | 0.42103 | 0.59213 | 0.72916 | 0.92135 | 1 | 1 | 1
2 | 6 | 10 | 0.026088 | 0.96343 | 0 | 0.1313 | 0 | 0.063315 | 0.050045 | 0 | 0.081153 | 0.016803 | 0 | 0.017043 | 0.03541 | 0.082371 | 0.15858 | 0.13692 | 0.38101 | 0.19348 | 0.66318 | 0.0079907 | 5.9647e-05 | 0.9634 | 0.95536 | 0.51342 | 0.64164 | 0.71555 | 0.62934 | 0.63234 | 0.50955 | 0.58672 | 0.62838 | 0.75989 | 0.89461 | 0.93491 | 0.668 | 0.74224 | 0.68786 | 0.63451 | 0.73587 | 0.64915 | 0.71672 | 0.86671 | 1 | 1 | 1 | 1
2 | 6 | 11 | 0.028535 | 0.9606 | 0 | 0.13719 | 0 | 0.052793 | 0.041721 | 0 | 0.084355 | 0.019284 | 0 | 0.00082791 | 0.037966 | 0.04271 | 0.17573 | 0.15383 | 0.35301 | 0.2287 | 0.68518 | 0.01276 | 0 | 0.96065 | 0.95093 | 0.67904 | 0.78671 | 0.79208 | 0.77163 | 0.70498 | 0.73785 | 0.642 | 0.72178 | 0.85474 | 1 | 1 | 0.86385 | 0.90281 | 0.87765 | 0.8023 | 0.89506 | 0.72566 | 0.79734 | 0.93368 | 1 | 1 | 1 | 1
2 | 6 | 12 | 0.051893 | 0.94521 | 0 | 0.16809 | 0 | 0.03469 | 0.038298 | 0 | 0.10963 | 0.042489 | 0 | 0 | 0.061627 | 0.018862 | 0.23839 | 0.21617 | 0.38817 | 0.27798 | 0.66117 | 0.020456 | 0 | 0.94522 | 0.93262 | 0.74388 | 0.83047 | 0.8584 | 0.81455 | 0.78215 | 0.81742 | 0.57239 | 0.75141 | 0.81474 | 1 | 1 | 0.86217 | 0.98738 | 0.89504 | 0.88939 | 0.9789 | 0.86158 | 0.83081 | 0.94497 | 1 | 1 | 1 | 1
2 | 6 | 13 | 0.076692 | 0.92619 | 0 | 0.19715 | 0 | 0.029036 | 0.037196 | 0 | 0.13541 | 0.06718 | 0 | 0 | 0.086588 | 0.0074091 | 0.24864 | 0.22644 | 0.38364 | 0.34143 | 0.60748 | 0.037665 | 1.5899e-05 | 0.92615 | 0.90999 | 0.76214 | 0.84004 | 0.86351 | 0.82393 | 0.73918 | 0.80931 | 0.56089 | 0.72521 | 0.83211 | 0.99968 | 1 | 1 | 0.96308 | 0.94414 | 0.89526 | 0.95481 | 0.86541 | 0.84119 | 0.9588 | 1 | 1 | 1 | 1
2 | 6 | 14 | 0.095251 | 0.91326 | 0 | 0.19667 | 0 | 0.021614 | 0.033254 | 0 | 0.15439 | 0.085709 | 0 | 0 | 0.10521 | 0.015382 | 0.24729 | 0.22508 | 0.33335 | 0.38701 | 0.556 | 0.050901 | 0.00067948 | 0.91321 | 0.89434 | 0.70668 | 0.78542 | 0.90507 | 0.77037 | 0.80938 | 0.73819 | 0.48917 | 0.6364 | 0.78325 | 0.93529 | 1 | 0.95067 | 0.84071 | 0.84297 | 0.88767 | 0.83349 | 0.92708 | 0.73303 | 0.90553 | 0.96823 | 1 | 1 | 1
2 | 6 | 15 | 0.10418 | 0.90681 | 0 | 0.18161 | 0 | 0.013027 | 0.027833 | 0.0025735 | 0.16273 | 0.094543 | 0 | 0 | 0.11407 | 0.022896 | 0.23723 | 0.21501 | 0.26562 | 0.42415 | 0.51179 | 0.073582 | 0.001202 | 0.9066 | 0.88846 | 0.5604 | 0.64347 | 0.80356 | 0.63113 | 0.65274 | 0.6094 | 0.40238 | 0.56847 | 0.59922 | 0.56144 | 0.8745 | 0.83205 | 0.74252 | 0.75215 | 0.82428 | 0.73614 | 0.8444 | 0.61698 | 0.76459 | 0.83455 | 1 | 1 | 1
2 | 6 | 16 | 0.12157 | 0.9422 | 0 | 0.16068 | 0 | 0.019096 | 0.021871 | 0.027092 | 0.18194 | 0.1122 | 0 | 0 | 0.13171 | 0.030165 | 0.1954 | 0.1733 | 0.23744 | 0.48597 | 0.40921 | 0.084239 | 0.0059216 | 0.94223 | 0.92859 | 0.41404 | 0.51022 | 0.68064 | 0.50044 | 0.56187 | 0.43263 | 0.33542 | 0.46025 | 0.494 | 0.60942 | 0.67239 | 0.69365 | 0.60138 | 0.59963 | 0.6076 | 0.59622 | 0.72689 | 0.54461 | 0.61384 | 0.63797 | 1 | 1 | 1
2 | 6 | 17 | 0.088777 | 0.96712 | 0 | 0.15499 | 0 | 0.028136 | 0.020962 | 0.067133 | 0.14673 | 0.079096 | 0 | 0 | 0.098572 | 0.033801 | 0.1591 | 0.13744 | 0.2461 | 0.54313 | 0.34155 | 0.11516 | 0.033376 | 0.96721 | 0.95843 | 0.17733 | 0.25553 | 0.28047 | 0.25063 | 0.37341 | 0.23801 | 0.25634 | 0.25255 | 0.31111 | 0.15428 | 0.3926 | 0.42042 | 0.29969 | 0.2136 | 0.29359 | 0.29711 | 0.35654 | 0.29837 | 0.27282 | 0.16197 | 1 | 1 | 1
2 | 6 | 18 | 0.083629 | 0.97158 | 0 | 0.22458 | 0 | 0.034216 | 0.030122 | 0.11644 | 0.14116 | 0.073913 | 0 | 0 | 0.093362 | 0.027236 | 0.17105 | 0.14919 | 0.23696 | 0.55545 | 0.31538 | 0.10864 | 0.084626 | 0.9716 | 0.96488 | 0.0021711 | 0.010402 | 0.011498 | 0.010203 | 0.03196 | 0.012825 | 0.011927 | 0.012996 | 0.02917 | 0.0061413 | 0.021275 | 0.008592 | 0.0080214 | 0.0062657 | 0.011226 | 0.0079525 | 0.045218 | 0.0057257 | 0.0003366 | 0 | 1 | 1 | 1
2 | 6 | 19 | 0.1194 | 0.9726 | 0 | 0.21499 | 0 | 0.034084 | 0.038862 | 0.087307 | 0.17891 | 0.1099 | 0.0024339 | 0.0043955 | 0.12942 | 0.059156 | 0.1651 | 0.14333 | 0.2153 | 0.57787 | 0.31641 | 0.090687 | 0.095051 | 0.97259 | 0.96632 | 0 | 0 | 5.5694e-07 | 0 | 0 | 0 | 0 | 0 | 0 | 0 | 0 | 0 | 0 | 0 | 0 | 0 | 2.8803e-06 | 2.7813e-08 | 0 | 0 | 1 | 1 | 1
2 | 6 | 20 | 0.13667 | 0.97292 | 0 | 0.20604 | 0 | 0.04152 | 0.04767 | 0.056422 | 0.19518 | 0.12707 | 0.042435 | 0.078561 | 0.14654 | 0.15261 | 0.16216 | 0.14044 | 0.20075 | 0.60309 | 0.32128 | 0.080868 | 0.12568 | 0.97292 | 0.96675 | 0 | 0 | 0 | 0 | 0 | 0 | 0 | 0 | 0 | 0 | 0 | 0 | 0 | 0 | 0 | 0 | 0 | 0 | 0 | 0 | 1 | 1 | 1
2 | 6 | 21 | 0.16019 | 0.97303 | 0 | 0.22251 | 0 | 0.086818 | 0.058347 | 0.051957 | 0.21935 | 0.15079 | 0.055494 | 0.13578 | 0.17015 | 0.21136 | 0.16316 | 0.14142 | 0.1912 | 0.632 | 0.32127 | 0.085114 | 0.18103 | 0.97303 | 0.96685 | 0 | 0 | 0 | 0 | 0 | 0 | 0 | 0 | 0 | 0 | 0 | 0 | 0 | 0 | 0 | 0 | 0 | 0 | 0 | 0 | 1 | 1 | 1
2 | 6 | 22 | 0.15688 | 0.9724 | 0 | 0.18713 | 0 | 0.10647 | 0.060888 | 0.056799 | 0.21547 | 0.14738 | 0.04628 | 0.16362 | 0.16676 | 0.23786 | 0.15437 | 0.1328 | 0.1719 | 0.62518 | 0.33414 | 0.094496 | 0.17771 | 0.9724 | 0.96597 | 0 | 0 | 0 | 0 | 0 | 0 | 0 | 0 | 0 | 0 | 0 | 0 | 0 | 0 | 0 | 0 | 0 | 0 | 0 | 0 | 1 | 1 | 1
2 | 6 | 23 | 0.14793 | 0.96926 | 0 | 0.14409 | 0 | 0.10945 | 0.050954 | 0.058695 | 0.20649 | 0.13837 | 0.045163 | 0.18765 | 0.1578 | 0.26026 | 0.15398 | 0.13241 | 0.17758 | 0.62426 | 0.36294 | 0.10989 | 0.15972 | 0.96926 | 0.96215 | 0 | 0 | 0 | 0 | 0 | 0 | 0 | 0 | 0 | 0 | 0 | 0 | 0 | 0 | 0 | 0 | 0 | 0 | 0 | 0 | 1 | 1 | 1
2 | 6 | 24 | 0.13974 | 0.96402 | 0 | 0.19001 | 0 | 0.11213 | 0.034271 | 0.057412 | 0.19889 | 0.13024 | 0.054885 | 0.2321 | 0.14971 | 0.30507 | 0.16974 | 0.14791 | 0.17096 | 0.62287 | 0.37962 | 0.11771 | 0.17942 | 0.964 | 0.95596 | 0 | 0 | 0 | 0 | 0 | 0 | 0 | 0 | 0 | 0 | 0 | 0 | 0 | 0 | 0 | 0 | 0 | 0 | 0 | 0 | 1 | 1 | 1
2 | 7 | 1 | 0.11611 | 0.96074 | 0 | 0.20487 | 0 | 0.18238 | 0.018758 | 0.065739 | 0.17532 | 0.10657 | 0.069247 | 0.24999 | 0.12609 | 0.32176 | 0.21181 | 0.18961 | 0.14924 | 0.64094 | 0.40496 | 0.1233 | 0.23029 | 0.96077 | 0.95146 | 0 | 0 | 0 | 0 | 0 | 0 | 0 | 0 | 0 | 0 | 0 | 0 | 0 | 0 | 0 | 0 | 0 | 0 | 0 | 0 | 1 | 1 | 1
2 | 7 | 2 | 0.083555 | 0.95101 | 0 | 0.22391 | 0 | 0.089407 | 0.0039891 | 0.069252 | 0.14103 | 0.073832 | 0.086903 | 0.24533 | 0.093281 | 0.31864 | 0.22233 | 0.2001 | 0.093847 | 0.62524 | 0.45077 | 0.1332 | 0.24737 | 0.95103 | 0.93959 | 0 | 0 | 0 | 0 | 0 | 0 | 0 | 0 | 0 | 0 | 0 | 0 | 0 | 0 | 0 | 0 | 0 | 0 | 0 | 0 | 1 | 1 | 1
2 | 7 | 3 | 0.094691 | 0.93535 | 0 | 0.25687 | 0 | 0.045293 | 0.00020396 | 0.064733 | 0.15261 | 0.084987 | 0.11637 | 0.18936 | 0.10448 | 0.26262 | 0.2254 | 0.20317 | 0.047196 | 0.58776 | 0.50411 | 0.15762 | 0.23757 | 0.93531 | 0.92111 | 0 | 0 | 0 | 0 | 0 | 0 | 0 | 0 | 0 | 0 | 0 | 0 | 0 | 0 | 0 | 0 | 0 | 0 | 0 | 0 | 1 | 1 | 1
2 | 7 | 4 | 0.13865 | 0.92454 | 0 | 0.27715 | 0 | 0.023311 | 0 | 0.051157 | 0.19817 | 0.1292 | 0.14288 | 0.13677 | 0.14866 | 0.2101 | 0.2254 | 0.20317 | 0.022052 | 0.55787 | 0.5823 | 0.19194 | 0.21778 | 0.92444 | 0.90874 | 0 | 0 | 0 | 0 | 0 | 0 | 0 | 0 | 0 | 0 | 0 | 0 | 0 | 0 | 0 | 0 | 0 | 0 | 0 | 0 | 1 | 1 | 1
2 | 7 | 5 | 0.15266 | 0.93265 | 0 | 0.28484 | 0 | 0.0090538 | 0 | 0.058399 | 0.21276 | 0.14336 | 0.14009 | 0.10985 | 0.16276 | 0.18413 | 0.22291 | 0.20068 | 0.013595 | 0.56333 | 0.6377 | 0.21343 | 0.18482 | 0.93263 | 0.91753 | 0 | 0 | 0 | 0 | 0 | 0 | 0 | 0 | 0 | 0 | 0 | 0 | 0 | 0 | 0 | 0 | 0 | 0 | 0 | 0 | 1 | 1 | 1
2 | 7 | 6 | 0.10958 | 0.941 | 0.00041271 | 0.27846 | 0 | 0 | 0 | 0.064178 | 0.16786 | 0.099901 | 0.10871 | 0.086026 | 0.11942 | 0.15884 | 0.24298 | 0.22076 | 0.014921 | 0.52951 | 0.63293 | 0.22671 | 0.17053 | 0.94106 | 0.9268 | 0 | 0 | 8.872e-05 | 0 | 0 | 0 | 0 | 0 | 0 | 0 | 0 | 0 | 0 | 0 | 0 | 0 | 0 | 0 | 0 | 0.00053272 | 1 | 1 | 1
2 | 7 | 7 | 0.086372 | 0.93482 | 0.0053877 | 0.31659 | 0 | 0 | 0 | 0.071549 | 0.14437 | 0.076704 | 0.072256 | 0.080876 | 0.096173 | 0.15551 | 0.25417 | 0.23199 | 0.013777 | 0.49626 | 0.59545 | 0.24164 | 0.15478 | 0.93492 | 0.91867 | 6.4879e-06 | 0.002623 | 0.084236 | 0.0025727 | 0 | 0 | 0 | 2.3956e-05 | 2.2776e-05 | 0.00050461 | 0.0024798 | 0.017557 | 0.0087612 | 0.0072156 | 0.0073894 | 0.0086859 | 0.017303 | 0.0027766 | 0.16735 | 0.29742 | 1 | 1 | 1
2 | 7 | 8 | 0.088803 | 0.905 | 0.014331 | 0.33606 | 0 | 0 | 0 | 0.054172 | 0.14839 | 0.079347 | 0.059298 | 0.050608 | 0.098828 | 0.12276 | 0.28859 | 0.26665 | 0.016671 | 0.4571 | 0.55496 | 0.25047 | 0.12379 | 0.90514 | 0.8817 | 0.042014 | 0.10543 | 0.32379 | 0.10341 | 0.010643 | 0.0027272 | 0.0020753 | 0.054716 | 0.066406 | 0.07554 | 0.16717 | 0.35364 | 0.28613 | 0.24033 | 0.26332 | 0.28368 | 0.27513 | 0.15478 | 0.51167 | 0.75575 | 1 | 1 | 1
2 | 7 | 9 | 0.065011 | 0.83832 | 0.028166 | 0.34207 | 0 | 0.01502 | 0 | 0.025986 | 0.12296 | 0.055484 | 0.03452 | 0.0086616 | 0.07479 | 0.071867 | 0.29539 | 0.27351 | 0.013539 | 0.37025 | 0.53989 | 0.23777 | 0.053651 | 0.83806 | 0.80609 | 0.17799 | 0.25382 | 0.48437 | 0.24895 | 0.061187 | 0.067477 | 0.056278 | 0.11219 | 0.16799 | 0.1412 | 0.23292 | 0.65844 | 0.46488 | 0.60965 | 0.63048 | 0.46088 | 0.52144 | 0.30887 | 0.69561 | 0.90609 | 1 | 1 | 1
2 | 7 | 10 | 0.053874 | 0.82518 | 0.014628 | 0.30507 | 0 | 0.029984 | 0 | 0.019345 | 0.10998 | 0.044232 | 0.025245 | 0.0003611 | 0.063386 | 0.025329 | 0.28462 | 0.26264 | 0.010904 | 0.31671 | 0.56102 | 0.2185 | 0.029952 | 0.82504 | 0.78857 | 0.31017 | 0.38122 | 0.59357 | 0.37392 | 0.071573 | 0.078266 | 0.12962 | 0.26018 | 0.31297 | 0.45878 | 0.36804 | 0.67026 | 0.55471 | 0.80114 | 0.857 | 0.54995 | 0.57723 | 0.49223 | 0.82527 | 0.99774 | 1 | 1 | 1
2 | 7 | 11 | 0.10342 | 0.83573 | 0.0047139 | 0.29748 | 0 | 0.01552 | 0 | 0.067976 | 0.16163 | 0.093761 | 0.027786 | 0 | 0.11325 | 0.020894 | 0.2769 | 0.25486 | 0.015666 | 0.30567 | 0.57143 | 0.22337 | 0.03177 | 0.83579 | 0.79868 | 0.40179 | 0.46161 | 0.72761 | 0.45276 | 0.022919 | 0.11543 | 0.089739 | 0.26563 | 0.25169 | 0.73183 | 0.74266 | 0.6313 | 0.68417 | 0.94507 | 0.90043 | 0.6783 | 0.63769 | 0.61488 | 0.91093 | 1 | 1 | 1 | 1
2 | 7 | 12 | 0.18062 | 0.82403 | 0.00034448 | 0.34654 | 0 | 0.023007 | 0 | 0.12661 | 0.23778 | 0.1711 | 0.031557 | 0 | 0.19026 | 0.037798 | 0.30385 | 0.28207 | 0.025091 | 0.35911 | 0.53166 | 0.272 | 0.040802 | 0.82386 | 0.78765 | 0.43373 | 0.48251 | 0.76771 | 0.47326 | 0.047126 | 0.21563 | 0.12139 | 0.27216 | 0.22194 | 0.54423 | 0.81995 | 0.76233 | 0.72474 | 0.91664 | 0.87877 | 0.71851 | 0.64264 | 0.68943 | 0.92235 | 1 | 1 | 1 | 1
2 | 7 | 13 | 0.28182 | 0.84583 | 0 | 0.37099 | 0 | 0.0085457 | 0 | 0.17309 | 0.33711 | 0.2732 | 0.035797 | 0.00055375 | 0.29112 | 0.062143 | 0.31782 | 0.29621 | 0.03838 | 0.53719 | 0.4821 | 0.34869 | 0.053281 | 0.84582 | 0.81187 | 0.41377 | 0.4558 | 0.77416 | 0.44706 | 0.042811 | 0.22375 | 0.18029 | 0.19978 | 0.17293 | 0.15367 | 0.67056 | 0.89399 | 0.78253 | 0.94572 | 0.9137 | 0.77581 | 0.63019 | 0.65627 | 0.95386 | 1 | 1 | 1 | 1
2 | 7 | 14 | 0.33417 | 0.86435 | 0 | 0.40635 | 0.0080495 | 0.01413 | 0 | 0.20211 | 0.38793 | 0.32614 | 0.054093 | 0.0098031 | 0.34319 | 0.075959 | 0.30864 | 0.28691 | 0.046327 | 0.66574 | 0.41024 | 0.47246 | 0.066694 | 0.86445 | 0.83281 | 0.33784 | 0.37569 | 0.66468 | 0.36849 | 0.027776 | 0.16953 | 0.16251 | 0.13627 | 0.11654 | 0.19222 | 0.56048 | 0.51528 | 0.85165 | 0.75307 | 0.81639 | 0.84433 | 0.70804 | 0.54636 | 0.8886 | 0.97562 | 1 | 1 | 1
2 | 7 | 15 | 0.2993 | 0.85411 | 0 | 0.44822 | 0.047665 | 0.044784 | 0 | 0.23736 | 0.3515 | 0.29046 | 0.11429 | 0.016085 | 0.30812 | 0.082929 | 0.27623 | 0.25419 | 0.056655 | 0.67618 | 0.2938 | 0.50408 | 0.080755 | 0.854 | 0.82315 | 0.29242 | 0.33656 | 0.58715 | 0.33011 | 0.026821 | 0.11472 | 0.073332 | 0.085719 | 0.061979 | 0.3671 | 0.37896 | 0.76331 | 0.64959 | 0.64974 | 0.74518 | 0.64401 | 0.75418 | 0.4283 | 0.73218 | 0.89504 | 1 | 1 | 1
2 | 7 | 16 | 0.30645 | 0.86362 | 0 | 0.50728 | 0.13318 | 0.042443 | 0 | 0.27763 | 0.35638 | 0.29739 | 0.20521 | 0.030341 | 0.31493 | 0.099319 | 0.24305 | 0.22083 | 0.054332 | 0.61466 | 0.21921 | 0.50774 | 0.080776 | 0.86362 | 0.83318 | 0.22651 | 0.27979 | 0.42909 | 0.27443 | 0.038894 | 0.11675 | 0.059045 | 0.12277 | 0.10322 | 0.42681 | 0.32814 | 0.62841 | 0.44833 | 0.57738 | 0.50462 | 0.44448 | 0.55882 | 0.27215 | 0.58312 | 0.69127 | 1 | 1 | 1
2 | 7 | 17 | 0.42233 | 0.86753 | 0 | 0.56671 | 0.33575 | 0.035283 | 0 | 0.2957 | 0.47027 | 0.41508 | 0.26399 | 0.055687 | 0.43038 | 0.12719 | 0.23626 | 0.21403 | 0.062439 | 0.63474 | 0.16135 | 0.46395 | 0.11464 | 0.86772 | 0.83554 | 0.12451 | 0.18135 | 0.21649 | 0.17788 | 0.073231 | 0.2032 | 0.11256 | 0.099738 | 0.052664 | 0.37521 | 0.28787 | 0.48253 | 0.10728 | 0.24079 | 0.26855 | 0.10636 | 0.30073 | 0.1602 | 0.23282 | 0.20143 | 1 | 1 | 1
2 | 7 | 18 | 0.48447 | 0.82377 | 0 | 0.65505 | 0.5056 | 0.019059 | 0 | 0.34886 | 0.52438 | 0.47729 | 0.3437 | 0.089357 | 0.49124 | 0.16594 | 0.25613 | 0.23397 | 0.062843 | 0.65194 | 0.10904 | 0.48891 | 0.18181 | 0.82366 | 0.78644 | 0.0011213 | 0.005669 | 0.0091348 | 0.0055603 | 0.0028137 | 0.0070916 | 0.005919 | 0.0033089 | 0.0015858 | 0.028283 | 0.011206 | 0.011548 | 0.0018457 | 0.006571 | 0.0093746 | 0.0018298 | 0.041454 | 0.0018427 | 0.00049652 | 0 | 1 | 1 | 1
2 | 7 | 19 | 0.61469 | 0.7993 | 0 | 0.69176 | 0.55063 | 0.13957 | 0 | 0.38668 | 0.65126 | 0.61001 | 0.4572 | 0.063303 | 0.62078 | 0.13367 | 0.27998 | 0.25797 | 0.068889 | 0.63911 | 0.091695 | 0.52436 | 0.26381 | 0.79933 | 0.75529 | 0 | 0 | 2.8406e-06 | 0 | 0 | 0 | 0 | 0 | 0 | 0 | 0 | 0 | 0 | 0 | 0 | 0 | 1.4821e-05 | 2.7813e-08 | 0 | 0 | 1 | 1 | 1
2 | 7 | 20 | 0.59656 | 0.76402 | 0 | 0.65297 | 0.48893 | 0.11083 | 0 | 0.40107 | 0.6304 | 0.59101 | 0.4868 | 0.087238 | 0.60227 | 0.15738 | 0.31453 | 0.29288 | 0.11295 | 0.60424 | 0.071924 | 0.46773 | 0.33333 | 0.76426 | 0.71013 | 0 | 0 | 0 | 0 | 0 | 0 | 0 | 0 | 0 | 0 | 0 | 0 | 0 | 0 | 0 | 0 | 0 | 0 | 0 | 0 | 1 | 1 | 1
2 | 7 | 21 | 0.56964 | 0.6664 | 0 | 0.63028 | 0.32065 | 0.10854 | 0 | 0.41451 | 0.60714 | 0.56401 | 0.51413 | 0.19525 | 0.57593 | 0.2679 | 0.36119 | 0.34023 | 0.19246 | 0.55751 | 0.057001 | 0.37274 | 0.38874 | 0.66639 | 0.59759 | 0 | 0 | 0 | 0 | 0 | 0 | 0 | 0 | 0 | 0 | 0 | 0 | 0 | 0 | 0 | 0 | 0 | 0 | 0 | 0 | 1 | 1 | 1
2 | 7 | 22 | 0.47629 | 0.56159 | 0 | 0.6539 | 0.12463 | 0.08519 | 0 | 0.40368 | 0.52235 | 0.4699 | 0.57856 | 0.31151 | 0.48398 | 0.38555 | 0.37144 | 0.35066 | 0.37153 | 0.5438 | 0.051489 | 0.31049 | 0.40512 | 0.56143 | 0.47748 | 0 | 0 | 0 | 0 | 0 | 0 | 0 | 0 | 0 | 0 | 0 | 0 | 0 | 0 | 0 | 0 | 0 | 0 | 0 | 0 | 1 | 1 | 1
2 | 7 | 23 | 0.25546 | 0.47928 | 9.3973e-05 | 0.65703 | 0.017981 | 0.16921 | 0 | 0.29788 | 0.30659 | 0.24589 | 0.61263 | 0.26764 | 0.26416 | 0.33615 | 0.38376 | 0.36322 | 0.51445 | 0.58451 | 0.057665 | 0.25754 | 0.37695 | 0.4793 | 0.38173 | 0 | 0 | 0 | 0 | 0 | 0 | 0 | 0 | 0 | 0 | 0 | 0 | 0 | 0 | 0 | 0 | 0 | 0 | 0 | 0 | 1 | 1 | 1
2 | 7 | 24 | 0.18209 | 0.37275 | 0.00097648 | 0.62473 | 0 | 0.29295 | 0 | 0.15801 | 0.23728 | 0.17228 | 0.5852 | 0.25318 | 0.19146 | 0.32477 | 0.38414 | 0.3636 | 0.60128 | 0.60676 | 0.058837 | 0.24478 | 0.3571 | 0.37256 | 0.26752 | 0 | 0 | 0 | 0 | 0 | 0 | 0 | 0 | 0 | 0 | 0 | 0 | 0 | 0 | 0 | 0 | 0 | 0 | 0 | 0 | 1 | 1 | 1
2 | 8 | 1 | 0.22151 | 0.28713 | 9.3973e-05 | 0.5403 | 0 | 0.29128 | 0 | 0.081759 | 0.27614 | 0.21201 | 0.49959 | 0.22596 | 0.23077 | 0.29678 | 0.34198 | 0.32071 | 0.67706 | 0.57806 | 0.059967 | 0.25546 | 0.36006 | 0.28642 | 0.18396 | 0 | 0 | 0 | 0 | 0 | 0 | 0 | 0 | 0 | 0 | 0 | 0 | 0 | 0 | 0 | 0 | 0 | 0 | 0 | 0 | 1 | 1 | 1
2 | 8 | 2 | 0.32989 | 0.33581 | 0 | 0.44042 | 0 | 0.2386 | 0 | 0.055592 | 0.38583 | 0.32213 | 0.38819 | 0.23178 | 0.33923 | 0.30285 | 0.34584 | 0.32462 | 0.64524 | 0.5765 | 0.069373 | 0.27524 | 0.37645 | 0.33529 | 0.23222 | 0 | 0 | 0 | 0 | 0 | 0 | 0 | 0 | 0 | 0 | 0 | 0 | 0 | 0 | 0 | 0 | 0 | 0 | 0 | 0 | 1 | 1 | 1
2 | 8 | 3 | 0.28083 | 0.48255 | 0 | 0.35084 | 0 | 0.12369 | 0 | 0.047837 | 0.3354 | 0.27208 | 0.24444 | 0.25729 | 0.29002 | 0.32984 | 0.35486 | 0.33379 | 0.59857 | 0.62541 | 0.067099 | 0.28112 | 0.35248 | 0.48296 | 0.38078 | 0 | 0 | 0 | 0 | 0 | 0 | 0 | 0 | 0 | 0 | 0 | 0 | 0 | 0 | 0 | 0 | 0 | 0 | 0 | 0 | 1 | 1 | 1
2 | 8 | 4 | 0.20137 | 0.51893 | 0.0024883 | 0.30984 | 0 | 0.060175 | 0 | 0.026514 | 0.26016 | 0.19231 | 0.17179 | 0.24 | 0.21123 | 0.31005 | 0.33724 | 0.3159 | 0.63573 | 0.68845 | 0.066304 | 0.24599 | 0.34639 | 0.51904 | 0.42533 | 0 | 0 | 0 | 0 | 0 | 0 | 0 | 0 | 0 | 0 | 0 | 0 | 0 | 0 | 0 | 0 | 0 | 0 | 0 | 0 | 1 | 1 | 1
2 | 8 | 5 | 0.072463 | 0.5181 | 0.031058 | 0.28325 | 0 | 0.11089 | 0 | 0.0026904 | 0.12645 | 0.062399 | 0.12183 | 0.25113 | 0.081679 | 0.32552 | 0.34681 | 0.32562 | 0.73124 | 0.68098 | 0.092048 | 0.1736 | 0.38322 | 0.51808 | 0.42602 | 0 | 0 | 0 | 0 | 0 | 0 | 0 | 0 | 0 | 0 | 0 | 0 | 0 | 0 | 0 | 0 | 0 | 0 | 0 | 0 | 1 | 1 | 1
2 | 8 | 6 | 0.085809 | 0.50703 | 0.062886 | 0.23885 | 0 | 0.17908 | 0 | 0 | 0.14563 | 0.076399 | 0.053927 | 0.1828 | 0.095864 | 0.25464 | 0.37284 | 0.35209 | 0.71811 | 0.66657 | 0.14409 | 0.11812 | 0.33033 | 0.50693 | 0.41448 | 0 | 0 | 7.6064e-05 | 0 | 0 | 0 | 0 | 0 | 0 | 0 | 0 | 0 | 0 | 0 | 0 | 0 | 0 | 0 | 0 | 0.0004567 | 1 | 1 | 1
2 | 8 | 7 | 0.067643 | 0.50396 | 0.075582 | 0.19843 | 0 | 0.18331 | 0 | 0 | 0.12721 | 0.058789 | 0.012515 | 0.15286 | 0.077637 | 0.22706 | 0.35442 | 0.33335 | 0.63511 | 0.62606 | 0.23331 | 0.091762 | 0.30795 | 0.50401 | 0.40916 | 9.0293e-06 | 0.0049361 | 0.079187 | 0.0048414 | 0 | 0 | 0 | 0.00018318 | 4.1364e-06 | 0.00046147 | 0.005213 | 0.02154 | 0.017213 | 0.023854 | 0.014776 | 0.017065 | 0.032353 | 0.011255 | 0.1746 | 0.23405 | 1 | 1 | 1
2 | 8 | 8 | 0.0048666 | 0.47382 | 0.055591 | 0.17074 | 0 | 0.16407 | 0 | 0 | 0.055802 | 0.0033715 | 0.0005965 | 0.12475 | 0.013181 | 0.20088 | 0.31156 | 0.28988 | 0.6325 | 0.6141 | 0.28879 | 0.11177 | 0.3277 | 0.47382 | 0.37588 | 0.065354 | 0.15448 | 0.40938 | 0.15152 | 0.022487 | 0.0034364 | 0.0023788 | 0.075892 | 0.019943 | 0.093647 | 0.28852 | 0.4489 | 0.40705 | 0.45069 | 0.39972 | 0.40356 | 0.4139 | 0.35933 | 0.55747 | 0.43374 | 1 | 1 | 1
2 | 8 | 9 | 4.7943e-05 | 0.42831 | 0.040405 | 0.13729 | 0 | 0.13802 | 0 | 0 | 0.027188 | 0 | 0 | 0.056583 | 0.00054133 | 0.12768 | 0.26762 | 0.24552 | 0.47629 | 0.54328 | 0.35658 | 0.069461 | 0.28942 | 0.42833 | 0.32514 | 0.19418 | 0.27774 | 0.60152 | 0.27242 | 0.044137 | 0.027355 | 0.020781 | 0.16311 | 0.096392 | 0.12314 | 0.56182 | 0.57135 | 0.55471 | 0.6799 | 0.6717 | 0.54995 | 0.56955 | 0.55406 | 0.78859 | 0.55582 | 1 | 1 | 1
2 | 8 | 10 | 0.0013265 | 0.35779 | 0.020503 | 0.17123 | 0 | 0.045215 | 0 | 0 | 0.038217 | 0.00074522 | 0 | 0.0030694 | 0.0017663 | 0.049533 | 0.20013 | 0.17799 | 0.39725 | 0.53228 | 0.5592 | 0.06247 | 0.28032 | 0.35745 | 0.25317 | 0.30411 | 0.37292 | 0.64775 | 0.36577 | 0.047689 | 0.077651 | 0.055086 | 0.22024 | 0.090058 | 0.19288 | 0.53066 | 0.86684 | 0.75427 | 0.75113 | 0.86228 | 0.7478 | 0.69274 | 0.59346 | 0.9239 | 0.67921 | 1 | 1 | 1
2 | 8 | 11 | 0.02236 | 0.34347 | 0.0033859 | 0.23116 | 0 | 0.076406 | 0 | 0 | 0.077797 | 0.013762 | 0 | 0 | 0.031297 | 0.029519 | 0.18769 | 0.16564 | 0.3851 | 0.61882 | 0.76216 | 0.074087 | 0.29984 | 0.3432 | 0.23725 | 0.39743 | 0.45614 | 0.73896 | 0.4474 | 0.023812 | 0.15469 | 0.20358 | 0.32294 | 0.25173 | 0.42067 | 0.44337 | 0.91222 | 0.88529 | 0.77182 | 0.8953 | 0.87768 | 0.72197 | 0.57767 | 0.98149 | 0.77551 | 1 | 1 | 1
2 | 8 | 12 | 0.038959 | 0.36644 | 0.00016813 | 0.27659 | 0 | 0.11835 | 0 | 0 | 0.096818 | 0.029765 | 0 | 0 | 0.048689 | 0.048208 | 0.1977 | 0.17557 | 0.37582 | 0.57348 | 0.79217 | 0.098779 | 0.32357 | 0.36604 | 0.26307 | 0.41936 | 0.46681 | 0.82233 | 0.45786 | 0.031602 | 0.14427 | 0.12905 | 0.19886 | 0.27478 | 0.76697 | 0.61411 | 0.9074 | 0.64826 | 0.80624 | 0.82889 | 0.64269 | 0.88698 | 0.5655 | 0.99577 | 0.99309 | 1 | 1 | 1
2 | 8 | 13 | 0.030409 | 0.45529 | 0 | 0.27035 | 0 | 0.16363 | 0 | 0 | 0.086584 | 0.021158 | 0 | 0.00088344 | 0.039894 | 0.057168 | 0.21223 | 0.19003 | 0.36989 | 0.45559 | 0.80274 | 0.12669 | 0.38655 | 0.45484 | 0.36074 | 0.33979 | 0.37456 | 0.7893 | 0.36738 | 0.024721 | 0.11694 | 0.14095 | 0.16355 | 0.050684 | 0.7065 | 0.70195 | 0.49323 | 0.57524 | 0.59517 | 0.71958 | 0.5703 | 0.87431 | 0.56236 | 0.98284 | 1 | 1 | 1 | 1
2 | 8 | 14 | 0.031635 | 0.62654 | 0 | 0.22985 | 0 | 0.16781 | 0 | 0 | 0.088404 | 0.022434 | 0.00099946 | 0.01545 | 0.041203 | 0.082913 | 0.23323 | 0.211 | 0.33798 | 0.29615 | 0.78039 | 0.14115 | 0.44857 | 0.62664 | 0.54952 | 0.28424 | 0.31633 | 0.76924 | 0.31026 | 0.082091 | 0.093486 | 0.12146 | 0.10293 | 0.13852 | 0.43612 | 0.63495 | 0.42452 | 0.58726 | 0.46755 | 0.53762 | 0.58222 | 0.85079 | 0.52192 | 0.89844 | 0.98028 | 1 | 1 | 1
2 | 8 | 15 | 0.029738 | 0.76503 | 0 | 0.18144 | 0 | 0.26225 | 0 | 0.0055445 | 0.085802 | 0.020487 | 0.018737 | 0.01999 | 0.039206 | 0.089006 | 0.21579 | 0.19357 | 0.31181 | 0.19432 | 0.7828 | 0.15345 | 0.47857 | 0.76566 | 0.70633 | 0.22501 | 0.25845 | 0.53504 | 0.25349 | 0.067254 | 0.076461 | 0.067177 | 0.13409 | 0.078557 | 0.39644 | 0.71563 | 0.16329 | 0.4337 | 0.30739 | 0.57897 | 0.42997 | 0.53912 | 0.37079 | 0.67391 | 0.88625 | 1 | 1 | 1
2 | 8 | 16 | 0.041949 | 0.75223 | 0 | 0.19752 | 0 | 0.37181 | 0 | 0.053625 | 0.098924 | 0.032587 | 0.048251 | 0.0011831 | 0.051564 | 0.059529 | 0.20118 | 0.17902 | 0.22223 | 0.16711 | 0.77968 | 0.15909 | 0.40312 | 0.75187 | 0.70378 | 0.20051 | 0.24748 | 0.37678 | 0.24273 | 0.038381 | 0.049076 | 0.069374 | 0.065052 | 0.043061 | 0.43133 | 0.61105 | 0.42696 | 0.42064 | 0.37463 | 0.44531 | 0.41702 | 0.40367 | 0.22377 | 0.61183 | 0.63312 | 1 | 1 | 1
2 | 8 | 17 | 0.067818 | 0.81536 | 0.00051545 | 0.26284 | 0 | 0.4233 | 0.00073284 | 0.089416 | 0.12477 | 0.058154 | 0.093427 | 0 | 0.077455 | 0.040009 | 0.18144 | 0.15946 | 0.16502 | 0.19827 | 0.77033 | 0.16515 | 0.36542 | 0.81526 | 0.77614 | 0.11947 | 0.17581 | 0.17599 | 0.17244 | 0.052828 | 0.07593 | 0.086859 | 0.058363 | 0.033097 | 0.32228 | 0.39099 | 0.4253 | 0.35953 | 0.27696 | 0.15857 | 0.35644 | 0.2061 | 0.17152 | 0.21963 | 0.17418 | 1 | 1 | 1
2 | 8 | 18 | 0.13604 | 0.89231 | 0.0072106 | 0.3528 | 0.008111 | 0.52405 | 0.010985 | 0.095588 | 0.19649 | 0.12672 | 0.086977 | 0 | 0.14618 | 0.040752 | 0.17857 | 0.15662 | 0.15308 | 0.24446 | 0.7717 | 0.16844 | 0.39383 | 0.89255 | 0.86501 | 0.00093347 | 0.0054536 | 0.0072428 | 0.005349 | 0.0016861 | 0.0025215 | 0.0020042 | 0.0016071 | 0.00093434 | 0.022228 | 0.023475 | 0.010443 | 0.0098455 | 0.0085832 | 0.0035842 | 0.0097609 | 0.032756 | 0.0018541 | 0.00039534 | 0 | 1 | 1 | 1
2 | 8 | 19 | 0.14432 | 0.91223 | 0.02381 | 0.44698 | 0.031892 | 0.4289 | 0.014891 | 0.066125 | 0.20363 | 0.13485 | 0.067571 | 0.002891 | 0.1543 | 0.059567 | 0.20953 | 0.18735 | 0.17386 | 0.33039 | 0.71293 | 0.17931 | 0.40824 | 0.91235 | 0.89079 | 0 | 0 | 3.5625e-06 | 0 | 0 | 0 | 0 | 0 | 0 | 0 | 0 | 0 | 0 | 0 | 0 | 0 | 1.8596e-05 | 2.7813e-08 | 0 | 0 | 1 | 1 | 1
2 | 8 | 20 | 0.12331 | 0.90305 | 0.049693 | 0.5343 | 0.012834 | 0.28239 | 0.018161 | 0.076148 | 0.18309 | 0.11386 | 0.087098 | 0.052576 | 0.13336 | 0.12412 | 0.26799 | 0.24589 | 0.18128 | 0.42624 | 0.61045 | 0.23945 | 0.3641 | 0.90301 | 0.8818 | 0 | 0 | 0 | 0 | 0 | 0 | 0 | 0 | 0 | 0 | 0 | 0 | 0 | 0 | 0 | 0 | 0 | 0 | 0 | 0 | 1 | 1 | 1
2 | 8 | 21 | 0.070428 | 0.90086 | 0.073143 | 0.59014 | 0.0096484 | 0.4258 | 0.021305 | 0.13832 | 0.12768 | 0.06077 | 0.10591 | 0.10575 | 0.080113 | 0.18074 | 0.33768 | 0.31635 | 0.19443 | 0.49964 | 0.54543 | 0.22321 | 0.35737 | 0.90082 | 0.87901 | 0 | 0 | 0 | 0 | 0 | 0 | 0 | 0 | 0 | 0 | 0 | 0 | 0 | 0 | 0 | 0 | 0 | 0 | 0 | 0 | 1 | 1 | 1
2 | 8 | 22 | 0.059125 | 0.90216 | 0.079415 | 0.67818 | 0.055953 | 0.32963 | 0.02327 | 0.21758 | 0.11509 | 0.049407 | 0.11063 | 0.13783 | 0.068621 | 0.21428 | 0.38908 | 0.36864 | 0.18052 | 0.48142 | 0.50569 | 0.21954 | 0.43959 | 0.9021 | 0.8809 | 0 | 0 | 0 | 0 | 0 | 0 | 0 | 0 | 0 | 0 | 0 | 0 | 0 | 0 | 0 | 0 | 0 | 0 | 0 | 0 | 1 | 1 | 1
2 | 8 | 23 | 0.11571 | 0.91324 | 0.079261 | 0.68805 | 0.13951 | 0.18072 | 0.022454 | 0.2544 | 0.17659 | 0.10641 | 0.10354 | 0.12255 | 0.12592 | 0.19543 | 0.46628 | 0.44757 | 0.15355 | 0.43193 | 0.47117 | 0.24336 | 0.51788 | 0.91328 | 0.89299 | 0 | 0 | 0 | 0 | 0 | 0 | 0 | 0 | 0 | 0 | 0 | 0 | 0 | 0 | 0 | 0 | 0 | 0 | 0 | 0 | 1 | 1 | 1
2 | 8 | 24 | 0.10774 | 0.91079 | 0.074791 | 0.68167 | 0.19857 | 0.34135 | 0.022622 | 0.20334 | 0.16576 | 0.098022 | 0.12014 | 0.13862 | 0.11755 | 0.21419 | 0.47633 | 0.45786 | 0.33655 | 0.41442 | 0.43425 | 0.26378 | 0.55237 | 0.91093 | 0.88882 | 0 | 0 | 0 | 0 | 0 | 0 | 0 | 0 | 0 | 0 | 0 | 0 | 0 | 0 | 0 | 0 | 0 | 0 | 0 | 0 | 1 | 1 | 1
2 | 9 | 1 | 0.12423 | 0.87572 | 0.077341 | 0.68195 | 0.13723 | 0.58151 | 0.016908 | 0.13347 | 0.18419 | 0.1148 | 0.12095 | 0.12854 | 0.13431 | 0.20349 | 0.48039 | 0.46203 | 0.45652 | 0.43319 | 0.41816 | 0.25322 | 0.56981 | 0.87589 | 0.84566 | 0 | 0 | 0 | 0 | 0 | 0 | 0 | 0 | 0 | 0 | 0 | 0 | 0 | 0 | 0 | 0 | 0 | 0 | 0 | 0 | 1 | 1 | 1
2 | 9 | 2 | 0.10538 | 0.79721 | 0.04732 | 0.6572 | 0.040091 | 0.35754 | 0.0068287 | 0.097151 | 0.16372 | 0.095708 | 0.067386 | 0.10472 | 0.11523 | 0.17886 | 0.53134 | 0.51436 | 0.40694 | 0.53719 | 0.38872 | 0.21446 | 0.57291 | 0.79711 | 0.75441 | 0 | 0 | 0 | 0 | 0 | 0 | 0 | 0 | 0 | 0 | 0 | 0 | 0 | 0 | 0 | 0 | 0 | 0 | 0 | 0 | 1 | 1 | 1
2 | 9 | 3 | 0.10369 | 0.73423 | 0.010866 | 0.65407 | 0.0040546 | 0.17459 | 0.00041854 | 0.084331 | 0.16279 | 0.094128 | 0.026801 | 0.08396 | 0.11365 | 0.15605 | 0.54062 | 0.5239 | 0.36338 | 0.5976 | 0.33503 | 0.16665 | 0.57363 | 0.73398 | 0.68092 | 0 | 0 | 0 | 0 | 0 | 0 | 0 | 0 | 0 | 0 | 0 | 0 | 0 | 0 | 0 | 0 | 0 | 0 | 0 | 0 | 1 | 1 | 1
2 | 9 | 4 | 0.095037 | 0.71793 | 0.0006739 | 0.65065 | 0 | 0.04277 | 0 | 0.080035 | 0.15455 | 0.085552 | 0.0042959 | 0.096814 | 0.10505 | 0.17193 | 0.54714 | 0.53062 | 0.43809 | 0.57801 | 0.29029 | 0.10107 | 0.54265 | 0.71795 | 0.65795 | 0 | 0 | 0 | 0 | 0 | 0 | 0 | 0 | 0 | 0 | 0 | 0 | 0 | 0 | 0 | 0 | 0 | 0 | 0 | 0 | 1 | 1 | 1
2 | 9 | 5 | 0.063343 | 0.68599 | 0 | 0.63836 | 0.012565 | 0.012175 | 0 | 0.04758 | 0.12104 | 0.053801 | 0.00017796 | 0.087019 | 0.073086 | 0.16075 | 0.55863 | 0.54245 | 0.58717 | 0.56285 | 0.26286 | 0.065458 | 0.50058 | 0.68622 | 0.61754 | 0 | 0 | 0 | 0 | 0 | 0 | 0 | 0 | 0 | 0 | 0 | 0 | 0 | 0 | 0 | 0 | 0 | 0 | 0 | 0 | 1 | 1 | 1
2 | 9 | 6 | 0.048246 | 0.59045 | 0 | 0.58119 | 0.053986 | 0.017246 | 0 | 0.012915 | 0.10534 | 0.038799 | 0 | 0.074294 | 0.05789 | 0.14881 | 0.52979 | 0.51277 | 0.65925 | 0.58492 | 0.24068 | 0.04492 | 0.48904 | 0.59023 | 0.51152 | 0 | 0 | 0.00011093 | 0 | 0 | 0 | 0 | 0 | 0 | 0 | 0 | 0 | 0 | 0 | 0 | 0 | 0 | 0 | 0 | 0.00066627 | 1 | 1 | 1
2 | 9 | 7 | 0.051191 | 0.53182 | 0 | 0.4932 | 0.037191 | 0.021764 | 0 | 0.001017 | 0.10902 | 0.041801 | 0 | 0.032452 | 0.060941 | 0.10154 | 0.46553 | 0.4468 | 0.65603 | 0.60115 | 0.23329 | 0.042545 | 0.44821 | 0.53163 | 0.4437 | 1.0681e-05 | 0.0031146 | 0.0515 | 0.0030549 | 0 | 0 | 0 | 1.4788e-05 | 0.00011096 | 0.0012892 | 0.003616 | 0.013157 | 0.0075393 | 0.017073 | 0.0098084 | 0.0074746 | 0.025459 | 0.0049837 | 0.075546 | 0.18882 | 1 | 1 | 1
2 | 9 | 8 | 0.050994 | 0.49957 | 0 | 0.41707 | 0.0065185 | 0.062287 | 0 | 0 | 0.10931 | 0.041674 | 0 | 0.0017497 | 0.060808 | 0.060691 | 0.47983 | 0.46146 | 0.66166 | 0.58063 | 0.29788 | 0.046504 | 0.29463 | 0.49964 | 0.40403 | 0.043055 | 0.10653 | 0.25956 | 0.10449 | 0.030486 | 0.00094502 | 0.00083572 | 0.033085 | 0.11453 | 0.19294 | 0.1816 | 0.28877 | 0.1679 | 0.30894 | 0.22074 | 0.16645 | 0.3013 | 0.16736 | 0.30462 | 0.47064 | 1 | 1 | 1
2 | 9 | 9 | 0.030972 | 0.43394 | 0 | 0.33386 | 0 | 0.06742 | 0 | 0 | 0.087364 | 0.021743 | 0 | 0 | 0.040485 | 0.039383 | 0.40494 | 0.38482 | 0.62161 | 0.45098 | 0.41036 | 0.020387 | 0.13077 | 0.43365 | 0.33511 | 0.14853 | 0.21261 | 0.4522 | 0.20854 | 0.061162 | 0.029131 | 0.022525 | 0.11593 | 0.17376 | 0.43001 | 0.36385 | 0.43987 | 0.26201 | 0.46029 | 0.3359 | 0.25976 | 0.65961 | 0.29207 | 0.46655 | 0.61732 | 1 | 1 | 1
2 | 9 | 10 | 0.016491 | 0.41692 | 0 | 0.25732 | 0 | 0.0075081 | 0 | 0 | 0.071156 | 0.0074002 | 0 | 0 | 0.025733 | 0.014872 | 0.36314 | 0.34222 | 0.53299 | 0.36397 | 0.49186 | 0.010089 | 0.096774 | 0.4168 | 0.3143 | 0.20386 | 0.25039 | 0.51944 | 0.24559 | 0.090785 | 0.036223 | 0.041194 | 0.2512 | 0.15318 | 0.61164 | 0.47379 | 0.091784 | 0.37871 | 0.42707 | 0.45667 | 0.37546 | 0.83053 | 0.23732 | 0.7126 | 0.64766 | 1 | 1 | 1
2 | 9 | 11 | 0.023159 | 0.40558 | 0 | 0.24175 | 0 | 0 | 0 | 0 | 0.079314 | 0.014074 | 0 | 0 | 0.03262 | 0.015971 | 0.38229 | 0.36171 | 0.42927 | 0.36562 | 0.52143 | 0.012722 | 0.085703 | 0.40546 | 0.30199 | 0.28577 | 0.3284 | 0.48581 | 0.3221 | 0.15889 | 0.072472 | 0.072298 | 0.16035 | 0.1111 | 0.6087 | 0.64499 | 0.3609 | 0.51163 | 0.55453 | 0.57266 | 0.50724 | 0.59846 | 0.22099 | 0.74034 | 0.68777 | 1 | 1 | 1
2 | 9 | 12 | 0.026087 | 0.40213 | 0 | 0.25165 | 0.0033141 | 0 | 0 | 0 | 0.081615 | 0.016855 | 0 | 0 | 0.035472 | 0.022053 | 0.35978 | 0.3388 | 0.28542 | 0.33281 | 0.53518 | 0.032364 | 0.08173 | 0.40201 | 0.29832 | 0.35263 | 0.39248 | 0.45828 | 0.38496 | 0.19073 | 0.1124 | 0.113 | 0.14988 | 0.21171 | 0.35004 | 0.49629 | 0.70181 | 0.69304 | 0.655 | 0.81375 | 0.68708 | 0.29531 | 0.31632 | 0.74711 | 0.82046 | 1 | 1 | 1
2 | 9 | 13 | 0.048219 | 0.40847 | 0 | 0.25307 | 0.018308 | 0 | 0 | 0.0032523 | 0.10668 | 0.038959 | 0 | 0 | 0.058047 | 0.025242 | 0.3159 | 0.29427 | 0.20451 | 0.29007 | 0.50884 | 0.071224 | 0.091613 | 0.40841 | 0.30446 | 0.3461 | 0.38136 | 0.55822 | 0.37405 | 0.054694 | 0.16233 | 0.11594 | 0.15055 | 0.16447 | 0.21559 | 0.42994 | 0.92445 | 0.63848 | 0.63284 | 0.84345 | 0.633 | 0.59197 | 0.32509 | 0.83046 | 0.86346 | 1 | 1 | 1
2 | 9 | 14 | 0.041734 | 0.4101 | 0 | 0.24961 | 0.025233 | 0 | 0 | 0.034162 | 0.099251 | 0.032446 | 0.00025423 | 0 | 0.051423 | 0.032052 | 0.2647 | 0.24259 | 0.15855 | 0.21963 | 0.43903 | 0.115 | 0.11675 | 0.41001 | 0.30649 | 0.28464 | 0.31685 | 0.51864 | 0.31077 | 0.062408 | 0.11883 | 0.11602 | 0.16822 | 0.04502 | 0.28899 | 0.1493 | 0.97389 | 0.48513 | 0.4403 | 0.7664 | 0.48097 | 0.38727 | 0.31443 | 0.80996 | 0.76598 | 1 | 1 | 1
2 | 9 | 15 | 0.030515 | 0.41136 | 0 | 0.25161 | 0.0059858 | 0 | 0 | 0.080324 | 0.084206 | 0.02099 | 0.0058208 | 0 | 0.039651 | 0.035576 | 0.19278 | 0.17071 | 0.12675 | 0.15889 | 0.38832 | 0.1514 | 0.1484 | 0.41115 | 0.30941 | 0.24417 | 0.28077 | 0.40125 | 0.27539 | 0.089764 | 0.094962 | 0.10642 | 0.13424 | 0.061501 | 0.25786 | 0.24799 | 0.74622 | 0.33388 | 0.526 | 0.65789 | 0.33101 | 0.10565 | 0.27558 | 0.65424 | 0.53315 | 1 | 1 | 1
2 | 9 | 16 | 0.10567 | 0.44129 | 0 | 0.24595 | 5.2354e-05 | 0 | 0 | 0.11951 | 0.16561 | 0.096259 | 0.030732 | 0 | 0.11573 | 0.033192 | 0.11968 | 0.099075 | 0.095255 | 0.12857 | 0.36401 | 0.18969 | 0.18102 | 0.44104 | 0.34269 | 0.16048 | 0.19722 | 0.29626 | 0.19344 | 0.04494 | 0.039392 | 0.15073 | 0.12676 | 0.11752 | 0.19222 | 0.32756 | 0.27637 | 0.22698 | 0.31573 | 0.546 | 0.22503 | 0.097743 | 0.21755 | 0.47013 | 0.40778 | 1 | 1 | 1
2 | 9 | 17 | 0.14643 | 0.50908 | 0 | 0.28108 | 0 | 0.072577 | 0 | 0.15053 | 0.20521 | 0.13691 | 0.050111 | 0 | 0.15634 | 0.035499 | 0.082437 | 0.063629 | 0.062706 | 0.1299 | 0.34484 | 0.19159 | 0.21022 | 0.50915 | 0.4147 | 0.094177 | 0.13766 | 0.12322 | 0.13502 | 0.029054 | 0.11394 | 0.025104 | 0.12649 | 0.05252 | 0.25597 | 0.28163 | 0.25016 | 0.099839 | 0.22748 | 0.29545 | 0.098982 | 0.030158 | 0.14369 | 0.17295 | 0.1197 | 1 | 1 | 1
2 | 9 | 18 | 0.17695 | 0.54419 | 0 | 0.36269 | 0 | 0.14447 | 0 | 0.20195 | 0.23605 | 0.16766 | 0.062738 | 0 | 0.18689 | 0.027719 | 0.075393 | 0.057058 | 0.045001 | 0.12198 | 0.36533 | 0.1529 | 0.33634 | 0.5442 | 0.45534 | 0.00078975 | 0.0042587 | 0.0017209 | 0.004177 | 0.00077956 | 0.0041641 | 0.0001765 | 0.0046003 | 0.0024991 | 0.015464 | 0.016096 | 0.005431 | 0.0012883 | 0.0051775 | 0.012042 | 0.0012773 | 0.00027618 | 0.0049328 | 0.0004302 | 0 | 1 | 1 | 1
2 | 9 | 19 | 0.16816 | 0.56401 | 0 | 0.40011 | 0 | 0.089665 | 0 | 0.18946 | 0.22638 | 0.15867 | 0.061541 | 0 | 0.17798 | 0.023773 | 0.083422 | 0.064552 | 0.03096 | 0.13665 | 0.39789 | 0.1458 | 0.43535 | 0.56416 | 0.47642 | 0 | 0 | 2.4321e-08 | 0 | 0 | 0 | 0 | 0 | 0 | 0 | 0 | 0 | 0 | 0 | 0 | 0 | 0 | 1.1125e-07 | 0 | 0 | 1 | 1 | 1
2 | 9 | 20 | 0.15513 | 0.53739 | 0 | 0.33717 | 0.012397 | 0.039207 | 0 | 0.14773 | 0.21463 | 0.14575 | 0.062879 | 0 | 0.16513 | 0.030173 | 0.12205 | 0.10135 | 0.014233 | 0.17789 | 0.42856 | 0.16052 | 0.47267 | 0.53735 | 0.44811 | 0 | 0 | 0 | 0 | 0 | 0 | 0 | 0 | 0 | 0 | 0 | 0 | 0 | 0 | 0 | 0 | 0 | 0 | 0 | 0 | 1 | 1 | 1
2 | 9 | 21 | 0.10383 | 0.5024 | 0.000229 | 0.29862 | 0.075524 | 0.023607 | 0 | 0.11224 | 0.16335 | 0.094364 | 0.059412 | 0 | 0.11383 | 0.044501 | 0.15047 | 0.12898 | 0.0079759 | 0.16463 | 0.4565 | 0.12911 | 0.49074 | 0.50212 | 0.41138 | 0 | 0 | 0 | 0 | 0 | 0 | 0 | 0 | 0 | 0 | 0 | 0 | 0 | 0 | 0 | 0 | 0 | 0 | 0 | 0 | 1 | 1 | 1
2 | 9 | 22 | 0.027715 | 0.51413 | 0.0044804 | 0.2993 | 0.15661 | 0.025092 | 0 | 0.069058 | 0.081615 | 0.018864 | 0.036076 | 0 | 0.036475 | 0.041094 | 0.19279 | 0.17071 | 0.010588 | 0.1648 | 0.47347 | 0.096238 | 0.48862 | 0.51413 | 0.42127 | 0 | 0 | 0 | 0 | 0 | 0 | 0 | 0 | 0 | 0 | 0 | 0 | 0 | 0 | 0 | 0 | 0 | 0 | 0 | 0 | 1 | 1 | 1
2 | 9 | 23 | 0.0014296 | 0.50868 | 0.02532 | 0.29316 | 0.20482 | 0.018239 | 0 | 0.01727 | 0.032319 | 0.00084078 | 0.019455 | 0 | 0.0018646 | 0.034978 | 0.26502 | 0.2429 | 0.022788 | 0.17174 | 0.49995 | 0.094183 | 0.53814 | 0.50864 | 0.41547 | 0 | 0 | 0 | 0 | 0 | 0 | 0 | 0 | 0 | 0 | 0 | 0 | 0 | 0 | 0 | 0 | 0 | 0 | 0 | 0 | 1 | 1 | 1
2 | 9 | 24 | 0 | 0.49342 | 0.039404 | 0.30019 | 0.21467 | 0.013863 | 0 | 0.0012759 | 0.022498 | 0 | 0.011825 | 0 | 0 | 0.050248 | 0.25655 | 0.23438 | 0.034022 | 0.17638 | 0.5361 | 0.090639 | 0.55723 | 0.49321 | 0.40046 | 0 | 0 | 0 | 0 | 0 | 0 | 0 | 0 | 0 | 0 | 0 | 0 | 0 | 0 | 0 | 0 | 0 | 0 | 0 | 0 | 1 | 1 | 1
2 | 10 | 1 | 0 | 0.50947 | 0.041957 | 0.27057 | 0.15145 | 0 | 0 | 0 | 0.026642 | 0 | 0.0023121 | 0 | 0 | 0.057746 | 0.27029 | 0.2482 | 0.051287 | 0.19978 | 0.56565 | 0.068881 | 0.53754 | 0.50938 | 0.41715 | 0 | 0 | 0 | 0 | 0 | 0 | 0 | 0 | 0 | 0 | 0 | 0 | 0 | 0 | 0 | 0 | 0 | 0 | 0 | 0 | 1 | 1 | 1
2 | 10 | 2 | 0 | 0.53037 | 0.039398 | 0.26951 | 0.10761 | 0 | 0 | 0 | 0.024191 | 0 | 0.00010222 | 0 | 0 | 0.048176 | 0.29626 | 0.27439 | 0.063632 | 0.22521 | 0.59844 | 0.055197 | 0.48343 | 0.5304 | 0.43935 | 0 | 0 | 0 | 0 | 0 | 0 | 0 | 0 | 0 | 0 | 0 | 0 | 0 | 0 | 0 | 0 | 0 | 0 | 0 | 0 | 1 | 1 | 1
2 | 10 | 3 | 0 | 0.52902 | 0.048403 | 0.30576 | 0.13698 | 0.012944 | 0 | 0 | 0.0193 | 0 | 0 | 0 | 0 | 0.04229 | 0.30993 | 0.28822 | 0.082309 | 0.25247 | 0.66367 | 0.044074 | 0.44733 | 0.52898 | 0.43867 | 0 | 0 | 0 | 0 | 0 | 0 | 0 | 0 | 0 | 0 | 0 | 0 | 0 | 0 | 0 | 0 | 0 | 0 | 0 | 0 | 1 | 1 | 1
2 | 10 | 4 | 0 | 0.52102 | 0.080355 | 0.36379 | 0.25369 | 0.11872 | 0 | 0 | 0.021695 | 0 | 0 | 0 | 0 | 0.028369 | 0.30727 | 0.28552 | 0.12376 | 0.27423 | 0.69285 | 0.033426 | 0.45855 | 0.52086 | 0.43098 | 0 | 0 | 0 | 0 | 0 | 0 | 0 | 0 | 0 | 0 | 0 | 0 | 0 | 0 | 0 | 0 | 0 | 0 | 0 | 0 | 1 | 1 | 1
2 | 10 | 5 | 0 | 0.53216 | 0.099197 | 0.41332 | 0.3411 | 0.27697 | 0 | 0 | 0.029547 | 0 | 0 | 0 | 0.00010656 | 0.015862 | 0.2883 | 0.26636 | 0.15129 | 0.27013 | 0.67801 | 0.041943 | 0.47386 | 0.5321 | 0.44248 | 0 | 0 | 0 | 0 | 0 | 0 | 0 | 0 | 0 | 0 | 0 | 0 | 0 | 0 | 0 | 0 | 0 | 0 | 0 | 0 | 1 | 1 | 1
2 | 10 | 6 | 0.00012402 | 0.54041 | 0.073219 | 0.46689 | 0.39138 | 0.36147 | 0.0009984 | 0 | 0.045098 | 0 | 0 | 0 | 0.0023354 | 0.012946 | 0.26094 | 0.23879 | 0.1672 | 0.26035 | 0.67671 | 0.061819 | 0.4479 | 0.54035 | 0.45183 | 0 | 0 | 3.3716e-05 | 0 | 0 | 0 | 0 | 0 | 0 | 0 | 0 | 0 | 0 | 0 | 0 | 0 | 0 | 0 | 0 | 0.00020219 | 1 | 1 | 1
2 | 10 | 7 | 0.0022471 | 0.54781 | 0.062483 | 0.51197 | 0.3959 | 0.46625 | 0.017042 | 0 | 0.055533 | 0 | 0 | 0 | 0.010892 | 0.016144 | 0.24487 | 0.22266 | 0.17023 | 0.26738 | 0.7021 | 0.076253 | 0.38733 | 0.54806 | 0.45655 | 7.514e-06 | 0.00095734 | 0.038639 | 0.00093899 | 0 | 0 | 0 | 2.8974e-06 | 7.1777e-06 | 4.9171e-05 | 4.0241e-06 | 5.189e-06 | 0.0017654 | 0.0061942 | 0.0084472 | 0.0017502 | 0.020287 | 0.00918 | 0.049618 | 0.14115 | 1 | 1 | 1
2 | 10 | 8 | 0.0066564 | 0.48576 | 0.043616 | 0.59357 | 0.32037 | 0.52182 | 0.052054 | 0 | 0.060781 | 0.00027558 | 0 | 0 | 0.015787 | 0.017063 | 0.23793 | 0.2157 | 0.17439 | 0.29111 | 0.70463 | 0.11823 | 0.24392 | 0.48591 | 0.38749 | 0.013402 | 0.030093 | 0.16233 | 0.029516 | 9.2782e-05 | 0.0010618 | 0.0011608 | 0.005191 | 0.010588 | 0.016159 | 0.0018946 | 0.0016906 | 0.05024 | 0.15079 | 0.19623 | 0.049809 | 0.25984 | 0.069434 | 0.25872 | 0.24256 | 1 | 1 | 1
2 | 10 | 9 | 0.014228 | 0.3733 | 0.027126 | 0.62917 | 0.21432 | 0.44029 | 0.07695 | 0 | 0.069198 | 0.0053729 | 0 | 0 | 0.023502 | 0.011905 | 0.22395 | 0.20172 | 0.12873 | 0.27773 | 0.7403 | 0.10356 | 0.13738 | 0.37287 | 0.27074 | 0.10229 | 0.14256 | 0.26719 | 0.13983 | 0.0022452 | 0.061811 | 0.047556 | 0.019066 | 0.047865 | 0.12209 | 0.050797 | 0.11098 | 0.31451 | 0.50693 | 0.52164 | 0.31181 | 0.27656 | 0.16025 | 0.38497 | 0.39325 | 1 | 1 | 1
2 | 10 | 10 | 0.028112 | 0.33655 | 0.010751 | 0.67405 | 0.19985 | 0.34819 | 0.10138 | 0 | 0.083398 | 0.018818 | 0 | 0 | 0.037465 | 0.0040013 | 0.20464 | 0.18247 | 0.05752 | 0.30171 | 0.76825 | 0.13486 | 0.15369 | 0.33614 | 0.23152 | 0.17814 | 0.21632 | 0.36237 | 0.21217 | 0.0079725 | 0.10295 | 0.13243 | 0.047684 | 0.016105 | 0.10885 | 0.22109 | 0.102 | 0.45876 | 0.666 | 0.73252 | 0.45482 | 0.34806 | 0.27817 | 0.5139 | 0.52545 | 1 | 1 | 1
2 | 10 | 11 | 0.076482 | 0.36619 | 0.0012374 | 0.74607 | 0.16414 | 0.1949 | 0.1427 | 0.0047327 | 0.13464 | 0.066921 | 0 | 0 | 0.08629 | 0.0035248 | 0.22632 | 0.20409 | 0.015741 | 0.43533 | 0.78411 | 0.20966 | 0.18751 | 0.36575 | 0.26334 | 0.26084 | 0.29869 | 0.40691 | 0.29297 | 0.018308 | 0.10727 | 0.24559 | 0.055269 | 0.062224 | 0.22754 | 0.37455 | 0.4106 | 0.48471 | 0.76636 | 0.7242 | 0.48055 | 0.44591 | 0.27257 | 0.66845 | 0.51139 | 1 | 1 | 1
2 | 10 | 12 | 0.13904 | 0.47277 | 4.022e-05 | 0.80128 | 0.18107 | 0.18545 | 0.14163 | 0.051598 | 0.19758 | 0.12946 | 0 | 0 | 0.14891 | 0.010717 | 0.24687 | 0.22466 | 0.011934 | 0.53725 | 0.77543 | 0.29512 | 0.22685 | 0.47257 | 0.37719 | 0.28327 | 0.3151 | 0.42399 | 0.30906 | 0.022586 | 0.16519 | 0.18317 | 0.084076 | 0.081739 | 0.66863 | 0.37341 | 0.21638 | 0.38731 | 0.70225 | 0.75495 | 0.38398 | 0.32397 | 0.34067 | 0.748 | 0.61287 | 1 | 1 | 1
2 | 10 | 13 | 0.20497 | 0.60507 | 0 | 0.83977 | 0.22177 | 0.76922 | 0.15485 | 0.13551 | 0.26324 | 0.19581 | 0 | 0 | 0.21477 | 0.020088 | 0.27664 | 0.2546 | 0.01992 | 0.63589 | 0.76338 | 0.41224 | 0.23622 | 0.60511 | 0.52521 | 0.38079 | 0.41969 | 0.44987 | 0.41164 | 0.028956 | 0.34048 | 0.26095 | 0.26413 | 0.26906 | 0.86631 | 0.60322 | 0.13208 | 0.5762 | 0.73899 | 0.72865 | 0.57125 | 0.35131 | 0.3692 | 0.75896 | 0.63739 | 1 | 1 | 1
2 | 10 | 14 | 0.22975 | 0.71777 | 0 | 0.82924 | 0.14216 | 0.70653 | 0.14208 | 0.20687 | 0.28709 | 0.22072 | 0.00033553 | 0 | 0.23939 | 0.027094 | 0.29953 | 0.2777 | 0.031701 | 0.68138 | 0.71071 | 0.41056 | 0.26134 | 0.71826 | 0.65175 | 0.34607 | 0.3841 | 0.45933 | 0.37674 | 0.048846 | 0.33808 | 0.27562 | 0.19948 | 0.14925 | 0.9419 | 0.96918 | 0.047917 | 0.43518 | 0.56049 | 0.45291 | 0.43144 | 0.32723 | 0.36981 | 0.53907 | 0.76659 | 1 | 1 | 1
2 | 10 | 15 | 0.22094 | 0.71172 | 0 | 0.79707 | 0.03 | 0.42051 | 0.15208 | 0.24578 | 0.27537 | 0.21139 | 0.0072373 | 0 | 0.23017 | 0.036236 | 0.27965 | 0.25763 | 0.0517 | 0.64296 | 0.61962 | 0.34883 | 0.36129 | 0.71195 | 0.64804 | 0.30429 | 0.3483 | 0.40515 | 0.34163 | 0.094418 | 0.16721 | 0.3383 | 0.24928 | 0.019224 | 0.76199 | 0.91233 | 0.3333 | 0.54722 | 0.25973 | 0.36148 | 0.54253 | 0.27609 | 0.26773 | 0.34392 | 0.80297 | 1 | 1 | 1
2 | 10 | 16 | 0.29313 | 0.64756 | 0 | 0.74625 | 0.0011518 | 0.35838 | 0.16754 | 0.29909 | 0.34611 | 0.28433 | 0.033995 | 0 | 0.30207 | 0.048267 | 0.26754 | 0.24543 | 0.06862 | 0.54658 | 0.54348 | 0.3239 | 0.48754 | 0.64734 | 0.57796 | 0.26608 | 0.32731 | 0.35697 | 0.32104 | 0.078593 | 0.11371 | 0.33347 | 0.2009 | 0.013117 | 0.66943 | 0.77371 | 0.67237 | 0.49213 | 0.3665 | 0.19124 | 0.4879 | 0.32182 | 0.26306 | 0.21392 | 0.63369 | 1 | 1 | 1
2 | 10 | 17 | 0.39069 | 0.61973 | 0 | 0.78038 | 0 | 0.67765 | 0.17021 | 0.30122 | 0.43928 | 0.38292 | 0.076063 | 0 | 0.39887 | 0.042319 | 0.26996 | 0.24787 | 0.094221 | 0.62762 | 0.51476 | 0.29921 | 0.36103 | 0.61949 | 0.54564 | 0.12963 | 0.19019 | 0.16265 | 0.18655 | 0.16346 | 0.014806 | 0.1241 | 0.12076 | 0.019333 | 0.31644 | 0.51452 | 0.49713 | 0.33257 | 0.14764 | 0.16197 | 0.32972 | 0.16537 | 0.21396 | 0.056664 | 0.17885 | 1 | 1 | 1
2 | 10 | 18 | 0.46993 | 0.63204 | 0 | 0.76234 | 0 | 0.68013 | 0.16181 | 0.30914 | 0.5145 | 0.46314 | 0.093543 | 0.0032231 | 0.47742 | 0.063548 | 0.29529 | 0.27341 | 0.14086 | 0.76153 | 0.48221 | 0.27312 | 0.26169 | 0.63231 | 0.55357 | 0.0014893 | 0.0086443 | 0.0059695 | 0.0084786 | 0.015365 | 0.00011674 | 0.0047296 | 0.0050625 | 0.00065356 | 0.025571 | 0.045033 | 0.019597 | 0.013098 | 0.0041114 | 0.0032541 | 0.012985 | 0.009492 | 0.014888 | 0.00010509 | 0 | 1 | 1 | 1
2 | 10 | 19 | 0.4833 | 0.56682 | 0 | 0.69135 | 0 | 0.58577 | 0.15061 | 0.29395 | 0.52859 | 0.47692 | 0.15791 | 0.059634 | 0.49088 | 0.131 | 0.33429 | 0.31291 | 0.24071 | 0.83265 | 0.48493 | 0.22059 | 0.20783 | 0.56663 | 0.48382 | 0 | 0 | 8.5875e-06 | 0 | 0 | 0 | 0 | 0 | 0 | 0 | 0 | 0 | 0 | 0 | 0 | 0 | 4.7995e-06 | 4.1009e-05 | 0 | 0 | 1 | 1 | 1
2 | 10 | 20 | 0.37643 | 0.53114 | 0 | 0.65081 | 0.0047983 | 0.7532 | 0.16921 | 0.24673 | 0.42433 | 0.36828 | 0.20956 | 0.13675 | 0.38453 | 0.2117 | 0.34618 | 0.32497 | 0.44447 | 0.79806 | 0.48059 | 0.27318 | 0.25953 | 0.53097 | 0.44269 | 0 | 0 | 0 | 0 | 0 | 0 | 0 | 0 | 0 | 0 | 0 | 0 | 0 | 0 | 0 | 0 | 0 | 0 | 0 | 0 | 1 | 1 | 1
2 | 10 | 21 | 0.30985 | 0.51603 | 0 | 0.66816 | 0.052837 | 0.72612 | 0.1628 | 0.22711 | 0.36028 | 0.30092 | 0.27107 | 0.19943 | 0.3184 | 0.27371 | 0.37788 | 0.35722 | 0.63854 | 0.69642 | 0.47866 | 0.28308 | 0.37095 | 0.51585 | 0.42569 | 0 | 0 | 0 | 0 | 0 | 0 | 0 | 0 | 0 | 0 | 0 | 0 | 0 | 0 | 0 | 0 | 0 | 0 | 0 | 0 | 1 | 1 | 1
2 | 10 | 22 | 0.33804 | 0.52437 | 0 | 0.73295 | 0.18927 | 0.67835 | 0.1783 | 0.28353 | 0.38704 | 0.32937 | 0.35695 | 0.23494 | 0.34634 | 0.30578 | 0.41046 | 0.39045 | 0.69784 | 0.62998 | 0.43428 | 0.30558 | 0.28668 | 0.52413 | 0.43574 | 0 | 0 | 0 | 0 | 0 | 0 | 0 | 0 | 0 | 0 | 0 | 0 | 0 | 0 | 0 | 0 | 0 | 0 | 0 | 0 | 1 | 1 | 1
2 | 10 | 23 | 0.45104 | 0.5676 | 0 | 0.71054 | 0.28544 | 0.56536 | 0.16917 | 0.31756 | 0.49716 | 0.4441 | 0.46111 | 0.29174 | 0.45878 | 0.3601 | 0.43002 | 0.41044 | 0.76841 | 0.6377 | 0.39413 | 0.35403 | 0.14364 | 0.56747 | 0.48388 | 0 | 0 | 0 | 0 | 0 | 0 | 0 | 0 | 0 | 0 | 0 | 0 | 0 | 0 | 0 | 0 | 0 | 0 | 0 | 0 | 1 | 1 | 1
2 | 10 | 24 | 0.49246 | 0.62294 | 0 | 0.72271 | 0.28095 | 0.48557 | 0.16808 | 0.29226 | 0.53759 | 0.48625 | 0.53579 | 0.35757 | 0.5 | 0.42366 | 0.44934 | 0.43021 | 0.8037 | 0.71953 | 0.39262 | 0.44446 | 0.13957 | 0.62292 | 0.54659 | 0 | 0 | 0 | 0 | 0 | 0 | 0 | 0 | 0 | 0 | 0 | 0 | 0 | 0 | 0 | 0 | 0 | 0 | 0 | 0 | 1 | 1 | 1
2 | 11 | 1 | 0.39498 | 0.66732 | 0 | 0.67045 | 0.23913 | 0.42975 | 0.18454 | 0.22315 | 0.44174 | 0.38701 | 0.57275 | 0.38134 | 0.40289 | 0.44508 | 0.44459 | 0.42534 | 0.75873 | 0.74323 | 0.39892 | 0.49726 | 0.18458 | 0.6673 | 0.5986 | 0 | 0 | 0 | 0 | 0 | 0 | 0 | 0 | 0 | 0 | 0 | 0 | 0 | 0 | 0 | 0 | 0 | 0 | 0 | 0 | 1 | 1 | 1
2 | 11 | 2 | 0.33095 | 0.70385 | 0 | 0.6663 | 0.19032 | 0.45696 | 0.1535 | 0.27728 | 0.38301 | 0.32261 | 0.57041 | 0.37795 | 0.33972 | 0.44039 | 0.44182 | 0.42251 | 0.67871 | 0.74398 | 0.42968 | 0.44605 | 0.26441 | 0.70393 | 0.64046 | 0 | 0 | 0 | 0 | 0 | 0 | 0 | 0 | 0 | 0 | 0 | 0 | 0 | 0 | 0 | 0 | 0 | 0 | 0 | 0 | 1 | 1 | 1
2 | 11 | 3 | 0.26419 | 0.71176 | 0 | 0.66206 | 0.18803 | 0.29503 | 0.11735 | 0.30526 | 0.31464 | 0.25459 | 0.541 | 0.38818 | 0.27278 | 0.44975 | 0.4572 | 0.43826 | 0.6004 | 0.70631 | 0.44091 | 0.3992 | 0.34699 | 0.71191 | 0.64906 | 0 | 0 | 0 | 0 | 0 | 0 | 0 | 0 | 0 | 0 | 0 | 0 | 0 | 0 | 0 | 0 | 0 | 0 | 0 | 0 | 1 | 1 | 1
2 | 11 | 4 | 0.35068 | 0.67927 | 0.0032528 | 0.60542 | 0.28377 | 0.24598 | 0.09611 | 0.28525 | 0.40546 | 0.34311 | 0.5537 | 0.41589 | 0.35983 | 0.47605 | 0.48311 | 0.46482 | 0.51708 | 0.64319 | 0.46882 | 0.38635 | 0.33451 | 0.67952 | 0.60924 | 0 | 0 | 0 | 0 | 0 | 0 | 0 | 0 | 0 | 0 | 0 | 0 | 0 | 0 | 0 | 0 | 0 | 0 | 0 | 0 | 1 | 1 | 1
2 | 11 | 5 | 0.29108 | 0.5744 | 0.04006 | 0.60091 | 0.32085 | 0.32132 | 0.074324 | 0.23474 | 0.34314 | 0.2821 | 0.54927 | 0.44742 | 0.29989 | 0.50169 | 0.50742 | 0.48977 | 0.51155 | 0.52909 | 0.4474 | 0.43266 | 0.29042 | 0.57378 | 0.49796 | 0 | 0 | 0 | 0 | 0 | 0 | 0 | 0 | 0 | 0 | 0 | 0 | 0 | 0 | 0 | 0 | 0 | 0 | 0 | 0 | 1 | 1 | 1
2 | 11 | 6 | 0.28189 | 0.59368 | 0.076775 | 0.56573 | 0.31044 | 0.096375 | 0.057595 | 0.20917 | 0.3357 | 0.27303 | 0.5288 | 0.55678 | 0.29097 | 0.6074 | 0.52364 | 0.50645 | 0.50374 | 0.46568 | 0.42976 | 0.46106 | 0.17855 | 0.59316 | 0.51887 | 0 | 0 | 4.6573e-05 | 0 | 0 | 0 | 0 | 0 | 0 | 0 | 0 | 0 | 0 | 0 | 0 | 0 | 0 | 0 | 0 | 0.00027973 | 1 | 1 | 1
2 | 11 | 7 | 0.28835 | 0.7131 | 0.10168 | 0.54687 | 0.25414 | 0.0088703 | 0.058328 | 0.21147 | 0.34214 | 0.27958 | 0.52844 | 0.59606 | 0.29742 | 0.64035 | 0.51955 | 0.50224 | 0.37682 | 0.43759 | 0.4782 | 0.338 | 0.2317 | 0.71356 | 0.64661 | 8.9056e-06 | 0.0027247 | 0.022679 | 0.0026725 | 0 | 0 | 3.076e-06 | 0.00022353 | 0.00011456 | 0.00263 | 0.0035094 | 0.0074304 | 0.01655 | 0.011662 | 0.0038336 | 0.016408 | 0.040859 | 0.0065206 | 0.0037168 | 0.075101 | 1 | 1 | 1
2 | 11 | 8 | 0.30319 | 0.71887 | 0.090301 | 0.52481 | 0.16894 | 0 | 0.045456 | 0.22425 | 0.35373 | 0.29418 | 0.57045 | 0.62029 | 0.31177 | 0.6635 | 0.48843 | 0.47028 | 0.39744 | 0.43129 | 0.50095 | 0.33618 | 0.24334 | 0.7194 | 0.65255 | 0.041415 | 0.11755 | 0.15532 | 0.11529 | 0.096629 | 0.042759 | 0.14855 | 0.12994 | 0.10106 | 0.18747 | 0.13575 | 0.25154 | 0.32652 | 0.2136 | 0.088702 | 0.32372 | 0.24115 | 0.23896 | 0.050891 | 0.2504 | 1 | 1 | 1
2 | 11 | 9 | 0.41026 | 0.5971 | 0.057244 | 0.39784 | 0.033917 | 0 | 0.038902 | 0.24212 | 0.45802 | 0.40275 | 0.60528 | 0.60654 | 0.4183 | 0.64683 | 0.44306 | 0.42378 | 0.48381 | 0.53292 | 0.55282 | 0.40098 | 0.29067 | 0.59691 | 0.51884 | 0.22244 | 0.32756 | 0.36268 | 0.32128 | 0.24609 | 0.41878 | 0.42897 | 0.35554 | 0.40195 | 0.38136 | 0.47255 | 0.014824 | 0.50063 | 0.56553 | 0.38446 | 0.49633 | 0.43087 | 0.38334 | 0.20165 | 0.49134 | 1 | 1 | 1
2 | 11 | 10 | 0.50039 | 0.50469 | 0.036541 | 0.39828 | 0.012159 | 0.012278 | 0.031697 | 0.26815 | 0.53852 | 0.4933 | 0.59565 | 0.65734 | 0.50687 | 0.69699 | 0.51092 | 0.49338 | 0.46712 | 0.79142 | 0.67128 | 0.40893 | 0.3299 | 0.50411 | 0.4177 | 0.37551 | 0.47017 | 0.49927 | 0.46115 | 0.3302 | 0.60273 | 0.52063 | 0.47645 | 0.59062 | 0.69875 | 0.41234 | 0.033607 | 0.68493 | 0.78247 | 0.51809 | 0.67905 | 0.55297 | 0.44268 | 0.26354 | 0.45841 | 1 | 1 | 1
2 | 11 | 11 | 0.68643 | 0.52843 | 0.033625 | 0.48405 | 0.05643 | 0.0085097 | 0.02268 | 0.33662 | 0.71712 | 0.68264 | 0.57486 | 0.66453 | 0.69154 | 0.70274 | 0.55371 | 0.53738 | 0.48752 | 0.91818 | 0.77727 | 0.43908 | 0.25858 | 0.5288 | 0.43305 | 0.49644 | 0.5749 | 0.50024 | 0.56388 | 0.40566 | 0.68101 | 0.58767 | 0.50215 | 0.54959 | 0.63638 | 0.43857 | 0.62766 | 0.77328 | 0.85444 | 0.60352 | 0.76664 | 0.43159 | 0.59894 | 0.26293 | 0.53222 | 1 | 1 | 1
2 | 11 | 12 | 0.74139 | 0.45096 | 0.040975 | 0.52163 | 0.11111 | 0.022954 | 0.07768 | 0.51776 | 0.7609 | 0.73727 | 0.59471 | 0.64581 | 0.74473 | 0.6822 | 0.51624 | 0.49884 | 0.55945 | 0.94046 | 0.76918 | 0.47545 | 0.25901 | 0.45089 | 0.35124 | 0.52651 | 0.58718 | 0.50256 | 0.57593 | 0.39798 | 0.75627 | 0.27725 | 0.56915 | 0.63403 | 0.66472 | 0.65611 | 0.37335 | 0.74971 | 0.91567 | 0.705 | 0.74327 | 0.50965 | 0.58574 | 0.31111 | 0.39269 | 1 | 1 | 1
2 | 11 | 13 | 0.88902 | 0.37135 | 0.035967 | 0.53532 | 0.12777 | 0.13901 | 0.12305 | 0.68128 | 0.90343 | 0.88812 | 0.71159 | 0.69507 | 0.89138 | 0.72935 | 0.548 | 0.5315 | 0.62715 | 0.96924 | 0.69852 | 0.45379 | 0.33959 | 0.37092 | 0.26869 | 0.57238 | 0.63043 | 0.5083 | 0.61834 | 0.40317 | 0.6747 | 0.52722 | 0.47332 | 0.86838 | 0.86079 | 0.92228 | 0.36463 | 0.6102 | 0.77235 | 0.67798 | 0.60496 | 0.54922 | 0.50742 | 0.40221 | 0.46957 | 1 | 1 | 1
2 | 11 | 14 | 0.8666 | 0.37112 | 0.031126 | 0.51823 | 0.11297 | 0.25825 | 0.13843 | 0.67999 | 0.87889 | 0.86473 | 0.75014 | 0.7412 | 0.86866 | 0.7707 | 0.59628 | 0.58125 | 0.66196 | 0.95366 | 0.59251 | 0.42972 | 0.61155 | 0.37125 | 0.26195 | 0.54934 | 0.61047 | 0.53964 | 0.59877 | 0.39049 | 0.70821 | 0.51504 | 0.43966 | 0.86409 | 0.85721 | 0.68116 | 0.51098 | 0.629 | 0.70739 | 0.6483 | 0.6236 | 0.38842 | 0.63598 | 0.39198 | 0.40835 | 1 | 1 | 1
2 | 11 | 15 | 0.81938 | 0.32134 | 0.040095 | 0.48551 | 0.099277 | 0.25268 | 0.15694 | 0.69952 | 0.83378 | 0.81655 | 0.82006 | 0.7777 | 0.82183 | 0.803 | 0.54928 | 0.53282 | 0.65739 | 0.93355 | 0.48657 | 0.45696 | 0.71163 | 0.32142 | 0.2103 | 0.51511 | 0.59093 | 0.45338 | 0.5796 | 0.37197 | 0.74339 | 0.5021 | 0.48314 | 0.77473 | 0.76545 | 0.69768 | 0.43729 | 0.70904 | 0.8096 | 0.53098 | 0.70295 | 0.42328 | 0.64956 | 0.45899 | 0.30747 | 1 | 1 | 1
2 | 11 | 16 | 0.82981 | 0.23314 | 0.046316 | 0.40233 | 0.083793 | 0.20692 | 0.23057 | 0.69558 | 0.84511 | 0.8274 | 0.88649 | 0.81206 | 0.83239 | 0.83331 | 0.50143 | 0.48362 | 0.64089 | 0.86264 | 0.35074 | 0.51744 | 0.66408 | 0.23262 | 0.12889 | 0.42722 | 0.52657 | 0.43057 | 0.51648 | 0.35423 | 0.67898 | 0.54516 | 0.47977 | 0.68821 | 0.65933 | 0.69998 | 0.48357 | 0.46622 | 0.59177 | 0.62499 | 0.46222 | 0.37874 | 0.52075 | 0.41733 | 0.34264 | 1 | 1 | 1
2 | 11 | 17 | 0.8314 | 0.24367 | 0.076939 | 0.37625 | 0.093945 | 0.29918 | 0.2637 | 0.65731 | 0.84729 | 0.82913 | 0.91831 | 0.85113 | 0.83407 | 0.86896 | 0.50949 | 0.49191 | 0.70048 | 0.68282 | 0.27278 | 0.46932 | 0.75 | 0.24355 | 0.13482 | 0.20926 | 0.30294 | 0.22037 | 0.29713 | 0.23951 | 0.39952 | 0.38692 | 0.34749 | 0.38443 | 0.32234 | 0.45146 | 0.29157 | 0.33083 | 0.28236 | 0.38657 | 0.32798 | 0.27795 | 0.31035 | 0.11079 | 0.044895 | 1 | 1 | 1
2 | 11 | 18 | 0.79288 | 0.26042 | 0.1667 | 0.44793 | 0.18624 | 0.7124 | 0.3194 | 0.62815 | 0.81137 | 0.78997 | 0.89789 | 0.87089 | 0.79599 | 0.88644 | 0.5549 | 0.53861 | 0.77262 | 0.73425 | 0.21969 | 0.44861 | 0.77873 | 0.26039 | 0.15007 | 0.0050686 | 0.024348 | 0.0092781 | 0.023882 | 0.02088 | 0.063378 | 0.048299 | 0.033752 | 0.06974 | 0.041833 | 0.041366 | 0.0099973 | 0.015867 | 0.0093936 | 0.02328 | 0.015731 | 0.00027101 | 0.029652 | 0.0013285 | 0 | 1 | 1 | 1
2 | 11 | 19 | 0.73563 | 0.25737 | 0.2969 | 0.36179 | 0.26323 | 0.58934 | 0.35164 | 0.59097 | 0.76015 | 0.73214 | 0.82987 | 0.87275 | 0.73974 | 0.88737 | 0.57662 | 0.56097 | 0.69817 | 0.5985 | 0.17517 | 0.46654 | 0.72176 | 0.25632 | 0.15811 | 0 | 0 | 1.2144e-05 | 0 | 0 | 0 | 0 | 0 | 0 | 0 | 0 | 0 | 0 | 0 | 0 | 0 | 0 | 6.4942e-05 | 0 | 0 | 1 | 1 | 1
2 | 11 | 20 | 0.61219 | 0.47361 | 0.36044 | 0.31049 | 0.25992 | 0.69543 | 0.36133 | 0.56665 | 0.6466 | 0.60712 | 0.68262 | 0.8769 | 0.61796 | 0.89038 | 0.60372 | 0.58892 | 0.68562 | 0.4099 | 0.12506 | 0.36809 | 0.71913 | 0.47396 | 0.37161 | 0 | 0 | 0 | 0 | 0 | 0 | 0 | 0 | 0 | 0 | 0 | 0 | 0 | 0 | 0 | 0 | 0 | 0 | 0 | 0 | 1 | 1 | 1
2 | 11 | 21 | 0.42941 | 0.59165 | 0.33806 | 0.25587 | 0.22269 | 0.63222 | 0.31984 | 0.57201 | 0.47138 | 0.4214 | 0.60797 | 0.89829 | 0.43656 | 0.9118 | 0.58266 | 0.56721 | 0.55205 | 0.13876 | 0.077425 | 0.20177 | 0.74143 | 0.59223 | 0.50291 | 0 | 0 | 0 | 0 | 0 | 0 | 0 | 0 | 0 | 0 | 0 | 0 | 0 | 0 | 0 | 0 | 0 | 0 | 0 | 0 | 1 | 1 | 1
2 | 11 | 22 | 0.38594 | 0.56602 | 0.27182 | 0.22182 | 0.18416 | 0.57021 | 0.29501 | 0.61589 | 0.43396 | 0.37797 | 0.57306 | 0.8727 | 0.39404 | 0.88907 | 0.5458 | 0.52924 | 0.64683 | 0.015033 | 0.06799 | 0.10173 | 0.72197 | 0.56554 | 0.48644 | 0 | 0 | 0 | 0 | 0 | 0 | 0 | 0 | 0 | 0 | 0 | 0 | 0 | 0 | 0 | 0 | 0 | 0 | 0 | 0 | 1 | 1 | 1
2 | 11 | 23 | 0.36758 | 0.63638 | 0.21727 | 0.23066 | 0.15287 | 0.39961 | 0.28892 | 0.65258 | 0.41788 | 0.35962 | 0.54237 | 0.79863 | 0.37605 | 0.82246 | 0.51002 | 0.49245 | 0.63286 | 0.049068 | 0.072987 | 0.093784 | 0.71506 | 0.63624 | 0.56382 | 0 | 0 | 0 | 0 | 0 | 0 | 0 | 0 | 0 | 0 | 0 | 0 | 0 | 0 | 0 | 0 | 0 | 0 | 0 | 0 | 1 | 1 | 1
2 | 11 | 24 | 0.32428 | 0.71957 | 0.16442 | 0.2535 | 0.12084 | 0.24989 | 0.25233 | 0.63702 | 0.37561 | 0.31571 | 0.48106 | 0.70097 | 0.33295 | 0.73273 | 0.50139 | 0.48358 | 0.61762 | 0.039478 | 0.099927 | 0.10752 | 0.71823 | 0.71945 | 0.66179 | 0 | 0 | 0 | 0 | 0 | 0 | 0 | 0 | 0 | 0 | 0 | 0 | 0 | 0 | 0 | 0 | 0 | 0 | 0 | 0 | 1 | 1 | 1
2 | 12 | 1 | 0.30325 | 0.81918 | 0.12706 | 0.29085 | 0.049816 | 0.26826 | 0.20426 | 0.60901 | 0.3565 | 0.29463 | 0.44673 | 0.64611 | 0.31222 | 0.68448 | 0.48561 | 0.46739 | 0.59863 | 0.042293 | 0.14075 | 0.13011 | 0.65543 | 0.81922 | 0.77902 | 0 | 0 | 0 | 0 | 0 | 0 | 0 | 0 | 0 | 0 | 0 | 0 | 0 | 0 | 0 | 0 | 0 | 0 | 0 | 0 | 1 | 1 | 1
2 | 12 | 2 | 0.27895 | 0.90358 | 0.092325 | 0.24837 | 0.0070275 | 0.28407 | 0.17318 | 0.54993 | 0.33256 | 0.27002 | 0.38968 | 0.6118 | 0.28801 | 0.65388 | 0.48406 | 0.4658 | 0.64675 | 0.04146 | 0.18435 | 0.11095 | 0.66447 | 0.90369 | 0.88033 | 0 | 0 | 0 | 0 | 0 | 0 | 0 | 0 | 0 | 0 | 0 | 0 | 0 | 0 | 0 | 0 | 0 | 0 | 0 | 0 | 1 | 1 | 1
2 | 12 | 3 | 0.28068 | 0.95976 | 0.072051 | 0.21874 | 0 | 0.24983 | 0.15 | 0.46763 | 0.33399 | 0.27173 | 0.37138 | 0.58877 | 0.28969 | 0.63313 | 0.43159 | 0.41204 | 0.68492 | 0.032963 | 0.20906 | 0.043746 | 0.68672 | 0.95991 | 0.94865 | 0 | 0 | 0 | 0 | 0 | 0 | 0 | 0 | 0 | 0 | 0 | 0 | 0 | 0 | 0 | 0 | 0 | 0 | 0 | 0 | 1 | 1 | 1
2 | 12 | 4 | 0.31376 | 0.9835 | 0.079124 | 0.1782 | 0 | 0.23435 | 0.14373 | 0.41492 | 0.36737 | 0.30537 | 0.3633 | 0.57657 | 0.32278 | 0.62163 | 0.404 | 0.38386 | 0.61006 | 0.020444 | 0.2475 | 0.016271 | 0.61675 | 0.98357 | 0.97879 | 0 | 0 | 0 | 0 | 0 | 0 | 0 | 0 | 0 | 0 | 0 | 0 | 0 | 0 | 0 | 0 | 0 | 0 | 0 | 0 | 1 | 1 | 1
2 | 12 | 5 | 0.30936 | 0.993 | 0.062681 | 0.1516 | 0 | 0.27126 | 0.11462 | 0.398 | 0.36195 | 0.30074 | 0.35994 | 0.5854 | 0.31823 | 0.63094 | 0.41232 | 0.39235 | 0.5208 | 0.009977 | 0.34481 | 0.00041448 | 0.57289 | 0.99309 | 0.99018 | 0 | 0 | 0 | 0 | 0 | 0 | 0 | 0 | 0 | 0 | 0 | 0 | 0 | 0 | 0 | 0 | 0 | 0 | 0 | 0 | 1 | 1 | 1
2 | 12 | 6 | 0.30802 | 0.98304 | 0.039347 | 0.1172 | 0 | 0.26085 | 0.083675 | 0.38374 | 0.36135 | 0.29949 | 0.32571 | 0.58607 | 0.317 | 0.62872 | 0.38987 | 0.36944 | 0.46221 | 0.0095131 | 0.48669 | 0 | 0.53888 | 0.98312 | 0.97812 | 0 | 0 | 0.00024664 | 0 | 0 | 0 | 0 | 0 | 0 | 0 | 0 | 0 | 0 | 0 | 0 | 0 | 0 | 0 | 0 | 0.0014811 | 1 | 1 | 1
2 | 12 | 7 | 0.28679 | 0.95585 | 0.026961 | 0.085783 | 0 | 0.21253 | 0.053793 | 0.35102 | 0.34153 | 0.27815 | 0.27537 | 0.63799 | 0.296 | 0.6828 | 0.3447 | 0.32348 | 0.40711 | 0.0070466 | 0.5949 | 0 | 0.43402 | 0.95582 | 0.94614 | 1.483e-05 | 0.014902 | 0.1124 | 0.014617 | 0 | 0 | 1.2416e-06 | 0.0013155 | 0.00046673 | 0.0070851 | 0.019904 | 0.045664 | 0.038189 | 0.086209 | 0.053982 | 0.037861 | 0.13588 | 0.043429 | 0.21757 | 0.23257 | 1 | 1 | 1
2 | 12 | 8 | 0.23512 | 0.932 | 0.026844 | 0.066078 | 0 | 0.12543 | 0.028921 | 0.29048 | 0.29014 | 0.22581 | 0.21258 | 0.5617 | 0.24442 | 0.61024 | 0.27011 | 0.24803 | 0.33114 | 0.0037832 | 0.77763 | 0 | 0.22324 | 0.93173 | 0.92013 | 0.096185 | 0.23818 | 0.44508 | 0.23361 | 0.093934 | 0.047181 | 0.11083 | 0.16107 | 0.17423 | 0.31194 | 0.47819 | 0.56129 | 0.49113 | 0.5319 | 0.47425 | 0.48691 | 0.46512 | 0.4311 | 0.63141 | 0.5911 | 1 | 1 | 1
2 | 12 | 9 | 0.22213 | 0.96678 | 0.015999 | 0.042461 | 0 | 0.048525 | 0.0084282 | 0.21905 | 0.27896 | 0.21293 | 0.18574 | 0.44513 | 0.23171 | 0.50246 | 0.20808 | 0.18592 | 0.2386 | 0.00020023 | 0.93126 | 0 | 0.12268 | 0.96687 | 0.958 | 0.33928 | 0.49752 | 0.67771 | 0.48798 | 0.32873 | 0.33151 | 0.44385 | 0.40149 | 0.4096 | 0.57399 | 0.72706 | 0.82937 | 0.79853 | 0.81904 | 0.65379 | 0.79167 | 0.65356 | 0.64903 | 0.85796 | 0.66979 | 1 | 1 | 1
2 | 12 | 10 | 0.20153 | 0.97842 | 0.007053 | 0.033728 | 0 | 0.018775 | 0.00048196 | 0.17096 | 0.26019 | 0.1924 | 0.19892 | 0.33307 | 0.21138 | 0.40045 | 0.11437 | 0.093982 | 0.17373 | 0.0013678 | 0.93598 | 0 | 0.076991 | 0.97841 | 0.97357 | 0.54397 | 0.67906 | 0.79822 | 0.66604 | 0.42067 | 0.57904 | 0.6339 | 0.58487 | 0.54496 | 0.84069 | 0.86796 | 0.98547 | 0.96228 | 0.96906 | 0.73968 | 0.95402 | 0.70733 | 0.74965 | 0.96665 | 0.73078 | 1 | 1 | 1
2 | 12 | 11 | 0.13336 | 0.99253 | 0.00055668 | 0.037884 | 0 | 0 | 0.00050315 | 0.1507 | 0.19108 | 0.12364 | 0.20244 | 0.19724 | 0.14312 | 0.26547 | 0.062729 | 0.04545 | 0.11887 | 0.0073548 | 0.87882 | 0 | 0.045005 | 0.99262 | 0.98967 | 0.65799 | 0.7603 | 0.85084 | 0.74572 | 0.40496 | 0.78765 | 0.77739 | 0.63555 | 0.70346 | 0.65304 | 0.95157 | 1 | 1 | 1 | 0.7539 | 1 | 0.72143 | 0.81994 | 0.99224 | 0.68579 | 1 | 1 | 1
2 | 12 | 12 | 0.10415 | 0.98687 | 0 | 0.040551 | 0 | 0 | 0.0090206 | 0.18841 | 0.16109 | 0.094292 | 0.2247 | 0.18288 | 0.11381 | 0.25462 | 0.049635 | 0.03369 | 0.085265 | 0.009812 | 0.805 | 0.0007551 | 0.030386 | 0.98685 | 0.98415 | 0.7634 | 0.84722 | 0.93934 | 0.83098 | 0.40294 | 0.84005 | 0.84751 | 0.71021 | 0.88201 | 0.92181 | 0.95824 | 1 | 1 | 1 | 0.88375 | 1 | 0.83959 | 0.88353 | 1 | 0.78571 | 1 | 1 | 1
2 | 12 | 13 | 0.14826 | 0.98666 | 0 | 0.049285 | 0 | 0 | 0.03402 | 0.28618 | 0.20604 | 0.13861 | 0.26968 | 0.22629 | 0.15802 | 0.29596 | 0.04434 | 0.029057 | 0.076133 | 0.0062772 | 0.77028 | 0.029753 | 0.028748 | 0.98668 | 0.98335 | 0.71694 | 0.78449 | 0.9444 | 0.76945 | 0.2716 | 0.6258 | 0.7543 | 0.62896 | 0.91697 | 0.62474 | 0.93486 | 1 | 1 | 1 | 0.90627 | 1 | 0.90565 | 0.87722 | 0.98852 | 0.7124 | 1 | 1 | 1
2 | 12 | 14 | 0.2246 | 0.9822 | 0 | 0.068901 | 0 | 0.013028 | 0.068284 | 0.4248 | 0.28151 | 0.21546 | 0.3343 | 0.33159 | 0.23418 | 0.39853 | 0.040286 | 0.025568 | 0.064322 | 0.0031094 | 0.7694 | 0.08219 | 0.028178 | 0.98226 | 0.97735 | 0.67593 | 0.75003 | 0.87765 | 0.73565 | 0.12783 | 0.43992 | 0.7725 | 0.59378 | 0.93269 | 0.73912 | 0.93041 | 1 | 1 | 1 | 0.88099 | 1 | 0.7941 | 0.84357 | 0.92124 | 0.80882 | 1 | 1 | 1
2 | 12 | 15 | 0.28672 | 0.96475 | 0 | 0.084277 | 0 | 0.12105 | 0.10455 | 0.52794 | 0.34123 | 0.27804 | 0.44092 | 0.41964 | 0.2959 | 0.48159 | 0.040908 | 0.0261 | 0.041291 | 0.0043463 | 0.72066 | 0.14454 | 0.038137 | 0.96478 | 0.95618 | 0.59021 | 0.67816 | 0.78696 | 0.66516 | 0.16438 | 0.42372 | 0.58172 | 0.58839 | 0.85856 | 0.72123 | 0.84355 | 0.90481 | 0.90986 | 0.98095 | 0.86538 | 0.90205 | 0.6692 | 0.74026 | 0.92333 | 0.77159 | 1 | 1 | 1
2 | 12 | 16 | 0.32563 | 0.94113 | 0 | 0.1432 | 0 | 0.14857 | 0.14494 | 0.59383 | 0.37713 | 0.31711 | 0.51731 | 0.44806 | 0.33432 | 0.50711 | 0.033641 | 0.019987 | 0.034246 | 0.019929 | 0.55264 | 0.19337 | 0.064834 | 0.94152 | 0.92266 | 0.43993 | 0.54419 | 0.62933 | 0.53376 | 0.24541 | 0.21137 | 0.53954 | 0.5378 | 0.58862 | 0.49619 | 0.77662 | 0.8319 | 0.70905 | 0.8475 | 0.7045 | 0.70297 | 0.6054 | 0.58369 | 0.77491 | 0.62163 | 1 | 1 | 1
2 | 12 | 17 | 0.38156 | 0.82617 | 0 | 0.15987 | 0 | 0.11295 | 0.20406 | 0.60103 | 0.42896 | 0.37343 | 0.50506 | 0.43336 | 0.38958 | 0.49106 | 0.038075 | 0.023691 | 0.029796 | 0.063588 | 0.39474 | 0.21025 | 0.18148 | 0.82574 | 0.79365 | 0.1813 | 0.26394 | 0.22046 | 0.25888 | 0.223 | 0.2491 | 0.18541 | 0.31034 | 0.25246 | 0.25383 | 0.47438 | 0.1226 | 0.37877 | 0.50159 | 0.39768 | 0.37552 | 0.36122 | 0.1703 | 0.22362 | 0.19827 | 1 | 1 | 1
2 | 12 | 18 | 0.48482 | 0.80463 | 0 | 0.10221 | 0 | 0.31494 | 0.25362 | 0.57259 | 0.52825 | 0.47819 | 0.49421 | 0.4472 | 0.49212 | 0.50074 | 0.043017 | 0.027923 | 0.020044 | 0.079106 | 0.2957 | 0.22677 | 0.34745 | 0.80449 | 0.76371 | 0.0035273 | 0.018199 | 0.006116 | 0.01785 | 0.025105 | 0.016415 | 0.020124 | 0.034446 | 0.038674 | 0.027466 | 0.046444 | 0.003605 | 0.018388 | 0.031189 | 0.022721 | 0.01823 | 0.0080944 | 0.015533 | 0.002898 | 0 | 1 | 1 | 1
2 | 12 | 19 | 0.5343 | 0.80033 | 0 | 0.068576 | 0 | 0.72734 | 0.25046 | 0.58153 | 0.57475 | 0.52831 | 0.52191 | 0.56953 | 0.54109 | 0.61299 | 0.024792 | 0.012933 | 0.0044251 | 0.055404 | 0.22162 | 0.2515 | 0.38319 | 0.80001 | 0.76094 | 0 | 0 | 2.6022e-05 | 0 | 0 | 0 | 0 | 0 | 0 | 0 | 0 | 0 | 0 | 0 | 0 | 0 | 6.8678e-07 | 0.00013833 | 0 | 0 | 1 | 1 | 1
2 | 12 | 20 | 0.50624 | 0.86028 | 0 | 0.059451 | 0 | 0.73352 | 0.26874 | 0.56219 | 0.54791 | 0.4998 | 0.62615 | 0.7643 | 0.51324 | 0.79901 | 0.014501 | 0.0055834 | 6.5737e-05 | 0.028613 | 0.16424 | 0.276 | 0.37214 | 0.86041 | 0.82752 | 0 | 0 | 0 | 0 | 0 | 0 | 0 | 0 | 0 | 0 | 0 | 0 | 0 | 0 | 0 | 0 | 0 | 0 | 0 | 0 | 1 | 1 | 1
2 | 12 | 21 | 0.43679 | 0.88828 | 0 | 0.048201 | 0 | 0.55867 | 0.22578 | 0.61938 | 0.48004 | 0.4291 | 0.73641 | 0.7529 | 0.44412 | 0.77976 | 0.01054 | 0.0032189 | 0 | 0.018381 | 0.10565 | 0.23102 | 0.31541 | 0.88887 | 0.85548 | 0 | 0 | 0 | 0 | 0 | 0 | 0 | 0 | 0 | 0 | 0 | 0 | 0 | 0 | 0 | 0 | 0 | 0 | 0 | 0 | 1 | 1 | 1
2 | 12 | 22 | 0.44082 | 0.78629 | 0 | 0.0389 | 0 | 0.37944 | 0.14662 | 0.65905 | 0.48628 | 0.43355 | 0.76869 | 0.75841 | 0.44848 | 0.78419 | 0.008666 | 0.0022567 | 0 | 0.015805 | 0.057379 | 0.17871 | 0.30471 | 0.787 | 0.73092 | 0 | 0 | 0 | 0 | 0 | 0 | 0 | 0 | 0 | 0 | 0 | 0 | 0 | 0 | 0 | 0 | 0 | 0 | 0 | 0 | 1 | 1 | 1
2 | 12 | 23 | 0.43291 | 0.52358 | 0 | 0.028851 | 0 | 0.34167 | 0.13655 | 0.6555 | 0.47866 | 0.42552 | 0.78173 | 0.80158 | 0.44062 | 0.82694 | 0.0095262 | 0.0026832 | 0 | 0.011073 | 0.029883 | 0.18139 | 0.27082 | 0.5236 | 0.4321 | 0 | 0 | 0 | 0 | 0 | 0 | 0 | 0 | 0 | 0 | 0 | 0 | 0 | 0 | 0 | 0 | 0 | 0 | 0 | 0 | 1 | 1 | 1
2 | 12 | 24 | 0.41983 | 0.23864 | 0 | 0.014445 | 0 | 0.63494 | 0.17964 | 0.66447 | 0.46467 | 0.41205 | 0.7449 | 0.77936 | 0.42742 | 0.80175 | 0.01235 | 0.0042459 | 0 | 0.028194 | 0.016645 | 0.18211 | 0.19582 | 0.23775 | 0.13859 | 0 | 0 | 0 | 0 | 0 | 0 | 0 | 0 | 0 | 0 | 0 | 0 | 0 | 0 | 0 | 0 | 0 | 0 | 0 | 0 | 1 | 1 | 1
2 | 13 | 1 | 0.45909 | 0.13209 | 0 | 0.0072433 | 0 | 0.32724 | 0.26948 | 0.69088 | 0.50514 | 0.4523 | 0.67957 | 0.819 | 0.46681 | 0.84219 | 0.014189 | 0.0053712 | 0 | 0.029852 | 0.011392 | 0.17175 | 0.15097 | 0.13145 | 0.042125 | 0 | 0 | 0 | 0 | 0 | 0 | 0 | 0 | 0 | 0 | 0 | 0 | 0 | 0 | 0 | 0 | 0 | 0 | 0 | 0 | 1 | 1 | 1
2 | 13 | 2 | 0.41767 | 0.14366 | 0 | 0.013623 | 0 | 0.19849 | 0.3325 | 0.71856 | 0.46399 | 0.41006 | 0.66983 | 0.7975 | 0.42548 | 0.82044 | 0.012912 | 0.00458 | 0 | 0.024141 | 0.0075217 | 0.13628 | 0.15244 | 0.14345 | 0.047308 | 0 | 0 | 0 | 0 | 0 | 0 | 0 | 0 | 0 | 0 | 0 | 0 | 0 | 0 | 0 | 0 | 0 | 0 | 0 | 0 | 1 | 1 | 1
2 | 13 | 3 | 0.37927 | 0.17589 | 0 | 0.030257 | 0 | 0.17077 | 0.3322 | 0.71442 | 0.42765 | 0.37123 | 0.63515 | 0.77297 | 0.38744 | 0.8003 | 0.012912 | 0.00458 | 0 | 0.027974 | 0.0037851 | 0.08935 | 0.15802 | 0.17524 | 0.078143 | 0 | 0 | 0 | 0 | 0 | 0 | 0 | 0 | 0 | 0 | 0 | 0 | 0 | 0 | 0 | 0 | 0 | 0 | 0 | 0 | 1 | 1 | 1
2 | 13 | 4 | 0.36145 | 0.3411 | 0 | 0.051618 | 0 | 0.10488 | 0.35744 | 0.69479 | 0.41077 | 0.35323 | 0.64826 | 0.71058 | 0.36978 | 0.74066 | 0.01425 | 0.0054099 | 0 | 0.038767 | 0.0032816 | 0.07191 | 0.13185 | 0.3418 | 0.22389 | 0 | 0 | 0 | 0 | 0 | 0 | 0 | 0 | 0 | 0 | 0 | 0 | 0 | 0 | 0 | 0 | 0 | 0 | 0 | 0 | 1 | 1 | 1
2 | 13 | 5 | 0.37363 | 0.32578 | 0 | 0.067988 | 0 | 0.095999 | 0.46973 | 0.67439 | 0.4204 | 0.36525 | 0.6708 | 0.70662 | 0.38156 | 0.73947 | 0.016314 | 0.0067587 | 0.00015757 | 0.085226 | 0.0036859 | 0.064179 | 0.13292 | 0.32584 | 0.21507 | 0 | 0 | 0 | 0 | 0 | 0 | 0 | 0 | 0 | 0 | 0 | 0 | 0 | 0 | 0 | 0 | 0 | 0 | 0 | 0 | 1 | 1 | 1
2 | 13 | 6 | 0.47684 | 0.28205 | 0 | 0.10097 | 0 | 0.11392 | 0.59189 | 0.72113 | 0.52024 | 0.47003 | 0.61755 | 0.7021 | 0.48414 | 0.73731 | 0.019017 | 0.0086279 | 0.010236 | 0.16794 | 0.0069617 | 0.054624 | 0.13494 | 0.2817 | 0.17494 | 0 | 0 | 4.8674e-05 | 0 | 0 | 0 | 0 | 0 | 0 | 0 | 0 | 0 | 0 | 0 | 0 | 0 | 0 | 0 | 0 | 0.00029207 | 1 | 1 | 1
2 | 13 | 7 | 0.54795 | 0.30134 | 0 | 0.13839 | 0 | 0.21283 | 0.67411 | 0.74233 | 0.58853 | 0.54229 | 0.61593 | 0.64537 | 0.55474 | 0.68537 | 0.023295 | 0.011768 | 0.024331 | 0.20908 | 0.011056 | 0.049892 | 0.18025 | 0.30161 | 0.18769 | 1.3054e-05 | 0.017669 | 0.041102 | 0.01733 | 4.1421e-07 | 0 | 1.0476e-05 | 0.000944 | 0.00039805 | 0.0099064 | 0.01344 | 0.046112 | 0.048877 | 0.13407 | 0.046011 | 0.048457 | 0.019105 | 0.013577 | 0.12218 | 0.072254 | 1 | 1 | 1
2 | 13 | 8 | 0.50827 | 0.23928 | 0 | 0.17362 | 0 | 0.26761 | 0.66434 | 0.78816 | 0.54638 | 0.50133 | 0.53958 | 0.56724 | 0.51474 | 0.61086 | 0.025883 | 0.013754 | 0.040819 | 0.15717 | 0.0076086 | 0.041651 | 0.12365 | 0.23919 | 0.13035 | 0.090271 | 0.22768 | 0.2538 | 0.22332 | 0.15481 | 0.023044 | 0.072017 | 0.15385 | 0.16934 | 0.40224 | 0.36351 | 0.54451 | 0.489 | 0.55434 | 0.36686 | 0.48481 | 0.097714 | 0.18688 | 0.34924 | 0.17561 | 1 | 1 | 1
2 | 13 | 9 | 0.55046 | 0.18035 | 0 | 0.10503 | 0 | 0.20643 | 0.63914 | 0.83025 | 0.58765 | 0.54433 | 0.48609 | 0.57154 | 0.55673 | 0.61655 | 0.022351 | 0.01106 | 0.032659 | 0.13769 | 0.0096307 | 0.030671 | 0.068019 | 0.18006 | 0.078319 | 0.31106 | 0.45465 | 0.41903 | 0.44593 | 0.49734 | 0.22265 | 0.1895 | 0.3807 | 0.43244 | 0.633 | 0.51287 | 0.78874 | 0.78292 | 0.81682 | 0.50426 | 0.77619 | 0.11759 | 0.34733 | 0.59614 | 0.21655 | 1 | 1 | 1
2 | 13 | 10 | 0.59549 | 0.16674 | 0 | 0.091539 | 0 | 0.21588 | 0.60844 | 0.83886 | 0.634 | 0.59064 | 0.49933 | 0.6165 | 0.6019 | 0.65803 | 0.017795 | 0.0077711 | 0.062987 | 0.12405 | 0.017674 | 0.031029 | 0.037454 | 0.16669 | 0.064566 | 0.45489 | 0.56707 | 0.46962 | 0.5562 | 0.73376 | 0.47104 | 0.35973 | 0.45944 | 0.55549 | 0.65067 | 0.51485 | 0.62183 | 0.82896 | 0.9312 | 0.65205 | 0.82184 | 0.1863 | 0.40599 | 0.66188 | 0.15061 | 1 | 1 | 1
2 | 13 | 11 | 0.47755 | 0.14435 | 0 | 0.11153 | 0 | 0.25912 | 0.64342 | 0.80986 | 0.51673 | 0.47011 | 0.54819 | 0.67438 | 0.48422 | 0.71129 | 0.021156 | 0.010174 | 0.10207 | 0.13924 | 0.03084 | 0.036914 | 0.042994 | 0.14419 | 0.047454 | 0.51123 | 0.58964 | 0.53047 | 0.57834 | 0.77801 | 0.43362 | 0.3697 | 0.36215 | 0.28269 | 0.86233 | 0.36076 | 0.59624 | 1 | 1 | 0.76217 | 0.99218 | 0.39635 | 0.48869 | 0.65303 | 0.18337 | 1 | 1 | 1
2 | 13 | 12 | 0.48075 | 0.14123 | 0 | 0.11251 | 0 | 0.24801 | 0.68087 | 0.78999 | 0.52165 | 0.47363 | 0.57097 | 0.71263 | 0.48767 | 0.74515 | 0.026605 | 0.014318 | 0.14175 | 0.21304 | 0.050017 | 0.047054 | 0.067405 | 0.14114 | 0.044425 | 0.52874 | 0.58838 | 0.50253 | 0.5771 | 0.77057 | 0.47147 | 0.44056 | 0.45089 | 0.38664 | 0.81293 | 0.22792 | 0.54396 | 0.92079 | 1 | 0.65211 | 0.91288 | 0.47432 | 0.5212 | 0.59941 | 0.079018 | 1 | 1 | 1
2 | 13 | 13 | 0.54471 | 0.14099 | 0 | 0.10793 | 0 | 0.23859 | 0.76058 | 0.80544 | 0.58378 | 0.53874 | 0.56409 | 0.74272 | 0.55128 | 0.77044 | 0.030347 | 0.017295 | 0.1833 | 0.26681 | 0.069569 | 0.066729 | 0.10679 | 0.14095 | 0.043853 | 0.44901 | 0.49426 | 0.48023 | 0.48478 | 0.736 | 0.29504 | 0.46548 | 0.37573 | 0.42571 | 0.4943 | 0.35531 | 0.3824 | 0.88076 | 0.54431 | 0.63356 | 0.8732 | 0.32357 | 0.5502 | 0.60134 | 0.16097 | 1 | 1 | 1
2 | 13 | 14 | 0.56694 | 0.13226 | 0 | 0.10738 | 0 | 0.31326 | 0.81869 | 0.83946 | 0.60232 | 0.56092 | 0.60927 | 0.80415 | 0.57292 | 0.82752 | 0.034435 | 0.020643 | 0.23965 | 0.29571 | 0.10211 | 0.088276 | 0.14491 | 0.13203 | 0.03878 | 0.43216 | 0.47946 | 0.36592 | 0.47027 | 0.71475 | 0.31736 | 0.35765 | 0.26295 | 0.88235 | 0.8181 | 0.10625 | 0.017902 | 0.78024 | 0.6657 | 0.53865 | 0.77354 | 0.37048 | 0.3971 | 0.5008 | 0.11686 | 1 | 1 | 1
2 | 13 | 15 | 0.61184 | 0.15837 | 0 | 0.11667 | 0 | 0.3491 | 0.8503 | 0.87974 | 0.64682 | 0.60684 | 0.62398 | 0.84179 | 0.6177 | 0.85921 | 0.038653 | 0.02418 | 0.32669 | 0.34781 | 0.14121 | 0.096911 | 0.1633 | 0.15825 | 0.058301 | 0.40467 | 0.46344 | 0.37823 | 0.45456 | 0.55378 | 0.50696 | 0.30443 | 0.31951 | 0.68673 | 0.80456 | 0.35739 | 0.012111 | 0.58018 | 0.71009 | 0.52963 | 0.5752 | 0.32724 | 0.45236 | 0.5659 | 0.10132 | 1 | 1 | 1
2 | 13 | 16 | 0.57931 | 0.19265 | 0 | 0.11454 | 0 | 0.38775 | 0.87238 | 0.9037 | 0.61297 | 0.57332 | 0.63237 | 0.89583 | 0.58502 | 0.90912 | 0.042439 | 0.027416 | 0.3962 | 0.40411 | 0.15588 | 0.11564 | 0.20572 | 0.1926 | 0.08682 | 0.35168 | 0.43271 | 0.29532 | 0.42441 | 0.50039 | 0.60463 | 0.4001 | 0.22062 | 0.55938 | 0.7166 | 0.37309 | 0.22852 | 0.6896 | 0.30689 | 0.55935 | 0.68368 | 0.27725 | 0.38894 | 0.35569 | 0.09445 | 1 | 1 | 1
2 | 13 | 17 | 0.60785 | 0.21797 | 0 | 0.10903 | 0.012669 | 0.40613 | 0.89287 | 0.90976 | 0.6392 | 0.60219 | 0.5961 | 0.91849 | 0.61316 | 0.92821 | 0.052921 | 0.036604 | 0.39677 | 0.46271 | 0.14492 | 0.17204 | 0.23579 | 0.21786 | 0.11045 | 0.18794 | 0.27318 | 0.1413 | 0.26794 | 0.40121 | 0.43146 | 0.26154 | 0.19773 | 0.35571 | 0.31881 | 0.2312 | 0.18185 | 0.42863 | 0.33799 | 0.30552 | 0.42495 | 0.16109 | 0.25078 | 0.17554 | 0.017508 | 1 | 1 | 1
2 | 13 | 18 | 0.7024 | 0.25168 | 0 | 0.13866 | 0.11257 | 0.52225 | 0.92186 | 0.92553 | 0.73013 | 0.69855 | 0.60275 | 0.93045 | 0.70704 | 0.93993 | 0.069503 | 0.051622 | 0.4756 | 0.57076 | 0.11671 | 0.22469 | 0.26478 | 0.25178 | 0.14028 | 0.0053126 | 0.024282 | 0.0042875 | 0.023817 | 0.071595 | 0.087806 | 0.029901 | 0.01569 | 0.060032 | 0.033056 | 0.013053 | 0.0065746 | 0.023475 | 0.016635 | 0.015764 | 0.023273 | 0.0010772 | 0.017827 | 0.0015924 | 0 | 1 | 1 | 1
2 | 13 | 19 | 0.72444 | 0.24592 | 0.001446 | 0.17582 | 0.30819 | 0.75595 | 0.94513 | 0.93241 | 0.74716 | 0.72037 | 0.6916 | 0.90382 | 0.72829 | 0.91602 | 0.079165 | 0.060565 | 0.53399 | 0.61643 | 0.085816 | 0.21257 | 0.22772 | 0.24591 | 0.13574 | 0 | 0 | 1.0315e-05 | 0 | 0 | 0 | 0 | 0 | 0 | 0 | 0 | 0 | 0 | 0 | 0 | 0 | 0 | 5.5138e-05 | 0 | 0 | 1 | 1 | 1
2 | 13 | 20 | 0.77774 | 0.22301 | 0.019492 | 0.19585 | 0.29606 | 0.59001 | 0.95511 | 0.9128 | 0.80015 | 0.77504 | 0.68883 | 0.848 | 0.78147 | 0.86507 | 0.081721 | 0.062949 | 0.58343 | 0.6006 | 0.063914 | 0.17942 | 0.27672 | 0.22284 | 0.11569 | 0 | 0 | 0 | 0 | 0 | 0 | 0 | 0 | 0 | 0 | 0 | 0 | 0 | 0 | 0 | 0 | 0 | 0 | 0 | 0 | 1 | 1 | 1
2 | 13 | 21 | 0.72355 | 0.21855 | 0.052746 | 0.17738 | 0.24427 | 0.61134 | 0.94537 | 0.88679 | 0.7458 | 0.71938 | 0.69721 | 0.80102 | 0.72733 | 0.82403 | 0.081991 | 0.063203 | 0.6082 | 0.55882 | 0.043054 | 0.19414 | 0.29609 | 0.2183 | 0.11231 | 0 | 0 | 0 | 0 | 0 | 0 | 0 | 0 | 0 | 0 | 0 | 0 | 0 | 0 | 0 | 0 | 0 | 0 | 0 | 0 | 1 | 1 | 1
2 | 13 | 22 | 0.72414 | 0.24951 | 0.059028 | 0.20161 | 0.26866 | 0.84617 | 0.92454 | 0.84141 | 0.7492 | 0.72043 | 0.72892 | 0.74362 | 0.72834 | 0.77406 | 0.07012 | 0.052193 | 0.6308 | 0.49185 | 0.026484 | 0.22505 | 0.34149 | 0.24938 | 0.14048 | 0 | 0 | 0 | 0 | 0 | 0 | 0 | 0 | 0 | 0 | 0 | 0 | 0 | 0 | 0 | 0 | 0 | 0 | 0 | 0 | 1 | 1 | 1
2 | 13 | 23 | 0.67824 | 0.28856 | 0.047349 | 0.19536 | 0.25329 | 0.80641 | 0.90239 | 0.79417 | 0.70801 | 0.67409 | 0.73364 | 0.65037 | 0.68322 | 0.68561 | 0.048945 | 0.033088 | 0.64447 | 0.43996 | 0.014327 | 0.24524 | 0.33018 | 0.28848 | 0.17845 | 0 | 0 | 0 | 0 | 0 | 0 | 0 | 0 | 0 | 0 | 0 | 0 | 0 | 0 | 0 | 0 | 0 | 0 | 0 | 0 | 1 | 1 | 1
2 | 13 | 24 | 0.55409 | 0.32819 | 0.035742 | 0.22058 | 0.14238 | 0.61831 | 0.85908 | 0.75841 | 0.58766 | 0.5475 | 0.67751 | 0.64339 | 0.55982 | 0.6822 | 0.042183 | 0.027198 | 0.57498 | 0.35487 | 0.0051325 | 0.21113 | 0.24791 | 0.32867 | 0.21276 | 0 | 0 | 0 | 0 | 0 | 0 | 0 | 0 | 0 | 0 | 0 | 0 | 0 | 0 | 0 | 0 | 0 | 0 | 0 | 0 | 1 | 1 | 1
2 | 14 | 1 | 0.55929 | 0.23681 | 0.036073 | 0.24377 | 0.078731 | 0.3199 | 0.8113 | 0.74031 | 0.59664 | 0.5534 | 0.59237 | 0.65261 | 0.56558 | 0.69236 | 0.055736 | 0.03912 | 0.44153 | 0.29887 | 0.001318 | 0.26653 | 0.22992 | 0.23648 | 0.13037 | 0 | 0 | 0 | 0 | 0 | 0 | 0 | 0 | 0 | 0 | 0 | 0 | 0 | 0 | 0 | 0 | 0 | 0 | 0 | 0 | 1 | 1 | 1
2 | 14 | 2 | 0.54668 | 0.20233 | 0.037126 | 0.2943 | 0.015364 | 0.14185 | 0.76759 | 0.70948 | 0.58612 | 0.54082 | 0.54023 | 0.62568 | 0.5533 | 0.66723 | 0.07497 | 0.05667 | 0.3385 | 0.26911 | 0.00053408 | 0.41126 | 0.16367 | 0.20209 | 0.097284 | 0 | 0 | 0 | 0 | 0 | 0 | 0 | 0 | 0 | 0 | 0 | 0 | 0 | 0 | 0 | 0 | 0 | 0 | 0 | 0 | 1 | 1 | 1
2 | 14 | 3 | 0.46824 | 0.2004 | 0.051378 | 0.28991 | 0 | 0.088723 | 0.75015 | 0.63593 | 0.51027 | 0.46103 | 0.56853 | 0.58521 | 0.47535 | 0.62971 | 0.081864 | 0.063083 | 0.38208 | 0.24001 | 0.0017983 | 0.46503 | 0.076897 | 0.20044 | 0.092791 | 0 | 0 | 0 | 0 | 0 | 0 | 0 | 0 | 0 | 0 | 0 | 0 | 0 | 0 | 0 | 0 | 0 | 0 | 0 | 0 | 1 | 1 | 1
2 | 14 | 4 | 0.42882 | 0.16446 | 0.067882 | 0.26994 | 0 | 0.043883 | 0.75967 | 0.55696 | 0.47495 | 0.42141 | 0.55419 | 0.55734 | 0.43659 | 0.60551 | 0.082196 | 0.063394 | 0.36686 | 0.26083 | 0.0084298 | 0.43726 | 0.065711 | 0.16399 | 0.066487 | 0 | 0 | 0 | 0 | 0 | 0 | 0 | 0 | 0 | 0 | 0 | 0 | 0 | 0 | 0 | 0 | 0 | 0 | 0 | 0 | 1 | 1 | 1
2 | 14 | 5 | 0.37889 | 0.2179 | 0.061902 | 0.27595 | 0 | 0.062201 | 0.75448 | 0.45785 | 0.42819 | 0.37099 | 0.52923 | 0.51741 | 0.38719 | 0.56931 | 0.0901 | 0.070819 | 0.30017 | 0.27854 | 0.024274 | 0.44302 | 0.095582 | 0.21796 | 0.10856 | 0 | 0 | 0 | 0 | 0 | 0 | 0 | 0 | 0 | 0 | 0 | 0 | 0 | 0 | 0 | 0 | 0 | 0 | 0 | 0 | 1 | 1 | 1
2 | 14 | 6 | 0.31335 | 0.23469 | 0.045136 | 0.29113 | 0 | 0.10976 | 0.72566 | 0.32591 | 0.36564 | 0.30476 | 0.52926 | 0.46334 | 0.32217 | 0.51954 | 0.10531 | 0.08526 | 0.248 | 0.25652 | 0.05365 | 0.48008 | 0.14656 | 0.23471 | 0.12471 | 0 | 0 | 9.0558e-05 | 0 | 0 | 0 | 0 | 0 | 0 | 0 | 0 | 0 | 0 | 0 | 0 | 0 | 0 | 0 | 0 | 0.0005437 | 1 | 1 | 1
2 | 14 | 7 | 0.25254 | 0.22913 | 0.056059 | 0.3011 | 0 | 0.10858 | 0.68239 | 0.22446 | 0.30946 | 0.24376 | 0.528 | 0.39875 | 0.2621 | 0.46545 | 0.13936 | 0.11814 | 0.23376 | 0.19351 | 0.074767 | 0.54738 | 0.10265 | 0.22915 | 0.11953 | 1.2306e-05 | 0.018859 | 0.069511 | 0.018498 | 7.7342e-06 | 2.9251e-06 | 7.003e-05 | 0.0029857 | 0.0012345 | 0.013001 | 0.031576 | 0.036333 | 0.093878 | 0.098558 | 0.041888 | 0.093072 | 0.17118 | 0.049703 | 0.089217 | 0.060591 | 1 | 1 | 1
2 | 14 | 8 | 0.14225 | 0.20182 | 0.067755 | 0.28569 | 0 | 0.10177 | 0.64595 | 0.12181 | 0.19795 | 0.13229 | 0.44592 | 0.20296 | 0.15171 | 0.27212 | 0.16611 | 0.14433 | 0.21414 | 0.13942 | 0.07953 | 0.5259 | 0.05482 | 0.20176 | 0.095144 | 0.1055 | 0.2874 | 0.37829 | 0.28189 | 0.31487 | 0.16779 | 0.21863 | 0.25994 | 0.26619 | 0.49162 | 0.57364 | 0.38603 | 0.51284 | 0.50047 | 0.51613 | 0.50844 | 0.4198 | 0.54768 | 0.35231 | 0.11491 | 1 | 1 | 1
2 | 14 | 9 | 0.13998 | 0.16976 | 0.070351 | 0.15904 | 0 | 0.14297 | 0.61943 | 0.012405 | 0.19612 | 0.13006 | 0.4346 | 0.098695 | 0.14951 | 0.16651 | 0.1637 | 0.14196 | 0.16083 | 0.10621 | 0.092061 | 0.45186 | 0.060026 | 0.16966 | 0.067537 | 0.39572 | 0.59567 | 0.61177 | 0.58425 | 0.7094 | 0.5676 | 0.6045 | 0.51226 | 0.56986 | 0.81519 | 0.85027 | 0.62503 | 0.8214 | 0.76385 | 0.78628 | 0.81435 | 0.62172 | 0.78039 | 0.53575 | 0.28178 | 1 | 1 | 1
2 | 14 | 10 | 0.23749 | 0.14077 | 0.032747 | 0.070957 | 0 | 0.09487 | 0.62615 | 0 | 0.29294 | 0.22831 | 0.58321 | 0.14666 | 0.24684 | 0.21793 | 0.15351 | 0.13196 | 0.1571 | 0.11968 | 0.1122 | 0.40857 | 0.089739 | 0.14057 | 0.044983 | 0.64227 | 0.80779 | 0.70366 | 0.7923 | 0.86979 | 0.72392 | 0.79504 | 0.75248 | 0.80928 | 0.93928 | 1 | 0.96629 | 0.99359 | 0.87432 | 0.95745 | 0.98505 | 0.70163 | 0.89088 | 0.7063 | 0.15694 | 1 | 1 | 1
2 | 14 | 11 | 0.35621 | 0.13954 | 0.020429 | 0.051143 | 0 | 0.066045 | 0.64221 | 0 | 0.40802 | 0.34828 | 0.58016 | 0.27159 | 0.36491 | 0.34352 | 0.18107 | 0.15909 | 0.14584 | 0.15526 | 0.14108 | 0.44992 | 0.13271 | 0.13953 | 0.04251 | 0.79416 | 0.91817 | 0.76619 | 0.90057 | 0.89938 | 0.8794 | 0.89996 | 0.82741 | 0.98605 | 0.92087 | 1 | 1 | 1 | 1 | 1 | 1 | 0.69991 | 0.9642 | 0.8383 | 0.10435 | 1 | 1 | 1
2 | 14 | 12 | 0.41148 | 0.12435 | 0.011488 | 0.031483 | 0 | 0.06109 | 0.65547 | 0.0013627 | 0.45976 | 0.40405 | 0.60027 | 0.34829 | 0.41959 | 0.41442 | 0.21504 | 0.19283 | 0.1557 | 0.19313 | 0.19363 | 0.59697 | 0.14959 | 0.12435 | 0.031171 | 0.88284 | 0.97307 | 0.80013 | 0.95442 | 0.93334 | 0.93986 | 0.94405 | 0.86534 | 1 | 0.94397 | 1 | 1 | 1 | 1 | 1 | 1 | 0.74331 | 0.98416 | 0.86084 | 0.12695 | 1 | 1 | 1
2 | 14 | 13 | 0.40916 | 0.089579 | 0.0063607 | 0.016329 | 0 | 0.065644 | 0.67323 | 0.014504 | 0.4567 | 0.40157 | 0.6293 | 0.39768 | 0.41716 | 0.45827 | 0.26905 | 0.24696 | 0.18189 | 0.24131 | 0.23808 | 0.69928 | 0.13259 | 0.089174 | 0.011536 | 0.88548 | 0.96364 | 0.8217 | 0.94517 | 0.85641 | 0.94506 | 0.92236 | 0.73558 | 1 | 1 | 1 | 1 | 1 | 1 | 1 | 1 | 0.72109 | 0.96885 | 0.78898 | 0.49984 | 1 | 1 | 1
2 | 14 | 14 | 0.3828 | 0.13243 | 0.017665 | 0.020079 | 0 | 0.056152 | 0.71391 | 0.036141 | 0.43225 | 0.37499 | 0.70405 | 0.47539 | 0.39112 | 0.52613 | 0.34497 | 0.32376 | 0.21002 | 0.27615 | 0.23289 | 0.81264 | 0.22846 | 0.13241 | 0.037231 | 0.84713 | 0.93538 | 0.78557 | 0.91745 | 0.59815 | 0.85888 | 0.91687 | 0.82956 | 1 | 1 | 1 | 1 | 1 | 1 | 1 | 1 | 0.76344 | 0.92972 | 0.67262 | 0.33879 | 1 | 1 | 1
2 | 14 | 15 | 0.33057 | 0.15948 | 0.027222 | 0.042734 | 0 | 0.059815 | 0.75531 | 0.07357 | 0.38013 | 0.32185 | 0.71056 | 0.65845 | 0.33897 | 0.7012 | 0.42753 | 0.4079 | 0.25971 | 0.27385 | 0.2093 | 0.83528 | 0.26522 | 0.15938 | 0.058982 | 0.70889 | 0.81386 | 0.80772 | 0.79826 | 0.25094 | 0.6198 | 0.79635 | 0.70108 | 0.97914 | 1 | 1 | 1 | 1 | 0.97451 | 0.97089 | 0.99709 | 0.65999 | 0.9447 | 0.79992 | 0.48492 | 1 | 1 | 1
2 | 14 | 16 | 0.35972 | 0.19054 | 0.029359 | 0.065112 | 0 | 0.080798 | 0.78192 | 0.22292 | 0.40766 | 0.35127 | 0.69008 | 0.70914 | 0.36784 | 0.74677 | 0.51279 | 0.4953 | 0.30733 | 0.30968 | 0.15098 | 0.82402 | 0.19659 | 0.19047 | 0.085149 | 0.52825 | 0.65262 | 0.6891 | 0.64011 | 0.11487 | 0.43993 | 0.58176 | 0.62905 | 0.82525 | 0.89412 | 0.91614 | 0.88183 | 0.85374 | 0.8188 | 0.83798 | 0.84641 | 0.63257 | 0.83326 | 0.66729 | 0.43978 | 1 | 1 | 1
2 | 14 | 17 | 0.46554 | 0.21867 | 0.034365 | 0.10917 | 0 | 0.087497 | 0.76709 | 0.42075 | 0.51143 | 0.45887 | 0.57946 | 0.62023 | 0.47323 | 0.66025 | 0.54942 | 0.53297 | 0.40871 | 0.35628 | 0.085918 | 0.80195 | 0.14683 | 0.21871 | 0.10948 | 0.25171 | 0.36781 | 0.3546 | 0.36075 | 0.11445 | 0.2524 | 0.30222 | 0.43475 | 0.48438 | 0.47687 | 0.60233 | 0.53705 | 0.48475 | 0.46534 | 0.51161 | 0.48059 | 0.28737 | 0.50035 | 0.31376 | 0.13827 | 1 | 1 | 1
2 | 14 | 18 | 0.47617 | 0.21887 | 0.054853 | 0.17237 | 0.017234 | 0.063712 | 0.76013 | 0.56286 | 0.52061 | 0.4695 | 0.55568 | 0.56147 | 0.48363 | 0.61079 | 0.57148 | 0.55569 | 0.57064 | 0.38639 | 0.048942 | 0.78063 | 0.13845 | 0.21894 | 0.1094 | 0.0064976 | 0.034577 | 0.020597 | 0.033914 | 0.0081134 | 0.027254 | 0.033112 | 0.077214 | 0.11239 | 0.063509 | 0.077615 | 0.032151 | 0.033062 | 0.031516 | 0.045747 | 0.032778 | 0.0028515 | 0.052696 | 0.0046081 | 0 | 1 | 1 | 1
2 | 14 | 19 | 0.41046 | 0.18455 | 0.034834 | 0.17429 | 0.080385 | 0.04386 | 0.75304 | 0.59736 | 0.45835 | 0.40296 | 0.5338 | 0.45002 | 0.41851 | 0.50894 | 0.70217 | 0.69065 | 0.6591 | 0.31207 | 0.03229 | 0.7897 | 0.24872 | 0.18441 | 0.080555 | 0 | 0 | 6.6111e-05 | 0 | 0 | 0 | 0 | 0 | 0 | 0 | 0 | 0 | 0 | 0 | 0 | 0 | 6.8678e-07 | 0.00035273 | 0 | 0 | 1 | 1 | 1
2 | 14 | 20 | 0.30226 | 0.16274 | 0.039913 | 0.12086 | 0.082148 | 0.032487 | 0.7412 | 0.57544 | 0.35618 | 0.29376 | 0.50264 | 0.3004 | 0.31132 | 0.3634 | 0.80099 | 0.79306 | 0.70582 | 0.22658 | 0.03252 | 0.71629 | 0.38758 | 0.16258 | 0.062222 | 0 | 0 | 0 | 0 | 0 | 0 | 0 | 0 | 0 | 0 | 0 | 0 | 0 | 0 | 0 | 0 | 0 | 0 | 0 | 0 | 1 | 1 | 1
2 | 14 | 21 | 0.16268 | 0.15727 | 0.08959 | 0.1275 | 0.045061 | 0.075132 | 0.69422 | 0.47262 | 0.21929 | 0.15298 | 0.45308 | 0.27838 | 0.17225 | 0.34854 | 0.83364 | 0.82695 | 0.68539 | 0.15959 | 0.039364 | 0.6757 | 0.36494 | 0.15703 | 0.0584 | 0 | 0 | 0 | 0 | 0 | 0 | 0 | 0 | 0 | 0 | 0 | 0 | 0 | 0 | 0 | 0 | 0 | 0 | 0 | 0 | 1 | 1 | 1
2 | 14 | 22 | 0.080289 | 0.1884 | 0.15574 | 0.14981 | 0.018741 | 0.12967 | 0.70838 | 0.35925 | 0.13841 | 0.07072 | 0.46387 | 0.2486 | 0.090088 | 0.32024 | 0.84104 | 0.83464 | 0.67688 | 0.091998 | 0.054866 | 0.67948 | 0.30513 | 0.18861 | 0.080635 | 0 | 0 | 0 | 0 | 0 | 0 | 0 | 0 | 0 | 0 | 0 | 0 | 0 | 0 | 0 | 0 | 0 | 0 | 0 | 0 | 1 | 1 | 1
2 | 14 | 23 | 0.018194 | 0.15334 | 0.23834 | 0.14854 | 0.015405 | 0.1385 | 0.74284 | 0.27809 | 0.071448 | 0.0094965 | 0.45415 | 0.20472 | 0.026852 | 0.27779 | 0.84207 | 0.83571 | 0.67701 | 0.047039 | 0.08265 | 0.65509 | 0.27095 | 0.15341 | 0.052704 | 0 | 0 | 0 | 0 | 0 | 0 | 0 | 0 | 0 | 0 | 0 | 0 | 0 | 0 | 0 | 0 | 0 | 0 | 0 | 0 | 1 | 1 | 1
2 | 14 | 24 | 0.00089914 | 0.086311 | 0.3295 | 0.13826 | 0.032875 | 0.15741 | 0.76249 | 0.2418 | 0.030363 | 0.00034976 | 0.37269 | 0.16349 | 0.0013582 | 0.23356 | 0.83554 | 0.82892 | 0.65123 | 0.023502 | 0.11443 | 0.64957 | 0.20984 | 0.086041 | 0.0089622 | 0 | 0 | 0 | 0 | 0 | 0 | 0 | 0 | 0 | 0 | 0 | 0 | 0 | 0 | 0 | 0 | 0 | 0 | 0 | 0 | 1 | 1 | 1
2 | 15 | 1 | 0 | 0.066069 | 0.38754 | 0.13178 | 0.031662 | 0.11339 | 0.75432 | 0.23049 | 0.013968 | 0 | 0.31939 | 0.21859 | 0 | 0.29097 | 0.82709 | 0.82015 | 0.71048 | 0.011277 | 0.13912 | 0.60007 | 0.14597 | 0.065905 | 0.00012965 | 0 | 0 | 0 | 0 | 0 | 0 | 0 | 0 | 0 | 0 | 0 | 0 | 0 | 0 | 0 | 0 | 0 | 0 | 0 | 0 | 1 | 1 | 1
2 | 15 | 2 | 0 | 0.06894 | 0.43382 | 0.13907 | 0.0066609 | 0.073031 | 0.74459 | 0.20558 | 0.02142 | 0 | 0.28313 | 0.27288 | 0 | 0.34805 | 0.8232 | 0.81611 | 0.72141 | 0.0059244 | 0.21435 | 0.55526 | 0.19117 | 0.068909 | 0 | 0 | 0 | 0 | 0 | 0 | 0 | 0 | 0 | 0 | 0 | 0 | 0 | 0 | 0 | 0 | 0 | 0 | 0 | 0 | 0 | 1 | 1 | 1
2 | 15 | 3 | 0 | 0.065455 | 0.47387 | 0.15362 | 0 | 0.049929 | 0.74336 | 0.1967 | 0.0038605 | 0 | 0.31054 | 0.19415 | 0 | 0.26754 | 0.82714 | 0.82021 | 0.70401 | 0.0063109 | 0.28438 | 0.52411 | 0.2482 | 0.065414 | 0 | 0 | 0 | 0 | 0 | 0 | 0 | 0 | 0 | 0 | 0 | 0 | 0 | 0 | 0 | 0 | 0 | 0 | 0 | 0 | 0 | 1 | 1 | 1
2 | 15 | 4 | 0 | 0.056948 | 0.48672 | 0.17167 | 0 | 0.033117 | 0.76661 | 0.23432 | 0.00078345 | 0 | 0.316 | 0.10936 | 0 | 0.18024 | 0.83923 | 0.83276 | 0.75429 | 0.01486 | 0.36494 | 0.51119 | 0.18174 | 0.056589 | 0.00041902 | 0 | 0 | 0 | 0 | 0 | 0 | 0 | 0 | 0 | 0 | 0 | 0 | 0 | 0 | 0 | 0 | 0 | 0 | 0 | 0 | 1 | 1 | 1
2 | 15 | 5 | 0 | 0.11623 | 0.46229 | 0.181 | 0 | 0.030477 | 0.78456 | 0.24016 | 0.0034968 | 0 | 0.30235 | 0.10291 | 0 | 0.17684 | 0.85251 | 0.84655 | 0.78078 | 0.031137 | 0.45127 | 0.48145 | 0.16091 | 0.11594 | 0.028072 | 0 | 0 | 0 | 0 | 0 | 0 | 0 | 0 | 0 | 0 | 0 | 0 | 0 | 0 | 0 | 0 | 0 | 0 | 0 | 0 | 1 | 1 | 1
2 | 15 | 6 | 0 | 0.22236 | 0.43716 | 0.18512 | 0 | 0.036021 | 0.79479 | 0.21447 | 0.0073283 | 0 | 0.2879 | 0.11073 | 0 | 0.1824 | 0.85624 | 0.85043 | 0.79945 | 0.048969 | 0.5451 | 0.47009 | 0.14976 | 0.22241 | 0.11295 | 0 | 0 | 0.00041763 | 0 | 0 | 0 | 0 | 0 | 0 | 0 | 0 | 0 | 0 | 0 | 0 | 0 | 0 | 0 | 0 | 0.0025076 | 1 | 1 | 1
2 | 15 | 7 | 0 | 0.29672 | 0.44799 | 0.18298 | 0 | 0.047062 | 0.79751 | 0.21239 | 0.0073965 | 0 | 0.32295 | 0.17477 | 0 | 0.25184 | 0.86207 | 0.85648 | 0.78569 | 0.062456 | 0.65453 | 0.46365 | 0.13446 | 0.29697 | 0.18326 | 1.6843e-05 | 0.026248 | 0.10774 | 0.025745 | 8.1812e-06 | 8.9416e-06 | 0.00015698 | 0.0047709 | 0.002357 | 0.015244 | 0.035553 | 0.12464 | 0.096884 | 0.091909 | 0.070611 | 0.096052 | 6.7022e-05 | 0.055948 | 0.26384 | 0.29674 | 1 | 1 | 1
2 | 15 | 8 | 0 | 0.29693 | 0.50773 | 0.19197 | 0 | 0.030414 | 0.77763 | 0.16024 | 0.0034094 | 0 | 0.24932 | 0.16387 | 0 | 0.23849 | 0.87995 | 0.87506 | 0.77778 | 0.050282 | 0.69083 | 0.39427 | 0.12918 | 0.29674 | 0.18828 | 0.1179 | 0.30861 | 0.36623 | 0.30269 | 0.089098 | 0.14824 | 0.23456 | 0.34499 | 0.36245 | 0.5032 | 0.57862 | 0.60531 | 0.56471 | 0.52587 | 0.53053 | 0.55986 | 0.18606 | 0.50984 | 0.66842 | 0.52176 | 1 | 1 | 1
2 | 15 | 9 | 0 | 0.32287 | 0.57722 | 0.18135 | 0 | 0.02571 | 0.73182 | 0.065427 | 0.00011424 | 0 | 0.1261 | 0.13958 | 0 | 0.21126 | 0.88769 | 0.88311 | 0.74777 | 0.025116 | 0.77528 | 0.33374 | 0.13941 | 0.3226 | 0.21579 | 0.40147 | 0.59733 | 0.52522 | 0.58588 | 0.22174 | 0.48465 | 0.60854 | 0.68725 | 0.70997 | 0.82729 | 0.85737 | 0.85504 | 0.82123 | 0.76388 | 0.7839 | 0.81418 | 0.5479 | 0.69377 | 0.87204 | 0.4032 | 1 | 1 | 1
2 | 15 | 10 | 0 | 0.39068 | 0.72763 | 0.1702 | 0 | 0.011074 | 0.68611 | 0.012033 | 0 | 0 | 0.15006 | 0.1783 | 0 | 0.25231 | 0.88327 | 0.87852 | 0.73151 | 0.017014 | 0.85504 | 0.35124 | 0.1316 | 0.3907 | 0.28435 | 0.63055 | 0.79206 | 0.69836 | 0.77688 | 0.39096 | 0.76281 | 0.79751 | 0.86455 | 0.87954 | 0.98918 | 1 | 0.98559 | 0.96681 | 0.90539 | 0.95202 | 0.95851 | 0.71214 | 0.74173 | 0.95033 | 0.60026 | 1 | 1 | 1
2 | 15 | 11 | 0 | 0.43631 | 0.75945 | 0.1988 | 0 | 0.015967 | 0.68941 | 0.00075182 | 0 | 0 | 0.20537 | 0.21052 | 0 | 0.28628 | 0.87207 | 0.86687 | 0.75144 | 0.0068999 | 0.90053 | 0.41683 | 0.13296 | 0.43628 | 0.33459 | 0.77688 | 0.89874 | 0.80265 | 0.88151 | 0.48354 | 0.88597 | 0.89017 | 0.93885 | 0.96291 | 1 | 1 | 1 | 1 | 0.99305 | 1 | 1 | 0.78929 | 0.87015 | 1 | 0.846 | 1 | 1 | 1
2 | 15 | 12 | 0 | 0.47176 | 0.79104 | 0.23425 | 0 | 0.026583 | 0.7418 | 0 | 0 | 0 | 0.1806 | 0.17067 | 0 | 0.24353 | 0.84976 | 0.84369 | 0.77941 | 0.0033379 | 0.93584 | 0.51459 | 0.13483 | 0.47172 | 0.37405 | 0.85932 | 0.95154 | 0.8463 | 0.9333 | 0.5923 | 0.93271 | 0.93541 | 0.96547 | 1 | 1 | 1 | 1 | 1 | 1 | 1 | 1 | 0.87822 | 0.8931 | 1 | 0.91815 | 1 | 1 | 1
2 | 15 | 13 | 0 | 0.49974 | 0.86617 | 0.21272 | 0 | 0.063788 | 0.79955 | 0 | 6.6619e-05 | 0 | 0.21176 | 0.1539 | 0 | 0.22732 | 0.82611 | 0.81914 | 0.82943 | 0.0028863 | 0.94724 | 0.63954 | 0.11354 | 0.49972 | 0.40512 | 0.87209 | 0.95293 | 0.83579 | 0.93466 | 0.54945 | 0.91958 | 0.93686 | 0.93992 | 1 | 1 | 1 | 1 | 1 | 1 | 1 | 1 | 0.83831 | 0.84278 | 1 | 1 | 1 | 1 | 1
2 | 15 | 14 | 0 | 0.51453 | 0.94139 | 0.17854 | 0 | 0.11881 | 0.83972 | 0.0016857 | 0.0019641 | 0 | 0.26703 | 0.1596 | 0 | 0.23333 | 0.81824 | 0.81096 | 0.85916 | 0.0029406 | 0.96874 | 0.72832 | 0.12231 | 0.51452 | 0.42182 | 0.83358 | 0.9244 | 0.77874 | 0.90668 | 0.49394 | 0.90029 | 0.91577 | 0.88508 | 1 | 1 | 1 | 1 | 1 | 0.97303 | 1 | 1 | 0.90882 | 0.7524 | 1 | 0.98713 | 1 | 1 | 1
2 | 15 | 15 | 0 | 0.51527 | 0.93674 | 0.16466 | 0 | 0.15084 | 0.83435 | 0.022029 | 0.0047793 | 0 | 0.28516 | 0.17646 | 0 | 0.25073 | 0.81399 | 0.80655 | 0.87007 | 0.0017482 | 0.97012 | 0.74975 | 0.11162 | 0.51515 | 0.42398 | 0.7408 | 0.85087 | 0.73908 | 0.83456 | 0.54396 | 0.75175 | 0.86134 | 0.82271 | 0.97235 | 1 | 1 | 0.9963 | 0.98814 | 0.88131 | 0.97089 | 0.97966 | 0.79503 | 0.64349 | 0.95882 | 0.86924 | 1 | 1 | 1
2 | 15 | 16 | 7.1665e-05 | 0.52557 | 0.90672 | 0.14117 | 0 | 0.18989 | 0.8101 | 0.085549 | 0.037251 | 0 | 0.33922 | 0.18219 | 0.00056418 | 0.25653 | 0.7946 | 0.78642 | 0.88026 | 8.8087e-05 | 0.96207 | 0.74462 | 0.093479 | 0.52537 | 0.43664 | 0.56633 | 0.70028 | 0.62505 | 0.68685 | 0.43685 | 0.68578 | 0.70449 | 0.74085 | 0.85341 | 0.73336 | 0.90155 | 0.86533 | 0.83359 | 0.75091 | 0.83304 | 0.82643 | 0.70547 | 0.50586 | 0.81292 | 0.7525 | 1 | 1 | 1
2 | 15 | 17 | 0.0010792 | 0.56508 | 0.89881 | 0.13611 | 0 | 0.21737 | 0.7842 | 0.15832 | 0.053611 | 0 | 0.37397 | 0.17402 | 0.0091112 | 0.24593 | 0.77318 | 0.76421 | 0.88907 | 0.00032398 | 0.96849 | 0.69386 | 0.095829 | 0.56526 | 0.47723 | 0.2801 | 0.40674 | 0.27557 | 0.39894 | 0.30168 | 0.42385 | 0.35014 | 0.51101 | 0.56324 | 0.50685 | 0.60481 | 0.52911 | 0.45304 | 0.41017 | 0.48315 | 0.44915 | 0.29851 | 0.3933 | 0.29823 | 0.25425 | 1 | 1 | 1
2 | 15 | 18 | 0.0014187 | 0.54916 | 0.89843 | 0.18354 | 0 | 0.40205 | 0.78951 | 0.246 | 0.041308 | 0.00076429 | 0.44584 | 0.21057 | 0.0023501 | 0.28444 | 0.76944 | 0.76033 | 0.89854 | 7.1063e-06 | 0.98279 | 0.67715 | 0.1352 | 0.54914 | 0.46138 | 0.0096621 | 0.048993 | 0.018499 | 0.048054 | 0.046253 | 0.093646 | 0.053339 | 0.10299 | 0.15361 | 0.082861 | 0.089207 | 0.037757 | 0.031732 | 0.02563 | 0.045096 | 0.03146 | 0.045784 | 0.039082 | 0.0046934 | 0 | 1 | 1 | 1
2 | 15 | 19 | 0.023889 | 0.52244 | 0.93732 | 0.19228 | 0 | 0.53244 | 0.79959 | 0.28322 | 0.078963 | 0.015207 | 0.57097 | 0.22366 | 0.032768 | 0.2954 | 0.76704 | 0.75784 | 0.90061 | 0.00012671 | 0.95637 | 0.57507 | 0.17057 | 0.52221 | 0.43341 | 0 | 0 | 0.00016462 | 0 | 0 | 0 | 0 | 0 | 0 | 0 | 0 | 0 | 0 | 0 | 0 | 0 | 0.00045592 | 0.00041396 | 0 | 0 | 1 | 1 | 1
2 | 15 | 20 | 0.065104 | 0.53031 | 0.92752 | 0.18179 | 0 | 0.22873 | 0.74696 | 0.28671 | 0.12164 | 0.055433 | 0.59777 | 0.24829 | 0.074672 | 0.31898 | 0.78379 | 0.77521 | 0.91596 | 0.00037856 | 0.87616 | 0.4966 | 0.18878 | 0.53031 | 0.43968 | 0 | 0 | 0 | 0 | 0 | 0 | 0 | 0 | 0 | 0 | 0 | 0 | 0 | 0 | 0 | 0 | 0 | 0 | 0 | 0 | 1 | 1 | 1
2 | 15 | 21 | 0.15831 | 0.5214 | 0.88712 | 0.1892 | 0 | 0.17278 | 0.73178 | 0.38641 | 0.21829 | 0.14905 | 0.57036 | 0.28315 | 0.16838 | 0.35332 | 0.80208 | 0.79419 | 0.93368 | 0.0035241 | 0.78188 | 0.46178 | 0.18193 | 0.52127 | 0.43109 | 0 | 0 | 0 | 0 | 0 | 0 | 0 | 0 | 0 | 0 | 0 | 0 | 0 | 0 | 0 | 0 | 0 | 0 | 0 | 0 | 1 | 1 | 1
2 | 15 | 22 | 0.19488 | 0.52585 | 0.88335 | 0.21301 | 0 | 0.343 | 0.74039 | 0.51258 | 0.25308 | 0.18561 | 0.53198 | 0.29691 | 0.20468 | 0.36528 | 0.79969 | 0.79171 | 0.9252 | 0.011129 | 0.68798 | 0.42736 | 0.15744 | 0.52577 | 0.43561 | 0 | 0 | 0 | 0 | 0 | 0 | 0 | 0 | 0 | 0 | 0 | 0 | 0 | 0 | 0 | 0 | 0 | 0 | 0 | 0 | 1 | 1 | 1
2 | 15 | 23 | 0.20152 | 0.53175 | 0.90168 | 0.26182 | 0 | 0.55792 | 0.75198 | 0.44073 | 0.25948 | 0.19228 | 0.50073 | 0.31581 | 0.21128 | 0.3806 | 0.80123 | 0.7933 | 0.89684 | 0.027641 | 0.65404 | 0.43168 | 0.15429 | 0.53151 | 0.44417 | 0 | 0 | 0 | 0 | 0 | 0 | 0 | 0 | 0 | 0 | 0 | 0 | 0 | 0 | 0 | 0 | 0 | 0 | 0 | 0 | 1 | 1 | 1
2 | 15 | 24 | 0.18474 | 0.57064 | 0.89965 | 0.29792 | 0 | 0.33849 | 0.63754 | 0.30693 | 0.24219 | 0.17527 | 0.46597 | 0.39709 | 0.19444 | 0.45926 | 0.81822 | 0.81094 | 0.87625 | 0.05364 | 0.62915 | 0.43615 | 0.16582 | 0.57008 | 0.49283 | 0 | 0 | 0 | 0 | 0 | 0 | 0 | 0 | 0 | 0 | 0 | 0 | 0 | 0 | 0 | 0 | 0 | 0 | 0 | 0 | 1 | 1 | 1
2 | 16 | 1 | 0.17761 | 0.7179 | 0.88335 | 0.37109 | 0 | 0.16718 | 0.4911 | 0.1951 | 0.23672 | 0.16833 | 0.47971 | 0.46246 | 0.18755 | 0.52086 | 0.80169 | 0.79379 | 0.8715 | 0.088361 | 0.58771 | 0.40221 | 0.17188 | 0.71775 | 0.66028 | 0 | 0 | 0 | 0 | 0 | 0 | 0 | 0 | 0 | 0 | 0 | 0 | 0 | 0 | 0 | 0 | 0 | 0 | 0 | 0 | 1 | 1 | 1
2 | 16 | 2 | 0.13016 | 0.88822 | 0.87971 | 0.41937 | 0 | 0.091064 | 0.36009 | 0.15564 | 0.18941 | 0.12066 | 0.42191 | 0.46601 | 0.14013 | 0.52491 | 0.7572 | 0.74765 | 0.86062 | 0.11509 | 0.54223 | 0.45355 | 0.2024 | 0.8886 | 0.85825 | 0 | 0 | 0 | 0 | 0 | 0 | 0 | 0 | 0 | 0 | 0 | 0 | 0 | 0 | 0 | 0 | 0 | 0 | 0 | 0 | 1 | 1 | 1
2 | 16 | 3 | 0.06536 | 0.97252 | 0.86191 | 0.46904 | 0 | 0.048231 | 0.29947 | 0.11537 | 0.12269 | 0.05577 | 0.37961 | 0.39087 | 0.075046 | 0.45203 | 0.70004 | 0.68844 | 0.83903 | 0.12361 | 0.52866 | 0.46782 | 0.20655 | 0.97297 | 0.96016 | 0 | 0 | 0 | 0 | 0 | 0 | 0 | 0 | 0 | 0 | 0 | 0 | 0 | 0 | 0 | 0 | 0 | 0 | 0 | 0 | 1 | 1 | 1
2 | 16 | 4 | 0.03275 | 0.95597 | 0.86239 | 0.52633 | 0.0095922 | 0.10928 | 0.24089 | 0.11735 | 0.088042 | 0.023345 | 0.39936 | 0.33734 | 0.042119 | 0.40017 | 0.65207 | 0.63884 | 0.80954 | 0.12004 | 0.52635 | 0.449 | 0.14992 | 0.95591 | 0.94668 | 0 | 0 | 0 | 0 | 0 | 0 | 0 | 0 | 0 | 0 | 0 | 0 | 0 | 0 | 0 | 0 | 0 | 0 | 0 | 0 | 1 | 1 | 1
2 | 16 | 5 | 0.046772 | 0.95363 | 0.8892 | 0.5114 | 0.067256 | 0.15844 | 0.23557 | 0.10143 | 0.10478 | 0.03747 | 0.46066 | 0.36151 | 0.056538 | 0.42612 | 0.61802 | 0.60367 | 0.76616 | 0.12868 | 0.52277 | 0.46963 | 0.1388 | 0.95351 | 0.94458 | 0 | 0 | 0 | 0 | 0 | 0 | 0 | 0 | 0 | 0 | 0 | 0 | 0 | 0 | 0 | 0 | 0 | 0 | 0 | 0 | 1 | 1 | 1
2 | 16 | 6 | 0.048537 | 0.97626 | 0.86655 | 0.49023 | 0.17467 | 0.16284 | 0.25875 | 0.10817 | 0.10573 | 0.039098 | 0.52212 | 0.37555 | 0.058194 | 0.4414 | 0.54718 | 0.53067 | 0.7392 | 0.11925 | 0.52554 | 0.53003 | 0.12205 | 0.97639 | 0.9691 | 0 | 0 | 0.0013627 | 0 | 0 | 0 | 0 | 0 | 0 | 0 | 0 | 0 | 0 | 0 | 0 | 0 | 0 | 0 | 0 | 0.0081839 | 1 | 1 | 1
2 | 16 | 7 | 0.06356 | 0.96824 | 0.82306 | 0.48745 | 0.27144 | 0.18622 | 0.32302 | 0.13997 | 0.12185 | 0.054092 | 0.54079 | 0.32253 | 0.073386 | 0.38821 | 0.47835 | 0.45994 | 0.74522 | 0.085401 | 0.51411 | 0.51552 | 0.1187 | 0.96823 | 0.96117 | 1.6132e-05 | 0.036669 | 0.18924 | 0.035966 | 4.0327e-06 | 3.1392e-05 | 0.00022671 | 0.0052112 | 0.0028143 | 0.018038 | 0.039131 | 0.18494 | 0.13522 | 0.1635 | 0.067394 | 0.13405 | 0.18585 | 0.065104 | 0.28291 | 0.52202 | 1 | 1 | 1
2 | 16 | 8 | 0.074534 | 0.9642 | 0.78619 | 0.47026 | 0.29255 | 0.25713 | 0.35199 | 0.14065 | 0.1341 | 0.065153 | 0.48848 | 0.29211 | 0.084546 | 0.36296 | 0.43272 | 0.41321 | 0.7579 | 0.043229 | 0.53894 | 0.45887 | 0.10462 | 0.96428 | 0.95496 | 0.12164 | 0.31586 | 0.5639 | 0.3098 | 0.15829 | 0.20637 | 0.21696 | 0.32807 | 0.33874 | 0.506 | 0.56675 | 0.60087 | 0.57987 | 0.55891 | 0.52464 | 0.57489 | 0.55247 | 0.45635 | 0.66711 | 0.82118 | 1 | 1 | 1
2 | 16 | 9 | 0.050339 | 0.93959 | 0.69615 | 0.3441 | 0.13464 | 0.14688 | 0.36671 | 0.073383 | 0.1073 | 0.040848 | 0.42302 | 0.21458 | 0.059967 | 0.28482 | 0.37339 | 0.35266 | 0.71748 | 0.014039 | 0.61304 | 0.4627 | 0.072929 | 0.93939 | 0.92858 | 0.40406 | 0.60228 | 0.77277 | 0.59074 | 0.38808 | 0.58838 | 0.54938 | 0.61341 | 0.65609 | 0.80545 | 0.83468 | 0.83195 | 0.83342 | 0.81489 | 0.76996 | 0.82626 | 0.7643 | 0.70191 | 0.87263 | 0.98375 | 1 | 1 | 1
2 | 16 | 10 | 0.049918 | 0.95989 | 0.57261 | 0.20771 | 0.01989 | 0.11534 | 0.39419 | 0.037661 | 0.10701 | 0.040448 | 0.49567 | 0.19426 | 0.059563 | 0.26571 | 0.28702 | 0.26507 | 0.75198 | 0.022095 | 0.47832 | 0.46815 | 0.067142 | 0.95991 | 0.95039 | 0.62994 | 0.79162 | 0.889 | 0.77644 | 0.64586 | 0.75952 | 0.75911 | 0.81022 | 0.81307 | 0.93193 | 0.98332 | 0.96566 | 0.96597 | 0.93967 | 0.9177 | 0.95767 | 0.89007 | 0.81068 | 0.96839 | 1 | 1 | 1 | 1
2 | 16 | 11 | 0.072658 | 0.97189 | 0.53889 | 0.1985 | 0 | 0.15891 | 0.44928 | 0.050451 | 0.13042 | 0.063051 | 0.64555 | 0.2228 | 0.082415 | 0.29541 | 0.29158 | 0.26967 | 0.73903 | 0.048283 | 0.27369 | 0.46013 | 0.073232 | 0.9719 | 0.96532 | 0.77107 | 0.89354 | 0.88202 | 0.87641 | 0.61848 | 0.88399 | 0.79123 | 0.92971 | 0.95607 | 1 | 1 | 1 | 1 | 0.99829 | 1 | 1 | 0.96693 | 0.84077 | 1 | 1 | 1 | 1 | 1
2 | 16 | 12 | 0.12102 | 0.98132 | 0.5474 | 0.25302 | 0.0066202 | 0.20755 | 0.50348 | 0.081519 | 0.17959 | 0.1114 | 0.72395 | 0.24591 | 0.1309 | 0.31731 | 0.32095 | 0.29938 | 0.69626 | 0.10142 | 0.29405 | 0.45485 | 0.067215 | 0.98134 | 0.97675 | 0.85856 | 0.95549 | 0.96029 | 0.93717 | 0.73486 | 0.92409 | 0.90214 | 0.94574 | 1 | 1 | 1 | 1 | 1 | 1 | 1 | 1 | 0.9577 | 0.81326 | 1 | 1 | 1 | 1 | 1
2 | 16 | 13 | 0.18341 | 0.98638 | 0.55886 | 0.32923 | 0.055317 | 0.23096 | 0.58416 | 0.10501 | 0.24027 | 0.17387 | 0.77472 | 0.26648 | 0.19302 | 0.33553 | 0.33888 | 0.31756 | 0.66404 | 0.19738 | 0.37753 | 0.52542 | 0.067397 | 0.98649 | 0.98183 | 0.87616 | 0.96345 | 0.94595 | 0.94498 | 0.75077 | 0.9248 | 0.93392 | 0.92156 | 1 | 1 | 1 | 1 | 1 | 1 | 1 | 1 | 0.91484 | 0.75033 | 1 | 1 | 1 | 1 | 1
2 | 16 | 14 | 0.27992 | 0.96735 | 0.55734 | 0.41972 | 0.147 | 0.19182 | 0.68987 | 0.12618 | 0.33458 | 0.27117 | 0.80486 | 0.30941 | 0.28912 | 0.38104 | 0.36262 | 0.34169 | 0.64005 | 0.24522 | 0.56538 | 0.58985 | 0.058612 | 0.96737 | 0.95952 | 0.83611 | 0.92845 | 0.87729 | 0.91065 | 0.81082 | 0.81055 | 0.90765 | 0.86617 | 0.97225 | 1 | 1 | 1 | 1 | 1 | 0.98445 | 1 | 0.8446 | 0.69123 | 1 | 1 | 1 | 1 | 1
2 | 16 | 15 | 0.35032 | 0.94093 | 0.53824 | 0.46409 | 0.14429 | 0.24345 | 0.73141 | 0.13037 | 0.40497 | 0.34272 | 0.80326 | 0.25714 | 0.35945 | 0.32656 | 0.35333 | 0.33224 | 0.60069 | 0.26554 | 0.74048 | 0.68402 | 0.05327 | 0.94077 | 0.92955 | 0.7519 | 0.86354 | 0.76025 | 0.84699 | 0.85819 | 0.79694 | 0.85227 | 0.8192 | 0.83678 | 1 | 0.99119 | 0.97823 | 0.96102 | 0.89832 | 0.94485 | 0.95277 | 0.75063 | 0.58361 | 0.9369 | 1 | 1 | 1 | 1
2 | 16 | 16 | 0.26691 | 0.94792 | 0.48002 | 0.4633 | 0.11562 | 0.29964 | 0.73776 | 0.12762 | 0.32081 | 0.25786 | 0.67532 | 0.23007 | 0.27601 | 0.30206 | 0.33672 | 0.31538 | 0.49567 | 0.21237 | 0.89792 | 0.74023 | 0.052375 | 0.94795 | 0.9356 | 0.57737 | 0.71386 | 0.59438 | 0.70017 | 0.7211 | 0.71709 | 0.72005 | 0.70157 | 0.60576 | 0.89718 | 0.88439 | 0.8378 | 0.80846 | 0.79156 | 0.81808 | 0.80152 | 0.56619 | 0.62421 | 0.80712 | 0.82435 | 1 | 1 | 1
2 | 16 | 17 | 0.20987 | 0.94417 | 0.50011 | 0.51235 | 0.22636 | 0.21327 | 0.72784 | 0.12619 | 0.26542 | 0.20036 | 0.59427 | 0.20703 | 0.21927 | 0.27823 | 0.26647 | 0.24436 | 0.3365 | 0.16534 | 0.94507 | 0.72271 | 0.057525 | 0.94415 | 0.9318 | 0.27354 | 0.39832 | 0.29318 | 0.39068 | 0.49889 | 0.38409 | 0.39566 | 0.4675 | 0.28456 | 0.57371 | 0.55557 | 0.49413 | 0.48715 | 0.42578 | 0.46971 | 0.48297 | 0.18253 | 0.38751 | 0.39712 | 0.28795 | 1 | 1 | 1
2 | 16 | 18 | 0.21012 | 0.94371 | 0.60398 | 0.60998 | 0.56681 | 0.095404 | 0.7834 | 0.17215 | 0.2673 | 0.20085 | 0.52435 | 0.22879 | 0.21976 | 0.29857 | 0.24879 | 0.22659 | 0.27497 | 0.15299 | 0.94057 | 0.72995 | 0.065117 | 0.9436 | 0.93234 | 0.010418 | 0.052632 | 0.013926 | 0.051623 | 0.13064 | 0.10262 | 0.07566 | 0.10115 | 0.04834 | 0.11631 | 0.082936 | 0.037861 | 0.041474 | 0.03581 | 0.04579 | 0.041118 | 0.0050278 | 0.046936 | 0.0069124 | 0 | 1 | 1 | 1
2 | 16 | 19 | 0.22048 | 0.96765 | 0.64442 | 0.60967 | 0.84501 | 0.35276 | 0.82229 | 0.22542 | 0.27266 | 0.21062 | 0.63206 | 0.30789 | 0.22937 | 0.37571 | 0.28061 | 0.2586 | 0.26623 | 0.18935 | 0.91812 | 0.7269 | 0.11172 | 0.9679 | 0.95679 | 0 | 0 | 6.8161e-05 | 0 | 0 | 0 | 0 | 0 | 0 | 0 | 0 | 0 | 0 | 0 | 0 | 0 | 6.8678e-07 | 0.0003637 | 0 | 0 | 1 | 1 | 1
2 | 16 | 20 | 0.38718 | 0.93325 | 0.60155 | 0.5631 | 0.94841 | 0.3773 | 0.81897 | 0.30903 | 0.4379 | 0.37968 | 0.67983 | 0.3876 | 0.39568 | 0.45101 | 0.31877 | 0.29717 | 0.24194 | 0.29329 | 0.90004 | 0.69825 | 0.3699 | 0.93348 | 0.91511 | 0 | 0 | 0 | 0 | 0 | 0 | 0 | 0 | 0 | 0 | 0 | 0 | 0 | 0 | 0 | 0 | 0 | 0 | 0 | 0 | 1 | 1 | 1
2 | 16 | 21 | 0.46459 | 0.84962 | 0.53157 | 0.54555 | 0.98089 | 0.62358 | 0.66556 | 0.44037 | 0.51181 | 0.4581 | 0.71318 | 0.43504 | 0.47248 | 0.49532 | 0.33208 | 0.31066 | 0.27079 | 0.29517 | 0.88645 | 0.66756 | 0.50212 | 0.84987 | 0.81298 | 0 | 0 | 0 | 0 | 0 | 0 | 0 | 0 | 0 | 0 | 0 | 0 | 0 | 0 | 0 | 0 | 0 | 0 | 0 | 0 | 1 | 1 | 1
2 | 16 | 22 | 0.39767 | 0.70004 | 0.54041 | 0.55003 | 0.97752 | 0.11935 | 0.42921 | 0.57513 | 0.44316 | 0.38955 | 0.74274 | 0.43655 | 0.40539 | 0.49438 | 0.32695 | 0.30546 | 0.24811 | 0.29019 | 0.88165 | 0.67524 | 0.38499 | 0.69938 | 0.64554 | 0 | 0 | 0 | 0 | 0 | 0 | 0 | 0 | 0 | 0 | 0 | 0 | 0 | 0 | 0 | 0 | 0 | 0 | 0 | 0 | 1 | 1 | 1
2 | 16 | 23 | 0.4053 | 0.68857 | 0.53805 | 0.53343 | 0.94813 | 0.27741 | 0.25958 | 0.61729 | 0.45329 | 0.3977 | 0.7509 | 0.44674 | 0.41338 | 0.50625 | 0.34527 | 0.32405 | 0.23777 | 0.22747 | 0.88081 | 0.64322 | 0.3823 | 0.68838 | 0.62581 | 0 | 0 | 0 | 0 | 0 | 0 | 0 | 0 | 0 | 0 | 0 | 0 | 0 | 0 | 0 | 0 | 0 | 0 | 0 | 0 | 1 | 1 | 1
2 | 16 | 24 | 0.39322 | 0.70726 | 0.49542 | 0.54654 | 0.92902 | 0.23577 | 0.13617 | 0.57298 | 0.44081 | 0.38533 | 0.7048 | 0.40956 | 0.40125 | 0.46893 | 0.321 | 0.29943 | 0.22208 | 0.18729 | 0.89313 | 0.60092 | 0.39488 | 0.70792 | 0.63713 | 0 | 0 | 0 | 0 | 0 | 0 | 0 | 0 | 0 | 0 | 0 | 0 | 0 | 0 | 0 | 0 | 0 | 0 | 0 | 0 | 1 | 1 | 1
2 | 17 | 1 | 0.39508 | 0.56974 | 0.4529 | 0.55801 | 0.87874 | 0.20525 | 0.067159 | 0.47688 | 0.44358 | 0.38737 | 0.67595 | 0.40744 | 0.40325 | 0.4635 | 0.28256 | 0.26057 | 0.19904 | 0.11191 | 0.87398 | 0.54175 | 0.34217 | 0.5703 | 0.47805 | 0 | 0 | 0 | 0 | 0 | 0 | 0 | 0 | 0 | 0 | 0 | 0 | 0 | 0 | 0 | 0 | 0 | 0 | 0 | 0 | 1 | 1 | 1
2 | 17 | 2 | 0.38098 | 0.28961 | 0.45329 | 0.59504 | 0.76831 | 0.15729 | 0.03581 | 0.44713 | 0.42796 | 0.37276 | 0.6684 | 0.52105 | 0.38894 | 0.57556 | 0.33441 | 0.31303 | 0.21176 | 0.061798 | 0.87494 | 0.58817 | 0.21571 | 0.28864 | 0.18967 | 0 | 0 | 0 | 0 | 0 | 0 | 0 | 0 | 0 | 0 | 0 | 0 | 0 | 0 | 0 | 0 | 0 | 0 | 0 | 0 | 1 | 1 | 1
2 | 17 | 3 | 0.42628 | 0.20585 | 0.4323 | 0.62614 | 0.65101 | 0.10646 | 0.043691 | 0.42503 | 0.47495 | 0.41921 | 0.6427 | 0.54985 | 0.43443 | 0.5998 | 0.37283 | 0.35208 | 0.22412 | 0.049631 | 0.91158 | 0.5822 | 0.16777 | 0.20504 | 0.10626 | 0 | 0 | 0 | 0 | 0 | 0 | 0 | 0 | 0 | 0 | 0 | 0 | 0 | 0 | 0 | 0 | 0 | 0 | 0 | 0 | 1 | 1 | 1
2 | 17 | 4 | 0.3699 | 0.27963 | 0.37971 | 0.63747 | 0.58928 | 0.1332 | 0.082174 | 0.37464 | 0.42065 | 0.36206 | 0.56603 | 0.53353 | 0.37843 | 0.58306 | 0.38492 | 0.3644 | 0.24955 | 0.050987 | 0.90902 | 0.55193 | 0.1674 | 0.27982 | 0.16659 | 0 | 0 | 0 | 0 | 0 | 0 | 0 | 0 | 0 | 0 | 0 | 0 | 0 | 0 | 0 | 0 | 0 | 0 | 0 | 0 | 1 | 1 | 1
2 | 17 | 5 | 0.25869 | 0.2878 | 0.32583 | 0.64933 | 0.51663 | 0.098266 | 0.14826 | 0.35112 | 0.3126 | 0.24954 | 0.56611 | 0.52698 | 0.2678 | 0.57624 | 0.44479 | 0.42555 | 0.25219 | 0.035193 | 0.93155 | 0.4826 | 0.1936 | 0.28825 | 0.17215 | 0 | 0 | 0 | 0 | 0 | 0 | 0 | 0 | 0 | 0 | 0 | 0 | 0 | 0 | 0 | 0 | 0 | 0 | 0 | 0 | 1 | 1 | 1
2 | 17 | 6 | 0.19816 | 0.17528 | 0.27408 | 0.64903 | 0.42309 | 0.081703 | 0.19929 | 0.27786 | 0.25191 | 0.18828 | 0.62885 | 0.55256 | 0.20731 | 0.60147 | 0.46507 | 0.44633 | 0.23908 | 0.023268 | 0.95683 | 0.50066 | 0.225 | 0.17476 | 0.076189 | 0 | 0 | 0.0010203 | 0 | 0 | 0 | 0 | 0 | 0 | 0 | 0 | 0 | 0 | 0 | 0 | 0 | 0 | 0 | 0 | 0.0061273 | 1 | 1 | 1
2 | 17 | 7 | 0.2661 | 0.16558 | 0.23989 | 0.62968 | 0.54075 | 0.08145 | 0.2075 | 0.28227 | 0.32438 | 0.25769 | 0.63896 | 0.56006 | 0.27585 | 0.60786 | 0.48764 | 0.46947 | 0.18921 | 0.037198 | 0.96376 | 0.50888 | 0.24001 | 0.1657 | 0.062093 | 1.817e-05 | 0.041292 | 0.18899 | 0.0405 | 0.00021174 | 6.4992e-05 | 0.00045681 | 0.0073031 | 0.0037692 | 0.020921 | 0.044875 | 0.23401 | 0.15806 | 0.14271 | 0.080608 | 0.1567 | 0.24116 | 0.10002 | 0.28401 | 0.4162 | 1 | 1 | 1
2 | 17 | 8 | 0.21293 | 0.10472 | 0.20035 | 0.57419 | 0.58288 | 0.056222 | 0.21432 | 0.31287 | 0.27042 | 0.20376 | 0.61398 | 0.55688 | 0.22261 | 0.60476 | 0.51202 | 0.49451 | 0.1421 | 0.053828 | 0.94035 | 0.45751 | 0.20552 | 0.10439 | 0.020368 | 0.12774 | 0.33758 | 0.60689 | 0.33111 | 0.34111 | 0.21323 | 0.24471 | 0.37162 | 0.37013 | 0.51468 | 0.5764 | 0.60642 | 0.57496 | 0.5507 | 0.54271 | 0.57003 | 0.60996 | 0.57762 | 0.66145 | 0.79871 | 1 | 1 | 1
2 | 17 | 9 | 0.13343 | 0.1056 | 0.18746 | 0.49467 | 0.43234 | 0.043694 | 0.20644 | 0.25155 | 0.19086 | 0.12367 | 0.57603 | 0.55057 | 0.14314 | 0.59836 | 0.51834 | 0.501 | 0.12463 | 0.024299 | 0.93044 | 0.38585 | 0.20274 | 0.10557 | 0.018708 | 0.4266 | 0.63984 | 0.85113 | 0.62758 | 0.68997 | 0.58751 | 0.60399 | 0.68666 | 0.6932 | 0.81727 | 0.84092 | 0.84163 | 0.81586 | 0.79403 | 0.7978 | 0.80886 | 0.81209 | 0.80274 | 0.85713 | 0.96086 | 1 | 1 | 1
2 | 17 | 10 | 0.1066 | 0.095647 | 0.1982 | 0.35321 | 0.14478 | 0.012941 | 0.18464 | 0.21385 | 0.16282 | 0.096648 | 0.61946 | 0.55644 | 0.11615 | 0.60546 | 0.48342 | 0.46514 | 0.11069 | 0.013598 | 0.9609 | 0.35326 | 0.2181 | 0.095596 | 0.012751 | 0.65614 | 0.82561 | 0.9944 | 0.80978 | 0.85918 | 0.7832 | 0.78809 | 0.83814 | 0.86009 | 0.99114 | 0.99024 | 0.97758 | 0.95094 | 0.94598 | 0.91369 | 0.94277 | 0.93664 | 0.9088 | 0.97142 | 1 | 1 | 1 | 1
2 | 17 | 11 | 0.17585 | 0.082392 | 0.19147 | 0.2817 | 0.016659 | 0 | 0.18815 | 0.28044 | 0.23427 | 0.16647 | 0.6213 | 0.52982 | 0.18568 | 0.5809 | 0.47825 | 0.45984 | 0.069417 | 0.012722 | 0.98333 | 0.29251 | 0.22161 | 0.082304 | 0.0056404 | 0.80538 | 0.93366 | 1 | 0.91576 | 0.97295 | 0.85325 | 0.88954 | 0.93659 | 0.95974 | 1 | 1 | 1 | 1 | 1 | 0.97861 | 1 | 0.9683 | 0.94476 | 1 | 1 | 1 | 1 | 1
2 | 17 | 12 | 0.23163 | 0.075303 | 0.15795 | 0.23897 | 0 | 0 | 0.20369 | 0.40628 | 0.28986 | 0.22276 | 0.50018 | 0.48061 | 0.2414 | 0.53494 | 0.50923 | 0.49164 | 0.031504 | 0.034497 | 0.98699 | 0.21601 | 0.24382 | 0.075255 | 0.0019937 | 0.87567 | 0.97403 | 1 | 0.95536 | 0.99253 | 0.90507 | 0.9277 | 0.95485 | 0.99725 | 1 | 1 | 1 | 1 | 1 | 0.97348 | 1 | 0.956 | 0.94116 | 1 | 1 | 1 | 1 | 1
2 | 17 | 13 | 0.21602 | 0.065547 | 0.15627 | 0.18636 | 0 | 0 | 0.17376 | 0.47963 | 0.27209 | 0.20665 | 0.35775 | 0.43682 | 0.22549 | 0.49644 | 0.53688 | 0.52006 | 0.013401 | 0.023157 | 0.98694 | 0.13348 | 0.24828 | 0.06545 | 3.0361e-05 | 0.88889 | 0.97475 | 1 | 0.95606 | 0.96098 | 0.91462 | 0.93193 | 0.96829 | 1 | 1 | 1 | 1 | 1 | 1 | 0.91422 | 1 | 0.95327 | 0.90333 | 1 | 1 | 1 | 1 | 1
2 | 17 | 14 | 0.22429 | 0.065425 | 0.18166 | 0.16408 | 0 | 0 | 0.12371 | 0.48317 | 0.28085 | 0.21508 | 0.22569 | 0.36149 | 0.23383 | 0.42562 | 0.553 | 0.53665 | 0.015435 | 0.030126 | 0.98667 | 0.13335 | 0.23872 | 0.065358 | 0 | 0.85184 | 0.9451 | 1 | 0.92698 | 0.98166 | 0.89808 | 0.90501 | 0.93975 | 0.97565 | 1 | 1 | 1 | 1 | 0.98341 | 0.83006 | 1 | 0.96243 | 0.94313 | 0.95758 | 1 | 1 | 1 | 1
2 | 17 | 15 | 0.23402 | 0.067085 | 0.18388 | 0.16233 | 0 | 0 | 0.069149 | 0.46412 | 0.29037 | 0.2249 | 0.14058 | 0.28895 | 0.24352 | 0.35564 | 0.5529 | 0.53655 | 0.024984 | 0.0413 | 0.96898 | 0.14389 | 0.21774 | 0.0669 | 0.00021987 | 0.73608 | 0.84546 | 0.95779 | 0.82926 | 0.88921 | 0.8449 | 0.84052 | 0.87861 | 0.8682 | 1 | 0.95497 | 0.96311 | 0.95936 | 0.8681 | 0.65815 | 0.95112 | 0.91661 | 0.89144 | 0.86566 | 1 | 1 | 1 | 1
2 | 17 | 16 | 0.23531 | 0.097592 | 0.18066 | 0.15565 | 0 | 0 | 0.0044731 | 0.36853 | 0.29255 | 0.22633 | 0.1082 | 0.27446 | 0.24494 | 0.34305 | 0.54316 | 0.52652 | 0.04952 | 0.05325 | 0.92773 | 0.14876 | 0.21989 | 0.09747 | 0.014478 | 0.53814 | 0.66548 | 0.78658 | 0.65272 | 0.70778 | 0.69325 | 0.70573 | 0.75827 | 0.69815 | 0.8103 | 0.83658 | 0.81464 | 0.81492 | 0.55672 | 0.50947 | 0.80793 | 0.8144 | 0.81193 | 0.71098 | 0.78746 | 1 | 1 | 1
2 | 17 | 17 | 0.19972 | 0.13949 | 0.18034 | 0.16123 | 0 | 0 | 0 | 0.23711 | 0.25526 | 0.1901 | 0.10211 | 0.29443 | 0.20913 | 0.36208 | 0.575 | 0.55931 | 0.091022 | 0.073517 | 0.92698 | 0.20637 | 0.27415 | 0.13941 | 0.043123 | 0.25306 | 0.36758 | 0.36252 | 0.36053 | 0.41164 | 0.35294 | 0.46149 | 0.50192 | 0.38324 | 0.37516 | 0.49821 | 0.50075 | 0.52949 | 0.26907 | 0.34383 | 0.52495 | 0.21561 | 0.54314 | 0.35248 | 0.26776 | 1 | 1 | 1
2 | 17 | 18 | 0.22535 | 0.18368 | 0.17417 | 0.23248 | 0 | 0 | 0 | 0.20372 | 0.28326 | 0.21636 | 0.11289 | 0.33998 | 0.23509 | 0.40616 | 0.62181 | 0.60759 | 0.14316 | 0.073786 | 0.96374 | 0.24355 | 0.29249 | 0.18371 | 0.078307 | 0.0099431 | 0.049437 | 0.035366 | 0.04849 | 0.095262 | 0.071015 | 0.11842 | 0.10851 | 0.092931 | 0.06377 | 0.08468 | 0.04001 | 0.052349 | 0.013293 | 0.024347 | 0.0519 | 0.058326 | 0.070291 | 0.0075849 | 0 | 1 | 1 | 1
2 | 17 | 19 | 0.19972 | 0.20411 | 0.18357 | 0.26782 | 0 | 0 | 0 | 0.15777 | 0.25889 | 0.19066 | 0.10743 | 0.37477 | 0.20965 | 0.43802 | 0.67002 | 0.65738 | 0.19856 | 0.0464 | 0.97565 | 0.26591 | 0.33633 | 0.20407 | 0.097005 | 0 | 0 | 0.00030789 | 0 | 0 | 0 | 0 | 0 | 0 | 0 | 0 | 0 | 0 | 0 | 0 | 0 | 0.0011755 | 0.00044419 | 0 | 0 | 1 | 1 | 1
2 | 17 | 20 | 0.10507 | 0.21516 | 0.27808 | 0.26308 | 0 | 0.016526 | 2.8602e-05 | 0.085857 | 0.16311 | 0.095411 | 0.085574 | 0.40907 | 0.11486 | 0.4692 | 0.72594 | 0.71525 | 0.28585 | 0.023941 | 0.97799 | 0.33061 | 0.3683 | 0.21504 | 0.10793 | 0 | 0 | 0 | 0 | 0 | 0 | 0 | 0 | 0 | 0 | 0 | 0 | 0 | 0 | 0 | 0 | 0 | 0 | 0 | 0 | 1 | 1 | 1
2 | 17 | 21 | 0.034267 | 0.23563 | 0.55204 | 0.21769 | 0 | 0.024994 | 0.00039169 | 0.037021 | 0.088861 | 0.025392 | 0.070201 | 0.45437 | 0.043175 | 0.51201 | 0.80112 | 0.7932 | 0.42109 | 0.016756 | 0.97325 | 0.35923 | 0.35728 | 0.23557 | 0.12644 | 0 | 0 | 0 | 0 | 0 | 0 | 0 | 0 | 0 | 0 | 0 | 0 | 0 | 0 | 0 | 0 | 0 | 0 | 0 | 0 | 1 | 1 | 1
2 | 17 | 22 | 0.0018732 | 0.24957 | 0.67684 | 0.23703 | 0.020105 | 0.01172 | 2.8602e-05 | 0.0035909 | 0.024099 | 0.0012525 | 0.05446 | 0.47936 | 0.002287 | 0.53555 | 0.8553 | 0.84945 | 0.67933 | 0.037775 | 0.96639 | 0.27619 | 0.37393 | 0.24946 | 0.1403 | 0 | 0 | 0 | 0 | 0 | 0 | 0 | 0 | 0 | 0 | 0 | 0 | 0 | 0 | 0 | 0 | 0 | 0 | 0 | 0 | 1 | 1 | 1
2 | 17 | 23 | 0 | 0.26734 | 0.80947 | 0.2684 | 0.14884 | 0 | 0 | 0 | 0.00076431 | 0 | 0.062854 | 0.46499 | 0 | 0.52221 | 0.86287 | 0.85732 | 0.73775 | 0.062436 | 0.94927 | 0.17632 | 0.34712 | 0.26714 | 0.15868 | 0 | 0 | 0 | 0 | 0 | 0 | 0 | 0 | 0 | 0 | 0 | 0 | 0 | 0 | 0 | 0 | 0 | 0 | 0 | 0 | 1 | 1 | 1
2 | 17 | 24 | 0 | 0.30755 | 0.8601 | 0.25111 | 0.39516 | 0 | 0.00047137 | 0 | 0 | 0 | 0.073518 | 0.41499 | 0 | 0.47653 | 0.78192 | 0.77328 | 0.74047 | 0.09746 | 0.93142 | 0.17018 | 0.28953 | 0.30709 | 0.20212 | 0 | 0 | 0 | 0 | 0 | 0 | 0 | 0 | 0 | 0 | 0 | 0 | 0 | 0 | 0 | 0 | 0 | 0 | 0 | 0 | 1 | 1 | 1
2 | 18 | 1 | 0 | 0.43227 | 0.85344 | 0.21235 | 0.55332 | 0 | 0.0090593 | 0 | 0 | 0 | 0.065033 | 0.32382 | 0 | 0.39258 | 0.69957 | 0.68795 | 0.70197 | 0.15103 | 0.92757 | 0.15907 | 0.25287 | 0.43239 | 0.32848 | 0 | 0 | 0 | 0 | 0 | 0 | 0 | 0 | 0 | 0 | 0 | 0 | 0 | 0 | 0 | 0 | 0 | 0 | 0 | 0 | 1 | 1 | 1
2 | 18 | 2 | 0 | 0.51206 | 0.86448 | 0.20878 | 0.60415 | 0 | 0.042222 | 0 | 0 | 0 | 0.043251 | 0.18236 | 0 | 0.25382 | 0.66894 | 0.65628 | 0.71846 | 0.21567 | 0.92883 | 0.16603 | 0.2086 | 0.51222 | 0.41697 | 0 | 0 | 0 | 0 | 0 | 0 | 0 | 0 | 0 | 0 | 0 | 0 | 0 | 0 | 0 | 0 | 0 | 0 | 0 | 0 | 1 | 1 | 1
2 | 18 | 3 | 0 | 0.53947 | 0.83362 | 0.22999 | 0.64104 | 0.026588 | 0.092538 | 0 | 2.7363e-05 | 0 | 0.039347 | 0.090438 | 0 | 0.16326 | 0.63349 | 0.61964 | 0.74032 | 0.23625 | 0.91874 | 0.16237 | 0.15881 | 0.53918 | 0.45364 | 0 | 0 | 0 | 0 | 0 | 0 | 0 | 0 | 0 | 0 | 0 | 0 | 0 | 0 | 0 | 0 | 0 | 0 | 0 | 0 | 1 | 1 | 1
2 | 18 | 4 | 0 | 0.61892 | 0.74476 | 0.27196 | 0.6379 | 0.064794 | 0.10374 | 0 | 0.0016904 | 0 | 0.0076911 | 0.025395 | 0 | 0.09201 | 0.5746 | 0.5589 | 0.79428 | 0.21547 | 0.84526 | 0.16772 | 0.13425 | 0.61907 | 0.53994 | 0 | 0 | 0 | 0 | 0 | 0 | 0 | 0 | 0 | 0 | 0 | 0 | 0 | 0 | 0 | 0 | 0 | 0 | 0 | 0 | 1 | 1 | 1
2 | 18 | 5 | 0 | 0.65134 | 0.7114 | 0.32914 | 0.5885 | 0.12882 | 0.12513 | 0 | 0.027589 | 0 | 0.00033553 | 0.0012684 | 0.00041864 | 0.053815 | 0.58934 | 0.57408 | 0.82453 | 0.21375 | 0.79733 | 0.15336 | 0.13957 | 0.65141 | 0.57876 | 0 | 0 | 0 | 0 | 0 | 0 | 0 | 0 | 0 | 0 | 0 | 0 | 0 | 0 | 0 | 0 | 0 | 0 | 0 | 0 | 1 | 1 | 1
2 | 18 | 6 | 0.00056056 | 0.65795 | 0.67707 | 0.29074 | 0.46858 | 0.24244 | 0.14756 | 0 | 0.051336 | 3.7266e-05 | 0 | 0.0062909 | 0.0077947 | 0.064935 | 0.57798 | 0.56238 | 0.83263 | 0.27413 | 0.78648 | 0.14293 | 0.13853 | 0.65804 | 0.58637 | 0 | 0 | 0.00086485 | 0 | 0 | 0 | 0 | 0 | 0 | 0 | 0 | 0 | 0 | 0 | 0 | 0 | 0 | 0 | 0 | 0.0051919 | 1 | 1 | 1
2 | 18 | 7 | 0.0089727 | 0.63595 | 0.65219 | 0.31418 | 0.2604 | 0.33645 | 0.18472 | 0 | 0.0637 | 0.00061187 | 0 | 0.1133 | 0.018122 | 0.18802 | 0.58557 | 0.5702 | 0.78318 | 0.3533 | 0.8045 | 0.11175 | 0.16696 | 0.63607 | 0.56014 | 1.0216e-05 | 0.0039933 | 0.089125 | 0.0039167 | 0.00015204 | 5.3425e-05 | 0.00028167 | 0.0011461 | 0.00044913 | 0.0043098 | 0.014203 | 0.015817 | 0.015931 | 0.0083278 | 0.0065213 | 0.015794 | 0.10352 | 0.035561 | 0.014746 | 0.34606 | 1 | 1 | 1
2 | 18 | 8 | 0.0086959 | 0.57227 | 0.7475 | 0.31744 | 0.11302 | 0.30853 | 0.26586 | 0 | 0.063337 | 0.00019957 | 0 | 0.20331 | 0.017903 | 0.28227 | 0.59732 | 0.58231 | 0.68988 | 0.40049 | 0.72504 | 0.072132 | 0.14994 | 0.5718 | 0.49349 | 0.042614 | 0.12312 | 0.25115 | 0.12076 | 0.14966 | 0.14522 | 0.1783 | 0.078712 | 0.080403 | 0.18489 | 0.2892 | 0.18363 | 0.30478 | 0.034476 | 0.18321 | 0.30216 | 0.32536 | 0.2323 | 0.1224 | 0.60773 | 1 | 1 | 1
2 | 18 | 9 | 0.0077763 | 0.59922 | 0.79639 | 0.22312 | 0.019009 | 0.18028 | 0.32342 | 0 | 0.05932 | 0.0043347 | 0.0018681 | 0.15012 | 0.016552 | 0.22188 | 0.63329 | 0.61944 | 0.55154 | 0.36123 | 0.69968 | 0.037 | 0.11975 | 0.59916 | 0.51954 | 0.18187 | 0.26795 | 0.43067 | 0.26281 | 0.32053 | 0.49551 | 0.35596 | 0.13994 | 0.11921 | 0.18771 | 0.42431 | 0.52815 | 0.2418 | 0.23117 | 0.34815 | 0.23973 | 0.39536 | 0.49656 | 0.22984 | 0.80117 | 1 | 1 | 1
2 | 18 | 10 | 0.090215 | 0.62323 | 0.85564 | 0.19921 | 0 | 0.13116 | 0.37225 | 0 | 0.14784 | 0.080928 | 0.036329 | 0.15265 | 0.099932 | 0.22403 | 0.70456 | 0.69312 | 0.39767 | 0.32112 | 0.72054 | 0.05585 | 0.13434 | 0.62342 | 0.54436 | 0.29301 | 0.36511 | 0.48578 | 0.35811 | 0.37314 | 0.69555 | 0.34882 | 0.16437 | 0.14929 | 0.21521 | 0.45159 | 0.44674 | 0.42346 | 0.41944 | 0.68103 | 0.41982 | 0.36257 | 0.65982 | 0.30322 | 0.96504 | 1 | 1 | 1
2 | 18 | 11 | 0.20663 | 0.5908 | 0.93827 | 0.28373 | 0 | 0.14284 | 0.41869 | 0.0023318 | 0.2653 | 0.19758 | 0.11473 | 0.22617 | 0.21648 | 0.29922 | 0.71255 | 0.70139 | 0.31764 | 0.3972 | 0.80372 | 0.12655 | 0.17482 | 0.59075 | 0.50969 | 0.46237 | 0.5355 | 0.60259 | 0.52523 | 0.54641 | 0.79122 | 0.4076 | 0.19973 | 0.29886 | 0.28642 | 0.54659 | 0.90356 | 0.61068 | 0.78678 | 0.82145 | 0.60544 | 0.63711 | 0.69335 | 0.38703 | 1 | 1 | 1 | 1
2 | 18 | 12 | 0.26817 | 0.55444 | 0.96961 | 0.32491 | 0 | 0.12846 | 0.47655 | 0.03387 | 0.32225 | 0.25917 | 0.24403 | 0.2806 | 0.2773 | 0.35029 | 0.70893 | 0.69765 | 0.30634 | 0.52424 | 0.86528 | 0.22003 | 0.21394 | 0.5541 | 0.47143 | 0.54396 | 0.60753 | 0.53683 | 0.59588 | 0.50191 | 0.84131 | 0.6507 | 0.1938 | 0.4217 | 0.33624 | 0.59342 | 0.93462 | 0.80246 | 0.6979 | 0.94496 | 0.79557 | 0.71288 | 0.57448 | 0.46095 | 0.75626 | 1 | 1 | 1
2 | 18 | 13 | 0.35181 | 0.57804 | 0.98185 | 0.39756 | 0 | 0.15016 | 0.52597 | 0.15289 | 0.40164 | 0.34351 | 0.38913 | 0.33042 | 0.36022 | 0.39456 | 0.70406 | 0.6926 | 0.32676 | 0.6709 | 0.90441 | 0.31645 | 0.24049 | 0.57783 | 0.49706 | 0.56596 | 0.62397 | 0.54003 | 0.612 | 0.56231 | 0.90754 | 0.82226 | 0.22877 | 0.35197 | 0.47452 | 0.49856 | 0.92088 | 0.75149 | 0.72 | 0.82026 | 0.74504 | 0.79573 | 0.48509 | 0.56725 | 0.68451 | 1 | 1 | 1
2 | 18 | 14 | 0.46525 | 0.6331 | 0.99372 | 0.45947 | 0 | 0.14457 | 0.57091 | 0.28938 | 0.50671 | 0.45791 | 0.43548 | 0.43542 | 0.47227 | 0.49376 | 0.71831 | 0.70735 | 0.47981 | 0.78275 | 0.91836 | 0.37141 | 0.32294 | 0.63303 | 0.55931 | 0.50973 | 0.56664 | 0.51426 | 0.55578 | 0.60124 | 0.88937 | 0.86621 | 0.24617 | 0.19649 | 0.6361 | 0.35883 | 0.5821 | 0.59848 | 0.59044 | 0.886 | 0.59334 | 0.66175 | 0.47406 | 0.52643 | 0.76212 | 1 | 1 | 1
2 | 18 | 15 | 0.65095 | 0.69405 | 0.99039 | 0.4901 | 0 | 0.12943 | 0.60344 | 0.42403 | 0.68112 | 0.64619 | 0.48925 | 0.54337 | 0.65602 | 0.59478 | 0.7269 | 0.71625 | 0.60177 | 0.84585 | 0.86417 | 0.41745 | 0.35966 | 0.69434 | 0.62636 | 0.45859 | 0.52698 | 0.43724 | 0.51688 | 0.64364 | 0.84675 | 0.82006 | 0.24666 | 0.16061 | 0.47676 | 0.5492 | 0.66503 | 0.32821 | 0.62587 | 0.71775 | 0.3254 | 0.44433 | 0.35468 | 0.57289 | 0.68628 | 1 | 1 | 1
2 | 18 | 16 | 0.82034 | 0.67935 | 0.98705 | 0.50605 | 0 | 0.15647 | 0.63674 | 0.49955 | 0.83754 | 0.81799 | 0.59589 | 0.5865 | 0.82322 | 0.6329 | 0.7126 | 0.70144 | 0.59246 | 0.84424 | 0.83189 | 0.44875 | 0.33177 | 0.67921 | 0.61442 | 0.37595 | 0.46524 | 0.33556 | 0.45632 | 0.6523 | 0.65522 | 0.70268 | 0.1967 | 0.17037 | 0.55388 | 0.58424 | 0.55554 | 0.21673 | 0.58796 | 0.67563 | 0.21487 | 0.43021 | 0.23625 | 0.51002 | 0.44088 | 1 | 1 | 1
2 | 18 | 17 | 0.92665 | 0.6881 | 0.981 | 0.52478 | 0.0082545 | 0.21246 | 0.65189 | 0.52217 | 0.93653 | 0.9261 | 0.63664 | 0.59065 | 0.92826 | 0.63305 | 0.6789 | 0.66657 | 0.55999 | 0.87851 | 0.85 | 0.44968 | 0.39857 | 0.68816 | 0.62216 | 0.19835 | 0.28867 | 0.15382 | 0.28314 | 0.50223 | 0.44685 | 0.42151 | 0.11244 | 0.15915 | 0.23383 | 0.3331 | 0.43969 | 0.27258 | 0.37101 | 0.3492 | 0.27024 | 0.15368 | 0.18711 | 0.23978 | 0.12308 | 1 | 1 | 1
2 | 18 | 18 | 0.90304 | 0.66996 | 0.98666 | 0.7127 | 0.060603 | 0.5392 | 0.67363 | 0.41511 | 0.91072 | 0.90147 | 0.69898 | 0.64462 | 0.90435 | 0.68577 | 0.67099 | 0.65839 | 0.40656 | 0.84888 | 0.83415 | 0.41332 | 0.52435 | 0.66975 | 0.60415 | 0.0083497 | 0.038543 | 0.0097571 | 0.037804 | 0.13618 | 0.11946 | 0.11058 | 0.0071294 | 0.028605 | 0.023736 | 0.05015 | 0.031701 | 0.016041 | 0.034587 | 0.034577 | 0.015903 | 0.035186 | 0.0063572 | 0.0057945 | 0 | 1 | 1 | 1
2 | 18 | 19 | 0.90295 | 0.68456 | 0.97756 | 0.76109 | 0.15053 | 0.86339 | 0.66193 | 0.35023 | 0.91396 | 0.90191 | 0.82931 | 0.64961 | 0.90477 | 0.6887 | 0.65985 | 0.64687 | 0.42069 | 0.81042 | 0.84011 | 0.43192 | 0.57061 | 0.68422 | 0.62304 | 0 | 0 | 7.5381e-05 | 0 | 0 | 0 | 0 | 0 | 0 | 0 | 0 | 0 | 0 | 0 | 0 | 0 | 0.00039365 | 2.7813e-08 | 0 | 0 | 1 | 1 | 1
2 | 18 | 20 | 0.81442 | 0.76483 | 0.95513 | 0.78486 | 0.21659 | 0.8195 | 0.60895 | 0.40789 | 0.83071 | 0.81176 | 0.91853 | 0.64036 | 0.81717 | 0.68018 | 0.6603 | 0.64734 | 0.61242 | 0.775 | 0.85793 | 0.49325 | 0.53182 | 0.76521 | 0.70926 | 0 | 0 | 0 | 0 | 0 | 0 | 0 | 0 | 0 | 0 | 0 | 0 | 0 | 0 | 0 | 0 | 0 | 0 | 0 | 0 | 1 | 1 | 1
2 | 18 | 21 | 0.72414 | 0.74836 | 0.97271 | 0.79588 | 0.37899 | 0.89081 | 0.58527 | 0.40856 | 0.74722 | 0.72012 | 0.89691 | 0.62727 | 0.72804 | 0.66685 | 0.67535 | 0.6629 | 0.71788 | 0.76485 | 0.87186 | 0.57987 | 0.48607 | 0.74834 | 0.69478 | 0 | 0 | 0 | 0 | 0 | 0 | 0 | 0 | 0 | 0 | 0 | 0 | 0 | 0 | 0 | 0 | 0 | 0 | 0 | 0 | 1 | 1 | 1
2 | 18 | 22 | 0.67108 | 0.72982 | 0.98548 | 0.79391 | 0.48817 | 0.86189 | 0.56974 | 0.44489 | 0.6969 | 0.66612 | 0.91775 | 0.65071 | 0.67547 | 0.68811 | 0.62731 | 0.61326 | 0.76109 | 0.7223 | 0.86769 | 0.55352 | 0.46074 | 0.72971 | 0.67384 | 0 | 0 | 0 | 0 | 0 | 0 | 0 | 0 | 0 | 0 | 0 | 0 | 0 | 0 | 0 | 0 | 0 | 0 | 0 | 0 | 1 | 1 | 1
2 | 18 | 23 | 0.70741 | 0.72647 | 0.97611 | 0.78935 | 0.54741 | 0.88622 | 0.55277 | 0.48549 | 0.73404 | 0.70351 | 0.91685 | 0.70102 | 0.71188 | 0.73789 | 0.57301 | 0.55726 | 0.64372 | 0.65392 | 0.87235 | 0.56161 | 0.44098 | 0.72645 | 0.66863 | 0 | 0 | 0 | 0 | 0 | 0 | 0 | 0 | 0 | 0 | 0 | 0 | 0 | 0 | 0 | 0 | 0 | 0 | 0 | 0 | 1 | 1 | 1
2 | 18 | 24 | 0.69283 | 0.71594 | 0.95066 | 0.8017 | 0.56215 | 0.94722 | 0.54023 | 0.45663 | 0.72081 | 0.68876 | 0.94543 | 0.66533 | 0.69752 | 0.70015 | 0.54785 | 0.53135 | 0.58537 | 0.57879 | 0.83123 | 0.58461 | 0.41851 | 0.71587 | 0.6567 | 0 | 0 | 0 | 0 | 0 | 0 | 0 | 0 | 0 | 0 | 0 | 0 | 0 | 0 | 0 | 0 | 0 | 0 | 0 | 0 | 1 | 1 | 1
2 | 19 | 1 | 0.61506 | 0.709 | 0.88686 | 0.78344 | 0.62079 | 0.98623 | 0.57249 | 0.41236 | 0.64754 | 0.60975 | 0.94155 | 0.68263 | 0.62054 | 0.71836 | 0.50735 | 0.4897 | 0.49817 | 0.55667 | 0.69898 | 0.58662 | 0.39331 | 0.70896 | 0.6482 | 0 | 0 | 0 | 0 | 0 | 0 | 0 | 0 | 0 | 0 | 0 | 0 | 0 | 0 | 0 | 0 | 0 | 0 | 0 | 0 | 1 | 1 | 1
2 | 19 | 2 | 0.53077 | 0.69965 | 0.87443 | 0.74583 | 0.69812 | 0.95252 | 0.53446 | 0.31533 | 0.57158 | 0.52476 | 0.90352 | 0.6937 | 0.53761 | 0.72711 | 0.52071 | 0.50343 | 0.43593 | 0.49521 | 0.62229 | 0.57955 | 0.27663 | 0.6995 | 0.63852 | 0 | 0 | 0 | 0 | 0 | 0 | 0 | 0 | 0 | 0 | 0 | 0 | 0 | 0 | 0 | 0 | 0 | 0 | 0 | 0 | 1 | 1 | 1
2 | 19 | 3 | 0.37895 | 0.71471 | 0.8753 | 0.71281 | 0.76286 | 0.92899 | 0.51649 | 0.31079 | 0.42414 | 0.37044 | 0.88379 | 0.71935 | 0.38664 | 0.7535 | 0.50185 | 0.48406 | 0.38857 | 0.37674 | 0.54092 | 0.67833 | 0.28812 | 0.71488 | 0.65222 | 0 | 0 | 0 | 0 | 0 | 0 | 0 | 0 | 0 | 0 | 0 | 0 | 0 | 0 | 0 | 0 | 0 | 0 | 0 | 0 | 1 | 1 | 1
2 | 19 | 4 | 0.36871 | 0.67871 | 0.86272 | 0.68004 | 0.74481 | 0.92168 | 0.46747 | 0.39418 | 0.41491 | 0.36016 | 0.83898 | 0.67279 | 0.37656 | 0.7109 | 0.49152 | 0.47345 | 0.31998 | 0.40816 | 0.50995 | 0.68047 | 0.29195 | 0.67856 | 0.61369 | 0 | 0 | 0 | 0 | 0 | 0 | 0 | 0 | 0 | 0 | 0 | 0 | 0 | 0 | 0 | 0 | 0 | 0 | 0 | 0 | 1 | 1 | 1
2 | 19 | 5 | 0.48881 | 0.66427 | 0.82792 | 0.6653 | 0.72466 | 0.95345 | 0.4983 | 0.46019 | 0.53162 | 0.48217 | 0.68056 | 0.57325 | 0.496 | 0.62025 | 0.50096 | 0.48314 | 0.26934 | 0.51947 | 0.51238 | 0.70199 | 0.30005 | 0.66412 | 0.59682 | 0 | 0 | 0 | 0 | 0 | 0 | 0 | 0 | 0 | 0 | 0 | 0 | 0 | 0 | 0 | 0 | 0 | 0 | 0 | 0 | 1 | 1 | 1
2 | 19 | 6 | 0.56862 | 0.67052 | 0.76882 | 0.65389 | 0.71495 | 0.96762 | 0.59368 | 0.54553 | 0.6081 | 0.56328 | 0.58862 | 0.4521 | 0.57522 | 0.50736 | 0.5127 | 0.4952 | 0.25162 | 0.56605 | 0.50514 | 0.71972 | 0.31043 | 0.6703 | 0.60492 | 0 | 0 | 0.0013536 | 0 | 0 | 0 | 0 | 0 | 0 | 0 | 0 | 0 | 0 | 0 | 0 | 0 | 0 | 0 | 0 | 0.0081283 | 1 | 1 | 1
2 | 19 | 7 | 0.50323 | 0.70939 | 0.72096 | 0.64225 | 0.77345 | 0.99134 | 0.59597 | 0.51772 | 0.54834 | 0.4973 | 0.5907 | 0.38788 | 0.51075 | 0.44298 | 0.54339 | 0.52676 | 0.23447 | 0.4932 | 0.47503 | 0.67446 | 0.30264 | 0.709 | 0.65312 | 9.2398e-06 | 0.0072837 | 0.10343 | 0.007144 | 0.0007694 | 0.00027921 | 0.0010726 | 0.0047781 | 0.0027136 | 5.6939e-07 | 0.00035711 | 0.012067 | 0.030594 | 0.046248 | 0.024532 | 0.030331 | 0.016134 | 0.040526 | 0.15189 | 0.36475 | 1 | 1 | 1
2 | 19 | 8 | 0.28504 | 0.82498 | 0.69281 | 0.60341 | 0.81812 | 0.97518 | 0.61247 | 0.32904 | 0.32898 | 0.27482 | 0.57303 | 0.50019 | 0.29264 | 0.55799 | 0.59294 | 0.5778 | 0.20622 | 0.33258 | 0.49543 | 0.6071 | 0.32451 | 0.82518 | 0.78388 | 0.046663 | 0.14564 | 0.30821 | 0.14285 | 0.3522 | 0.2358 | 0.27345 | 0.23562 | 0.25739 | 0.00038637 | 0.039702 | 0.21506 | 0.0095533 | 0.34252 | 0.18377 | 0.0094713 | 0.0084172 | 0.25026 | 0.23435 | 0.68074 | 1 | 1 | 1
2 | 19 | 9 | 0.41666 | 0.88551 | 0.60334 | 0.55482 | 0.79433 | 0.89556 | 0.62313 | 0.23142 | 0.46578 | 0.40949 | 0.54333 | 0.50101 | 0.42489 | 0.55192 | 0.56844 | 0.55255 | 0.17458 | 0.37889 | 0.51936 | 0.56002 | 0.37107 | 0.88546 | 0.86052 | 0.21714 | 0.3376 | 0.44047 | 0.33113 | 0.74527 | 0.61839 | 0.63326 | 0.45942 | 0.58765 | 0.0055458 | 0.010731 | 0.0058857 | 0.15243 | 0.70092 | 0.41142 | 0.15112 | 0.084009 | 0.33151 | 0.21605 | 0.98136 | 1 | 1 | 1
2 | 19 | 10 | 0.47357 | 0.95932 | 0.48041 | 0.51968 | 0.78342 | 0.85747 | 0.63477 | 0.16895 | 0.51677 | 0.46665 | 0.49536 | 0.54356 | 0.48084 | 0.59334 | 0.55915 | 0.54298 | 0.14277 | 0.36096 | 0.51886 | 0.73383 | 0.45471 | 0.95994 | 0.94178 | 0.38307 | 0.48815 | 0.50741 | 0.47879 | 0.94239 | 0.81408 | 0.81714 | 0.58179 | 0.85825 | 0.011927 | 0.094356 | 0.16264 | 0.27223 | 0.8927 | 0.3917 | 0.2699 | 0.075912 | 0.38837 | 0.27615 | 1 | 1 | 1 | 1
2 | 19 | 11 | 0.50286 | 0.89304 | 0.4897 | 0.51795 | 0.77841 | 0.76708 | 0.72286 | 0.14382 | 0.5465 | 0.49665 | 0.52603 | 0.56998 | 0.51016 | 0.61577 | 0.56743 | 0.55151 | 0.11422 | 0.41871 | 0.51804 | 0.81347 | 0.5315 | 0.8932 | 0.86691 | 0.45996 | 0.53551 | 0.58166 | 0.52524 | 1 | 0.90679 | 0.91323 | 0.54667 | 0.95961 | 0.021996 | 0.096693 | 0.21717 | 0.40754 | 0.68632 | 0.39956 | 0.40404 | 0.075531 | 0.4349 | 0.4845 | 1 | 1 | 1 | 1
2 | 19 | 12 | 0.42572 | 0.78739 | 0.64947 | 0.50221 | 0.67369 | 0.64427 | 0.74833 | 0.12512 | 0.47075 | 0.41808 | 0.51248 | 0.61143 | 0.43333 | 0.65543 | 0.58394 | 0.56852 | 0.094284 | 0.49517 | 0.4978 | 0.79987 | 0.53031 | 0.78685 | 0.74814 | 0.54643 | 0.6083 | 0.57331 | 0.59664 | 1 | 0.93359 | 0.94558 | 0.60124 | 0.95339 | 0.23298 | 0.32498 | 0.31497 | 0.35338 | 0.6559 | 0.53352 | 0.35035 | 0.097373 | 0.51951 | 0.47075 | 1 | 1 | 1 | 1
2 | 19 | 13 | 0.378 | 0.79023 | 0.69921 | 0.43907 | 0.50893 | 0.5779 | 0.75673 | 0.098482 | 0.42692 | 0.37003 | 0.44249 | 0.61637 | 0.38625 | 0.65731 | 0.61667 | 0.60228 | 0.1048 | 0.48497 | 0.47786 | 0.70087 | 0.55135 | 0.78968 | 0.75181 | 0.57508 | 0.63094 | 0.59693 | 0.61884 | 1 | 0.94807 | 0.95209 | 0.54172 | 1 | 0.75876 | 0.38668 | 0.02858 | 0.42416 | 0.57019 | 0.43485 | 0.42052 | 0.12858 | 0.60024 | 0.47735 | 0.87987 | 1 | 1 | 1
2 | 19 | 14 | 0.33174 | 0.90577 | 0.70902 | 0.35115 | 0.35552 | 0.44012 | 0.79338 | 0.089028 | 0.38418 | 0.32347 | 0.34122 | 0.64566 | 0.34056 | 0.68531 | 0.64952 | 0.6362 | 0.12703 | 0.42489 | 0.44607 | 0.63783 | 0.50094 | 0.90589 | 0.88298 | 0.51572 | 0.57002 | 0.61345 | 0.55909 | 1 | 0.93445 | 0.93522 | 0.49419 | 0.98095 | 0.47402 | 0.31235 | 0.03334 | 0.30149 | 0.63966 | 0.30156 | 0.2989 | 0.21561 | 0.6283 | 0.38452 | 0.84832 | 1 | 1 | 1
2 | 19 | 15 | 0.25117 | 0.99174 | 0.75911 | 0.29787 | 0.20512 | 0.33115 | 0.80373 | 0.016396 | 0.30727 | 0.24225 | 0.45134 | 0.6617 | 0.26061 | 0.69905 | 0.67571 | 0.66328 | 0.17323 | 0.33315 | 0.36533 | 0.62246 | 0.55409 | 0.99237 | 0.98146 | 0.52 | 0.59562 | 0.66023 | 0.5842 | 0.9585 | 0.87484 | 0.8821 | 0.54292 | 0.93063 | 0.8077 | 0.23342 | 0.063515 | 0.42272 | 0.6188 | 0.51873 | 0.41909 | 0.2771 | 0.70006 | 0.43107 | 0.81889 | 1 | 1 | 1
2 | 19 | 16 | 0.1468 | 0.93819 | 0.82361 | 0.22419 | 0.05156 | 0.26389 | 0.80298 | 0.0048629 | 0.20415 | 0.1371 | 0.51236 | 0.68075 | 0.15649 | 0.71542 | 0.70387 | 0.6924 | 0.23537 | 0.19648 | 0.29005 | 0.60894 | 0.43454 | 0.93835 | 0.92206 | 0.41289 | 0.50928 | 0.55689 | 0.49952 | 0.8221 | 0.74911 | 0.76334 | 0.4697 | 0.82914 | 0.63739 | 0.46018 | 0.34813 | 0.16067 | 0.32263 | 0.47888 | 0.15929 | 0.26612 | 0.59602 | 0.35315 | 0.62234 | 1 | 1 | 1
2 | 19 | 17 | 0.090121 | 0.85293 | 0.80765 | 0.16248 | 0.0038341 | 0.22957 | 0.78413 | 0.059081 | 0.14648 | 0.080223 | 0.55861 | 0.72239 | 0.099689 | 0.75312 | 0.75731 | 0.74776 | 0.31915 | 0.074848 | 0.27938 | 0.43456 | 0.45319 | 0.85306 | 0.81865 | 0.23988 | 0.34818 | 0.33267 | 0.34151 | 0.56517 | 0.48051 | 0.48396 | 0.39824 | 0.54075 | 0.52917 | 0.32501 | 0.21805 | 0.27381 | 0.28792 | 0.28598 | 0.27146 | 0.25156 | 0.48806 | 0.1996 | 0.20715 | 1 | 1 | 1
2 | 19 | 18 | 0.11952 | 0.73332 | 0.74789 | 0.21503 | 0 | 0.26411 | 0.75043 | 0.2556 | 0.17876 | 0.10998 | 0.55342 | 0.77217 | 0.1295 | 0.8007 | 0.79849 | 0.79047 | 0.47011 | 0.066398 | 0.25677 | 0.28484 | 0.46449 | 0.73312 | 0.67916 | 0.013414 | 0.059046 | 0.030492 | 0.057914 | 0.16339 | 0.13747 | 0.12786 | 0.082834 | 0.15728 | 0.10356 | 0.05523 | 0.012179 | 0.017223 | 0.02288 | 0.024905 | 0.017075 | 0.025616 | 0.059481 | 0.0055021 | 0 | 1 | 1 | 1
2 | 19 | 19 | 0.14408 | 0.64309 | 0.75128 | 0.20514 | 0 | 0.15429 | 0.70262 | 0.36753 | 0.20185 | 0.1344 | 0.56886 | 0.75186 | 0.15384 | 0.77968 | 0.76872 | 0.75958 | 0.61801 | 0.072784 | 0.28 | 0.2259 | 0.56834 | 0.64221 | 0.58124 | 0 | 0 | 3.7512e-05 | 0 | 0 | 0 | 0 | 0 | 0 | 0 | 0 | 0 | 0 | 0 | 0 | 0 | 0.00019589 | 1.1125e-07 | 0 | 0 | 1 | 1 | 1
2 | 19 | 20 | 0.20039 | 0.73819 | 0.78174 | 0.18294 | 0 | 0.079575 | 0.66493 | 0.38592 | 0.25747 | 0.19101 | 0.55885 | 0.72785 | 0.21001 | 0.76131 | 0.74734 | 0.73743 | 0.72176 | 0.069236 | 0.47921 | 0.21038 | 0.54998 | 0.73822 | 0.68193 | 0 | 0 | 0 | 0 | 0 | 0 | 0 | 0 | 0 | 0 | 0 | 0 | 0 | 0 | 0 | 0 | 0 | 0 | 0 | 0 | 1 | 1 | 1
2 | 19 | 21 | 0.25727 | 0.80819 | 0.79797 | 0.14202 | 0 | 0.11744 | 0.63938 | 0.36526 | 0.31687 | 0.24895 | 0.54648 | 0.63364 | 0.26722 | 0.67044 | 0.7238 | 0.71304 | 0.78546 | 0.072107 | 0.69153 | 0.21101 | 0.38875 | 0.80803 | 0.76838 | 0 | 0 | 0 | 0 | 0 | 0 | 0 | 0 | 0 | 0 | 0 | 0 | 0 | 0 | 0 | 0 | 0 | 0 | 0 | 0 | 1 | 1 | 1
2 | 19 | 22 | 0.15492 | 0.91174 | 0.78896 | 0.12107 | 0.023899 | 0.1951 | 0.57961 | 0.30602 | 0.21158 | 0.14516 | 0.45902 | 0.62655 | 0.16451 | 0.66713 | 0.73597 | 0.72564 | 0.79694 | 0.053003 | 0.84584 | 0.16861 | 0.37814 | 0.91225 | 0.88502 | 0 | 0 | 0 | 0 | 0 | 0 | 0 | 0 | 0 | 0 | 0 | 0 | 0 | 0 | 0 | 0 | 0 | 0 | 0 | 0 | 1 | 1 | 1
2 | 19 | 23 | 0.10453 | 0.89517 | 0.81096 | 0.16943 | 0.16233 | 0.06296 | 0.51011 | 0.22448 | 0.16393 | 0.095036 | 0.39603 | 0.63837 | 0.11452 | 0.67666 | 0.7143 | 0.7032 | 0.84754 | 0.027007 | 0.94108 | 0.13342 | 0.43618 | 0.89517 | 0.87168 | 0 | 0 | 0 | 0 | 0 | 0 | 0 | 0 | 0 | 0 | 0 | 0 | 0 | 0 | 0 | 0 | 0 | 0 | 0 | 0 | 1 | 1 | 1
2 | 19 | 24 | 0.040486 | 0.88023 | 0.77894 | 0.23949 | 0.3923 | 0.04596 | 0.47076 | 0.13838 | 0.095843 | 0.031586 | 0.30496 | 0.68847 | 0.049502 | 0.7246 | 0.65905 | 0.64605 | 0.8553 | 0.018098 | 0.95613 | 0.088364 | 0.43926 | 0.88028 | 0.85268 | 0 | 0 | 0 | 0 | 0 | 0 | 0 | 0 | 0 | 0 | 0 | 0 | 0 | 0 | 0 | 0 | 0 | 0 | 0 | 0 | 1 | 1 | 1
2 | 20 | 1 | 0.0022765 | 0.84815 | 0.74138 | 0.30009 | 0.54118 | 0.038189 | 0.4336 | 0.067627 | 0.026041 | 0.0016275 | 0.24182 | 0.69325 | 0.0026703 | 0.73363 | 0.63807 | 0.62437 | 0.85699 | 0.016674 | 0.97745 | 0.062439 | 0.43459 | 0.84816 | 0.81445 | 0 | 0 | 0 | 0 | 0 | 0 | 0 | 0 | 0 | 0 | 0 | 0 | 0 | 0 | 0 | 0 | 0 | 0 | 0 | 0 | 1 | 1 | 1
2 | 20 | 2 | 0 | 0.80739 | 0.76749 | 0.35235 | 0.60047 | 0.011225 | 0.43174 | 0.024138 | 0.00082568 | 0 | 0.17837 | 0.53928 | 0 | 0.58461 | 0.6553 | 0.64217 | 0.81997 | 0.014837 | 0.98296 | 0.083226 | 0.4028 | 0.80706 | 0.76952 | 0 | 0 | 0 | 0 | 0 | 0 | 0 | 0 | 0 | 0 | 0 | 0 | 0 | 0 | 0 | 0 | 0 | 0 | 0 | 0 | 1 | 1 | 1
2 | 20 | 3 | 0 | 0.83204 | 0.81104 | 0.39917 | 0.61315 | 0 | 0.43196 | 0.002207 | 0 | 0 | 0.15219 | 0.47885 | 0 | 0.5345 | 0.61191 | 0.59736 | 0.83433 | 0.0076012 | 0.9716 | 0.081852 | 0.4294 | 0.83196 | 0.79605 | 0 | 0 | 0 | 0 | 0 | 0 | 0 | 0 | 0 | 0 | 0 | 0 | 0 | 0 | 0 | 0 | 0 | 0 | 0 | 0 | 1 | 1 | 1
2 | 20 | 4 | 0 | 0.8661 | 0.87479 | 0.47747 | 0.63159 | 0 | 0.39099 | 0 | 0 | 0 | 0.1381 | 0.40846 | 0 | 0.46593 | 0.60258 | 0.58774 | 0.86739 | 0.0012399 | 0.95519 | 0.042226 | 0.44811 | 0.86615 | 0.83567 | 0 | 0 | 0 | 0 | 0 | 0 | 0 | 0 | 0 | 0 | 0 | 0 | 0 | 0 | 0 | 0 | 0 | 0 | 0 | 0 | 1 | 1 | 1
2 | 20 | 5 | 0 | 0.88412 | 0.94455 | 0.52117 | 0.63122 | 0 | 0.29564 | 0 | 0 | 0 | 0.19072 | 0.41515 | 0 | 0.47721 | 0.63177 | 0.61786 | 0.89862 | 0.001351 | 0.94388 | 0.0041197 | 0.45579 | 0.88408 | 0.85867 | 0 | 0 | 0 | 0 | 0 | 0 | 0 | 0 | 0 | 0 | 0 | 0 | 0 | 0 | 0 | 0 | 0 | 0 | 0 | 0 | 1 | 1 | 1
2 | 20 | 6 | 0 | 0.90727 | 0.97257 | 0.51492 | 0.54382 | 0.026309 | 0.2339 | 0 | 4.6889e-05 | 0 | 0.22415 | 0.37765 | 0 | 0.44057 | 0.67471 | 0.66224 | 0.92083 | 0.010303 | 0.93343 | 8.2716e-05 | 0.43793 | 0.90733 | 0.88565 | 0 | 0 | 0.0019866 | 0 | 0 | 0 | 0 | 0 | 0 | 0 | 0 | 0 | 0 | 0 | 0 | 0 | 0 | 0 | 0 | 0.011931 | 1 | 1 | 1
2 | 20 | 7 | 0 | 0.91376 | 0.96274 | 0.53692 | 0.46124 | 0.090178 | 0.16165 | 0 | 0.0013864 | 0 | 0.18139 | 0.33136 | 0 | 0.40268 | 0.72958 | 0.71903 | 0.92408 | 0.032661 | 0.8928 | 0 | 0.3954 | 0.91364 | 0.89589 | 4.1507e-05 | 0.049899 | 0.19345 | 0.048942 | 0.00093671 | 0.00029848 | 0.0014797 | 0.012587 | 0.0062277 | 0.03249 | 0.12803 | 0.23189 | 0.19247 | 0.13842 | 0.094097 | 0.19082 | 0.18117 | 0.17175 | 0.23275 | 0.46767 | 1 | 1 | 1
2 | 20 | 8 | 0 | 0.94517 | 0.94418 | 0.49693 | 0.39402 | 0.090957 | 0.086571 | 0 | 0.0028431 | 0 | 0.088207 | 0.15787 | 0 | 0.23071 | 0.82077 | 0.81359 | 0.92661 | 0.03816 | 0.83737 | 0 | 0.28584 | 0.94521 | 0.93219 | 0.1325 | 0.3455 | 0.57581 | 0.33888 | 0.24519 | 0.17024 | 0.28585 | 0.40549 | 0.35752 | 0.55522 | 0.57018 | 0.64132 | 0.62035 | 0.58337 | 0.58091 | 0.61502 | 0.53111 | 0.58118 | 0.56672 | 0.77861 | 1 | 1 | 1
2 | 20 | 9 | 0 | 0.96516 | 0.9672 | 0.41469 | 0.35024 | 0.062968 | 0.058272 | 0 | 0.0084126 | 0 | 0.0060496 | 0.0086176 | 0 | 0.063501 | 0.89349 | 0.88914 | 0.93927 | 0.0286 | 0.84206 | 0 | 0.23337 | 0.96512 | 0.95763 | 0.42148 | 0.62996 | 0.79846 | 0.61788 | 0.44511 | 0.47675 | 0.62777 | 0.713 | 0.66317 | 0.86731 | 0.87057 | 0.882 | 0.86789 | 0.8116 | 0.81862 | 0.86043 | 0.57775 | 0.76701 | 0.82098 | 0.99455 | 1 | 1 | 1
2 | 20 | 10 | 0.00044768 | 0.99257 | 0.94598 | 0.46708 | 0.35256 | 0.01328 | 0.052821 | 0 | 0.027848 | 0 | 7.5609e-05 | 0 | 0.00092568 | 0.033862 | 0.90251 | 0.89852 | 0.912 | 0.034824 | 0.84932 | 0 | 0.19247 | 0.99266 | 0.98965 | 0.63756 | 0.80029 | 0.90941 | 0.78495 | 0.55239 | 0.5159 | 0.80011 | 0.88596 | 0.89917 | 1 | 0.97356 | 1 | 1 | 0.96221 | 0.97137 | 1 | 0.71643 | 0.90853 | 0.89284 | 0.9806 | 1 | 1 | 1
2 | 20 | 11 | 0.0098746 | 0.99977 | 0.9286 | 0.53945 | 0.37609 | 0.013987 | 0.044263 | 0 | 0.062473 | 0.0024257 | 0 | 0 | 0.018431 | 0.026855 | 0.91856 | 0.91522 | 0.90173 | 0.064427 | 0.85445 | 0 | 0.1801 | 0.99987 | 0.99845 | 0.75997 | 0.87587 | 0.91062 | 0.85908 | 0.51877 | 0.69251 | 0.89762 | 0.94001 | 1 | 0.93664 | 0.96967 | 1 | 1 | 1 | 0.98608 | 1 | 0.6659 | 0.95188 | 0.92641 | 0.92053 | 1 | 1 | 1
2 | 20 | 12 | 0.05451 | 0.98682 | 0.94583 | 0.61304 | 0.33382 | 0 | 0.038638 | 0.0035542 | 0.11182 | 0.045116 | 0 | 0 | 0.064177 | 0.02003 | 0.87887 | 0.87394 | 0.93068 | 0.12563 | 0.88299 | 0 | 0.15833 | 0.98688 | 0.98296 | 0.80856 | 0.89039 | 0.94143 | 0.87332 | 0.38719 | 0.65499 | 0.92576 | 0.95896 | 1 | 0.94777 | 0.95559 | 1 | 1 | 1 | 1 | 1 | 0.66683 | 0.95516 | 0.88709 | 1 | 1 | 1 | 1
2 | 20 | 13 | 0.11733 | 0.95885 | 0.96453 | 0.64182 | 0.28233 | 0 | 0.043655 | 0.039135 | 0.17622 | 0.10776 | 0 | 0 | 0.12726 | 0.013124 | 0.76865 | 0.75952 | 0.95632 | 0.22793 | 0.91126 | 0.00030127 | 0.15766 | 0.95865 | 0.95199 | 0.83777 | 0.90957 | 0.93564 | 0.89214 | 0.34202 | 0.60373 | 0.91494 | 0.98527 | 1 | 1 | 1 | 1 | 1 | 1 | 1 | 1 | 0.90367 | 0.95844 | 0.84725 | 0.92222 | 1 | 1 | 1
2 | 20 | 14 | 0.17782 | 0.97362 | 0.92729 | 0.71413 | 0.27787 | 0 | 0.047426 | 0.10916 | 0.2366 | 0.1685 | 0 | 0 | 0.18771 | 0.011228 | 0.7903 | 0.78197 | 0.94068 | 0.38927 | 0.92911 | 0.011342 | 0.16741 | 0.97368 | 0.96669 | 0.80413 | 0.88773 | 0.97729 | 0.87071 | 0.33316 | 0.47338 | 0.90904 | 0.96081 | 1 | 1 | 1 | 1 | 1 | 1 | 1 | 1 | 0.95303 | 0.96452 | 0.8311 | 1 | 1 | 1 | 1
2 | 20 | 15 | 0.21234 | 0.972 | 0.90025 | 0.78721 | 0.28225 | 0 | 0.05142 | 0.2058 | 0.26794 | 0.20287 | 0 | 0 | 0.22174 | 0.012656 | 0.87969 | 0.87479 | 0.92714 | 0.52634 | 0.92834 | 0.012054 | 0.17953 | 0.97208 | 0.96451 | 0.71659 | 0.82406 | 0.95685 | 0.80826 | 0.26194 | 0.48964 | 0.86013 | 0.91078 | 0.98833 | 1 | 1 | 1 | 1 | 0.9761 | 0.97798 | 1 | 0.93343 | 0.93991 | 0.83135 | 0.99554 | 1 | 1 | 1
2 | 20 | 16 | 0.29602 | 0.95156 | 0.92744 | 0.78077 | 0.24716 | 0 | 0.057251 | 0.3343 | 0.34883 | 0.28725 | 0 | 0 | 0.30494 | 0.014927 | 0.91829 | 0.91494 | 0.89332 | 0.64929 | 0.90541 | 0.0045552 | 0.21576 | 0.95153 | 0.94096 | 0.55218 | 0.6847 | 0.81186 | 0.67158 | 0.25478 | 0.39469 | 0.74152 | 0.77559 | 0.85315 | 0.82544 | 0.88557 | 0.88273 | 0.85816 | 0.86446 | 0.83875 | 0.85079 | 0.81033 | 0.85976 | 0.7803 | 0.78082 | 1 | 1 | 1
2 | 20 | 17 | 0.40226 | 0.93679 | 0.81384 | 0.73065 | 0.25763 | 0.0085245 | 0.08506 | 0.43051 | 0.45087 | 0.39471 | 0.00069858 | 0 | 0.41043 | 0.018594 | 0.87816 | 0.8732 | 0.84519 | 0.7727 | 0.8892 | 0.010145 | 0.27277 | 0.93666 | 0.92414 | 0.27371 | 0.40017 | 0.42076 | 0.3925 | 0.19344 | 0.2006 | 0.46265 | 0.52463 | 0.55043 | 0.51882 | 0.5406 | 0.48965 | 0.53484 | 0.53789 | 0.52023 | 0.53025 | 0.44638 | 0.57423 | 0.41458 | 0.28689 | 1 | 1 | 1
2 | 20 | 18 | 0.46238 | 0.94854 | 0.84275 | 0.76266 | 0.38477 | 0.093467 | 0.13781 | 0.47325 | 0.50744 | 0.45551 | 0.011424 | 0 | 0.46996 | 0.029809 | 0.8168 | 0.80946 | 0.81845 | 0.85252 | 0.85235 | 0.029367 | 0.35503 | 0.94851 | 0.93709 | 0.011644 | 0.060139 | 0.045239 | 0.058986 | 0.042427 | 0.021294 | 0.12338 | 0.127 | 0.16583 | 0.1064 | 0.099295 | 0.046988 | 0.06566 | 0.068185 | 0.072677 | 0.065096 | 0.069538 | 0.092144 | 0.015437 | 0 | 1 | 1 | 1
2 | 20 | 19 | 0.4641 | 0.96327 | 0.87343 | 0.71459 | 0.40524 | 0.67476 | 0.15154 | 0.41837 | 0.50753 | 0.45701 | 0.0029958 | 0 | 0.47142 | 0.023292 | 0.7723 | 0.7633 | 0.84297 | 0.84658 | 0.77622 | 0.018729 | 0.3634 | 0.96339 | 0.95332 | 0 | 0 | 0.0005262 | 0 | 0 | 0 | 0 | 0 | 0 | 0 | 0 | 0 | 0 | 0 | 0 | 0 | 0.0020983 | 0.00066773 | 0 | 0 | 1 | 1 | 1
2 | 20 | 20 | 0.46377 | 0.9501 | 0.75439 | 0.7112 | 0.31913 | 0.76616 | 0.1424 | 0.36712 | 0.50748 | 0.45672 | 0.00014225 | 0 | 0.47114 | 0.010835 | 0.81721 | 0.80989 | 0.80702 | 0.83416 | 0.70368 | 0.00065634 | 0.39355 | 0.95005 | 0.9393 | 0 | 0 | 0 | 0 | 0 | 0 | 0 | 0 | 0 | 0 | 0 | 0 | 0 | 0 | 0 | 0 | 0 | 0 | 0 | 0 | 1 | 1 | 1
2 | 20 | 21 | 0.45389 | 0.94628 | 0.67447 | 0.72017 | 0.2881 | 0.72145 | 0.11039 | 0.33995 | 0.4988 | 0.44681 | 0 | 0 | 0.46145 | 0.0016331 | 0.84495 | 0.8387 | 0.74615 | 0.86343 | 0.67529 | 0.0063625 | 0.38069 | 0.94631 | 0.93358 | 0 | 0 | 0 | 0 | 0 | 0 | 0 | 0 | 0 | 0 | 0 | 0 | 0 | 0 | 0 | 0 | 0 | 0 | 0 | 0 | 1 | 1 | 1
2 | 20 | 22 | 0.4155 | 0.93261 | 0.71256 | 0.70222 | 0.26344 | 0.64485 | 0.0949 | 0.32261 | 0.46198 | 0.40788 | 0 | 0 | 0.42334 | 2.7424e-05 | 0.85785 | 0.8521 | 0.71843 | 0.87546 | 0.66626 | 0.010881 | 0.32313 | 0.93261 | 0.91725 | 0 | 0 | 0 | 0 | 0 | 0 | 0 | 0 | 0 | 0 | 0 | 0 | 0 | 0 | 0 | 0 | 0 | 0 | 0 | 0 | 1 | 1 | 1
2 | 20 | 23 | 0.38211 | 0.91735 | 0.79274 | 0.7028 | 0.20364 | 0.4613 | 0.093086 | 0.28027 | 0.43073 | 0.37416 | 0 | 0 | 0.39031 | 8.1088e-05 | 0.81692 | 0.8096 | 0.68103 | 0.88523 | 0.63336 | 0.00039969 | 0.27738 | 0.91756 | 0.896 | 0 | 0 | 0 | 0 | 0 | 0 | 0 | 0 | 0 | 0 | 0 | 0 | 0 | 0 | 0 | 0 | 0 | 0 | 0 | 0 | 1 | 1 | 1
2 | 20 | 24 | 0.3501 | 0.8543 | 0.72435 | 0.70274 | 0.18932 | 0.32218 | 0.073343 | 0.25582 | 0.40152 | 0.342 | 0 | 0 | 0.35875 | 1.2447e-05 | 0.79274 | 0.7845 | 0.67514 | 0.8702 | 0.60286 | 0.004013 | 0.23916 | 0.85436 | 0.8211 | 0 | 0 | 0 | 0 | 0 | 0 | 0 | 0 | 0 | 0 | 0 | 0 | 0 | 0 | 0 | 0 | 0 | 0 | 0 | 0 | 1 | 1 | 1
2 | 21 | 1 | 0.28778 | 0.77228 | 0.6878 | 0.69234 | 0.18015 | 0.20132 | 0.054615 | 0.2194 | 0.34093 | 0.27891 | 0 | 0 | 0.29675 | 1.9744e-07 | 0.75353 | 0.74384 | 0.60802 | 0.8735 | 0.63087 | 0.0040332 | 0.1952 | 0.77222 | 0.72381 | 0 | 0 | 0 | 0 | 0 | 0 | 0 | 0 | 0 | 0 | 0 | 0 | 0 | 0 | 0 | 0 | 0 | 0 | 0 | 0 | 1 | 1 | 1
2 | 21 | 2 | 0.24962 | 0.69275 | 0.60192 | 0.71675 | 0.068328 | 0.11763 | 0.038028 | 0.19189 | 0.30477 | 0.24052 | 0 | 0 | 0.25893 | 0 | 0.74243 | 0.73234 | 0.52036 | 0.8859 | 0.65638 | 0.0064326 | 0.15555 | 0.69251 | 0.63151 | 0 | 0 | 0 | 0 | 0 | 0 | 0 | 0 | 0 | 0 | 0 | 0 | 0 | 0 | 0 | 0 | 0 | 0 | 0 | 0 | 1 | 1 | 1
2 | 21 | 3 | 0.23007 | 0.65531 | 0.51067 | 0.74291 | 0.0082545 | 0.082902 | 0.022801 | 0.15058 | 0.2857 | 0.22079 | 0 | 0 | 0.23946 | 0 | 0.71053 | 0.6993 | 0.41808 | 0.88942 | 0.66779 | 0.013293 | 0.113 | 0.6552 | 0.58575 | 0 | 0 | 0 | 0 | 0 | 0 | 0 | 0 | 0 | 0 | 0 | 0 | 0 | 0 | 0 | 0 | 0 | 0 | 0 | 0 | 1 | 1 | 1
2 | 21 | 4 | 0.23624 | 0.62888 | 0.38633 | 0.75194 | 0 | 0.045786 | 0.01059 | 0.11451 | 0.2929 | 0.22718 | 0 | 0 | 0.24578 | 2.8049e-06 | 0.65619 | 0.6431 | 0.41779 | 0.85012 | 0.69987 | 0.032798 | 0.071279 | 0.62878 | 0.55454 | 0 | 0 | 0 | 0 | 0 | 0 | 0 | 0 | 0 | 0 | 0 | 0 | 0 | 0 | 0 | 0 | 0 | 0 | 0 | 0 | 1 | 1 | 1
2 | 21 | 5 | 0.22495 | 0.60896 | 0.32818 | 0.7557 | 0 | 0.033201 | 0.0016168 | 0.068479 | 0.28092 | 0.21566 | 0 | 0 | 0.2344 | 0.00017736 | 0.60127 | 0.58639 | 0.4333 | 0.78454 | 0.73217 | 0.032501 | 0.035228 | 0.60884 | 0.53173 | 0 | 0 | 0 | 0 | 0 | 0 | 0 | 0 | 0 | 0 | 0 | 0 | 0 | 0 | 0 | 0 | 0 | 0 | 0 | 0 | 1 | 1 | 1
2 | 21 | 6 | 0.23176 | 0.60241 | 0.30752 | 0.77435 | 0 | 0.032047 | 6.9644e-05 | 0.024504 | 0.28872 | 0.22269 | 0 | 0 | 0.24135 | 0.0012382 | 0.51477 | 0.49733 | 0.42575 | 0.73936 | 0.74982 | 0.035784 | 0.0106 | 0.6023 | 0.52393 | 0 | 0 | 0.0024505 | 0 | 0 | 0 | 0 | 0 | 0 | 0 | 0 | 0 | 0 | 0 | 0 | 0 | 0 | 0 | 0 | 0.014716 | 1 | 1 | 1
2 | 21 | 7 | 0.21452 | 0.60524 | 0.26098 | 0.78271 | 0 | 0.030668 | 0 | 0.002207 | 0.27143 | 0.20526 | 0 | 0 | 0.22412 | 0.0033272 | 0.46066 | 0.44181 | 0.41654 | 0.74146 | 0.75187 | 0.031205 | 0.00023809 | 0.6051 | 0.5276 | 5.4339e-05 | 0.051246 | 0.22418 | 0.050263 | 0.00037703 | 0.00044474 | 0.0017159 | 0.014652 | 0.0056222 | 0.031686 | 0.15519 | 0.22278 | 0.18799 | 0.1442 | 0.097485 | 0.18637 | 0.20613 | 0.18775 | 0.32268 | 0.50083 | 1 | 1 | 1
2 | 21 | 8 | 0.19566 | 0.62508 | 0.22101 | 0.75034 | 0 | 0.020418 | 0 | 0 | 0.25305 | 0.18628 | 0 | 0 | 0.20534 | 0.0071983 | 0.40206 | 0.38189 | 0.3758 | 0.74489 | 0.75393 | 0.034439 | 0 | 0.625 | 0.54985 | 0.12959 | 0.32607 | 0.63145 | 0.31981 | 0.061323 | 0.16222 | 0.28848 | 0.40359 | 0.2815 | 0.46289 | 0.61307 | 0.6468 | 0.62831 | 0.59796 | 0.56309 | 0.62292 | 0.53608 | 0.60458 | 0.69454 | 0.87806 | 1 | 1 | 1
2 | 21 | 9 | 0.18193 | 0.64711 | 0.20066 | 0.68828 | 0 | 0 | 0 | 0 | 0.23967 | 0.17248 | 0 | 0 | 0.19167 | 0.0076802 | 0.31403 | 0.29237 | 0.3809 | 0.71582 | 0.77736 | 0.026199 | 0 | 0.64704 | 0.57564 | 0.40115 | 0.5949 | 0.86814 | 0.5835 | 0.12235 | 0.54767 | 0.62249 | 0.69559 | 0.52472 | 0.77008 | 0.87812 | 0.87689 | 0.87663 | 0.85351 | 0.8181 | 0.8691 | 0.75303 | 0.81628 | 0.90197 | 1 | 1 | 1 | 1
2 | 21 | 10 | 0.17385 | 0.67327 | 0.15801 | 0.73998 | 0 | 0 | 0 | 0 | 0.23224 | 0.16443 | 0 | 0 | 0.18369 | 0.0044418 | 0.29342 | 0.27152 | 0.37156 | 0.64334 | 0.7629 | 0.028119 | 0 | 0.67328 | 0.60534 | 0.61742 | 0.77343 | 0.98925 | 0.75861 | 0.11636 | 0.69544 | 0.80618 | 0.86435 | 0.81402 | 1 | 1 | 1 | 1 | 0.96332 | 0.97963 | 0.99427 | 0.88542 | 0.9098 | 1 | 1 | 1 | 1 | 1
2 | 21 | 11 | 0.15665 | 0.68693 | 0.18119 | 0.82808 | 0 | 0 | 0 | 0 | 0.21469 | 0.14706 | 0 | 0 | 0.16644 | 0.00092884 | 0.31897 | 0.29738 | 0.30943 | 0.62346 | 0.75281 | 0.050558 | 0 | 0.68706 | 0.6199 | 0.74059 | 0.85271 | 1 | 0.83636 | 0.1983 | 0.58387 | 0.88164 | 0.95494 | 0.96275 | 1 | 1 | 1 | 1 | 1 | 1 | 1 | 0.91588 | 0.95833 | 1 | 1 | 1 | 1 | 1
2 | 21 | 12 | 0.15495 | 0.66013 | 0.1837 | 0.85669 | 0 | 0.031035 | 0 | 0 | 0.21326 | 0.14539 | 0 | 0 | 0.16478 | 0.0015533 | 0.33298 | 0.31157 | 0.34833 | 0.61083 | 0.73315 | 0.084466 | 0 | 0.66003 | 0.59127 | 0.80308 | 0.88529 | 1 | 0.86831 | 0.36359 | 0.47545 | 0.92207 | 0.98863 | 0.93067 | 1 | 1 | 1 | 1 | 1 | 1 | 1 | 0.96122 | 0.98644 | 1 | 1 | 1 | 1 | 1
2 | 21 | 13 | 0.15996 | 0.64532 | 0.19959 | 0.8739 | 0.0022988 | 0.042548 | 0 | 0 | 0.219 | 0.15054 | 0 | 0 | 0.1699 | 0.0052601 | 0.33509 | 0.31372 | 0.38641 | 0.60529 | 0.73507 | 0.12363 | 0 | 0.64529 | 0.57294 | 0.80384 | 0.8751 | 1 | 0.85833 | 0.30708 | 0.29896 | 0.88869 | 0.97242 | 0.9716 | 1 | 1 | 1 | 1 | 1 | 1 | 1 | 0.96784 | 0.97281 | 1 | 1 | 1 | 1 | 1
2 | 21 | 14 | 0.14242 | 0.6235 | 0.22042 | 0.88908 | 0.025556 | 0.045951 | 0 | 7.0935e-05 | 0.20114 | 0.13287 | 0 | 0 | 0.15232 | 0.0058808 | 0.33429 | 0.3129 | 0.41252 | 0.56519 | 0.7286 | 0.14576 | 0 | 0.62344 | 0.5478 | 0.77326 | 0.85624 | 1 | 0.83983 | 0.41686 | 0.18319 | 0.90171 | 0.92924 | 0.96387 | 1 | 1 | 1 | 1 | 1 | 1 | 1 | 0.96075 | 0.97805 | 1 | 1 | 1 | 1 | 1
2 | 21 | 15 | 0.12636 | 0.59947 | 0.22155 | 0.90312 | 0.09519 | 0.039312 | 0 | 0.0076102 | 0.18366 | 0.11655 | 0 | 0 | 0.13606 | 0.0055099 | 0.31751 | 0.2959 | 0.38241 | 0.55088 | 0.69678 | 0.15146 | 0 | 0.59921 | 0.5224 | 0.66118 | 0.7606 | 0.93319 | 0.74602 | 0.31831 | 0.18191 | 0.78131 | 0.88844 | 0.63228 | 1 | 1 | 1 | 1 | 0.97246 | 0.96508 | 0.99224 | 0.92669 | 0.91348 | 0.96067 | 0.99207 | 1 | 1 | 1
2 | 21 | 16 | 0.16545 | 0.61565 | 0.20901 | 0.9042 | 0.17835 | 0.029284 | 0.00071671 | 0.071 | 0.22389 | 0.15598 | 0 | 0 | 0.1753 | 0.0051144 | 0.29007 | 0.26815 | 0.32531 | 0.59151 | 0.60307 | 0.15499 | 9.454e-05 | 0.61509 | 0.54499 | 0.52659 | 0.65281 | 0.75822 | 0.6403 | 0.37054 | 0.2832 | 0.6681 | 0.78936 | 0.47431 | 0.91988 | 0.9145 | 0.89599 | 0.82328 | 0.81537 | 0.84437 | 0.81621 | 0.78639 | 0.81547 | 0.79624 | 0.79465 | 1 | 1 | 1
2 | 21 | 17 | 0.20206 | 0.74652 | 0.21513 | 0.86497 | 0.30636 | 0.012184 | 0.011802 | 0.146 | 0.25955 | 0.19276 | 0 | 0 | 0.21175 | 0.0042675 | 0.29758 | 0.27573 | 0.33493 | 0.67787 | 0.51198 | 0.16491 | 0.0040985 | 0.74711 | 0.68478 | 0.27256 | 0.39983 | 0.39826 | 0.39216 | 0.32257 | 0.15004 | 0.47502 | 0.53203 | 0.19792 | 0.58608 | 0.62184 | 0.59299 | 0.54934 | 0.52053 | 0.52717 | 0.54462 | 0.46252 | 0.58533 | 0.35653 | 0.30459 | 1 | 1 | 1
2 | 21 | 18 | 0.23212 | 0.73335 | 0.22394 | 0.84669 | 0.43442 | 0.33649 | 0.029924 | 0.21975 | 0.28818 | 0.22293 | 0 | 0 | 0.24158 | 0.004133 | 0.35097 | 0.32984 | 0.34597 | 0.71626 | 0.48018 | 0.19929 | 0.008856 | 0.73343 | 0.67566 | 0.01178 | 0.063193 | 0.046841 | 0.061981 | 0.087104 | 0.0096956 | 0.1315 | 0.13435 | 0.0435 | 0.14641 | 0.13774 | 0.079122 | 0.073905 | 0.066121 | 0.081324 | 0.07327 | 0.070189 | 0.09895 | 0.014172 | 0 | 1 | 1 | 1
2 | 21 | 19 | 0.2666 | 0.69818 | 0.23178 | 0.83611 | 0.38821 | 0.86234 | 0.030882 | 0.23464 | 0.32241 | 0.25782 | 0.00048599 | 0 | 0.27599 | 0.0027324 | 0.38051 | 0.3599 | 0.4296 | 0.73087 | 0.41986 | 0.20212 | 0.0028204 | 0.69812 | 0.63567 | 0 | 0 | 0.00063723 | 0 | 0 | 0 | 0 | 0 | 0 | 0 | 0 | 0 | 0 | 0 | 0 | 0 | 0.0024458 | 0.00090614 | 0 | 0 | 1 | 1 | 1
2 | 21 | 20 | 0.25923 | 0.6665 | 0.24508 | 0.83203 | 0.32936 | 0.69449 | 0.025991 | 0.17789 | 0.31667 | 0.25061 | 0.010076 | 0 | 0.26886 | 0.0074446 | 0.40258 | 0.38241 | 0.59994 | 0.71652 | 0.31491 | 0.21184 | 0.0039857 | 0.66639 | 0.59885 | 0 | 0 | 0 | 0 | 0 | 0 | 0 | 0 | 0 | 0 | 0 | 0 | 0 | 0 | 0 | 0 | 0 | 0 | 0 | 0 | 1 | 1 | 1
2 | 21 | 21 | 0.16933 | 0.64716 | 0.17404 | 0.81413 | 0.46355 | 0.30428 | 0.032487 | 0.23354 | 0.22511 | 0.15951 | 0.040978 | 0.0018327 | 0.17879 | 0.028986 | 0.39623 | 0.37593 | 0.65318 | 0.65213 | 0.24461 | 0.23912 | 0.017636 | 0.64713 | 0.57516 | 0 | 0 | 0 | 0 | 0 | 0 | 0 | 0 | 0 | 0 | 0 | 0 | 0 | 0 | 0 | 0 | 0 | 0 | 0 | 0 | 1 | 1 | 1
2 | 21 | 22 | 0.16161 | 0.6218 | 0.1067 | 0.84177 | 0.48312 | 0.27459 | 0.043313 | 0.40252 | 0.21964 | 0.15205 | 0.081324 | 0.036935 | 0.1714 | 0.10362 | 0.3861 | 0.3656 | 0.6631 | 0.65816 | 0.22157 | 0.28034 | 0.048419 | 0.62175 | 0.54581 | 0 | 0 | 0 | 0 | 0 | 0 | 0 | 0 | 0 | 0 | 0 | 0 | 0 | 0 | 0 | 0 | 0 | 0 | 0 | 0 | 1 | 1 | 1
2 | 21 | 23 | 0.17631 | 0.59513 | 0.068586 | 0.87148 | 0.45267 | 0.18666 | 0.060157 | 0.56064 | 0.23274 | 0.16663 | 0.10924 | 0.13239 | 0.18586 | 0.20726 | 0.38817 | 0.36771 | 0.61511 | 0.66988 | 0.20688 | 0.35271 | 0.09591 | 0.59503 | 0.5153 | 0 | 0 | 0 | 0 | 0 | 0 | 0 | 0 | 0 | 0 | 0 | 0 | 0 | 0 | 0 | 0 | 0 | 0 | 0 | 0 | 1 | 1 | 1
2 | 21 | 24 | 0.24609 | 0.57552 | 0.068797 | 0.88891 | 0.48558 | 0.60398 | 0.077319 | 0.64012 | 0.30324 | 0.23724 | 0.12653 | 0.21065 | 0.2557 | 0.28856 | 0.37917 | 0.35854 | 0.5391 | 0.65911 | 0.21266 | 0.38324 | 0.15923 | 0.57545 | 0.49234 | 0 | 0 | 0 | 0 | 0 | 0 | 0 | 0 | 0 | 0 | 0 | 0 | 0 | 0 | 0 | 0 | 0 | 0 | 0 | 0 | 1 | 1 | 1
2 | 22 | 1 | 0.26468 | 0.55632 | 0.069526 | 0.90008 | 0.49494 | 0.83158 | 0.1033 | 0.71225 | 0.31996 | 0.25579 | 0.13216 | 0.16537 | 0.27399 | 0.23668 | 0.38416 | 0.36362 | 0.50905 | 0.6301 | 0.21907 | 0.3503 | 0.19865 | 0.55618 | 0.4711 | 0 | 0 | 0 | 0 | 0 | 0 | 0 | 0 | 0 | 0 | 0 | 0 | 0 | 0 | 0 | 0 | 0 | 0 | 0 | 0 | 1 | 1 | 1
2 | 22 | 2 | 0.26474 | 0.55386 | 0.042474 | 0.9107 | 0.49991 | 0.73746 | 0.12747 | 0.73094 | 0.32017 | 0.25588 | 0.14513 | 0.17813 | 0.27408 | 0.25193 | 0.38426 | 0.36372 | 0.56952 | 0.59807 | 0.20735 | 0.33506 | 0.21959 | 0.55387 | 0.46637 | 0 | 0 | 0 | 0 | 0 | 0 | 0 | 0 | 0 | 0 | 0 | 0 | 0 | 0 | 0 | 0 | 0 | 0 | 0 | 0 | 1 | 1 | 1
2 | 22 | 3 | 0.24564 | 0.53362 | 0.034614 | 0.93054 | 0.5021 | 0.38167 | 0.18693 | 0.68953 | 0.30101 | 0.23651 | 0.16397 | 0.19488 | 0.25498 | 0.26802 | 0.38572 | 0.36521 | 0.61365 | 0.54741 | 0.15769 | 0.3561 | 0.25897 | 0.53373 | 0.44208 | 0 | 0 | 0 | 0 | 0 | 0 | 0 | 0 | 0 | 0 | 0 | 0 | 0 | 0 | 0 | 0 | 0 | 0 | 0 | 0 | 1 | 1 | 1
2 | 22 | 4 | 0.23932 | 0.47399 | 0.033491 | 0.8887 | 0.46347 | 0.29729 | 0.2516 | 0.64954 | 0.29495 | 0.23015 | 0.18351 | 0.2166 | 0.24871 | 0.28846 | 0.38187 | 0.36129 | 0.61346 | 0.48653 | 0.12701 | 0.3911 | 0.28327 | 0.47392 | 0.37684 | 0 | 0 | 0 | 0 | 0 | 0 | 0 | 0 | 0 | 0 | 0 | 0 | 0 | 0 | 0 | 0 | 0 | 0 | 0 | 0 | 1 | 1 | 1
2 | 22 | 5 | 0.25024 | 0.41257 | 0.028546 | 0.77351 | 0.25622 | 0.53772 | 0.31922 | 0.63639 | 0.30436 | 0.24099 | 0.21066 | 0.25638 | 0.25939 | 0.3262 | 0.37084 | 0.35005 | 0.53285 | 0.48842 | 0.11447 | 0.42492 | 0.2939 | 0.41247 | 0.30946 | 0 | 0 | 0 | 0 | 0 | 0 | 0 | 0 | 0 | 0 | 0 | 0 | 0 | 0 | 0 | 0 | 0 | 0 | 0 | 0 | 1 | 1 | 1
2 | 22 | 6 | 0.31789 | 0.35602 | 0.028129 | 0.67976 | 0.069026 | 0.77524 | 0.39875 | 0.59626 | 0.36853 | 0.30914 | 0.26222 | 0.31362 | 0.32646 | 0.38496 | 0.36202 | 0.34107 | 0.48601 | 0.54514 | 0.1216 | 0.47466 | 0.3296 | 0.35585 | 0.24932 | 0 | 0 | 0.0018669 | 0 | 0 | 0 | 0 | 0 | 0 | 0 | 0 | 0 | 0 | 0 | 0 | 0 | 0 | 0 | 0 | 0.011211 | 1 | 1 | 1
2 | 22 | 7 | 0.44999 | 0.31738 | 0.042442 | 0.65552 | 0.022794 | 0.69118 | 0.42835 | 0.53716 | 0.49458 | 0.44281 | 0.32026 | 0.2772 | 0.4575 | 0.34475 | 0.3561 | 0.33505 | 0.4598 | 0.59417 | 0.14476 | 0.52418 | 0.34526 | 0.31729 | 0.20811 | 7.5501e-05 | 0.044844 | 0.19572 | 0.043984 | 3.5274e-05 | 0 | 3.7538e-06 | 0.0038351 | 0.00013722 | 0.0087231 | 0.15984 | 0.18991 | 0.16302 | 0.15371 | 0.075006 | 0.16162 | 0.26151 | 0.17587 | 0.28065 | 0.33413 | 1 | 1 | 1
2 | 22 | 8 | 0.577 | 0.28007 | 0.05597 | 0.66191 | 0.059069 | 0.93944 | 0.63241 | 0.52918 | 0.61291 | 0.57131 | 0.39378 | 0.28727 | 0.58305 | 0.35557 | 0.3513 | 0.33017 | 0.43934 | 0.60845 | 0.14078 | 0.56012 | 0.31776 | 0.27997 | 0.17023 | 0.091394 | 0.20714 | 0.56172 | 0.20317 | 0.011598 | 0.0020282 | 0.0052496 | 0.092656 | 0.018093 | 0.14759 | 0.54708 | 0.43962 | 0.61506 | 0.59697 | 0.47376 | 0.60977 | 0.63688 | 0.58133 | 0.67001 | 0.52308 | 1 | 1 | 1
2 | 22 | 9 | 0.68538 | 0.24305 | 0.037323 | 0.65206 | 0.026777 | 1 | 0.7178 | 0.57495 | 0.71211 | 0.68094 | 0.50568 | 0.31758 | 0.68989 | 0.38593 | 0.33638 | 0.31503 | 0.43323 | 0.6073 | 0.12884 | 0.63784 | 0.33453 | 0.24268 | 0.13678 | 0.2454 | 0.35008 | 0.75556 | 0.34337 | 0.043291 | 0.025842 | 0.03427 | 0.1714 | 0.011345 | 0.20331 | 0.64903 | 0.84427 | 0.85591 | 0.85354 | 0.72927 | 0.84856 | 0.84319 | 0.80138 | 0.88904 | 0.67005 | 1 | 1 | 1
2 | 22 | 10 | 0.80458 | 0.26891 | 0.017078 | 0.66538 | 0.0193 | 0.66442 | 0.73048 | 0.61235 | 0.82142 | 0.80174 | 0.59979 | 0.32265 | 0.80742 | 0.38769 | 0.31945 | 0.29786 | 0.54578 | 0.58486 | 0.13105 | 0.80962 | 0.42681 | 0.26869 | 0.16044 | 0.36768 | 0.45142 | 0.83844 | 0.44276 | 0.11084 | 0.086106 | 0.092149 | 0.23477 | 0.0087505 | 0.30866 | 0.68669 | 1 | 0.99128 | 0.99083 | 0.86733 | 0.98277 | 0.94621 | 0.88133 | 0.99374 | 0.67677 | 1 | 1 | 1
2 | 22 | 11 | 0.9297 | 0.32292 | 0.014687 | 0.70661 | 0.12399 | 0.10913 | 0.61688 | 0.66877 | 0.93885 | 0.92912 | 0.62604 | 0.3731 | 0.9312 | 0.43553 | 0.30231 | 0.28052 | 0.66479 | 0.69952 | 0.20445 | 0.90672 | 0.52631 | 0.32291 | 0.21288 | 0.45576 | 0.52153 | 0.82506 | 0.51153 | 0.27364 | 0.43703 | 0.16832 | 0.14495 | 0.010746 | 0.31758 | 0.69971 | 1 | 1 | 1 | 0.86073 | 1 | 0.95069 | 0.95333 | 1 | 0.61859 | 1 | 1 | 1
2 | 22 | 12 | 0.9471 | 0.36023 | 0.015641 | 0.70347 | 0.29287 | 0.012281 | 0.36924 | 0.74187 | 0.95091 | 0.94618 | 0.63606 | 0.44965 | 0.94776 | 0.5068 | 0.32364 | 0.3021 | 0.75009 | 0.89177 | 0.29705 | 0.93052 | 0.56654 | 0.36031 | 0.25089 | 0.52493 | 0.57796 | 0.71939 | 0.56688 | 0.25069 | 0.56227 | 0.37498 | 0.077143 | 0.11555 | 0.38682 | 0.81384 | 1 | 1 | 1 | 0.78439 | 1 | 0.96531 | 0.88114 | 1 | 0.47481 | 1 | 1 | 1
2 | 22 | 13 | 0.99129 | 0.36025 | 0.024297 | 0.71187 | 0.26499 | 0.013018 | 0.20197 | 0.80335 | 0.99314 | 0.99133 | 0.64325 | 0.52956 | 0.99158 | 0.58102 | 0.31701 | 0.29538 | 0.81549 | 0.98592 | 0.33453 | 0.93092 | 0.54404 | 0.36018 | 0.25276 | 0.52401 | 0.57153 | 0.69309 | 0.56057 | 0.30878 | 0.60148 | 0.42548 | 0.10519 | 0.18316 | 0.2264 | 0.74646 | 1 | 1 | 1 | 0.65247 | 1 | 0.93448 | 0.75988 | 1 | 0.50722 | 1 | 1 | 1
2 | 22 | 14 | 0.99633 | 0.35953 | 0.056099 | 0.78159 | 0.34868 | 0.020201 | 0.11289 | 0.80301 | 0.99672 | 0.99628 | 0.68231 | 0.57807 | 0.99639 | 0.62439 | 0.31102 | 0.28932 | 0.88746 | 0.99116 | 0.32326 | 0.92837 | 0.5866 | 0.35942 | 0.25236 | 0.51837 | 0.57408 | 0.64005 | 0.56307 | 0.2739 | 0.67254 | 0.41556 | 0.15923 | 0.27039 | 0.24158 | 0.76791 | 1 | 1 | 0.98233 | 0.62766 | 1 | 0.92507 | 0.6759 | 1 | 0.39715 | 1 | 1 | 1
2 | 22 | 15 | 0.99624 | 0.36386 | 0.10516 | 0.76735 | 0.50922 | 0.15095 | 0.17955 | 0.8106 | 0.99654 | 0.99618 | 0.73551 | 0.61044 | 0.99629 | 0.65233 | 0.33181 | 0.31039 | 0.93404 | 0.97538 | 0.29197 | 0.92736 | 0.60917 | 0.36373 | 0.25723 | 0.52398 | 0.60325 | 0.58447 | 0.59168 | 0.33043 | 0.82305 | 0.74399 | 0.24621 | 0.45507 | 0.075531 | 0.71441 | 1 | 1 | 0.90744 | 0.63605 | 0.99356 | 0.90018 | 0.48628 | 0.93643 | 0.44856 | 1 | 1 | 1
2 | 22 | 16 | 0.99601 | 0.37632 | 0.15322 | 0.74272 | 0.53338 | 0.56776 | 0.22464 | 0.83843 | 0.99692 | 0.99604 | 0.8027 | 0.66566 | 0.99615 | 0.69927 | 0.33062 | 0.30918 | 0.85564 | 0.94261 | 0.27129 | 0.92725 | 0.64793 | 0.37594 | 0.27342 | 0.40045 | 0.49702 | 0.50952 | 0.4875 | 0.32178 | 0.59745 | 0.51962 | 0.23286 | 0.48778 | 0.086724 | 0.59748 | 0.85715 | 0.81771 | 0.80334 | 0.59414 | 0.81069 | 0.79436 | 0.40798 | 0.79965 | 0.48528 | 1 | 1 | 1
2 | 22 | 17 | 0.96963 | 0.45572 | 0.23577 | 0.69697 | 0.43605 | 0.603 | 0.2308 | 0.73314 | 0.97426 | 0.96949 | 0.92231 | 0.80878 | 0.97038 | 0.83258 | 0.34841 | 0.32724 | 0.81079 | 0.85632 | 0.32621 | 0.9134 | 0.58852 | 0.4558 | 0.35472 | 0.19676 | 0.28836 | 0.31705 | 0.28283 | 0.26401 | 0.20821 | 0.22882 | 0.34151 | 0.39078 | 0.090533 | 0.33818 | 0.41433 | 0.49876 | 0.52679 | 0.34154 | 0.49447 | 0.55724 | 0.32279 | 0.38977 | 0.14014 | 1 | 1 | 1
2 | 22 | 18 | 0.87162 | 0.49883 | 0.43401 | 0.6527 | 0.44749 | 0.47932 | 0.25277 | 0.63108 | 0.8817 | 0.86955 | 0.92393 | 0.90062 | 0.87334 | 0.91485 | 0.34779 | 0.32661 | 0.76283 | 0.7834 | 0.39753 | 0.93527 | 0.52546 | 0.49904 | 0.40142 | 0.0076181 | 0.040367 | 0.020277 | 0.039594 | 0.06155 | 0.036767 | 0.053226 | 0.068017 | 0.099653 | 0.0058487 | 0.054925 | 0.061125 | 0.070954 | 0.071598 | 0.044149 | 0.070345 | 0.022892 | 0.042665 | 0.021882 | 0 | 1 | 1 | 1
2 | 22 | 19 | 0.81986 | 0.47656 | 0.51326 | 0.5064 | 0.41151 | 0.60956 | 0.32863 | 0.60486 | 0.83591 | 0.8173 | 0.91806 | 0.91502 | 0.82256 | 0.92629 | 0.3377 | 0.31637 | 0.84682 | 0.78633 | 0.47452 | 0.84044 | 0.53171 | 0.47605 | 0.38505 | 0 | 0 | 0.00018824 | 0 | 0 | 0 | 0 | 0 | 0 | 0 | 0 | 0 | 0 | 0 | 0 | 0 | 2.7471e-06 | 0.0010033 | 0 | 0 | 1 | 1 | 1
2 | 22 | 20 | 0.77175 | 0.55206 | 0.46682 | 0.44523 | 0.35644 | 0.73454 | 0.36641 | 0.62063 | 0.78905 | 0.76809 | 0.94146 | 0.8892 | 0.77471 | 0.90137 | 0.27938 | 0.25737 | 0.87494 | 0.80193 | 0.45777 | 0.68132 | 0.57644 | 0.55194 | 0.46593 | 0 | 0 | 0 | 0 | 0 | 0 | 0 | 0 | 0 | 0 | 0 | 0 | 0 | 0 | 0 | 0 | 0 | 0 | 0 | 0 | 1 | 1 | 1
2 | 22 | 21 | 0.82453 | 0.63296 | 0.49547 | 0.46114 | 0.23096 | 0.75346 | 0.35094 | 0.67481 | 0.84057 | 0.8221 | 0.92387 | 0.87655 | 0.82722 | 0.8922 | 0.26232 | 0.24018 | 0.77824 | 0.80392 | 0.45813 | 0.81343 | 0.62654 | 0.63266 | 0.56195 | 0 | 0 | 0 | 0 | 0 | 0 | 0 | 0 | 0 | 0 | 0 | 0 | 0 | 0 | 0 | 0 | 0 | 0 | 0 | 0 | 1 | 1 | 1
2 | 22 | 22 | 0.85994 | 0.77351 | 0.49876 | 0.43946 | 0.12916 | 0.77755 | 0.3483 | 0.68179 | 0.87332 | 0.85806 | 0.92479 | 0.82674 | 0.86218 | 0.84744 | 0.30082 | 0.27901 | 0.6638 | 0.85256 | 0.4874 | 0.76851 | 0.72306 | 0.77429 | 0.71449 | 0 | 0 | 0 | 0 | 0 | 0 | 0 | 0 | 0 | 0 | 0 | 0 | 0 | 0 | 0 | 0 | 0 | 0 | 0 | 0 | 1 | 1 | 1
2 | 22 | 23 | 0.85209 | 0.73053 | 0.41474 | 0.43951 | 0.05037 | 0.51763 | 0.43629 | 0.65097 | 0.86712 | 0.85025 | 0.92107 | 0.75314 | 0.85459 | 0.7803 | 0.37811 | 0.35746 | 0.77557 | 0.90764 | 0.52519 | 0.62095 | 0.80055 | 0.7308 | 0.66975 | 0 | 0 | 0 | 0 | 0 | 0 | 0 | 0 | 0 | 0 | 0 | 0 | 0 | 0 | 0 | 0 | 0 | 0 | 0 | 0 | 1 | 1 | 1
2 | 22 | 24 | 0.76825 | 0.62059 | 0.41433 | 0.44309 | 0.010292 | 0.47012 | 0.42252 | 0.59428 | 0.78805 | 0.76489 | 0.84687 | 0.6985 | 0.7716 | 0.73114 | 0.42313 | 0.40341 | 0.73189 | 0.93742 | 0.51378 | 0.41125 | 0.83044 | 0.6203 | 0.54733 | 0 | 0 | 0 | 0 | 0 | 0 | 0 | 0 | 0 | 0 | 0 | 0 | 0 | 0 | 0 | 0 | 0 | 0 | 0 | 0 | 1 | 1 | 1
2 | 23 | 1 | 0.69646 | 0.56192 | 0.47577 | 0.43637 | 0.048896 | 0.46818 | 0.37161 | 0.56864 | 0.72259 | 0.6922 | 0.88063 | 0.67854 | 0.70086 | 0.71012 | 0.53141 | 0.51444 | 0.78819 | 0.96283 | 0.47309 | 0.30691 | 0.80738 | 0.56163 | 0.47937 | 0 | 0 | 0 | 0 | 0 | 0 | 0 | 0 | 0 | 0 | 0 | 0 | 0 | 0 | 0 | 0 | 0 | 0 | 0 | 0 | 1 | 1 | 1
2 | 23 | 2 | 0.63305 | 0.55111 | 0.48173 | 0.39281 | 0.21396 | 0.30994 | 0.42657 | 0.58266 | 0.66139 | 0.62753 | 0.7824 | 0.76301 | 0.63787 | 0.79345 | 0.58965 | 0.5744 | 0.74026 | 0.96775 | 0.44974 | 0.28826 | 0.79098 | 0.55108 | 0.46384 | 0 | 0 | 0 | 0 | 0 | 0 | 0 | 0 | 0 | 0 | 0 | 0 | 0 | 0 | 0 | 0 | 0 | 0 | 0 | 0 | 1 | 1 | 1
2 | 23 | 3 | 0.68254 | 0.532 | 0.45395 | 0.38743 | 0.37295 | 0.15325 | 0.52727 | 0.53009 | 0.7081 | 0.67784 | 0.90174 | 0.75957 | 0.68688 | 0.7861 | 0.56133 | 0.54522 | 0.62451 | 0.962 | 0.46997 | 0.34402 | 0.79254 | 0.53203 | 0.44123 | 0 | 0 | 0 | 0 | 0 | 0 | 0 | 0 | 0 | 0 | 0 | 0 | 0 | 0 | 0 | 0 | 0 | 0 | 0 | 0 | 1 | 1 | 1
2 | 23 | 4 | 0.79768 | 0.48876 | 0.4301 | 0.39011 | 0.47705 | 0.19355 | 0.65004 | 0.54452 | 0.81802 | 0.79519 | 0.91677 | 0.76493 | 0.80107 | 0.79324 | 0.60528 | 0.59053 | 0.55388 | 0.97841 | 0.50665 | 0.40768 | 0.89686 | 0.48835 | 0.39753 | 0 | 0 | 0 | 0 | 0 | 0 | 0 | 0 | 0 | 0 | 0 | 0 | 0 | 0 | 0 | 0 | 0 | 0 | 0 | 0 | 1 | 1 | 1
2 | 23 | 5 | 0.81029 | 0.51736 | 0.42137 | 0.30398 | 0.55173 | 0.23983 | 0.75134 | 0.61911 | 0.82961 | 0.80798 | 0.81316 | 0.73353 | 0.8135 | 0.75927 | 0.61019 | 0.59559 | 0.59506 | 0.95107 | 0.51449 | 0.30966 | 0.89304 | 0.51694 | 0.43011 | 0 | 0 | 0 | 0 | 0 | 0 | 0 | 0 | 0 | 0 | 0 | 0 | 0 | 0 | 0 | 0 | 0 | 0 | 0 | 0 | 1 | 1 | 1
2 | 23 | 6 | 0.71015 | 0.62146 | 0.42086 | 0.23344 | 0.52917 | 0.30455 | 0.82324 | 0.69985 | 0.7368 | 0.70634 | 0.71582 | 0.80264 | 0.71462 | 0.83012 | 0.66242 | 0.64954 | 0.63397 | 0.81886 | 0.51888 | 0.25675 | 0.76875 | 0.62138 | 0.54586 | 0 | 0 | 0.0035841 | 0 | 0 | 0 | 0 | 0 | 0 | 0 | 0 | 0 | 0 | 0 | 0 | 0 | 0 | 0 | 0 | 0.021523 | 1 | 1 | 1
2 | 23 | 7 | 0.54955 | 0.72807 | 0.49945 | 0.18941 | 0.43314 | 0.3223 | 0.83331 | 0.66712 | 0.58313 | 0.54285 | 0.74079 | 0.73553 | 0.55527 | 0.77236 | 0.71708 | 0.70608 | 0.59032 | 0.54299 | 0.53718 | 0.32775 | 0.69091 | 0.7279 | 0.67252 | 0.00010122 | 0.040154 | 0.14862 | 0.039385 | 0.0023349 | 0.0015413 | 0.0028512 | 0.0082102 | 0.0098961 | 0.019323 | 0.14719 | 0.17691 | 0.16177 | 0.1179 | 0.025137 | 0.16038 | 0.04774 | 0.1298 | 0.14445 | 0.51675 | 1 | 1 | 1
2 | 23 | 8 | 0.53964 | 0.86425 | 0.48383 | 0.16603 | 0.21691 | 0.15905 | 0.81732 | 0.66168 | 0.5751 | 0.533 | 0.72268 | 0.49634 | 0.54566 | 0.53472 | 0.66556 | 0.65278 | 0.56311 | 0.24917 | 0.549 | 0.32331 | 0.82602 | 0.86454 | 0.83017 | 0.10807 | 0.28754 | 0.35029 | 0.28202 | 0.31702 | 0.2829 | 0.29944 | 0.26593 | 0.36742 | 0.23471 | 0.53547 | 0.4435 | 0.60168 | 0.49859 | 0.32464 | 0.59651 | 0.17363 | 0.45477 | 0.34875 | 0.85942 | 1 | 1 | 1
2 | 23 | 9 | 0.64777 | 0.92902 | 0.37475 | 0.12996 | 0.03606 | 0.061181 | 0.82094 | 0.71722 | 0.67624 | 0.64266 | 0.76427 | 0.63624 | 0.65259 | 0.67153 | 0.63854 | 0.62486 | 0.47761 | 0.36098 | 0.63875 | 0.38677 | 0.96921 | 0.92917 | 0.91095 | 0.35812 | 0.54046 | 0.51891 | 0.5301 | 0.49158 | 0.64821 | 0.59875 | 0.49915 | 0.7383 | 0.39529 | 0.7722 | 0.5976 | 0.77221 | 0.86019 | 0.5304 | 0.76558 | 0.28985 | 0.65651 | 0.54373 | 1 | 1 | 1 | 1
2 | 23 | 10 | 0.81604 | 0.96023 | 0.41047 | 0.12372 | 0 | 0.098497 | 0.80053 | 0.78885 | 0.83433 | 0.81374 | 0.78641 | 0.90953 | 0.81909 | 0.92768 | 0.70305 | 0.69155 | 0.60434 | 0.64126 | 0.67885 | 0.43904 | 0.97856 | 0.96026 | 0.95082 | 0.56021 | 0.70583 | 0.62429 | 0.6923 | 0.63592 | 0.82404 | 0.79284 | 0.48483 | 0.90297 | 0.59065 | 0.76649 | 0.68747 | 0.98135 | 1 | 0.79353 | 0.97292 | 0.31452 | 0.79805 | 0.61524 | 1 | 1 | 1 | 1
2 | 23 | 11 | 0.90378 | 0.98633 | 0.56686 | 0.13111 | 0 | 0.1454 | 0.7924 | 0.84226 | 0.9135 | 0.90256 | 0.80996 | 0.9831 | 0.9054 | 0.98699 | 0.71267 | 0.70151 | 0.80649 | 0.66284 | 0.66472 | 0.44789 | 0.98552 | 0.9864 | 0.98231 | 0.6802 | 0.78338 | 0.70135 | 0.76836 | 0.57949 | 0.9042 | 0.81352 | 0.60895 | 0.88092 | 0.76348 | 0.95043 | 0.77479 | 0.9397 | 1 | 0.83613 | 0.93163 | 0.40051 | 0.71123 | 0.62487 | 1 | 1 | 1 | 1
2 | 23 | 12 | 0.93592 | 0.99776 | 0.67481 | 0.15886 | 0 | 0.18977 | 0.80111 | 0.84794 | 0.94424 | 0.93539 | 0.84542 | 0.99232 | 0.93729 | 0.99368 | 0.70619 | 0.6948 | 0.84304 | 0.63001 | 0.62971 | 0.54537 | 0.99505 | 0.99782 | 0.99648 | 0.70882 | 0.78002 | 0.70462 | 0.76507 | 0.47887 | 0.87947 | 0.84538 | 0.5987 | 0.86234 | 0.89654 | 1 | 0.61386 | 0.9327 | 0.81286 | 0.88527 | 0.92469 | 0.59299 | 0.69911 | 0.54849 | 1 | 1 | 1 | 1
2 | 23 | 13 | 0.86624 | 0.99666 | 0.68409 | 0.16893 | 0 | 0.36605 | 0.79934 | 0.86536 | 0.8778 | 0.86426 | 0.88933 | 0.98542 | 0.8682 | 0.98771 | 0.69536 | 0.6836 | 0.853 | 0.63247 | 0.59352 | 0.66049 | 0.99056 | 0.99665 | 0.99599 | 0.72735 | 0.7915 | 0.67808 | 0.77633 | 0.57416 | 0.91836 | 0.69856 | 0.55303 | 0.87482 | 0.8968 | 0.8711 | 0.75381 | 1 | 0.80953 | 0.91732 | 1 | 0.56391 | 0.697 | 0.6467 | 0.95628 | 1 | 1 | 1
2 | 23 | 14 | 0.80645 | 0.99757 | 0.68012 | 0.18758 | 0 | 0.45333 | 0.82562 | 0.86098 | 0.82198 | 0.80344 | 0.95982 | 0.96167 | 0.80909 | 0.96661 | 0.69542 | 0.68366 | 0.87937 | 0.64179 | 0.53351 | 0.69769 | 0.99363 | 0.99757 | 0.99703 | 0.68801 | 0.75963 | 0.62353 | 0.74507 | 0.55166 | 0.79304 | 0.88373 | 0.63996 | 0.88365 | 0.89517 | 0.9221 | 0.4451 | 0.87657 | 0.8768 | 0.8521 | 0.86904 | 0.46586 | 0.71159 | 0.64961 | 0.77147 | 1 | 1 | 1
2 | 23 | 15 | 0.80278 | 0.99865 | 0.5403 | 0.20612 | 0 | 0.42131 | 0.86186 | 0.88401 | 0.82121 | 0.80013 | 0.95218 | 0.92576 | 0.80587 | 0.93388 | 0.64431 | 0.63082 | 0.86843 | 0.62718 | 0.45427 | 0.74229 | 0.99273 | 0.99866 | 0.99828 | 0.61438 | 0.70693 | 0.58293 | 0.69337 | 0.47437 | 0.85409 | 0.73162 | 0.55617 | 0.77556 | 0.80546 | 0.93913 | 0.31664 | 0.94451 | 0.89307 | 0.89838 | 0.9364 | 0.35568 | 0.6651 | 0.74549 | 0.63082 | 1 | 1 | 1
2 | 23 | 16 | 0.76286 | 0.99897 | 0.49129 | 0.19183 | 0.0035339 | 0.4474 | 0.88384 | 0.89119 | 0.78265 | 0.75935 | 0.92212 | 0.90211 | 0.76621 | 0.91417 | 0.56746 | 0.55155 | 0.86166 | 0.67286 | 0.34587 | 0.80763 | 0.96276 | 0.999 | 0.99827 | 0.48494 | 0.60147 | 0.48575 | 0.58994 | 0.47175 | 0.4861 | 0.55425 | 0.52639 | 0.66463 | 0.91617 | 0.80199 | 0.41254 | 0.79608 | 0.79393 | 0.77708 | 0.78924 | 0.40135 | 0.67359 | 0.59506 | 0.48602 | 1 | 1 | 1
2 | 23 | 17 | 0.75622 | 0.99156 | 0.35817 | 0.18562 | 0.055632 | 0.41481 | 0.89408 | 0.86471 | 0.77696 | 0.75268 | 0.88374 | 0.85892 | 0.75973 | 0.87629 | 0.45973 | 0.44086 | 0.80104 | 0.66058 | 0.36072 | 0.81636 | 0.88883 | 0.99156 | 0.98957 | 0.285 | 0.41761 | 0.33317 | 0.4096 | 0.50036 | 0.41545 | 0.36371 | 0.40648 | 0.42683 | 0.61664 | 0.58952 | 0.40914 | 0.53238 | 0.54732 | 0.49142 | 0.52781 | 0.33227 | 0.50631 | 0.35073 | 0.14799 | 1 | 1 | 1
2 | 23 | 18 | 0.76949 | 0.98277 | 0.30504 | 0.25037 | 0.24344 | 0.47557 | 0.89298 | 0.85083 | 0.79055 | 0.76635 | 0.84193 | 0.78708 | 0.77302 | 0.80996 | 0.49511 | 0.47713 | 0.74438 | 0.54479 | 0.43199 | 0.75014 | 0.95366 | 0.98269 | 0.97993 | 0.014403 | 0.069967 | 0.041891 | 0.068625 | 0.14584 | 0.10181 | 0.077103 | 0.096512 | 0.1213 | 0.15587 | 0.12595 | 0.042668 | 0.073784 | 0.079371 | 0.067777 | 0.07315 | 0.067393 | 0.095447 | 0.016698 | 0 | 1 | 1 | 1
2 | 23 | 19 | 0.74743 | 0.99341 | 0.22829 | 0.27815 | 0.41914 | 0.61043 | 0.91554 | 0.8663 | 0.7698 | 0.74391 | 0.85753 | 0.7429 | 0.75119 | 0.77536 | 0.49624 | 0.4783 | 0.78877 | 0.50011 | 0.44645 | 0.75919 | 0.94585 | 0.99355 | 0.98997 | 0 | 0 | 0.00084671 | 0 | 0 | 0 | 0 | 0 | 0 | 0 | 0 | 0 | 0 | 0 | 0 | 0 | 0.0033347 | 0.0011169 | 0 | 0 | 1 | 1 | 1
2 | 23 | 20 | 0.71296 | 0.96915 | 0.16221 | 0.2894 | 0.40064 | 0.45896 | 0.93447 | 0.84342 | 0.73572 | 0.70861 | 0.79151 | 0.61176 | 0.71684 | 0.65228 | 0.46578 | 0.44706 | 0.82903 | 0.53108 | 0.46011 | 0.69039 | 0.95923 | 0.96892 | 0.96508 | 0 | 0 | 0 | 0 | 0 | 0 | 0 | 0 | 0 | 0 | 0 | 0 | 0 | 0 | 0 | 0 | 0 | 0 | 0 | 0 | 1 | 1 | 1
2 | 23 | 21 | 0.74831 | 0.99657 | 0.2227 | 0.31196 | 0.25813 | 0.50726 | 0.91844 | 0.8227 | 0.77344 | 0.74525 | 0.68218 | 0.52875 | 0.75249 | 0.57688 | 0.50017 | 0.48233 | 0.7976 | 0.38632 | 0.46334 | 0.67951 | 0.94829 | 0.99668 | 0.99422 | 0 | 0 | 0 | 0 | 0 | 0 | 0 | 0 | 0 | 0 | 0 | 0 | 0 | 0 | 0 | 0 | 0 | 0 | 0 | 0 | 1 | 1 | 1
2 | 23 | 22 | 0.66703 | 0.99604 | 0.26032 | 0.32544 | 0.17036 | 0.44338 | 0.8799 | 0.83369 | 0.69421 | 0.66218 | 0.51239 | 0.50578 | 0.67163 | 0.55878 | 0.51331 | 0.49583 | 0.71882 | 0.37756 | 0.49664 | 0.6885 | 0.89441 | 0.99604 | 0.9951 | 0 | 0 | 0 | 0 | 0 | 0 | 0 | 0 | 0 | 0 | 0 | 0 | 0 | 0 | 0 | 0 | 0 | 0 | 0 | 0 | 1 | 1 | 1
2 | 23 | 23 | 0.62156 | 0.99575 | 0.23669 | 0.33767 | 0.10062 | 0.31656 | 0.826 | 0.8141 | 0.65612 | 0.61674 | 0.46147 | 0.46526 | 0.62734 | 0.52549 | 0.58234 | 0.56687 | 0.6278 | 0.44374 | 0.67063 | 0.66454 | 0.89768 | 0.99574 | 0.99495 | 0 | 0 | 0 | 0 | 0 | 0 | 0 | 0 | 0 | 0 | 0 | 0 | 0 | 0 | 0 | 0 | 0 | 0 | 0 | 0 | 1 | 1 | 1
2 | 23 | 24 | 0.48554 | 0.99843 | 0.20259 | 0.34279 | 0.026643 | 0.20479 | 0.77863 | 0.73503 | 0.52627 | 0.47851 | 0.4171 | 0.31223 | 0.49243 | 0.38067 | 0.60411 | 0.58932 | 0.5836 | 0.36512 | 0.75662 | 0.64028 | 0.91738 | 0.99844 | 0.99795 | 0 | 0 | 0 | 0 | 0 | 0 | 0 | 0 | 0 | 0 | 0 | 0 | 0 | 0 | 0 | 0 | 0 | 0 | 0 | 0 | 1 | 1 | 1
2 | 24 | 1 | 0.39014 | 0.99895 | 0.20879 | 0.31589 | 0.0022194 | 0.11504 | 0.73081 | 0.61785 | 0.43876 | 0.38237 | 0.37594 | 0.13602 | 0.39833 | 0.20394 | 0.5786 | 0.56301 | 0.54483 | 0.23258 | 0.83602 | 0.58886 | 0.89139 | 0.99895 | 0.99873 | 0 | 0 | 0 | 0 | 0 | 0 | 0 | 0 | 0 | 0 | 0 | 0 | 0 | 0 | 0 | 0 | 0 | 0 | 0 | 0 | 1 | 1 | 1
2 | 24 | 2 | 0.27846 | 0.99985 | 0.19989 | 0.29375 | 0 | 0.077726 | 0.70762 | 0.49383 | 0.33408 | 0.26988 | 0.36678 | 0.1128 | 0.28779 | 0.18437 | 0.62773 | 0.61369 | 0.45306 | 0.26107 | 0.8779 | 0.56324 | 0.86945 | 0.99986 | 0.99977 | 0 | 0 | 0 | 0 | 0 | 0 | 0 | 0 | 0 | 0 | 0 | 0 | 0 | 0 | 0 | 0 | 0 | 0 | 0 | 0 | 1 | 1 | 1
2 | 24 | 3 | 0.11535 | 1 | 0.19839 | 0.31126 | 0 | 0.11502 | 0.6973 | 0.36677 | 0.17214 | 0.10557 | 0.39868 | 0.16481 | 0.12494 | 0.23751 | 0.65574 | 0.64263 | 0.44543 | 0.29039 | 0.89562 | 0.54469 | 0.78521 | 1 | 0.9982 | 0 | 0 | 0 | 0 | 0 | 0 | 0 | 0 | 0 | 0 | 0 | 0 | 0 | 0 | 0 | 0 | 0 | 0 | 0 | 0 | 1 | 1 | 1
2 | 24 | 4 | 0.018688 | 0.91226 | 0.18863 | 0.29597 | 0 | 0.077422 | 0.68846 | 0.23815 | 0.070979 | 0.0098894 | 0.42839 | 0.24972 | 0.027203 | 0.32289 | 0.67365 | 0.66114 | 0.48389 | 0.28043 | 0.90413 | 0.51889 | 0.69718 | 0.91326 | 0.87944 | 0 | 0 | 0 | 0 | 0 | 0 | 0 | 0 | 0 | 0 | 0 | 0 | 0 | 0 | 0 | 0 | 0 | 0 | 0 | 0 | 1 | 1 | 1
2 | 24 | 5 | 0.00080884 | 0.58699 | 0.2127 | 0.29644 | 0 | 0.037835 | 0.68781 | 0.097682 | 0.03148 | 0.00026634 | 0.43839 | 0.28203 | 0.0012718 | 0.35257 | 0.70255 | 0.69104 | 0.52022 | 0.26064 | 0.89651 | 0.48682 | 0.66427 | 0.58556 | 0.52274 | 0 | 0 | 0 | 0 | 0 | 0 | 0 | 0 | 0 | 0 | 0 | 0 | 0 | 0 | 0 | 0 | 0 | 0 | 0 | 0 | 1 | 1 | 1
2 | 24 | 6 | 0 | 0.5737 | 0.22806 | 0.3118 | 0 | 0 | 0.67661 | 0.022554 | 0.01496 | 0 | 0.45643 | 0.28171 | 0 | 0.35076 | 0.70476 | 0.69333 | 0.65886 | 0.20018 | 0.898 | 0.44366 | 0.64076 | 0.5734 | 0.49308 | 0 | 0 | 0.0027401 | 0 | 0 | 0 | 0 | 0 | 0 | 0 | 0 | 0 | 0 | 0 | 0 | 0 | 0 | 0 | 1.2691e-06 | 0.016452 | 1 | 1 | 1
2 | 24 | 7 | 0 | 0.60074 | 0.22373 | 0.36735 | 0 | 0 | 0.65559 | 0.0016945 | 0.03298 | 0 | 0.44804 | 0.28519 | 0 | 0.35578 | 0.69183 | 0.67995 | 0.76211 | 0.13422 | 0.87683 | 0.36918 | 0.55958 | 0.60047 | 0.52402 | 0.0001482 | 0.06221 | 0.2193 | 0.061017 | 0.00057656 | 0.00043376 | 0.0045298 | 0.022177 | 0.015365 | 0.075839 | 0.18216 | 0.25809 | 0.20633 | 0.17207 | 0.10974 | 0.20456 | 0.26027 | 0.20676 | 0.34768 | 0.40247 | 1 | 1 | 1
2 | 24 | 8 | 0 | 0.67177 | 0.17171 | 0.38285 | 0 | 0 | 0.57183 | 0 | 0.0081986 | 0 | 0.34701 | 0.25685 | 0 | 0.32559 | 0.69903 | 0.68739 | 0.75505 | 0.068334 | 0.83454 | 0.26074 | 0.38894 | 0.67162 | 0.60551 | 0.142 | 0.36089 | 0.54122 | 0.35397 | 0.10444 | 0.13217 | 0.32816 | 0.41701 | 0.45114 | 0.58849 | 0.6487 | 0.68136 | 0.66472 | 0.63133 | 0.57341 | 0.65901 | 0.60664 | 0.61959 | 0.72631 | 0.80848 | 1 | 1 | 1
2 | 24 | 9 | 0 | 0.76161 | 0.090075 | 0.31596 | 0 | 0 | 0.46489 | 0 | 0.00025458 | 0 | 0.25484 | 0.27674 | 0 | 0.34537 | 0.69468 | 0.6829 | 0.75022 | 0.044803 | 0.85716 | 0.19812 | 0.28345 | 0.7616 | 0.71045 | 0.41853 | 0.62001 | 0.73903 | 0.60812 | 0.15673 | 0.24494 | 0.67463 | 0.71859 | 0.77709 | 0.90608 | 0.90558 | 0.91534 | 0.88617 | 0.87259 | 0.84882 | 0.87856 | 0.84198 | 0.83197 | 0.93123 | 1 | 1 | 1 | 1
2 | 24 | 10 | 0 | 0.84352 | 0.022356 | 0.33391 | 0 | 0 | 0.39356 | 0 | 0 | 0 | 0.20645 | 0.32298 | 0 | 0.39108 | 0.70856 | 0.69726 | 0.75932 | 0.018186 | 0.87232 | 0.17011 | 0.17059 | 0.84351 | 0.80901 | 0.62783 | 0.78451 | 0.84145 | 0.76947 | 0.10439 | 0.45671 | 0.84887 | 0.85794 | 0.95061 | 1 | 1 | 1 | 1 | 1 | 0.99803 | 1 | 0.92773 | 0.90049 | 1 | 1 | 1 | 1 | 1
2 | 24 | 11 | 0 | 0.92266 | 0.0034449 | 0.49362 | 0 | 0 | 0.33696 | 0 | 0 | 0 | 0.14542 | 0.33328 | 0 | 0.40302 | 0.75798 | 0.74846 | 0.75218 | 0.0043579 | 0.8916 | 0.13286 | 0.11681 | 0.92285 | 0.90262 | 0.75115 | 0.85704 | 0.94784 | 0.84061 | 0.098829 | 0.40886 | 0.93855 | 0.96381 | 1 | 1 | 1 | 1 | 1 | 1 | 1 | 1 | 0.95754 | 0.9305 | 1 | 1 | 1 | 1 | 1
2 | 24 | 12 | 0 | 0.95656 | 0.0063747 | 0.64271 | 0 | 0 | 0.29854 | 0 | 0 | 0 | 0.082902 | 0.25075 | 0 | 0.32168 | 0.79593 | 0.78781 | 0.74746 | 6.5196e-05 | 0.90897 | 0.11165 | 0.10093 | 0.95664 | 0.94562 | 0.79457 | 0.86563 | 0.99651 | 0.84903 | 0.066989 | 0.2086 | 0.9715 | 0.9846 | 1 | 1 | 1 | 1 | 1 | 1 | 1 | 1 | 0.96016 | 0.93466 | 1 | 1 | 1 | 1 | 1
2 | 24 | 13 | 0 | 0.97451 | 0.024712 | 0.70829 | 0 | 0 | 0.28354 | 0 | 0 | 0 | 0.034213 | 0.16512 | 0 | 0.23835 | 0.80651 | 0.79879 | 0.74951 | 0 | 0.92295 | 0.09395 | 0.084938 | 0.97467 | 0.96653 | 0.77849 | 0.84007 | 0.99125 | 0.82396 | 0.028796 | 0.17981 | 0.81215 | 0.94225 | 1 | 1 | 1 | 1 | 1 | 1 | 1 | 1 | 0.91477 | 0.91371 | 1 | 1 | 1 | 1 | 1
2 | 24 | 14 | 0 | 0.95622 | 0.029485 | 0.81059 | 0.004175 | 0.025632 | 0.29396 | 0 | 0 | 0 | 0.0018384 | 0.09934 | 0 | 0.1729 | 0.79651 | 0.78841 | 0.72071 | 0 | 0.88529 | 0.091178 | 0.083648 | 0.95623 | 0.9461 | 0.74311 | 0.81588 | 0.99543 | 0.80024 | 0.065243 | 0.21228 | 0.65662 | 0.90612 | 1 | 1 | 1 | 1 | 1 | 1 | 1 | 1 | 0.89979 | 0.91123 | 1 | 1 | 1 | 1 | 1
2 | 24 | 15 | 0 | 0.93611 | 0.078918 | 0.86141 | 0.027502 | 0.02782 | 0.30579 | 0 | 0 | 0 | 0 | 0.047149 | 0 | 0.11754 | 0.79591 | 0.78779 | 0.67725 | 0 | 0.83899 | 0.10371 | 0.091696 | 0.93616 | 0.92087 | 0.65504 | 0.75372 | 0.89672 | 0.73927 | 0.03819 | 0.16498 | 0.45902 | 0.91356 | 1 | 1 | 1 | 1 | 1 | 1 | 0.98099 | 1 | 0.81353 | 0.95071 | 0.99477 | 1 | 1 | 1 | 1
2 | 24 | 16 | 0 | 0.90124 | 0.14774 | 0.88331 | 0.057872 | 0.035916 | 0.30521 | 0 | 0 | 0 | 0 | 0.015828 | 0 | 0.082109 | 0.80398 | 0.79616 | 0.66634 | 8.9047e-05 | 0.75917 | 0.097699 | 0.099673 | 0.90118 | 0.87972 | 0.51954 | 0.64547 | 0.74911 | 0.6331 | 0.12802 | 0.1744 | 0.39593 | 0.77676 | 0.88072 | 0.94329 | 0.91766 | 0.89686 | 0.8998 | 0.85911 | 0.85414 | 0.89207 | 0.75917 | 0.86335 | 0.82595 | 0.83393 | 1 | 1 | 1
2 | 24 | 17 | 0.0019417 | 0.8738 | 0.13257 | 0.90919 | 0.0851 | 0.070618 | 0.32558 | 0.0052412 | 0.003034 | 0.0013162 | 0 | 0.0008233 | 0.0023522 | 0.055323 | 0.84387 | 0.83757 | 0.70654 | 0.0057687 | 0.65925 | 0.10914 | 0.16637 | 0.87361 | 0.84815 | 0.27417 | 0.40387 | 0.39036 | 0.39612 | 0.14278 | 0.099272 | 0.28005 | 0.55909 | 0.56215 | 0.62867 | 0.55732 | 0.59272 | 0.60936 | 0.57587 | 0.53115 | 0.60413 | 0.40673 | 0.62398 | 0.4315 | 0.33936 | 1 | 1 | 1
2 | 24 | 18 | 0.034209 | 0.88434 | 0.07901 | 0.90536 | 0.26011 | 0.13501 | 0.37605 | 0.059482 | 0.088629 | 0.025397 | 0 | 0 | 0.043201 | 0.037659 | 0.87425 | 0.86914 | 0.74431 | 0.012785 | 0.62394 | 0.15556 | 0.22737 | 0.88432 | 0.85871 | 0.013454 | 0.071045 | 0.042558 | 0.069683 | 0.039881 | 0.0045817 | 0.052674 | 0.15485 | 0.18547 | 0.17381 | 0.11948 | 0.090607 | 0.10695 | 0.09636 | 0.089197 | 0.10603 | 0.055523 | 0.11906 | 0.025513 | 0 | 1 | 1 | 1
2 | 24 | 19 | 0.083118 | 0.89396 | 0.07501 | 0.89352 | 0.54467 | 0.20477 | 0.38247 | 0.1714 | 0.14247 | 0.073669 | 0 | 0 | 0.093101 | 0.030482 | 0.87372 | 0.86859 | 0.74499 | 0.024177 | 0.61767 | 0.13384 | 0.17148 | 0.89398 | 0.86989 | 0 | 0 | 0.00039697 | 0 | 0 | 0 | 0 | 0 | 0 | 0 | 0 | 0 | 0 | 0 | 0 | 0 | 0.0014104 | 0.00067924 | 0 | 0 | 1 | 1 | 1
2 | 24 | 20 | 0.11092 | 0.89725 | 0.080643 | 0.89279 | 0.58281 | 0.26482 | 0.3771 | 0.26365 | 0.16888 | 0.10121 | 0 | 0 | 0.12072 | 0.010397 | 0.86879 | 0.86346 | 0.72495 | 0.05422 | 0.61704 | 0.11522 | 0.12241 | 0.8975 | 0.87091 | 0 | 0 | 0 | 0 | 0 | 0 | 0 | 0 | 0 | 0 | 0 | 0 | 0 | 0 | 0 | 0 | 0 | 0 | 0 | 0 | 1 | 1 | 1
2 | 24 | 21 | 0.17084 | 0.84173 | 0.17947 | 0.90457 | 0.59378 | 0.23193 | 0.34296 | 0.37538 | 0.22875 | 0.16135 | 0.0010994 | 0 | 0.18061 | 0.007348 | 0.85729 | 0.85151 | 0.68695 | 0.1423 | 0.5831 | 0.10447 | 0.11446 | 0.84172 | 0.8069 | 0 | 0 | 0 | 0 | 0 | 0 | 0 | 0 | 0 | 0 | 0 | 0 | 0 | 0 | 0 | 0 | 0 | 0 | 0 | 0 | 1 | 1 | 1
2 | 24 | 22 | 0.24178 | 0.7843 | 0.19963 | 0.90302 | 0.74858 | 0.19274 | 0.30951 | 0.4179 | 0.29745 | 0.23267 | 0.020529 | 0 | 0.25117 | 0.020771 | 0.81732 | 0.81 | 0.65145 | 0.2696 | 0.57702 | 0.10241 | 0.10414 | 0.78422 | 0.73858 | 0 | 0 | 0 | 0 | 0 | 0 | 0 | 0 | 0 | 0 | 0 | 0 | 0 | 0 | 0 | 0 | 0 | 0 | 0 | 0 | 1 | 1 | 1
2 | 24 | 23 | 0.3198 | 0.73698 | 0.16546 | 0.91947 | 0.83198 | 0.33179 | 0.28587 | 0.38558 | 0.37205 | 0.31131 | 0.050267 | 0.0047824 | 0.32861 | 0.054853 | 0.80721 | 0.79951 | 0.67114 | 0.40922 | 0.602 | 0.10595 | 0.10015 | 0.73695 | 0.68133 | 0 | 0 | 0 | 0 | 0 | 0 | 0 | 0 | 0 | 0 | 0 | 0 | 0 | 0 | 0 | 0 | 0 | 0 | 0 | 0 | 1 | 1 | 1
2 | 24 | 24 | 0.39549 | 0.68551 | 0.085914 | 0.88056 | 0.79331 | 0.62564 | 0.27488 | 0.37379 | 0.44379 | 0.38776 | 0.078617 | 0.085181 | 0.40363 | 0.15969 | 0.79137 | 0.78307 | 0.69182 | 0.56028 | 0.63881 | 0.14114 | 0.10027 | 0.68535 | 0.62181 | 0 | 0 | 0 | 0 | 0 | 0 | 0 | 0 | 0 | 0 | 0 | 0 | 0 | 0 | 0 | 0 | 0 | 0 | 0 | 0 | 1 | 1 | 1
2 | 25 | 1 | 0.45701 | 0.65655 | 0.026563 | 0.85891 | 0.66673 | 0.46999 | 0.25106 | 0.4064 | 0.50043 | 0.44978 | 0.10065 | 0.14517 | 0.46434 | 0.21887 | 0.81179 | 0.80426 | 0.71252 | 0.66956 | 0.69883 | 0.21178 | 0.15279 | 0.65649 | 0.58662 | 0 | 0 | 0 | 0 | 0 | 0 | 0 | 0 | 0 | 0 | 0 | 0 | 0 | 0 | 0 | 0 | 0 | 0 | 0 | 0 | 1 | 1 | 1
2 | 25 | 2 | 0.53338 | 0.62872 | 0.0034273 | 0.86219 | 0.4562 | 0.63283 | 0.20479 | 0.40904 | 0.57376 | 0.52736 | 0.14666 | 0.21752 | 0.54016 | 0.2905 | 0.81774 | 0.81045 | 0.69149 | 0.70455 | 0.79999 | 0.27909 | 0.24029 | 0.62858 | 0.55491 | 0 | 0 | 0 | 0 | 0 | 0 | 0 | 0 | 0 | 0 | 0 | 0 | 0 | 0 | 0 | 0 | 0 | 0 | 0 | 0 | 1 | 1 | 1
2 | 25 | 3 | 0.54648 | 0.61651 | 0.00014787 | 0.80264 | 0.29282 | 0.78194 | 0.18368 | 0.40993 | 0.58343 | 0.54022 | 0.21363 | 0.27621 | 0.55272 | 0.34727 | 0.8203 | 0.8131 | 0.75136 | 0.75572 | 0.84012 | 0.34403 | 0.29877 | 0.61624 | 0.54246 | 0 | 0 | 0 | 0 | 0 | 0 | 0 | 0 | 0 | 0 | 0 | 0 | 0 | 0 | 0 | 0 | 0 | 0 | 0 | 0 | 1 | 1 | 1
2 | 25 | 4 | 0.58106 | 0.6518 | 0 | 0.83848 | 0.38593 | 0.87414 | 0.17302 | 0.46958 | 0.61724 | 0.5755 | 0.26979 | 0.29934 | 0.58714 | 0.36779 | 0.81751 | 0.8102 | 0.77657 | 0.78671 | 0.84149 | 0.41521 | 0.36134 | 0.65166 | 0.58198 | 0 | 0 | 0 | 0 | 0 | 0 | 0 | 0 | 0 | 0 | 0 | 0 | 0 | 0 | 0 | 0 | 0 | 0 | 0 | 0 | 1 | 1 | 1
2 | 25 | 5 | 0.57792 | 0.70362 | 0 | 0.84422 | 0.34337 | 0.81048 | 0.11356 | 0.52439 | 0.61321 | 0.57215 | 0.316 | 0.31802 | 0.58388 | 0.38482 | 0.80841 | 0.80076 | 0.81165 | 0.79592 | 0.84016 | 0.47694 | 0.43164 | 0.70348 | 0.64298 | 0 | 0 | 0 | 0 | 0 | 0 | 0 | 0 | 0 | 0 | 0 | 0 | 0 | 0 | 0 | 0 | 0 | 0 | 0 | 0 | 1 | 1 | 1
2 | 25 | 6 | 0.57933 | 0.77594 | 0 | 0.87174 | 0.33215 | 0.50378 | 0.08932 | 0.57276 | 0.6132 | 0.57337 | 0.35158 | 0.34322 | 0.58507 | 0.41021 | 0.77142 | 0.76239 | 0.84999 | 0.79487 | 0.8721 | 0.52686 | 0.50463 | 0.77626 | 0.72329 | 0 | 0 | 0.0047803 | 0 | 0 | 0 | 0 | 0 | 0 | 0 | 0 | 0 | 0 | 0 | 0 | 0 | 0 | 0 | 7.8954e-06 | 0.028699 | 1 | 1 | 1
2 | 25 | 7 | 0.63199 | 0.76727 | 0.0010922 | 0.827 | 0.35052 | 0.62133 | 0.11294 | 0.58207 | 0.66436 | 0.62708 | 0.4155 | 0.3294 | 0.63743 | 0.39688 | 0.73851 | 0.72828 | 0.88333 | 0.80108 | 0.88174 | 0.57881 | 0.58491 | 0.76738 | 0.71568 | 0.00011416 | 0.042404 | 0.16694 | 0.041591 | 0.00040653 | 6.091e-05 | 5.6598e-06 | 0.00047618 | 0.00041749 | 0.092653 | 0.15365 | 0.071034 | 0.13107 | 0.14668 | 0.12552 | 0.12995 | 0.01527 | 0.033892 | 0.34865 | 0.55466 | 1 | 1 | 1
2 | 25 | 8 | 0.64472 | 0.72492 | 0.011349 | 0.78152 | 0.35551 | 0.72527 | 0.18271 | 0.56917 | 0.67514 | 0.63982 | 0.42259 | 0.28513 | 0.64985 | 0.35499 | 0.71659 | 0.70558 | 0.89679 | 0.82872 | 0.86971 | 0.57671 | 0.68026 | 0.72452 | 0.67167 | 0.099333 | 0.2313 | 0.34185 | 0.22686 | 0.06576 | 0.037953 | 0.0072911 | 0.025146 | 0.027978 | 0.52401 | 0.58455 | 0.30866 | 0.51843 | 0.62402 | 0.6096 | 0.51398 | 0.027754 | 0.13667 | 0.6866 | 0.91733 | 1 | 1 | 1
2 | 25 | 9 | 0.65368 | 0.76043 | 0.0010922 | 0.73837 | 0.51486 | 0.54653 | 0.24555 | 0.5855 | 0.68114 | 0.64854 | 0.39175 | 0.22435 | 0.65835 | 0.29484 | 0.69047 | 0.67854 | 0.93326 | 0.84423 | 0.90514 | 0.55845 | 0.78098 | 0.76015 | 0.71254 | 0.28784 | 0.41744 | 0.45574 | 0.40944 | 0.24782 | 0.067345 | 0.12071 | 0.18895 | 0.076671 | 0.81374 | 0.78563 | 0.63093 | 0.70305 | 0.85021 | 0.84023 | 0.69701 | 0.093803 | 0.3202 | 0.81539 | 1 | 1 | 1 | 1
2 | 25 | 10 | 0.73813 | 0.84722 | 0.0011344 | 0.75714 | 0.56075 | 0.45727 | 0.32003 | 0.6444 | 0.76264 | 0.73471 | 0.40017 | 0.21159 | 0.74223 | 0.27972 | 0.67193 | 0.65936 | 0.96212 | 0.87783 | 0.9253 | 0.69671 | 0.89576 | 0.84726 | 0.81284 | 0.4366 | 0.54027 | 0.57854 | 0.52991 | 0.36216 | 0.1083 | 0.15478 | 0.23213 | 0.33613 | 0.87096 | 0.89812 | 0.83306 | 0.84281 | 0.96493 | 0.87823 | 0.83557 | 0.17868 | 0.47455 | 0.90231 | 1 | 1 | 1 | 1
2 | 25 | 11 | 0.76257 | 0.91777 | 0.015041 | 0.75119 | 0.56265 | 0.35865 | 0.39993 | 0.72871 | 0.78205 | 0.759 | 0.47109 | 0.3144 | 0.76587 | 0.3809 | 0.66564 | 0.65286 | 0.96045 | 0.92499 | 0.92749 | 0.8101 | 0.95129 | 0.9179 | 0.89744 | 0.48957 | 0.56215 | 0.60577 | 0.55137 | 0.28719 | 0.22848 | 0.23302 | 0.22619 | 0.32649 | 0.76805 | 0.95268 | 0.77121 | 1 | 0.93742 | 0.78449 | 0.99975 | 0.2369 | 0.5888 | 0.98732 | 1 | 1 | 1 | 1
2 | 25 | 12 | 0.82882 | 0.95695 | 0.043653 | 0.79618 | 0.51433 | 0.23992 | 0.50704 | 0.78011 | 0.84449 | 0.82645 | 0.57731 | 0.44085 | 0.83146 | 0.50178 | 0.65796 | 0.64492 | 0.933 | 0.94032 | 0.91671 | 0.82782 | 0.9643 | 0.95704 | 0.94587 | 0.59198 | 0.65319 | 0.73908 | 0.64066 | 0.40276 | 0.46446 | 0.18716 | 0.31257 | 0.32684 | 0.66318 | 1 | 1 | 1 | 1 | 0.9189 | 1 | 0.66531 | 0.72159 | 1 | 1 | 1 | 1 | 1
2 | 25 | 13 | 0.87641 | 0.97477 | 0.10718 | 0.82331 | 0.51521 | 0.15288 | 0.56967 | 0.79426 | 0.88751 | 0.87464 | 0.68409 | 0.49435 | 0.87828 | 0.54753 | 0.61107 | 0.5965 | 0.93824 | 0.94941 | 0.89775 | 0.81488 | 0.97121 | 0.97478 | 0.96881 | 0.57801 | 0.6279 | 0.75326 | 0.61586 | 0.30409 | 0.36101 | 0.25973 | 0.23105 | 0.50839 | 0.49085 | 0.93249 | 1 | 1 | 1 | 0.83321 | 1 | 0.59637 | 0.66695 | 1 | 1 | 1 | 1 | 1
2 | 25 | 14 | 0.91285 | 0.98998 | 0.16688 | 0.83548 | 0.66269 | 0.27363 | 0.54112 | 0.77832 | 0.9229 | 0.91194 | 0.82275 | 0.5502 | 0.91451 | 0.59859 | 0.64363 | 0.63011 | 0.89542 | 0.96779 | 0.87801 | 0.82329 | 0.97305 | 0.99002 | 0.98707 | 0.56411 | 0.62304 | 0.72708 | 0.6111 | 0.36787 | 0.42943 | 0.20586 | 0.33796 | 0.50782 | 0.571 | 0.89382 | 1 | 1 | 0.98039 | 0.66744 | 1 | 0.59888 | 0.71309 | 1 | 1 | 1 | 1 | 1
2 | 25 | 15 | 0.86126 | 0.99518 | 0.2375 | 0.78693 | 0.66593 | 0.6663 | 0.50925 | 0.71514 | 0.8737 | 0.85927 | 0.85991 | 0.60647 | 0.86335 | 0.64914 | 0.74266 | 0.73258 | 0.77201 | 0.95267 | 0.84699 | 0.76421 | 0.95968 | 0.99523 | 0.99343 | 0.47617 | 0.54878 | 0.69773 | 0.53826 | 0.33451 | 0.22212 | 0.13215 | 0.26842 | 0.32053 | 0.63904 | 0.8841 | 1 | 1 | 0.89367 | 0.6287 | 0.99793 | 0.65597 | 0.61259 | 0.9574 | 0.94207 | 1 | 1 | 1
2 | 25 | 16 | 0.79621 | 0.9898 | 0.25036 | 0.76221 | 0.4419 | 0.77478 | 0.5113 | 0.6734 | 0.81523 | 0.79348 | 0.91014 | 0.67027 | 0.7994 | 0.70703 | 0.79777 | 0.78972 | 0.72458 | 0.93585 | 0.76179 | 0.72509 | 0.94028 | 0.98978 | 0.98761 | 0.37667 | 0.46833 | 0.60247 | 0.45935 | 0.35158 | 0.22454 | 0.089471 | 0.2323 | 0.34654 | 0.51559 | 0.83773 | 0.8875 | 0.86489 | 0.76867 | 0.4802 | 0.85746 | 0.61564 | 0.64706 | 0.78689 | 0.67375 | 1 | 1 | 1
2 | 25 | 17 | 0.68875 | 0.98692 | 0.23221 | 0.69817 | 0.21627 | 0.75604 | 0.52664 | 0.59646 | 0.71484 | 0.68429 | 0.88903 | 0.7242 | 0.69316 | 0.75843 | 0.7135 | 0.70237 | 0.7688 | 0.94441 | 0.6755 | 0.70088 | 0.9132 | 0.98687 | 0.98458 | 0.21498 | 0.31574 | 0.31209 | 0.30969 | 0.33244 | 0.18708 | 0.15445 | 0.23464 | 0.31185 | 0.3555 | 0.60194 | 0.49223 | 0.50113 | 0.47777 | 0.35842 | 0.49682 | 0.34638 | 0.50338 | 0.4665 | 0.25979 | 1 | 1 | 1
2 | 25 | 18 | 0.59914 | 0.99494 | 0.32133 | 0.70554 | 0.12755 | 0.59126 | 0.5293 | 0.53111 | 0.63481 | 0.59395 | 0.83954 | 0.69616 | 0.60512 | 0.72725 | 0.73063 | 0.72011 | 0.62732 | 0.94251 | 0.66605 | 0.71345 | 0.8787 | 0.99496 | 0.99356 | 0.0089021 | 0.047284 | 0.033404 | 0.046378 | 0.10539 | 0.020681 | 0.013137 | 0.045284 | 0.066487 | 0.076435 | 0.14558 | 0.076215 | 0.076134 | 0.066187 | 0.048336 | 0.07548 | 0.044133 | 0.1037 | 0.027091 | 0 | 1 | 1 | 1
2 | 25 | 19 | 0.45002 | 0.99947 | 0.31229 | 0.70932 | 0.11663 | 0.51028 | 0.53041 | 0.46476 | 0.48925 | 0.442 | 0.75941 | 0.73831 | 0.45672 | 0.7668 | 0.78017 | 0.77146 | 0.57143 | 0.91151 | 0.68857 | 0.69718 | 0.86257 | 0.99956 | 0.99816 | 0 | 0 | 0.00037077 | 0 | 0 | 0 | 0 | 0 | 0 | 0 | 0 | 0 | 0 | 0 | 0 | 0 | 0.00057962 | 0.0013888 | 0 | 0 | 1 | 1 | 1
2 | 25 | 20 | 0.49333 | 0.98568 | 0.31533 | 0.6865 | 0.080982 | 0.39892 | 0.46987 | 0.41173 | 0.53424 | 0.48649 | 0.6854 | 0.81059 | 0.50024 | 0.83234 | 0.88087 | 0.87603 | 0.63882 | 0.81245 | 0.67698 | 0.67845 | 0.88347 | 0.9859 | 0.97947 | 0 | 0 | 0 | 0 | 0 | 0 | 0 | 0 | 0 | 0 | 0 | 0 | 0 | 0 | 0 | 0 | 0 | 0 | 0 | 0 | 1 | 1 | 1
2 | 25 | 21 | 0.5631 | 0.92209 | 0.40188 | 0.56469 | 0.048855 | 0.31632 | 0.41491 | 0.3854 | 0.60275 | 0.55765 | 0.65602 | 0.87422 | 0.56973 | 0.89299 | 0.89093 | 0.88648 | 0.71839 | 0.81485 | 0.68294 | 0.65145 | 0.87754 | 0.92199 | 0.90578 | 0 | 0 | 0 | 0 | 0 | 0 | 0 | 0 | 0 | 0 | 0 | 0 | 0 | 0 | 0 | 0 | 0 | 0 | 0 | 0 | 1 | 1 | 1
2 | 25 | 22 | 0.50795 | 0.87916 | 0.40273 | 0.59578 | 0.052651 | 0.11279 | 0.3887 | 0.38338 | 0.55001 | 0.50162 | 0.64745 | 0.82428 | 0.51501 | 0.84469 | 0.82779 | 0.82088 | 0.80293 | 0.67079 | 0.69124 | 0.5975 | 0.84061 | 0.87908 | 0.85323 | 0 | 0 | 0 | 0 | 0 | 0 | 0 | 0 | 0 | 0 | 0 | 0 | 0 | 0 | 0 | 0 | 0 | 0 | 0 | 0 | 1 | 1 | 1
2 | 25 | 23 | 0.39017 | 0.85165 | 0.41647 | 0.63134 | 0.028216 | 0.03585 | 0.3751 | 0.39409 | 0.43548 | 0.38188 | 0.65455 | 0.75352 | 0.39786 | 0.785 | 0.8596 | 0.85392 | 0.82282 | 0.33876 | 0.71814 | 0.59314 | 0.79093 | 0.8519 | 0.81553 | 0 | 0 | 0 | 0 | 0 | 0 | 0 | 0 | 0 | 0 | 0 | 0 | 0 | 0 | 0 | 0 | 0 | 0 | 0 | 0 | 1 | 1 | 1
2 | 25 | 24 | 0.37838 | 0.76065 | 0.37544 | 0.63853 | 0.04198 | 0.011046 | 0.35605 | 0.3569 | 0.42709 | 0.37038 | 0.68539 | 0.5925 | 0.3866 | 0.63266 | 0.87653 | 0.87151 | 0.77877 | 0.074486 | 0.72087 | 0.55821 | 0.72922 | 0.76036 | 0.71289 | 0 | 0 | 0 | 0 | 0 | 0 | 0 | 0 | 0 | 0 | 0 | 0 | 0 | 0 | 0 | 0 | 0 | 0 | 0 | 0 | 1 | 1 | 1
2 | 26 | 1 | 0.37873 | 0.72565 | 0.33048 | 0.63596 | 0.091515 | 0.054095 | 0.33112 | 0.33157 | 0.42912 | 0.37099 | 0.66074 | 0.53537 | 0.3872 | 0.58427 | 0.87927 | 0.87436 | 0.78537 | 0.018916 | 0.74961 | 0.53551 | 0.70066 | 0.72548 | 0.66964 | 0 | 0 | 0 | 0 | 0 | 0 | 0 | 0 | 0 | 0 | 0 | 0 | 0 | 0 | 0 | 0 | 0 | 0 | 0 | 0 | 1 | 1 | 1
2 | 26 | 2 | 0.32747 | 0.71686 | 0.31297 | 0.6387 | 0.12128 | 0.15461 | 0.27848 | 0.35206 | 0.3777 | 0.31879 | 0.6507 | 0.50839 | 0.33597 | 0.55973 | 0.86518 | 0.85972 | 0.77987 | 0.024962 | 0.78133 | 0.50026 | 0.68671 | 0.71683 | 0.65743 | 0 | 0 | 0 | 0 | 0 | 0 | 0 | 0 | 0 | 0 | 0 | 0 | 0 | 0 | 0 | 0 | 0 | 0 | 0 | 0 | 1 | 1 | 1
2 | 26 | 3 | 0.33315 | 0.70345 | 0.31553 | 0.59998 | 0.086622 | 0.26258 | 0.25245 | 0.36847 | 0.38418 | 0.32469 | 0.64333 | 0.50401 | 0.34176 | 0.55738 | 0.84178 | 0.8354 | 0.79258 | 0.027943 | 0.79114 | 0.48244 | 0.66046 | 0.70332 | 0.64275 | 0 | 0 | 0 | 0 | 0 | 0 | 0 | 0 | 0 | 0 | 0 | 0 | 0 | 0 | 0 | 0 | 0 | 0 | 0 | 0 | 1 | 1 | 1
2 | 26 | 4 | 0.36085 | 0.70591 | 0.27294 | 0.61578 | 0.089104 | 0.22324 | 0.21222 | 0.36503 | 0.41084 | 0.35272 | 0.64073 | 0.48226 | 0.36928 | 0.53617 | 0.83947 | 0.833 | 0.79027 | 0.040902 | 0.80754 | 0.44446 | 0.61548 | 0.70557 | 0.64841 | 0 | 0 | 0 | 0 | 0 | 0 | 0 | 0 | 0 | 0 | 0 | 0 | 0 | 0 | 0 | 0 | 0 | 0 | 0 | 0 | 1 | 1 | 1
2 | 26 | 5 | 0.38669 | 0.77276 | 0.2223 | 0.74333 | 0.16935 | 0.19271 | 0.16835 | 0.36507 | 0.43582 | 0.37891 | 0.60319 | 0.47403 | 0.39496 | 0.5299 | 0.79337 | 0.78516 | 0.80617 | 0.041644 | 0.82057 | 0.3779 | 0.58829 | 0.7726 | 0.72582 | 0 | 0 | 0 | 0 | 0 | 0 | 0 | 0 | 0 | 0 | 0 | 0 | 0 | 0 | 0 | 0 | 0 | 0 | 0 | 0 | 1 | 1 | 1
2 | 26 | 6 | 0.38677 | 0.86608 | 0.18214 | 0.75618 | 0.24653 | 0.15306 | 0.12057 | 0.3959 | 0.43498 | 0.37885 | 0.55998 | 0.45677 | 0.3949 | 0.50968 | 0.75847 | 0.74896 | 0.79389 | 0.033817 | 0.829 | 0.32234 | 0.54832 | 0.86615 | 0.83525 | 0 | 0 | 0.0051968 | 0 | 0 | 0 | 0 | 0 | 0 | 0 | 0 | 0 | 0 | 0 | 0 | 0 | 0 | 0 | 2.9362e-05 | 0.031178 | 1 | 1 | 1
2 | 26 | 7 | 0.39159 | 0.93716 | 0.12365 | 0.71208 | 0.20665 | 0.17026 | 0.095088 | 0.40626 | 0.44046 | 0.38386 | 0.52231 | 0.53589 | 0.39982 | 0.58578 | 0.73097 | 0.72047 | 0.66301 | 0.0097272 | 0.83259 | 0.28554 | 0.46412 | 0.93731 | 0.92093 | 0.00020407 | 0.057514 | 0.22364 | 0.056412 | 0.0031836 | 0.00016785 | 0.00017763 | 0.027381 | 0.012376 | 0.064305 | 0.16785 | 0.22903 | 0.21484 | 0.16052 | 0.087256 | 0.21299 | 0.11437 | 0.23279 | 0.36909 | 0.53687 | 1 | 1 | 1
2 | 26 | 8 | 0.37048 | 0.97511 | 0.084919 | 0.62134 | 0.17994 | 0.17016 | 0.056591 | 0.39713 | 0.4195 | 0.36238 | 0.45109 | 0.60765 | 0.37875 | 0.65558 | 0.74254 | 0.73245 | 0.53749 | 0.0023204 | 0.82985 | 0.20889 | 0.29581 | 0.97532 | 0.96667 | 0.12388 | 0.29538 | 0.48598 | 0.28972 | 0.16672 | 0.06287 | 0.049103 | 0.24233 | 0.3022 | 0.45425 | 0.58514 | 0.66978 | 0.64157 | 0.6287 | 0.42388 | 0.63606 | 0.32151 | 0.55369 | 0.72881 | 0.89008 | 1 | 1 | 1
2 | 26 | 9 | 0.36323 | 0.96837 | 0.072912 | 0.56065 | 0.24121 | 0.19245 | 0.018118 | 0.38823 | 0.41249 | 0.35503 | 0.35013 | 0.54589 | 0.37155 | 0.59489 | 0.73392 | 0.72352 | 0.37103 | 0.00078261 | 0.85158 | 0.22964 | 0.19392 | 0.9685 | 0.95929 | 0.3638 | 0.52707 | 0.69177 | 0.51696 | 0.22414 | 0.19667 | 0.19389 | 0.49735 | 0.52428 | 0.85477 | 0.80486 | 0.90319 | 0.88567 | 0.87493 | 0.72105 | 0.87807 | 0.4573 | 0.74295 | 0.92132 | 1 | 1 | 1 | 1
2 | 26 | 10 | 0.37868 | 0.93136 | 0.10774 | 0.7138 | 0.4392 | 0.20865 | 0.020574 | 0.4235 | 0.42743 | 0.37069 | 0.34755 | 0.46882 | 0.3869 | 0.52523 | 0.67682 | 0.66442 | 0.33219 | 0.00043918 | 0.93633 | 0.30248 | 0.15468 | 0.93137 | 0.91563 | 0.52888 | 0.6542 | 0.74021 | 0.64166 | 0.19822 | 0.19758 | 0.38568 | 0.64514 | 0.65044 | 0.94319 | 0.93162 | 1 | 1 | 1 | 0.81272 | 1 | 0.46169 | 0.88749 | 1 | 1 | 1 | 1 | 1
2 | 26 | 11 | 0.40175 | 0.88993 | 0.10419 | 0.82676 | 0.53066 | 0.29863 | 0.035196 | 0.49538 | 0.44935 | 0.39403 | 0.39933 | 0.37188 | 0.40978 | 0.43578 | 0.57489 | 0.5592 | 0.33143 | 0.0025796 | 0.95972 | 0.40065 | 0.18527 | 0.88988 | 0.86593 | 0.60323 | 0.68747 | 0.7894 | 0.67429 | 0.13517 | 0.10406 | 0.308 | 0.71796 | 0.58985 | 0.94696 | 1 | 1 | 1 | 1 | 0.92988 | 1 | 0.62463 | 0.90328 | 1 | 1 | 1 | 1 | 1
2 | 26 | 12 | 0.4261 | 0.85433 | 0.064349 | 0.84428 | 0.67112 | 0.25701 | 0.078203 | 0.60565 | 0.47056 | 0.41839 | 0.44572 | 0.26329 | 0.43363 | 0.33249 | 0.46249 | 0.44368 | 0.29182 | 0.022913 | 0.9879 | 0.54127 | 0.26036 | 0.85406 | 0.82559 | 0.63866 | 0.69811 | 0.82845 | 0.68473 | 0.1671 | 0.2429 | 0.19345 | 0.67099 | 0.57471 | 0.89347 | 1 | 1 | 1 | 1 | 0.98255 | 1 | 0.87591 | 0.86452 | 1 | 1 | 1 | 1 | 1
2 | 26 | 13 | 0.51194 | 0.87366 | 0.040645 | 0.72989 | 0.67522 | 0.31899 | 0.076277 | 0.69059 | 0.5504 | 0.50515 | 0.50556 | 0.18599 | 0.51845 | 0.25713 | 0.41138 | 0.39139 | 0.4671 | 0.13044 | 0.99456 | 0.66528 | 0.392 | 0.87355 | 0.84687 | 0.59257 | 0.64314 | 0.85697 | 0.63081 | 0.13769 | 0.28959 | 0.30075 | 0.4658 | 0.33188 | 0.76705 | 0.90738 | 1 | 1 | 0.99951 | 0.94651 | 1 | 0.75663 | 0.8898 | 1 | 1 | 1 | 1 | 1
2 | 26 | 14 | 0.66577 | 0.91267 | 0.082668 | 0.74403 | 0.76461 | 0.30242 | 0.11365 | 0.71392 | 0.69445 | 0.66114 | 0.64837 | 0.17626 | 0.6706 | 0.24522 | 0.41088 | 0.39088 | 0.50618 | 0.30135 | 0.99365 | 0.76395 | 0.57848 | 0.91296 | 0.88921 | 0.54461 | 0.60057 | 0.85055 | 0.58906 | 0.041353 | 0.20678 | 0.32022 | 0.3501 | 0.29294 | 0.64451 | 0.96831 | 1 | 1 | 1 | 0.88254 | 1 | 0.65547 | 0.81413 | 1 | 1 | 1 | 1 | 1
2 | 26 | 15 | 0.81437 | 0.88411 | 0.0076978 | 0.83774 | 0.78764 | 0.25117 | 0.17492 | 0.69955 | 0.8326 | 0.81201 | 0.75142 | 0.29094 | 0.81741 | 0.35705 | 0.33879 | 0.31748 | 0.24011 | 0.5153 | 0.99129 | 0.8207 | 0.73114 | 0.88412 | 0.85807 | 0.46269 | 0.53375 | 0.75759 | 0.52351 | 0.17129 | 0.13335 | 0.12743 | 0.19903 | 0.058751 | 0.63947 | 0.99453 | 1 | 1 | 0.93775 | 0.90274 | 1 | 0.80376 | 0.68476 | 0.97247 | 0.99738 | 1 | 1 | 1
2 | 26 | 16 | 0.88282 | 0.85434 | 0 | 0.69356 | 0.71471 | 0.30259 | 0.18188 | 0.65465 | 0.89569 | 0.8815 | 0.83206 | 0.46752 | 0.88495 | 0.53039 | 0.26091 | 0.23878 | 0.12515 | 0.69407 | 0.98399 | 0.85633 | 0.7575 | 0.85464 | 0.81807 | 0.34626 | 0.43201 | 0.59516 | 0.42373 | 0.13825 | 0.18254 | 0.071031 | 0.22526 | 0.021765 | 0.41508 | 0.83094 | 0.90022 | 0.887 | 0.79644 | 0.72078 | 0.87938 | 0.58449 | 0.61003 | 0.82808 | 0.78469 | 1 | 1 | 1
2 | 26 | 17 | 0.84414 | 0.74846 | 0 | 0.45061 | 0.60378 | 0.19556 | 0.17018 | 0.59429 | 0.86086 | 0.84236 | 0.91244 | 0.46765 | 0.84691 | 0.52174 | 0.1936 | 0.17151 | 0.18521 | 0.76107 | 0.94921 | 0.81949 | 0.69773 | 0.74804 | 0.70014 | 0.19987 | 0.29543 | 0.34558 | 0.28977 | 0.18113 | 0.2319 | 0.082146 | 0.2547 | 0.061035 | 0.33105 | 0.5924 | 0.55044 | 0.58411 | 0.51041 | 0.38401 | 0.5791 | 0.30263 | 0.44487 | 0.4716 | 0.32895 | 1 | 1 | 1
2 | 26 | 18 | 0.68564 | 0.72928 | 0.0038941 | 0.56782 | 0.50658 | 0.29897 | 0.18717 | 0.58255 | 0.71245 | 0.68123 | 0.91587 | 0.49953 | 0.69016 | 0.55287 | 0.1714 | 0.14954 | 0.28352 | 0.84291 | 0.94129 | 0.76926 | 0.68412 | 0.72899 | 0.67546 | 0.0074993 | 0.045262 | 0.042168 | 0.044394 | 0.047695 | 0.025823 | 0.0089036 | 0.060247 | 0.0068235 | 0.072523 | 0.14588 | 0.088165 | 0.11373 | 0.083832 | 0.063031 | 0.11276 | 0.058063 | 0.094092 | 0.035638 | 0 | 1 | 1 | 1
2 | 26 | 19 | 0.53281 | 0.76039 | 0.045176 | 0.63815 | 0.32946 | 0.41177 | 0.23159 | 0.57439 | 0.56881 | 0.5261 | 0.94017 | 0.5313 | 0.53892 | 0.57774 | 0.2046 | 0.18244 | 0.49182 | 0.9228 | 0.9484 | 0.79862 | 0.70594 | 0.76022 | 0.71121 | 0 | 0 | 0.00059349 | 0 | 0 | 0 | 0 | 0 | 0 | 0 | 0 | 0 | 0 | 0 | 0 | 0 | 0.0016274 | 0.0015075 | 0 | 0 | 1 | 1 | 1
2 | 26 | 20 | 0.48608 | 0.82282 | 0.053174 | 0.54768 | 0.17649 | 0.7135 | 0.27253 | 0.60403 | 0.52655 | 0.47901 | 0.91831 | 0.65429 | 0.49293 | 0.69475 | 0.28824 | 0.26631 | 0.42144 | 0.9161 | 0.91329 | 0.79363 | 0.68589 | 0.82306 | 0.78075 | 0 | 0 | 0 | 0 | 0 | 0 | 0 | 0 | 0 | 0 | 0 | 0 | 0 | 0 | 0 | 0 | 0 | 0 | 0 | 0 | 1 | 1 | 1
2 | 26 | 21 | 0.50959 | 0.82228 | 0.0078686 | 0.5383 | 0.16758 | 0.46652 | 0.31357 | 0.67382 | 0.5477 | 0.50268 | 0.86905 | 0.72191 | 0.51605 | 0.75422 | 0.26817 | 0.24607 | 0.50548 | 0.88538 | 0.86851 | 0.79004 | 0.66706 | 0.82213 | 0.78523 | 0 | 0 | 0 | 0 | 0 | 0 | 0 | 0 | 0 | 0 | 0 | 0 | 0 | 0 | 0 | 0 | 0 | 0 | 0 | 0 | 1 | 1 | 1
2 | 26 | 22 | 0.62281 | 0.85051 | 0.00030365 | 0.56139 | 0.086762 | 0.24394 | 0.38081 | 0.67883 | 0.65441 | 0.61756 | 0.83873 | 0.75699 | 0.62814 | 0.78434 | 0.26943 | 0.24734 | 0.51197 | 0.8964 | 0.81496 | 0.76009 | 0.69186 | 0.85039 | 0.81882 | 0 | 0 | 0 | 0 | 0 | 0 | 0 | 0 | 0 | 0 | 0 | 0 | 0 | 0 | 0 | 0 | 0 | 0 | 0 | 0 | 1 | 1 | 1
2 | 26 | 23 | 0.74192 | 0.89928 | 0.001304 | 0.53471 | 0.013761 | 0.07444 | 0.46165 | 0.65454 | 0.76921 | 0.73903 | 0.89603 | 0.79565 | 0.74644 | 0.81744 | 0.29211 | 0.2702 | 0.26795 | 0.94656 | 0.73234 | 0.75653 | 0.72837 | 0.89957 | 0.87273 | 0 | 0 | 0 | 0 | 0 | 0 | 0 | 0 | 0 | 0 | 0 | 0 | 0 | 0 | 0 | 0 | 0 | 0 | 0 | 0 | 1 | 1 | 1
2 | 26 | 24 | 0.67113 | 0.87668 | 0.021538 | 0.44313 | 0 | 0.2014 | 0.55995 | 0.62605 | 0.70018 | 0.66669 | 0.93957 | 0.87313 | 0.67601 | 0.88809 | 0.32893 | 0.30747 | 0.36608 | 0.94309 | 0.63239 | 0.72636 | 0.74264 | 0.87659 | 0.85029 | 0 | 0 | 0 | 0 | 0 | 0 | 0 | 0 | 0 | 0 | 0 | 0 | 0 | 0 | 0 | 0 | 0 | 0 | 0 | 0 | 1 | 1 | 1
2 | 27 | 1 | 0.55941 | 0.87214 | 0.097028 | 0.37582 | 0 | 0.092141 | 0.60794 | 0.67484 | 0.59389 | 0.55308 | 0.89042 | 0.94298 | 0.56526 | 0.95083 | 0.41435 | 0.39443 | 0.72015 | 0.92256 | 0.48046 | 0.63504 | 0.77983 | 0.87217 | 0.84312 | 0 | 0 | 0 | 0 | 0 | 0 | 0 | 0 | 0 | 0 | 0 | 0 | 0 | 0 | 0 | 0 | 0 | 0 | 0 | 0 | 1 | 1 | 1
2 | 27 | 2 | 0.53693 | 0.85241 | 0.15116 | 0.4152 | 0.0084597 | 0.3735 | 0.49259 | 0.74298 | 0.57353 | 0.5304 | 0.80314 | 0.97918 | 0.54314 | 0.98247 | 0.43169 | 0.41215 | 0.80823 | 0.9523 | 0.40503 | 0.56437 | 0.78818 | 0.85218 | 0.82267 | 0 | 0 | 0 | 0 | 0 | 0 | 0 | 0 | 0 | 0 | 0 | 0 | 0 | 0 | 0 | 0 | 0 | 0 | 0 | 0 | 1 | 1 | 1
2 | 27 | 3 | 0.58655 | 0.87942 | 0.12973 | 0.47292 | 0.03196 | 0.20037 | 0.36198 | 0.7385 | 0.62221 | 0.58104 | 0.72356 | 0.98972 | 0.59255 | 0.99165 | 0.46715 | 0.44846 | 0.67216 | 0.96405 | 0.36869 | 0.55436 | 0.7099 | 0.87949 | 0.85159 | 0 | 0 | 0 | 0 | 0 | 0 | 0 | 0 | 0 | 0 | 0 | 0 | 0 | 0 | 0 | 0 | 0 | 0 | 0 | 0 | 1 | 1 | 1
2 | 27 | 4 | 0.60204 | 0.88522 | 0.0365 | 0.4676 | 0.0084597 | 0.18156 | 0.37006 | 0.80174 | 0.6367 | 0.59675 | 0.63109 | 0.97687 | 0.60787 | 0.98121 | 0.47754 | 0.45911 | 0.76156 | 0.96169 | 0.37422 | 0.56559 | 0.67437 | 0.88516 | 0.86022 | 0 | 0 | 0 | 0 | 0 | 0 | 0 | 0 | 0 | 0 | 0 | 0 | 0 | 0 | 0 | 0 | 0 | 0 | 0 | 0 | 1 | 1 | 1
2 | 27 | 5 | 0.5803 | 0.89946 | 0.0024516 | 0.4548 | 0 | 0.06732 | 0.41572 | 0.80462 | 0.61251 | 0.57411 | 0.59374 | 0.92064 | 0.58579 | 0.92923 | 0.4904 | 0.4723 | 0.79971 | 0.93792 | 0.45736 | 0.56433 | 0.70135 | 0.89945 | 0.87701 | 0 | 0 | 0 | 0 | 0 | 0 | 0 | 0 | 0 | 0 | 0 | 0 | 0 | 0 | 0 | 0 | 0 | 0 | 0 | 0 | 1 | 1 | 1
2 | 27 | 6 | 0.66746 | 0.91258 | 0 | 0.49477 | 0 | 0.072127 | 0.51843 | 0.809 | 0.69707 | 0.66301 | 0.52256 | 0.87706 | 0.67243 | 0.89255 | 0.48445 | 0.46619 | 0.8207 | 0.94782 | 0.45304 | 0.49485 | 0.72016 | 0.91257 | 0.89288 | 0 | 0 | 0.0061296 | 0 | 0 | 0 | 0 | 0 | 0 | 0 | 0 | 0 | 0 | 0 | 0 | 0 | 0 | 0 | 7.8165e-05 | 0.036729 | 1 | 1 | 1
2 | 27 | 7 | 0.72466 | 0.92289 | 0 | 0.49719 | 0 | 0.064651 | 0.52292 | 0.81418 | 0.74574 | 0.72035 | 0.45812 | 0.8002 | 0.72826 | 0.82318 | 0.55402 | 0.53771 | 0.84311 | 0.95772 | 0.45047 | 0.33106 | 0.71363 | 0.92285 | 0.90596 | 0.00022017 | 0.039748 | 0.20415 | 0.038986 | 0.0047615 | 0.0046338 | 0.008947 | 0.012622 | 0.012956 | 0.0409 | 0.069324 | 0.085708 | 0.17067 | 0.15713 | 0.10425 | 0.1692 | 0.12338 | 0.10271 | 0.32305 | 0.55031 | 1 | 1 | 1
2 | 27 | 8 | 0.88023 | 0.93895 | 0 | 0.4411 | 0 | 0.077971 | 0.50324 | 0.78796 | 0.89287 | 0.87881 | 0.46178 | 0.71648 | 0.88233 | 0.74781 | 0.61203 | 0.59749 | 0.87109 | 0.95796 | 0.33295 | 0.29929 | 0.77482 | 0.93888 | 0.92604 | 0.097767 | 0.25572 | 0.4645 | 0.25082 | 0.19084 | 0.32325 | 0.36225 | 0.22947 | 0.35527 | 0.3514 | 0.29471 | 0.13218 | 0.48358 | 0.57997 | 0.41751 | 0.47943 | 0.14257 | 0.30016 | 0.68817 | 0.89309 | 1 | 1 | 1
2 | 27 | 9 | 0.96083 | 0.9698 | 0 | 0.43282 | 0 | 0.10669 | 0.46331 | 0.81957 | 0.96604 | 0.96052 | 0.4584 | 0.64552 | 0.96168 | 0.68376 | 0.66426 | 0.65144 | 0.8924 | 0.96995 | 0.40674 | 0.32092 | 0.83965 | 0.96989 | 0.96172 | 0.29108 | 0.43752 | 0.59016 | 0.42913 | 0.20784 | 0.64311 | 0.68813 | 0.39161 | 0.49554 | 0.58225 | 0.66754 | 0.031781 | 0.64288 | 0.76888 | 0.49544 | 0.63736 | 0.1432 | 0.40779 | 0.90093 | 1 | 1 | 1 | 1
2 | 27 | 10 | 0.96551 | 0.97949 | 0 | 0.55639 | 0 | 0.069289 | 0.39179 | 0.89654 | 0.97061 | 0.96532 | 0.52483 | 0.60366 | 0.96634 | 0.64312 | 0.74963 | 0.7398 | 0.91737 | 0.98804 | 0.55073 | 0.3839 | 0.89594 | 0.97949 | 0.97483 | 0.45311 | 0.57101 | 0.67844 | 0.56006 | 0.26725 | 0.8037 | 0.84672 | 0.43346 | 0.71973 | 0.69862 | 0.79782 | 0.011354 | 0.85524 | 0.83906 | 0.60886 | 0.84789 | 0.17486 | 0.49457 | 1 | 1 | 1 | 1 | 1
2 | 27 | 11 | 0.89466 | 0.99044 | 0.0014602 | 0.72165 | 0.0032942 | 0.06208 | 0.30919 | 0.89017 | 0.90151 | 0.89273 | 0.55215 | 0.66504 | 0.89586 | 0.70026 | 0.78281 | 0.77419 | 0.91736 | 0.98831 | 0.58681 | 0.55194 | 0.92609 | 0.9905 | 0.98743 | 0.5262 | 0.60887 | 0.6766 | 0.59719 | 0.20094 | 0.62543 | 0.84051 | 0.54989 | 0.6226 | 0.59251 | 0.8595 | 0.38067 | 0.77972 | 0.99437 | 0.61869 | 0.77303 | 0.25965 | 0.49897 | 1 | 1 | 1 | 1 | 1
2 | 27 | 12 | 0.9164 | 0.9871 | 0.025502 | 0.74658 | 0.012445 | 0.041161 | 0.24756 | 0.81859 | 0.92454 | 0.91528 | 0.54949 | 0.77849 | 0.91776 | 0.80569 | 0.78611 | 0.77762 | 0.85948 | 0.97311 | 0.58545 | 0.65052 | 0.93207 | 0.98706 | 0.98463 | 0.61546 | 0.68124 | 0.71972 | 0.66818 | 0.22863 | 0.44302 | 0.79281 | 0.71659 | 0.79658 | 0.66241 | 0.85649 | 0.62727 | 0.91852 | 1 | 0.64679 | 0.91063 | 0.17206 | 0.56588 | 1 | 1 | 1 | 1 | 1
2 | 27 | 13 | 0.90608 | 0.9923 | 0.12743 | 0.76175 | 0.026518 | 0.017077 | 0.22377 | 0.79818 | 0.91963 | 0.90554 | 0.55302 | 0.83926 | 0.90828 | 0.8585 | 0.82734 | 0.82041 | 0.75671 | 0.83901 | 0.54598 | 0.61019 | 0.9322 | 0.99231 | 0.99039 | 0.56501 | 0.61695 | 0.71012 | 0.60512 | 0.19769 | 0.4031 | 0.84902 | 0.5615 | 0.66275 | 0.52011 | 0.8663 | 0.36166 | 0.80151 | 1 | 0.72106 | 0.79463 | 0.1662 | 0.56357 | 1 | 1 | 1 | 1 | 1
2 | 27 | 14 | 0.70088 | 0.99508 | 0.23013 | 0.79019 | 0.14988 | 0 | 0.21673 | 0.79314 | 0.72329 | 0.69617 | 0.61825 | 0.87558 | 0.70471 | 0.89008 | 0.87056 | 0.86531 | 0.60848 | 0.41029 | 0.59448 | 0.6213 | 0.93225 | 0.99512 | 0.99334 | 0.52401 | 0.5796 | 0.66739 | 0.56849 | 0.14913 | 0.21486 | 0.62795 | 0.51779 | 0.64101 | 0.4055 | 0.88833 | 0.69408 | 0.83997 | 0.91319 | 0.68709 | 0.83276 | 0.15105 | 0.64801 | 0.96162 | 1 | 1 | 1 | 1
2 | 27 | 15 | 0.61992 | 0.988 | 0.32042 | 0.75566 | 0.32537 | 0.12556 | 0.21125 | 0.82928 | 0.64866 | 0.61415 | 0.6608 | 0.90171 | 0.62483 | 0.91653 | 0.85661 | 0.85081 | 0.50073 | 0.1607 | 0.53776 | 0.60824 | 0.93442 | 0.98806 | 0.98447 | 0.48611 | 0.56018 | 0.64118 | 0.54944 | 0.085673 | 0.19111 | 0.56912 | 0.51067 | 0.72664 | 0.40895 | 0.81437 | 0.96556 | 0.86915 | 0.74942 | 0.57744 | 0.86168 | 0.14628 | 0.52266 | 0.85886 | 0.94436 | 1 | 1 | 1
2 | 27 | 16 | 0.68173 | 0.97037 | 0.38771 | 0.61092 | 0.37459 | 0.092656 | 0.20874 | 0.85386 | 0.70835 | 0.67717 | 0.63455 | 0.84085 | 0.68623 | 0.85668 | 0.84259 | 0.83625 | 0.39533 | 0.14485 | 0.53953 | 0.58853 | 0.93744 | 0.9707 | 0.95917 | 0.37257 | 0.46347 | 0.46824 | 0.45458 | 0.15599 | 0.10903 | 0.38424 | 0.43221 | 0.60585 | 0.2161 | 0.72429 | 0.87589 | 0.7963 | 0.75886 | 0.4644 | 0.78946 | 0.15459 | 0.53975 | 0.51671 | 0.745 | 1 | 1 | 1
2 | 27 | 17 | 0.76672 | 0.87527 | 0.45168 | 0.55412 | 0.31008 | 0.13926 | 0.2177 | 0.84451 | 0.79199 | 0.76417 | 0.63061 | 0.83885 | 0.7709 | 0.8577 | 0.83619 | 0.8296 | 0.3205 | 0.16678 | 0.59159 | 0.62423 | 0.94058 | 0.87496 | 0.85147 | 0.19737 | 0.29206 | 0.35477 | 0.28646 | 0.21746 | 0.086682 | 0.19956 | 0.29649 | 0.49582 | 0.33479 | 0.48501 | 0.44326 | 0.41418 | 0.40883 | 0.33118 | 0.41063 | 0.22774 | 0.44446 | 0.28504 | 0.31833 | 1 | 1 | 1
2 | 27 | 18 | 0.65608 | 0.8461 | 0.57338 | 0.57232 | 0.14821 | 0.26026 | 0.21031 | 0.77677 | 0.68813 | 0.65174 | 0.62587 | 0.83292 | 0.66143 | 0.8513 | 0.86872 | 0.8634 | 0.40463 | 0.065 | 0.53191 | 0.56566 | 0.93572 | 0.84592 | 0.8143 | 0.0095454 | 0.04799 | 0.049116 | 0.04707 | 0.062556 | 0.0031135 | 0.029902 | 0.071413 | 0.16395 | 0.069159 | 0.10956 | 0.064399 | 0.060181 | 0.065879 | 0.046747 | 0.059664 | 0.033622 | 0.088977 | 0.012004 | 0 | 1 | 1 | 1
2 | 27 | 19 | 0.43754 | 0.84845 | 0.60922 | 0.50135 | 0.023899 | 0.39542 | 0.1768 | 0.67408 | 0.47861 | 0.42956 | 0.59073 | 0.84516 | 0.44453 | 0.8642 | 0.87941 | 0.87451 | 0.54802 | 0.06398 | 0.47968 | 0.60418 | 0.94148 | 0.84851 | 0.814 | 0 | 0 | 0.00047008 | 0 | 0 | 0 | 0 | 0 | 0 | 0 | 0 | 0 | 0 | 0 | 0 | 0 | 0.00083174 | 0.0016621 | 0 | 0 | 1 | 1 | 1
2 | 27 | 20 | 0.37283 | 0.82833 | 0.57971 | 0.53999 | 0 | 0.2086 | 0.16624 | 0.63369 | 0.42007 | 0.3645 | 0.59288 | 0.82376 | 0.38084 | 0.8451 | 0.85799 | 0.85225 | 0.58256 | 0.037661 | 0.55582 | 0.53487 | 0.93288 | 0.82824 | 0.79177 | 0 | 0 | 0 | 0 | 0 | 0 | 0 | 0 | 0 | 0 | 0 | 0 | 0 | 0 | 0 | 0 | 0 | 0 | 0 | 0 | 1 | 1 | 1
2 | 27 | 21 | 0.40423 | 0.81986 | 0.53563 | 0.53852 | 0 | 0.056042 | 0.15876 | 0.61711 | 0.44777 | 0.39596 | 0.56981 | 0.77244 | 0.41164 | 0.79644 | 0.8275 | 0.82057 | 0.59985 | 0.073146 | 0.6225 | 0.50874 | 0.90319 | 0.81937 | 0.78678 | 0 | 0 | 0 | 0 | 0 | 0 | 0 | 0 | 0 | 0 | 0 | 0 | 0 | 0 | 0 | 0 | 0 | 0 | 0 | 0 | 1 | 1 | 1
2 | 27 | 22 | 0.57006 | 0.91626 | 0.54884 | 0.46371 | 0 | 0.28936 | 0.20676 | 0.60218 | 0.61129 | 0.56503 | 0.63658 | 0.76385 | 0.57691 | 0.79238 | 0.79721 | 0.78913 | 0.60824 | 0.12087 | 0.57101 | 0.47231 | 0.82258 | 0.91642 | 0.89521 | 0 | 0 | 0 | 0 | 0 | 0 | 0 | 0 | 0 | 0 | 0 | 0 | 0 | 0 | 0 | 0 | 0 | 0 | 0 | 0 | 1 | 1 | 1
2 | 27 | 23 | 0.5354 | 0.97189 | 0.53401 | 0.3975 | 0.0024576 | 0.26503 | 0.41965 | 0.57308 | 0.57629 | 0.52951 | 0.70801 | 0.71341 | 0.54225 | 0.74372 | 0.77746 | 0.76865 | 0.60852 | 0.097796 | 0.58776 | 0.45253 | 0.87145 | 0.97216 | 0.96185 | 0 | 0 | 0 | 0 | 0 | 0 | 0 | 0 | 0 | 0 | 0 | 0 | 0 | 0 | 0 | 0 | 0 | 0 | 0 | 0 | 1 | 1 | 1
2 | 27 | 24 | 0.40701 | 0.96767 | 0.4824 | 0.36787 | 0.017662 | 0.13126 | 0.42586 | 0.54769 | 0.44933 | 0.3986 | 0.77468 | 0.70291 | 0.41424 | 0.7387 | 0.72492 | 0.7142 | 0.4686 | 0.12614 | 0.71726 | 0.45534 | 0.91228 | 0.96775 | 0.9592 | 0 | 0 | 0 | 0 | 0 | 0 | 0 | 0 | 0 | 0 | 0 | 0 | 0 | 0 | 0 | 0 | 0 | 0 | 0 | 0 | 1 | 1 | 1
2 | 28 | 1 | 0.45965 | 0.94713 | 0.41977 | 0.35346 | 0.04028 | 0.10868 | 0.45534 | 0.4834 | 0.50179 | 0.45228 | 0.72163 | 0.63366 | 0.46679 | 0.66983 | 0.68839 | 0.67639 | 0.39512 | 0.21337 | 0.81724 | 0.43779 | 0.91156 | 0.94722 | 0.93389 | 0 | 0 | 0 | 0 | 0 | 0 | 0 | 0 | 0 | 0 | 0 | 0 | 0 | 0 | 0 | 0 | 0 | 0 | 0 | 0 | 1 | 1 | 1
2 | 28 | 2 | 0.58744 | 0.90499 | 0.38786 | 0.31372 | 0.035313 | 0.083373 | 0.45502 | 0.42324 | 0.62158 | 0.58173 | 0.69911 | 0.66574 | 0.5932 | 0.70404 | 0.68615 | 0.67407 | 0.43772 | 0.22021 | 0.82884 | 0.39187 | 0.89551 | 0.90496 | 0.88397 | 0 | 0 | 0 | 0 | 0 | 0 | 0 | 0 | 0 | 0 | 0 | 0 | 0 | 0 | 0 | 0 | 0 | 0 | 0 | 0 | 1 | 1 | 1
2 | 28 | 3 | 0.7307 | 0.86412 | 0.47794 | 0.29306 | 0.022145 | 0.008703 | 0.46244 | 0.48411 | 0.75682 | 0.72733 | 0.67163 | 0.67271 | 0.73506 | 0.70828 | 0.66331 | 0.65045 | 0.42374 | 0.20913 | 0.77935 | 0.36533 | 0.89724 | 0.86378 | 0.83836 | 0 | 0 | 0 | 0 | 0 | 0 | 0 | 0 | 0 | 0 | 0 | 0 | 0 | 0 | 0 | 0 | 0 | 0 | 0 | 0 | 1 | 1 | 1
2 | 28 | 4 | 0.76548 | 0.89441 | 0.48697 | 0.30908 | 0.030975 | 0.024187 | 0.52986 | 0.57617 | 0.78678 | 0.76228 | 0.62889 | 0.69434 | 0.76906 | 0.73045 | 0.64494 | 0.63146 | 0.3327 | 0.19002 | 0.6826 | 0.4019 | 0.94373 | 0.89436 | 0.87132 | 0 | 0 | 0 | 0 | 0 | 0 | 0 | 0 | 0 | 0 | 0 | 0 | 0 | 0 | 0 | 0 | 0 | 0 | 0 | 0 | 1 | 1 | 1
2 | 28 | 5 | 0.761 | 0.93101 | 0.40271 | 0.24084 | 0.11075 | 0.020669 | 0.48085 | 0.65912 | 0.78203 | 0.75763 | 0.63254 | 0.6623 | 0.76454 | 0.70087 | 0.64826 | 0.6349 | 0.25927 | 0.20024 | 0.55937 | 0.44286 | 0.94945 | 0.93128 | 0.91188 | 0 | 0 | 0 | 0 | 0 | 0 | 0 | 0 | 0 | 0 | 0 | 0 | 0 | 0 | 0 | 0 | 0 | 0 | 0 | 0 | 1 | 1 | 1
2 | 28 | 6 | 0.74285 | 0.90527 | 0.36621 | 0.22782 | 0.21734 | 0 | 0.43898 | 0.7018 | 0.76693 | 0.73948 | 0.75561 | 0.60076 | 0.74688 | 0.64134 | 0.69864 | 0.68699 | 0.23722 | 0.24712 | 0.44186 | 0.36981 | 0.96229 | 0.9052 | 0.88488 | 0 | 0 | 0.0066123 | 0 | 0 | 0 | 0 | 0 | 0 | 0 | 0 | 0 | 0 | 0 | 0 | 0 | 0 | 0 | 9.3426e-05 | 0.03961 | 1 | 1 | 1
2 | 28 | 7 | 0.6553 | 0.89294 | 0.31992 | 0.25802 | 0.27361 | 0.01699 | 0.39994 | 0.68204 | 0.68552 | 0.65064 | 0.74219 | 0.60851 | 0.66038 | 0.65494 | 0.68324 | 0.67106 | 0.23255 | 0.27234 | 0.37539 | 0.29931 | 0.96172 | 0.89276 | 0.87132 | 0.00028162 | 0.056398 | 0.20819 | 0.055317 | 0.0068196 | 0.0055137 | 0.0084919 | 0.024782 | 0.016556 | 0.05043 | 0.20251 | 0.20953 | 0.16003 | 0.1842 | 0.079167 | 0.15866 | 0.045514 | 0.13986 | 0.3434 | 0.53656 | 1 | 1 | 1
2 | 28 | 8 | 0.53928 | 0.91581 | 0.27407 | 0.25377 | 0.16529 | 0.012018 | 0.37187 | 0.6417 | 0.57468 | 0.53262 | 0.76273 | 0.53929 | 0.5453 | 0.58008 | 0.67539 | 0.66294 | 0.20895 | 0.13568 | 0.2366 | 0.28682 | 0.99137 | 0.9156 | 0.89952 | 0.12928 | 0.33284 | 0.43852 | 0.32646 | 0.27696 | 0.31998 | 0.32208 | 0.31223 | 0.34208 | 0.39255 | 0.62106 | 0.63182 | 0.57479 | 0.62099 | 0.39558 | 0.56986 | 0.16357 | 0.45565 | 0.70734 | 0.88531 | 1 | 1 | 1
2 | 28 | 9 | 0.52785 | 0.98257 | 0.16929 | 0.22906 | 0.029308 | 0 | 0.33138 | 0.67736 | 0.56721 | 0.52154 | 0.81191 | 0.6761 | 0.53448 | 0.71863 | 0.70911 | 0.69783 | 0.1281 | 0.087525 | 0.14923 | 0.30703 | 0.99818 | 0.98281 | 0.97535 | 0.37609 | 0.56451 | 0.61716 | 0.55369 | 0.42649 | 0.63851 | 0.51995 | 0.55686 | 0.64942 | 0.69965 | 0.85235 | 0.469 | 0.88144 | 0.8194 | 0.71185 | 0.87387 | 0.43001 | 0.7129 | 0.87554 | 1 | 1 | 1 | 1
2 | 28 | 10 | 0.51377 | 0.99304 | 0.21239 | 0.24627 | 0 | 0 | 0.32233 | 0.71719 | 0.55297 | 0.50711 | 0.89476 | 0.657 | 0.52039 | 0.69326 | 0.71758 | 0.7066 | 0.13101 | 0.079925 | 0.090965 | 0.32905 | 0.99411 | 0.99307 | 0.99107 | 0.57637 | 0.72251 | 0.78751 | 0.70866 | 0.39173 | 0.78694 | 0.70097 | 0.57256 | 0.82387 | 0.86734 | 0.96152 | 0.73311 | 1 | 1 | 0.78319 | 1 | 0.57524 | 0.69863 | 0.94249 | 1 | 1 | 1 | 1
2 | 28 | 11 | 0.52902 | 0.99916 | 0.2368 | 0.29142 | 0 | 0 | 0.34271 | 0.73811 | 0.56895 | 0.52282 | 0.86746 | 0.67878 | 0.53573 | 0.7097 | 0.75336 | 0.74366 | 0.14745 | 0.11008 | 0.066168 | 0.24333 | 0.99305 | 0.99919 | 0.99862 | 0.64011 | 0.73005 | 0.81969 | 0.71605 | 0.32629 | 0.89095 | 0.64634 | 0.50392 | 0.70993 | 0.87059 | 0.85264 | 0.69966 | 1 | 1 | 0.76003 | 1 | 0.65576 | 0.77634 | 0.84846 | 1 | 1 | 1 | 1
2 | 28 | 12 | 0.51086 | 0.99968 | 0.27921 | 0.36946 | 0 | 0 | 0.39624 | 0.66636 | 0.55061 | 0.50422 | 0.83238 | 0.82139 | 0.51757 | 0.84614 | 0.83735 | 0.83081 | 0.17434 | 0.14436 | 0.090765 | 0.26009 | 0.99857 | 0.99968 | 0.99956 | 0.69063 | 0.75359 | 0.81353 | 0.73915 | 0.56645 | 0.80361 | 0.61195 | 0.43093 | 0.92066 | 0.67777 | 0.78446 | 0.7184 | 1 | 1 | 0.8299 | 1 | 0.58945 | 0.71973 | 0.85809 | 1 | 1 | 1 | 1
2 | 28 | 13 | 0.51112 | 0.99974 | 0.379 | 0.41342 | 0.0014081 | 0.013484 | 0.44877 | 0.63449 | 0.55075 | 0.50448 | 0.80907 | 0.85323 | 0.51782 | 0.87257 | 0.89473 | 0.89043 | 0.22925 | 0.18282 | 0.12943 | 0.39739 | 0.99246 | 0.99974 | 0.99968 | 0.69847 | 0.75452 | 0.71699 | 0.74006 | 0.56345 | 0.55885 | 0.52362 | 0.37607 | 0.89752 | 0.95054 | 0.85608 | 0.96278 | 1 | 0.99166 | 0.75737 | 1 | 0.39236 | 0.66971 | 0.71507 | 1 | 1 | 1 | 1
2 | 28 | 14 | 0.53582 | 0.99974 | 0.2435 | 0.43508 | 0.0053196 | 0.029329 | 0.53042 | 0.70195 | 0.57436 | 0.52957 | 0.85549 | 0.81385 | 0.54232 | 0.83463 | 0.89453 | 0.89022 | 0.24165 | 0.16154 | 0.1563 | 0.40823 | 0.97657 | 0.99974 | 0.99968 | 0.66761 | 0.7315 | 0.58159 | 0.71748 | 0.49906 | 0.73548 | 0.56611 | 0.41762 | 0.80016 | 1 | 0.89718 | 0.40739 | 1 | 1 | 0.85398 | 1 | 0.15222 | 0.54938 | 0.83702 | 1 | 1 | 1 | 1
2 | 28 | 15 | 0.55451 | 0.99985 | 0.45448 | 0.46056 | 0.0014081 | 0.019319 | 0.63219 | 0.73413 | 0.59363 | 0.54878 | 0.8718 | 0.78561 | 0.56107 | 0.80866 | 0.92457 | 0.92147 | 0.22224 | 0.10384 | 0.17164 | 0.49073 | 0.93567 | 0.99985 | 0.99978 | 0.62316 | 0.71493 | 0.68455 | 0.70122 | 0.38008 | 0.88538 | 0.43984 | 0.518 | 0.63798 | 1 | 0.84221 | 0.73257 | 0.89048 | 1 | 0.82312 | 0.88283 | 0.084216 | 0.59549 | 0.83352 | 0.95355 | 1 | 1 | 1
2 | 28 | 16 | 0.49956 | 0.99944 | 0.51986 | 0.44164 | 0.011938 | 0.078872 | 0.71696 | 0.73799 | 0.53905 | 0.49263 | 0.85499 | 0.79082 | 0.50624 | 0.81616 | 0.92237 | 0.91918 | 0.32497 | 0.055362 | 0.15372 | 0.52113 | 0.91592 | 0.99944 | 0.99923 | 0.51092 | 0.63622 | 0.6236 | 0.62403 | 0.44305 | 0.72416 | 0.40891 | 0.42539 | 0.70424 | 0.96724 | 0.85329 | 0.73177 | 0.88664 | 0.91506 | 0.55697 | 0.87903 | 0.37703 | 0.62615 | 0.72569 | 0.72858 | 1 | 1 | 1
2 | 28 | 17 | 0.49687 | 0.99777 | 0.60979 | 0.47332 | 0.094147 | 0.044528 | 0.78666 | 0.74608 | 0.5389 | 0.49027 | 0.84356 | 0.75637 | 0.50394 | 0.78465 | 0.88721 | 0.88262 | 0.51623 | 0.020615 | 0.10082 | 0.50599 | 0.88029 | 0.99776 | 0.99738 | 0.2926 | 0.43325 | 0.36757 | 0.42494 | 0.36817 | 0.46787 | 0.41302 | 0.38337 | 0.37081 | 0.70672 | 0.64349 | 0.5581 | 0.61905 | 0.57013 | 0.41706 | 0.61373 | 0.35493 | 0.48097 | 0.40871 | 0.27228 | 1 | 1 | 1
2 | 28 | 18 | 0.47739 | 0.99824 | 0.60387 | 0.4592 | 0.29607 | 0.030892 | 0.82673 | 0.7616 | 0.51619 | 0.46988 | 0.76891 | 0.70688 | 0.484 | 0.73522 | 0.85819 | 0.85245 | 0.48017 | 0.030132 | 0.084846 | 0.44185 | 0.83001 | 0.99825 | 0.99774 | 0.020262 | 0.093105 | 0.055061 | 0.09132 | 0.13181 | 0.16201 | 0.13087 | 0.098511 | 0.11581 | 0.21488 | 0.17348 | 0.10168 | 0.13363 | 0.11471 | 0.064878 | 0.13248 | 0.077447 | 0.10981 | 0.025956 | 0 | 1 | 1 | 1
2 | 28 | 19 | 0.58626 | 0.99712 | 0.53919 | 0.47836 | 0.51177 | 0.17786 | 0.85843 | 0.78695 | 0.62605 | 0.58139 | 0.73978 | 0.77266 | 0.59288 | 0.7987 | 0.85688 | 0.85109 | 0.51032 | 0.16775 | 0.04317 | 0.43597 | 0.84667 | 0.99715 | 0.99605 | 0 | 0 | 0.0012356 | 0 | 0 | 0 | 0 | 0 | 0 | 0 | 0 | 0 | 0 | 0 | 0 | 0 | 0.0050858 | 0.0014057 | 0 | 0 | 1 | 1 | 1
2 | 28 | 20 | 0.50294 | 0.9888 | 0.4066 | 0.47472 | 0.47563 | 0.072282 | 0.86636 | 0.8084 | 0.54652 | 0.49675 | 0.71871 | 0.8303 | 0.51023 | 0.85482 | 0.84952 | 0.84345 | 0.68955 | 0.18415 | 0.031385 | 0.37269 | 0.86112 | 0.98875 | 0.98692 | 0 | 0 | 0 | 0 | 0 | 0 | 0 | 0 | 0 | 0 | 0 | 0 | 0 | 0 | 0 | 0 | 0 | 0 | 0 | 0 | 1 | 1 | 1
2 | 28 | 21 | 0.30952 | 0.99222 | 0.38306 | 0.42372 | 0.26892 | 0.16137 | 0.90684 | 0.80377 | 0.35766 | 0.30026 | 0.70196 | 0.75421 | 0.31772 | 0.78122 | 0.83884 | 0.83235 | 0.7237 | 0.068756 | 0.042265 | 0.31685 | 0.82997 | 0.99222 | 0.99044 | 0 | 0 | 0 | 0 | 0 | 0 | 0 | 0 | 0 | 0 | 0 | 0 | 0 | 0 | 0 | 0 | 0 | 0 | 0 | 0 | 1 | 1 | 1
2 | 28 | 22 | 0.27938 | 0.99701 | 0.50703 | 0.37848 | 0.16873 | 0.29618 | 0.88139 | 0.76575 | 0.33332 | 0.27051 | 0.62799 | 0.6864 | 0.28849 | 0.72326 | 0.87085 | 0.86561 | 0.76122 | 0.10072 | 0.095296 | 0.28863 | 0.72673 | 0.99724 | 0.99324 | 0 | 0 | 0 | 0 | 0 | 0 | 0 | 0 | 0 | 0 | 0 | 0 | 0 | 0 | 0 | 0 | 0 | 0 | 0 | 0 | 1 | 1 | 1
2 | 28 | 23 | 0.27493 | 0.95259 | 0.54859 | 0.39318 | 0.075835 | 0.29635 | 0.84119 | 0.71624 | 0.32812 | 0.26588 | 0.60993 | 0.56833 | 0.28392 | 0.61514 | 0.90638 | 0.90255 | 0.77487 | 0.19391 | 0.17136 | 0.26246 | 0.63825 | 0.95296 | 0.93697 | 0 | 0 | 0 | 0 | 0 | 0 | 0 | 0 | 0 | 0 | 0 | 0 | 0 | 0 | 0 | 0 | 0 | 0 | 0 | 0 | 1 | 1 | 1
2 | 28 | 24 | 0.31417 | 0.82363 | 0.59263 | 0.38713 | 0.011834 | 0.30728 | 0.80432 | 0.66145 | 0.36816 | 0.30584 | 0.53249 | 0.44777 | 0.32324 | 0.502 | 0.92865 | 0.92572 | 0.8638 | 0.13541 | 0.21765 | 0.24945 | 0.56259 | 0.82323 | 0.79013 | 0 | 0 | 0 | 0 | 0 | 0 | 0 | 0 | 0 | 0 | 0 | 0 | 0 | 0 | 0 | 0 | 0 | 0 | 0 | 0 | 1 | 1 | 1
3 | 1 | 1 | 0.307 | 0.77941 | 0.60737 | 0.40008 | 0 | 0.32307 | 0.77305 | 0.66945 | 0.35754 | 0.29804 | 0.42598 | 0.40626 | 0.31557 | 0.4694 | 0.92162 | 0.9184 | 0.90639 | 0.10523 | 0.36329 | 0.23895 | 0.52621 | 0.77918 | 0.7346 | 0 | 0 | 0 | 0 | 0 | 0 | 0 | 0 | 0 | 0 | 0 | 0 | 0 | 0 | 0 | 0 | 0 | 0 | 0 | 0 | 1 | 1 | 1
3 | 1 | 2 | 0.37806 | 0.77423 | 0.57363 | 0.40421 | 0 | 0.3544 | 0.76826 | 0.72126 | 0.42933 | 0.37044 | 0.34932 | 0.31123 | 0.38666 | 0.37834 | 0.90665 | 0.90282 | 0.93274 | 0.12867 | 0.50662 | 0.21809 | 0.51262 | 0.77412 | 0.72686 | 0 | 0 | 0 | 0 | 0 | 0 | 0 | 0 | 0 | 0 | 0 | 0 | 0 | 0 | 0 | 0 | 0 | 0 | 0 | 0 | 1 | 1 | 1
3 | 1 | 3 | 0.36335 | 0.78296 | 0.51959 | 0.41414 | 0 | 0.37319 | 0.73987 | 0.77997 | 0.41466 | 0.35547 | 0.32083 | 0.22484 | 0.37197 | 0.29661 | 0.88286 | 0.8781 | 0.8932 | 0.16496 | 0.61247 | 0.14177 | 0.45787 | 0.78286 | 0.73715 | 0 | 0 | 0 | 0 | 0 | 0 | 0 | 0 | 0 | 0 | 0 | 0 | 0 | 0 | 0 | 0 | 0 | 0 | 0 | 0 | 1 | 1 | 1
3 | 1 | 4 | 0.28423 | 0.80498 | 0.54746 | 0.40669 | 0 | 0.36611 | 0.70102 | 0.78272 | 0.33903 | 0.27558 | 0.28132 | 0.14858 | 0.29345 | 0.223 | 0.82743 | 0.8205 | 0.86254 | 0.17947 | 0.73646 | 0.10752 | 0.43855 | 0.80506 | 0.76142 | 0 | 0 | 0 | 0 | 0 | 0 | 0 | 0 | 0 | 0 | 0 | 0 | 0 | 0 | 0 | 0 | 0 | 0 | 0 | 0 | 1 | 1 | 1
3 | 1 | 5 | 0.17104 | 0.80185 | 0.45778 | 0.4324 | 0 | 0.3397 | 0.66765 | 0.71495 | 0.22865 | 0.16153 | 0.25204 | 0.070932 | 0.18075 | 0.14277 | 0.78493 | 0.7764 | 0.8538 | 0.13755 | 0.80048 | 0.095696 | 0.46514 | 0.80177 | 0.75971 | 0 | 0 | 0 | 0 | 0 | 0 | 0 | 0 | 0 | 0 | 0 | 0 | 0 | 0 | 0 | 0 | 0 | 0 | 0 | 0 | 1 | 1 | 1
3 | 1 | 6 | 0.077333 | 0.81165 | 0.38997 | 0.44452 | 0.00071889 | 0.28327 | 0.64796 | 0.65597 | 0.13342 | 0.067483 | 0.17188 | 0.021537 | 0.086853 | 0.086732 | 0.73252 | 0.72207 | 0.91834 | 0.12186 | 0.83328 | 0.12628 | 0.47265 | 0.81175 | 0.76915 | 0 | 0 | 0.010138 | 0 | 0 | 0 | 0 | 0 | 0 | 0 | 0 | 0 | 0 | 0 | 0 | 0 | 0 | 0 | 0.00030919 | 0.060567 | 1 | 1 | 1
3 | 1 | 7 | 0.067599 | 0.79344 | 0.32173 | 0.41848 | 0.0027159 | 0.19684 | 0.68769 | 0.61478 | 0.12637 | 0.05816 | 0.11023 | 0.031449 | 0.077496 | 0.10192 | 0.73116 | 0.72066 | 0.9307 | 0.096482 | 0.85863 | 0.11742 | 0.37652 | 0.79362 | 0.74611 | 0.00037497 | 0.075888 | 0.30264 | 0.074434 | 0.0067524 | 0.00014288 | 0.0033888 | 0.047494 | 0.021805 | 0.092653 | 0.18832 | 0.29454 | 0.24595 | 0.22457 | 0.15116 | 0.24384 | 0.28685 | 0.2599 | 0.39423 | 0.64477 | 1 | 1 | 1
3 | 1 | 8 | 0.047119 | 0.72629 | 0.33577 | 0.36443 | 0.00071889 | 0.088603 | 0.71778 | 0.57789 | 0.10519 | 0.037982 | 0.086049 | 0.025984 | 0.056887 | 0.095763 | 0.69199 | 0.68011 | 0.91963 | 0.059226 | 0.88643 | 0.059725 | 0.26812 | 0.72618 | 0.66963 | 0.14434 | 0.35509 | 0.60099 | 0.34828 | 0.23307 | 0.042658 | 0.16754 | 0.42903 | 0.39515 | 0.5056 | 0.67422 | 0.71134 | 0.68467 | 0.67472 | 0.58671 | 0.67879 | 0.63376 | 0.58263 | 0.75722 | 0.95447 | 1 | 1 | 1
3 | 1 | 9 | 0.0083315 | 0.6739 | 0.33444 | 0.28061 | 0 | 0.027586 | 0.70771 | 0.51314 | 0.061007 | 0.0021503 | 0.023878 | 0.0014979 | 0.016867 | 0.063586 | 0.68898 | 0.677 | 0.79641 | 0.044707 | 0.9276 | 0.043768 | 0.29069 | 0.67369 | 0.60892 | 0.41254 | 0.609 | 0.76095 | 0.59732 | 0.37122 | 0.43017 | 0.47563 | 0.63486 | 0.6637 | 0.74588 | 0.91067 | 0.93453 | 0.89539 | 0.89846 | 0.7854 | 0.8877 | 0.74619 | 0.72534 | 0.94493 | 1 | 1 | 1 | 1
3 | 1 | 10 | 0.00036481 | 0.65621 | 0.54307 | 0.28379 | 0 | 0.056464 | 0.72092 | 0.46159 | 0.033749 | 0 | 0.0011759 | 0 | 0.00084612 | 0.039844 | 0.71571 | 0.70466 | 0.73135 | 0.026841 | 0.93204 | 0.040692 | 0.29765 | 0.65603 | 0.58754 | 0.6325 | 0.79062 | 0.90334 | 0.77546 | 0.32714 | 0.57763 | 0.81285 | 0.6912 | 0.9361 | 1 | 1 | 1 | 1 | 1 | 0.96239 | 1 | 0.79673 | 0.86268 | 1 | 1 | 1 | 1 | 1
3 | 1 | 11 | 0 | 0.66356 | 0.6363 | 0.32392 | 0 | 0.10429 | 0.73472 | 0.43376 | 0.023258 | 0 | 0 | 0 | 0 | 0.021449 | 0.73747 | 0.72719 | 0.7886 | 0.021571 | 0.95056 | 0.032985 | 0.27598 | 0.66354 | 0.59419 | 0.75714 | 0.86628 | 0.92633 | 0.84967 | 0.34994 | 0.82944 | 0.79598 | 0.71806 | 1 | 1 | 1 | 1 | 1 | 1 | 1 | 1 | 0.79006 | 0.80616 | 1 | 1 | 1 | 1 | 1
3 | 1 | 12 | 0 | 0.65996 | 0.63423 | 0.32814 | 0 | 0.17836 | 0.77064 | 0.41432 | 0.019445 | 0 | 0 | 0 | 0 | 0.01057 | 0.76344 | 0.75412 | 0.81692 | 0.0185 | 0.96754 | 0.031473 | 0.2915 | 0.65977 | 0.59225 | 0.81668 | 0.89132 | 0.98236 | 0.87423 | 0.33846 | 0.73467 | 0.83743 | 0.76516 | 1 | 1 | 1 | 1 | 1 | 1 | 1 | 1 | 0.84842 | 0.81792 | 1 | 1 | 1 | 1 | 1
3 | 1 | 13 | 0.0012341 | 0.68827 | 0.62955 | 0.33539 | 0 | 0.20074 | 0.80456 | 0.45085 | 0.039344 | 0.00065966 | 0 | 0 | 0.0016782 | 0.0046882 | 0.70456 | 0.69312 | 0.6892 | 0.012842 | 0.9829 | 0.045677 | 0.31843 | 0.68827 | 0.62312 | 0.78445 | 0.84632 | 0.88635 | 0.83009 | 0.27692 | 0.55817 | 0.69708 | 0.69531 | 1 | 0.98294 | 1 | 1 | 1 | 1 | 1 | 1 | 0.79575 | 0.78229 | 1 | 1 | 1 | 1 | 1
3 | 1 | 14 | 0.022171 | 0.70497 | 0.59875 | 0.33457 | 0 | 0.24613 | 0.83352 | 0.53333 | 0.076973 | 0.013502 | 0 | 0 | 0.031012 | 0.0016474 | 0.67669 | 0.66429 | 0.72073 | 0.0091253 | 0.98395 | 0.082348 | 0.32372 | 0.70509 | 0.64139 | 0.77141 | 0.84704 | 0.86561 | 0.8308 | 0.3079 | 0.71291 | 0.7007 | 0.85807 | 0.92404 | 0.89597 | 0.9963 | 1 | 1 | 1 | 1 | 1 | 0.81192 | 0.8138 | 1 | 1 | 1 | 1 | 1
3 | 1 | 15 | 0.061237 | 0.68435 | 0.6067 | 0.31867 | 0 | 0.30162 | 0.83892 | 0.60315 | 0.11929 | 0.05178 | 0 | 0 | 0.071022 | 0.0018665 | 0.6573 | 0.64424 | 0.74023 | 0.0071386 | 0.97938 | 0.11706 | 0.29791 | 0.68425 | 0.6197 | 0.69764 | 0.80334 | 0.84402 | 0.78794 | 0.26404 | 0.5836 | 0.82725 | 0.76174 | 0.78784 | 1 | 0.98309 | 1 | 1 | 1 | 1 | 0.99912 | 0.88479 | 0.82165 | 1 | 1 | 1 | 1 | 1
3 | 1 | 16 | 0.103 | 0.67334 | 0.53568 | 0.30935 | 0 | 0.30901 | 0.86787 | 0.6599 | 0.16163 | 0.093388 | 0 | 0 | 0.11289 | 0.0071081 | 0.59191 | 0.57675 | 0.71531 | 0.010508 | 0.96008 | 0.13284 | 0.25294 | 0.67316 | 0.60785 | 0.54513 | 0.68003 | 0.76436 | 0.66699 | 0.28885 | 0.38969 | 0.74731 | 0.58414 | 0.77989 | 0.96213 | 0.90342 | 0.92728 | 0.812 | 0.8886 | 0.86786 | 0.80503 | 0.77465 | 0.75861 | 0.88719 | 0.85559 | 1 | 1 | 1
3 | 1 | 17 | 0.15375 | 0.68929 | 0.38205 | 0.27157 | 0.021596 | 0.30286 | 0.88326 | 0.73735 | 0.21198 | 0.14419 | 0 | 0 | 0.16357 | 0.015206 | 0.4833 | 0.46503 | 0.62987 | 0.034883 | 0.92582 | 0.13525 | 0.20937 | 0.68901 | 0.628 | 0.32331 | 0.47829 | 0.49438 | 0.46912 | 0.42127 | 0.49671 | 0.5819 | 0.48745 | 0.56714 | 0.63306 | 0.61636 | 0.62951 | 0.56653 | 0.50198 | 0.57797 | 0.56167 | 0.58265 | 0.57683 | 0.47655 | 0.33461 | 1 | 1 | 1
3 | 1 | 18 | 0.21202 | 0.7586 | 0.29518 | 0.27736 | 0.12802 | 0.35003 | 0.90306 | 0.83494 | 0.26994 | 0.20288 | 0 | 0 | 0.22176 | 0.039877 | 0.34353 | 0.32229 | 0.54165 | 0.073527 | 0.9367 | 0.17069 | 0.26926 | 0.75879 | 0.70431 | 0.023815 | 0.10975 | 0.067469 | 0.10764 | 0.14564 | 0.16984 | 0.21508 | 0.14504 | 0.19809 | 0.18943 | 0.16639 | 0.13592 | 0.11317 | 0.090729 | 0.12741 | 0.1122 | 0.072408 | 0.12913 | 0.034314 | 0 | 1 | 1 | 1
3 | 1 | 19 | 0.23467 | 0.77525 | 0.21833 | 0.31938 | 0.26187 | 0.66822 | 0.91738 | 0.888 | 0.29142 | 0.22561 | 0 | 0 | 0.24423 | 0.049233 | 0.32854 | 0.30707 | 0.48164 | 0.086846 | 0.87167 | 0.17198 | 0.30736 | 0.7753 | 0.72604 | 0 | 0 | 0.00048542 | 0 | 0 | 0 | 0 | 0 | 0 | 0 | 0 | 0 | 0 | 0 | 0 | 0 | 0.0010946 | 0.0014744 | 0 | 0 | 1 | 1 | 1
3 | 1 | 20 | 0.23286 | 0.7739 | 0.18494 | 0.31279 | 0.33311 | 0.77304 | 0.92367 | 0.89351 | 0.28929 | 0.22373 | 0.00010222 | 0 | 0.24237 | 0.038484 | 0.32841 | 0.30694 | 0.55356 | 0.077119 | 0.8322 | 0.11994 | 0.25041 | 0.77383 | 0.72598 | 0 | 0 | 0 | 0 | 0 | 0 | 0 | 0 | 0 | 0 | 0 | 0 | 0 | 0 | 0 | 0 | 0 | 0 | 0 | 0 | 1 | 1 | 1
3 | 1 | 21 | 0.22324 | 0.78036 | 0.091911 | 0.28168 | 0.22796 | 0.78795 | 0.91228 | 0.89577 | 0.27949 | 0.21397 | 0.0031018 | 0 | 0.23273 | 0.039642 | 0.31426 | 0.2926 | 0.48344 | 0.057441 | 0.81881 | 0.099395 | 0.2 | 0.7803 | 0.73366 | 0 | 0 | 0 | 0 | 0 | 0 | 0 | 0 | 0 | 0 | 0 | 0 | 0 | 0 | 0 | 0 | 0 | 0 | 0 | 0 | 1 | 1 | 1
3 | 1 | 22 | 0.22887 | 0.79444 | 0.0073602 | 0.27138 | 0.062941 | 0.58978 | 0.88154 | 0.88694 | 0.28408 | 0.21952 | 0.026774 | 0 | 0.23821 | 0.040708 | 0.28295 | 0.26096 | 0.42417 | 0.022679 | 0.81732 | 0.087631 | 0.19985 | 0.7946 | 0.74769 | 0 | 0 | 0 | 0 | 0 | 0 | 0 | 0 | 0 | 0 | 0 | 0 | 0 | 0 | 0 | 0 | 0 | 0 | 0 | 0 | 1 | 1 | 1
3 | 1 | 23 | 0.27477 | 0.7666 | 0 | 0.24693 | 0.0056261 | 0.69987 | 0.86134 | 0.86244 | 0.33082 | 0.26614 | 0.059088 | 0.00074505 | 0.28418 | 0.061686 | 0.25544 | 0.23327 | 0.45323 | 0.024004 | 0.84729 | 0.072433 | 0.23163 | 0.7667 | 0.71497 | 0 | 0 | 0 | 0 | 0 | 0 | 0 | 0 | 0 | 0 | 0 | 0 | 0 | 0 | 0 | 0 | 0 | 0 | 0 | 0 | 1 | 1 | 1
3 | 1 | 24 | 0.26245 | 0.70884 | 0 | 0.21552 | 0 | 0.56979 | 0.83383 | 0.81978 | 0.31794 | 0.25356 | 0.099136 | 0.013593 | 0.2718 | 0.080246 | 0.24998 | 0.22778 | 0.34536 | 0.044421 | 0.91612 | 0.11318 | 0.25576 | 0.70891 | 0.64665 | 0 | 0 | 0 | 0 | 0 | 0 | 0 | 0 | 0 | 0 | 0 | 0 | 0 | 0 | 0 | 0 | 0 | 0 | 0 | 0 | 1 | 1 | 1
3 | 2 | 1 | 0.22545 | 0.6253 | 0 | 0.19739 | 0 | 0.59392 | 0.83034 | 0.77576 | 0.28302 | 0.21641 | 0.17742 | 0.030132 | 0.23513 | 0.098121 | 0.23713 | 0.2149 | 0.30109 | 0.055805 | 0.88993 | 0.16724 | 0.2701 | 0.6251 | 0.5517 | 0 | 0 | 0 | 0 | 0 | 0 | 0 | 0 | 0 | 0 | 0 | 0 | 0 | 0 | 0 | 0 | 0 | 0 | 0 | 0 | 1 | 1 | 1
3 | 2 | 2 | 0.14954 | 0.57261 | 0 | 0.18554 | 0 | 0.57572 | 0.80659 | 0.71707 | 0.20703 | 0.13986 | 0.29948 | 0.077933 | 0.15926 | 0.14982 | 0.23555 | 0.21332 | 0.3284 | 0.088752 | 0.85556 | 0.20639 | 0.29763 | 0.57241 | 0.4905 | 0 | 0 | 0 | 0 | 0 | 0 | 0 | 0 | 0 | 0 | 0 | 0 | 0 | 0 | 0 | 0 | 0 | 0 | 0 | 0 | 1 | 1 | 1
3 | 2 | 3 | 0.11074 | 0.54707 | 0 | 0.1742 | 0 | 0.47269 | 0.79376 | 0.61823 | 0.16922 | 0.10109 | 0.44183 | 0.15576 | 0.12061 | 0.23252 | 0.23469 | 0.21246 | 0.25132 | 0.083035 | 0.78839 | 0.24398 | 0.3545 | 0.54698 | 0.45987 | 0 | 0 | 0 | 0 | 0 | 0 | 0 | 0 | 0 | 0 | 0 | 0 | 0 | 0 | 0 | 0 | 0 | 0 | 0 | 0 | 1 | 1 | 1
3 | 2 | 4 | 0.087965 | 0.52469 | 0 | 0.1647 | 0 | 0.37835 | 0.80708 | 0.52357 | 0.14753 | 0.078523 | 0.54344 | 0.17604 | 0.097981 | 0.24868 | 0.23032 | 0.20809 | 0.19157 | 0.06859 | 0.73318 | 0.31211 | 0.42689 | 0.52458 | 0.43454 | 0 | 0 | 0 | 0 | 0 | 0 | 0 | 0 | 0 | 0 | 0 | 0 | 0 | 0 | 0 | 0 | 0 | 0 | 0 | 0 | 1 | 1 | 1
3 | 2 | 5 | 0.037706 | 0.50921 | 0 | 0.15285 | 0 | 0.4198 | 0.81214 | 0.42932 | 0.093383 | 0.028867 | 0.60309 | 0.22258 | 0.046742 | 0.29403 | 0.22404 | 0.20181 | 0.13918 | 0.069527 | 0.78233 | 0.37373 | 0.4336 | 0.50906 | 0.41758 | 0 | 0 | 0 | 0 | 0 | 0 | 0 | 0 | 0 | 0 | 0 | 0 | 0 | 0 | 0 | 0 | 0 | 0 | 0 | 0 | 1 | 1 | 1
3 | 2 | 6 | 0.0021538 | 0.51215 | 0 | 0.13192 | 0 | 0.40318 | 0.82565 | 0.30723 | 0.031103 | 0.0015134 | 0.6245 | 0.28908 | 0.0025538 | 0.35939 | 0.21715 | 0.19493 | 0.10164 | 0.065558 | 0.73646 | 0.41473 | 0.43062 | 0.51213 | 0.41927 | 0 | 0 | 0.0090812 | 0 | 0 | 0 | 0 | 0 | 0 | 0 | 0 | 0 | 0 | 0 | 0 | 0 | 0 | 0 | 0.00038704 | 0.054131 | 1 | 1 | 1
3 | 2 | 7 | 0.0021698 | 0.50166 | 0 | 0.10859 | 0 | 0.41087 | 0.81816 | 0.21126 | 0.028824 | 0.0015282 | 0.59409 | 0.3207 | 0.0025689 | 0.38884 | 0.20458 | 0.18241 | 0.074837 | 0.082564 | 0.75001 | 0.44253 | 0.33083 | 0.50143 | 0.40996 | 0.00043477 | 0.064785 | 0.26059 | 0.063543 | 0.0039887 | 0.0093592 | 0.015187 | 0.047686 | 0.020445 | 0.063981 | 0.16826 | 0.24336 | 0.20467 | 0.17919 | 0.13239 | 0.20291 | 0.27098 | 0.19085 | 0.33091 | 0.58352 | 1 | 1 | 1
3 | 2 | 8 | 0.03483 | 0.52593 | 0 | 0.072188 | 0 | 0.20392 | 0.81425 | 0.19437 | 0.091709 | 0.026193 | 0.54319 | 0.32296 | 0.04404 | 0.38875 | 0.17237 | 0.15051 | 0.043735 | 0.049914 | 0.84263 | 0.41664 | 0.14182 | 0.52576 | 0.43676 | 0.15045 | 0.3834 | 0.60933 | 0.37605 | 0.20511 | 0.35788 | 0.38773 | 0.41712 | 0.39684 | 0.56351 | 0.63045 | 0.69126 | 0.66604 | 0.62321 | 0.60352 | 0.66033 | 0.66236 | 0.57099 | 0.72357 | 0.90078 | 1 | 1 | 1
3 | 2 | 9 | 0.041371 | 0.5724 | 0 | 0.026488 | 0 | 0.042676 | 0.79476 | 0.22275 | 0.096443 | 0.031799 | 0.69268 | 0.35349 | 0.050718 | 0.41601 | 0.12193 | 0.10123 | 0.026783 | 0.023454 | 0.93576 | 0.46985 | 0.102 | 0.57246 | 0.48718 | 0.43877 | 0.66024 | 0.82207 | 0.64758 | 0.39907 | 0.67887 | 0.69908 | 0.66524 | 0.75499 | 0.85754 | 0.87779 | 0.92163 | 0.89875 | 0.85592 | 0.83872 | 0.89103 | 0.85696 | 0.76092 | 0.92667 | 1 | 1 | 1 | 1
3 | 2 | 10 | 0.11344 | 0.59177 | 0 | 0.015658 | 0 | 0.015938 | 0.78736 | 0.16329 | 0.17312 | 0.10399 | 0.79818 | 0.43851 | 0.12348 | 0.49906 | 0.10465 | 0.084633 | 0.02672 | 0.023687 | 0.97423 | 0.60384 | 0.13763 | 0.59182 | 0.50966 | 0.66299 | 0.83588 | 0.92127 | 0.81986 | 0.52041 | 0.8397 | 0.86526 | 0.8476 | 0.93922 | 1 | 0.97879 | 1 | 1 | 0.9593 | 1 | 0.992 | 0.89373 | 0.84327 | 1 | 1 | 1 | 1 | 1
3 | 2 | 11 | 0.1569 | 0.58617 | 0 | 0.020919 | 0 | 0.023069 | 0.7667 | 0.10856 | 0.21679 | 0.14759 | 0.83632 | 0.46492 | 0.16696 | 0.5226 | 0.10548 | 0.085425 | 0.027861 | 0.088784 | 0.98947 | 0.67431 | 0.23164 | 0.58594 | 0.50661 | 0.80196 | 0.92063 | 0.91129 | 0.90298 | 0.59291 | 0.93348 | 0.94401 | 0.80455 | 1 | 1 | 1 | 1 | 1 | 1 | 1 | 1 | 0.78431 | 0.78024 | 1 | 1 | 1 | 1 | 1
3 | 2 | 12 | 0.14769 | 0.61576 | 0 | 0.032686 | 0 | 0.064051 | 0.76307 | 0.085462 | 0.2058 | 0.13807 | 0.83257 | 0.44578 | 0.1575 | 0.50274 | 0.10384 | 0.083851 | 0.019743 | 0.19868 | 0.99274 | 0.7002 | 0.2452 | 0.61537 | 0.54299 | 0.88773 | 0.97157 | 0.92872 | 0.95294 | 0.65396 | 0.96985 | 0.9793 | 0.94829 | 1 | 1 | 1 | 1 | 1 | 1 | 1 | 1 | 0.76144 | 0.80926 | 1 | 1 | 1 | 1 | 1
3 | 2 | 13 | 0.15685 | 0.71713 | 0 | 0.05067 | 0 | 0.056286 | 0.74148 | 0.064041 | 0.21392 | 0.14713 | 0.78222 | 0.4422 | 0.1665 | 0.49951 | 0.10151 | 0.08163 | 0.0097026 | 0.34176 | 0.99415 | 0.71678 | 0.27089 | 0.71702 | 0.65883 | 0.88924 | 0.96265 | 0.94958 | 0.9442 | 0.55116 | 0.95201 | 0.96975 | 0.92428 | 1 | 1 | 1 | 1 | 1 | 1 | 1 | 1 | 0.78844 | 0.82889 | 1 | 1 | 1 | 1 | 1
3 | 2 | 14 | 0.21246 | 0.83692 | 0 | 0.057808 | 0 | 0.078521 | 0.75361 | 0.032309 | 0.27127 | 0.20346 | 0.80152 | 0.45553 | 0.22233 | 0.51235 | 0.10427 | 0.084268 | 0.008304 | 0.47501 | 0.99408 | 0.71285 | 0.31107 | 0.83766 | 0.79131 | 0.86091 | 0.94949 | 0.93375 | 0.93129 | 0.59011 | 0.95778 | 0.94883 | 0.8877 | 1 | 1 | 1 | 1 | 1 | 1 | 1 | 1 | 0.8342 | 0.86739 | 1 | 1 | 1 | 1 | 1
3 | 2 | 15 | 0.20858 | 0.78467 | 0 | 0.057079 | 0 | 0.093097 | 0.77279 | 0.0045643 | 0.26352 | 0.19897 | 0.78162 | 0.46796 | 0.21789 | 0.52485 | 0.11397 | 0.093552 | 0.0092893 | 0.57453 | 0.99404 | 0.72077 | 0.27531 | 0.78469 | 0.73779 | 0.78249 | 0.90246 | 0.88173 | 0.88516 | 0.62236 | 0.90927 | 0.91641 | 0.86771 | 1 | 1 | 1 | 1 | 1 | 1 | 0.9695 | 1 | 0.88059 | 0.85266 | 1 | 0.91055 | 1 | 1 | 1
3 | 2 | 16 | 0.27295 | 0.72849 | 0 | 0.048845 | 0 | 0.10409 | 0.79109 | 0.00017065 | 0.3299 | 0.26444 | 0.74811 | 0.45094 | 0.2825 | 0.50835 | 0.12128 | 0.1006 | 0.0094275 | 0.64816 | 0.99191 | 0.71645 | 0.24877 | 0.72869 | 0.66824 | 0.62475 | 0.78035 | 0.79563 | 0.76539 | 0.70925 | 0.80285 | 0.80756 | 0.74532 | 0.87718 | 0.95197 | 0.92697 | 0.92979 | 0.88851 | 0.85571 | 0.83451 | 0.88088 | 0.75019 | 0.77193 | 0.85963 | 0.78376 | 1 | 1 | 1
3 | 2 | 17 | 0.25545 | 0.61138 | 0 | 0.044462 | 0 | 0.071889 | 0.78371 | 0 | 0.30938 | 0.24624 | 0.70085 | 0.42556 | 0.26457 | 0.48571 | 0.135 | 0.1139 | 0.011859 | 0.56391 | 0.97971 | 0.67782 | 0.28335 | 0.61058 | 0.54307 | 0.33927 | 0.50259 | 0.5017 | 0.49295 | 0.57544 | 0.56747 | 0.54275 | 0.51967 | 0.57209 | 0.62976 | 0.65436 | 0.62956 | 0.59073 | 0.57245 | 0.5306 | 0.58565 | 0.45812 | 0.5891 | 0.49338 | 0.33276 | 1 | 1 | 1
3 | 2 | 18 | 0.27919 | 0.66117 | 0.0011415 | 0.071954 | 0.010523 | 0.055812 | 0.8003 | 0.0046577 | 0.33505 | 0.2706 | 0.64453 | 0.38381 | 0.28858 | 0.44264 | 0.18465 | 0.16265 | 0.015211 | 0.5111 | 0.93566 | 0.59938 | 0.48467 | 0.66103 | 0.593 | 0.029397 | 0.12598 | 0.084943 | 0.12356 | 0.22412 | 0.22789 | 0.20383 | 0.16942 | 0.21648 | 0.19432 | 0.1862 | 0.14031 | 0.13316 | 0.12485 | 0.11132 | 0.13202 | 0.082731 | 0.14719 | 0.040523 | 0 | 1 | 1 | 1
3 | 2 | 19 | 0.24804 | 0.72653 | 0.011861 | 0.10308 | 0.051422 | 0.042406 | 0.77298 | 0.041595 | 0.30298 | 0.23888 | 0.60621 | 0.43403 | 0.25732 | 0.49351 | 0.25552 | 0.23336 | 0.017161 | 0.44588 | 0.89375 | 0.51337 | 0.53911 | 0.72674 | 0.66576 | 2.5984e-09 | 3.1607e-07 | 0.00078416 | 3.1001e-07 | 5.1352e-06 | 0 | 0 | 0 | 0 | 0 | 0 | 0 | 0 | 0 | 0 | 0 | 0.0021714 | 0.0019684 | 0 | 0 | 1 | 1 | 1
3 | 2 | 20 | 0.23675 | 0.73163 | 0.0015884 | 0.11961 | 0.054599 | 0.056214 | 0.64844 | 0.039155 | 0.29336 | 0.2277 | 0.59362 | 0.46568 | 0.24629 | 0.52283 | 0.30392 | 0.28215 | 0.020913 | 0.3632 | 0.86489 | 0.47802 | 0.62317 | 0.73138 | 0.67773 | 0 | 0 | 0 | 0 | 0 | 0 | 0 | 0 | 0 | 0 | 0 | 0 | 0 | 0 | 0 | 0 | 0 | 0 | 0 | 0 | 1 | 1 | 1
3 | 2 | 21 | 0.2077 | 0.78549 | 0.0057923 | 0.14623 | 0.011667 | 0.093762 | 0.51644 | 0.005194 | 0.2649 | 0.19841 | 0.61015 | 0.46351 | 0.21734 | 0.52083 | 0.32443 | 0.30291 | 0.021463 | 0.27593 | 0.82758 | 0.46911 | 0.65026 | 0.78567 | 0.73662 | 0 | 0 | 0 | 0 | 0 | 0 | 0 | 0 | 0 | 0 | 0 | 0 | 0 | 0 | 0 | 0 | 0 | 0 | 0 | 0 | 1 | 1 | 1
3 | 2 | 22 | 0.17802 | 0.79042 | 0.016162 | 0.21372 | 0 | 0.1096 | 0.38439 | 0.00011243 | 0.23462 | 0.16837 | 0.60199 | 0.42766 | 0.18759 | 0.48769 | 0.32812 | 0.30664 | 0.02445 | 0.17586 | 0.79072 | 0.50553 | 0.66437 | 0.79057 | 0.74298 | 0 | 0 | 0 | 0 | 0 | 0 | 0 | 0 | 0 | 0 | 0 | 0 | 0 | 0 | 0 | 0 | 0 | 0 | 0 | 0 | 1 | 1 | 1
3 | 2 | 23 | 0.19493 | 0.75836 | 0.046991 | 0.26554 | 0 | 0.15053 | 0.18809 | 0.0023854 | 0.25406 | 0.1858 | 0.65359 | 0.37152 | 0.20487 | 0.43192 | 0.30579 | 0.28403 | 0.032004 | 0.13757 | 0.76045 | 0.50853 | 0.49259 | 0.75862 | 0.70309 | 0 | 0 | 0 | 0 | 0 | 0 | 0 | 0 | 0 | 0 | 0 | 0 | 0 | 0 | 0 | 0 | 0 | 0 | 0 | 0 | 1 | 1 | 1
3 | 2 | 24 | 0.15978 | 0.65918 | 0.081411 | 0.35475 | 0 | 0.090915 | 0.076756 | 0.029554 | 0.21692 | 0.15008 | 0.66132 | 0.38928 | 0.16944 | 0.45295 | 0.28591 | 0.26394 | 0.049188 | 0.1163 | 0.7519 | 0.50591 | 0.36914 | 0.65904 | 0.59072 | 0 | 0 | 0 | 0 | 0 | 0 | 0 | 0 | 0 | 0 | 0 | 0 | 0 | 0 | 0 | 0 | 0 | 0 | 0 | 0 | 1 | 1 | 1
3 | 3 | 1 | 0.16643 | 0.58276 | 0.11606 | 0.46642 | 0 | 0.024663 | 0.052833 | 0.11606 | 0.22476 | 0.15695 | 0.60895 | 0.37621 | 0.17627 | 0.43714 | 0.26276 | 0.24062 | 0.06824 | 0.085573 | 0.72104 | 0.47562 | 0.33899 | 0.58276 | 0.49983 | 0 | 0 | 0 | 0 | 0 | 0 | 0 | 0 | 0 | 0 | 0 | 0 | 0 | 0 | 0 | 0 | 0 | 0 | 0 | 0 | 1 | 1 | 1
3 | 3 | 2 | 0.17408 | 0.48543 | 0.13938 | 0.5055 | 0.015364 | 0.011079 | 0.027573 | 0.29226 | 0.23229 | 0.16464 | 0.63217 | 0.41318 | 0.1839 | 0.47561 | 0.24034 | 0.21812 | 0.084138 | 0.081714 | 0.74587 | 0.48375 | 0.31148 | 0.48463 | 0.39855 | 0 | 0 | 0 | 0 | 0 | 0 | 0 | 0 | 0 | 0 | 0 | 0 | 0 | 0 | 0 | 0 | 0 | 0 | 0 | 0 | 1 | 1 | 1
3 | 3 | 3 | 0.17638 | 0.5507 | 0.15052 | 0.50535 | 0.11493 | 0.014601 | 0.016333 | 0.40847 | 0.235 | 0.16701 | 0.62264 | 0.40133 | 0.18625 | 0.46091 | 0.21834 | 0.19612 | 0.10264 | 0.061272 | 0.81069 | 0.51234 | 0.25132 | 0.55075 | 0.46227 | 0 | 0 | 0 | 0 | 0 | 0 | 0 | 0 | 0 | 0 | 0 | 0 | 0 | 0 | 0 | 0 | 0 | 0 | 0 | 0 | 1 | 1 | 1
3 | 3 | 4 | 0.15719 | 0.58882 | 0.16773 | 0.51321 | 0.26646 | 0.028315 | 0.0010695 | 0.43926 | 0.21572 | 0.14769 | 0.58272 | 0.42561 | 0.16706 | 0.48621 | 0.20284 | 0.18068 | 0.12006 | 0.045162 | 0.88717 | 0.52207 | 0.25647 | 0.58951 | 0.49821 | 0 | 0 | 0 | 0 | 0 | 0 | 0 | 0 | 0 | 0 | 0 | 0 | 0 | 0 | 0 | 0 | 0 | 0 | 0 | 0 | 1 | 1 | 1
3 | 3 | 5 | 0.13636 | 0.46058 | 0.16897 | 0.52027 | 0.23161 | 0.048114 | 0 | 0.42534 | 0.19423 | 0.12666 | 0.63209 | 0.42083 | 0.14614 | 0.47933 | 0.19191 | 0.16983 | 0.13333 | 0.041637 | 0.89806 | 0.52597 | 0.27381 | 0.46081 | 0.35848 | 0 | 0 | 0 | 0 | 0 | 0 | 0 | 0 | 0 | 0 | 0 | 0 | 0 | 0 | 0 | 0 | 0 | 0 | 0 | 0 | 1 | 1 | 1
3 | 3 | 6 | 0.14763 | 0.26523 | 0.17708 | 0.51879 | 0.23042 | 0.048439 | 0 | 0.47847 | 0.20628 | 0.13809 | 0.66398 | 0.44185 | 0.15752 | 0.50113 | 0.18225 | 0.16026 | 0.14869 | 0.041773 | 0.92003 | 0.49751 | 0.28031 | 0.26474 | 0.16001 | 0 | 0 | 0.0093581 | 0 | 0 | 0 | 0 | 0 | 0 | 0 | 0 | 0 | 0 | 0 | 0 | 0 | 0 | 0 | 0.00058285 | 0.055593 | 1 | 1 | 1
3 | 3 | 7 | 0.15926 | 0.15987 | 0.18716 | 0.53615 | 0.24218 | 0.034315 | 0 | 0.47464 | 0.21805 | 0.1498 | 0.68397 | 0.43297 | 0.16916 | 0.49039 | 0.15725 | 0.13562 | 0.1515 | 0.035797 | 0.93366 | 0.48367 | 0.24691 | 0.15938 | 0.062976 | 0.00053463 | 0.070317 | 0.26767 | 0.068969 | 0.021474 | 0.010938 | 0.018207 | 0.056043 | 0.020426 | 0.078559 | 0.1839 | 0.26682 | 0.2258 | 0.20021 | 0.096504 | 0.22386 | 0.29821 | 0.23828 | 0.35086 | 0.47806 | 1 | 1 | 1
3 | 3 | 8 | 0.15807 | 0.1428 | 0.18018 | 0.52928 | 0.097972 | 0.045403 | 0 | 0.40847 | 0.21631 | 0.14853 | 0.75624 | 0.45663 | 0.1679 | 0.51198 | 0.1407 | 0.11945 | 0.14274 | 0.023462 | 0.91912 | 0.42812 | 0.19816 | 0.14256 | 0.046924 | 0.15943 | 0.40599 | 0.66316 | 0.39821 | 0.43006 | 0.3596 | 0.3932 | 0.48129 | 0.43261 | 0.59396 | 0.6599 | 0.69169 | 0.66327 | 0.61856 | 0.53283 | 0.65758 | 0.66203 | 0.65447 | 0.72799 | 0.84119 | 1 | 1 | 1
3 | 3 | 9 | 0.16724 | 0.16015 | 0.1757 | 0.4549 | 0.012502 | 0.01291 | 0 | 0.30467 | 0.22404 | 0.15755 | 0.7734 | 0.51277 | 0.17685 | 0.56771 | 0.084802 | 0.06588 | 0.097765 | 0.025489 | 0.9149 | 0.38062 | 0.20978 | 0.16012 | 0.058988 | 0.45449 | 0.68436 | 0.88998 | 0.67124 | 0.69317 | 0.67603 | 0.69004 | 0.76797 | 0.753 | 0.88004 | 0.91226 | 0.90779 | 0.88855 | 0.78825 | 0.78683 | 0.88092 | 0.83943 | 0.82764 | 0.91993 | 1 | 1 | 1 | 1
3 | 3 | 10 | 0.22932 | 0.16742 | 0.16954 | 0.41728 | 0 | 0 | 0 | 0.34043 | 0.2857 | 0.22016 | 0.78743 | 0.48864 | 0.23883 | 0.54343 | 0.038299 | 0.023931 | 0.066731 | 0.038865 | 0.92769 | 0.39761 | 0.24502 | 0.16746 | 0.064317 | 0.67179 | 0.84767 | 0.96859 | 0.83142 | 0.77709 | 0.83415 | 0.84107 | 0.91761 | 0.91026 | 1 | 1 | 1 | 1 | 0.87225 | 0.87306 | 1 | 0.9245 | 0.90412 | 0.99412 | 1 | 1 | 1 | 1
3 | 3 | 11 | 0.2925 | 0.14858 | 0.15874 | 0.42199 | 0 | 0 | 0 | 0.42828 | 0.34663 | 0.28386 | 0.75208 | 0.43826 | 0.30162 | 0.49652 | 0.021906 | 0.01074 | 0.047884 | 0.057343 | 0.93433 | 0.42496 | 0.28989 | 0.14855 | 0.049604 | 0.81774 | 0.94288 | 1 | 0.92481 | 0.89935 | 0.90787 | 0.91599 | 0.95825 | 0.99381 | 1 | 1 | 1 | 1 | 0.98118 | 0.93755 | 1 | 0.93724 | 0.92292 | 1 | 1 | 1 | 1 | 1
3 | 3 | 12 | 0.33569 | 0.1175 | 0.15745 | 0.40279 | 0 | 0 | 0.0033638 | 0.53952 | 0.38727 | 0.32736 | 0.69112 | 0.38829 | 0.34439 | 0.44937 | 0.020271 | 0.0095293 | 0.039319 | 0.072492 | 0.92318 | 0.42323 | 0.26775 | 0.1173 | 0.027918 | 0.89678 | 0.98693 | 1 | 0.96801 | 0.87178 | 0.9471 | 0.95877 | 0.97371 | 1 | 1 | 1 | 1 | 1 | 1 | 1 | 1 | 0.92825 | 0.9506 | 1 | 1 | 1 | 1 | 1
3 | 3 | 13 | 0.36978 | 0.11643 | 0.15889 | 0.36734 | 0 | 0.030878 | 0.046066 | 0.62475 | 0.41921 | 0.36173 | 0.65345 | 0.36903 | 0.37812 | 0.43161 | 0.027153 | 0.014751 | 0.024857 | 0.083503 | 0.9126 | 0.43012 | 0.26471 | 0.1164 | 0.025842 | 0.90163 | 0.9821 | 1 | 0.96327 | 0.86231 | 0.93418 | 0.94614 | 0.97469 | 1 | 1 | 1 | 1 | 1 | 1 | 1 | 1 | 0.95101 | 0.94079 | 1 | 1 | 1 | 1 | 1
3 | 3 | 14 | 0.40458 | 0.10382 | 0.16003 | 0.33787 | 0 | 0.033696 | 0.0033638 | 0.66204 | 0.45162 | 0.39683 | 0.58892 | 0.37613 | 0.41252 | 0.44096 | 0.034213 | 0.020462 | 0.011223 | 0.09086 | 0.91983 | 0.43891 | 0.27017 | 0.10371 | 0.018104 | 0.85962 | 0.95047 | 1 | 0.93225 | 0.84748 | 0.93483 | 0.92442 | 0.94437 | 0.97509 | 1 | 1 | 1 | 1 | 0.96414 | 0.9941 | 1 | 0.91453 | 0.93314 | 1 | 1 | 1 | 1 | 1
3 | 3 | 15 | 0.44853 | 0.099573 | 0.16275 | 0.30009 | 0 | 0.035448 | 0 | 0.65331 | 0.49388 | 0.44141 | 0.59712 | 0.34286 | 0.45616 | 0.40763 | 0.042895 | 0.027813 | 0.0029683 | 0.10518 | 0.93835 | 0.44196 | 0.26613 | 0.099478 | 0.015392 | 0.76966 | 0.88775 | 0.99373 | 0.87073 | 0.89759 | 0.87445 | 0.86237 | 0.88392 | 0.88101 | 0.96582 | 1 | 1 | 1 | 0.93768 | 0.86402 | 1 | 0.95363 | 0.94308 | 0.94803 | 1 | 1 | 1 | 1
3 | 3 | 16 | 0.45795 | 0.10146 | 0.16618 | 0.26853 | 0 | 0.038737 | 0 | 0.60744 | 0.50329 | 0.45102 | 0.56355 | 0.32622 | 0.46557 | 0.39252 | 0.057443 | 0.040654 | 4.4683e-05 | 0.14442 | 0.94618 | 0.47915 | 0.2571 | 0.1014 | 0.016326 | 0.61649 | 0.77015 | 0.86177 | 0.75538 | 0.91448 | 0.78745 | 0.7579 | 0.79808 | 0.73977 | 0.89492 | 0.94195 | 0.90156 | 0.88466 | 0.76569 | 0.81195 | 0.87706 | 0.88736 | 0.86186 | 0.83895 | 0.87641 | 1 | 1 | 1
3 | 3 | 17 | 0.41443 | 0.099946 | 0.1629 | 0.25791 | 0 | 0.027055 | 0 | 0.55281 | 0.4595 | 0.40657 | 0.5919 | 0.32005 | 0.42206 | 0.38645 | 0.079298 | 0.060702 | 2.6772e-05 | 0.17409 | 0.97965 | 0.52788 | 0.24475 | 0.09965 | 0.017036 | 0.32743 | 0.48345 | 0.53998 | 0.47418 | 0.74149 | 0.55323 | 0.46731 | 0.53686 | 0.45186 | 0.50971 | 0.6958 | 0.51905 | 0.58054 | 0.52423 | 0.54996 | 0.57555 | 0.64369 | 0.64819 | 0.501 | 0.37317 | 1 | 1 | 1
3 | 3 | 18 | 0.42522 | 0.14933 | 0.18767 | 0.29842 | 0 | 0.014749 | 0 | 0.53045 | 0.47305 | 0.418 | 0.59236 | 0.33334 | 0.43325 | 0.39756 | 0.1161 | 0.095619 | 0.0019856 | 0.1912 | 0.9906 | 0.60094 | 0.30036 | 0.14919 | 0.051286 | 0.031812 | 0.12543 | 0.097777 | 0.12303 | 0.32771 | 0.23909 | 0.16192 | 0.1813 | 0.15945 | 0.14967 | 0.21022 | 0.10027 | 0.13623 | 0.11006 | 0.12962 | 0.13506 | 0.12907 | 0.17571 | 0.045601 | 2.2282e-07 | 1 | 1 | 1
3 | 3 | 19 | 0.37024 | 0.21258 | 0.20198 | 0.29815 | 0 | 0.0093746 | 0 | 0.51036 | 0.42028 | 0.36229 | 0.65717 | 0.39401 | 0.37866 | 0.45727 | 0.15367 | 0.13212 | 0.019821 | 0.17272 | 0.99116 | 0.62198 | 0.44453 | 0.21273 | 0.10289 | 1.1189e-08 | 1.4817e-06 | 0.0017321 | 1.4533e-06 | 2.3388e-05 | 7.064e-07 | 0 | 0 | 0 | 0 | 0 | 0 | 0 | 0 | 0 | 0 | 0.0069487 | 0.0021545 | 0 | 0 | 1 | 1 | 1
3 | 3 | 20 | 0.28562 | 0.22295 | 0.20451 | 0.25718 | 0 | 0 | 0 | 0.39096 | 0.33985 | 0.2769 | 0.65269 | 0.4217 | 0.29476 | 0.48006 | 0.18755 | 0.16551 | 0.023797 | 0.14331 | 0.99163 | 0.56512 | 0.60942 | 0.22286 | 0.11474 | 0 | 0 | 0 | 0 | 0 | 0 | 0 | 0 | 0 | 0 | 0 | 0 | 0 | 0 | 0 | 0 | 0 | 0 | 0 | 0 | 1 | 1 | 1
3 | 3 | 21 | 0.19085 | 0.23285 | 0.19848 | 0.223 | 0 | 0.0088033 | 0 | 0.29554 | 0.24704 | 0.18127 | 0.68144 | 0.474 | 0.20036 | 0.53222 | 0.22204 | 0.19982 | 0.031708 | 0.10337 | 0.99026 | 0.51464 | 0.53431 | 0.23255 | 0.12632 | 0 | 0 | 0 | 0 | 0 | 0 | 0 | 0 | 0 | 0 | 0 | 0 | 0 | 0 | 0 | 0 | 0 | 0 | 0 | 0 | 1 | 1 | 1
3 | 3 | 22 | 0.14992 | 0.2917 | 0.1959 | 0.19489 | 0 | 0.030878 | 0.0016416 | 0.26445 | 0.20753 | 0.14024 | 0.66797 | 0.45109 | 0.15966 | 0.50846 | 0.2875 | 0.26556 | 0.042307 | 0.086203 | 0.98922 | 0.49801 | 0.38892 | 0.29169 | 0.18098 | 0 | 0 | 0 | 0 | 0 | 0 | 0 | 0 | 0 | 0 | 0 | 0 | 0 | 0 | 0 | 0 | 0 | 0 | 0 | 0 | 1 | 1 | 1
3 | 3 | 23 | 0.14663 | 0.33257 | 0.19901 | 0.16926 | 0 | 0.038217 | 0.02371 | 0.2572 | 0.20567 | 0.13714 | 0.65397 | 0.42186 | 0.15658 | 0.47956 | 0.35014 | 0.329 | 0.043312 | 0.068956 | 0.99221 | 0.49374 | 0.2593 | 0.33257 | 0.22274 | 0 | 0 | 0 | 0 | 0 | 0 | 0 | 0 | 0 | 0 | 0 | 0 | 0 | 0 | 0 | 0 | 0 | 0 | 0 | 0 | 1 | 1 | 1
3 | 3 | 24 | 0.1322 | 0.35428 | 0.19929 | 0.15401 | 0 | 0.016662 | 0.018682 | 0.22751 | 0.19063 | 0.12257 | 0.68973 | 0.43967 | 0.14207 | 0.49851 | 0.37298 | 0.35223 | 0.04948 | 0.089503 | 0.99204 | 0.49969 | 0.18341 | 0.35423 | 0.24617 | 0 | 0 | 0 | 0 | 0 | 0 | 0 | 0 | 0 | 0 | 0 | 0 | 0 | 0 | 0 | 0 | 0 | 0 | 0 | 0 | 1 | 1 | 1
3 | 4 | 1 | 0.12941 | 0.36868 | 0.19476 | 0.14974 | 0 | 0.01481 | 0.007648 | 0.23545 | 0.18891 | 0.11992 | 0.66115 | 0.44147 | 0.13943 | 0.5002 | 0.38382 | 0.36327 | 0.051664 | 0.069397 | 0.9899 | 0.51788 | 0.14457 | 0.36849 | 0.26305 | 0 | 0 | 0 | 0 | 0 | 0 | 0 | 0 | 0 | 0 | 0 | 0 | 0 | 0 | 0 | 0 | 0 | 0 | 0 | 0 | 1 | 1 | 1
3 | 4 | 2 | 0.10491 | 0.4114 | 0.18929 | 0.15882 | 0 | 0.017365 | 0.060914 | 0.26459 | 0.16353 | 0.095283 | 0.59356 | 0.42165 | 0.11481 | 0.48238 | 0.38036 | 0.35975 | 0.04834 | 0.047419 | 0.98405 | 0.48921 | 0.14204 | 0.41188 | 0.30124 | 0 | 0 | 0 | 0 | 0 | 0 | 0 | 0 | 0 | 0 | 0 | 0 | 0 | 0 | 0 | 0 | 0 | 0 | 0 | 0 | 1 | 1 | 1
3 | 4 | 3 | 0.089913 | 0.3288 | 0.18494 | 0.17892 | 0 | 0.018678 | 0.18331 | 0.28669 | 0.14833 | 0.080287 | 0.50859 | 0.37443 | 0.099775 | 0.436 | 0.3612 | 0.34024 | 0.053607 | 0.033668 | 0.97295 | 0.44598 | 0.16436 | 0.32903 | 0.21638 | 0 | 0 | 0 | 0 | 0 | 0 | 0 | 0 | 0 | 0 | 0 | 0 | 0 | 0 | 0 | 0 | 0 | 0 | 0 | 0 | 1 | 1 | 1
3 | 4 | 4 | 0.088941 | 0.17559 | 0.18348 | 0.20706 | 0 | 0.0092512 | 0.23675 | 0.26567 | 0.14764 | 0.079357 | 0.45017 | 0.3692 | 0.098842 | 0.43221 | 0.34252 | 0.32126 | 0.054541 | 0.01852 | 0.95313 | 0.41448 | 0.16978 | 0.17519 | 0.07564 | 0 | 0 | 0 | 0 | 0 | 0 | 0 | 0 | 0 | 0 | 0 | 0 | 0 | 0 | 0 | 0 | 0 | 0 | 0 | 0 | 1 | 1 | 1
3 | 4 | 5 | 0.091464 | 0.094864 | 0.19959 | 0.25443 | 0 | 0 | 0.28548 | 0.32856 | 0.15042 | 0.081907 | 0.39734 | 0.38197 | 0.1014 | 0.44499 | 0.33041 | 0.30897 | 0.055185 | 0.013622 | 0.92869 | 0.39383 | 0.17983 | 0.094583 | 0.01408 | 0 | 0 | 0 | 0 | 0 | 0 | 0 | 0 | 0 | 0 | 0 | 0 | 0 | 0 | 0 | 0 | 0 | 0 | 0 | 0 | 1 | 1 | 1
3 | 4 | 6 | 0.088752 | 0.059718 | 0.21352 | 0.29444 | 0.015343 | 0 | 0.30401 | 0.29169 | 0.14778 | 0.079216 | 0.32378 | 0.38687 | 0.098699 | 0.44951 | 0.31254 | 0.29086 | 0.05957 | 0.0080198 | 0.89144 | 0.35483 | 0.21697 | 0.059626 | 0.00020584 | 0 | 0 | 0.014078 | 0 | 0 | 0 | 0 | 0 | 0 | 0 | 0 | 0 | 0 | 0 | 0 | 0 | 0 | 0 | 0.00090112 | 0.083608 | 1 | 1 | 1
3 | 4 | 7 | 0.077868 | 0.031676 | 0.22231 | 0.31847 | 0.058702 | 0 | 0.30619 | 0.24779 | 0.13608 | 0.068273 | 0.25696 | 0.38067 | 0.087695 | 0.44509 | 0.28749 | 0.26554 | 0.057964 | 0.0018277 | 0.83554 | 0.34324 | 0.23482 | 0.031578 | 0 | 0.00057249 | 0.061125 | 0.29548 | 0.059954 | 0.017676 | 0.0063385 | 0.0046406 | 0.03763 | 0.0058121 | 0.051118 | 0.17812 | 0.25872 | 0.21177 | 0.13731 | 0.11501 | 0.20995 | 0.31675 | 0.24568 | 0.36262 | 0.607 | 1 | 1 | 1
3 | 4 | 8 | 0.078954 | 0.017745 | 0.20261 | 0.28606 | 0.018133 | 0 | 0.29147 | 0.22939 | 0.13801 | 0.06947 | 0.21601 | 0.33463 | 0.0889 | 0.39924 | 0.26494 | 0.24282 | 0.040784 | 0.00014874 | 0.76948 | 0.30684 | 0.16872 | 0.017686 | 0 | 0.14245 | 0.34533 | 0.6551 | 0.33871 | 0.30623 | 0.27346 | 0.21542 | 0.37084 | 0.26968 | 0.50899 | 0.62614 | 0.69084 | 0.63215 | 0.5323 | 0.52039 | 0.62672 | 0.69288 | 0.63669 | 0.72164 | 0.93757 | 1 | 1 | 1
3 | 4 | 9 | 0.067384 | 0.011885 | 0.1568 | 0.15902 | 0.00073854 | 0 | 0.26991 | 0.2408 | 0.12495 | 0.057782 | 0.16398 | 0.32312 | 0.077115 | 0.38976 | 0.23719 | 0.21497 | 0.025848 | 3.526e-05 | 0.72576 | 0.29021 | 0.14485 | 0.011838 | 0 | 0.40632 | 0.60074 | 0.89814 | 0.58922 | 0.55317 | 0.4881 | 0.54807 | 0.62442 | 0.61334 | 0.7592 | 0.84998 | 0.89276 | 0.85286 | 0.7957 | 0.65592 | 0.84553 | 0.89139 | 0.8491 | 0.89076 | 1 | 1 | 1 | 1
3 | 4 | 10 | 0.081587 | 0.013605 | 0.10754 | 0.10219 | 0 | 0 | 0.18303 | 0.27489 | 0.14005 | 0.072009 | 0.1614 | 0.31884 | 0.091451 | 0.38596 | 0.225 | 0.20277 | 0.02755 | 0.0021217 | 0.75073 | 0.27831 | 0.16812 | 0.01361 | 0 | 0.58192 | 0.7299 | 1 | 0.7159 | 0.71262 | 0.4363 | 0.69751 | 0.79056 | 0.74703 | 0.90737 | 0.91306 | 0.99968 | 0.94902 | 0.83941 | 0.74419 | 0.94087 | 0.96382 | 0.9362 | 0.9703 | 1 | 1 | 1 | 1
3 | 4 | 11 | 0.10453 | 0.010812 | 0.0866 | 0.09021 | 0 | 0 | 0.11572 | 0.33867 | 0.16335 | 0.094932 | 0.19433 | 0.31334 | 0.11445 | 0.38166 | 0.2164 | 0.19418 | 0.041705 | 0.0023651 | 0.77405 | 0.23461 | 0.17763 | 0.010836 | 0 | 0.70899 | 0.82188 | 1 | 0.80612 | 0.80604 | 0.67048 | 0.68524 | 0.85031 | 0.70721 | 1 | 1 | 1 | 1 | 0.91195 | 0.83048 | 0.9994 | 0.95805 | 0.94474 | 0.98335 | 1 | 1 | 1 | 1
3 | 4 | 12 | 0.12991 | 0 | 0.082191 | 0.073617 | 0 | 0 | 0.085537 | 0.40904 | 0.18915 | 0.12038 | 0.21454 | 0.28567 | 0.13989 | 0.35516 | 0.20547 | 0.1833 | 0.056586 | 0.00092639 | 0.77775 | 0.15661 | 0.17258 | 0 | 0 | 0.78051 | 0.86839 | 1 | 0.85175 | 0.82359 | 0.84666 | 0.8016 | 0.8147 | 0.65196 | 1 | 1 | 0.97952 | 1 | 0.97857 | 0.9029 | 0.99689 | 0.94497 | 0.9517 | 0.97607 | 1 | 1 | 1 | 1
3 | 4 | 13 | 0.14048 | 0 | 0.076813 | 0.055323 | 0 | 0.016442 | 0.075456 | 0.45524 | 0.19949 | 0.13095 | 0.20247 | 0.24735 | 0.15042 | 0.31884 | 0.18109 | 0.15911 | 0.084527 | 0.00026941 | 0.76706 | 0.1215 | 0.14791 | 0 | 0 | 0.78069 | 0.8568 | 1 | 0.84037 | 0.68432 | 0.73774 | 0.84283 | 0.8446 | 0.53732 | 1 | 1 | 1 | 1 | 1 | 0.87293 | 1 | 0.96077 | 0.94658 | 0.99646 | 1 | 1 | 1 | 1
3 | 4 | 14 | 0.14031 | 0.0083972 | 0.058532 | 0.04608 | 0 | 0.02669 | 0.039798 | 0.46207 | 0.19896 | 0.13073 | 0.17862 | 0.20274 | 0.1502 | 0.27452 | 0.1512 | 0.1297 | 0.11494 | 4.0796e-06 | 0.74596 | 0.12352 | 0.14746 | 0.0084025 | 0 | 0.72143 | 0.8009 | 1 | 0.78555 | 0.67796 | 0.75739 | 0.68851 | 0.68045 | 0.52885 | 0.85692 | 0.96686 | 1 | 1 | 0.92742 | 0.94829 | 1 | 0.97089 | 0.94446 | 0.94968 | 1 | 1 | 1 | 1
3 | 4 | 15 | 0.1404 | 0.013089 | 0.042264 | 0.04172 | 0 | 0.031529 | 0.0025459 | 0.4061 | 0.19995 | 0.13095 | 0.15722 | 0.19047 | 0.15042 | 0.26256 | 0.14225 | 0.12095 | 0.13039 | 0 | 0.73852 | 0.13464 | 0.11395 | 0.013026 | 0 | 0.57954 | 0.66956 | 0.95194 | 0.65672 | 0.68144 | 0.57375 | 0.62463 | 0.58706 | 0.43205 | 0.61804 | 0.91858 | 0.94722 | 0.88045 | 0.70964 | 0.76382 | 0.87289 | 0.9592 | 0.89731 | 0.8157 | 1 | 1 | 1 | 1
3 | 4 | 16 | 0.11101 | 0.027736 | 0.03652 | 0.041508 | 0 | 0.038849 | 0 | 0.31658 | 0.16992 | 0.10142 | 0.14035 | 0.21395 | 0.12094 | 0.28587 | 0.12746 | 0.10657 | 0.14436 | 2.4773e-05 | 0.74436 | 0.14712 | 0.075664 | 0.02759 | 0 | 0.41225 | 0.51525 | 0.78168 | 0.50537 | 0.62222 | 0.49876 | 0.62 | 0.48689 | 0.17953 | 0.30043 | 0.78314 | 0.71853 | 0.72183 | 0.69823 | 0.51694 | 0.71564 | 0.79463 | 0.71843 | 0.67965 | 0.82945 | 1 | 1 | 1
3 | 4 | 17 | 0.080321 | 0.067123 | 0.038198 | 0.049869 | 0 | 0.065085 | 0.0019758 | 0.21298 | 0.13859 | 0.070725 | 0.10549 | 0.26057 | 0.090156 | 0.32853 | 0.14198 | 0.12069 | 0.18551 | 0.0015997 | 0.7882 | 0.1647 | 0.062534 | 0.066919 | 0.00065514 | 0.19092 | 0.27953 | 0.46242 | 0.27417 | 0.41664 | 0.42338 | 0.34963 | 0.20404 | 0.13279 | 0.22588 | 0.46827 | 0.38296 | 0.37014 | 0.40233 | 0.15254 | 0.36696 | 0.52873 | 0.48979 | 0.30059 | 0.37517 | 1 | 1 | 1
3 | 4 | 18 | 0.062486 | 0.13982 | 0.047403 | 0.058579 | 0 | 0.090078 | 0.035176 | 0.18838 | 0.12054 | 0.052997 | 0.10668 | 0.36717 | 0.072279 | 0.43352 | 0.18494 | 0.16293 | 0.19869 | 0.0031941 | 0.76889 | 0.2059 | 0.083282 | 0.13987 | 0.042369 | 0.013567 | 0.05751 | 0.081654 | 0.056407 | 0.15856 | 0.17289 | 0.10377 | 0.036446 | 0.041017 | 0.037618 | 0.1242 | 0.056996 | 0.059006 | 0.077602 | 0.0096261 | 0.058499 | 0.10282 | 0.11457 | 0.026633 | 5.6178e-06 | 1 | 1 | 1
3 | 4 | 19 | 0.047652 | 0.18252 | 0.057778 | 0.056495 | 0 | 0.054673 | 0.12343 | 0.20312 | 0.10604 | 0.038699 | 0.079034 | 0.40967 | 0.057464 | 0.47171 | 0.24258 | 0.22037 | 0.21226 | 0.0039989 | 0.75219 | 0.19857 | 0.12675 | 0.18243 | 0.078349 | 2.1537e-09 | 3.2243e-07 | 0.0012156 | 3.1625e-07 | 3.8291e-06 | 1.4438e-06 | 0 | 0 | 0 | 0 | 0 | 0 | 0 | 0 | 0 | 0 | 0.0051641 | 0.001217 | 0 | 0 | 1 | 1 | 1
3 | 4 | 20 | 0.0060015 | 0.22513 | 0.073076 | 0.057614 | 0 | 0.023558 | 0.15821 | 0.18752 | 0.058602 | 0.0022164 | 0.052314 | 0.41013 | 0.014592 | 0.47081 | 0.31517 | 0.29353 | 0.18643 | 0.0074058 | 0.75554 | 0.2088 | 0.17914 | 0.22483 | 0.11912 | 0 | 0 | 0 | 0 | 0 | 0 | 0 | 0 | 0 | 0 | 0 | 0 | 0 | 0 | 0 | 0 | 0 | 0 | 0 | 0 | 1 | 1 | 1
3 | 4 | 21 | 0.00020539 | 0.31698 | 0.081553 | 0.065796 | 0 | 0.26206 | 0.1423 | 0.192 | 0.046085 | 0 | 0.062398 | 0.4044 | 0.0028399 | 0.46531 | 0.34724 | 0.32606 | 0.14437 | 0.010498 | 0.75624 | 0.1778 | 0.20976 | 0.31693 | 0.20735 | 0 | 0 | 0 | 0 | 0 | 0 | 0 | 0 | 0 | 0 | 0 | 0 | 0 | 0 | 0 | 0 | 0 | 0 | 0 | 0 | 1 | 1 | 1
3 | 4 | 22 | 0 | 0.40142 | 0.069935 | 0.062193 | 0 | 0.45313 | 0.1066 | 0.20649 | 0.042227 | 0 | 0.086508 | 0.40386 | 0.00058328 | 0.46261 | 0.3546 | 0.33353 | 0.063269 | 0.011059 | 0.73498 | 0.13967 | 0.21049 | 0.40142 | 0.29607 | 0 | 0 | 0 | 0 | 0 | 0 | 0 | 0 | 0 | 0 | 0 | 0 | 0 | 0 | 0 | 0 | 0 | 0 | 0 | 0 | 1 | 1 | 1
3 | 4 | 23 | 0 | 0.4676 | 0.084065 | 0.053182 | 0 | 0.41345 | 0.11901 | 0.17742 | 0.050766 | 0 | 0.11619 | 0.45586 | 0.0072726 | 0.51615 | 0.34869 | 0.32753 | 0.05595 | 0.010243 | 0.70579 | 0.15858 | 0.18585 | 0.46762 | 0.36867 | 0 | 0 | 0 | 0 | 0 | 0 | 0 | 0 | 0 | 0 | 0 | 0 | 0 | 0 | 0 | 0 | 0 | 0 | 0 | 0 | 1 | 1 | 1
3 | 4 | 24 | 0 | 0.51389 | 0.02418 | 0.049855 | 0 | 0.29311 | 0.16269 | 0.12411 | 0.016273 | 0 | 0.11247 | 0.42428 | 0.00045033 | 0.48177 | 0.34173 | 0.32045 | 0.059315 | 0.013551 | 0.70124 | 0.16114 | 0.11936 | 0.51404 | 0.41918 | 0 | 0 | 0 | 0 | 0 | 0 | 0 | 0 | 0 | 0 | 0 | 0 | 0 | 0 | 0 | 0 | 0 | 0 | 0 | 0 | 1 | 1 | 1
3 | 5 | 1 | 0 | 0.51155 | 0.015229 | 0.051275 | 0 | 0.17164 | 0.10727 | 0.099941 | 0.0062981 | 0 | 0.11227 | 0.43551 | 0 | 0.49422 | 0.3347 | 0.31332 | 0.0652 | 0.017373 | 0.70051 | 0.1615 | 0.068996 | 0.51148 | 0.41912 | 0 | 0 | 0 | 0 | 0 | 0 | 0 | 0 | 0 | 0 | 0 | 0 | 0 | 0 | 0 | 0 | 0 | 0 | 0 | 0 | 1 | 1 | 1
3 | 5 | 2 | 0 | 0.50886 | 0.08791 | 0.045526 | 0 | 0.14937 | 0.043342 | 0.079178 | 0.0042509 | 0 | 0.13139 | 0.44339 | 0 | 0.50157 | 0.31906 | 0.29746 | 0.066008 | 0.017927 | 0.68948 | 0.16478 | 0.052231 | 0.50877 | 0.41641 | 0 | 0 | 0 | 0 | 0 | 0 | 0 | 0 | 0 | 0 | 0 | 0 | 0 | 0 | 0 | 0 | 0 | 0 | 0 | 0 | 1 | 1 | 1
3 | 5 | 3 | 0 | 0.51026 | 0.14318 | 0.046772 | 0 | 0.1854 | 0.018029 | 0.076165 | 0.0096066 | 0 | 0.12927 | 0.44032 | 0 | 0.49945 | 0.29638 | 0.27452 | 0.063574 | 0.014958 | 0.66827 | 0.13504 | 0.043739 | 0.51016 | 0.4181 | 0 | 0 | 0 | 0 | 0 | 0 | 0 | 0 | 0 | 0 | 0 | 0 | 0 | 0 | 0 | 0 | 0 | 0 | 0 | 0 | 1 | 1 | 1
3 | 5 | 4 | 0 | 0.51774 | 0.14046 | 0.053952 | 0 | 0.24202 | 0.030862 | 0.086716 | 0.010977 | 0 | 0.12995 | 0.41328 | 0 | 0.47138 | 0.26918 | 0.24709 | 0.057427 | 0.014085 | 0.63555 | 0.17004 | 0.027033 | 0.51767 | 0.4262 | 0 | 0 | 0 | 0 | 0 | 0 | 0 | 0 | 0 | 0 | 0 | 0 | 0 | 0 | 0 | 0 | 0 | 0 | 0 | 0 | 1 | 1 | 1
3 | 5 | 5 | 0 | 0.52457 | 0.11294 | 0.056261 | 0 | 0.24011 | 0.055686 | 0.094389 | 0.016392 | 0 | 0.12046 | 0.43751 | 0 | 0.49761 | 0.24714 | 0.22493 | 0.050432 | 0.012632 | 0.61587 | 0.17323 | 0.021059 | 0.52453 | 0.43371 | 0 | 0 | 0 | 0 | 0 | 0 | 0 | 0 | 0 | 0 | 0 | 0 | 0 | 0 | 0 | 0 | 0 | 0 | 0 | 0 | 1 | 1 | 1
3 | 5 | 6 | 0 | 0.52732 | 0.057019 | 0.070512 | 0 | 0.22442 | 0.052572 | 0.098047 | 0.014396 | 0 | 0.13004 | 0.41912 | 0 | 0.47918 | 0.23888 | 0.21665 | 0.044932 | 0.011451 | 0.609 | 0.22823 | 0.02339 | 0.52738 | 0.43549 | 0 | 0 | 0.015117 | 0 | 0 | 0 | 0 | 0 | 0 | 0 | 0 | 0 | 0 | 0 | 0 | 0 | 0 | 0 | 6.5946e-05 | 0.09072 | 1 | 1 | 1
3 | 5 | 7 | 0 | 0.50284 | 0.0045901 | 0.094237 | 0 | 0.22055 | 0.026184 | 0.084543 | 0.017875 | 0 | 0.13113 | 0.3911 | 0 | 0.45341 | 0.23305 | 0.21081 | 0.038474 | 0.010722 | 0.6057 | 0.186 | 0.031795 | 0.50304 | 0.40617 | 0.00056167 | 0.061453 | 0.15334 | 0.060275 | 0.0027647 | 0.0089828 | 0.0063213 | 0.048006 | 0.015378 | 0.055731 | 0.22391 | 0.27573 | 0.15841 | 0.10071 | 0.13408 | 0.15705 | 0.099603 | 0.13067 | 0.032384 | 0.57575 | 1 | 1 | 1
3 | 5 | 8 | 0 | 0.42056 | 0 | 0.088804 | 0 | 0.25403 | 0.012179 | 0.05422 | 0.0104 | 0 | 0.11032 | 0.35493 | 0 | 0.41953 | 0.20823 | 0.18604 | 0.020708 | 0.010102 | 0.58774 | 0.094575 | 0.014692 | 0.42058 | 0.31678 | 0.15163 | 0.35154 | 0.41089 | 0.3448 | 0.058956 | 0.24095 | 0.23973 | 0.44267 | 0.44461 | 0.52462 | 0.64616 | 0.67071 | 0.59245 | 0.54102 | 0.60157 | 0.58736 | 0.5653 | 0.40453 | 0.23635 | 0.90072 | 1 | 1 | 1
3 | 5 | 9 | 0 | 0.31703 | 0 | 0.029337 | 0 | 0.11933 | 0.013267 | 0.0056967 | 0.00035424 | 0 | 0.049101 | 0.31817 | 0 | 0.38644 | 0.17189 | 0.15003 | 0.0097864 | 0.0048129 | 0.5811 | 0.022895 | 0.004883 | 0.3168 | 0.20934 | 0.41678 | 0.6159 | 0.59835 | 0.60409 | 0.16393 | 0.58137 | 0.58788 | 0.72592 | 0.72419 | 0.83891 | 0.87343 | 0.87589 | 0.85092 | 0.7757 | 0.84447 | 0.84361 | 0.82322 | 0.58553 | 0.40373 | 1 | 1 | 1 | 1
3 | 5 | 10 | 0 | 0.24554 | 0.000488 | 0.010925 | 0 | 0.042342 | 0.018954 | 0 | 0 | 0 | 0.024033 | 0.25381 | 0 | 0.32433 | 0.11847 | 0.097904 | 0.0074378 | 9.0869e-05 | 0.63974 | 0.0043188 | 0.015726 | 0.24528 | 0.13805 | 0.6192 | 0.77824 | 0.79625 | 0.76332 | 0.33154 | 0.77133 | 0.79874 | 0.85361 | 0.82269 | 0.97349 | 0.98173 | 0.96956 | 0.96971 | 0.89868 | 0.97205 | 0.96138 | 0.86032 | 0.80328 | 0.58225 | 1 | 1 | 1 | 1
3 | 5 | 11 | 0 | 0.21179 | 0.0085941 | 0.0080702 | 0 | 0.041706 | 0.028328 | 0 | 0 | 0 | 0.013632 | 0.19547 | 0 | 0.269 | 0.076961 | 0.058529 | 0.0068848 | 0.0011275 | 0.67278 | 0.00010283 | 0.021143 | 0.21172 | 0.10429 | 0.7421 | 0.86049 | 0.88815 | 0.844 | 0.48108 | 0.80928 | 0.8446 | 0.90824 | 0.78701 | 1 | 1 | 1 | 1 | 1 | 0.99829 | 1 | 0.86303 | 0.92833 | 0.74324 | 1 | 1 | 1 | 1
3 | 5 | 12 | 0 | 0.17249 | 0.043787 | 0.016533 | 0 | 0.03647 | 0.034881 | 0 | 0 | 0 | 0.002195 | 0.13172 | 0 | 0.20569 | 0.059948 | 0.042906 | 0.010523 | 0.006157 | 0.65526 | 0 | 0.023306 | 0.17238 | 0.069935 | 0.81749 | 0.91071 | 0.91927 | 0.89325 | 0.57253 | 0.88705 | 0.86845 | 0.90381 | 0.85895 | 1 | 1 | 1 | 1 | 1 | 1 | 1 | 0.78136 | 0.96393 | 0.83232 | 1 | 1 | 1 | 1
3 | 5 | 13 | 0 | 0.13862 | 0.083225 | 0.012345 | 0 | 0.033103 | 0.050341 | 0 | 0 | 0 | 8.8904e-05 | 0.078846 | 0 | 0.15146 | 0.053204 | 0.036851 | 0.014127 | 0.0040947 | 0.62683 | 0 | 0.021278 | 0.1385 | 0.042712 | 0.81871 | 0.90028 | 0.9371 | 0.88302 | 0.51486 | 0.92424 | 0.89385 | 0.88641 | 0.84678 | 1 | 1 | 1 | 1 | 0.96249 | 0.97947 | 1 | 0.87779 | 0.91365 | 0.88036 | 0.86703 | 1 | 1 | 1
3 | 5 | 14 | 0 | 0.11412 | 0.12388 | 0.011279 | 0 | 0.033599 | 0.073499 | 0 | 0 | 0 | 0 | 0.045049 | 0 | 0.11541 | 0.049294 | 0.033387 | 0.01583 | 6.389e-05 | 0.56786 | 0 | 0.021372 | 0.11398 | 0.025158 | 0.79104 | 0.88017 | 0.92758 | 0.86329 | 0.56583 | 0.91198 | 0.87954 | 0.88545 | 0.6972 | 1 | 1 | 1 | 1 | 0.95562 | 0.99714 | 1 | 0.92447 | 0.91322 | 0.928 | 0.72523 | 1 | 1 | 1
3 | 5 | 15 | 0 | 0.10451 | 0.13824 | 0.021795 | 0 | 0.034692 | 0.11295 | 0 | 0 | 0 | 0 | 0.028943 | 0 | 0.097942 | 0.052725 | 0.036424 | 0.015324 | 6.7816e-05 | 0.49322 | 0 | 0.0099789 | 0.10431 | 0.019256 | 0.68038 | 0.78592 | 0.83763 | 0.77086 | 0.51566 | 0.87106 | 0.72787 | 0.75418 | 0.56933 | 0.97418 | 0.99613 | 0.97161 | 0.95775 | 0.85798 | 0.90363 | 0.94953 | 0.88418 | 0.88493 | 0.84602 | 0.50045 | 1 | 1 | 1
3 | 5 | 16 | 0 | 0.12323 | 0.13928 | 0.025541 | 0 | 0.035862 | 0.16573 | 0 | 0 | 0 | 0 | 0.01953 | 0 | 0.087419 | 0.050176 | 0.034165 | 0.014855 | 0.0044815 | 0.46619 | 0 | 0.0002305 | 0.12289 | 0.033125 | 0.54992 | 0.68667 | 0.65694 | 0.67351 | 0.61568 | 0.70136 | 0.56894 | 0.6314 | 0.66613 | 0.85762 | 0.87411 | 0.87987 | 0.83181 | 0.82016 | 0.76688 | 0.82466 | 0.80725 | 0.73543 | 0.74242 | 0.30875 | 1 | 1 | 1
3 | 5 | 17 | 0 | 0.20124 | 0.14149 | 0.025794 | 0 | 0.085663 | 0.21383 | 0 | 0 | 0 | 0 | 0.0098688 | 0 | 0.075529 | 0.053051 | 0.036719 | 0.01867 | 0.015327 | 0.50779 | 0 | 4.7674e-05 | 0.20125 | 0.093954 | 0.30117 | 0.44373 | 0.41642 | 0.43522 | 0.5475 | 0.41782 | 0.23627 | 0.50072 | 0.48914 | 0.62733 | 0.58794 | 0.65191 | 0.50565 | 0.53196 | 0.53459 | 0.50131 | 0.58098 | 0.51026 | 0.40298 | 0.087444 | 1 | 1 | 1
3 | 5 | 18 | 0 | 0.2552 | 0.1464 | 0.028943 | 0 | 0.14489 | 0.26332 | 0 | 0 | 0 | 0 | 0.0063934 | 0 | 0.071664 | 0.07014 | 0.052208 | 0.01632 | 0.022705 | 0.52355 | 0 | 0.0021567 | 0.25524 | 0.14422 | 0.027991 | 0.11714 | 0.086165 | 0.11489 | 0.25053 | 0.17768 | 0.033038 | 0.1691 | 0.18942 | 0.22172 | 0.18078 | 0.17769 | 0.12417 | 0.13544 | 0.13478 | 0.1231 | 0.1278 | 0.13261 | 0.046457 | 2.2662e-07 | 1 | 1 | 1
3 | 5 | 19 | 0 | 0.2803 | 0.13994 | 0.020126 | 0.00044407 | 0.12387 | 0.28248 | 0 | 0 | 0 | 0 | 0.0022562 | 0 | 0.066211 | 0.079959 | 0.06132 | 0.0085021 | 0.032166 | 0.5255 | 0 | 0.0081449 | 0.28013 | 0.17127 | 3.3733e-08 | 5.677e-06 | 0.0019839 | 5.5681e-06 | 7.6901e-05 | 1.54e-05 | 0 | 0 | 3.5121e-07 | 0 | 0 | 0 | 0 | 0 | 0 | 0 | 0.0083333 | 0.0020847 | 0 | 0 | 1 | 1 | 1
3 | 5 | 20 | 0 | 0.32732 | 0.11907 | 0.021273 | 0.0016776 | 0.14642 | 0.295 | 0 | 0 | 0 | 0 | 0.0017686 | 0 | 0.065639 | 0.12576 | 0.10495 | 0.0045719 | 0.02979 | 0.56022 | 0 | 0.00078283 | 0.32744 | 0.21597 | 0 | 0 | 0 | 0 | 0 | 0 | 0 | 0 | 0 | 0 | 0 | 0 | 0 | 0 | 0 | 0 | 0 | 0 | 0 | 0 | 1 | 1 | 1
3 | 5 | 21 | 0 | 0.32679 | 0.12322 | 0.023987 | 0.00044407 | 0.26783 | 0.30033 | 0 | 0 | 0 | 0 | 0.00010263 | 0 | 0.049592 | 0.17877 | 0.15682 | 0.0059058 | 0.028006 | 0.59144 | 0 | 1.4259e-05 | 0.32663 | 0.21865 | 0 | 0 | 0 | 0 | 0 | 0 | 0 | 0 | 0 | 0 | 0 | 0 | 0 | 0 | 0 | 0 | 0 | 0 | 0 | 0 | 1 | 1 | 1
3 | 5 | 22 | 0 | 0.34532 | 0.14337 | 0.015314 | 0 | 0.24753 | 0.29219 | 0 | 0 | 0 | 0 | 0 | 0 | 0.033278 | 0.20113 | 0.17897 | 0.0079623 | 0.028563 | 0.6197 | 0 | 0 | 0.34513 | 0.23831 | 0 | 0 | 0 | 0 | 0 | 0 | 0 | 0 | 0 | 0 | 0 | 0 | 0 | 0 | 0 | 0 | 0 | 0 | 0 | 0 | 1 | 1 | 1
3 | 5 | 23 | 0 | 0.38747 | 0.15598 | 0.0091211 | 0 | 0.21299 | 0.30117 | 0 | 0 | 0 | 0 | 0 | 0 | 0.021235 | 0.20197 | 0.17982 | 0.0017275 | 0.030644 | 0.66197 | 0 | 0 | 0.38744 | 0.28143 | 0 | 0 | 0 | 0 | 0 | 0 | 0 | 0 | 0 | 0 | 0 | 0 | 0 | 0 | 0 | 0 | 0 | 0 | 0 | 0 | 1 | 1 | 1
3 | 5 | 24 | 0 | 0.41808 | 0.1607 | 0.0069759 | 0 | 0.1707 | 0.29476 | 0 | 0 | 0 | 0 | 0 | 0 | 0.01033 | 0.20938 | 0.18718 | 2.5605e-05 | 0.033208 | 0.7253 | 0 | 0 | 0.41796 | 0.31567 | 0 | 0 | 0 | 0 | 0 | 0 | 0 | 0 | 0 | 0 | 0 | 0 | 0 | 0 | 0 | 0 | 0 | 0 | 0 | 0 | 1 | 1 | 1
3 | 6 | 1 | 0 | 0.45803 | 0.16322 | 0.0080533 | 0 | 0.1879 | 0.29859 | 0 | 0.00013204 | 0 | 0 | 0 | 0 | 0.0073568 | 0.22088 | 0.19865 | 0 | 0.035177 | 0.77105 | 0 | 0.0001966 | 0.4579 | 0.3598 | 0 | 0 | 0 | 0 | 0 | 0 | 0 | 0 | 0 | 0 | 0 | 0 | 0 | 0 | 0 | 0 | 0 | 0 | 0 | 0 | 1 | 1 | 1
3 | 6 | 2 | 0 | 0.50819 | 0.17303 | 0.012777 | 0 | 0.1961 | 0.27911 | 0 | 0.003703 | 0 | 0 | 0 | 0 | 0.01004 | 0.20957 | 0.18738 | 0 | 0.033834 | 0.766 | 0 | 0.0083383 | 0.50805 | 0.41616 | 0 | 0 | 0 | 0 | 0 | 0 | 0 | 0 | 0 | 0 | 0 | 0 | 0 | 0 | 0 | 0 | 0 | 0 | 0 | 0 | 1 | 1 | 1
3 | 6 | 3 | 0 | 0.56972 | 0.17271 | 0.020205 | 0 | 0.2252 | 0.24855 | 0 | 0.0016986 | 0 | 0 | 0 | 0 | 0.015543 | 0.20197 | 0.17981 | 0 | 0.029113 | 0.7331 | 0 | 0.011069 | 0.56945 | 0.48822 | 0 | 0 | 0 | 0 | 0 | 0 | 0 | 0 | 0 | 0 | 0 | 0 | 0 | 0 | 0 | 0 | 0 | 0 | 0 | 0 | 1 | 1 | 1
3 | 6 | 4 | 0 | 0.67991 | 0.16772 | 0.026191 | 0 | 0.21761 | 0.24653 | 0 | 5.6729e-05 | 0 | 0 | 0 | 0 | 0.029364 | 0.20073 | 0.17858 | 0 | 0.02441 | 0.6934 | 0 | 0.01629 | 0.68018 | 0.60982 | 0 | 0 | 0 | 0 | 0 | 0 | 0 | 0 | 0 | 0 | 0 | 0 | 0 | 0 | 0 | 0 | 0 | 0 | 0 | 0 | 1 | 1 | 1
3 | 6 | 5 | 0 | 0.71855 | 0.15526 | 0.035114 | 0 | 0.25048 | 0.21566 | 0 | 0 | 0 | 0 | 0.00042345 | 0 | 0.050514 | 0.18507 | 0.16305 | 0 | 0.016495 | 0.64969 | 0 | 0.021131 | 0.71887 | 0.65494 | 0 | 0 | 0 | 0 | 0 | 0 | 0 | 0 | 0 | 0 | 0 | 0 | 0 | 0 | 0 | 0 | 0 | 0 | 0 | 0 | 1 | 1 | 1
3 | 6 | 6 | 0 | 0.67927 | 0.12661 | 0.051272 | 0 | 0.21724 | 0.14555 | 0 | 0 | 0 | 0 | 0.0075332 | 0 | 0.072901 | 0.15307 | 0.13153 | 0 | 0.0085459 | 0.56787 | 0 | 0.015267 | 0.67941 | 0.61073 | 0 | 0 | 0.01559 | 0 | 0 | 0 | 0 | 0 | 0 | 0 | 0 | 0 | 0 | 0 | 0 | 0 | 1.7434e-07 | 0 | 0.0017579 | 0.091791 | 1 | 1 | 1
3 | 6 | 7 | 0 | 0.59863 | 0.082596 | 0.064625 | 0 | 0.1652 | 0.095622 | 0 | 0 | 0 | 0 | 0.012332 | 0 | 0.079066 | 0.13147 | 0.11046 | 0 | 0.0050964 | 0.47042 | 0 | 0.0088225 | 0.59847 | 0.52015 | 0.00032319 | 0.021135 | 0.20749 | 0.02073 | 0.045266 | 0.016925 | 0.019912 | 0.064754 | 0.018028 | 0.07174 | 0.07269 | 0.00010828 | 0.022547 | 0.011891 | 0.0093312 | 0.022353 | 0.010128 | 0.13436 | 0.32371 | 0.55494 | 1 | 1 | 1
3 | 6 | 8 | 0 | 0.53777 | 0.031213 | 0.069494 | 0 | 0.13274 | 0.047976 | 0 | 0 | 0 | 0 | 0.011839 | 0 | 0.078599 | 0.13074 | 0.10975 | 0 | 0.0039413 | 0.36696 | 0 | 0.00020597 | 0.53735 | 0.45327 | 0.098834 | 0.26003 | 0.47134 | 0.25505 | 0.46702 | 0.36963 | 0.39907 | 0.48789 | 0.47742 | 0.47068 | 0.34787 | 0.1664 | 0.078932 | 0.25457 | 0.24026 | 0.078255 | 0.12373 | 0.3847 | 0.6133 | 0.89995 | 1 | 1 | 1
3 | 6 | 9 | 0 | 0.55132 | 0.0023563 | 0.03693 | 0 | 0.07537 | 0.016936 | 0 | 0 | 0 | 0 | 0.00069009 | 0 | 0.051794 | 0.10566 | 0.085598 | 0 | 0.001844 | 0.27681 | 0 | 0 | 0.55096 | 0.46806 | 0.35829 | 0.54158 | 0.74157 | 0.5312 | 0.6992 | 0.66401 | 0.68325 | 0.73062 | 0.75776 | 0.82542 | 0.60345 | 0.25935 | 0.47703 | 0.75524 | 0.47378 | 0.47293 | 0.49188 | 0.5679 | 0.77324 | 1 | 1 | 1 | 1
3 | 6 | 10 | 0 | 0.62902 | 0 | 0.024845 | 0 | 0.053888 | 0.003797 | 0 | 0 | 0 | 0 | 0 | 0 | 0.03083 | 0.082089 | 0.063298 | 0 | 0.00035776 | 0.21871 | 0 | 0.00024761 | 0.62927 | 0.55044 | 0.59821 | 0.7564 | 0.87981 | 0.7419 | 0.84096 | 0.81675 | 0.83892 | 0.87785 | 0.91489 | 0.97986 | 0.93065 | 0.57163 | 0.81991 | 0.85593 | 0.63477 | 0.81287 | 0.67488 | 0.6881 | 0.93045 | 1 | 1 | 1 | 1
3 | 6 | 11 | 0 | 0.63903 | 0 | 0.02741 | 0 | 0.032406 | 0.00067004 | 0 | 0 | 0 | 0 | 0 | 0 | 0.016077 | 0.07966 | 0.061025 | 0 | 0.00039669 | 0.17082 | 0 | 0.010886 | 0.63936 | 0.561 | 0.76971 | 0.89443 | 0.96001 | 0.87728 | 0.89941 | 0.91225 | 0.91629 | 0.9277 | 0.99097 | 1 | 1 | 0.9862 | 0.96126 | 0.87599 | 0.80138 | 0.953 | 0.91211 | 0.76431 | 0.93755 | 1 | 1 | 1 | 1
3 | 6 | 12 | 0 | 0.56168 | 0 | 0.029327 | 0 | 0.024148 | 0.0085129 | 0 | 0 | 0 | 0 | 0 | 0 | 0.0064894 | 0.081377 | 0.062628 | 1.1133e-06 | 6.2574e-06 | 0.12701 | 0 | 0.030648 | 0.56143 | 0.4786 | 0.8545 | 0.95115 | 0.96658 | 0.93292 | 0.92913 | 0.94926 | 0.94247 | 0.94823 | 1 | 1 | 1 | 1 | 1 | 0.9816 | 0.84804 | 1 | 0.7848 | 0.91549 | 0.92928 | 1 | 1 | 1 | 1
3 | 6 | 13 | 0 | 0.5249 | 0 | 0.032399 | 0 | 0 | 0.033475 | 0 | 3.71e-05 | 0 | 0 | 0 | 0 | 0.0029515 | 0.086662 | 0.067582 | 9.8776e-05 | 0 | 0.10112 | 0 | 0.061527 | 0.52447 | 0.43874 | 0.87011 | 0.95604 | 0.9691 | 0.93771 | 0.85299 | 0.93766 | 0.93382 | 0.94343 | 1 | 1 | 1 | 1 | 1 | 1 | 0.94447 | 1 | 0.88394 | 0.88693 | 0.90764 | 1 | 1 | 1 | 1
3 | 6 | 14 | 0 | 0.56643 | 0 | 0.03691 | 0 | 0 | 0.06046 | 0.0057348 | 0.0015593 | 0 | 0 | 0 | 0 | 0.0017043 | 0.097319 | 0.077649 | 0.0018824 | 0 | 0.089033 | 0 | 0.18882 | 0.56633 | 0.48222 | 0.82544 | 0.91726 | 0.89591 | 0.89968 | 0.8778 | 0.90413 | 0.91638 | 0.88879 | 0.97878 | 0.99934 | 0.9907 | 1 | 0.98021 | 0.97092 | 0.88268 | 0.97179 | 0.6682 | 0.92368 | 0.80865 | 1 | 1 | 1 | 1
3 | 6 | 15 | 0.0015176 | 0.61184 | 0 | 0.038475 | 0 | 0 | 0.089309 | 0.05916 | 0.017576 | 0.00092242 | 0.00014671 | 0 | 0.0019485 | 0.0017064 | 0.10182 | 0.081925 | 0.0038639 | 0 | 0.087998 | 0 | 0.30917 | 0.6117 | 0.53523 | 0.7246 | 0.83679 | 0.84865 | 0.82074 | 0.77241 | 0.84658 | 0.87413 | 0.8844 | 0.88725 | 0.93068 | 0.95035 | 0.96894 | 0.94478 | 0.78143 | 0.82204 | 0.93667 | 0.64607 | 0.89468 | 0.79626 | 0.97772 | 1 | 1 | 1
3 | 6 | 16 | 0.028605 | 0.67005 | 0 | 0.04396 | 0 | 0.011941 | 0.098711 | 0.1341 | 0.082368 | 0.019773 | 0.0023693 | 0 | 0.037419 | 0.0082066 | 0.09754 | 0.077859 | 0.0074082 | 0 | 0.077111 | 0 | 0.1369 | 0.66951 | 0.60849 | 0.54196 | 0.67721 | 0.75075 | 0.66422 | 0.69686 | 0.72394 | 0.77497 | 0.80121 | 0.6943 | 0.82859 | 0.77918 | 0.85983 | 0.755 | 0.64591 | 0.51875 | 0.74852 | 0.70587 | 0.84023 | 0.61213 | 0.75255 | 1 | 1 | 1
3 | 6 | 17 | 0.098026 | 0.83938 | 0.0033127 | 0.045556 | 0 | 0.017465 | 0.12734 | 0.22022 | 0.15682 | 0.088473 | 0.00065105 | 0 | 0.10793 | 0.018625 | 0.088682 | 0.0695 | 0.016038 | 0 | 0.071695 | 0 | 0.13967 | 0.83986 | 0.7976 | 0.29802 | 0.44024 | 0.49244 | 0.4318 | 0.54789 | 0.53835 | 0.54251 | 0.57282 | 0.45102 | 0.62197 | 0.56252 | 0.54507 | 0.4861 | 0.39187 | 0.31735 | 0.48193 | 0.5201 | 0.6312 | 0.34668 | 0.34318 | 1 | 1 | 1
3 | 6 | 18 | 0.16708 | 0.8945 | 0.038127 | 0.068563 | 0 | 0.048061 | 0.18043 | 0.27449 | 0.22616 | 0.15773 | 0.0086354 | 0 | 0.17702 | 0.022089 | 0.14604 | 0.12471 | 0.024435 | 0 | 0.050759 | 0 | 0.10712 | 0.89507 | 0.86328 | 0.036629 | 0.13047 | 0.10374 | 0.12797 | 0.25453 | 0.28124 | 0.24184 | 0.21477 | 0.17991 | 0.22183 | 0.17518 | 0.13395 | 0.11464 | 0.08641 | 0.055022 | 0.11365 | 0.12586 | 0.1877 | 0.026258 | 1.3657e-05 | 1 | 1 | 1
3 | 6 | 19 | 0.20554 | 0.82064 | 0.045799 | 0.09364 | 0 | 0.059588 | 0.18514 | 0.29853 | 0.26253 | 0.1962 | 0.011038 | 0 | 0.21515 | 0.019681 | 0.28644 | 0.26452 | 0.042338 | 0 | 0.038869 | 0 | 0.098571 | 0.82055 | 0.78247 | 8.4963e-08 | 1.6085e-05 | 0.0021107 | 1.5777e-05 | 0.00014511 | 0.00010743 | 2.7915e-06 | 0 | 8.8535e-06 | 0 | 0 | 0 | 0 | 0 | 0 | 0 | 0.009549 | 0.0015196 | 0 | 0 | 1 | 1 | 1
3 | 6 | 20 | 0.24513 | 0.76687 | 0.047926 | 0.10723 | 0.0052218 | 0.070674 | 0.19198 | 0.30333 | 0.30268 | 0.23632 | 0.047134 | 0.0090044 | 0.25479 | 0.06577 | 0.37075 | 0.34997 | 0.076431 | 0 | 0.023153 | 0 | 0.10361 | 0.76709 | 0.7138 | 0 | 0 | 0 | 0 | 0 | 0 | 0 | 0 | 0 | 0 | 0 | 0 | 0 | 0 | 0 | 0 | 0 | 0 | 0 | 0 | 1 | 1 | 1
3 | 6 | 21 | 0.21437 | 0.65289 | 0.0331 | 0.12539 | 0.019727 | 0.11003 | 0.20794 | 0.25686 | 0.27278 | 0.20534 | 0.082959 | 0.16234 | 0.22418 | 0.2369 | 0.40168 | 0.38149 | 0.1075 | 0 | 0.01236 | 0 | 0.08583 | 0.65267 | 0.58429 | 0 | 0 | 0 | 0 | 0 | 0 | 0 | 0 | 0 | 0 | 0 | 0 | 0 | 0 | 0 | 0 | 0 | 0 | 0 | 0 | 1 | 1 | 1
3 | 6 | 22 | 0.12501 | 0.5763 | 0.011036 | 0.12922 | 0.010625 | 0.17673 | 0.22727 | 0.21357 | 0.1827 | 0.11528 | 0.14205 | 0.2884 | 0.13476 | 0.36929 | 0.42591 | 0.40624 | 0.097015 | 0 | 0.015201 | 0 | 0.078716 | 0.57607 | 0.49524 | 0 | 0 | 0 | 0 | 0 | 0 | 0 | 0 | 0 | 0 | 0 | 0 | 0 | 0 | 0 | 0 | 0 | 0 | 0 | 0 | 1 | 1 | 1
3 | 6 | 23 | 0.072221 | 0.53866 | 0.0092638 | 0.13793 | 0.047778 | 0.23623 | 0.2658 | 0.15231 | 0.13043 | 0.062689 | 0.10288 | 0.11614 | 0.082037 | 0.18632 | 0.43148 | 0.41194 | 0.12698 | 4.0796e-06 | 0.027007 | 0.00054309 | 0.059892 | 0.539 | 0.44502 | 0 | 0 | 0 | 0 | 0 | 0 | 0 | 0 | 0 | 0 | 0 | 0 | 0 | 0 | 0 | 0 | 0 | 0 | 0 | 0 | 1 | 1 | 1
3 | 6 | 24 | 0.029807 | 0.40662 | 0.0039239 | 0.13554 | 0.11974 | 0.30553 | 0.30786 | 0.082429 | 0.085652 | 0.021058 | 0.035839 | 0.0061439 | 0.038968 | 0.027857 | 0.43715 | 0.41774 | 0.15346 | 0.00028004 | 0.032934 | 0.020632 | 0.031142 | 0.40636 | 0.30496 | 0 | 0 | 0 | 0 | 0 | 0 | 0 | 0 | 0 | 0 | 0 | 0 | 0 | 0 | 0 | 0 | 0 | 0 | 0 | 0 | 1 | 1 | 1
3 | 7 | 1 | 0.0017 | 0.31946 | 0.0071051 | 0.16917 | 0.068766 | 0.27356 | 0.27104 | 0.046143 | 0.047888 | 0.0010916 | 0.0018632 | 0 | 0.0053395 | 0.013835 | 0.44366 | 0.4244 | 0.19307 | 0.0016115 | 0.040181 | 0.028787 | 0.0091096 | 0.31937 | 0.21029 | 0 | 0 | 0 | 0 | 0 | 0 | 0 | 0 | 0 | 0 | 0 | 0 | 0 | 0 | 0 | 0 | 0 | 0 | 0 | 0 | 1 | 1 | 1
3 | 7 | 2 | 0 | 0.23201 | 0.0066038 | 0.18182 | 0.010959 | 0.24384 | 0.22993 | 0.061772 | 0.028996 | 0 | 0 | 0 | 0.00019922 | 0.0087653 | 0.45582 | 0.43685 | 0.25844 | 0.0036603 | 0.057603 | 0.017575 | 0.0002041 | 0.2319 | 0.12369 | 0 | 0 | 0 | 0 | 0 | 0 | 0 | 0 | 0 | 0 | 0 | 0 | 0 | 0 | 0 | 0 | 0 | 0 | 0 | 0 | 1 | 1 | 1
3 | 7 | 3 | 0 | 0.14858 | 0.0011134 | 0.17678 | 0.013172 | 0.27843 | 0.22638 | 0.062465 | 0.010837 | 0 | 0 | 0.00016766 | 0 | 0.012574 | 0.49581 | 0.47786 | 0.32305 | 0.0028717 | 0.085034 | 0.015008 | 0 | 0.14827 | 0.052207 | 0 | 0 | 0 | 0 | 0 | 0 | 0 | 0 | 0 | 0 | 0 | 0 | 0 | 0 | 0 | 0 | 0 | 0 | 0 | 0 | 1 | 1 | 1
3 | 7 | 4 | 0 | 0.11521 | 0.0056238 | 0.19009 | 0.052778 | 0.18983 | 0.22546 | 0.041505 | 0.00035697 | 0 | 0 | 0.0027075 | 0 | 0.066044 | 0.53821 | 0.52143 | 0.38826 | 0.0016418 | 0.12893 | 0.021866 | 0 | 0.11477 | 0.028144 | 0 | 0 | 0 | 0 | 0 | 0 | 0 | 0 | 0 | 0 | 0 | 0 | 0 | 0 | 0 | 0 | 0 | 0 | 0 | 0 | 1 | 1 | 1
3 | 7 | 5 | 0 | 0.16244 | 0.0014175 | 0.20521 | 0.039566 | 0.24804 | 0.19736 | 0.029637 | 0.00015253 | 0 | 0 | 0.00016766 | 0 | 0.044384 | 0.57927 | 0.56371 | 0.38733 | 0.0031058 | 0.1866 | 0.018588 | 0 | 0.16242 | 0.060775 | 0 | 0 | 0 | 0 | 0 | 0 | 0 | 0 | 0 | 0 | 0 | 0 | 0 | 0 | 0 | 0 | 0 | 0 | 0 | 0 | 1 | 1 | 1
3 | 7 | 6 | 0 | 0.19305 | 0.0066887 | 0.23847 | 0.084735 | 0.12638 | 0.17858 | 0.016414 | 0.0045041 | 0 | 0 | 0 | 0 | 0.030671 | 0.60551 | 0.59077 | 0.38819 | 0.0085496 | 0.27829 | 0.014624 | 0 | 0.1929 | 0.088188 | 0 | 0 | 0.017703 | 0 | 0 | 0 | 0 | 0 | 0 | 0 | 0 | 0 | 0 | 0 | 0 | 0 | 7.257e-05 | 0 | 0.00090915 | 0.10528 | 1 | 1 | 1
3 | 7 | 7 | 0 | 0.24192 | 0.042721 | 0.25233 | 0.10958 | 0.10067 | 0.1865 | 0.0043381 | 0.0084733 | 0 | 0 | 0 | 0 | 0.041933 | 0.67164 | 0.65906 | 0.43129 | 0.01319 | 0.33068 | 0.0003865 | 0.00040575 | 0.24223 | 0.12869 | 0.0005752 | 0.021927 | 0.18832 | 0.021506 | 0.012233 | 0.0063374 | 0.004208 | 0.00059904 | 0.0024666 | 0.0006747 | 0.024434 | 0.06085 | 0.10747 | 0.055965 | 0.092101 | 0.10655 | 0.27196 | 0.10312 | 0.15294 | 0.50276 | 1 | 1 | 1
3 | 7 | 8 | 0 | 0.20297 | 0.09997 | 0.24033 | 0.025035 | 0.096394 | 0.15195 | 0.00033777 | 0.0073957 | 0 | 0 | 0 | 0 | 0.058117 | 0.74894 | 0.73908 | 0.40183 | 0.018522 | 0.30098 | 0 | 0.017396 | 0.203 | 0.095306 | 0.061429 | 0.13804 | 0.37889 | 0.1354 | 0.19211 | 0.24366 | 0.18908 | 0.066099 | 0.1127 | 0.048533 | 0.090729 | 0.13521 | 0.27788 | 0.393 | 0.1984 | 0.27549 | 0.60218 | 0.2324 | 0.33635 | 0.76687 | 1 | 1 | 1
3 | 7 | 9 | 0 | 0.13886 | 0.11489 | 0.22491 | 0.01473 | 0.036995 | 0.13963 | 0 | 0.00025724 | 0 | 0 | 0 | 0 | 0.033696 | 0.72446 | 0.71372 | 0.34987 | 0.016751 | 0.29246 | 0 | 0.029777 | 0.13858 | 0.044236 | 0.20287 | 0.29559 | 0.50779 | 0.28993 | 0.31867 | 0.44962 | 0.586 | 0.2708 | 0.34299 | 0.18719 | 0.16751 | 0.10872 | 0.43404 | 0.51812 | 0.35239 | 0.43031 | 0.73876 | 0.32111 | 0.51272 | 0.94048 | 1 | 1 | 1
3 | 7 | 10 | 0 | 0.12067 | 0.159 | 0.24913 | 0.055647 | 0.024164 | 0.15348 | 0.0012845 | 0.00068027 | 0 | 0 | 0 | 0 | 0.0088501 | 0.68002 | 0.66773 | 0.28425 | 0.013674 | 0.33723 | 0 | 0.0007144 | 0.12057 | 0.029356 | 0.37667 | 0.47154 | 0.55969 | 0.4625 | 0.43048 | 0.55656 | 0.72366 | 0.53003 | 0.51906 | 0.51223 | 0.11086 | 0.70817 | 0.62162 | 0.52711 | 0.38206 | 0.61628 | 0.79481 | 0.36105 | 0.47182 | 1 | 1 | 1 | 1
3 | 7 | 11 | 0.00077884 | 0.10732 | 0.16294 | 0.30311 | 0.01473 | 0.010918 | 0.18846 | 0.019093 | 0.021092 | 0.00023864 | 0.00079199 | 0 | 0.0012431 | 0.0076268 | 0.65975 | 0.64677 | 0.24027 | 0.02506 | 0.42271 | 6.4719e-05 | 0.00017798 | 0.10726 | 0.020065 | 0.46229 | 0.5381 | 0.59455 | 0.52778 | 0.36391 | 0.74648 | 0.80654 | 0.65872 | 0.81649 | 0.64929 | 0.14231 | 0.73282 | 0.56188 | 0.31451 | 0.42534 | 0.55706 | 0.73299 | 0.37876 | 0.58185 | 1 | 1 | 1 | 1
3 | 7 | 12 | 0.018237 | 0.092114 | 0.12308 | 0.36991 | 0 | 0.021753 | 0.24306 | 0.087436 | 0.070092 | 0.0094421 | 0.015626 | 0 | 0.026739 | 0.016659 | 0.6752 | 0.66275 | 0.2416 | 0.075222 | 0.50352 | 0.0054914 | 0.0081282 | 0.092004 | 0.011066 | 0.50306 | 0.56289 | 0.63504 | 0.55209 | 0.30358 | 0.91369 | 0.8667 | 0.84622 | 0.9138 | 0.60594 | 0.32281 | 0.43393 | 0.2252 | 0.3737 | 0.5918 | 0.22327 | 0.70233 | 0.40318 | 0.71872 | 1 | 1 | 1 | 1
3 | 7 | 13 | 0.11211 | 0.086662 | 0.11993 | 0.41059 | 0.015343 | 0.024506 | 0.30577 | 0.15727 | 0.17035 | 0.10251 | 0.054062 | 0 | 0.12192 | 0.035752 | 0.68523 | 0.67312 | 0.28332 | 0.19457 | 0.528 | 0.11889 | 0.035531 | 0.086553 | 0.0080133 | 0.48997 | 0.54031 | 0.62262 | 0.52995 | 0.21709 | 0.89931 | 0.92822 | 0.79654 | 0.9106 | 0.85916 | 0.42063 | 0.12475 | 0.20052 | 0.23829 | 0.52169 | 0.1988 | 0.60755 | 0.44864 | 0.70118 | 0.98136 | 1 | 1 | 1
3 | 7 | 14 | 0.23045 | 0.091501 | 0.18162 | 0.50317 | 0.076008 | 0.097551 | 0.36116 | 0.23359 | 0.28539 | 0.22113 | 0.13762 | 0 | 0.23973 | 0.053217 | 0.70628 | 0.6949 | 0.33865 | 0.31573 | 0.51565 | 0.17548 | 0.090627 | 0.091459 | 0.010284 | 0.50321 | 0.55979 | 0.56643 | 0.54906 | 0.25942 | 0.76331 | 0.93178 | 0.68766 | 0.9818 | 0.94397 | 0.72137 | 0.048406 | 0.19503 | 0.29764 | 0.54658 | 0.19336 | 0.40106 | 0.4682 | 0.65526 | 0.78699 | 1 | 1 | 1
3 | 7 | 15 | 0.39287 | 0.090781 | 0.2805 | 0.58757 | 0.12095 | 0.24406 | 0.42052 | 0.31745 | 0.44217 | 0.38526 | 0.25402 | 0.00055375 | 0.40115 | 0.062031 | 0.69908 | 0.68745 | 0.38105 | 0.42276 | 0.52163 | 0.2364 | 0.30478 | 0.090721 | 0.0099976 | 0.42983 | 0.49487 | 0.39846 | 0.48538 | 0.13507 | 0.74434 | 0.89367 | 0.73323 | 0.97557 | 0.67082 | 0.58622 | 0.078658 | 0.17627 | 0.32759 | 0.39204 | 0.17476 | 0.16133 | 0.29752 | 0.49695 | 0.68189 | 1 | 1 | 1
3 | 7 | 16 | 0.50926 | 0.089183 | 0.49686 | 0.59023 | 0.21843 | 0.36801 | 0.47245 | 0.40906 | 0.54928 | 0.50265 | 0.31492 | 0.009642 | 0.51601 | 0.075892 | 0.69428 | 0.68248 | 0.50154 | 0.49355 | 0.48913 | 0.23629 | 0.56312 | 0.089082 | 0.0093515 | 0.36808 | 0.45643 | 0.27882 | 0.44768 | 0.12035 | 0.40508 | 0.7705 | 0.80918 | 0.86947 | 0.80216 | 0.6047 | 0.078577 | 0.33438 | 0.25155 | 0.40289 | 0.33151 | 0.12795 | 0.2268 | 0.39115 | 0.49219 | 1 | 1 | 1
3 | 7 | 17 | 0.62828 | 0.09581 | 0.71965 | 0.6091 | 0.34456 | 0.54617 | 0.50889 | 0.52161 | 0.66229 | 0.62353 | 0.34252 | 0.014646 | 0.63397 | 0.079965 | 0.66424 | 0.65141 | 0.65597 | 0.62319 | 0.51139 | 0.20006 | 0.23912 | 0.095708 | 0.013176 | 0.23645 | 0.34453 | 0.2202 | 0.33793 | 0.1839 | 0.42432 | 0.47544 | 0.62239 | 0.65915 | 0.60437 | 0.41898 | 0.12399 | 0.3141 | 0.15655 | 0.37671 | 0.3114 | 0.21226 | 0.28181 | 0.25834 | 0.19089 | 1 | 1 | 1
3 | 7 | 18 | 0.65263 | 0.10915 | 0.80273 | 0.64856 | 0.46898 | 0.89561 | 0.5407 | 0.69857 | 0.6822 | 0.64779 | 0.39355 | 0.054506 | 0.65762 | 0.1236 | 0.63645 | 0.6227 | 0.78959 | 0.79563 | 0.61901 | 0.14926 | 0.20142 | 0.10893 | 0.02242 | 0.029655 | 0.10499 | 0.027012 | 0.10297 | 0.083903 | 0.1991 | 0.21145 | 0.24103 | 0.29875 | 0.21209 | 0.12281 | 0.013074 | 0.077462 | 0.028441 | 0.092541 | 0.076797 | 0.025049 | 0.061955 | 0.020072 | 3.0898e-06 | 1 | 1 | 1
3 | 7 | 19 | 0.66211 | 0.15784 | 0.81921 | 0.6251 | 0.51732 | 0.94567 | 0.55941 | 0.76172 | 0.69534 | 0.6581 | 0.46459 | 0.15655 | 0.66764 | 0.23029 | 0.65063 | 0.63735 | 0.75856 | 0.66624 | 0.66094 | 0.17292 | 0.039366 | 0.15802 | 0.055315 | 4.9627e-08 | 1.1462e-05 | 7.0047e-05 | 1.1242e-05 | 6.1092e-05 | 0.00010143 | 3.4982e-06 | 0 | 2.32e-05 | 0 | 0 | 0 | 0 | 0 | 0 | 0 | 0.00035912 | 1.3628e-06 | 0 | 0 | 1 | 1 | 1
3 | 7 | 20 | 0.5066 | 0.14961 | 0.81322 | 0.57051 | 0.48651 | 0.87829 | 0.57361 | 0.74397 | 0.54589 | 0.49982 | 0.47314 | 0.26833 | 0.51324 | 0.3403 | 0.78652 | 0.77804 | 0.70105 | 0.42522 | 0.70241 | 0.17984 | 0.043621 | 0.14963 | 0.050038 | 0 | 0 | 0 | 0 | 0 | 0 | 0 | 0 | 0 | 0 | 0 | 0 | 0 | 0 | 0 | 0 | 0 | 0 | 0 | 0 | 1 | 1 | 1
3 | 7 | 21 | 0.38651 | 0.12098 | 0.79552 | 0.4902 | 0.38512 | 0.78313 | 0.57405 | 0.72393 | 0.43501 | 0.37865 | 0.4525 | 0.33422 | 0.39468 | 0.3998 | 0.78357 | 0.77498 | 0.76723 | 0.41931 | 0.73893 | 0.18865 | 0.043685 | 0.12085 | 0.029779 | 0 | 0 | 0 | 0 | 0 | 0 | 0 | 0 | 0 | 0 | 0 | 0 | 0 | 0 | 0 | 0 | 0 | 0 | 0 | 0 | 1 | 1 | 1
3 | 7 | 22 | 0.2648 | 0.10532 | 0.73331 | 0.41316 | 0.3725 | 0.65309 | 0.6047 | 0.68332 | 0.31992 | 0.25593 | 0.42686 | 0.41079 | 0.27408 | 0.47071 | 0.76538 | 0.75613 | 0.7248 | 0.4345 | 0.75668 | 0.15497 | 0.10313 | 0.10527 | 0.018683 | 0 | 0 | 0 | 0 | 0 | 0 | 0 | 0 | 0 | 0 | 0 | 0 | 0 | 0 | 0 | 0 | 0 | 0 | 0 | 0 | 1 | 1 | 1
3 | 7 | 23 | 0.14072 | 0.084074 | 0.70714 | 0.3714 | 0.33922 | 0.70493 | 0.66562 | 0.6578 | 0.19531 | 0.1306 | 0.40593 | 0.49859 | 0.15002 | 0.55369 | 0.70399 | 0.69253 | 0.55483 | 0.37256 | 0.74876 | 0.1499 | 0.24937 | 0.083953 | 0.0067174 | 0 | 0 | 0 | 0 | 0 | 0 | 0 | 0 | 0 | 0 | 0 | 0 | 0 | 0 | 0 | 0 | 0 | 0 | 0 | 0 | 1 | 1 | 1
3 | 7 | 24 | 0.16183 | 0.075998 | 0.76601 | 0.36578 | 0.21802 | 0.91367 | 0.6849 | 0.60759 | 0.21996 | 0.15229 | 0.35203 | 0.53215 | 0.17164 | 0.58397 | 0.6047 | 0.58993 | 0.56618 | 0.39996 | 0.75314 | 0.12053 | 0.25798 | 0.075896 | 0.0025543 | 0 | 0 | 0 | 0 | 0 | 0 | 0 | 0 | 0 | 0 | 0 | 0 | 0 | 0 | 0 | 0 | 0 | 0 | 0 | 0 | 1 | 1 | 1
3 | 8 | 1 | 0.19888 | 0.077413 | 0.75082 | 0.34011 | 0.098581 | 0.75167 | 0.66169 | 0.59013 | 0.25713 | 0.18966 | 0.3124 | 0.51741 | 0.20868 | 0.56822 | 0.63217 | 0.61828 | 0.60437 | 0.49213 | 0.76128 | 0.12568 | 0.23572 | 0.077373 | 0.0029 | 0 | 0 | 0 | 0 | 0 | 0 | 0 | 0 | 0 | 0 | 0 | 0 | 0 | 0 | 0 | 0 | 0 | 0 | 0 | 0 | 1 | 1 | 1
3 | 8 | 2 | 0.20136 | 0.073577 | 0.63899 | 0.31338 | 0.046878 | 0.69809 | 0.68214 | 0.58756 | 0.26049 | 0.1923 | 0.32342 | 0.51448 | 0.21129 | 0.56649 | 0.59169 | 0.57651 | 0.74282 | 0.56134 | 0.74903 | 0.10258 | 0.19016 | 0.073447 | 0.0015709 | 0 | 0 | 0 | 0 | 0 | 0 | 0 | 0 | 0 | 0 | 0 | 0 | 0 | 0 | 0 | 0 | 0 | 0 | 0 | 0 | 1 | 1 | 1
3 | 8 | 3 | 0.13815 | 0.086616 | 0.49502 | 0.26626 | 0.090779 | 0.72918 | 0.7116 | 0.55982 | 0.19574 | 0.12843 | 0.3747 | 0.50445 | 0.14789 | 0.55648 | 0.57302 | 0.55727 | 0.7523 | 0.61023 | 0.72263 | 0.060997 | 0.14815 | 0.086635 | 0.0072442 | 0 | 0 | 0 | 0 | 0 | 0 | 0 | 0 | 0 | 0 | 0 | 0 | 0 | 0 | 0 | 0 | 0 | 0 | 0 | 0 | 1 | 1 | 1
3 | 8 | 4 | 0.11501 | 0.08001 | 0.42674 | 0.20272 | 0.25277 | 0.74596 | 0.70155 | 0.5293 | 0.17244 | 0.10521 | 0.34457 | 0.50715 | 0.12473 | 0.55993 | 0.55376 | 0.53743 | 0.74129 | 0.60324 | 0.73205 | 0.030231 | 0.11867 | 0.079847 | 0.0048453 | 0 | 0 | 0 | 0 | 0 | 0 | 0 | 0 | 0 | 0 | 0 | 0 | 0 | 0 | 0 | 0 | 0 | 0 | 0 | 0 | 1 | 1 | 1
3 | 8 | 5 | 0.1465 | 0.096431 | 0.47929 | 0.14424 | 0.31045 | 0.75158 | 0.68034 | 0.49077 | 0.20542 | 0.13699 | 0.34384 | 0.49778 | 0.15642 | 0.55168 | 0.49971 | 0.48186 | 0.5617 | 0.59515 | 0.74572 | 0.0082132 | 0.15211 | 0.096284 | 0.013882 | 0 | 0 | 0 | 0 | 0 | 0 | 0 | 0 | 0 | 0 | 0 | 0 | 0 | 0 | 0 | 0 | 0 | 0 | 0 | 0 | 1 | 1 | 1
3 | 8 | 6 | 0.16898 | 0.12954 | 0.56183 | 0.11737 | 0.2268 | 0.56773 | 0.65058 | 0.4361 | 0.22813 | 0.15964 | 0.29794 | 0.46901 | 0.17893 | 0.52433 | 0.47853 | 0.46012 | 0.37634 | 0.48723 | 0.75897 | 0.0036532 | 0.26476 | 0.12935 | 0.036507 | 0 | 0 | 0.0028021 | 0 | 0 | 0 | 0 | 0 | 0 | 0 | 0 | 0 | 0 | 0 | 0 | 0 | 0.00022218 | 2.5466e-06 | 0.0033165 | 0.013087 | 1 | 1 | 1
3 | 8 | 7 | 0.15464 | 0.19019 | 0.56608 | 0.11816 | 0.088236 | 0.45699 | 0.62063 | 0.38074 | 0.21413 | 0.14526 | 0.26343 | 0.44707 | 0.16465 | 0.50524 | 0.49206 | 0.474 | 0.22787 | 0.35752 | 0.83219 | 0.013195 | 0.28145 | 0.19047 | 0.08163 | 0.0010824 | 0.096302 | 0.25379 | 0.094456 | 0.036651 | 0.01876 | 0.002044 | 0.076872 | 0.019325 | 0.13797 | 0.26251 | 0.31769 | 0.25464 | 0.26989 | 0.22249 | 0.25245 | 0.36228 | 0.28709 | 0.39916 | 0.1247 | 1 | 1 | 1
3 | 8 | 8 | 0.099534 | 0.16858 | 0.53163 | 0.077152 | 0.012418 | 0.28038 | 0.5494 | 0.27182 | 0.15925 | 0.090227 | 0.27804 | 0.40149 | 0.10956 | 0.46744 | 0.48566 | 0.46744 | 0.13457 | 0.2339 | 0.83096 | 0.0084616 | 0.1388 | 0.16837 | 0.06753 | 0.16819 | 0.40496 | 0.57031 | 0.39719 | 0.33563 | 0.38656 | 0.43072 | 0.44612 | 0.33169 | 0.61833 | 0.67987 | 0.67821 | 0.61854 | 0.65982 | 0.61127 | 0.61323 | 0.6908 | 0.63392 | 0.71853 | 0.25128 | 1 | 1 | 1
3 | 8 | 9 | 0.012198 | 0.17768 | 0.45664 | 0.026756 | 0 | 0.27217 | 0.46034 | 0.14714 | 0.06344 | 0.0050837 | 0.24932 | 0.23395 | 0.020579 | 0.30466 | 0.43665 | 0.41723 | 0.1468 | 0.11134 | 0.82131 | 0.00022162 | 0.099832 | 0.17751 | 0.074919 | 0.43944 | 0.65658 | 0.76237 | 0.64399 | 0.58223 | 0.68433 | 0.70479 | 0.62384 | 0.60246 | 0.86658 | 0.87388 | 0.8947 | 0.84925 | 0.87024 | 0.82806 | 0.84196 | 0.86227 | 0.81425 | 0.8913 | 0.40097 | 1 | 1 | 1
3 | 8 | 10 | 0.0004135 | 0.20472 | 0.44845 | 0.020926 | 0 | 0.1215 | 0.42395 | 0.052569 | 0.025345 | 0 | 0.25599 | 0.086372 | 0.00089287 | 0.15696 | 0.42402 | 0.40431 | 0.17285 | 0.053055 | 0.8352 | 0 | 0.08533 | 0.20453 | 0.099146 | 0.65624 | 0.82736 | 0.85484 | 0.8115 | 0.73087 | 0.82214 | 0.85742 | 0.80001 | 0.81831 | 1 | 1 | 0.99784 | 0.97816 | 0.97467 | 0.92932 | 0.96976 | 0.92704 | 0.88251 | 0.98382 | 0.46807 | 1 | 1 | 1
3 | 8 | 11 | 0 | 0.25725 | 0.47877 | 0.020766 | 0 | 0.11428 | 0.39771 | 0.0047702 | 0.0099389 | 0 | 0.25321 | 0.010892 | 0 | 0.073248 | 0.42212 | 0.40236 | 0.17184 | 0.016956 | 0.8808 | 0 | 0.090418 | 0.25723 | 0.1469 | 0.79334 | 0.92052 | 0.89051 | 0.90288 | 0.81119 | 0.884 | 0.92092 | 0.84501 | 1 | 1 | 1 | 1 | 1 | 1 | 0.98602 | 1 | 0.80519 | 0.93773 | 1 | 0.55622 | 1 | 1 | 1
3 | 8 | 12 | 0 | 0.29377 | 0.45945 | 0.021123 | 0 | 0.10271 | 0.38707 | 0 | 0.015083 | 0 | 0.24728 | 0.011124 | 0 | 0.07717 | 0.4213 | 0.40153 | 0.18607 | 0.0044538 | 0.93915 | 0 | 0.10949 | 0.29361 | 0.18466 | 0.87708 | 0.97412 | 0.9225 | 0.95544 | 0.85771 | 0.93158 | 0.96595 | 0.88772 | 1 | 1 | 1 | 1 | 1 | 1 | 1 | 1 | 0.81904 | 0.95561 | 1 | 0.59265 | 1 | 1 | 1
3 | 8 | 13 | 0 | 0.34487 | 0.40146 | 0.036773 | 0 | 0.079822 | 0.40349 | 0 | 0.0096135 | 0 | 0.25423 | 0.019931 | 0 | 0.087771 | 0.41315 | 0.3932 | 0.2007 | 0.0075516 | 0.95424 | 0 | 0.13365 | 0.34458 | 0.23899 | 0.88345 | 0.96981 | 0.88073 | 0.95122 | 0.86195 | 0.92415 | 0.95754 | 0.91691 | 1 | 1 | 1 | 1 | 1 | 1 | 0.96948 | 1 | 0.87182 | 0.89598 | 0.97856 | 0.58589 | 1 | 1 | 1
3 | 8 | 14 | 0 | 0.4419 | 0.3505 | 0.046306 | 0 | 0.055375 | 0.41507 | 0 | 0.010837 | 0 | 0.28781 | 0.031343 | 0 | 0.10015 | 0.38903 | 0.36859 | 0.21715 | 0.0085431 | 0.95225 | 0 | 0.13827 | 0.44191 | 0.34038 | 0.84932 | 0.94424 | 0.84806 | 0.92614 | 0.92294 | 0.90897 | 0.86679 | 0.88333 | 1 | 1 | 1 | 1 | 1 | 0.98547 | 0.94004 | 1 | 0.87456 | 0.89883 | 0.98948 | 0.47517 | 1 | 1 | 1
3 | 8 | 15 | 0 | 0.52327 | 0.31849 | 0.06778 | 0 | 0.060428 | 0.41984 | 0.0023586 | 0.019545 | 0 | 0.32839 | 0.061147 | 0 | 0.13194 | 0.37002 | 0.34922 | 0.20566 | 0.0026985 | 0.94679 | 0 | 0.14233 | 0.52383 | 0.42474 | 0.76123 | 0.87906 | 0.79056 | 0.8622 | 0.9297 | 0.77047 | 0.83481 | 0.88846 | 0.98113 | 1 | 0.99508 | 0.98965 | 0.98034 | 0.88083 | 0.87062 | 0.97192 | 0.87105 | 0.85822 | 0.89675 | 0.49607 | 1 | 1 | 1
3 | 8 | 16 | 0.0012393 | 0.4562 | 0.29964 | 0.10219 | 0 | 0.063464 | 0.45119 | 0.031273 | 0.027524 | 0.0006644 | 0.35615 | 0.13448 | 0.0016831 | 0.20374 | 0.32587 | 0.30437 | 0.17984 | 0.00085436 | 0.9239 | 0 | 0.14591 | 0.45522 | 0.36806 | 0.59117 | 0.73929 | 0.71223 | 0.72511 | 0.84393 | 0.6264 | 0.72057 | 0.80426 | 0.86566 | 0.91057 | 0.89109 | 0.87151 | 0.86011 | 0.71075 | 0.7272 | 0.85272 | 0.82359 | 0.73593 | 0.77467 | 0.49732 | 1 | 1 | 1
3 | 8 | 17 | 0.025123 | 0.59795 | 0.27895 | 0.1251 | 0 | 0.081308 | 0.47605 | 0.12571 | 0.078315 | 0.016274 | 0.36745 | 0.32134 | 0.033801 | 0.39222 | 0.24541 | 0.22321 | 0.13314 | 0.0049101 | 0.89691 | 0.00037792 | 0.12887 | 0.59815 | 0.51501 | 0.32143 | 0.47579 | 0.46311 | 0.46666 | 0.55093 | 0.5003 | 0.45872 | 0.55333 | 0.64266 | 0.66598 | 0.6644 | 0.49704 | 0.61972 | 0.43573 | 0.45401 | 0.61439 | 0.52009 | 0.48724 | 0.51899 | 0.27629 | 1 | 1 | 1
3 | 8 | 18 | 0.10466 | 0.68584 | 0.23308 | 0.15594 | 0.058814 | 0.13629 | 0.52563 | 0.23779 | 0.16584 | 0.095431 | 0.37145 | 0.40988 | 0.1149 | 0.47293 | 0.23383 | 0.2116 | 0.095725 | 0.026077 | 0.91643 | 0.01383 | 0.082439 | 0.6872 | 0.60306 | 0.042887 | 0.15207 | 0.08622 | 0.14915 | 0.26198 | 0.26245 | 0.21702 | 0.21852 | 0.30845 | 0.24845 | 0.22711 | 0.12214 | 0.18362 | 0.11465 | 0.12346 | 0.18204 | 0.084975 | 0.13428 | 0.073168 | 0.00011977 | 1 | 1 | 1
3 | 8 | 19 | 0.10305 | 0.4562 | 0.19987 | 0.21222 | 0.28101 | 0.16443 | 0.55608 | 0.31068 | 0.16258 | 0.093551 | 0.31808 | 0.42682 | 0.11307 | 0.4867 | 0.31533 | 0.29369 | 0.09288 | 0.029984 | 0.89752 | 0.0004343 | 0.050044 | 0.45571 | 0.3623 | 1.8108e-07 | 4.2683e-05 | 0.00064747 | 4.1865e-05 | 0.00028674 | 0.00033842 | 3.5034e-05 | 0 | 4.3264e-05 | 0 | 0 | 0 | 0 | 0 | 0 | 0 | 0.00022686 | 0.003226 | 0 | 0 | 1 | 1 | 1
3 | 8 | 20 | 0.075869 | 0.3268 | 0.16842 | 0.27102 | 0.33538 | 0.247 | 0.54842 | 0.31571 | 0.13338 | 0.066195 | 0.23532 | 0.42752 | 0.085597 | 0.48339 | 0.36174 | 0.3408 | 0.10088 | 0.022605 | 0.82462 | 1.541e-06 | 0.016986 | 0.32633 | 0.22219 | 0 | 0 | 0 | 0 | 0 | 0 | 0 | 0 | 0 | 0 | 0 | 0 | 0 | 0 | 0 | 0 | 0 | 0 | 0 | 0 | 1 | 1 | 1
3 | 8 | 21 | 0.085341 | 0.28051 | 0.14217 | 0.27638 | 0.32273 | 0.33303 | 0.52403 | 0.30341 | 0.14303 | 0.075642 | 0.17602 | 0.51012 | 0.095096 | 0.56248 | 0.39305 | 0.37268 | 0.13404 | 0.011117 | 0.69839 | 0 | 0.0054431 | 0.28031 | 0.17176 | 0 | 0 | 0 | 0 | 0 | 0 | 0 | 0 | 0 | 0 | 0 | 0 | 0 | 0 | 0 | 0 | 0 | 0 | 0 | 0 | 1 | 1 | 1
3 | 8 | 22 | 0.12867 | 0.25257 | 0.18434 | 0.265 | 0.34303 | 0.32281 | 0.51538 | 0.27728 | 0.18919 | 0.11934 | 0.079216 | 0.58147 | 0.13883 | 0.63194 | 0.41115 | 0.39116 | 0.19576 | 0.001961 | 0.56743 | 0 | 0.0001231 | 0.25199 | 0.14828 | 0 | 0 | 0 | 0 | 0 | 0 | 0 | 0 | 0 | 0 | 0 | 0 | 0 | 0 | 0 | 0 | 0 | 0 | 0 | 0 | 1 | 1 | 1
3 | 8 | 23 | 0.11027 | 0.33619 | 0.19995 | 0.25181 | 0.39074 | 0.35151 | 0.50669 | 0.22945 | 0.17066 | 0.10091 | 0.036797 | 0.52249 | 0.1204 | 0.57186 | 0.41086 | 0.39086 | 0.27671 | 0.00077021 | 0.51366 | 0 | 0 | 0.33621 | 0.22637 | 0 | 0 | 0 | 0 | 0 | 0 | 0 | 0 | 0 | 0 | 0 | 0 | 0 | 0 | 0 | 0 | 0 | 0 | 0 | 0 | 1 | 1 | 1
3 | 8 | 24 | 0.035681 | 0.39323 | 0.19111 | 0.22044 | 0.43699 | 0.41383 | 0.46035 | 0.17959 | 0.09059 | 0.026766 | 0.032456 | 0.49561 | 0.044567 | 0.54893 | 0.42863 | 0.40902 | 0.37979 | 1.2746e-05 | 0.51295 | 0 | 0 | 0.39328 | 0.28667 | 0 | 0 | 0 | 0 | 0 | 0 | 0 | 0 | 0 | 0 | 0 | 0 | 0 | 0 | 0 | 0 | 0 | 0 | 0 | 0 | 1 | 1 | 1
3 | 9 | 1 | 0.0019259 | 0.41831 | 0.15437 | 0.1981 | 0.45449 | 0.38957 | 0.40654 | 0.13305 | 0.037962 | 0.0013015 | 0.047101 | 0.47084 | 0.0023371 | 0.52712 | 0.44509 | 0.42586 | 0.48781 | 7.4545e-05 | 0.52058 | 0 | 0 | 0.41776 | 0.32103 | 0 | 0 | 0 | 0 | 0 | 0 | 0 | 0 | 0 | 0 | 0 | 0 | 0 | 0 | 0 | 0 | 0 | 0 | 0 | 0 | 1 | 1 | 1
3 | 9 | 2 | 0 | 0.55167 | 0.13024 | 0.18562 | 0.43793 | 0.26702 | 0.37031 | 0.11179 | 0.022134 | 0 | 0.058888 | 0.42397 | 0 | 0.48483 | 0.43396 | 0.41447 | 0.57459 | 0.0012303 | 0.5553 | 0 | 0 | 0.55186 | 0.46185 | 0 | 0 | 0 | 0 | 0 | 0 | 0 | 0 | 0 | 0 | 0 | 0 | 0 | 0 | 0 | 0 | 0 | 0 | 0 | 0 | 1 | 1 | 1
3 | 9 | 3 | 0 | 0.63015 | 0.1086 | 0.17026 | 0.44518 | 0.20658 | 0.36366 | 0.10552 | 0.0060347 | 0 | 0.059332 | 0.33617 | 0 | 0.40377 | 0.41291 | 0.39296 | 0.57973 | 0.003391 | 0.63632 | 0 | 0 | 0.63073 | 0.54751 | 0 | 0 | 0 | 0 | 0 | 0 | 0 | 0 | 0 | 0 | 0 | 0 | 0 | 0 | 0 | 0 | 0 | 0 | 0 | 0 | 1 | 1 | 1
3 | 9 | 4 | 0 | 0.56887 | 0.11066 | 0.16952 | 0.46823 | 0.20917 | 0.36593 | 0.097674 | 0.00019137 | 0 | 0.044918 | 0.20538 | 0 | 0.27709 | 0.41521 | 0.3953 | 0.56257 | 0.0067042 | 0.72797 | 0 | 0.00014851 | 0.56913 | 0.48063 | 0 | 0 | 0 | 0 | 0 | 0 | 0 | 0 | 0 | 0 | 0 | 0 | 0 | 0 | 0 | 0 | 0 | 0 | 0 | 0 | 1 | 1 | 1
3 | 9 | 5 | 0 | 0.43975 | 0.14206 | 0.16539 | 0.49235 | 0.24564 | 0.37724 | 0.089826 | 0 | 0 | 0.02281 | 0.10083 | 0 | 0.1743 | 0.37206 | 0.3513 | 0.53238 | 0.0098451 | 0.73711 | 0 | 0.0064799 | 0.4397 | 0.33881 | 0 | 0 | 0 | 0 | 0 | 0 | 0 | 0 | 0 | 0 | 0 | 0 | 0 | 0 | 0 | 0 | 0 | 0 | 0 | 0 | 1 | 1 | 1
3 | 9 | 6 | 0 | 0.3068 | 0.11355 | 0.16286 | 0.51067 | 0.35425 | 0.3686 | 0.087748 | 6.9099e-05 | 0 | 0.0075323 | 0.014021 | 0 | 0.076318 | 0.34603 | 0.32482 | 0.50143 | 0.014774 | 0.72628 | 0 | 0.015995 | 0.30656 | 0.19894 | 0 | 6.2978e-08 | 0.022488 | 6.1771e-08 | 0 | 0 | 0 | 0 | 0 | 0 | 0 | 0 | 1.0574e-06 | 0 | 0 | 1.0483e-06 | 0.00031628 | 1.2279e-05 | 0.0041174 | 0.13038 | 1 | 1 | 1
3 | 9 | 7 | 0 | 0.20685 | 0.095431 | 0.16343 | 0.52963 | 0.3992 | 0.35592 | 0.054611 | 0.0021681 | 0 | 0.00039003 | 0.00052667 | 0 | 0.025514 | 0.3425 | 0.32124 | 0.48315 | 0.021862 | 0.7409 | 0 | 0.019929 | 0.20669 | 0.10085 | 0.0011939 | 0.082751 | 0.2393 | 0.081164 | 0.012877 | 0.00029308 | 8.6715e-05 | 0.01156 | 0.0039907 | 0.10831 | 0.23086 | 0.31895 | 0.27462 | 0.20359 | 0.22621 | 0.27227 | 0.22048 | 0.13629 | 0.38662 | 0.59084 | 1 | 1 | 1
3 | 9 | 8 | 0 | 0.12005 | 0.061736 | 0.14911 | 0.42149 | 0.27929 | 0.33125 | 0.0056776 | 0.0074824 | 0 | 0 | 0 | 0 | 0.011055 | 0.28957 | 0.26764 | 0.41265 | 0.025563 | 0.77332 | 0 | 0.010362 | 0.11968 | 0.031084 | 0.14714 | 0.3235 | 0.47594 | 0.3173 | 0.14461 | 0.10602 | 0.24049 | 0.21156 | 0.22785 | 0.45225 | 0.64068 | 0.66309 | 0.64741 | 0.60424 | 0.62929 | 0.64185 | 0.52141 | 0.33979 | 0.70155 | 0.90138 | 1 | 1 | 1
3 | 9 | 9 | 0 | 0.09586 | 0.037142 | 0.11016 | 0.21168 | 0.086586 | 0.31741 | 0 | 0.0074608 | 0 | 0 | 0 | 0 | 0.0019247 | 0.24566 | 0.22346 | 0.25018 | 0.021469 | 0.82232 | 0 | 0.0079423 | 0.09551 | 0.014869 | 0.36906 | 0.53042 | 0.65574 | 0.52025 | 0.10137 | 0.26107 | 0.48619 | 0.3991 | 0.47897 | 0.75761 | 0.81107 | 0.87105 | 0.85423 | 0.82892 | 0.8623 | 0.8469 | 0.6303 | 0.51202 | 0.87005 | 1 | 1 | 1 | 1
3 | 9 | 10 | 0 | 0.13404 | 0.03665 | 0.12801 | 0.072112 | 0.11025 | 0.33468 | 0 | 0.020318 | 0 | 0 | 0 | 0 | 0.0010438 | 0.27292 | 0.25085 | 0.12252 | 0.036783 | 0.8505 | 0 | 0.010227 | 0.13409 | 0.03785 | 0.53983 | 0.66932 | 0.77234 | 0.65649 | 0.05554 | 0.58424 | 0.54393 | 0.41411 | 0.73616 | 0.90727 | 0.9088 | 0.97353 | 0.96103 | 0.94389 | 0.99042 | 0.95277 | 0.54038 | 0.59674 | 0.9728 | 1 | 1 | 1 | 1
3 | 9 | 11 | 0 | 0.14272 | 0.052323 | 0.18684 | 0.010399 | 0.10872 | 0.35255 | 0 | 0.035891 | 0 | 0 | 0 | 0.00021697 | 0.00068369 | 0.29202 | 0.27012 | 0.041426 | 0.077971 | 0.85485 | 0 | 0.014424 | 0.14279 | 0.044211 | 0.63777 | 0.73636 | 0.7583 | 0.72224 | 0.13409 | 0.50638 | 0.73595 | 0.59622 | 0.73981 | 0.80943 | 0.97603 | 0.98572 | 1 | 1 | 1 | 1 | 0.41676 | 0.68901 | 1 | 1 | 1 | 1 | 1
3 | 9 | 12 | 0.0015332 | 0.11885 | 0.060891 | 0.26554 | 0 | 0.1055 | 0.37678 | 0 | 0.048364 | 0.00093686 | 0 | 0 | 0.0054673 | 0.0008176 | 0.33627 | 0.31492 | 0.021666 | 0.14509 | 0.81327 | 0.00079361 | 0.018475 | 0.11881 | 0.027666 | 0.72791 | 0.81156 | 0.77275 | 0.796 | 0.14326 | 0.67984 | 0.84459 | 0.71175 | 0.87361 | 1 | 0.97912 | 0.93441 | 1 | 0.99475 | 1 | 1 | 0.44696 | 0.71791 | 1 | 1 | 1 | 1 | 1
3 | 9 | 13 | 0.02788 | 0.088622 | 0.06249 | 0.30603 | 0 | 0.11641 | 0.43239 | 0.0051184 | 0.083148 | 0.019106 | 0 | 0 | 0.036972 | 0.0039083 | 0.32975 | 0.3083 | 0.024872 | 0.21344 | 0.78109 | 0.031164 | 0.020533 | 0.088466 | 0.0094062 | 0.752 | 0.82835 | 0.79814 | 0.81246 | 0.11475 | 0.58557 | 0.75487 | 0.80107 | 1 | 1 | 1 | 0.99985 | 1 | 1 | 1 | 1 | 0.50844 | 0.69628 | 1 | 1 | 1 | 1 | 1
3 | 9 | 14 | 0.086235 | 0.078854 | 0.08198 | 0.30726 | 0 | 0.1424 | 0.51746 | 0.064946 | 0.14285 | 0.076448 | 0.0013686 | 0 | 0.095818 | 0.0092596 | 0.3618 | 0.34086 | 0.10388 | 0.26742 | 0.76808 | 0.081947 | 0.026973 | 0.07872 | 0.0041064 | 0.71109 | 0.79244 | 0.67069 | 0.77724 | 0.26172 | 0.60843 | 0.75352 | 0.72553 | 1 | 0.91239 | 0.91857 | 0.93346 | 0.94214 | 0.96723 | 0.99388 | 0.93405 | 0.40655 | 0.72664 | 0.9839 | 1 | 1 | 1 | 1
3 | 9 | 15 | 0.21454 | 0.084994 | 0.099745 | 0.26382 | 0 | 0.18334 | 0.59579 | 0.24854 | 0.27121 | 0.2053 | 0.029553 | 0 | 0.22408 | 0.017367 | 0.40796 | 0.38791 | 0.4355 | 0.29627 | 0.75131 | 0.12971 | 0.046325 | 0.084916 | 0.0069393 | 0.57738 | 0.66824 | 0.58019 | 0.65543 | 0.16611 | 0.5014 | 0.8259 | 0.60415 | 0.90802 | 0.76533 | 0.79443 | 0.67205 | 0.79561 | 0.83134 | 0.89248 | 0.78878 | 0.22654 | 0.65884 | 0.90501 | 1 | 1 | 1 | 1
3 | 9 | 16 | 0.34208 | 0.094033 | 0.070816 | 0.18547 | 0 | 0.2032 | 0.66803 | 0.50811 | 0.39647 | 0.33429 | 0.13739 | 0 | 0.35117 | 0.025448 | 0.41388 | 0.39394 | 0.50726 | 0.30757 | 0.69785 | 0.14643 | 0.10347 | 0.093954 | 0.011985 | 0.42116 | 0.52553 | 0.48417 | 0.51546 | 0.15718 | 0.38483 | 0.54996 | 0.62557 | 0.8121 | 0.74343 | 0.67621 | 0.42426 | 0.57939 | 0.65302 | 0.69647 | 0.57441 | 0.19692 | 0.53985 | 0.75102 | 0.81928 | 1 | 1 | 1
3 | 9 | 17 | 0.34762 | 0.10631 | 0.026677 | 0.17528 | 0.030018 | 0.22405 | 0.71556 | 0.70276 | 0.39591 | 0.339 | 0.28003 | 0.00078181 | 0.35581 | 0.03294 | 0.42416 | 0.40445 | 0.32051 | 0.31706 | 0.56205 | 0.13052 | 0.19371 | 0.10628 | 0.019241 | 0.21462 | 0.31636 | 0.30648 | 0.31029 | 0.18631 | 0.28136 | 0.40496 | 0.4871 | 0.5395 | 0.38886 | 0.41383 | 0.21442 | 0.31116 | 0.40447 | 0.38664 | 0.30848 | 0.21231 | 0.41051 | 0.48388 | 0.44188 | 1 | 1 | 1
3 | 9 | 18 | 0.43064 | 0.11174 | 0.027575 | 0.20856 | 0.18166 | 0.35854 | 0.74843 | 0.80972 | 0.47827 | 0.4235 | 0.33908 | 0.021793 | 0.43863 | 0.082982 | 0.42882 | 0.40922 | 0.28691 | 0.35861 | 0.47301 | 0.11706 | 0.34677 | 0.11165 | 0.023104 | 0.024174 | 0.088659 | 0.032597 | 0.086959 | 0.066476 | 0.11104 | 0.18931 | 0.18605 | 0.2635 | 0.1292 | 0.12183 | 0.03024 | 0.066593 | 0.090281 | 0.085373 | 0.066022 | 0.010835 | 0.099668 | 0.063593 | 0.00028497 | 1 | 1 | 1
3 | 9 | 19 | 0.44461 | 0.11747 | 0.023507 | 0.22344 | 0.36151 | 0.52495 | 0.78543 | 0.85036 | 0.48983 | 0.43739 | 0.2629 | 0.16539 | 0.45223 | 0.2399 | 0.43175 | 0.41222 | 0.19224 | 0.44306 | 0.40943 | 0.10068 | 0.45782 | 0.11699 | 0.030099 | 9.8964e-08 | 2.0499e-05 | 1.4369e-06 | 2.0106e-05 | 1.7317e-05 | 0.00018156 | 5.6664e-05 | 3.6257e-06 | 8.102e-05 | 0 | 0 | 0 | 0 | 0 | 0 | 0 | 6.181e-06 | 2.5032e-07 | 0 | 0 | 1 | 1 | 1
3 | 9 | 20 | 0.43736 | 0.21487 | 0.045287 | 0.17884 | 0.41806 | 0.55891 | 0.79197 | 0.84885 | 0.48252 | 0.42998 | 0.17943 | 0.29431 | 0.44498 | 0.36688 | 0.40989 | 0.38988 | 0.14656 | 0.50462 | 0.35161 | 0.128 | 0.60682 | 0.21504 | 0.10486 | 0 | 0 | 0 | 0 | 0 | 0 | 0 | 0 | 0 | 0 | 0 | 0 | 0 | 0 | 0 | 0 | 0 | 0 | 0 | 0 | 1 | 1 | 1
3 | 9 | 21 | 0.4266 | 0.25375 | 0.069882 | 0.12506 | 0.40695 | 0.54838 | 0.79829 | 0.81938 | 0.47493 | 0.41949 | 0.1421 | 0.31998 | 0.4347 | 0.38876 | 0.42549 | 0.40582 | 0.17975 | 0.55216 | 0.29997 | 0.13561 | 0.63885 | 0.25392 | 0.14141 | 0 | 0 | 0 | 0 | 0 | 0 | 0 | 0 | 0 | 0 | 0 | 0 | 0 | 0 | 0 | 0 | 0 | 0 | 0 | 0 | 1 | 1 | 1
3 | 9 | 22 | 0.33095 | 0.23543 | 0.076159 | 0.065239 | 0.35689 | 0.69623 | 0.80975 | 0.75786 | 0.38011 | 0.32218 | 0.11259 | 0.29617 | 0.33929 | 0.36424 | 0.47005 | 0.45143 | 0.17606 | 0.5748 | 0.26306 | 0.10681 | 0.58479 | 0.23526 | 0.12735 | 0 | 0 | 0 | 0 | 0 | 0 | 0 | 0 | 0 | 0 | 0 | 0 | 0 | 0 | 0 | 0 | 0 | 0 | 0 | 0 | 1 | 1 | 1
3 | 9 | 23 | 0.32081 | 0.23937 | 0.11745 | 0.037111 | 0.28413 | 0.67928 | 0.80738 | 0.7249 | 0.37324 | 0.31235 | 0.094477 | 0.28274 | 0.32965 | 0.35086 | 0.47622 | 0.45776 | 0.22702 | 0.54003 | 0.2186 | 0.085935 | 0.52383 | 0.23957 | 0.12734 | 0 | 0 | 0 | 0 | 0 | 0 | 0 | 0 | 0 | 0 | 0 | 0 | 0 | 0 | 0 | 0 | 0 | 0 | 0 | 0 | 1 | 1 | 1
3 | 9 | 24 | 0.30756 | 0.17683 | 0.16195 | 0.056492 | 0.19786 | 0.5742 | 0.80291 | 0.71354 | 0.36031 | 0.29894 | 0.077054 | 0.29862 | 0.31646 | 0.36764 | 0.48229 | 0.46398 | 0.28446 | 0.48504 | 0.18348 | 0.078604 | 0.54933 | 0.17657 | 0.075002 | 0 | 0 | 0 | 0 | 0 | 0 | 0 | 0 | 0 | 0 | 0 | 0 | 0 | 0 | 0 | 0 | 0 | 0 | 0 | 0 | 1 | 1 | 1
3 | 10 | 1 | 0.29758 | 0.15149 | 0.19171 | 0.064708 | 0.064321 | 0.5205 | 0.83138 | 0.69126 | 0.35117 | 0.28893 | 0.036912 | 0.29748 | 0.30662 | 0.36764 | 0.52012 | 0.50283 | 0.31336 | 0.32888 | 0.14966 | 0.061785 | 0.57919 | 0.15096 | 0.056343 | 0 | 0 | 0 | 0 | 0 | 0 | 0 | 0 | 0 | 0 | 0 | 0 | 0 | 0 | 0 | 0 | 0 | 0 | 0 | 0 | 1 | 1 | 1
3 | 10 | 2 | 0.28341 | 0.2223 | 0.20313 | 0.12967 | 0.0070683 | 0.48299 | 0.82301 | 0.6873 | 0.33593 | 0.27438 | 0.010369 | 0.24519 | 0.2923 | 0.32083 | 0.52495 | 0.5078 | 0.33659 | 0.16907 | 0.11406 | 0.04371 | 0.54312 | 0.2218 | 0.11859 | 0 | 0 | 0 | 0 | 0 | 0 | 0 | 0 | 0 | 0 | 0 | 0 | 0 | 0 | 0 | 0 | 0 | 0 | 0 | 0 | 1 | 1 | 1
3 | 10 | 3 | 0.32014 | 0.38308 | 0.20076 | 0.21169 | 0 | 0.32481 | 0.8232 | 0.64094 | 0.37471 | 0.312 | 0.029468 | 0.084701 | 0.32929 | 0.15415 | 0.5185 | 0.50116 | 0.36116 | 0.096603 | 0.09074 | 0.025866 | 0.53394 | 0.38307 | 0.2765 | 0 | 0 | 0 | 0 | 0 | 0 | 0 | 0 | 0 | 0 | 0 | 0 | 0 | 0 | 0 | 0 | 0 | 0 | 0 | 0 | 1 | 1 | 1
3 | 10 | 4 | 0.27048 | 0.52701 | 0.20919 | 0.26578 | 0 | 0.31838 | 0.82871 | 0.57479 | 0.3257 | 0.26168 | 0.029266 | 0.0043849 | 0.27978 | 0.048305 | 0.49882 | 0.48095 | 0.34453 | 0.090621 | 0.073872 | 0.025114 | 0.48739 | 0.52753 | 0.42949 | 0 | 0 | 0 | 0 | 0 | 0 | 0 | 0 | 0 | 0 | 0 | 0 | 0 | 0 | 0 | 0 | 0 | 0 | 0 | 0 | 1 | 1 | 1
3 | 10 | 5 | 0.20183 | 0.53811 | 0.22005 | 0.31501 | 0 | 0.56456 | 0.83838 | 0.49144 | 0.25546 | 0.19197 | 0.079393 | 0.00057184 | 0.21096 | 0.038783 | 0.49899 | 0.48112 | 0.31443 | 0.18915 | 0.089994 | 0.038748 | 0.41747 | 0.53806 | 0.44909 | 0 | 0 | 0 | 0 | 0 | 0 | 0 | 0 | 0 | 0 | 0 | 0 | 0 | 0 | 0 | 0 | 0 | 0 | 0 | 0 | 1 | 1 | 1
3 | 10 | 6 | 0.26765 | 0.55134 | 0.21434 | 0.34203 | 0 | 0.80529 | 0.84891 | 0.42283 | 0.32159 | 0.25862 | 0.13418 | 0.010733 | 0.27676 | 0.076155 | 0.49338 | 0.47536 | 0.30121 | 0.3396 | 0.07791 | 0.036061 | 0.37185 | 0.55167 | 0.45959 | 0 | 1.6922e-07 | 0.013278 | 1.6598e-07 | 0 | 0 | 0 | 0 | 0 | 0 | 0 | 0 | 4.8449e-07 | 1.3744e-06 | 1.0471e-06 | 4.8033e-07 | 0.001066 | 4.9937e-06 | 0.0014592 | 0.076962 | 1 | 1 | 1
3 | 10 | 7 | 0.35914 | 0.47862 | 0.19706 | 0.37814 | 0 | 0.89823 | 0.84188 | 0.37278 | 0.41423 | 0.35177 | 0.13383 | 0.026217 | 0.36832 | 0.095868 | 0.47679 | 0.45834 | 0.27896 | 0.52357 | 0.053207 | 0.051771 | 0.34627 | 0.47896 | 0.37724 | 0.0012348 | 0.094974 | 0.27246 | 0.093153 | 0.082001 | 0.00082407 | 0.0026572 | 0.085716 | 0.037372 | 0.15825 | 0.27644 | 0.30612 | 0.22257 | 0.1889 | 0.23355 | 0.22066 | 0.38016 | 0.27328 | 0.18002 | 0.42894 | 1 | 1 | 1
3 | 10 | 8 | 0.26675 | 0.31115 | 0.17127 | 0.26687 | 0 | 0.66706 | 0.80578 | 0.24651 | 0.31929 | 0.2575 | 0.11989 | 0.026249 | 0.27566 | 0.095273 | 0.42801 | 0.40839 | 0.21107 | 0.3703 | 0.054503 | 0.092612 | 0.20341 | 0.31047 | 0.20836 | 0.17983 | 0.43068 | 0.59464 | 0.42242 | 0.52872 | 0.41421 | 0.38947 | 0.53163 | 0.52889 | 0.62687 | 0.68732 | 0.63095 | 0.62797 | 0.57588 | 0.60592 | 0.62258 | 0.68655 | 0.60441 | 0.54491 | 0.55273 | 1 | 1 | 1
3 | 10 | 9 | 0.24683 | 0.27974 | 0.13679 | 0.096261 | 0 | 0.30368 | 0.77249 | 0.071447 | 0.30206 | 0.2377 | 0.13024 | 0.026255 | 0.25615 | 0.092408 | 0.36419 | 0.34329 | 0.1359 | 0.30013 | 0.064365 | 0.12057 | 0.13789 | 0.27952 | 0.17121 | 0.4624 | 0.69305 | 0.76055 | 0.67976 | 0.77305 | 0.69812 | 0.6904 | 0.77567 | 0.79687 | 0.88382 | 0.89666 | 0.84725 | 0.84725 | 0.78401 | 0.84992 | 0.83997 | 0.79399 | 0.80478 | 0.69128 | 0.57042 | 1 | 1 | 1
3 | 10 | 10 | 0.24662 | 0.27296 | 0.12387 | 0.077266 | 0 | 0.31166 | 0.78843 | 0.020008 | 0.30333 | 0.2377 | 0.28827 | 0.080512 | 0.25616 | 0.15438 | 0.36501 | 0.34412 | 0.10007 | 0.31108 | 0.084542 | 0.13964 | 0.15584 | 0.27277 | 0.16411 | 0.68085 | 0.859 | 0.88586 | 0.84253 | 0.92088 | 0.84018 | 0.85348 | 0.90482 | 0.94021 | 1 | 1 | 0.96164 | 0.97504 | 0.9093 | 0.96881 | 0.96667 | 0.91547 | 0.90032 | 0.87352 | 0.59022 | 1 | 1 | 1
3 | 10 | 11 | 0.21217 | 0.28824 | 0.099651 | 0.067941 | 0 | 0.36339 | 0.79369 | 0.0713 | 0.268 | 0.20272 | 0.45933 | 0.12703 | 0.22161 | 0.20238 | 0.35446 | 0.33339 | 0.075812 | 0.33266 | 0.090484 | 0.18246 | 0.16425 | 0.28817 | 0.17814 | 0.81735 | 0.9481 | 0.9312 | 0.92993 | 0.95865 | 0.92967 | 0.92989 | 0.95602 | 1 | 1 | 1 | 1 | 1 | 0.97345 | 1 | 1 | 0.93628 | 0.92689 | 0.96631 | 0.60435 | 1 | 1 | 1
3 | 10 | 12 | 0.21621 | 0.29761 | 0.12208 | 0.049488 | 0 | 0.30657 | 0.81174 | 0.07962 | 0.27359 | 0.20703 | 0.49956 | 0.15015 | 0.22587 | 0.22498 | 0.35366 | 0.33258 | 0.065378 | 0.30479 | 0.11028 | 0.24706 | 0.17562 | 0.29724 | 0.19088 | 0.8772 | 0.9753 | 0.92301 | 0.95661 | 0.95266 | 0.9475 | 0.93869 | 0.95685 | 1 | 1 | 1 | 1 | 1 | 0.98538 | 1 | 1 | 0.89644 | 0.94412 | 0.99823 | 0.5635 | 1 | 1 | 1
3 | 10 | 13 | 0.20262 | 0.37123 | 0.15704 | 0.034315 | 0 | 0.2728 | 0.82781 | 0.064576 | 0.2603 | 0.19335 | 0.49364 | 0.15842 | 0.21234 | 0.23324 | 0.38045 | 0.35984 | 0.055171 | 0.30118 | 0.099417 | 0.3156 | 0.20613 | 0.37128 | 0.26294 | 0.88203 | 0.96952 | 0.90874 | 0.95093 | 0.96204 | 0.93488 | 0.85139 | 0.94824 | 1 | 1 | 1 | 1 | 1 | 0.98137 | 1 | 1 | 0.87005 | 0.91613 | 0.99131 | 0.56509 | 1 | 1 | 1
3 | 10 | 14 | 0.17623 | 0.41226 | 0.17331 | 0.025349 | 0 | 0.26697 | 0.83676 | 0.042637 | 0.23319 | 0.16662 | 0.47198 | 0.15119 | 0.18586 | 0.22531 | 0.42855 | 0.40894 | 0.048072 | 0.29902 | 0.069834 | 0.40449 | 0.24105 | 0.41233 | 0.30696 | 0.84775 | 0.94287 | 0.885 | 0.9248 | 0.9718 | 0.88733 | 0.81638 | 0.91252 | 0.98289 | 1 | 1 | 1 | 1 | 0.98415 | 1 | 1 | 0.91735 | 0.92095 | 0.98353 | 0.43613 | 1 | 1 | 1
3 | 10 | 15 | 0.19011 | 0.4226 | 0.18673 | 0.023788 | 0 | 0.2588 | 0.84555 | 0.032233 | 0.24704 | 0.18061 | 0.47766 | 0.14752 | 0.19972 | 0.22163 | 0.48356 | 0.46528 | 0.051064 | 0.32594 | 0.050693 | 0.495 | 0.2655 | 0.423 | 0.31448 | 0.75025 | 0.86793 | 0.83693 | 0.85129 | 0.90847 | 0.7933 | 0.83717 | 0.85771 | 0.87539 | 0.96239 | 0.99233 | 0.97671 | 0.95705 | 0.92693 | 0.9501 | 0.94884 | 0.84705 | 0.91584 | 0.93528 | 0.35433 | 1 | 1 | 1
3 | 10 | 16 | 0.23101 | 0.32805 | 0.17835 | 0.026113 | 0 | 0.22466 | 0.85707 | 0.035272 | 0.2883 | 0.22199 | 0.45591 | 0.14893 | 0.24064 | 0.22365 | 0.54632 | 0.52978 | 0.059181 | 0.36114 | 0.031332 | 0.54234 | 0.31693 | 0.32814 | 0.21724 | 0.58057 | 0.72853 | 0.70138 | 0.71456 | 0.79114 | 0.76698 | 0.69489 | 0.69317 | 0.80007 | 0.80806 | 0.82666 | 0.86426 | 0.81158 | 0.83157 | 0.83367 | 0.80461 | 0.81426 | 0.78409 | 0.81794 | 0.28436 | 1 | 1 | 1
3 | 10 | 17 | 0.23956 | 0.19367 | 0.1445 | 0.033876 | 0 | 0.18501 | 0.86082 | 0.038532 | 0.29447 | 0.23029 | 0.43907 | 0.14227 | 0.24884 | 0.21602 | 0.57073 | 0.55491 | 0.067706 | 0.37198 | 0.04865 | 0.58654 | 0.33371 | 0.193 | 0.093849 | 0.31439 | 0.46773 | 0.46031 | 0.45876 | 0.61842 | 0.54376 | 0.4977 | 0.48427 | 0.6237 | 0.39901 | 0.59063 | 0.63661 | 0.47773 | 0.52788 | 0.53906 | 0.47363 | 0.57268 | 0.60885 | 0.53687 | 0.16751 | 1 | 1 | 1
3 | 10 | 18 | 0.28058 | 0.19137 | 0.071328 | 0.060796 | 0.0035739 | 0.22248 | 0.87016 | 0.072195 | 0.33642 | 0.27201 | 0.46028 | 0.15148 | 0.28996 | 0.22492 | 0.6507 | 0.63742 | 0.089097 | 0.4804 | 0.067826 | 0.63728 | 0.40246 | 0.1913 | 0.085909 | 0.043752 | 0.14802 | 0.10503 | 0.14518 | 0.27492 | 0.18545 | 0.25943 | 0.20144 | 0.33408 | 0.1176 | 0.20577 | 0.19498 | 0.12723 | 0.14799 | 0.16022 | 0.12614 | 0.15264 | 0.19549 | 0.087524 | 8.8707e-05 | 1 | 1 | 1
3 | 10 | 19 | 0.2638 | 0.1798 | 0.084008 | 0.088407 | 0.013502 | 0.349 | 0.87156 | 0.095977 | 0.31817 | 0.25477 | 0.48983 | 0.18458 | 0.27298 | 0.25642 | 0.73136 | 0.72087 | 0.16669 | 0.62074 | 0.083776 | 0.71992 | 0.47429 | 0.17943 | 0.078648 | 2.7561e-07 | 8.0146e-05 | 0.0020465 | 7.861e-05 | 0.0006347 | 0.00030496 | 0.00015998 | 1.5913e-05 | 0.00020281 | 0 | 0 | 0 | 0 | 0 | 0 | 0 | 0.0092714 | 0.0014587 | 0 | 0 | 1 | 1 | 1
3 | 10 | 20 | 0.26777 | 0.22955 | 0.12583 | 0.12319 | 0.0035739 | 0.60551 | 0.80307 | 0.060039 | 0.32131 | 0.25867 | 0.56278 | 0.26561 | 0.27683 | 0.33309 | 0.75467 | 0.74502 | 0.27626 | 0.63384 | 0.080672 | 0.70219 | 0.50025 | 0.22901 | 0.12584 | 0 | 0 | 0 | 0 | 0 | 0 | 0 | 0 | 0 | 0 | 0 | 0 | 0 | 0 | 0 | 0 | 0 | 0 | 0 | 0 | 1 | 1 | 1
3 | 10 | 21 | 0.31924 | 0.38131 | 0.28344 | 0.17703 | 0 | 0.41815 | 0.67269 | 0.066734 | 0.37145 | 0.31073 | 0.56358 | 0.41329 | 0.32805 | 0.47581 | 0.76892 | 0.75979 | 0.42916 | 0.54636 | 0.076045 | 0.60771 | 0.62138 | 0.3814 | 0.27347 | 0 | 0 | 0 | 0 | 0 | 0 | 0 | 0 | 0 | 0 | 0 | 0 | 0 | 0 | 0 | 0 | 0 | 0 | 0 | 0 | 1 | 1 | 1
3 | 10 | 22 | 0.36711 | 0.4935 | 0.36194 | 0.25761 | 0 | 0.2399 | 0.55143 | 0.10397 | 0.41991 | 0.35953 | 0.583 | 0.50234 | 0.37595 | 0.55786 | 0.78725 | 0.77881 | 0.50853 | 0.41749 | 0.091223 | 0.57656 | 0.82237 | 0.49382 | 0.39412 | 0 | 0 | 0 | 0 | 0 | 0 | 0 | 0 | 0 | 0 | 0 | 0 | 0 | 0 | 0 | 0 | 0 | 0 | 0 | 0 | 1 | 1 | 1
3 | 10 | 23 | 0.29718 | 0.51805 | 0.44784 | 0.34687 | 0 | 0.24244 | 0.44669 | 0.16009 | 0.34923 | 0.28829 | 0.67647 | 0.51624 | 0.30598 | 0.56768 | 0.79489 | 0.78673 | 0.49783 | 0.24476 | 0.09327 | 0.55147 | 0.672 | 0.51788 | 0.42783 | 0 | 0 | 0 | 0 | 0 | 0 | 0 | 0 | 0 | 0 | 0 | 0 | 0 | 0 | 0 | 0 | 0 | 0 | 0 | 0 | 1 | 1 | 1
3 | 10 | 24 | 0.27037 | 0.57041 | 0.47516 | 0.4048 | 0 | 0.22347 | 0.35113 | 0.26285 | 0.32427 | 0.26135 | 0.72973 | 0.52752 | 0.27947 | 0.57791 | 0.7649 | 0.75563 | 0.46507 | 0.1616 | 0.12295 | 0.55554 | 0.52586 | 0.57064 | 0.48266 | 0 | 0 | 0 | 0 | 0 | 0 | 0 | 0 | 0 | 0 | 0 | 0 | 0 | 0 | 0 | 0 | 0 | 0 | 0 | 0 | 1 | 1 | 1
3 | 11 | 1 | 0.27369 | 0.55549 | 0.47888 | 0.44671 | 0 | 0.17671 | 0.26823 | 0.31286 | 0.32875 | 0.26489 | 0.70658 | 0.53602 | 0.28296 | 0.58885 | 0.73416 | 0.72377 | 0.48085 | 0.11697 | 0.21039 | 0.53698 | 0.45148 | 0.55554 | 0.4678 | 0 | 0 | 0 | 0 | 0 | 0 | 0 | 0 | 0 | 0 | 0 | 0 | 0 | 0 | 0 | 0 | 0 | 0 | 0 | 0 | 1 | 1 | 1
3 | 11 | 2 | 0.25949 | 0.51989 | 0.43958 | 0.47338 | 0 | 0.14804 | 0.20743 | 0.27496 | 0.31405 | 0.25042 | 0.66229 | 0.46327 | 0.2687 | 0.51931 | 0.70739 | 0.69605 | 0.48022 | 0.092353 | 0.33327 | 0.55809 | 0.3485 | 0.52027 | 0.42315 | 0 | 0 | 0 | 0 | 0 | 0 | 0 | 0 | 0 | 0 | 0 | 0 | 0 | 0 | 0 | 0 | 0 | 0 | 0 | 0 | 1 | 1 | 1
3 | 11 | 3 | 0.26084 | 0.37906 | 0.4091 | 0.48505 | 0 | 0.12948 | 0.13839 | 0.20862 | 0.31779 | 0.25216 | 0.67451 | 0.39124 | 0.2704 | 0.45153 | 0.68533 | 0.67322 | 0.46739 | 0.081753 | 0.5048 | 0.57725 | 0.34494 | 0.37842 | 0.27935 | 0 | 0 | 0 | 0 | 0 | 0 | 0 | 0 | 0 | 0 | 0 | 0 | 0 | 0 | 0 | 0 | 0 | 0 | 0 | 0 | 1 | 1 | 1
3 | 11 | 4 | 0.19691 | 0.36515 | 0.40068 | 0.48505 | 0 | 0.10023 | 0.089375 | 0.17418 | 0.25312 | 0.18738 | 0.68628 | 0.36456 | 0.20642 | 0.42736 | 0.66311 | 0.65024 | 0.4454 | 0.075264 | 0.60083 | 0.58858 | 0.43132 | 0.36512 | 0.25738 | 0 | 0 | 0 | 0 | 0 | 0 | 0 | 0 | 0 | 0 | 0 | 0 | 0 | 0 | 0 | 0 | 0 | 0 | 0 | 0 | 1 | 1 | 1
3 | 11 | 5 | 0.17478 | 0.32649 | 0.38277 | 0.46907 | 0 | 0.083295 | 0.05382 | 0.1724 | 0.23255 | 0.16527 | 0.69944 | 0.37046 | 0.18453 | 0.43409 | 0.65074 | 0.63746 | 0.42157 | 0.072441 | 0.65847 | 0.57955 | 0.41203 | 0.32543 | 0.22844 | 0 | 0 | 0 | 0 | 0 | 0 | 0 | 0 | 0 | 0 | 0 | 0 | 0 | 0 | 0 | 0 | 0 | 0 | 0 | 0 | 1 | 1 | 1
3 | 11 | 6 | 0.16724 | 0.50245 | 0.39416 | 0.44261 | 0 | 0.14517 | 0.020109 | 0.13743 | 0.22539 | 0.15773 | 0.76412 | 0.37509 | 0.17704 | 0.43901 | 0.64162 | 0.62804 | 0.40182 | 0.06859 | 0.71125 | 0.54708 | 0.39711 | 0.502 | 0.41366 | 0 | 3.728e-06 | 0.014592 | 3.6566e-06 | 0 | 0 | 0 | 0 | 0 | 0 | 0 | 3.4063e-06 | 2.9521e-05 | 2.155e-05 | 8.7167e-06 | 2.9267e-05 | 0.0017545 | 8.3563e-05 | 0.0063686 | 0.078862 | 1 | 1 | 1
3 | 11 | 7 | 0.16159 | 0.75998 | 0.40737 | 0.42081 | 0 | 0.13379 | 0.001218 | 0.11217 | 0.22115 | 0.15226 | 0.81164 | 0.36104 | 0.1716 | 0.42557 | 0.6334 | 0.61955 | 0.4106 | 0.061687 | 0.71549 | 0.51341 | 0.34833 | 0.76078 | 0.69817 | 0.0015498 | 0.10744 | 0.31507 | 0.10538 | 0.063892 | 0.0016946 | 0.0019451 | 0.081751 | 0.048243 | 0.17335 | 0.27555 | 0.35132 | 0.30343 | 0.27101 | 0.23058 | 0.30083 | 0.38114 | 0.33444 | 0.40258 | 0.38677 | 1 | 1 | 1
3 | 11 | 8 | 0.11647 | 0.82948 | 0.4342 | 0.3651 | 0 | 0.078672 | 0 | 0.072047 | 0.17374 | 0.10665 | 0.80033 | 0.34103 | 0.12617 | 0.40483 | 0.61942 | 0.60512 | 0.39491 | 0.04259 | 0.71087 | 0.43664 | 0.19298 | 0.82991 | 0.78638 | 0.19073 | 0.447 | 0.64249 | 0.43843 | 0.51881 | 0.41957 | 0.39311 | 0.49888 | 0.51886 | 0.63907 | 0.68734 | 0.70824 | 0.68273 | 0.65145 | 0.64023 | 0.67686 | 0.70821 | 0.66489 | 0.71481 | 0.59477 | 1 | 1 | 1
3 | 11 | 9 | 0.1275 | 0.80424 | 0.43214 | 0.25943 | 0 | 0.0265 | 0 | 0.039975 | 0.18594 | 0.11786 | 0.82093 | 0.37044 | 0.13737 | 0.43174 | 0.60216 | 0.58731 | 0.31085 | 0.038346 | 0.75943 | 0.37154 | 0.24536 | 0.80435 | 0.76 | 0.46792 | 0.69778 | 0.76516 | 0.6844 | 0.7761 | 0.6896 | 0.68131 | 0.69991 | 0.77868 | 0.89188 | 0.89581 | 0.89916 | 0.87726 | 0.85814 | 0.84359 | 0.86973 | 0.86373 | 0.83175 | 0.89791 | 0.39528 | 1 | 1 | 1
3 | 11 | 10 | 0.15732 | 0.74851 | 0.3725 | 0.17271 | 0 | 0.032405 | 0 | 0.04186 | 0.21583 | 0.14781 | 0.865 | 0.45874 | 0.16718 | 0.51587 | 0.59721 | 0.5822 | 0.22142 | 0.049086 | 0.77344 | 0.32407 | 0.31419 | 0.74839 | 0.69621 | 0.67771 | 0.85366 | 0.85181 | 0.8373 | 0.89331 | 0.81605 | 0.83693 | 0.8609 | 0.92003 | 1 | 1 | 1 | 0.97511 | 0.97829 | 0.92129 | 0.96673 | 0.94813 | 0.88239 | 0.9889 | 0.44061 | 1 | 1 | 1
3 | 11 | 11 | 0.18553 | 0.71611 | 0.43848 | 0.1479 | 0 | 0.03829 | 0 | 0.066636 | 0.24353 | 0.17615 | 0.87251 | 0.53313 | 0.19531 | 0.58438 | 0.62089 | 0.60663 | 0.15864 | 0.063288 | 0.79237 | 0.30241 | 0.35704 | 0.71676 | 0.64784 | 0.80773 | 0.93642 | 0.90914 | 0.91847 | 0.98669 | 0.91854 | 0.91622 | 0.87335 | 0.98614 | 1 | 1 | 1 | 1 | 0.99409 | 0.95133 | 1 | 0.96184 | 0.96397 | 1 | 0.46157 | 1 | 1 | 1
3 | 11 | 12 | 0.20511 | 0.51897 | 0.539 | 0.12467 | 0 | 0.022844 | 0 | 0.1369 | 0.26277 | 0.19586 | 0.77672 | 0.5682 | 0.21482 | 0.6178 | 0.62446 | 0.61031 | 0.11583 | 0.067659 | 0.8016 | 0.29755 | 0.29359 | 0.51789 | 0.44019 | 0.87291 | 0.97106 | 0.93767 | 0.95244 | 0.99369 | 0.94635 | 0.93976 | 0.89658 | 0.99048 | 1 | 1 | 1 | 1 | 1 | 0.9665 | 1 | 0.94623 | 0.9352 | 1 | 0.59305 | 1 | 1 | 1
3 | 11 | 13 | 0.21001 | 0.55445 | 0.56328 | 0.11092 | 0 | 0.011424 | 0 | 0.16389 | 0.26619 | 0.20059 | 0.69135 | 0.52421 | 0.2195 | 0.57545 | 0.63073 | 0.61679 | 0.095784 | 0.084707 | 0.8064 | 0.28211 | 0.25739 | 0.55432 | 0.4689 | 0.87279 | 0.95907 | 0.84835 | 0.94068 | 0.91118 | 0.93072 | 0.92287 | 0.89486 | 0.98543 | 1 | 1 | 1 | 1 | 1 | 0.97007 | 1 | 0.9185 | 0.90397 | 1 | 0.39684 | 1 | 1 | 1
3 | 11 | 14 | 0.24407 | 0.59789 | 0.48354 | 0.098328 | 0 | 0.0091512 | 0 | 0.19534 | 0.30057 | 0.23509 | 0.61467 | 0.46314 | 0.25358 | 0.51955 | 0.63921 | 0.62555 | 0.083451 | 0.12431 | 0.78729 | 0.27805 | 0.21697 | 0.59793 | 0.51678 | 0.84705 | 0.94293 | 0.8574 | 0.92485 | 0.96614 | 0.92061 | 0.89839 | 0.8348 | 0.96401 | 1 | 1 | 1 | 1 | 1 | 0.97847 | 1 | 0.91331 | 0.92504 | 0.99653 | 0.46013 | 1 | 1 | 1
3 | 11 | 15 | 0.25324 | 0.61672 | 0.41578 | 0.083659 | 0 | 0.0091512 | 0 | 0.22179 | 0.30882 | 0.24424 | 0.52736 | 0.39579 | 0.26261 | 0.45703 | 0.64241 | 0.62885 | 0.080198 | 0.16461 | 0.77299 | 0.26525 | 0.1837 | 0.61662 | 0.54042 | 0.76087 | 0.88061 | 0.80393 | 0.86372 | 0.9151 | 0.88294 | 0.87323 | 0.82516 | 0.84699 | 1 | 0.9862 | 0.9873 | 0.96309 | 0.96198 | 0.93257 | 0.95482 | 0.82858 | 0.87177 | 0.94638 | 0.46466 | 1 | 1 | 1
3 | 11 | 16 | 0.25279 | 0.64625 | 0.48425 | 0.073014 | 0 | 0.011841 | 0 | 0.24713 | 0.30887 | 0.24386 | 0.46034 | 0.33821 | 0.26223 | 0.40399 | 0.61675 | 0.60236 | 0.096703 | 0.16759 | 0.78104 | 0.27613 | 0.1566 | 0.64643 | 0.57144 | 0.59053 | 0.74218 | 0.67706 | 0.72795 | 0.71548 | 0.78254 | 0.77673 | 0.75829 | 0.69464 | 0.90466 | 0.89754 | 0.86298 | 0.83688 | 0.85429 | 0.81191 | 0.8297 | 0.65924 | 0.78451 | 0.82874 | 0.34089 | 1 | 1 | 1
3 | 11 | 17 | 0.23059 | 0.62271 | 0.52566 | 0.071422 | 0 | 0.011841 | 0 | 0.20587 | 0.28569 | 0.22124 | 0.40874 | 0.2851 | 0.23991 | 0.35238 | 0.56557 | 0.54959 | 0.13642 | 0.13867 | 0.85551 | 0.3015 | 0.14328 | 0.62265 | 0.547 | 0.33518 | 0.50225 | 0.4374 | 0.49262 | 0.52236 | 0.56021 | 0.59914 | 0.5574 | 0.49817 | 0.68474 | 0.65958 | 0.59765 | 0.57364 | 0.60128 | 0.55523 | 0.56871 | 0.44632 | 0.58 | 0.51228 | 0.15593 | 1 | 1 | 1
3 | 11 | 18 | 0.25047 | 0.604 | 0.49431 | 0.098359 | 0 | 0.0090582 | 0.0016585 | 0.20778 | 0.30664 | 0.24153 | 0.46188 | 0.28064 | 0.25993 | 0.34914 | 0.54496 | 0.52838 | 0.25435 | 0.12582 | 0.92536 | 0.39336 | 0.22735 | 0.60419 | 0.52197 | 0.049004 | 0.16961 | 0.10836 | 0.16636 | 0.20372 | 0.25665 | 0.34233 | 0.24698 | 0.27019 | 0.27065 | 0.23841 | 0.18305 | 0.17627 | 0.18763 | 0.17242 | 0.17475 | 0.11493 | 0.18717 | 0.085562 | 0.00013855 | 1 | 1 | 1
3 | 11 | 19 | 0.24885 | 0.52728 | 0.3836 | 0.10624 | 0 | 0.011774 | 0.02743 | 0.28013 | 0.30479 | 0.23985 | 0.49695 | 0.30338 | 0.25828 | 0.37069 | 0.56399 | 0.54797 | 0.38045 | 0.14053 | 0.94366 | 0.4215 | 0.36054 | 0.52718 | 0.43746 | 1.0864e-06 | 0.00013142 | 0.0012427 | 0.0001289 | 0.00059735 | 0.00084487 | 0.00057907 | 3.8944e-05 | 0.00010792 | 0 | 0 | 0 | 0 | 0 | 0 | 0 | 0.0052587 | 0.0012557 | 0 | 0 | 1 | 1 | 1
3 | 11 | 20 | 0.23032 | 0.45891 | 0.41839 | 0.10606 | 0 | 0.013012 | 0.072185 | 0.25729 | 0.28778 | 0.22132 | 0.50775 | 0.35149 | 0.23998 | 0.41343 | 0.56993 | 0.55408 | 0.4832 | 0.16973 | 0.94256 | 0.39784 | 0.4332 | 0.45879 | 0.36072 | 0 | 0 | 0 | 0 | 0 | 0 | 0 | 0 | 0 | 0 | 0 | 0 | 0 | 0 | 0 | 0 | 0 | 0 | 0 | 0 | 1 | 1 | 1
3 | 11 | 21 | 0.17111 | 0.39838 | 0.46483 | 0.1213 | 0 | 0.029272 | 0.091593 | 0.18323 | 0.22824 | 0.1615 | 0.52247 | 0.47165 | 0.18077 | 0.52947 | 0.57523 | 0.55955 | 0.56949 | 0.15743 | 0.94185 | 0.37139 | 0.39152 | 0.3981 | 0.29612 | 0 | 0 | 0 | 0 | 0 | 0 | 0 | 0 | 0 | 0 | 0 | 0 | 0 | 0 | 0 | 0 | 0 | 0 | 0 | 0 | 1 | 1 | 1
3 | 11 | 22 | 0.1481 | 0.38293 | 0.48333 | 0.097589 | 0 | 0.050885 | 0.089074 | 0.12743 | 0.20608 | 0.13846 | 0.51822 | 0.53152 | 0.15789 | 0.58365 | 0.5615 | 0.5454 | 0.64219 | 0.11406 | 0.93467 | 0.36116 | 0.2684 | 0.38286 | 0.27694 | 0 | 0 | 0 | 0 | 0 | 0 | 0 | 0 | 0 | 0 | 0 | 0 | 0 | 0 | 0 | 0 | 0 | 0 | 0 | 0 | 1 | 1 | 1
3 | 11 | 23 | 0.14976 | 0.36416 | 0.57698 | 0.081615 | 0 | 0.052735 | 0.057106 | 0.093402 | 0.20874 | 0.14028 | 0.50044 | 0.53492 | 0.1597 | 0.58476 | 0.5714 | 0.55559 | 0.66194 | 0.081514 | 0.9245 | 0.38483 | 0.1821 | 0.36419 | 0.25566 | 0 | 0 | 0 | 0 | 0 | 0 | 0 | 0 | 0 | 0 | 0 | 0 | 0 | 0 | 0 | 0 | 0 | 0 | 0 | 0 | 1 | 1 | 1
3 | 11 | 24 | 0.13974 | 0.31935 | 0.66947 | 0.078298 | 0 | 0.036721 | 0.02624 | 0.065638 | 0.19834 | 0.13016 | 0.51755 | 0.53427 | 0.14963 | 0.58389 | 0.56461 | 0.54861 | 0.67249 | 0.075485 | 0.90331 | 0.36574 | 0.10373 | 0.31932 | 0.20942 | 0 | 0 | 0 | 0 | 0 | 0 | 0 | 0 | 0 | 0 | 0 | 0 | 0 | 0 | 0 | 0 | 0 | 0 | 0 | 0 | 1 | 1 | 1
3 | 12 | 1 | 0.13548 | 0.26169 | 0.76675 | 0.079791 | 0 | 0.025495 | 0.0045003 | 0.056324 | 0.1936 | 0.12581 | 0.54772 | 0.53927 | 0.14529 | 0.58889 | 0.55829 | 0.54209 | 0.67801 | 0.10515 | 0.89603 | 0.3374 | 0.083797 | 0.26146 | 0.15339 | 0 | 0 | 0 | 0 | 0 | 0 | 0 | 0 | 0 | 0 | 0 | 0 | 0 | 0 | 0 | 0 | 0 | 0 | 0 | 0 | 1 | 1 | 1
3 | 12 | 2 | 0.15423 | 0.23495 | 0.81634 | 0.067588 | 0 | 0.027471 | 0.00020916 | 0.051736 | 0.21315 | 0.14476 | 0.52125 | 0.53377 | 0.16416 | 0.58676 | 0.53315 | 0.51623 | 0.66778 | 0.096416 | 0.89341 | 0.32169 | 0.088837 | 0.23477 | 0.12699 | 0 | 0 | 0 | 0 | 0 | 0 | 0 | 0 | 0 | 0 | 0 | 0 | 0 | 0 | 0 | 0 | 0 | 0 | 0 | 0 | 1 | 1 | 1
3 | 12 | 3 | 0.15526 | 0.22576 | 0.81886 | 0.048633 | 0 | 0.030799 | 0 | 0.033096 | 0.21575 | 0.14604 | 0.48476 | 0.44944 | 0.16541 | 0.50557 | 0.51904 | 0.50171 | 0.65749 | 0.089217 | 0.87622 | 0.31374 | 0.11438 | 0.22548 | 0.11935 | 0 | 0 | 0 | 0 | 0 | 0 | 0 | 0 | 0 | 0 | 0 | 0 | 0 | 0 | 0 | 0 | 0 | 0 | 0 | 0 | 1 | 1 | 1
3 | 12 | 4 | 0.082208 | 0.25695 | 0.80664 | 0.042509 | 0 | 0.033854 | 0 | 0.016202 | 0.14061 | 0.072684 | 0.40485 | 0.39112 | 0.092044 | 0.45286 | 0.54967 | 0.53322 | 0.64116 | 0.072171 | 0.86194 | 0.30866 | 0.13735 | 0.25662 | 0.14987 | 0 | 0 | 0 | 0 | 0 | 0 | 0 | 0 | 0 | 0 | 0 | 0 | 0 | 0 | 0 | 0 | 0 | 0 | 0 | 0 | 1 | 1 | 1
3 | 12 | 5 | 0.013078 | 0.34219 | 0.78567 | 0.033743 | 0 | 0.030501 | 0 | 0.010547 | 0.065852 | 0.0040377 | 0.38037 | 0.3433 | 0.022043 | 0.40741 | 0.58655 | 0.57121 | 0.64713 | 0.049681 | 0.8433 | 0.30579 | 0.14191 | 0.34225 | 0.23223 | 0 | 0 | 0 | 0 | 0 | 0 | 0 | 0 | 0 | 0 | 0 | 0 | 0 | 0 | 0 | 0 | 0 | 0 | 0 | 0 | 1 | 1 | 1
3 | 12 | 6 | 0.0096332 | 0.39435 | 0.80729 | 0.025864 | 0 | 0.023549 | 0 | 0.003004 | 0.064302 | 0.00082195 | 0.402 | 0.33353 | 0.018849 | 0.39761 | 0.59036 | 0.57514 | 0.62368 | 0.04928 | 0.82183 | 0.3074 | 0.11631 | 0.39438 | 0.28805 | 0 | 1.1648e-05 | 0.017447 | 1.1424e-05 | 0 | 0 | 0 | 0 | 0 | 0 | 0 | 3.4968e-05 | 7.4477e-05 | 5.7663e-05 | 2.9573e-05 | 7.3837e-05 | 0.0028477 | 0.00018582 | 0.0084731 | 0.092441 | 1 | 1 | 1
3 | 12 | 7 | 0.0074644 | 0.42698 | 0.7908 | 0.021659 | 0 | 0 | 0 | 0.00023736 | 0.061298 | 5.0896e-05 | 0.34067 | 0.36967 | 0.016149 | 0.43837 | 0.5568 | 0.54056 | 0.61105 | 0.034337 | 0.74874 | 0.28429 | 0.077543 | 0.42756 | 0.31715 | 0.0017853 | 0.11568 | 0.32273 | 0.11346 | 0.055691 | 0.0022278 | 0.0071838 | 0.09781 | 0.052545 | 0.18944 | 0.30219 | 0.36227 | 0.31165 | 0.29268 | 0.26818 | 0.30897 | 0.40143 | 0.35403 | 0.42936 | 0.31809 | 1 | 1 | 1
3 | 12 | 8 | 0.00045746 | 0.30964 | 0.77425 | 0.020105 | 0 | 0 | 0 | 0 | 0.034321 | 0 | 0.23383 | 0.28064 | 0.00093506 | 0.34898 | 0.49591 | 0.47796 | 0.58372 | 0.017387 | 0.64311 | 0.25453 | 0.03059 | 0.30919 | 0.20421 | 0.19238 | 0.44847 | 0.6135 | 0.43987 | 0.45379 | 0.40571 | 0.4524 | 0.52672 | 0.52054 | 0.64425 | 0.68824 | 0.70403 | 0.66505 | 0.66323 | 0.65074 | 0.65934 | 0.7134 | 0.6849 | 0.73972 | 0.37303 | 1 | 1 | 1
3 | 12 | 9 | 0 | 0.27891 | 0.81538 | 0.012967 | 0 | 0 | 0 | 0 | 0.0092568 | 0 | 0.1111 | 0.21301 | 0 | 0.2838 | 0.45651 | 0.43755 | 0.54399 | 0.0040267 | 0.57836 | 0.1619 | 0.015658 | 0.27865 | 0.17085 | 0.46676 | 0.697 | 0.77797 | 0.68364 | 0.72881 | 0.70018 | 0.71294 | 0.74628 | 0.77284 | 0.87667 | 0.88521 | 0.88929 | 0.86729 | 0.86543 | 0.83964 | 0.85984 | 0.87329 | 0.84378 | 0.905 | 0.42209 | 1 | 1 | 1
3 | 12 | 10 | 0 | 0.28548 | 0.84939 | 0.0093885 | 0 | 0 | 0 | 0 | 0.0013807 | 0 | 0.043775 | 0.19131 | 0 | 0.26569 | 0.53179 | 0.51484 | 0.5366 | 0.00041027 | 0.55925 | 0.086173 | 0.010361 | 0.28545 | 0.17489 | 0.67333 | 0.84822 | 0.85299 | 0.83195 | 0.86236 | 0.83448 | 0.84366 | 0.85901 | 0.90623 | 1 | 0.99171 | 0.98083 | 0.97262 | 0.96312 | 0.94827 | 0.96427 | 0.94058 | 0.91236 | 0.98269 | 0.41393 | 1 | 1 | 1
3 | 12 | 11 | 0 | 0.27817 | 0.87839 | 0.011906 | 0 | 0 | 0 | 0 | 0.0020577 | 0 | 0.010235 | 0.1475 | 0 | 0.22269 | 0.66462 | 0.65181 | 0.51295 | 0.0017424 | 0.5393 | 0.013798 | 0.0060503 | 0.27812 | 0.16788 | 0.80173 | 0.93034 | 0.90456 | 0.9125 | 0.95342 | 0.89115 | 0.89717 | 0.90504 | 0.96768 | 1 | 1 | 1 | 1 | 1 | 0.99555 | 1 | 0.94983 | 0.94319 | 1 | 0.41884 | 1 | 1 | 1
3 | 12 | 12 | 0 | 0.2637 | 0.88887 | 0.017875 | 0 | 0.013539 | 0 | 0 | 0.0072424 | 0 | 0.00049057 | 0.081755 | 0 | 0.15484 | 0.58279 | 0.56734 | 0.47947 | 0.0023244 | 0.53093 | 0.00031609 | 0.0098515 | 0.26347 | 0.15537 | 0.86224 | 0.9607 | 0.91161 | 0.94229 | 0.95804 | 0.89692 | 0.90496 | 0.93514 | 1 | 1 | 1 | 1 | 1 | 0.99534 | 1 | 1 | 0.93997 | 0.94639 | 1 | 0.51448 | 1 | 1 | 1
3 | 12 | 13 | 0 | 0.28247 | 0.88938 | 0.027968 | 0 | 0.027338 | 0 | 0 | 0.0084735 | 0 | 0 | 0.025343 | 0 | 0.092481 | 0.50938 | 0.49179 | 0.43733 | 0.0036503 | 0.53777 | 0 | 0.013881 | 0.28257 | 0.17048 | 0.86817 | 0.95536 | 0.86107 | 0.93705 | 0.91917 | 0.88419 | 0.89365 | 0.94119 | 0.99402 | 1 | 1 | 1 | 1 | 0.97388 | 1 | 1 | 0.88515 | 0.92059 | 1 | 0.35191 | 1 | 1 | 1
3 | 12 | 14 | 0 | 0.25845 | 0.88868 | 0.039825 | 0 | 0.031988 | 0 | 0 | 0.0027587 | 0 | 0 | 0.0012922 | 0 | 0.060771 | 0.48436 | 0.4661 | 0.36387 | 0.0015606 | 0.55494 | 0 | 0.026145 | 0.25836 | 0.14878 | 0.83919 | 0.93417 | 0.84934 | 0.91626 | 0.92856 | 0.8515 | 0.86168 | 0.90984 | 0.9846 | 1 | 1 | 1 | 1 | 0.96625 | 0.99186 | 0.9987 | 0.9151 | 0.90032 | 0.98839 | 0.37616 | 1 | 1 | 1
3 | 12 | 15 | 0 | 0.23797 | 0.86691 | 0.058417 | 0 | 0.038382 | 0 | 0 | 0.0021642 | 0 | 0 | 0 | 0 | 0.042643 | 0.482 | 0.46369 | 0.27962 | 0.0018164 | 0.57034 | 0 | 0.020117 | 0.23802 | 0.12762 | 0.74979 | 0.86745 | 0.80746 | 0.85082 | 0.85863 | 0.77374 | 0.82033 | 0.89028 | 0.94585 | 1 | 0.98542 | 0.97492 | 0.95032 | 0.88984 | 0.94223 | 0.94216 | 0.87161 | 0.86852 | 0.93675 | 0.28359 | 1 | 1 | 1
3 | 12 | 16 | 0 | 0.18687 | 0.85634 | 0.076531 | 0 | 0.049738 | 0 | 0 | 0.00096398 | 0 | 0 | 0 | 0 | 0.036282 | 0.47534 | 0.45686 | 0.21692 | 0.0010169 | 0.56281 | 6.2725e-05 | 0.01151 | 0.18665 | 0.083391 | 0.59303 | 0.74431 | 0.65267 | 0.73004 | 0.70791 | 0.67875 | 0.72348 | 0.80677 | 0.84009 | 0.90397 | 0.88867 | 0.87994 | 0.84596 | 0.81699 | 0.82147 | 0.8387 | 0.79674 | 0.78725 | 0.82054 | 0.19445 | 1 | 1 | 1
3 | 12 | 17 | 0 | 0.16855 | 0.81279 | 0.081997 | 0 | 0.05095 | 0.0038366 | 0 | 0.00028946 | 0 | 0 | 0 | 0 | 0.030421 | 0.41391 | 0.39398 | 0.20651 | 0.0019892 | 0.6132 | 0.0034584 | 0.0067968 | 0.16862 | 0.065043 | 0.33077 | 0.49539 | 0.47279 | 0.48589 | 0.44827 | 0.54626 | 0.44092 | 0.60977 | 0.63022 | 0.64713 | 0.66804 | 0.65026 | 0.55954 | 0.53931 | 0.57861 | 0.55473 | 0.59945 | 0.58442 | 0.5311 | 0.1003 | 1 | 1 | 1
3 | 12 | 18 | 0.0018942 | 0.11538 | 0.71102 | 0.089936 | 0 | 0.10034 | 0.059286 | 0.013059 | 0.010108 | 0.001272 | 0 | 0 | 0.002307 | 0.029421 | 0.37716 | 0.35649 | 0.21769 | 0.0027412 | 0.69823 | 0.043275 | 0.0086769 | 0.11528 | 0.025809 | 0.043959 | 0.15583 | 0.12974 | 0.15284 | 0.16185 | 0.13621 | 0.20892 | 0.28427 | 0.31611 | 0.25811 | 0.24742 | 0.20913 | 0.1733 | 0.16331 | 0.18939 | 0.17181 | 0.18765 | 0.20504 | 0.091961 | 6.5595e-05 | 1 | 1 | 1
3 | 12 | 19 | 0.031087 | 0.06843 | 0.69086 | 0.10064 | 0 | 0.11438 | 0.10385 | 0.13408 | 0.086647 | 0.022435 | 0 | 0 | 0.040198 | 0.006198 | 0.34584 | 0.32463 | 0.19161 | 4.3317e-05 | 0.76174 | 0.024847 | 0.012203 | 0.068289 | 0.00039473 | 9.539e-07 | 0.00014673 | 0.0039968 | 0.00014392 | 0.00106 | 0.00071276 | 0.00023829 | 8.0732e-05 | 0.00032031 | 0 | 0 | 0 | 0 | 0 | 0 | 0 | 0.016658 | 0.0043352 | 0 | 0 | 1 | 1 | 1
3 | 12 | 20 | 0.043707 | 0.038807 | 0.66281 | 0.12572 | 0 | 0.10664 | 0.11931 | 0.29656 | 0.10107 | 0.034366 | 0 | 0 | 0.05338 | 0.010126 | 0.31366 | 0.292 | 0.17372 | 0 | 0.78223 | 0.00064727 | 0.010449 | 0.03854 | 0 | 0 | 0 | 0 | 0 | 0 | 0 | 0 | 0 | 0 | 0 | 0 | 0 | 0 | 0 | 0 | 0 | 0 | 0 | 0 | 0 | 1 | 1 | 1
3 | 12 | 21 | 0.058686 | 0.059743 | 0.62447 | 0.11248 | 0 | 0.11226 | 0.12345 | 0.4613 | 0.11519 | 0.049049 | 0 | 0 | 0.068255 | 0.016392 | 0.30107 | 0.27925 | 0.15136 | 0 | 0.76081 | 0 | 0.0059749 | 0.059654 | 0.00012598 | 0 | 0 | 0 | 0 | 0 | 0 | 0 | 0 | 0 | 0 | 0 | 0 | 0 | 0 | 0 | 0 | 0 | 0 | 0 | 0 | 1 | 1 | 1
3 | 12 | 22 | 0.12017 | 0.087843 | 0.60156 | 0.083569 | 0 | 0.16684 | 0.13606 | 0.52804 | 0.18081 | 0.11085 | 0 | 0 | 0.13035 | 0.017616 | 0.28049 | 0.25848 | 0.11599 | 0 | 0.75821 | 0 | 0.0001394 | 0.087831 | 0.0081928 | 0 | 0 | 0 | 0 | 0 | 0 | 0 | 0 | 0 | 0 | 0 | 0 | 0 | 0 | 0 | 0 | 0 | 0 | 0 | 0 | 1 | 1 | 1
3 | 12 | 23 | 0.11896 | 0.10496 | 0.67322 | 0.082002 | 0 | 0.14036 | 0.1485 | 0.54977 | 0.17899 | 0.10953 | 0 | 0 | 0.12905 | 0.01074 | 0.25849 | 0.23634 | 0.081964 | 3.0058e-06 | 0.77574 | 0 | 0 | 0.105 | 0.017804 | 0 | 0 | 0 | 0 | 0 | 0 | 0 | 0 | 0 | 0 | 0 | 0 | 0 | 0 | 0 | 0 | 0 | 0 | 0 | 0 | 1 | 1 | 1
3 | 12 | 24 | 0.074879 | 0.097985 | 0.76164 | 0.081494 | 0 | 0.099852 | 0.17562 | 0.56726 | 0.13253 | 0.065238 | 0 | 0 | 0.084623 | 0.012817 | 0.24463 | 0.22242 | 0.073846 | 0.00023647 | 0.81116 | 0 | 0 | 0.098041 | 0.013531 | 0 | 0 | 0 | 0 | 0 | 0 | 0 | 0 | 0 | 0 | 0 | 0 | 0 | 0 | 0 | 0 | 0 | 0 | 0 | 0 | 1 | 1 | 1
3 | 13 | 1 | 0.058632 | 0.063992 | 0.80943 | 0.090992 | 0 | 0.10719 | 0.17013 | 0.54496 | 0.11626 | 0.049123 | 0 | 0 | 0.068362 | 0.03048 | 0.25011 | 0.22792 | 0.072506 | 0.0031582 | 0.84374 | 0 | 0 | 0.063896 | 0.00021094 | 0 | 0 | 0 | 0 | 0 | 0 | 0 | 0 | 0 | 0 | 0 | 0 | 0 | 0 | 0 | 0 | 0 | 0 | 0 | 0 | 1 | 1 | 1
3 | 13 | 2 | 0.059188 | 0.040194 | 0.79443 | 0.093806 | 0 | 0.085645 | 0.16283 | 0.51485 | 0.11709 | 0.04971 | 0 | 0.0045806 | 0.068957 | 0.063605 | 0.26843 | 0.24633 | 0.060889 | 0.0083675 | 0.86337 | 0 | 0 | 0.040108 | 0 | 0 | 0 | 0 | 0 | 0 | 0 | 0 | 0 | 0 | 0 | 0 | 0 | 0 | 0 | 0 | 0 | 0 | 0 | 0 | 0 | 1 | 1 | 1
3 | 13 | 3 | 0.067158 | 0.026196 | 0.72706 | 0.098625 | 0 | 0.10251 | 0.15715 | 0.50184 | 0.1252 | 0.057622 | 0 | 0.081812 | 0.076953 | 0.15615 | 0.26974 | 0.24764 | 0.04141 | 0.024109 | 0.84825 | 0 | 5.45e-05 | 0.026113 | 0 | 0 | 0 | 0 | 0 | 0 | 0 | 0 | 0 | 0 | 0 | 0 | 0 | 0 | 0 | 0 | 0 | 0 | 0 | 0 | 0 | 1 | 1 | 1
3 | 13 | 4 | 0.086133 | 0.022349 | 0.6618 | 0.094393 | 0 | 0.08411 | 0.13815 | 0.49099 | 0.1446 | 0.076534 | 0 | 0.14438 | 0.095998 | 0.21724 | 0.27293 | 0.25086 | 0.039477 | 0.071108 | 0.80727 | 0 | 0.0032172 | 0.022055 | 5.4425e-05 | 0 | 0 | 0 | 0 | 0 | 0 | 0 | 0 | 0 | 0 | 0 | 0 | 0 | 0 | 0 | 0 | 0 | 0 | 0 | 0 | 1 | 1 | 1
3 | 13 | 5 | 0.11323 | 0.078414 | 0.6351 | 0.07322 | 0 | 0.050257 | 0.09555 | 0.48194 | 0.1729 | 0.10374 | 0 | 0.23821 | 0.12327 | 0.31106 | 0.26068 | 0.23853 | 0.041703 | 0.11337 | 0.77139 | 0 | 0.041953 | 0.078342 | 0.0040298 | 0 | 0 | 0 | 0 | 0 | 0 | 0 | 0 | 0 | 0 | 0 | 0 | 0 | 0 | 0 | 0 | 0 | 0 | 0 | 0 | 1 | 1 | 1
3 | 13 | 6 | 0.1123 | 0.13646 | 0.55831 | 0.058282 | 0 | 0.035418 | 0.046633 | 0.42016 | 0.1719 | 0.1028 | 0 | 0.2999 | 0.12233 | 0.37 | 0.23098 | 0.20875 | 0.050317 | 0.12306 | 0.7452 | 0 | 0.074683 | 0.13657 | 0.039209 | 3.8107e-09 | 2.9717e-05 | 0.017898 | 2.9147e-05 | 0 | 0 | 0 | 0 | 0 | 0 | 0 | 0.00012822 | 0.00015763 | 0.00014289 | 7.1677e-05 | 0.00015627 | 0.0037052 | 0.00034243 | 0.010402 | 0.091981 | 1 | 1 | 1
3 | 13 | 7 | 0.084506 | 0.14988 | 0.55482 | 0.047811 | 0 | 0.031902 | 0.011262 | 0.32017 | 0.14346 | 0.074989 | 0 | 0.31157 | 0.094437 | 0.38079 | 0.21563 | 0.19341 | 0.071238 | 0.12243 | 0.7477 | 0 | 0.078779 | 0.14956 | 0.05317 | 0.0020032 | 0.11497 | 0.31789 | 0.11276 | 0.080687 | 0.0034289 | 0.0069004 | 0.10857 | 0.054074 | 0.18662 | 0.30761 | 0.3553 | 0.28477 | 0.29126 | 0.24755 | 0.28233 | 0.37879 | 0.34704 | 0.4354 | 0.45839 | 1 | 1 | 1
3 | 13 | 8 | 0.045824 | 0.21606 | 0.519 | 0.034681 | 0 | 0.032432 | 0.00060958 | 0.17465 | 0.1032 | 0.036519 | 0 | 0.27547 | 0.055494 | 0.34731 | 0.19419 | 0.17208 | 0.081497 | 0.10389 | 0.72798 | 0 | 0.049647 | 0.2158 | 0.11023 | 0.19081 | 0.44102 | 0.61842 | 0.43256 | 0.4419 | 0.40019 | 0.44098 | 0.53699 | 0.52051 | 0.63229 | 0.69035 | 0.66456 | 0.65871 | 0.66567 | 0.60589 | 0.65305 | 0.65532 | 0.66883 | 0.73937 | 0.76672 | 1 | 1 | 1
3 | 13 | 9 | 0.010836 | 0.31956 | 0.47311 | 0.017384 | 0 | 0.02166 | 0 | 0.055835 | 0.064189 | 0.0024887 | 0.001128 | 0.18565 | 0.01988 | 0.25763 | 0.17773 | 0.15579 | 0.064062 | 0.067295 | 0.67111 | 0 | 0.033536 | 0.31957 | 0.20926 | 0.4596 | 0.68621 | 0.8431 | 0.67305 | 0.73652 | 0.68714 | 0.70906 | 0.7602 | 0.77952 | 0.86189 | 0.87967 | 0.8361 | 0.83588 | 0.86204 | 0.79705 | 0.82871 | 0.80947 | 0.81744 | 0.89904 | 1 | 1 | 1 | 1
3 | 13 | 10 | 0.017067 | 0.40146 | 0.46269 | 0.023125 | 0 | 0.0084852 | 0 | 0.0098493 | 0.072813 | 0.0081384 | 0.023445 | 0.13114 | 0.026454 | 0.20517 | 0.18017 | 0.1582 | 0.067592 | 0.06318 | 0.66067 | 0 | 0.06014 | 0.40155 | 0.29502 | 0.66618 | 0.83909 | 0.93841 | 0.823 | 0.86771 | 0.82841 | 0.83722 | 0.88889 | 0.91151 | 0.9833 | 0.98599 | 0.94702 | 0.94096 | 0.95685 | 0.9136 | 0.93288 | 0.90082 | 0.86205 | 0.97787 | 1 | 1 | 1 | 1
3 | 13 | 11 | 0.014539 | 0.44468 | 0.50129 | 0.033989 | 0 | 0.017513 | 0 | 0.004552 | 0.069644 | 0.0055583 | 0.10149 | 0.090428 | 0.023832 | 0.16246 | 0.18348 | 0.16147 | 0.10698 | 0.073047 | 0.66739 | 0 | 0.10416 | 0.44467 | 0.34358 | 0.79526 | 0.92335 | 1 | 0.90565 | 0.95777 | 0.89935 | 0.89927 | 0.93018 | 0.97633 | 1 | 1 | 0.99363 | 0.99387 | 1 | 0.95652 | 0.98534 | 0.93433 | 0.90379 | 1 | 1 | 1 | 1 | 1
3 | 13 | 12 | 0.013654 | 0.47489 | 0.60858 | 0.051744 | 0 | 0.019696 | 0 | 0.042552 | 0.067939 | 0.0046057 | 0.28468 | 0.095915 | 0.022834 | 0.16695 | 0.20428 | 0.18211 | 0.16496 | 0.064419 | 0.73983 | 0 | 0.16776 | 0.47497 | 0.3761 | 0.85767 | 0.95686 | 1 | 0.93852 | 0.99289 | 0.92875 | 0.91727 | 0.93932 | 0.99777 | 1 | 1 | 1 | 1 | 1 | 0.95227 | 1 | 0.93539 | 0.89848 | 1 | 1 | 1 | 1 | 1
3 | 13 | 13 | 0.038714 | 0.47019 | 0.67872 | 0.075879 | 0 | 0.031892 | 0 | 0.13564 | 0.094621 | 0.029298 | 0.39359 | 0.17215 | 0.048169 | 0.24558 | 0.24417 | 0.22196 | 0.23914 | 0.03678 | 0.82562 | 5.4762e-05 | 0.2395 | 0.47007 | 0.37332 | 0.86195 | 0.94987 | 0.97652 | 0.93166 | 0.91922 | 0.92421 | 0.91272 | 0.93025 | 0.98574 | 1 | 1 | 1 | 1 | 1 | 0.97807 | 1 | 0.87617 | 0.89898 | 1 | 1 | 1 | 1 | 1
3 | 13 | 14 | 0.10501 | 0.47555 | 0.71117 | 0.089357 | 0 | 0.059809 | 0 | 0.28603 | 0.16243 | 0.095267 | 0.41552 | 0.2634 | 0.11471 | 0.33362 | 0.2808 | 0.2588 | 0.31749 | 0.015933 | 0.87142 | 0.0023305 | 0.31491 | 0.47523 | 0.38169 | 0.82747 | 0.92171 | 0.94254 | 0.90404 | 0.85832 | 0.90189 | 0.88812 | 0.89749 | 0.96914 | 1 | 1 | 0.98509 | 0.98437 | 0.97594 | 0.96726 | 0.97592 | 0.81696 | 0.85163 | 0.98329 | 1 | 1 | 1 | 1
3 | 13 | 15 | 0.2165 | 0.53496 | 0.73763 | 0.089608 | 0 | 0.087242 | 0 | 0.51041 | 0.27519 | 0.20755 | 0.48204 | 0.357 | 0.22634 | 0.42225 | 0.31102 | 0.28932 | 0.34569 | 0.0064216 | 0.91402 | 0.012658 | 0.37045 | 0.53485 | 0.44634 | 0.75333 | 0.87181 | 0.85103 | 0.8551 | 0.82524 | 0.86754 | 0.85775 | 0.87449 | 0.93499 | 0.99939 | 0.97311 | 0.95259 | 0.94299 | 0.93647 | 0.9213 | 0.93489 | 0.64689 | 0.80274 | 0.93046 | 1 | 1 | 1 | 1
3 | 13 | 16 | 0.25664 | 0.60359 | 0.75965 | 0.1019 | 0 | 0.10108 | 0 | 0.66681 | 0.31331 | 0.24785 | 0.53532 | 0.42883 | 0.26617 | 0.48974 | 0.34945 | 0.3283 | 0.34877 | 0.0011967 | 0.91666 | 0.025026 | 0.38056 | 0.60375 | 0.52187 | 0.59809 | 0.75161 | 0.71921 | 0.7372 | 0.69141 | 0.78301 | 0.76394 | 0.7939 | 0.84196 | 0.90849 | 0.87067 | 0.85374 | 0.84416 | 0.82973 | 0.82605 | 0.83691 | 0.48942 | 0.75626 | 0.8065 | 0.82529 | 1 | 1 | 1
3 | 13 | 17 | 0.24638 | 0.61859 | 0.70833 | 0.12125 | 0.0088914 | 0.092363 | 0 | 0.70727 | 0.29949 | 0.23694 | 0.58709 | 0.45008 | 0.25539 | 0.50797 | 0.37285 | 0.3521 | 0.25007 | 0.0043276 | 0.80185 | 0.036222 | 0.32017 | 0.61821 | 0.54606 | 0.34379 | 0.51684 | 0.45201 | 0.50693 | 0.49641 | 0.59696 | 0.56536 | 0.6134 | 0.62724 | 0.69207 | 0.60634 | 0.6593 | 0.60429 | 0.56746 | 0.56908 | 0.5991 | 0.31619 | 0.60599 | 0.49001 | 0.38222 | 1 | 1 | 1
3 | 13 | 18 | 0.32875 | 0.70773 | 0.59947 | 0.14976 | 0.096493 | 0.10118 | 0.00092213 | 0.70796 | 0.38012 | 0.32029 | 0.59334 | 0.45567 | 0.33742 | 0.5106 | 0.37012 | 0.34932 | 0.16613 | 0.0043111 | 0.75432 | 0.055983 | 0.29339 | 0.70803 | 0.64241 | 0.042269 | 0.15293 | 0.1071 | 0.15 | 0.12238 | 0.023569 | 0.25156 | 0.30268 | 0.31652 | 0.28554 | 0.22354 | 0.21878 | 0.19897 | 0.18262 | 0.18526 | 0.19726 | 0.078422 | 0.21495 | 0.084064 | 0.0005858 | 1 | 1 | 1
3 | 13 | 19 | 0.42147 | 0.71776 | 0.53416 | 0.19517 | 0.33073 | 0.084267 | 0.013259 | 0.71236 | 0.47128 | 0.41449 | 0.58435 | 0.51317 | 0.4298 | 0.56198 | 0.33675 | 0.3154 | 0.10323 | 8.6629e-05 | 0.77314 | 0.10318 | 0.33689 | 0.71774 | 0.65833 | 5.4822e-07 | 9.4835e-05 | 0.0011886 | 9.3016e-05 | 0.00020493 | 3.508e-06 | 0.00069819 | 0.00014798 | 0.00051227 | 0 | 0 | 0 | 0 | 0 | 0 | 0 | 0.0036141 | 0.002648 | 0 | 0 | 1 | 1 | 1
3 | 13 | 20 | 0.3804 | 0.72159 | 0.48404 | 0.22516 | 0.48047 | 0.058131 | 0.010545 | 0.72406 | 0.42915 | 0.37245 | 0.61351 | 0.63977 | 0.38862 | 0.6859 | 0.31238 | 0.29069 | 0.064513 | 0.00186 | 0.77872 | 0.13284 | 0.61271 | 0.72119 | 0.6678 | 0 | 0 | 0 | 0 | 0 | 0 | 0 | 0 | 0 | 0 | 0 | 0 | 0 | 0 | 0 | 0 | 0 | 0 | 0 | 0 | 1 | 1 | 1
3 | 13 | 21 | 0.33087 | 0.80564 | 0.46394 | 0.23358 | 0.56104 | 0.13253 | 0.015319 | 0.722 | 0.38327 | 0.32258 | 0.61421 | 0.6029 | 0.33969 | 0.64531 | 0.30796 | 0.28622 | 0.051218 | 0.043193 | 0.73027 | 0.12629 | 0.76108 | 0.80561 | 0.76351 | 0 | 0 | 0 | 0 | 0 | 0 | 0 | 0 | 0 | 0 | 0 | 0 | 0 | 0 | 0 | 0 | 0 | 0 | 0 | 0 | 1 | 1 | 1
3 | 13 | 22 | 0.25399 | 0.8865 | 0.50161 | 0.21458 | 0.58117 | 0.23406 | 0.018241 | 0.72525 | 0.3086 | 0.24487 | 0.50214 | 0.57637 | 0.26321 | 0.62404 | 0.31959 | 0.298 | 0.052914 | 0.029054 | 0.68036 | 0.1085 | 0.74984 | 0.8867 | 0.8585 | 0 | 0 | 0 | 0 | 0 | 0 | 0 | 0 | 0 | 0 | 0 | 0 | 0 | 0 | 0 | 0 | 0 | 0 | 0 | 0 | 1 | 1 | 1
3 | 13 | 23 | 0.21104 | 0.9203 | 0.53806 | 0.20702 | 0.58215 | 0.22273 | 0.0050316 | 0.71485 | 0.26466 | 0.20126 | 0.45015 | 0.50709 | 0.22015 | 0.55812 | 0.3816 | 0.36101 | 0.055682 | 0.022744 | 0.67785 | 0.079293 | 0.69603 | 0.92043 | 0.90051 | 0 | 0 | 0 | 0 | 0 | 0 | 0 | 0 | 0 | 0 | 0 | 0 | 0 | 0 | 0 | 0 | 0 | 0 | 0 | 0 | 1 | 1 | 1
3 | 13 | 24 | 0.28968 | 0.92256 | 0.55139 | 0.20481 | 0.60021 | 0.17485 | 0.00027686 | 0.68867 | 0.34503 | 0.28118 | 0.47508 | 0.46992 | 0.29898 | 0.52459 | 0.40174 | 0.38155 | 0.087428 | 0.039185 | 0.64147 | 0.085821 | 0.66617 | 0.9225 | 0.90583 | 0 | 0 | 0 | 0 | 0 | 0 | 0 | 0 | 0 | 0 | 0 | 0 | 0 | 0 | 0 | 0 | 0 | 0 | 0 | 0 | 1 | 1 | 1
3 | 14 | 1 | 0.30994 | 0.9371 | 0.5897 | 0.19672 | 0.6108 | 0.13183 | 0 | 0.6666 | 0.36523 | 0.30175 | 0.4463 | 0.45963 | 0.31921 | 0.51538 | 0.40144 | 0.38125 | 0.12538 | 0.068834 | 0.54998 | 0.084916 | 0.65598 | 0.93715 | 0.92217 | 0 | 0 | 0 | 0 | 0 | 0 | 0 | 0 | 0 | 0 | 0 | 0 | 0 | 0 | 0 | 0 | 0 | 0 | 0 | 0 | 1 | 1 | 1
3 | 14 | 2 | 0.23426 | 0.93891 | 0.62244 | 0.19485 | 0.59276 | 0.14757 | 0 | 0.66354 | 0.28879 | 0.22488 | 0.41425 | 0.46779 | 0.24349 | 0.52446 | 0.41121 | 0.39122 | 0.12687 | 0.092625 | 0.52843 | 0.074273 | 0.6397 | 0.93901 | 0.92365 | 0 | 0 | 0 | 0 | 0 | 0 | 0 | 0 | 0 | 0 | 0 | 0 | 0 | 0 | 0 | 0 | 0 | 0 | 0 | 0 | 1 | 1 | 1
3 | 14 | 3 | 0.21632 | 0.91596 | 0.63169 | 0.17847 | 0.54975 | 0.13482 | 0 | 0.64234 | 0.27165 | 0.20684 | 0.35678 | 0.45635 | 0.22568 | 0.5117 | 0.40669 | 0.3866 | 0.12341 | 0.11007 | 0.51704 | 0.068266 | 0.62954 | 0.91597 | 0.89687 | 0 | 0 | 0 | 0 | 0 | 0 | 0 | 0 | 0 | 0 | 0 | 0 | 0 | 0 | 0 | 0 | 0 | 0 | 0 | 0 | 1 | 1 | 1
3 | 14 | 4 | 0.25372 | 0.88863 | 0.60454 | 0.14586 | 0.5494 | 0.16506 | 0 | 0.60107 | 0.31078 | 0.24495 | 0.28839 | 0.4798 | 0.26331 | 0.5345 | 0.43993 | 0.42058 | 0.14645 | 0.13644 | 0.47439 | 0.042193 | 0.58178 | 0.88857 | 0.86449 | 0 | 0 | 0 | 0 | 0 | 0 | 0 | 0 | 0 | 0 | 0 | 0 | 0 | 0 | 0 | 0 | 0 | 0 | 0 | 0 | 1 | 1 | 1
3 | 14 | 5 | 0.23444 | 0.87025 | 0.56447 | 0.13392 | 0.54758 | 0.14863 | 0 | 0.55804 | 0.28995 | 0.2252 | 0.20965 | 0.50278 | 0.24382 | 0.55771 | 0.44111 | 0.42178 | 0.17284 | 0.16431 | 0.44877 | 0.038776 | 0.58589 | 0.87008 | 0.84364 | 0 | 0 | 0 | 0 | 0 | 0 | 0 | 0 | 0 | 0 | 0 | 0 | 0 | 0 | 0 | 0 | 0 | 0 | 0 | 0 | 1 | 1 | 1
3 | 14 | 6 | 0.23563 | 0.88758 | 0.52441 | 0.12622 | 0.50185 | 0.12896 | 0 | 0.52371 | 0.29178 | 0.22649 | 0.11673 | 0.46781 | 0.2451 | 0.52392 | 0.44629 | 0.42709 | 0.19649 | 0.18001 | 0.45565 | 0.026192 | 0.60277 | 0.88773 | 0.86036 | 1.2043e-08 | 5.837e-05 | 0.037713 | 5.7251e-05 | 0 | 0 | 0 | 0 | 0 | 0 | 0 | 0.00031375 | 0.00030175 | 0.00023376 | 0.00013069 | 0.00029916 | 0.0028705 | 0.00052334 | 0.012495 | 0.20957 | 1 | 1 | 1
3 | 14 | 7 | 0.23595 | 0.86885 | 0.58392 | 0.12637 | 0.43606 | 0.15938 | 0 | 0.4969 | 0.29274 | 0.22692 | 0.066669 | 0.42105 | 0.24551 | 0.48049 | 0.47356 | 0.45503 | 0.22713 | 0.17223 | 0.43704 | 0.007505 | 0.56839 | 0.86934 | 0.83323 | 0.0022677 | 0.12427 | 0.34537 | 0.12189 | 0.087553 | 0.0065287 | 0.016408 | 0.11879 | 0.048409 | 0.21374 | 0.32589 | 0.37361 | 0.32974 | 0.28583 | 0.2762 | 0.32691 | 0.26582 | 0.29929 | 0.43582 | 0.65883 | 1 | 1 | 1
3 | 14 | 8 | 0.20965 | 0.73793 | 0.66119 | 0.11773 | 0.26042 | 0.17224 | 0 | 0.44046 | 0.26741 | 0.20046 | 0.041468 | 0.37663 | 0.21937 | 0.4413 | 0.40741 | 0.38735 | 0.19554 | 0.12343 | 0.4518 | 0.00018644 | 0.37824 | 0.73803 | 0.68076 | 0.19285 | 0.44903 | 0.64508 | 0.44042 | 0.49461 | 0.45194 | 0.47643 | 0.55142 | 0.39269 | 0.64347 | 0.70112 | 0.70727 | 0.67575 | 0.63065 | 0.65437 | 0.66995 | 0.43701 | 0.58091 | 0.73302 | 0.91827 | 1 | 1 | 1
3 | 14 | 9 | 0.15865 | 0.5738 | 0.81745 | 0.068265 | 0.047752 | 0.054202 | 0 | 0.41087 | 0.21589 | 0.14897 | 0.02045 | 0.29076 | 0.16833 | 0.36047 | 0.31928 | 0.29771 | 0.15073 | 0.069804 | 0.53359 | 0 | 0.29343 | 0.57329 | 0.49591 | 0.46376 | 0.69285 | 0.83348 | 0.67957 | 0.78208 | 0.70926 | 0.72281 | 0.76926 | 0.68851 | 0.87156 | 0.8844 | 0.87956 | 0.87066 | 0.81572 | 0.83679 | 0.86318 | 0.57158 | 0.78316 | 0.8881 | 1 | 1 | 1 | 1
3 | 14 | 10 | 0.1492 | 0.51243 | 0.89895 | 0.048645 | 0 | 0.027779 | 0 | 0.48969 | 0.20765 | 0.13964 | 0.03431 | 0.17992 | 0.15906 | 0.25341 | 0.19578 | 0.17369 | 0.20298 | 0.07061 | 0.69165 | 0 | 0.25155 | 0.51255 | 0.41785 | 0.66777 | 0.84124 | 0.88903 | 0.82511 | 0.92538 | 0.82587 | 0.85084 | 0.88383 | 0.81523 | 0.98934 | 1 | 0.96139 | 0.96734 | 0.90599 | 0.96086 | 0.95904 | 0.56794 | 0.88651 | 0.92965 | 1 | 1 | 1 | 1
3 | 14 | 11 | 0.14904 | 0.40171 | 0.90734 | 0.044342 | 0 | 0.032411 | 0 | 0.6131 | 0.20738 | 0.13946 | 0.056168 | 0.075105 | 0.15888 | 0.14557 | 0.14562 | 0.12424 | 0.26314 | 0.054763 | 0.88675 | 0 | 0.22421 | 0.40139 | 0.30018 | 0.79169 | 0.91872 | 0.96775 | 0.9011 | 0.91283 | 0.88829 | 0.90768 | 0.93397 | 0.88789 | 1 | 1 | 1 | 1 | 0.98045 | 1 | 1 | 0.69688 | 0.89026 | 0.97611 | 1 | 1 | 1 | 1
3 | 14 | 12 | 0.16012 | 0.34227 | 0.8784 | 0.03719 | 0 | 0.0584 | 0 | 0.66914 | 0.21797 | 0.15053 | 0.093576 | 0.032523 | 0.16988 | 0.10077 | 0.15848 | 0.13684 | 0.28271 | 0.033104 | 0.95219 | 4.6819e-05 | 0.23227 | 0.34175 | 0.23882 | 0.85684 | 0.95553 | 0.95086 | 0.93721 | 0.94869 | 0.89235 | 0.91631 | 0.94437 | 1 | 1 | 1 | 1 | 1 | 0.98044 | 0.99341 | 1 | 0.72212 | 0.85401 | 0.97767 | 1 | 1 | 1 | 1
3 | 14 | 13 | 0.19233 | 0.37745 | 0.82449 | 0.035848 | 0 | 0.12493 | 0 | 0.75465 | 0.24966 | 0.18291 | 0.17706 | 0.025082 | 0.202 | 0.093415 | 0.12552 | 0.10469 | 0.29601 | 0.057943 | 0.96507 | 0.0020782 | 0.23887 | 0.37729 | 0.27216 | 0.87232 | 0.96109 | 0.92737 | 0.94266 | 0.93773 | 0.88869 | 0.92409 | 0.92453 | 1 | 1 | 1 | 1 | 1 | 1 | 1 | 1 | 0.72634 | 0.83005 | 1 | 1 | 1 | 1 | 1
3 | 14 | 14 | 0.23733 | 0.42896 | 0.79436 | 0.044781 | 0 | 0.15828 | 0.001698 | 0.81867 | 0.2927 | 0.22811 | 0.28259 | 0.031077 | 0.24668 | 0.097959 | 0.1226 | 0.10187 | 0.33451 | 0.068705 | 0.96542 | 0.014363 | 0.24974 | 0.42903 | 0.32526 | 0.84443 | 0.94039 | 0.86062 | 0.92236 | 0.94536 | 0.88483 | 0.87914 | 0.91035 | 1 | 1 | 1 | 1 | 1 | 0.97082 | 1 | 0.99243 | 0.52328 | 0.81452 | 0.95416 | 0.97002 | 1 | 1 | 1
3 | 14 | 15 | 0.30509 | 0.44653 | 0.75777 | 0.053735 | 0 | 0.19681 | 0.028575 | 0.85322 | 0.35916 | 0.29663 | 0.33468 | 0.097188 | 0.31418 | 0.16736 | 0.13709 | 0.11593 | 0.33982 | 0.065342 | 0.95049 | 0.036796 | 0.31589 | 0.44663 | 0.34432 | 0.7508 | 0.86929 | 0.78484 | 0.85262 | 0.89054 | 0.79268 | 0.78173 | 0.87433 | 0.97097 | 0.99739 | 0.98349 | 0.95866 | 0.95079 | 0.89558 | 0.96222 | 0.94263 | 0.57536 | 0.73966 | 0.88261 | 0.87215 | 1 | 1 | 1
3 | 14 | 16 | 0.3331 | 0.42674 | 0.70396 | 0.066319 | 0 | 0.24663 | 0.085767 | 0.86927 | 0.38477 | 0.32474 | 0.39369 | 0.24925 | 0.34181 | 0.32177 | 0.15682 | 0.1352 | 0.33409 | 0.070169 | 0.89112 | 0.052623 | 0.39572 | 0.42683 | 0.32263 | 0.59669 | 0.74978 | 0.65887 | 0.73541 | 0.7893 | 0.72717 | 0.67415 | 0.80232 | 0.85609 | 0.9092 | 0.87193 | 0.86434 | 0.84042 | 0.81502 | 0.83231 | 0.8332 | 0.49213 | 0.66689 | 0.78435 | 0.7462 | 1 | 1 | 1
3 | 14 | 17 | 0.36114 | 0.36653 | 0.6315 | 0.089225 | 0.022963 | 0.29866 | 0.18195 | 0.86539 | 0.40771 | 0.35251 | 0.45337 | 0.3633 | 0.36905 | 0.43061 | 0.15271 | 0.13117 | 0.30692 | 0.079116 | 0.81229 | 0.07103 | 0.45938 | 0.36601 | 0.26462 | 0.33273 | 0.49929 | 0.40531 | 0.48972 | 0.62725 | 0.49256 | 0.47839 | 0.56817 | 0.5888 | 0.68502 | 0.6125 | 0.58538 | 0.6008 | 0.57209 | 0.56021 | 0.59564 | 0.21859 | 0.45803 | 0.46971 | 0.34026 | 1 | 1 | 1
3 | 14 | 18 | 0.50451 | 0.40385 | 0.6047 | 0.12679 | 0.13654 | 0.47205 | 0.36397 | 0.86269 | 0.54913 | 0.4985 | 0.4572 | 0.39081 | 0.51196 | 0.45367 | 0.1553 | 0.13372 | 0.29423 | 0.087812 | 0.77679 | 0.099195 | 0.53172 | 0.40347 | 0.30327 | 0.042952 | 0.15271 | 0.099435 | 0.14979 | 0.18131 | 0.16809 | 0.13848 | 0.28374 | 0.25255 | 0.28575 | 0.23024 | 0.19249 | 0.19941 | 0.18681 | 0.18495 | 0.1977 | 0.070021 | 0.1466 | 0.088237 | 0.00059432 | 1 | 1 | 1
3 | 14 | 19 | 0.51 | 0.51146 | 0.57098 | 0.16588 | 0.2464 | 0.52713 | 0.50065 | 0.83805 | 0.54846 | 0.50315 | 0.40501 | 0.39176 | 0.51652 | 0.45381 | 0.18566 | 0.16363 | 0.29079 | 0.15401 | 0.81154 | 0.069024 | 0.63842 | 0.51214 | 0.41003 | 1.5968e-06 | 0.00020264 | 0.0018625 | 0.00019876 | 0.00089356 | 0.0012769 | 0.00047233 | 0.00023073 | 0.00046581 | 0 | 0 | 0 | 0 | 0 | 0 | 0 | 0.0048677 | 0.0049679 | 0 | 0 | 1 | 1 | 1
3 | 14 | 20 | 0.57275 | 0.44923 | 0.436 | 0.18489 | 0.20813 | 0.56469 | 0.54482 | 0.82949 | 0.60996 | 0.56715 | 0.36858 | 0.39008 | 0.579 | 0.4514 | 0.17993 | 0.15796 | 0.28885 | 0.28555 | 0.79315 | 0.077776 | 0.63742 | 0.44914 | 0.34954 | 0 | 0 | 0 | 0 | 0 | 0 | 0 | 0 | 0 | 0 | 0 | 0 | 0 | 0 | 0 | 0 | 0 | 0 | 0 | 0 | 1 | 1 | 1
3 | 14 | 21 | 0.57706 | 0.3925 | 0.35699 | 0.1754 | 0.15632 | 0.79924 | 0.53944 | 0.80996 | 0.6155 | 0.57176 | 0.36251 | 0.40818 | 0.58349 | 0.46853 | 0.13983 | 0.1186 | 0.25624 | 0.23843 | 0.7737 | 0.061562 | 0.65873 | 0.39219 | 0.29006 | 0 | 0 | 0 | 0 | 0 | 0 | 0 | 0 | 0 | 0 | 0 | 0 | 0 | 0 | 0 | 0 | 0 | 0 | 0 | 0 | 1 | 1 | 1
3 | 14 | 22 | 0.46541 | 0.3862 | 0.3241 | 0.19804 | 0.14298 | 0.65423 | 0.50641 | 0.77879 | 0.50754 | 0.45816 | 0.24471 | 0.43523 | 0.47254 | 0.49414 | 0.11478 | 0.094338 | 0.26147 | 0.12755 | 0.6632 | 0.049121 | 0.70464 | 0.38601 | 0.28185 | 0 | 0 | 0 | 0 | 0 | 0 | 0 | 0 | 0 | 0 | 0 | 0 | 0 | 0 | 0 | 0 | 0 | 0 | 0 | 0 | 1 | 1 | 1
3 | 14 | 23 | 0.40322 | 0.4036 | 0.24386 | 0.25552 | 0.091753 | 0.46426 | 0.4813 | 0.76897 | 0.44673 | 0.39491 | 0.18635 | 0.44926 | 0.41063 | 0.50862 | 0.085902 | 0.066882 | 0.32948 | 0.079695 | 0.5935 | 0.035531 | 0.69342 | 0.40365 | 0.29779 | 0 | 0 | 0 | 0 | 0 | 0 | 0 | 0 | 0 | 0 | 0 | 0 | 0 | 0 | 0 | 0 | 0 | 0 | 0 | 0 | 1 | 1 | 1
3 | 14 | 24 | 0.48739 | 0.39097 | 0.14604 | 0.30937 | 0.037081 | 0.4089 | 0.43777 | 0.73775 | 0.53105 | 0.48084 | 0.14299 | 0.40977 | 0.49472 | 0.47098 | 0.055416 | 0.038837 | 0.34555 | 0.2342 | 0.54986 | 0.037345 | 0.66773 | 0.39107 | 0.28362 | 0 | 0 | 0 | 0 | 0 | 0 | 0 | 0 | 0 | 0 | 0 | 0 | 0 | 0 | 0 | 0 | 0 | 0 | 0 | 0 | 1 | 1 | 1
3 | 15 | 1 | 0.51115 | 0.3369 | 0.091849 | 0.35046 | 0.0056868 | 0.24234 | 0.39293 | 0.66946 | 0.55228 | 0.50473 | 0.11605 | 0.34658 | 0.51807 | 0.41418 | 0.05268 | 0.036384 | 0.25356 | 0.41433 | 0.48045 | 0.055692 | 0.52036 | 0.33659 | 0.23079 | 0 | 0 | 0 | 0 | 0 | 0 | 0 | 0 | 0 | 0 | 0 | 0 | 0 | 0 | 0 | 0 | 0 | 0 | 0 | 0 | 1 | 1 | 1
3 | 15 | 2 | 0.4936 | 0.33336 | 0.072545 | 0.39845 | 0 | 0.15234 | 0.33397 | 0.55954 | 0.53617 | 0.48702 | 0.097679 | 0.22368 | 0.50076 | 0.29486 | 0.048339 | 0.032552 | 0.16237 | 0.4325 | 0.29313 | 0.06451 | 0.38316 | 0.33317 | 0.2257 | 0 | 0 | 0 | 0 | 0 | 0 | 0 | 0 | 0 | 0 | 0 | 0 | 0 | 0 | 0 | 0 | 0 | 0 | 0 | 0 | 1 | 1 | 1
3 | 15 | 3 | 0.43264 | 0.34993 | 0.038854 | 0.44343 | 0 | 0.16984 | 0.25509 | 0.47145 | 0.4778 | 0.42516 | 0.084489 | 0.12519 | 0.44026 | 0.19717 | 0.034811 | 0.02096 | 0.11853 | 0.31414 | 0.17496 | 0.072463 | 0.29153 | 0.34973 | 0.2432 | 0 | 0 | 0 | 0 | 0 | 0 | 0 | 0 | 0 | 0 | 0 | 0 | 0 | 0 | 0 | 0 | 0 | 0 | 0 | 0 | 1 | 1 | 1
3 | 15 | 4 | 0.38024 | 0.39042 | 0.0079042 | 0.47653 | 0 | 0.21604 | 0.17812 | 0.393 | 0.43045 | 0.37251 | 0.057587 | 0.083005 | 0.38868 | 0.15753 | 0.029538 | 0.016643 | 0.10563 | 0.23771 | 0.14568 | 0.071499 | 0.21372 | 0.39034 | 0.28518 | 0 | 0 | 0 | 0 | 0 | 0 | 0 | 0 | 0 | 0 | 0 | 0 | 0 | 0 | 0 | 0 | 0 | 0 | 0 | 0 | 1 | 1 | 1
3 | 15 | 5 | 0.27987 | 0.42913 | 0.00046059 | 0.48396 | 0 | 0.2133 | 0.13262 | 0.30425 | 0.3323 | 0.27079 | 0.015489 | 0.024215 | 0.28875 | 0.090601 | 0.029461 | 0.016581 | 0.094417 | 0.18122 | 0.12278 | 0.068021 | 0.15888 | 0.42885 | 0.32974 | 0 | 0 | 0 | 0 | 0 | 0 | 0 | 0 | 0 | 0 | 0 | 0 | 0 | 0 | 0 | 0 | 0 | 0 | 0 | 0 | 1 | 1 | 1
3 | 15 | 6 | 0.24048 | 0.51929 | 0 | 0.49885 | 0.04921 | 0.21242 | 0.086207 | 0.2279 | 0.29693 | 0.23145 | 0.00075923 | 0.0012115 | 0.24998 | 0.043837 | 0.029655 | 0.016737 | 0.091022 | 0.15921 | 0.089821 | 0.075759 | 0.11139 | 0.51993 | 0.41927 | 1.2661e-07 | 0.00011339 | 0.035598 | 0.00011122 | 0 | 0 | 0 | 0 | 0 | 0 | 1.5896e-06 | 0.00069928 | 0.00050462 | 0.00044101 | 0.00025381 | 0.00050029 | 0.0077192 | 0.0010162 | 0.013344 | 0.18984 | 1 | 1 | 1
3 | 15 | 7 | 0.18215 | 0.45025 | 0 | 0.49944 | 0.21808 | 0.2146 | 0.041784 | 0.13556 | 0.24154 | 0.17299 | 0 | 0 | 0.19212 | 0.03127 | 0.026317 | 0.014094 | 0.091855 | 0.12448 | 0.048977 | 0.077441 | 0.06322 | 0.45048 | 0.34692 | 0.0025778 | 0.13359 | 0.39818 | 0.13103 | 0.10833 | 0.01098 | 0.020697 | 0.12725 | 0.068638 | 0.22566 | 0.32768 | 0.38758 | 0.33861 | 0.32107 | 0.30127 | 0.3357 | 0.41847 | 0.37677 | 0.4386 | 0.62702 | 1 | 1 | 1
3 | 15 | 8 | 0.069237 | 0.31412 | 0 | 0.47627 | 0.17077 | 0.14924 | 0.0026507 | 0.073573 | 0.12531 | 0.059479 | 0 | 0 | 0.07874 | 0.022148 | 0.019378 | 0.0088999 | 0.087738 | 0.064324 | 0.036131 | 0.068116 | 0.018427 | 0.31369 | 0.20862 | 0.20174 | 0.4729 | 0.72224 | 0.46383 | 0.57291 | 0.47411 | 0.49389 | 0.56117 | 0.50299 | 0.66123 | 0.69933 | 0.71083 | 0.69582 | 0.67555 | 0.67689 | 0.68984 | 0.71154 | 0.69805 | 0.73729 | 0.87632 | 1 | 1 | 1
3 | 15 | 9 | 0.028255 | 0.25807 | 0 | 0.37612 | 0.032178 | 0.053559 | 0 | 0.070889 | 0.083915 | 0.018998 | 0 | 0 | 0.037661 | 0.0099892 | 0.0096795 | 0.0027785 | 0.090853 | 0.052865 | 0.033716 | 0.049361 | 0.00868 | 0.25794 | 0.14883 | 0.47984 | 0.71753 | 0.90649 | 0.70377 | 0.81163 | 0.73363 | 0.74368 | 0.77678 | 0.80447 | 0.8933 | 0.88953 | 0.8877 | 0.87545 | 0.85514 | 0.87671 | 0.86793 | 0.84882 | 0.86182 | 0.8881 | 1 | 1 | 1 | 1
3 | 15 | 10 | 0.01583 | 0.20747 | 0 | 0.31625 | 0 | 0.10455 | 0 | 0.10611 | 0.070457 | 0.0067535 | 0 | 0 | 0.025065 | 0.0084611 | 0.01151 | 0.0037604 | 0.093814 | 0.069199 | 0.03264 | 0.030957 | 0.0049007 | 0.20723 | 0.10208 | 0.69018 | 0.86993 | 0.99716 | 0.85326 | 0.95531 | 0.86784 | 0.86404 | 0.89965 | 0.94274 | 1 | 1 | 0.98086 | 0.96568 | 0.94737 | 0.98687 | 0.95739 | 0.94166 | 0.93018 | 0.97704 | 1 | 1 | 1 | 1
3 | 15 | 11 | 0.02625 | 0.19311 | 0 | 0.29613 | 0 | 0.099159 | 0 | 0.13353 | 0.081951 | 0.01704 | 0 | 0 | 0.035658 | 0.0091154 | 0.016615 | 0.0069666 | 0.097378 | 0.078301 | 0.051618 | 0.01878 | 0.0037316 | 0.19313 | 0.086644 | 0.81935 | 0.94996 | 1 | 0.93175 | 0.99374 | 0.91727 | 0.92537 | 0.94136 | 1 | 1 | 1 | 1 | 1 | 1 | 1 | 1 | 0.93902 | 0.95964 | 1 | 1 | 1 | 1 | 1
3 | 15 | 12 | 0.053768 | 0.15466 | 0 | 0.28044 | 0 | 0.073977 | 0 | 0.14494 | 0.11175 | 0.044374 | 0 | 0 | 0.063537 | 0.020852 | 0.021903 | 0.010726 | 0.090851 | 0.084176 | 0.078027 | 0.026337 | 0.0073228 | 0.15447 | 0.055859 | 0.87997 | 0.97972 | 1 | 0.96094 | 1 | 0.94131 | 0.94583 | 0.93666 | 1 | 1 | 1 | 1 | 1 | 1 | 1 | 1 | 0.91237 | 0.9587 | 1 | 1 | 1 | 1 | 1
3 | 15 | 13 | 0.077137 | 0.13876 | 0 | 0.25179 | 0 | 0.048703 | 0 | 0.13326 | 0.1358 | 0.067614 | 0 | 0 | 0.087026 | 0.034447 | 0.023857 | 0.012193 | 0.071771 | 0.085473 | 0.092738 | 0.046744 | 0.0163 | 0.13841 | 0.044753 | 0.88253 | 0.97111 | 0.9938 | 0.95249 | 0.9813 | 0.9382 | 0.93429 | 0.91471 | 1 | 1 | 1 | 1 | 1 | 0.991 | 1 | 1 | 0.85427 | 0.94125 | 1 | 1 | 1 | 1 | 1
3 | 15 | 14 | 0.096706 | 0.18259 | 0 | 0.21349 | 0 | 0.059067 | 0 | 0.12413 | 0.15565 | 0.087135 | 0 | 0 | 0.10664 | 0.05092 | 0.025598 | 0.013531 | 0.069322 | 0.095288 | 0.088551 | 0.08544 | 0.025691 | 0.18228 | 0.080569 | 0.85516 | 0.95251 | 0.98381 | 0.93425 | 0.9821 | 0.93103 | 0.91066 | 0.93791 | 1 | 1 | 1 | 1 | 1 | 0.94511 | 0.99489 | 0.99671 | 0.89723 | 0.90658 | 0.98091 | 1 | 1 | 1 | 1
3 | 15 | 15 | 0.11191 | 0.27675 | 0 | 0.18995 | 0 | 0.070317 | 0 | 0.11272 | 0.1713 | 0.10238 | 0 | 0.00015461 | 0.12191 | 0.05828 | 0.027984 | 0.015403 | 0.064699 | 0.098705 | 0.089504 | 0.12391 | 0.037749 | 0.27692 | 0.16402 | 0.77714 | 0.90029 | 0.93224 | 0.88303 | 0.96948 | 0.88704 | 0.87951 | 0.91839 | 0.96881 | 1 | 0.99496 | 0.96539 | 0.95513 | 0.91579 | 0.94533 | 0.94693 | 0.87029 | 0.87739 | 0.9273 | 0.97543 | 1 | 1 | 1
3 | 15 | 16 | 0.11159 | 0.31048 | 0 | 0.16616 | 0 | 0.10627 | 0 | 0.098938 | 0.16993 | 0.10191 | 0 | 0.0032649 | 0.12144 | 0.067196 | 0.02599 | 0.013836 | 0.06006 | 0.099248 | 0.068882 | 0.17502 | 0.033474 | 0.31045 | 0.20034 | 0.61575 | 0.77548 | 0.79638 | 0.76062 | 0.87011 | 0.79984 | 0.78992 | 0.82607 | 0.877 | 0.90849 | 0.89184 | 0.85885 | 0.83152 | 0.80284 | 0.83758 | 0.82438 | 0.80403 | 0.80278 | 0.79042 | 0.78453 | 1 | 1 | 1
3 | 15 | 17 | 0.13348 | 0.33106 | 0 | 0.15471 | 0 | 0.11719 | 0.0056575 | 0.095321 | 0.19112 | 0.12375 | 0 | 0.014567 | 0.14323 | 0.08098 | 0.024725 | 0.012863 | 0.056124 | 0.1004 | 0.055731 | 0.25871 | 0.039004 | 0.33049 | 0.2278 | 0.35825 | 0.54024 | 0.52144 | 0.52988 | 0.66382 | 0.60224 | 0.59664 | 0.62247 | 0.68562 | 0.69517 | 0.63844 | 0.64394 | 0.59732 | 0.58041 | 0.57235 | 0.59219 | 0.56327 | 0.6464 | 0.4935 | 0.3192 | 1 | 1 | 1
3 | 15 | 18 | 0.19652 | 0.46629 | 0 | 0.22365 | 0 | 0.14336 | 0.087171 | 0.13925 | 0.2545 | 0.18725 | 0 | 0.03578 | 0.20628 | 0.10645 | 0.03587 | 0.02185 | 0.054421 | 0.12425 | 0.084303 | 0.35942 | 0.063558 | 0.46671 | 0.36242 | 0.050467 | 0.16925 | 0.14405 | 0.16601 | 0.23873 | 0.092666 | 0.22312 | 0.32415 | 0.3054 | 0.29482 | 0.24532 | 0.21968 | 0.20173 | 0.1936 | 0.19344 | 0.2 | 0.18699 | 0.24112 | 0.0897 | 0.00070395 | 1 | 1 | 1
3 | 15 | 19 | 0.23918 | 0.48674 | 0 | 0.28244 | 0 | 0.12969 | 0.14923 | 0.26803 | 0.29695 | 0.23033 | 0 | 0.046513 | 0.24888 | 0.11778 | 0.05323 | 0.036883 | 0.051025 | 0.14487 | 0.12704 | 0.41762 | 0.045097 | 0.48684 | 0.38919 | 2.4564e-06 | 0.00033278 | 0.0036848 | 0.0003264 | 0.0022814 | 0.00046575 | 0.001114 | 0.00032289 | 0.0012824 | 0 | 0 | 0 | 0 | 0 | 0 | 0 | 0.017178 | 0.0021328 | 0 | 0 | 1 | 1 | 1
3 | 15 | 20 | 0.21082 | 0.47085 | 0 | 0.23587 | 0 | 0.16857 | 0.1667 | 0.30704 | 0.26921 | 0.20175 | 0 | 0.056589 | 0.22063 | 0.12882 | 0.067943 | 0.050195 | 0.050359 | 0.14616 | 0.13952 | 0.39669 | 0.12513 | 0.47055 | 0.37625 | 0 | 0 | 0 | 0 | 0 | 0 | 0 | 0 | 0 | 0 | 0 | 0 | 0 | 0 | 0 | 0 | 0 | 0 | 0 | 0 | 1 | 1 | 1
3 | 15 | 21 | 0.12916 | 0.51101 | 0 | 0.21384 | 0 | 0.17595 | 0.14022 | 0.23278 | 0.187 | 0.11945 | 0.00070323 | 0.063947 | 0.13893 | 0.13691 | 0.094833 | 0.075304 | 0.065292 | 0.1218 | 0.17139 | 0.37733 | 0.17516 | 0.51138 | 0.41318 | 0 | 0 | 0 | 0 | 0 | 0 | 0 | 0 | 0 | 0 | 0 | 0 | 0 | 0 | 0 | 0 | 0 | 0 | 0 | 0 | 1 | 1 | 1
3 | 15 | 22 | 0.08373 | 0.44956 | 0 | 0.21068 | 0 | 0.20304 | 0.090899 | 0.15626 | 0.13989 | 0.073835 | 0.01149 | 0.064289 | 0.093268 | 0.13668 | 0.13248 | 0.11145 | 0.11756 | 0.095842 | 0.21805 | 0.38245 | 0.10195 | 0.44949 | 0.34982 | 0 | 0 | 0 | 0 | 0 | 0 | 0 | 0 | 0 | 0 | 0 | 0 | 0 | 0 | 0 | 0 | 0 | 0 | 0 | 0 | 1 | 1 | 1
3 | 15 | 23 | 0.12529 | 0.39104 | 0 | 0.23028 | 0 | 0.16628 | 0.048279 | 0.14893 | 0.18521 | 0.11586 | 0.0035133 | 0.07109 | 0.13536 | 0.14339 | 0.17103 | 0.14918 | 0.17023 | 0.061189 | 0.28338 | 0.3438 | 0.059195 | 0.3909 | 0.28637 | 0 | 0 | 0 | 0 | 0 | 0 | 0 | 0 | 0 | 0 | 0 | 0 | 0 | 0 | 0 | 0 | 0 | 0 | 0 | 0 | 1 | 1 | 1
3 | 15 | 24 | 0.12801 | 0.34292 | 0 | 0.21381 | 0 | 0.11494 | 0.017823 | 0.1591 | 0.18949 | 0.11884 | 0.010801 | 0.094521 | 0.13829 | 0.16879 | 0.21501 | 0.1928 | 0.19423 | 0.037931 | 0.33526 | 0.31091 | 0.057418 | 0.34282 | 0.23477 | 0 | 0 | 0 | 0 | 0 | 0 | 0 | 0 | 0 | 0 | 0 | 0 | 0 | 0 | 0 | 0 | 0 | 0 | 0 | 0 | 1 | 1 | 1
3 | 16 | 1 | 0.034511 | 0.29695 | 0 | 0.20396 | 0 | 0.067545 | 0.0010805 | 0.15073 | 0.088624 | 0.025534 | 0.0070427 | 0.11205 | 0.043276 | 0.18648 | 0.25129 | 0.2291 | 0.22167 | 0.021657 | 0.42377 | 0.31527 | 0.10003 | 0.29672 | 0.18857 | 0 | 0 | 0 | 0 | 0 | 0 | 0 | 0 | 0 | 0 | 0 | 0 | 0 | 0 | 0 | 0 | 0 | 0 | 0 | 0 | 1 | 1 | 1
3 | 16 | 2 | 0.0017681 | 0.28189 | 0 | 0.21313 | 0 | 0.0444 | 0 | 0.12837 | 0.039683 | 0.0011548 | 0.094851 | 0.12647 | 0.0024574 | 0.20112 | 0.26164 | 0.23949 | 0.23405 | 0.0070995 | 0.57452 | 0.28714 | 0.13974 | 0.28193 | 0.17059 | 0 | 0 | 0 | 0 | 0 | 0 | 0 | 0 | 0 | 0 | 0 | 0 | 0 | 0 | 0 | 0 | 0 | 0 | 0 | 0 | 1 | 1 | 1
3 | 16 | 3 | 0 | 0.23915 | 0 | 0.22747 | 0 | 0.031013 | 0 | 0.12447 | 0.048153 | 0 | 0.14311 | 0.13602 | 0.0044119 | 0.21002 | 0.25832 | 0.23616 | 0.22795 | 0.00072459 | 0.7371 | 0.2858 | 0.12205 | 0.2392 | 0.12873 | 0 | 0 | 0 | 0 | 0 | 0 | 0 | 0 | 0 | 0 | 0 | 0 | 0 | 0 | 0 | 0 | 0 | 0 | 0 | 0 | 1 | 1 | 1
3 | 16 | 4 | 0 | 0.16464 | 0 | 0.22652 | 0 | 0.022663 | 0 | 0.1265 | 0.043808 | 0 | 0.17814 | 0.15485 | 0.0010013 | 0.22939 | 0.25791 | 0.23575 | 0.23653 | 0.0010624 | 0.84182 | 0.3026 | 0.11995 | 0.16432 | 0.065375 | 0 | 0 | 0 | 0 | 0 | 0 | 0 | 0 | 0 | 0 | 0 | 0 | 0 | 0 | 0 | 0 | 0 | 0 | 0 | 0 | 1 | 1 | 1
3 | 16 | 5 | 0 | 0.14622 | 0 | 0.21212 | 0 | 0.022818 | 0 | 0.13146 | 0.033563 | 0 | 0.19022 | 0.16725 | 4.5259e-05 | 0.24132 | 0.24754 | 0.22534 | 0.29421 | 0.0014164 | 0.88811 | 0.34207 | 0.078888 | 0.14612 | 0.048409 | 0 | 0 | 0 | 0 | 0 | 0 | 0 | 0 | 0 | 0 | 0 | 0 | 0 | 0 | 0 | 0 | 0 | 0 | 0 | 0 | 1 | 1 | 1
3 | 16 | 6 | 0 | 0.13147 | 0 | 0.20072 | 0 | 0.027119 | 0 | 0.15166 | 0.027205 | 0 | 0.19378 | 0.17697 | 0 | 0.25178 | 0.23226 | 0.21003 | 0.33416 | 2.2373e-05 | 0.901 | 0.34812 | 0.067515 | 0.13139 | 0.036967 | 1.1384e-07 | 0.00019547 | 0.015223 | 0.00019172 | 0 | 0 | 0 | 0 | 0 | 0 | 1.8545e-05 | 0.0012161 | 0.00087583 | 0.00074673 | 0.000418 | 0.00086831 | 0.010551 | 0.00149 | 0.017971 | 0.058874 | 1 | 1 | 1
3 | 16 | 7 | 0 | 0.11751 | 0 | 0.16427 | 0 | 0.028519 | 0 | 0.18055 | 0.037915 | 0 | 0.21139 | 0.16225 | 0 | 0.23655 | 0.19864 | 0.17651 | 0.31212 | 0 | 0.89598 | 0.35318 | 0.048286 | 0.11745 | 0.026904 | 0.0029072 | 0.13816 | 0.32992 | 0.13551 | 0.11444 | 0.012027 | 0.023565 | 0.14735 | 0.068708 | 0.24511 | 0.33519 | 0.39514 | 0.3494 | 0.3123 | 0.30925 | 0.3464 | 0.43445 | 0.38845 | 0.45415 | 0.20199 | 1 | 1 | 1
3 | 16 | 8 | 0 | 0.1023 | 0 | 0.12356 | 0 | 0.030266 | 0 | 0.15461 | 0.014461 | 0 | 0.13483 | 0.14339 | 0 | 0.21678 | 0.15139 | 0.1299 | 0.26884 | 0 | 0.86752 | 0.31776 | 0.017121 | 0.1022 | 0.017074 | 0.20223 | 0.46678 | 0.63345 | 0.45783 | 0.56559 | 0.46536 | 0.48896 | 0.56315 | 0.43582 | 0.66999 | 0.70228 | 0.70786 | 0.69259 | 0.6549 | 0.67361 | 0.68664 | 0.72838 | 0.69992 | 0.74434 | 0.44179 | 1 | 1 | 1
3 | 16 | 9 | 0 | 0.092528 | 0 | 0.072805 | 0 | 0.022083 | 0 | 0.074563 | 0.00047575 | 0 | 0.053562 | 0.14532 | 0 | 0.22128 | 0.092491 | 0.073103 | 0.18234 | 0 | 0.8566 | 0.24924 | 0.016485 | 0.092417 | 0.011306 | 0.46836 | 0.69864 | 0.83351 | 0.68524 | 0.81536 | 0.73368 | 0.72098 | 0.77003 | 0.67762 | 0.8775 | 0.89278 | 0.8859 | 0.87264 | 0.81554 | 0.83696 | 0.86514 | 0.87235 | 0.85823 | 0.89431 | 0.62345 | 1 | 1 | 1
3 | 16 | 10 | 0 | 0.092857 | 0.002503 | 0.043539 | 0 | 0 | 0 | 0.04893 | 0 | 0 | 0.017413 | 0.11089 | 0 | 0.18479 | 0.057233 | 0.040469 | 0.082049 | 0 | 0.84682 | 0.18112 | 0.031538 | 0.092789 | 0.011222 | 0.67249 | 0.84733 | 0.954 | 0.83109 | 0.94342 | 0.85887 | 0.84479 | 0.88423 | 0.86314 | 0.9936 | 0.99637 | 0.96612 | 0.95025 | 0.93285 | 0.92626 | 0.9421 | 0.92948 | 0.93117 | 0.9738 | 0.87095 | 1 | 1 | 1
3 | 16 | 11 | 0 | 0.092829 | 0.037911 | 0.034084 | 0 | 0 | 0 | 0.020093 | 0 | 0 | 0.00090483 | 0.08249 | 0 | 0.15651 | 0.051267 | 0.03513 | 0.049797 | 0 | 0.86715 | 0.071511 | 0.05121 | 0.092683 | 0.011704 | 0.79956 | 0.92823 | 1 | 0.91044 | 0.96703 | 0.92112 | 0.9013 | 0.94532 | 0.9806 | 1 | 1 | 0.99856 | 1 | 0.98538 | 0.96796 | 1 | 0.94756 | 0.95168 | 0.9968 | 1 | 1 | 1 | 1
3 | 16 | 12 | 0 | 0.10955 | 0.14139 | 0.035375 | 0 | 0 | 0 | 0.0018792 | 0 | 0 | 0 | 0.044143 | 0 | 0.11519 | 0.047955 | 0.03221 | 0.046506 | 0 | 0.90111 | 0.0018252 | 0.064056 | 0.10931 | 0.022818 | 0.85576 | 0.95431 | 1 | 0.93601 | 0.96624 | 0.9447 | 0.91866 | 0.95284 | 0.99745 | 1 | 1 | 1 | 1 | 0.98621 | 0.95204 | 1 | 0.92465 | 0.95097 | 1 | 1 | 1 | 1 | 1
3 | 16 | 13 | 0 | 0.16288 | 0.1862 | 0.041181 | 0 | 0 | 0 | 0 | 0 | 0 | 0 | 0.0058487 | 0 | 0.068988 | 0.047344 | 0.031674 | 0.045549 | 0 | 0.92487 | 0 | 0.09389 | 0.16279 | 0.061733 | 0.86768 | 0.95612 | 0.98108 | 0.93779 | 0.99546 | 0.93996 | 0.92178 | 0.93152 | 0.9128 | 1 | 1 | 1 | 1 | 0.99829 | 0.98325 | 1 | 0.90381 | 0.92966 | 0.99286 | 1 | 1 | 1 | 1
3 | 16 | 14 | 0 | 0.21563 | 0.20057 | 0.05625 | 0 | 0.008927 | 0.00090039 | 0 | 0 | 0 | 0 | 0.00021128 | 0 | 0.055102 | 0.047273 | 0.031612 | 0.046255 | 0 | 0.93511 | 0 | 0.11252 | 0.21557 | 0.1078 | 0.83978 | 0.93553 | 0.98692 | 0.91759 | 0.99259 | 0.91753 | 0.89727 | 0.91022 | 0.93212 | 1 | 1 | 1 | 0.98557 | 0.97668 | 0.96516 | 0.9771 | 0.89219 | 0.90774 | 0.96982 | 1 | 1 | 1 | 1
3 | 16 | 15 | 0 | 0.26393 | 0.20182 | 0.076069 | 0 | 0.027318 | 0.014766 | 0 | 0 | 0 | 0 | 0 | 0 | 0.049433 | 0.050379 | 0.034344 | 0.033194 | 0 | 0.93151 | 0 | 0.11202 | 0.26392 | 0.15331 | 0.75293 | 0.87269 | 0.91075 | 0.85596 | 0.9629 | 0.87886 | 0.85922 | 0.88899 | 0.87691 | 0.98032 | 0.96891 | 0.95599 | 0.93667 | 0.8852 | 0.90236 | 0.92863 | 0.82972 | 0.89559 | 0.91419 | 1 | 1 | 1 | 1
3 | 16 | 16 | 0 | 0.29599 | 0.19309 | 0.085414 | 0 | 0.035933 | 0.038491 | 0 | 0 | 0 | 0 | 0 | 0 | 0.04601 | 0.049988 | 0.033999 | 0.021412 | 0 | 0.90177 | 0.00037149 | 0.10776 | 0.296 | 0.18511 | 0.59956 | 0.75554 | 0.81432 | 0.74105 | 0.89247 | 0.7955 | 0.7623 | 0.80405 | 0.84894 | 0.88362 | 0.87355 | 0.84951 | 0.81273 | 0.74669 | 0.7842 | 0.80575 | 0.76967 | 0.82537 | 0.78747 | 0.84171 | 1 | 1 | 1
3 | 16 | 17 | 0 | 0.30761 | 0.17484 | 0.093568 | 0 | 0.071691 | 0.066939 | 0 | 0 | 0 | 0 | 0 | 0 | 0.042446 | 0.043196 | 0.028067 | 0.0093215 | 1.9994e-05 | 0.79069 | 0.014714 | 0.090268 | 0.30748 | 0.19842 | 0.34693 | 0.52353 | 0.52072 | 0.51349 | 0.73594 | 0.60222 | 0.58166 | 0.61504 | 0.6081 | 0.62086 | 0.63215 | 0.6532 | 0.55783 | 0.52691 | 0.54596 | 0.55304 | 0.51459 | 0.65134 | 0.49965 | 0.32196 | 1 | 1 | 1
3 | 16 | 18 | 0 | 0.32975 | 0.14672 | 0.11217 | 0 | 0.12175 | 0.10179 | 0 | 0.00014739 | 0 | 0 | 0 | 0 | 0.03948 | 0.046194 | 0.030668 | 0.02541 | 0.0013071 | 0.75862 | 0.041936 | 0.090559 | 0.32971 | 0.22023 | 0.042419 | 0.14236 | 0.14884 | 0.13963 | 0.17671 | 0.059272 | 0.042175 | 0.30118 | 0.25253 | 0.2805 | 0.24684 | 0.22801 | 0.19017 | 0.17116 | 0.1844 | 0.18854 | 0.16717 | 0.254 | 0.098861 | 0.00106 | 1 | 1 | 1
3 | 16 | 19 | 0 | 0.33814 | 0.10123 | 0.14359 | 0 | 0.17107 | 0.1336 | 0 | 0.0040703 | 0 | 0 | 0 | 0 | 0.037799 | 0.050045 | 0.034049 | 0.042301 | 0.003664 | 0.75484 | 0.021196 | 0.047299 | 0.3378 | 0.23255 | 2.911e-06 | 0.00015622 | 0.0043876 | 0.00015323 | 0.0012898 | 1.9384e-05 | 7.296e-06 | 0.00025341 | 0.00097487 | 2.5556e-06 | 0 | 0 | 0 | 0 | 0 | 0 | 0.018086 | 0.0049641 | 0 | 0 | 1 | 1 | 1
3 | 16 | 20 | 0 | 0.40371 | 0.085882 | 0.10113 | 0 | 0.33446 | 0.15442 | 0 | 0.00022644 | 0 | 0 | 0 | 0 | 0.032618 | 0.051068 | 0.034953 | 0.043163 | 0.0087992 | 0.76202 | 0.0079695 | 0.022818 | 0.40336 | 0.30278 | 0 | 0 | 0 | 0 | 0 | 0 | 0 | 0 | 0 | 0 | 0 | 0 | 0 | 0 | 0 | 0 | 0 | 0 | 0 | 0 | 1 | 1 | 1
3 | 16 | 21 | 0 | 0.52885 | 0.069763 | 0.07447 | 0 | 0.41104 | 0.17438 | 0 | 0.002183 | 0 | 0 | 0 | 0 | 0.038988 | 0.056126 | 0.039464 | 0.045793 | 0.023028 | 0.80718 | 0.00020296 | 0.010918 | 0.52887 | 0.43778 | 0 | 0 | 0 | 0 | 0 | 0 | 0 | 0 | 0 | 0 | 0 | 0 | 0 | 0 | 0 | 0 | 0 | 0 | 0 | 0 | 1 | 1 | 1
3 | 16 | 22 | 0 | 0.63311 | 0.081021 | 0.059422 | 0.0065389 | 0.42001 | 0.19311 | 0 | 7.905e-05 | 0 | 0 | 0 | 0 | 0.041519 | 0.070168 | 0.052236 | 0.047757 | 0.030487 | 0.80167 | 0 | 0.009176 | 0.63329 | 0.55605 | 0 | 0 | 0 | 0 | 0 | 0 | 0 | 0 | 0 | 0 | 0 | 0 | 0 | 0 | 0 | 0 | 0 | 0 | 0 | 0 | 1 | 1 | 1
3 | 16 | 23 | 0 | 0.68129 | 0.075755 | 0.051211 | 0.049476 | 0.43136 | 0.22725 | 0 | 0.00068604 | 0 | 0 | 0 | 0 | 0.037501 | 0.092019 | 0.072642 | 0.057871 | 0.040441 | 0.78283 | 0 | 0.0032367 | 0.68086 | 0.62051 | 0 | 0 | 0 | 0 | 0 | 0 | 0 | 0 | 0 | 0 | 0 | 0 | 0 | 0 | 0 | 0 | 0 | 0 | 0 | 0 | 1 | 1 | 1
3 | 16 | 24 | 0 | 0.81934 | 0.089126 | 0.054048 | 0.13734 | 0.38228 | 0.24126 | 0.0010084 | 0.020434 | 0 | 0 | 0.00069466 | 4.9624e-05 | 0.051907 | 0.13436 | 0.11328 | 0.06524 | 0.051452 | 0.7475 | 0 | 7.3487e-05 | 0.81953 | 0.77729 | 0 | 0 | 0 | 0 | 0 | 0 | 0 | 0 | 0 | 0 | 0 | 0 | 0 | 0 | 0 | 0 | 0 | 0 | 0 | 0 | 1 | 1 | 1
3 | 17 | 1 | 0.00033084 | 0.90907 | 0.10208 | 0.052483 | 0.20981 | 0.34142 | 0.23028 | 0.0091617 | 0.043823 | 0 | 0 | 0.013811 | 0.0016149 | 0.079375 | 0.17248 | 0.15062 | 0.094765 | 0.055816 | 0.72749 | 0 | 0 | 0.90954 | 0.88247 | 0 | 0 | 0 | 0 | 0 | 0 | 0 | 0 | 0 | 0 | 0 | 0 | 0 | 0 | 0 | 0 | 0 | 0 | 0 | 0 | 1 | 1 | 1
3 | 17 | 2 | 0.0049822 | 0.89262 | 0.088218 | 0.048567 | 0.26036 | 0.33482 | 0.2476 | 0.0097834 | 0.058819 | 0 | 0 | 0.047045 | 0.013444 | 0.11834 | 0.19916 | 0.17703 | 0.15367 | 0.052566 | 0.72719 | 0 | 0 | 0.89254 | 0.86952 | 0 | 0 | 0 | 0 | 0 | 0 | 0 | 0 | 0 | 0 | 0 | 0 | 0 | 0 | 0 | 0 | 0 | 0 | 0 | 0 | 1 | 1 | 1
3 | 17 | 3 | 0.00033084 | 0.89356 | 0.067382 | 0.04029 | 0.30806 | 0.29041 | 0.24005 | 0.0017203 | 0.048905 | 0 | 0.00010222 | 0.080355 | 0.0053872 | 0.15458 | 0.22644 | 0.20421 | 0.18251 | 0.045559 | 0.709 | 0 | 0 | 0.89362 | 0.86889 | 0 | 0 | 0 | 0 | 0 | 0 | 0 | 0 | 0 | 0 | 0 | 0 | 0 | 0 | 0 | 0 | 0 | 0 | 0 | 0 | 1 | 1 | 1
3 | 17 | 4 | 0 | 0.87564 | 0.071948 | 0.036658 | 0.29885 | 0.2442 | 0.22548 | 7.9229e-05 | 0.051473 | 0 | 0.0017219 | 0.093207 | 0.0071798 | 0.16958 | 0.24074 | 0.21852 | 0.18853 | 0.045557 | 0.6833 | 0 | 0 | 0.87545 | 0.85022 | 0 | 0 | 0 | 0 | 0 | 0 | 0 | 0 | 0 | 0 | 0 | 0 | 0 | 0 | 0 | 0 | 0 | 0 | 0 | 0 | 1 | 1 | 1
3 | 17 | 5 | 0 | 0.89346 | 0.16022 | 0.035783 | 0.22041 | 0.18085 | 0.20188 | 0 | 0.044884 | 0 | 0.0024949 | 0.050852 | 0.0018605 | 0.12089 | 0.23622 | 0.214 | 0.19222 | 0.046603 | 0.64453 | 0 | 0 | 0.89338 | 0.8706 | 0 | 0 | 0 | 0 | 0 | 0 | 0 | 0 | 0 | 0 | 0 | 0 | 0 | 0 | 0 | 0 | 0 | 0 | 0 | 0 | 1 | 1 | 1
3 | 17 | 6 | 0 | 0.92625 | 0.28146 | 0.03596 | 0.18476 | 0.15531 | 0.16239 | 0 | 0.037134 | 0 | 0.022682 | 0.039702 | 8.9002e-05 | 0.11036 | 0.22397 | 0.20174 | 0.2057 | 0.05356 | 0.6157 | 0 | 0 | 0.92653 | 0.90589 | 1.7539e-07 | 0.00029445 | 0.034631 | 0.00028881 | 0 | 0 | 0 | 0 | 0 | 0 | 8.0036e-05 | 0.0018693 | 0.0013558 | 0.0011086 | 0.00051437 | 0.0013442 | 0.013738 | 0.0024042 | 0.019824 | 0.16881 | 1 | 1 | 1
3 | 17 | 7 | 0 | 0.89747 | 0.33436 | 0.038495 | 0.16657 | 0.16592 | 0.14051 | 0 | 0.034634 | 0 | 0.042768 | 0.029489 | 0 | 0.098688 | 0.2129 | 0.19069 | 0.22718 | 0.070095 | 0.60815 | 0 | 0 | 0.89795 | 0.8681 | 0.0033736 | 0.13864 | 0.38482 | 0.13598 | 0.14481 | 0.01579 | 0.028645 | 0.14772 | 0.071769 | 0.25547 | 0.33723 | 0.39967 | 0.35906 | 0.29697 | 0.25754 | 0.35597 | 0.4367 | 0.39915 | 0.4297 | 0.5423 | 1 | 1 | 1
3 | 17 | 8 | 0 | 0.75905 | 0.31456 | 0.036459 | 0.085197 | 0.12711 | 0.11791 | 0 | 0.025546 | 0 | 0.011944 | 0.021604 | 0 | 0.090422 | 0.18763 | 0.16559 | 0.22669 | 0.067379 | 0.60779 | 0 | 0 | 0.75902 | 0.70773 | 0.19922 | 0.4563 | 0.67273 | 0.44755 | 0.60506 | 0.47796 | 0.48875 | 0.56048 | 0.35715 | 0.6727 | 0.70025 | 0.71373 | 0.69372 | 0.6412 | 0.54531 | 0.68776 | 0.72376 | 0.69793 | 0.67574 | 0.75096 | 1 | 1 | 1
3 | 17 | 9 | 0 | 0.6218 | 0.22376 | 0.021307 | 0.014034 | 0.033353 | 0.10318 | 0 | 0.0087382 | 0 | 0.00058264 | 0.0019196 | 0 | 0.064809 | 0.14303 | 0.12172 | 0.19232 | 0.041343 | 0.62269 | 0 | 0 | 0.6217 | 0.54647 | 0.45766 | 0.68175 | 0.85568 | 0.66868 | 0.83667 | 0.72364 | 0.7337 | 0.77918 | 0.5397 | 0.8836 | 0.88778 | 0.86997 | 0.86116 | 0.8412 | 0.72034 | 0.85376 | 0.86419 | 0.8492 | 0.79071 | 0.97975 | 1 | 1 | 1
3 | 17 | 10 | 0 | 0.49242 | 0.23318 | 0.018366 | 0 | 0.042064 | 0.10999 | 0 | 0.01398 | 0 | 0 | 4.2379e-05 | 0 | 0.05475 | 0.16003 | 0.13836 | 0.124 | 0.04292 | 0.62503 | 0 | 0 | 0.49214 | 0.40026 | 0.64885 | 0.81741 | 0.96385 | 0.80174 | 0.96292 | 0.86593 | 0.85849 | 0.89247 | 0.6521 | 0.9858 | 0.97817 | 0.96632 | 0.96119 | 0.9216 | 0.74861 | 0.95294 | 0.93188 | 0.92112 | 0.83917 | 1 | 1 | 1 | 1
3 | 17 | 11 | 0 | 0.40917 | 0.28612 | 0.024311 | 0 | 0.086026 | 0.12898 | 0 | 0.024096 | 0 | 0.00012889 | 0 | 0 | 0.044014 | 0.20839 | 0.18621 | 0.093951 | 0.080628 | 0.62865 | 0 | 8.2218e-05 | 0.409 | 0.30652 | 0.75976 | 0.88158 | 0.98446 | 0.86468 | 1 | 0.92798 | 0.91126 | 0.94026 | 0.72861 | 1 | 1 | 0.99715 | 1 | 0.85796 | 0.74046 | 0.99929 | 0.95207 | 0.94946 | 0.81541 | 1 | 1 | 1 | 1
3 | 17 | 12 | 0.0010152 | 0.34278 | 0.32424 | 0.037614 | 0 | 0.10849 | 0.17475 | 0 | 0.041748 | 0.00045705 | 0.008357 | 0 | 0.0014691 | 0.033009 | 0.25685 | 0.23469 | 0.086232 | 0.13219 | 0.6344 | 0 | 0.0036127 | 0.34254 | 0.23614 | 0.82347 | 0.91804 | 0.9883 | 0.90044 | 1 | 0.94237 | 0.92284 | 0.94987 | 0.79926 | 1 | 1 | 1 | 1 | 0.83196 | 0.81018 | 1 | 0.94014 | 0.92356 | 0.80072 | 1 | 1 | 1 | 1
3 | 17 | 13 | 0.01812 | 0.30831 | 0.37839 | 0.063995 | 0 | 0.12433 | 0.24667 | 0 | 0.072794 | 0.0095263 | 0.11631 | 0.00045029 | 0.026923 | 0.044728 | 0.31012 | 0.28841 | 0.08419 | 0.1744 | 0.64472 | 0.00041664 | 0.010005 | 0.30811 | 0.19999 | 0.84856 | 0.93428 | 0.96817 | 0.91637 | 1 | 0.94615 | 0.91926 | 0.93136 | 0.82253 | 1 | 1 | 1 | 1 | 0.83065 | 0.96521 | 1 | 0.90339 | 0.912 | 0.82113 | 1 | 1 | 1 | 1
3 | 17 | 14 | 0.048645 | 0.2973 | 0.47882 | 0.089459 | 0 | 0.14523 | 0.32627 | 0.0084697 | 0.10608 | 0.039254 | 0.2681 | 0.01066 | 0.05833 | 0.074323 | 0.38359 | 0.36304 | 0.10035 | 0.2052 | 0.68307 | 0.016268 | 0.0159 | 0.29696 | 0.19028 | 0.80456 | 0.89649 | 0.93188 | 0.8793 | 0.9998 | 0.92257 | 0.90914 | 0.91966 | 0.74731 | 1 | 1 | 0.99866 | 0.96514 | 0.76839 | 0.89501 | 0.95685 | 0.89685 | 0.89417 | 0.79334 | 1 | 1 | 1 | 1
3 | 17 | 15 | 0.088112 | 0.34375 | 0.59488 | 0.10144 | 0.019181 | 0.15889 | 0.3868 | 0.092456 | 0.14543 | 0.078375 | 0.40305 | 0.070096 | 0.097808 | 0.13651 | 0.4468 | 0.42762 | 0.11418 | 0.22607 | 0.71209 | 0.039298 | 0.023208 | 0.34378 | 0.23424 | 0.72074 | 0.83617 | 0.88254 | 0.82014 | 0.97469 | 0.88246 | 0.86038 | 0.9133 | 0.68887 | 1 | 0.90994 | 0.94929 | 0.88082 | 0.74304 | 0.87201 | 0.87326 | 0.82374 | 0.87973 | 0.69704 | 0.97693 | 1 | 1 | 1
3 | 17 | 16 | 0.17862 | 0.3637 | 0.70963 | 0.1233 | 0.137 | 0.18239 | 0.42948 | 0.24434 | 0.23532 | 0.16904 | 0.5194 | 0.27019 | 0.1882 | 0.34054 | 0.47299 | 0.45444 | 0.1151 | 0.24556 | 0.69296 | 0.055538 | 0.037083 | 0.36353 | 0.25746 | 0.56876 | 0.71753 | 0.79083 | 0.70377 | 0.89919 | 0.80756 | 0.77664 | 0.8339 | 0.67072 | 0.88831 | 0.78686 | 0.85046 | 0.64385 | 0.63318 | 0.80993 | 0.63832 | 0.77308 | 0.81368 | 0.64584 | 0.81995 | 1 | 1 | 1
3 | 17 | 17 | 0.31895 | 0.4006 | 0.77628 | 0.15469 | 0.38398 | 0.23056 | 0.47362 | 0.38886 | 0.36947 | 0.31023 | 0.56167 | 0.45754 | 0.32749 | 0.51886 | 0.46092 | 0.44207 | 0.14663 | 0.24905 | 0.51842 | 0.069982 | 0.064567 | 0.40025 | 0.29936 | 0.33223 | 0.50206 | 0.50047 | 0.49244 | 0.74585 | 0.61303 | 0.59483 | 0.63557 | 0.45611 | 0.63915 | 0.64689 | 0.56634 | 0.48204 | 0.45702 | 0.57539 | 0.4779 | 0.56648 | 0.60359 | 0.36073 | 0.30324 | 1 | 1 | 1
3 | 17 | 18 | 0.52448 | 0.4998 | 0.77609 | 0.26796 | 0.66481 | 0.70397 | 0.54837 | 0.54293 | 0.56317 | 0.51804 | 0.60042 | 0.5221 | 0.531 | 0.57347 | 0.46626 | 0.44754 | 0.1132 | 0.32234 | 0.43504 | 0.10092 | 0.13983 | 0.5 | 0.40261 | 0.042958 | 0.14101 | 0.14937 | 0.1383 | 0.22481 | 0.10199 | 0.16838 | 0.27447 | 0.091516 | 0.3067 | 0.2567 | 0.18975 | 0.15055 | 0.14024 | 0.20441 | 0.14926 | 0.19241 | 0.23932 | 0.059317 | 0.0019073 | 1 | 1 | 1
3 | 17 | 19 | 0.73905 | 0.53469 | 0.78339 | 0.35695 | 0.80747 | 0.89991 | 0.58718 | 0.65104 | 0.76713 | 0.73622 | 0.62333 | 0.57535 | 0.74369 | 0.61714 | 0.51771 | 0.50035 | 0.1393 | 0.41899 | 0.46199 | 0.086016 | 0.26961 | 0.53458 | 0.44601 | 2.8028e-06 | 0.00027622 | 0.0039572 | 0.00027092 | 0.0020523 | 0.00049007 | 0.0014837 | 0.00022107 | 0.00026957 | 1.6724e-05 | 0 | 0 | 0 | 0 | 0 | 0 | 0.015344 | 0.0054653 | 0 | 0 | 1 | 1 | 1
3 | 17 | 20 | 0.73811 | 0.57951 | 0.77248 | 0.35465 | 0.8406 | 0.9112 | 0.63113 | 0.67825 | 0.76316 | 0.73477 | 0.72082 | 0.73033 | 0.74229 | 0.76461 | 0.50711 | 0.48946 | 0.10765 | 0.53276 | 0.52875 | 0.079375 | 0.46111 | 0.57925 | 0.49932 | 0 | 0 | 0 | 0 | 0 | 0 | 0 | 0 | 0 | 0 | 0 | 0 | 0 | 0 | 0 | 0 | 0 | 0 | 0 | 0 | 1 | 1 | 1
3 | 17 | 21 | 0.62573 | 0.66886 | 0.77488 | 0.30449 | 0.85779 | 0.90996 | 0.64265 | 0.68025 | 0.66043 | 0.62105 | 0.66848 | 0.78266 | 0.63152 | 0.81009 | 0.49358 | 0.47556 | 0.06759 | 0.61596 | 0.6312 | 0.073238 | 0.51889 | 0.66896 | 0.59904 | 0 | 0 | 0 | 0 | 0 | 0 | 0 | 0 | 0 | 0 | 0 | 0 | 0 | 0 | 0 | 0 | 0 | 0 | 0 | 0 | 1 | 1 | 1
3 | 17 | 22 | 0.39899 | 0.72475 | 0.79758 | 0.22995 | 0.87613 | 0.85055 | 0.63559 | 0.69381 | 0.44326 | 0.39074 | 0.56185 | 0.75766 | 0.4065 | 0.78398 | 0.52372 | 0.50653 | 0.06889 | 0.60194 | 0.70661 | 0.041681 | 0.45898 | 0.72494 | 0.66395 | 0 | 0 | 0 | 0 | 0 | 0 | 0 | 0 | 0 | 0 | 0 | 0 | 0 | 0 | 0 | 0 | 0 | 0 | 0 | 0 | 1 | 1 | 1
3 | 17 | 23 | 0.29779 | 0.72999 | 0.83686 | 0.20212 | 0.87651 | 0.84299 | 0.6299 | 0.71885 | 0.34802 | 0.28864 | 0.53366 | 0.75641 | 0.30632 | 0.78398 | 0.49099 | 0.47291 | 0.089913 | 0.53846 | 0.73143 | 0.011408 | 0.30461 | 0.73008 | 0.6715 | 0 | 0 | 0 | 0 | 0 | 0 | 0 | 0 | 0 | 0 | 0 | 0 | 0 | 0 | 0 | 0 | 0 | 0 | 0 | 0 | 1 | 1 | 1
3 | 17 | 24 | 0.31987 | 0.70746 | 0.77853 | 0.18618 | 0.87019 | 0.8681 | 0.64481 | 0.74277 | 0.37237 | 0.31141 | 0.56506 | 0.75611 | 0.32872 | 0.78362 | 0.43805 | 0.41866 | 0.10134 | 0.49709 | 0.71479 | 0.00033904 | 0.19693 | 0.70741 | 0.64658 | 0 | 0 | 0 | 0 | 0 | 0 | 0 | 0 | 0 | 0 | 0 | 0 | 0 | 0 | 0 | 0 | 0 | 0 | 0 | 0 | 1 | 1 | 1
3 | 18 | 1 | 0.33692 | 0.68623 | 0.72162 | 0.17366 | 0.85912 | 0.86067 | 0.62748 | 0.74462 | 0.38909 | 0.3287 | 0.58997 | 0.75761 | 0.3457 | 0.78479 | 0.42371 | 0.40399 | 0.11701 | 0.44002 | 0.73954 | 0.0024824 | 0.13455 | 0.68598 | 0.62399 | 0 | 0 | 0 | 0 | 0 | 0 | 0 | 0 | 0 | 0 | 0 | 0 | 0 | 0 | 0 | 0 | 0 | 0 | 0 | 0 | 1 | 1 | 1
3 | 18 | 2 | 0.32246 | 0.71174 | 0.73223 | 0.13692 | 0.84729 | 0.63213 | 0.5841 | 0.7484 | 0.37397 | 0.31389 | 0.58949 | 0.76062 | 0.33116 | 0.79038 | 0.40608 | 0.38599 | 0.14252 | 0.40979 | 0.79747 | 0.015611 | 0.12004 | 0.71184 | 0.64967 | 0 | 0 | 0 | 0 | 0 | 0 | 0 | 0 | 0 | 0 | 0 | 0 | 0 | 0 | 0 | 0 | 0 | 0 | 0 | 0 | 1 | 1 | 1
3 | 18 | 3 | 0.32999 | 0.70158 | 0.71447 | 0.12553 | 0.84197 | 0.65779 | 0.58776 | 0.74198 | 0.38079 | 0.32144 | 0.56835 | 0.69824 | 0.33857 | 0.72887 | 0.35303 | 0.33194 | 0.1736 | 0.4094 | 0.844 | 0.027019 | 0.15114 | 0.70136 | 0.64175 | 0 | 0 | 0 | 0 | 0 | 0 | 0 | 0 | 0 | 0 | 0 | 0 | 0 | 0 | 0 | 0 | 0 | 0 | 0 | 0 | 1 | 1 | 1
3 | 18 | 4 | 0.36912 | 0.73276 | 0.66919 | 0.11331 | 0.83325 | 0.39778 | 0.55525 | 0.72411 | 0.41982 | 0.36125 | 0.53709 | 0.70691 | 0.37765 | 0.74271 | 0.32385 | 0.30232 | 0.16201 | 0.43911 | 0.86277 | 0.033438 | 0.19433 | 0.73286 | 0.67461 | 0 | 0 | 0 | 0 | 0 | 0 | 0 | 0 | 0 | 0 | 0 | 0 | 0 | 0 | 0 | 0 | 0 | 0 | 0 | 0 | 1 | 1 | 1
3 | 18 | 5 | 0.36611 | 0.73167 | 0.60887 | 0.095861 | 0.81552 | 0.47142 | 0.51212 | 0.70152 | 0.41511 | 0.35792 | 0.49184 | 0.64464 | 0.37438 | 0.68159 | 0.29192 | 0.27001 | 0.16176 | 0.45722 | 0.86565 | 0.020659 | 0.21974 | 0.73186 | 0.67216 | 0 | 0 | 0 | 0 | 0 | 0 | 0 | 0 | 0 | 0 | 0 | 0 | 0 | 0 | 0 | 0 | 0 | 0 | 0 | 0 | 1 | 1 | 1
3 | 18 | 6 | 0.38502 | 0.67666 | 0.50834 | 0.070703 | 0.79536 | 0.58134 | 0.51485 | 0.69531 | 0.4335 | 0.3771 | 0.43181 | 0.63358 | 0.39319 | 0.6753 | 0.25495 | 0.23278 | 0.18262 | 0.42799 | 0.8631 | 0.021572 | 0.27303 | 0.67631 | 0.61382 | 2.7628e-07 | 0.00042098 | 0.014133 | 0.00041291 | 0 | 0 | 0 | 0 | 0 | 0 | 0.00020638 | 0.0027217 | 0.0018045 | 0.0014435 | 0.00087235 | 0.001789 | 0.017271 | 0.0029657 | 0.030016 | 0.030345 | 1 | 1 | 1
3 | 18 | 7 | 0.40389 | 0.69326 | 0.43208 | 0.051604 | 0.7383 | 0.5277 | 0.46344 | 0.65537 | 0.45271 | 0.39639 | 0.33828 | 0.58726 | 0.41209 | 0.63297 | 0.2156 | 0.19339 | 0.1815 | 0.37167 | 0.82082 | 0.035747 | 0.25768 | 0.69379 | 0.62229 | 0.0035546 | 0.14147 | 0.37325 | 0.13876 | 0.15955 | 0.021943 | 0.043508 | 0.16894 | 0.03945 | 0.21021 | 0.36339 | 0.41386 | 0.33937 | 0.31447 | 0.28471 | 0.33645 | 0.43988 | 0.39752 | 0.46218 | 0.39012 | 1 | 1 | 1
3 | 18 | 8 | 0.36905 | 0.57423 | 0.33973 | 0.020259 | 0.55194 | 0.2349 | 0.39017 | 0.57807 | 0.41828 | 0.36095 | 0.27961 | 0.51613 | 0.37736 | 0.56757 | 0.16826 | 0.14646 | 0.16274 | 0.27384 | 0.70863 | 0.040774 | 0.15591 | 0.57374 | 0.49611 | 0.19606 | 0.44917 | 0.66796 | 0.44056 | 0.62047 | 0.43225 | 0.51594 | 0.58631 | 0.16202 | 0.55196 | 0.71918 | 0.72945 | 0.70183 | 0.6753 | 0.66201 | 0.6958 | 0.72032 | 0.68807 | 0.74866 | 0.61623 | 1 | 1 | 1
3 | 18 | 9 | 0.34382 | 0.55414 | 0.25319 | 0.0053985 | 0.34417 | 0.055387 | 0.30899 | 0.55184 | 0.39319 | 0.3353 | 0.2866 | 0.45092 | 0.35218 | 0.50456 | 0.13177 | 0.11075 | 0.11482 | 0.18987 | 0.66012 | 0.047169 | 0.24334 | 0.55396 | 0.46905 | 0.45784 | 0.68321 | 0.81831 | 0.67011 | 0.85593 | 0.74189 | 0.75263 | 0.8071 | 0.42146 | 0.75305 | 0.91534 | 0.89979 | 0.88891 | 0.81401 | 0.8484 | 0.88128 | 0.85499 | 0.85409 | 0.87846 | 0.6566 | 1 | 1 | 1
3 | 18 | 10 | 0.37427 | 0.55436 | 0.26066 | 0.0032853 | 0.19347 | 0.05083 | 0.24989 | 0.61253 | 0.42482 | 0.36647 | 0.30704 | 0.47808 | 0.38277 | 0.53243 | 0.13559 | 0.11446 | 0.10602 | 0.19439 | 0.63143 | 0.070748 | 0.33644 | 0.5542 | 0.46909 | 0.67632 | 0.85315 | 0.95454 | 0.83679 | 0.96728 | 0.87882 | 0.87658 | 0.91528 | 0.74175 | 0.98929 | 1 | 0.99163 | 0.98259 | 0.91127 | 0.96239 | 0.97416 | 0.92371 | 0.93232 | 0.97076 | 0.80808 | 1 | 1 | 1
3 | 18 | 11 | 0.35661 | 0.57453 | 0.20208 | 0.0034248 | 0.085186 | 0.090751 | 0.21798 | 0.68613 | 0.40696 | 0.34846 | 0.38806 | 0.52241 | 0.3651 | 0.5748 | 0.15403 | 0.13246 | 0.098641 | 0.19566 | 0.62853 | 0.10333 | 0.31403 | 0.57454 | 0.49029 | 0.81197 | 0.94154 | 0.99441 | 0.92349 | 0.98401 | 0.94482 | 0.93679 | 0.96263 | 0.88131 | 1 | 1 | 1 | 1 | 0.97095 | 1 | 1 | 0.94195 | 0.94524 | 0.98515 | 0.87553 | 1 | 1 | 1
3 | 18 | 12 | 0.33099 | 0.58326 | 0.14604 | 0.0095895 | 0.01773 | 0.11206 | 0.21727 | 0.7359 | 0.38226 | 0.32253 | 0.49579 | 0.52953 | 0.33964 | 0.5802 | 0.16564 | 0.14387 | 0.086612 | 0.16501 | 0.63355 | 0.1609 | 0.31037 | 0.58378 | 0.49393 | 0.87457 | 0.97327 | 0.95925 | 0.95461 | 0.97315 | 0.95836 | 0.95267 | 0.91608 | 1 | 1 | 1 | 1 | 1 | 0.98276 | 1 | 1 | 0.92999 | 0.92278 | 0.99385 | 0.75552 | 1 | 1 | 1
3 | 18 | 13 | 0.31904 | 0.4657 | 0.11054 | 0.026237 | 0.0012623 | 0.13449 | 0.22658 | 0.7853 | 0.37118 | 0.31051 | 0.55357 | 0.52479 | 0.32783 | 0.57534 | 0.16346 | 0.14173 | 0.07926 | 0.10328 | 0.65915 | 0.25098 | 0.37436 | 0.4662 | 0.36103 | 0.89884 | 0.98837 | 0.90661 | 0.96942 | 1 | 0.95549 | 0.95823 | 0.91018 | 1 | 1 | 1 | 1 | 1 | 1 | 1 | 1 | 0.9103 | 0.87396 | 1 | 0.76001 | 1 | 1 | 1
3 | 18 | 14 | 0.31473 | 0.21332 | 0.061536 | 0.052022 | 0.015572 | 0.18212 | 0.25953 | 0.85308 | 0.36646 | 0.30607 | 0.59853 | 0.52385 | 0.32347 | 0.57473 | 0.15766 | 0.13603 | 0.099983 | 0.053074 | 0.69852 | 0.27064 | 0.45154 | 0.21208 | 0.11783 | 0.86915 | 0.96777 | 0.85229 | 0.94922 | 1 | 0.93734 | 0.93156 | 0.90428 | 1 | 1 | 1 | 1 | 1 | 1 | 1 | 1 | 0.83483 | 0.83872 | 0.97518 | 0.63357 | 1 | 1 | 1
3 | 18 | 15 | 0.33993 | 0.21982 | 0.048043 | 0.069089 | 0.092713 | 0.21168 | 0.30741 | 0.89837 | 0.3909 | 0.33157 | 0.65027 | 0.52229 | 0.34852 | 0.57264 | 0.15542 | 0.13383 | 0.13253 | 0.031398 | 0.68551 | 0.28319 | 0.51864 | 0.21916 | 0.11777 | 0.77443 | 0.89859 | 0.79601 | 0.88136 | 0.95891 | 0.89014 | 0.89287 | 0.85992 | 0.98641 | 1 | 1 | 0.979 | 0.9615 | 0.88621 | 0.9434 | 0.95325 | 0.77578 | 0.79414 | 0.89515 | 0.64774 | 1 | 1 | 1
3 | 18 | 16 | 0.37848 | 0.34983 | 0.047547 | 0.09491 | 0.22313 | 0.22304 | 0.35731 | 0.92004 | 0.42536 | 0.37021 | 0.68198 | 0.53567 | 0.38642 | 0.58587 | 0.1698 | 0.14796 | 0.15397 | 0.028218 | 0.70145 | 0.28657 | 0.70191 | 0.35018 | 0.23697 | 0.6075 | 0.7674 | 0.71227 | 0.75269 | 0.89765 | 0.7889 | 0.79541 | 0.80346 | 0.84806 | 0.91417 | 0.91459 | 0.88166 | 0.85155 | 0.82898 | 0.67765 | 0.84424 | 0.6307 | 0.75334 | 0.77099 | 0.62462 | 1 | 1 | 1
3 | 18 | 17 | 0.49541 | 0.38088 | 0.059689 | 0.14798 | 0.42269 | 0.2414 | 0.41677 | 0.92445 | 0.53617 | 0.4886 | 0.68264 | 0.54164 | 0.50229 | 0.58846 | 0.17644 | 0.15452 | 0.13921 | 0.041311 | 0.64058 | 0.31594 | 0.74583 | 0.3812 | 0.27017 | 0.33664 | 0.50809 | 0.48706 | 0.49835 | 0.71137 | 0.55052 | 0.56405 | 0.59109 | 0.59903 | 0.66601 | 0.67746 | 0.62917 | 0.62046 | 0.51674 | 0.35403 | 0.61513 | 0.54158 | 0.59777 | 0.4499 | 0.18158 | 1 | 1 | 1
3 | 18 | 18 | 0.62889 | 0.32523 | 0.099355 | 0.24583 | 0.66854 | 0.61199 | 0.5343 | 0.89177 | 0.66395 | 0.62433 | 0.69007 | 0.61128 | 0.63474 | 0.65159 | 0.19073 | 0.16865 | 0.14046 | 0.07925 | 0.58045 | 0.37974 | 0.68782 | 0.32528 | 0.21464 | 0.042163 | 0.14096 | 0.15741 | 0.13826 | 0.14155 | 0.068035 | 0.16308 | 0.24039 | 0.19163 | 0.33668 | 0.27698 | 0.2233 | 0.22241 | 0.16669 | 0.081566 | 0.2205 | 0.18265 | 0.248 | 0.086134 | 0.00089723 | 1 | 1 | 1
3 | 18 | 19 | 0.62246 | 0.23736 | 0.14143 | 0.39085 | 0.82974 | 0.86764 | 0.59562 | 0.8608 | 0.65577 | 0.61746 | 0.68362 | 0.73366 | 0.62805 | 0.76844 | 0.20159 | 0.17943 | 0.14895 | 0.070351 | 0.56229 | 0.4802 | 0.75921 | 0.23664 | 0.13493 | 4.395e-06 | 0.00032583 | 0.0021831 | 0.00031959 | 0.0023447 | 5.0537e-05 | 0.0017342 | 0.00027731 | 0.0008907 | 4.4697e-05 | 0 | 0 | 0 | 0 | 0 | 0 | 0.0058363 | 0.0056926 | 0 | 0 | 1 | 1 | 1
3 | 18 | 20 | 0.55733 | 0.28763 | 0.14205 | 0.4747 | 0.86746 | 0.80543 | 0.62135 | 0.8731 | 0.59371 | 0.55124 | 0.69133 | 0.73333 | 0.56347 | 0.76272 | 0.18882 | 0.16676 | 0.11816 | 0.11892 | 0.43912 | 0.43446 | 0.83021 | 0.28704 | 0.18326 | 0 | 0 | 0 | 0 | 0 | 0 | 0 | 0 | 0 | 0 | 0 | 0 | 0 | 0 | 0 | 0 | 0 | 0 | 0 | 0 | 1 | 1 | 1
3 | 18 | 21 | 0.51161 | 0.45052 | 0.13473 | 0.43785 | 0.88108 | 0.62583 | 0.60005 | 0.88486 | 0.55061 | 0.50488 | 0.5954 | 0.73793 | 0.51821 | 0.7693 | 0.18625 | 0.16422 | 0.094446 | 0.15959 | 0.37113 | 0.31904 | 0.79639 | 0.45115 | 0.3424 | 0 | 0 | 0 | 0 | 0 | 0 | 0 | 0 | 0 | 0 | 0 | 0 | 0 | 0 | 0 | 0 | 0 | 0 | 0 | 0 | 1 | 1 | 1
3 | 18 | 22 | 0.51104 | 0.44897 | 0.14624 | 0.37127 | 0.89755 | 0.5292 | 0.5861 | 0.8898 | 0.55213 | 0.50462 | 0.51415 | 0.69697 | 0.51796 | 0.72913 | 0.22914 | 0.20691 | 0.092614 | 0.1114 | 0.36385 | 0.25837 | 0.75173 | 0.44885 | 0.34964 | 0 | 0 | 0 | 0 | 0 | 0 | 0 | 0 | 0 | 0 | 0 | 0 | 0 | 0 | 0 | 0 | 0 | 0 | 0 | 0 | 1 | 1 | 1
3 | 18 | 23 | 0.47908 | 0.46012 | 0.16245 | 0.355 | 0.89591 | 0.43727 | 0.5498 | 0.878 | 0.52243 | 0.4723 | 0.4795 | 0.69721 | 0.48637 | 0.73064 | 0.27871 | 0.25669 | 0.084456 | 0.086454 | 0.28252 | 0.17136 | 0.6489 | 0.45979 | 0.36455 | 0 | 0 | 0 | 0 | 0 | 0 | 0 | 0 | 0 | 0 | 0 | 0 | 0 | 0 | 0 | 0 | 0 | 0 | 0 | 0 | 1 | 1 | 1
3 | 18 | 24 | 0.41004 | 0.52417 | 0.16259 | 0.33823 | 0.8599 | 0.53763 | 0.52814 | 0.8551 | 0.45738 | 0.40244 | 0.39819 | 0.70687 | 0.41801 | 0.7414 | 0.34609 | 0.32489 | 0.080363 | 0.11322 | 0.22002 | 0.1377 | 0.46252 | 0.52369 | 0.43856 | 0 | 0 | 0 | 0 | 0 | 0 | 0 | 0 | 0 | 0 | 0 | 0 | 0 | 0 | 0 | 0 | 0 | 0 | 0 | 0 | 1 | 1 | 1
3 | 19 | 1 | 0.32728 | 0.68262 | 0.15684 | 0.30793 | 0.80469 | 0.5015 | 0.47021 | 0.83468 | 0.3782 | 0.31871 | 0.2732 | 0.67113 | 0.33588 | 0.70769 | 0.40945 | 0.38942 | 0.075436 | 0.12389 | 0.18143 | 0.11564 | 0.35724 | 0.68332 | 0.60759 | 0 | 0 | 0 | 0 | 0 | 0 | 0 | 0 | 0 | 0 | 0 | 0 | 0 | 0 | 0 | 0 | 0 | 0 | 0 | 0 | 1 | 1 | 1
3 | 19 | 2 | 0.27688 | 0.67053 | 0.18651 | 0.25408 | 0.76963 | 0.31129 | 0.3979 | 0.80445 | 0.33132 | 0.26804 | 0.21944 | 0.63105 | 0.28606 | 0.67129 | 0.43289 | 0.41338 | 0.073044 | 0.14592 | 0.19152 | 0.060283 | 0.28557 | 0.67063 | 0.60103 | 0 | 0 | 0 | 0 | 0 | 0 | 0 | 0 | 0 | 0 | 0 | 0 | 0 | 0 | 0 | 0 | 0 | 0 | 0 | 0 | 1 | 1 | 1
3 | 19 | 3 | 0.22653 | 0.62722 | 0.22287 | 0.25751 | 0.76606 | 0.23401 | 0.36623 | 0.76415 | 0.28239 | 0.21725 | 0.2195 | 0.59605 | 0.23596 | 0.64172 | 0.44065 | 0.42132 | 0.087592 | 0.17023 | 0.20704 | 0.033518 | 0.18784 | 0.62665 | 0.55865 | 0 | 0 | 0 | 0 | 0 | 0 | 0 | 0 | 0 | 0 | 0 | 0 | 0 | 0 | 0 | 0 | 0 | 0 | 0 | 0 | 1 | 1 | 1
3 | 19 | 4 | 0.19875 | 0.7015 | 0.23657 | 0.22226 | 0.76075 | 0.19225 | 0.33683 | 0.73333 | 0.25602 | 0.18938 | 0.16048 | 0.52051 | 0.20841 | 0.56993 | 0.45431 | 0.4353 | 0.076112 | 0.14126 | 0.23407 | 0.020252 | 0.1389 | 0.7017 | 0.63625 | 0 | 0 | 0 | 0 | 0 | 0 | 0 | 0 | 0 | 0 | 0 | 0 | 0 | 0 | 0 | 0 | 0 | 0 | 0 | 0 | 1 | 1 | 1
3 | 19 | 5 | 0.17791 | 0.71795 | 0.21828 | 0.19144 | 0.73436 | 0.17258 | 0.28615 | 0.69993 | 0.23586 | 0.16845 | 0.11574 | 0.48764 | 0.18768 | 0.54081 | 0.46228 | 0.44346 | 0.066407 | 0.10371 | 0.22991 | 0.012709 | 0.14476 | 0.71813 | 0.65599 | 0 | 0 | 0 | 0 | 0 | 0 | 0 | 0 | 0 | 0 | 0 | 0 | 0 | 0 | 0 | 0 | 0 | 0 | 0 | 0 | 1 | 1 | 1
3 | 19 | 6 | 0.15827 | 0.68795 | 0.20288 | 0.18845 | 0.68202 | 0.11102 | 0.22179 | 0.64675 | 0.21718 | 0.14883 | 0.094021 | 0.47938 | 0.16819 | 0.5348 | 0.48124 | 0.4629 | 0.079441 | 0.080283 | 0.18482 | 0.012367 | 0.13767 | 0.68823 | 0.61926 | 4.7445e-07 | 0.00058049 | 0.014914 | 0.00056936 | 0 | 0 | 0 | 0 | 0 | 9.0713e-07 | 0.00033543 | 0.0031317 | 0.0027161 | 0.0024002 | 0.0011573 | 0.0026928 | 0.021432 | 0.0035057 | 0.047187 | 0.011643 | 1 | 1 | 1
3 | 19 | 7 | 0.12034 | 0.58896 | 0.18543 | 0.1755 | 0.60339 | 0.1297 | 0.16448 | 0.57371 | 0.17971 | 0.11083 | 0.077255 | 0.455 | 0.13033 | 0.51247 | 0.49646 | 0.47853 | 0.145 | 0.085546 | 0.16853 | 0.023931 | 0.12925 | 0.58924 | 0.50355 | 0.0037834 | 0.13909 | 0.33264 | 0.13642 | 0.11257 | 0.014822 | 0.040238 | 0.16593 | 0.046459 | 0.19793 | 0.3456 | 0.36595 | 0.37891 | 0.37108 | 0.28156 | 0.37566 | 0.45243 | 0.3242 | 0.42984 | 0.35408 | 1 | 1 | 1
3 | 19 | 8 | 0.063936 | 0.41241 | 0.14736 | 0.094286 | 0.47995 | 0.13727 | 0.080111 | 0.46198 | 0.12163 | 0.05441 | 0.06191 | 0.41423 | 0.073671 | 0.47426 | 0.45766 | 0.43873 | 0.25902 | 0.073544 | 0.16282 | 0.019826 | 0.10781 | 0.412 | 0.31301 | 0.19549 | 0.43526 | 0.60889 | 0.42692 | 0.4863 | 0.42144 | 0.40863 | 0.55442 | 0.23662 | 0.55613 | 0.71258 | 0.72104 | 0.71705 | 0.71971 | 0.59627 | 0.7109 | 0.72995 | 0.61317 | 0.69992 | 0.48646 | 1 | 1 | 1
3 | 19 | 9 | 0.023352 | 0.31118 | 0.12834 | 0.065828 | 0.41832 | 0.021086 | 0.0269 | 0.34697 | 0.078427 | 0.014669 | 0.067243 | 0.37309 | 0.032219 | 0.43875 | 0.4573 | 0.43836 | 0.25186 | 0.049756 | 0.16616 | 0.026907 | 0.12559 | 0.31093 | 0.20356 | 0.45435 | 0.67467 | 0.78331 | 0.66173 | 0.70779 | 0.73235 | 0.72429 | 0.75914 | 0.50111 | 0.75218 | 0.89657 | 0.90013 | 0.90015 | 0.89876 | 0.80873 | 0.89242 | 0.84978 | 0.78831 | 0.89837 | 0.5798 | 1 | 1 | 1
3 | 19 | 10 | 0.0013059 | 0.24238 | 0.11587 | 0.095047 | 0.35853 | 0 | 0.0016023 | 0.29726 | 0.044186 | 0.00072617 | 0.0809 | 0.27256 | 0.0018446 | 0.34271 | 0.48581 | 0.46759 | 0.25674 | 0.047026 | 0.14464 | 0.047973 | 0.097545 | 0.24195 | 0.13679 | 0.65835 | 0.82886 | 0.84732 | 0.81297 | 0.83907 | 0.8466 | 0.84037 | 0.89092 | 0.72423 | 0.83554 | 0.99701 | 0.99393 | 1 | 1 | 0.95901 | 0.9921 | 0.90704 | 0.83272 | 0.99313 | 0.59898 | 1 | 1 | 1
3 | 19 | 11 | 0.00066933 | 0.24868 | 0.061609 | 0.17984 | 0.23073 | 0 | 0 | 0.28522 | 0.038974 | 0.00013756 | 0.098644 | 0.16595 | 0.0011443 | 0.23621 | 0.47506 | 0.45657 | 0.21156 | 0.058913 | 0.14489 | 0.069204 | 0.064094 | 0.24843 | 0.14095 | 0.77973 | 0.904 | 0.8461 | 0.88667 | 0.85238 | 0.85368 | 0.79402 | 0.91411 | 0.89667 | 0.97072 | 1 | 1 | 1 | 1 | 1 | 1 | 0.90929 | 0.89375 | 1 | 0.57782 | 1 | 1 | 1
3 | 19 | 12 | 0.016412 | 0.28868 | 0.043023 | 0.30175 | 0.19827 | 0.011698 | 0 | 0.35592 | 0.068652 | 0.0076448 | 0.13362 | 0.15347 | 0.02488 | 0.22463 | 0.45888 | 0.43998 | 0.21082 | 0.08661 | 0.17657 | 0.093829 | 0.046236 | 0.28855 | 0.17926 | 0.8083 | 0.89933 | 0.91287 | 0.88209 | 0.82387 | 0.84715 | 0.57421 | 0.88937 | 0.86256 | 1 | 1 | 1 | 1 | 1 | 1 | 1 | 0.88917 | 0.86655 | 1 | 0.81252 | 1 | 1 | 1
3 | 19 | 13 | 0.11282 | 0.33793 | 0.070205 | 0.42368 | 0.26885 | 0.024656 | 0 | 0.55429 | 0.1694 | 0.10302 | 0.18378 | 0.2209 | 0.12238 | 0.29282 | 0.48479 | 0.46655 | 0.37579 | 0.11415 | 0.22255 | 0.12866 | 0.05479 | 0.33786 | 0.22918 | 0.81499 | 0.89598 | 0.84916 | 0.8788 | 0.7617 | 0.86892 | 0.68956 | 0.75016 | 0.93016 | 1 | 0.94432 | 1 | 1 | 1 | 1 | 1 | 0.84068 | 0.89347 | 1 | 0.5204 | 1 | 1 | 1
3 | 19 | 14 | 0.2846 | 0.38249 | 0.12438 | 0.51585 | 0.34094 | 0.042781 | 0 | 0.75602 | 0.33917 | 0.27596 | 0.28026 | 0.30359 | 0.29376 | 0.37121 | 0.49357 | 0.47555 | 0.51811 | 0.13305 | 0.29339 | 0.16813 | 0.088576 | 0.38231 | 0.27774 | 0.80074 | 0.89331 | 0.80087 | 0.87618 | 0.68303 | 0.86921 | 0.742 | 0.76854 | 0.91401 | 1 | 1 | 1 | 1 | 1 | 1 | 1 | 0.7407 | 0.81588 | 1 | 0.60887 | 1 | 1 | 1
3 | 19 | 15 | 0.42901 | 0.44983 | 0.15364 | 0.57536 | 0.44487 | 0.052636 | 0 | 0.88095 | 0.47661 | 0.42185 | 0.42645 | 0.39466 | 0.437 | 0.45828 | 0.50998 | 0.4924 | 0.56022 | 0.15345 | 0.35714 | 0.214 | 0.13676 | 0.44988 | 0.34852 | 0.70794 | 0.82232 | 0.69953 | 0.80655 | 0.53861 | 0.88481 | 0.65349 | 0.6831 | 0.87393 | 1 | 0.98178 | 0.96807 | 0.98307 | 0.98344 | 0.95422 | 0.97463 | 0.57005 | 0.6994 | 0.95106 | 0.48042 | 1 | 1 | 1
3 | 19 | 16 | 0.50153 | 0.48672 | 0.185 | 0.64149 | 0.57704 | 0.074952 | 0 | 0.91687 | 0.54245 | 0.49487 | 0.50405 | 0.43588 | 0.50843 | 0.49563 | 0.54519 | 0.52861 | 0.55469 | 0.22446 | 0.45857 | 0.2701 | 0.21018 | 0.48667 | 0.39083 | 0.57377 | 0.72566 | 0.58957 | 0.71175 | 0.58499 | 0.76398 | 0.72216 | 0.68681 | 0.71576 | 0.92066 | 0.89464 | 0.84118 | 0.86339 | 0.87839 | 0.85802 | 0.85597 | 0.43222 | 0.63135 | 0.82483 | 0.39414 | 1 | 1 | 1
3 | 19 | 17 | 0.57848 | 0.51574 | 0.44283 | 0.66655 | 0.63569 | 0.25458 | 0.0010148 | 0.88259 | 0.60994 | 0.57214 | 0.50902 | 0.44034 | 0.58384 | 0.49877 | 0.58546 | 0.57008 | 0.52462 | 0.30839 | 0.54106 | 0.35554 | 0.37077 | 0.51551 | 0.42599 | 0.32396 | 0.49159 | 0.37997 | 0.48217 | 0.44031 | 0.46971 | 0.44679 | 0.59717 | 0.48148 | 0.65365 | 0.69372 | 0.66226 | 0.58862 | 0.63053 | 0.63822 | 0.58357 | 0.40667 | 0.48269 | 0.4756 | 0.10649 | 1 | 1 | 1
3 | 19 | 18 | 0.79044 | 0.58109 | 0.62081 | 0.72308 | 0.61155 | 0.74787 | 0.016414 | 0.80923 | 0.81341 | 0.78818 | 0.49498 | 0.436 | 0.79424 | 0.49312 | 0.60304 | 0.58822 | 0.41736 | 0.45048 | 0.59338 | 0.44922 | 0.65202 | 0.58094 | 0.49975 | 0.044213 | 0.1533 | 0.12069 | 0.15036 | 0.18894 | 0.18565 | 0.039656 | 0.29007 | 0.056511 | 0.34917 | 0.28817 | 0.24114 | 0.21101 | 0.22666 | 0.236 | 0.2092 | 0.14473 | 0.17727 | 0.10745 | 0.00048526 | 1 | 1 | 1
3 | 19 | 19 | 0.82633 | 0.66743 | 0.66962 | 0.70744 | 0.57986 | 0.83357 | 0.036995 | 0.75885 | 0.84413 | 0.82422 | 0.45205 | 0.46493 | 0.82929 | 0.52096 | 0.58495 | 0.56956 | 0.46708 | 0.75327 | 0.58666 | 0.52211 | 0.82692 | 0.66786 | 0.59317 | 5.3303e-06 | 0.00039773 | 0.0050868 | 0.00039011 | 0.0036171 | 0.0018394 | 9.1694e-06 | 0.00066669 | 0.00024856 | 0.00012111 | 0 | 0 | 0 | 0 | 0 | 0 | 0.021661 | 0.0050265 | 0 | 0 | 1 | 1 | 1
3 | 19 | 20 | 0.751 | 0.64828 | 0.68421 | 0.65116 | 0.53979 | 0.756 | 0.024002 | 0.75031 | 0.77405 | 0.74769 | 0.49454 | 0.50197 | 0.75487 | 0.55088 | 0.60831 | 0.59365 | 0.52435 | 0.85785 | 0.52186 | 0.54085 | 0.83513 | 0.64858 | 0.57224 | 0 | 0 | 0 | 0 | 0 | 0 | 0 | 0 | 0 | 0 | 0 | 0 | 0 | 0 | 0 | 0 | 0 | 0 | 0 | 0 | 1 | 1 | 1
3 | 19 | 21 | 0.61389 | 0.55062 | 0.74895 | 0.6493 | 0.46079 | 0.66403 | 0.013085 | 0.7362 | 0.64729 | 0.60871 | 0.56522 | 0.63073 | 0.6195 | 0.67641 | 0.56351 | 0.54747 | 0.65558 | 0.84044 | 0.44334 | 0.45175 | 0.783 | 0.55038 | 0.46589 | 0 | 0 | 0 | 0 | 0 | 0 | 0 | 0 | 0 | 0 | 0 | 0 | 0 | 0 | 0 | 0 | 0 | 0 | 0 | 0 | 1 | 1 | 1
3 | 19 | 22 | 0.45222 | 0.49585 | 0.75197 | 0.67405 | 0.39298 | 0.63104 | 0.014742 | 0.70388 | 0.49269 | 0.44444 | 0.58131 | 0.63146 | 0.45911 | 0.67223 | 0.55272 | 0.53636 | 0.72423 | 0.87434 | 0.37132 | 0.42971 | 0.73503 | 0.49587 | 0.40036 | 0 | 0 | 0 | 0 | 0 | 0 | 0 | 0 | 0 | 0 | 0 | 0 | 0 | 0 | 0 | 0 | 0 | 0 | 0 | 0 | 1 | 1 | 1
3 | 19 | 23 | 0.43325 | 0.41936 | 0.67567 | 0.64117 | 0.31163 | 0.37458 | 0.0010202 | 0.66041 | 0.47823 | 0.42575 | 0.60508 | 0.61642 | 0.44084 | 0.65876 | 0.53397 | 0.51706 | 0.67821 | 0.87564 | 0.32783 | 0.44314 | 0.7358 | 0.41941 | 0.31499 | 0 | 0 | 0 | 0 | 0 | 0 | 0 | 0 | 0 | 0 | 0 | 0 | 0 | 0 | 0 | 0 | 0 | 0 | 0 | 0 | 1 | 1 | 1
3 | 19 | 24 | 0.44616 | 0.30999 | 0.54416 | 0.61252 | 0.21222 | 0.31494 | 0 | 0.59918 | 0.49017 | 0.43878 | 0.62357 | 0.58948 | 0.45359 | 0.63553 | 0.58174 | 0.56625 | 0.60876 | 0.87356 | 0.28232 | 0.43512 | 0.69773 | 0.30957 | 0.2042 | 0 | 0 | 0 | 0 | 0 | 0 | 0 | 0 | 0 | 0 | 0 | 0 | 0 | 0 | 0 | 0 | 0 | 0 | 0 | 0 | 1 | 1 | 1
3 | 20 | 1 | 0.48774 | 0.27742 | 0.44667 | 0.57126 | 0.099119 | 0.38346 | 0 | 0.54296 | 0.52876 | 0.48079 | 0.64768 | 0.52907 | 0.49467 | 0.57684 | 0.58232 | 0.56685 | 0.5731 | 0.88417 | 0.27573 | 0.3919 | 0.60543 | 0.27735 | 0.16723 | 0 | 0 | 0 | 0 | 0 | 0 | 0 | 0 | 0 | 0 | 0 | 0 | 0 | 0 | 0 | 0 | 0 | 0 | 0 | 0 | 1 | 1 | 1
3 | 20 | 2 | 0.5615 | 0.23881 | 0.40511 | 0.53221 | 0.052582 | 0.34169 | 0 | 0.50566 | 0.59874 | 0.55564 | 0.66154 | 0.53225 | 0.56777 | 0.58269 | 0.61849 | 0.60416 | 0.60098 | 0.87348 | 0.28544 | 0.37159 | 0.58533 | 0.23892 | 0.12789 | 0 | 0 | 0 | 0 | 0 | 0 | 0 | 0 | 0 | 0 | 0 | 0 | 0 | 0 | 0 | 0 | 0 | 0 | 0 | 0 | 1 | 1 | 1
3 | 20 | 3 | 0.60734 | 0.15742 | 0.41456 | 0.48997 | 0.057424 | 0.27619 | 0 | 0.45903 | 0.64247 | 0.60225 | 0.67505 | 0.52671 | 0.61323 | 0.57878 | 0.65868 | 0.64566 | 0.74718 | 0.85825 | 0.35312 | 0.37559 | 0.53055 | 0.15723 | 0.058238 | 0 | 0 | 0 | 0 | 0 | 0 | 0 | 0 | 0 | 0 | 0 | 0 | 0 | 0 | 0 | 0 | 0 | 0 | 0 | 0 | 1 | 1 | 1
3 | 20 | 4 | 0.57552 | 0.09996 | 0.51631 | 0.40735 | 0.046891 | 0.44561 | 0 | 0.39015 | 0.61112 | 0.56974 | 0.63336 | 0.48034 | 0.58152 | 0.53562 | 0.601 | 0.58611 | 0.76933 | 0.85681 | 0.37775 | 0.42441 | 0.45739 | 0.09972 | 0.016715 | 0 | 0 | 0 | 0 | 0 | 0 | 0 | 0 | 0 | 0 | 0 | 0 | 0 | 0 | 0 | 0 | 0 | 0 | 0 | 0 | 1 | 1 | 1
3 | 20 | 5 | 0.53584 | 0.079183 | 0.57669 | 0.31333 | 0.0095715 | 0.51641 | 0 | 0.329 | 0.57468 | 0.52963 | 0.53669 | 0.41497 | 0.54238 | 0.47598 | 0.55462 | 0.53832 | 0.73512 | 0.87976 | 0.43457 | 0.47358 | 0.46159 | 0.078931 | 0.0049365 | 0 | 0 | 0 | 0 | 0 | 0 | 0 | 0 | 0 | 0 | 0 | 0 | 0 | 0 | 0 | 0 | 0 | 0 | 0 | 0 | 1 | 1 | 1
3 | 20 | 6 | 0.48067 | 0.1006 | 0.58992 | 0.23411 | 0 | 0.36124 | 0 | 0.28595 | 0.5235 | 0.47385 | 0.43123 | 0.32788 | 0.48788 | 0.39333 | 0.58708 | 0.57175 | 0.66348 | 0.8595 | 0.67265 | 0.43789 | 0.41213 | 0.1006 | 0.015379 | 1.2612e-07 | 1.8543e-05 | 0.037438 | 1.8188e-05 | 0 | 0 | 0 | 3.3132e-07 | 0 | 4.9639e-06 | 0.00013299 | 3.8806e-05 | 8.2486e-05 | 2.2203e-06 | 5.1228e-05 | 8.1778e-05 | 0.026232 | 0.0027873 | 0.028521 | 0.16163 | 1 | 1 | 1
3 | 20 | 7 | 0.40384 | 0.10556 | 0.52533 | 0.18291 | 0 | 0.18737 | 0 | 0.21389 | 0.45208 | 0.39627 | 0.33833 | 0.26921 | 0.41195 | 0.33709 | 0.59119 | 0.57599 | 0.66643 | 0.82259 | 0.63569 | 0.34503 | 0.27389 | 0.10559 | 0.018244 | 0.0014239 | 0.026675 | 0.31933 | 0.026164 | 0.024878 | 0.0016677 | 0.0012051 | 0.026733 | 0.002652 | 0.16378 | 0.12786 | 0.016467 | 0.025388 | 0.0025664 | 0.05428 | 0.02517 | 0.4614 | 0.26295 | 0.36093 | 0.66617 | 1 | 1 | 1
3 | 20 | 8 | 0.29933 | 0.086695 | 0.44873 | 0.13954 | 0 | 0.071917 | 0 | 0.088611 | 0.34979 | 0.29024 | 0.24644 | 0.26324 | 0.3079 | 0.33552 | 0.61054 | 0.59595 | 0.6591 | 0.78993 | 0.5682 | 0.29213 | 0.21853 | 0.086514 | 0.0084706 | 0.053284 | 0.10518 | 0.5553 | 0.10316 | 0.0836 | 0.06009 | 0.069864 | 0.081471 | 0.0081938 | 0.33646 | 0.27201 | 0.067486 | 0.074653 | 0.18112 | 0.22987 | 0.074012 | 0.74308 | 0.46364 | 0.60521 | 0.9422 | 1 | 1 | 1
3 | 20 | 9 | 0.29752 | 0.092663 | 0.62168 | 0.12759 | 0 | 0.038056 | 0 | 0.048413 | 0.35078 | 0.28881 | 0.20926 | 0.21825 | 0.3065 | 0.28738 | 0.63318 | 0.61932 | 0.78988 | 0.86056 | 0.61941 | 0.32126 | 0.32685 | 0.092257 | 0.01344 | 0.15905 | 0.21758 | 0.6992 | 0.2134 | 0.22778 | 0.34053 | 0.21251 | 0.15486 | 0.022125 | 0.5007 | 0.30422 | 0.18857 | 0.12608 | 0.15282 | 0.48642 | 0.125 | 0.86881 | 0.59516 | 0.7484 | 1 | 1 | 1 | 1
3 | 20 | 10 | 0.31345 | 0.17359 | 0.8868 | 0.12408 | 0 | 0.04258 | 0 | 0.11641 | 0.36315 | 0.30448 | 0.20971 | 0.25223 | 0.32189 | 0.32297 | 0.64857 | 0.63521 | 0.86338 | 0.91301 | 0.69796 | 0.4189 | 0.40965 | 0.17342 | 0.071636 | 0.264 | 0.32356 | 0.72723 | 0.31736 | 0.35206 | 0.26984 | 0.48826 | 0.28266 | 0.017037 | 0.41529 | 0.45742 | 0.028605 | 0.20362 | 0.50137 | 0.85977 | 0.20187 | 0.92628 | 0.66398 | 0.59158 | 1 | 1 | 1 | 1
3 | 20 | 11 | 0.43722 | 0.27156 | 0.9542 | 0.11329 | 0 | 0.059375 | 0 | 0.24525 | 0.4819 | 0.42978 | 0.25632 | 0.29412 | 0.44475 | 0.36397 | 0.68768 | 0.67566 | 0.77152 | 0.96995 | 0.69436 | 0.56587 | 0.41297 | 0.27152 | 0.16115 | 0.3164 | 0.36319 | 0.72124 | 0.35622 | 0.41316 | 0.21387 | 0.32726 | 0.23597 | 0.015471 | 0.31488 | 0.3709 | 0.31961 | 0.42873 | 0.86909 | 0.70301 | 0.42504 | 0.9065 | 0.44909 | 0.5681 | 1 | 1 | 1 | 1
3 | 20 | 12 | 0.58394 | 0.35648 | 0.97813 | 0.12455 | 0 | 0.11228 | 0 | 0.36778 | 0.62044 | 0.57851 | 0.33957 | 0.30727 | 0.59006 | 0.37424 | 0.69226 | 0.68039 | 0.59502 | 0.98234 | 0.63303 | 0.58866 | 0.53322 | 0.35643 | 0.24844 | 0.43822 | 0.48704 | 0.66458 | 0.4777 | 0.4025 | 0.38765 | 0.26261 | 0.19217 | 0.022516 | 0.35209 | 0.5908 | 0.67753 | 0.85401 | 0.92741 | 0.88878 | 0.84668 | 0.75447 | 0.45416 | 0.68181 | 1 | 1 | 1 | 1
3 | 20 | 13 | 0.67158 | 0.43361 | 0.99248 | 0.13707 | 0 | 0.14318 | 0.0035368 | 0.44602 | 0.69926 | 0.66693 | 0.49103 | 0.3397 | 0.67625 | 0.40581 | 0.64177 | 0.62819 | 0.45568 | 0.99392 | 0.56634 | 0.56647 | 0.68627 | 0.43369 | 0.3303 | 0.43578 | 0.47915 | 0.67886 | 0.46997 | 0.43707 | 0.4716 | 0.29226 | 0.14283 | 0.037418 | 0.5404 | 0.58009 | 0.71802 | 0.70198 | 0.88466 | 0.62896 | 0.69595 | 0.77518 | 0.46315 | 0.75638 | 1 | 1 | 1 | 1
3 | 20 | 14 | 0.77314 | 0.4757 | 0.9952 | 0.17254 | 0.01702 | 0.1675 | 0.057639 | 0.51307 | 0.79273 | 0.76988 | 0.64333 | 0.36537 | 0.77645 | 0.42828 | 0.63138 | 0.61747 | 0.27536 | 0.99961 | 0.61435 | 0.65726 | 0.81698 | 0.47574 | 0.37748 | 0.38698 | 0.43142 | 0.52869 | 0.42314 | 0.59876 | 0.3782 | 0.22097 | 0.090844 | 0.02654 | 0.46461 | 0.53642 | 0.24279 | 0.96425 | 0.8636 | 0.54622 | 0.95597 | 0.41213 | 0.4175 | 0.72275 | 0.98343 | 1 | 1 | 1
3 | 20 | 15 | 0.87969 | 0.49338 | 0.98445 | 0.19276 | 0.098269 | 0.27653 | 0.14174 | 0.53739 | 0.89238 | 0.87826 | 0.70952 | 0.41595 | 0.8818 | 0.47606 | 0.65876 | 0.64575 | 0.19627 | 1 | 0.62962 | 0.80664 | 0.89797 | 0.49339 | 0.39768 | 0.37669 | 0.43704 | 0.42101 | 0.42866 | 0.65798 | 0.44188 | 0.18955 | 0.10171 | 0.059739 | 0.2624 | 0.68782 | 0.77221 | 0.61538 | 0.7346 | 0.53901 | 0.6101 | 0.1829 | 0.33884 | 0.63054 | 0.92361 | 1 | 1 | 1
3 | 20 | 16 | 0.90935 | 0.49531 | 0.9626 | 0.19004 | 0.18592 | 0.70979 | 0.19215 | 0.64243 | 0.91764 | 0.90806 | 0.80566 | 0.4659 | 0.91075 | 0.5224 | 0.66573 | 0.65296 | 0.18202 | 1 | 0.52176 | 0.93317 | 0.92427 | 0.49558 | 0.39677 | 0.27476 | 0.34467 | 0.35611 | 0.33806 | 0.80258 | 0.32001 | 0.18165 | 0.14616 | 0.074784 | 0.0062074 | 0.67586 | 0.33224 | 0.40828 | 0.76005 | 0.41133 | 0.40477 | 0.10932 | 0.32324 | 0.55184 | 0.77152 | 1 | 1 | 1
3 | 20 | 17 | 0.92395 | 0.42066 | 0.95099 | 0.20741 | 0.2261 | 0.65203 | 0.25652 | 0.66062 | 0.93192 | 0.92302 | 0.88605 | 0.50646 | 0.92528 | 0.55546 | 0.6351 | 0.6213 | 0.17086 | 0.99973 | 0.57294 | 0.98153 | 0.77983 | 0.42046 | 0.31947 | 0.18315 | 0.27325 | 0.24226 | 0.26801 | 0.59141 | 0.31455 | 0.13547 | 0.10763 | 0.19212 | 0.082959 | 0.41975 | 0.38579 | 0.46008 | 0.4208 | 0.36161 | 0.45613 | 0.10211 | 0.28597 | 0.41531 | 0.36504 | 1 | 1 | 1
3 | 20 | 18 | 0.89736 | 0.37239 | 0.91132 | 0.24952 | 0.31445 | 0.4424 | 0.2579 | 0.62056 | 0.90491 | 0.89561 | 0.9479 | 0.6213 | 0.89866 | 0.6703 | 0.59028 | 0.57506 | 0.11472 | 0.995 | 0.52007 | 0.92486 | 0.53979 | 0.37182 | 0.27142 | 0.023265 | 0.074406 | 0.038015 | 0.072979 | 0.24441 | 0.15432 | 0.032824 | 0.013209 | 0.0036007 | 0.01769 | 0.16102 | 0.099143 | 0.14517 | 0.13203 | 0.10159 | 0.14392 | 0.0057804 | 0.079945 | 0.088315 | 0.0035205 | 1 | 1 | 1
3 | 20 | 19 | 0.91963 | 0.43251 | 0.90578 | 0.29255 | 0.66051 | 0.23131 | 0.17504 | 0.62211 | 0.93113 | 0.91914 | 0.92605 | 0.55784 | 0.9215 | 0.59774 | 0.60754 | 0.59285 | 0.12271 | 0.98217 | 0.41121 | 0.80224 | 0.48605 | 0.4325 | 0.33021 | 6.2611e-06 | 0.00062886 | 9.9808e-06 | 0.0006168 | 0.0072757 | 0.0029846 | 7.2635e-06 | 4.803e-06 | 6.5238e-07 | 3.2857e-06 | 0 | 0 | 0 | 0 | 0 | 0 | 4.3954e-05 | 6.9533e-07 | 0 | 0 | 1 | 1 | 1
3 | 20 | 20 | 0.77216 | 0.47697 | 0.90553 | 0.31342 | 0.78427 | 0.22398 | 0.09111 | 0.55922 | 0.79436 | 0.7693 | 0.86435 | 0.68007 | 0.77586 | 0.71776 | 0.64666 | 0.63324 | 0.20307 | 0.96428 | 0.38661 | 0.76791 | 0.55538 | 0.47728 | 0.37556 | 0 | 0 | 0 | 0 | 0 | 0 | 0 | 0 | 0 | 0 | 0 | 0 | 0 | 0 | 0 | 0 | 0 | 0 | 0 | 0 | 1 | 1 | 1
3 | 20 | 21 | 0.54212 | 0.42944 | 0.90216 | 0.34556 | 0.71946 | 0.17962 | 0.14539 | 0.6003 | 0.57234 | 0.53475 | 0.8311 | 0.75845 | 0.54735 | 0.78599 | 0.6508 | 0.63752 | 0.44161 | 0.88898 | 0.36636 | 0.8238 | 0.6911 | 0.42878 | 0.33444 | 0 | 0 | 0 | 0 | 0 | 0 | 0 | 0 | 0 | 0 | 0 | 0 | 0 | 0 | 0 | 0 | 0 | 0 | 0 | 0 | 1 | 1 | 1
3 | 20 | 22 | 0.60922 | 0.51267 | 0.86741 | 0.42274 | 0.67117 | 0.3123 | 0.30571 | 0.67516 | 0.6396 | 0.60345 | 0.78033 | 0.82757 | 0.61438 | 0.84712 | 0.60661 | 0.5919 | 0.7198 | 0.77042 | 0.49049 | 0.73234 | 0.75257 | 0.51252 | 0.42143 | 0 | 0 | 0 | 0 | 0 | 0 | 0 | 0 | 0 | 0 | 0 | 0 | 0 | 0 | 0 | 0 | 0 | 0 | 0 | 0 | 1 | 1 | 1
3 | 20 | 23 | 0.79016 | 0.61083 | 0.78192 | 0.49699 | 0.5894 | 0.2992 | 0.5237 | 0.67852 | 0.81076 | 0.78752 | 0.80953 | 0.8964 | 0.79359 | 0.91162 | 0.54403 | 0.52742 | 0.79902 | 0.7596 | 0.5929 | 0.69923 | 0.78653 | 0.61113 | 0.52859 | 0 | 0 | 0 | 0 | 0 | 0 | 0 | 0 | 0 | 0 | 0 | 0 | 0 | 0 | 0 | 0 | 0 | 0 | 0 | 0 | 1 | 1 | 1
3 | 20 | 24 | 0.88198 | 0.62883 | 0.75931 | 0.54656 | 0.34555 | 0.30181 | 0.64814 | 0.67869 | 0.89619 | 0.88085 | 0.8914 | 0.87586 | 0.88432 | 0.8929 | 0.5213 | 0.50404 | 0.84682 | 0.82043 | 0.67563 | 0.56571 | 0.82735 | 0.62899 | 0.55128 | 0 | 0 | 0 | 0 | 0 | 0 | 0 | 0 | 0 | 0 | 0 | 0 | 0 | 0 | 0 | 0 | 0 | 0 | 0 | 0 | 1 | 1 | 1
3 | 21 | 1 | 0.81641 | 0.59927 | 0.59752 | 0.63807 | 0.11576 | 0.27962 | 0.6956 | 0.63327 | 0.83551 | 0.81425 | 0.92023 | 0.78408 | 0.81958 | 0.80513 | 0.4059 | 0.38581 | 0.8312 | 0.81895 | 0.69665 | 0.48405 | 0.84346 | 0.59909 | 0.52116 | 0 | 0 | 0 | 0 | 0 | 0 | 0 | 0 | 0 | 0 | 0 | 0 | 0 | 0 | 0 | 0 | 0 | 0 | 0 | 0 | 1 | 1 | 1
3 | 21 | 2 | 0.63122 | 0.59622 | 0.5556 | 0.70619 | 0.051495 | 0.40859 | 0.72172 | 0.6648 | 0.66083 | 0.62588 | 0.84072 | 0.78289 | 0.63624 | 0.80576 | 0.30388 | 0.2821 | 0.80928 | 0.73117 | 0.63398 | 0.46544 | 0.84682 | 0.59601 | 0.51804 | 0 | 0 | 0 | 0 | 0 | 0 | 0 | 0 | 0 | 0 | 0 | 0 | 0 | 0 | 0 | 0 | 0 | 0 | 0 | 0 | 1 | 1 | 1
3 | 21 | 3 | 0.50088 | 0.62616 | 0.56076 | 0.73238 | 0.014233 | 0.49489 | 0.71204 | 0.69076 | 0.54238 | 0.49431 | 0.85931 | 0.83573 | 0.50786 | 0.85408 | 0.25876 | 0.2366 | 0.79506 | 0.61428 | 0.53424 | 0.41159 | 0.77842 | 0.62616 | 0.55021 | 0 | 0 | 0 | 0 | 0 | 0 | 0 | 0 | 0 | 0 | 0 | 0 | 0 | 0 | 0 | 0 | 0 | 0 | 0 | 0 | 1 | 1 | 1
3 | 21 | 4 | 0.35978 | 0.64433 | 0.5117 | 0.75299 | 0.084152 | 0.50008 | 0.67497 | 0.66929 | 0.40684 | 0.3512 | 0.79722 | 0.89372 | 0.36777 | 0.91272 | 0.23862 | 0.21639 | 0.73558 | 0.52291 | 0.38198 | 0.22982 | 0.79758 | 0.6446 | 0.56806 | 0 | 0 | 0 | 0 | 0 | 0 | 0 | 0 | 0 | 0 | 0 | 0 | 0 | 0 | 0 | 0 | 0 | 0 | 0 | 0 | 1 | 1 | 1
3 | 21 | 5 | 0.32572 | 0.59023 | 0.39135 | 0.79815 | 0.36742 | 0.26487 | 0.64356 | 0.59033 | 0.37832 | 0.31737 | 0.74255 | 0.7815 | 0.33457 | 0.80214 | 0.21114 | 0.18894 | 0.66005 | 0.37492 | 0.34181 | 0.16327 | 0.77621 | 0.59018 | 0.50909 | 0 | 0 | 0 | 0 | 0 | 0 | 0 | 0 | 0 | 0 | 0 | 0 | 0 | 0 | 0 | 0 | 0 | 0 | 0 | 0 | 1 | 1 | 1
3 | 21 | 6 | 0.27508 | 0.53627 | 0.33061 | 0.79276 | 0.51488 | 0.1109 | 0.59255 | 0.4795 | 0.3286 | 0.26608 | 0.70296 | 0.7653 | 0.28412 | 0.79389 | 0.18528 | 0.16326 | 0.59858 | 0.25603 | 0.34114 | 0.20463 | 0.7865 | 0.53629 | 0.44615 | 6.8514e-07 | 0.00056638 | 0.03491 | 0.00055552 | 0 | 0 | 0 | 1.1141e-06 | 0 | 4.5438e-05 | 0.00089022 | 0.0031139 | 0.0036809 | 0.0014674 | 0.00026034 | 0.0036493 | 0.015461 | 0.0019417 | 0.018461 | 0.16964 | 1 | 1 | 1
3 | 21 | 7 | 0.2531 | 0.46457 | 0.21818 | 0.76234 | 0.42382 | 0.13121 | 0.5502 | 0.37083 | 0.31007 | 0.24432 | 0.58046 | 0.69676 | 0.26267 | 0.7342 | 0.15607 | 0.13448 | 0.58955 | 0.16075 | 0.30767 | 0.21073 | 0.76346 | 0.46493 | 0.36124 | 0.0040203 | 0.10024 | 0.30552 | 0.098319 | 0.15476 | 0.039895 | 0.056062 | 0.075628 | 0.011216 | 0.17044 | 0.29388 | 0.22136 | 0.34834 | 0.21035 | 0.078844 | 0.34535 | 0.26016 | 0.14216 | 0.27069 | 0.66492 | 1 | 1 | 1
3 | 21 | 8 | 0.17436 | 0.29079 | 0.095932 | 0.71344 | 0.41832 | 0.092909 | 0.51902 | 0.21676 | 0.23262 | 0.16496 | 0.48368 | 0.5418 | 0.18417 | 0.58334 | 0.10142 | 0.081574 | 0.6087 | 0.087938 | 0.37642 | 0.14818 | 0.82286 | 0.29031 | 0.1854 | 0.14738 | 0.32826 | 0.54656 | 0.32197 | 0.63224 | 0.43539 | 0.31869 | 0.24555 | 0.18185 | 0.28937 | 0.52046 | 0.49775 | 0.6729 | 0.51285 | 0.30213 | 0.66712 | 0.40571 | 0.29833 | 0.50409 | 0.86887 | 1 | 1 | 1
3 | 21 | 9 | 0.083167 | 0.2054 | 0.043121 | 0.67124 | 0.4103 | 0.15982 | 0.46426 | 0.062199 | 0.14076 | 0.074108 | 0.39533 | 0.57259 | 0.092478 | 0.62235 | 0.066281 | 0.048678 | 0.6064 | 0.073844 | 0.47897 | 0.1392 | 0.87602 | 0.2048 | 0.10376 | 0.34184 | 0.50167 | 0.70474 | 0.49205 | 0.88941 | 0.7624 | 0.35017 | 0.35454 | 0.41972 | 0.42199 | 0.53909 | 0.63551 | 0.90859 | 0.65493 | 0.40096 | 0.90079 | 0.50831 | 0.47761 | 0.69158 | 0.92055 | 1 | 1 | 1
3 | 21 | 10 | 0.0048416 | 0.23101 | 0.027016 | 0.67164 | 0.38417 | 0.23512 | 0.40249 | 0.0050524 | 0.037856 | 0.0040242 | 0.3105 | 0.52492 | 0.0050961 | 0.57531 | 0.049775 | 0.033815 | 0.57812 | 0.07368 | 0.44598 | 0.17223 | 0.90514 | 0.2307 | 0.12469 | 0.52196 | 0.65228 | 0.69929 | 0.63978 | 0.96161 | 0.90613 | 0.45952 | 0.40909 | 0.67283 | 0.49731 | 0.38339 | 1 | 1 | 0.80935 | 0.64663 | 1 | 0.42822 | 0.55436 | 0.67546 | 1 | 1 | 1 | 1
3 | 21 | 11 | 0 | 0.30251 | 0.038163 | 0.67966 | 0.3818 | 0.19456 | 0.32979 | 0.005478 | 0.036886 | 0 | 0.22356 | 0.4672 | 0.00012854 | 0.53092 | 0.049609 | 0.033665 | 0.52383 | 0.070455 | 0.40722 | 0.20965 | 0.93774 | 0.30232 | 0.19397 | 0.58235 | 0.66982 | 0.65858 | 0.65698 | 0.98394 | 0.96009 | 0.71289 | 0.36185 | 0.51964 | 0.10324 | 0.57946 | 0.85339 | 0.97279 | 0.84383 | 0.80835 | 0.96444 | 0.49399 | 0.56197 | 0.73522 | 0.90827 | 1 | 1 | 1
3 | 21 | 12 | 0.0062153 | 0.39731 | 0.10188 | 0.67843 | 0.36968 | 0.12806 | 0.2805 | 0.054311 | 0.049463 | 0.0053135 | 0.11791 | 0.20953 | 0.0084653 | 0.27826 | 0.055372 | 0.038787 | 0.4858 | 0.071563 | 0.398 | 0.21397 | 0.94416 | 0.39745 | 0.28993 | 0.6436 | 0.71071 | 0.63017 | 0.69708 | 1 | 0.98282 | 0.90013 | 0.41311 | 0.59638 | 0.20447 | 0.4315 | 0.63697 | 1 | 0.85458 | 0.94122 | 1 | 0.43611 | 0.52627 | 0.74084 | 0.72623 | 1 | 1 | 1
3 | 21 | 13 | 0.10404 | 0.4385 | 0.16025 | 0.68095 | 0.30284 | 0.10028 | 0.28049 | 0.10301 | 0.16332 | 0.095101 | 0.039032 | 0.038702 | 0.11367 | 0.10274 | 0.065122 | 0.047606 | 0.42298 | 0.1276 | 0.38861 | 0.21032 | 0.94264 | 0.43824 | 0.33975 | 0.6605 | 0.72269 | 0.65892 | 0.70883 | 1 | 0.97821 | 0.97351 | 0.38107 | 0.23803 | 0.39053 | 0.62954 | 0.93441 | 0.9432 | 0.85509 | 0.79282 | 0.93511 | 0.59725 | 0.54592 | 0.78892 | 0.53477 | 1 | 1 | 1
3 | 21 | 14 | 0.17878 | 0.5237 | 0.19812 | 0.68969 | 0.23417 | 0.09692 | 0.29138 | 0.13679 | 0.23642 | 0.16932 | 0.074929 | 0.001701 | 0.1885 | 0.058258 | 0.075643 | 0.057292 | 0.35678 | 0.21037 | 0.42878 | 0.20897 | 0.92605 | 0.5239 | 0.42971 | 0.59406 | 0.65978 | 0.62749 | 0.64713 | 1 | 0.96391 | 0.9622 | 0.51727 | 0.23776 | 0.30784 | 0.63793 | 0.11932 | 1 | 0.96799 | 0.69865 | 1 | 0.38859 | 0.52751 | 0.82513 | 0.47562 | 1 | 1 | 1
3 | 21 | 15 | 0.2632 | 0.54754 | 0.22817 | 0.69782 | 0.17681 | 0.09245 | 0.30838 | 0.14994 | 0.31766 | 0.25419 | 0.16444 | 0 | 0.27239 | 0.039099 | 0.088933 | 0.069722 | 0.31709 | 0.27529 | 0.38057 | 0.2023 | 0.8672 | 0.54753 | 0.4595 | 0.57135 | 0.66378 | 0.57039 | 0.65105 | 0.99264 | 0.92158 | 0.91716 | 0.59815 | 0.4533 | 0.50585 | 0.72587 | 0.20573 | 0.90233 | 0.70436 | 0.76185 | 0.89459 | 0.38154 | 0.49007 | 0.6621 | 0.2895 | 1 | 1 | 1
3 | 21 | 16 | 0.36572 | 0.56168 | 0.26494 | 0.68715 | 0.17302 | 0.1154 | 0.34852 | 0.17706 | 0.41543 | 0.35765 | 0.19189 | 0.00039669 | 0.3741 | 0.0451 | 0.10955 | 0.089323 | 0.2791 | 0.34341 | 0.31159 | 0.19421 | 0.82446 | 0.56166 | 0.47577 | 0.48586 | 0.61759 | 0.48724 | 0.60575 | 0.9264 | 0.83644 | 0.82695 | 0.45292 | 0.53031 | 0.5425 | 0.43858 | 0.82032 | 0.766 | 0.57317 | 0.69996 | 0.75942 | 0.30783 | 0.44647 | 0.54498 | 0.13106 | 1 | 1 | 1
3 | 21 | 17 | 0.45956 | 0.56715 | 0.29541 | 0.66895 | 0.18303 | 0.11109 | 0.38974 | 0.25769 | 0.50622 | 0.45287 | 0.2246 | 0.011847 | 0.46737 | 0.073848 | 0.13308 | 0.11203 | 0.26123 | 0.45414 | 0.26285 | 0.18159 | 0.78433 | 0.56728 | 0.48023 | 0.2876 | 0.43933 | 0.42922 | 0.43091 | 0.79247 | 0.64294 | 0.63127 | 0.42809 | 0.52872 | 0.16892 | 0.42435 | 0.55726 | 0.50037 | 0.44125 | 0.49172 | 0.49607 | 0.45878 | 0.42746 | 0.41055 | 0.053859 | 1 | 1 | 1
3 | 21 | 18 | 0.4493 | 0.52796 | 0.32561 | 0.71299 | 0.1842 | 0.048899 | 0.43883 | 0.36063 | 0.49132 | 0.44168 | 0.29551 | 0.10197 | 0.45643 | 0.17365 | 0.16804 | 0.14624 | 0.25441 | 0.51504 | 0.17644 | 0.1778 | 0.56349 | 0.52771 | 0.44007 | 0.035229 | 0.11416 | 0.16404 | 0.11197 | 0.2751 | 0.18943 | 0.17683 | 0.071494 | 0.089413 | 0.056748 | 0.15982 | 0.18633 | 0.18285 | 0.14286 | 0.16602 | 0.18128 | 0.16049 | 0.16801 | 0.089195 | 0.00034118 | 1 | 1 | 1
3 | 21 | 19 | 0.52393 | 0.52889 | 0.47727 | 0.76728 | 0.16097 | 0.0087847 | 0.48016 | 0.46512 | 0.56341 | 0.51755 | 0.31332 | 0.23781 | 0.53058 | 0.31659 | 0.1616 | 0.1399 | 0.30269 | 0.54204 | 0.19951 | 0.20658 | 0.51611 | 0.52855 | 0.44229 | 8.4195e-06 | 0.00083377 | 0.0055469 | 0.00081778 | 0.0079715 | 0.0031356 | 0.0014323 | 0.00013863 | 0.00096899 | 8.5783e-06 | 0 | 0 | 0 | 0 | 0 | 0 | 0.022899 | 0.0060199 | 0 | 0 | 1 | 1 | 1
3 | 21 | 20 | 0.59648 | 0.60508 | 0.66935 | 0.71905 | 0.29402 | 0.046861 | 0.52566 | 0.60063 | 0.6312 | 0.59107 | 0.30454 | 0.20006 | 0.60232 | 0.27186 | 0.14314 | 0.12182 | 0.3408 | 0.4869 | 0.1596 | 0.21142 | 0.31128 | 0.60698 | 0.50235 | 0 | 0 | 0 | 0 | 0 | 0 | 0 | 0 | 0 | 0 | 0 | 0 | 0 | 0 | 0 | 0 | 0 | 0 | 0 | 0 | 1 | 1 | 1
3 | 21 | 21 | 0.64053 | 0.22326 | 0.77561 | 0.70168 | 0.49465 | 0.26807 | 0.54592 | 0.66064 | 0.67095 | 0.63552 | 0.277 | 0.1856 | 0.64566 | 0.25806 | 0.14163 | 0.12035 | 0.32163 | 0.40988 | 0.12745 | 0.21598 | 0.13379 | 0.22095 | 0.13868 | 0 | 0 | 0 | 0 | 0 | 0 | 0 | 0 | 0 | 0 | 0 | 0 | 0 | 0 | 0 | 0 | 0 | 0 | 0 | 0 | 1 | 1 | 1
3 | 21 | 22 | 0.68769 | 0.35437 | 0.77515 | 0.69621 | 0.5761 | 0.64482 | 0.52059 | 0.72085 | 0.71505 | 0.6834 | 0.24018 | 0.19342 | 0.6923 | 0.27137 | 0.14617 | 0.12478 | 0.27165 | 0.43609 | 0.14167 | 0.18552 | 0.061966 | 0.3541 | 0.24891 | 0 | 0 | 0 | 0 | 0 | 0 | 0 | 0 | 0 | 0 | 0 | 0 | 0 | 0 | 0 | 0 | 0 | 0 | 0 | 0 | 1 | 1 | 1
3 | 21 | 23 | 0.71812 | 0.51667 | 0.75802 | 0.67112 | 0.61438 | 0.87404 | 0.46125 | 0.72918 | 0.74154 | 0.714 | 0.23281 | 0.092216 | 0.72208 | 0.16429 | 0.12658 | 0.10572 | 0.28465 | 0.43316 | 0.23006 | 0.16535 | 0.030056 | 0.51747 | 0.41437 | 0 | 0 | 0 | 0 | 0 | 0 | 0 | 0 | 0 | 0 | 0 | 0 | 0 | 0 | 0 | 0 | 0 | 0 | 0 | 0 | 1 | 1 | 1
3 | 21 | 24 | 0.78189 | 0.488 | 0.74446 | 0.67877 | 0.6299 | 0.59996 | 0.39434 | 0.71906 | 0.80203 | 0.77895 | 0.24106 | 0.026983 | 0.78527 | 0.09286 | 0.1134 | 0.093009 | 0.26812 | 0.38695 | 0.32483 | 0.18594 | 0.031437 | 0.48883 | 0.38185 | 0 | 0 | 0 | 0 | 0 | 0 | 0 | 0 | 0 | 0 | 0 | 0 | 0 | 0 | 0 | 0 | 0 | 0 | 0 | 0 | 1 | 1 | 1
3 | 22 | 1 | 0.80568 | 0.2578 | 0.74043 | 0.68425 | 0.59106 | 0.27628 | 0.37933 | 0.74126 | 0.82368 | 0.80304 | 0.23493 | 0.026641 | 0.8087 | 0.095688 | 0.13387 | 0.11279 | 0.20157 | 0.33347 | 0.3473 | 0.30518 | 0.041038 | 0.25713 | 0.15465 | 0 | 0 | 0 | 0 | 0 | 0 | 0 | 0 | 0 | 0 | 0 | 0 | 0 | 0 | 0 | 0 | 0 | 0 | 0 | 0 | 1 | 1 | 1
3 | 22 | 2 | 0.79247 | 0.16109 | 0.69549 | 0.67311 | 0.62544 | 0.15502 | 0.43759 | 0.76871 | 0.8103 | 0.78944 | 0.22743 | 0.030147 | 0.79548 | 0.098222 | 0.13852 | 0.11731 | 0.147 | 0.26209 | 0.2998 | 0.33676 | 0.042153 | 0.16043 | 0.065477 | 0 | 0 | 0 | 0 | 0 | 0 | 0 | 0 | 0 | 0 | 0 | 0 | 0 | 0 | 0 | 0 | 0 | 0 | 0 | 0 | 1 | 1 | 1
3 | 22 | 3 | 0.79142 | 0.18973 | 0.67883 | 0.64182 | 0.6911 | 0.1466 | 0.49716 | 0.79253 | 0.80979 | 0.78845 | 0.26003 | 0.06599 | 0.79451 | 0.13542 | 0.12152 | 0.10083 | 0.099247 | 0.20964 | 0.29983 | 0.37093 | 0.088413 | 0.18962 | 0.0849 | 0 | 0 | 0 | 0 | 0 | 0 | 0 | 0 | 0 | 0 | 0 | 0 | 0 | 0 | 0 | 0 | 0 | 0 | 0 | 0 | 1 | 1 | 1
3 | 22 | 4 | 0.7847 | 0.22631 | 0.66687 | 0.60362 | 0.72342 | 0.51662 | 0.54091 | 0.82637 | 0.80503 | 0.78186 | 0.39649 | 0.17814 | 0.78811 | 0.24952 | 0.11225 | 0.091903 | 0.06646 | 0.16862 | 0.33129 | 0.42119 | 0.20178 | 0.22692 | 0.11111 | 0 | 0 | 0 | 0 | 0 | 0 | 0 | 0 | 0 | 0 | 0 | 0 | 0 | 0 | 0 | 0 | 0 | 0 | 0 | 0 | 1 | 1 | 1
3 | 22 | 5 | 0.71685 | 0.1011 | 0.65338 | 0.58502 | 0.66231 | 0.57858 | 0.51522 | 0.86263 | 0.74287 | 0.71311 | 0.53189 | 0.34431 | 0.72121 | 0.41279 | 0.11698 | 0.096455 | 0.041109 | 0.14174 | 0.33253 | 0.40577 | 0.15245 | 0.10025 | 0.021883 | 0 | 0 | 0 | 0 | 0 | 0 | 0 | 0 | 0 | 0 | 0 | 0 | 0 | 0 | 0 | 0 | 0 | 0 | 0 | 0 | 1 | 1 | 1
3 | 22 | 6 | 0.58929 | 0.15998 | 0.62503 | 0.57764 | 0.58356 | 0.61206 | 0.42529 | 0.88444 | 0.62232 | 0.58344 | 0.59539 | 0.43195 | 0.59488 | 0.49229 | 0.10607 | 0.085988 | 0.032561 | 0.10552 | 0.34838 | 0.36323 | 0.18347 | 0.16044 | 0.054565 | 1.1036e-06 | 0.0011476 | 0.006152 | 0.0011256 | 0 | 0 | 0 | 4.2357e-05 | 0 | 0.00020792 | 0.0017128 | 0.009149 | 0.0050988 | 0.0016169 | 0.0012698 | 0.005055 | 0.011868 | 0.0083969 | 0.003008 | 0.0092326 | 1 | 1 | 1
3 | 22 | 7 | 0.5192 | 0.088384 | 0.60412 | 0.57977 | 0.5126 | 0.41926 | 0.38787 | 0.89006 | 0.55698 | 0.51245 | 0.61093 | 0.46929 | 0.5256 | 0.52812 | 0.096132 | 0.076523 | 0.027291 | 0.072186 | 0.35545 | 0.31985 | 0.16723 | 0.088103 | 0.010167 | 0.0052553 | 0.15883 | 0.23468 | 0.15579 | 0.1364 | 0.037919 | 0.077456 | 0.22179 | 0.18942 | 0.31266 | 0.39364 | 0.46883 | 0.38154 | 0.19041 | 0.22621 | 0.37826 | 0.23614 | 0.40435 | 0.094802 | 0.11219 | 1 | 1 | 1
3 | 22 | 8 | 0.52704 | 0.070095 | 0.50122 | 0.55686 | 0.36162 | 0.18207 | 0.33187 | 0.86373 | 0.56526 | 0.52054 | 0.52091 | 0.42257 | 0.5335 | 0.48176 | 0.085124 | 0.066141 | 0.012262 | 0.040833 | 0.32079 | 0.22402 | 0.14492 | 0.070063 | 0.00014811 | 0.20512 | 0.47039 | 0.5016 | 0.46137 | 0.48433 | 0.51769 | 0.47652 | 0.63024 | 0.6242 | 0.73376 | 0.7204 | 0.77563 | 0.70198 | 0.45704 | 0.53126 | 0.69595 | 0.50704 | 0.67573 | 0.3857 | 0.2261 | 1 | 1 | 1
3 | 22 | 9 | 0.5701 | 0.04204 | 0.38265 | 0.45122 | 0.12433 | 0.06316 | 0.23739 | 0.8403 | 0.60735 | 0.56445 | 0.58139 | 0.37892 | 0.57636 | 0.44231 | 0.063907 | 0.0465 | 0.0012163 | 0.041617 | 0.34972 | 0.11536 | 0.17235 | 0.041647 | 0.00017553 | 0.46569 | 0.69333 | 0.64218 | 0.68004 | 0.67002 | 0.75776 | 0.67388 | 0.85161 | 0.86089 | 0.95645 | 0.93948 | 0.93919 | 0.81679 | 0.65567 | 0.69825 | 0.80977 | 0.67095 | 0.81541 | 0.42441 | 0.29159 | 1 | 1 | 1
3 | 22 | 10 | 0.56657 | 0.095928 | 0.3574 | 0.36681 | 0.015026 | 0.042591 | 0.1659 | 0.79808 | 0.60266 | 0.56065 | 0.61965 | 0.32344 | 0.57266 | 0.39039 | 0.064384 | 0.046941 | 1.6419e-05 | 0.069084 | 0.38505 | 0.066488 | 0.21766 | 0.096226 | 0.011028 | 0.65587 | 0.82748 | 0.77064 | 0.81162 | 0.75213 | 0.85454 | 0.89325 | 0.95178 | 0.98175 | 1 | 1 | 0.98943 | 0.76277 | 0.80366 | 0.8434 | 0.75622 | 0.89038 | 0.91908 | 0.40602 | 0.45136 | 1 | 1 | 1
3 | 22 | 11 | 0.562 | 0.062589 | 0.3879 | 0.34672 | 0 | 0.024479 | 0.11473 | 0.81451 | 0.59973 | 0.55623 | 0.60583 | 0.26476 | 0.56834 | 0.33426 | 0.095779 | 0.076202 | 0 | 0.082171 | 0.36681 | 0.041081 | 0.13186 | 0.062173 | 0.00055146 | 0.71626 | 0.83209 | 0.78517 | 0.81614 | 0.85769 | 0.92358 | 0.94733 | 0.96903 | 1 | 1 | 1 | 0.72747 | 0.62852 | 0.71057 | 0.74828 | 0.62313 | 0.93171 | 0.88367 | 0.31952 | 0.55995 | 1 | 1 | 1
3 | 22 | 12 | 0.51441 | 0.11308 | 0.43471 | 0.2765 | 0 | 0.015603 | 0.098467 | 0.79649 | 0.55384 | 0.50781 | 0.53939 | 0.22512 | 0.52107 | 0.29761 | 0.13096 | 0.10997 | 0 | 0.094241 | 0.31395 | 0.060613 | 0.16193 | 0.11292 | 0.02481 | 0.71163 | 0.79106 | 0.78387 | 0.77589 | 0.92966 | 0.9125 | 0.92895 | 0.98085 | 0.92785 | 0.59989 | 0.91116 | 0.95122 | 0.53371 | 0.41161 | 0.85878 | 0.52913 | 0.94163 | 0.81614 | 0.43426 | 0.52065 | 1 | 1 | 1
3 | 22 | 13 | 0.48685 | 0.18085 | 0.47353 | 0.19144 | 0 | 0.024072 | 0.11786 | 0.73612 | 0.52838 | 0.47996 | 0.43362 | 0.17799 | 0.49386 | 0.25241 | 0.15584 | 0.13424 | 0 | 0.10854 | 0.27329 | 0.051317 | 0.25079 | 0.18071 | 0.077573 | 0.70453 | 0.77282 | 0.79986 | 0.75801 | 0.94109 | 0.70513 | 0.95967 | 0.98563 | 0.92693 | 1 | 0.68734 | 0.6694 | 0.61324 | 0.48386 | 0.64857 | 0.60798 | 0.93463 | 0.802 | 0.41856 | 0.61571 | 1 | 1 | 1
3 | 22 | 14 | 0.47659 | 0.26082 | 0.53858 | 0.1457 | 0 | 0.036264 | 0.18101 | 0.6551 | 0.51902 | 0.46962 | 0.37695 | 0.11906 | 0.48375 | 0.19033 | 0.19134 | 0.16927 | 0 | 0.12896 | 0.23858 | 0.045181 | 0.22516 | 0.26058 | 0.15274 | 0.59557 | 0.66205 | 0.74338 | 0.64935 | 0.99531 | 0.60504 | 0.8662 | 0.94029 | 1 | 0.83198 | 0.71644 | 0.43219 | 0.441 | 0.093536 | 0.55121 | 0.43721 | 0.85501 | 0.87623 | 0.26999 | 0.58367 | 1 | 1 | 1
3 | 22 | 15 | 0.47327 | 0.3837 | 0.64097 | 0.11338 | 0 | 0.055324 | 0.24956 | 0.52832 | 0.51697 | 0.46642 | 0.44291 | 0.14006 | 0.48063 | 0.20865 | 0.24905 | 0.22685 | 0 | 0.15548 | 0.21106 | 0.0018659 | 0.13658 | 0.38498 | 0.2623 | 0.5313 | 0.61607 | 0.71024 | 0.60426 | 0.83594 | 0.71816 | 0.82473 | 0.93542 | 0.93389 | 0.99702 | 0.79732 | 0.41914 | 0.21857 | 0.13381 | 0.29352 | 0.21669 | 0.89219 | 0.82169 | 0.16888 | 0.50962 | 1 | 1 | 1
3 | 22 | 16 | 0.44162 | 0.19149 | 0.73667 | 0.095622 | 0 | 0.09856 | 0.33491 | 0.41118 | 0.48543 | 0.43412 | 0.63844 | 0.30414 | 0.44903 | 0.36982 | 0.28983 | 0.26791 | 7.5346e-06 | 0.18583 | 0.18414 | 0.029421 | 0.13275 | 0.19045 | 0.095624 | 0.3796 | 0.47658 | 0.62033 | 0.46744 | 0.69266 | 0.75203 | 0.78057 | 0.80922 | 0.84112 | 0.91002 | 0.55042 | 0.16265 | 0.053057 | 0.039512 | 0.091889 | 0.052601 | 0.84125 | 0.72861 | 0.15101 | 0.4322 | 1 | 1 | 1
3 | 22 | 17 | 0.45323 | 0.22421 | 0.73058 | 0.078472 | 0 | 0.1447 | 0.46944 | 0.3294 | 0.49699 | 0.44596 | 0.63845 | 0.53561 | 0.46061 | 0.5832 | 0.28107 | 0.25906 | 0.00053592 | 0.2332 | 0.16942 | 0.19026 | 0.19659 | 0.22418 | 0.11536 | 0.25068 | 0.37653 | 0.43649 | 0.36931 | 0.45332 | 0.5821 | 0.59735 | 0.66164 | 0.61962 | 0.68487 | 0.47074 | 0.30224 | 0.22959 | 0.054774 | 0.1307 | 0.22762 | 0.64564 | 0.56684 | 0.14499 | 0.13925 | 1 | 1 | 1
3 | 22 | 18 | 0.4912 | 0.23649 | 0.73766 | 0.078189 | 0.00056179 | 0.20278 | 0.58988 | 0.36508 | 0.53034 | 0.48405 | 0.6408 | 0.79336 | 0.49785 | 0.83501 | 0.2446 | 0.22239 | 0.0041997 | 0.28708 | 0.18903 | 0.24809 | 0.12204 | 0.23639 | 0.12777 | 0.045327 | 0.12146 | 0.17601 | 0.11914 | 0.21242 | 0.23085 | 0.22719 | 0.20318 | 0.11928 | 0.386 | 0.21247 | 0.081797 | 0.062072 | 0.0046627 | 0.024624 | 0.061539 | 0.24971 | 0.26843 | 0.014006 | 0.0014263 | 1 | 1 | 1
3 | 22 | 19 | 0.61979 | 0.25474 | 0.74737 | 0.097404 | 0.0082144 | 0.2661 | 0.64082 | 0.51722 | 0.65393 | 0.61486 | 0.33841 | 0.56867 | 0.62551 | 0.61773 | 0.23201 | 0.20978 | 0.010186 | 0.34545 | 0.16377 | 0.077128 | 0.22684 | 0.25473 | 0.14437 | 9.5117e-06 | 0.00099036 | 0.0049021 | 0.00097137 | 0.0068783 | 0.0037724 | 0.0028418 | 0.00093415 | 0.0012457 | 0.00060988 | 9.4802e-06 | 0 | 0 | 0 | 0 | 0 | 0.023559 | 0.0017705 | 0 | 0 | 1 | 1 | 1
3 | 22 | 20 | 0.66963 | 0.25813 | 0.75591 | 0.13828 | 0.030829 | 0.17629 | 0.60579 | 0.58907 | 0.70158 | 0.6656 | 0.12761 | 0.26705 | 0.67496 | 0.32424 | 0.26136 | 0.23922 | 0.017046 | 0.32838 | 0.13828 | 0.052708 | 0.16779 | 0.25817 | 0.14707 | 0 | 0 | 0 | 0 | 0 | 0 | 0 | 0 | 0 | 0 | 0 | 0 | 0 | 0 | 0 | 0 | 0 | 0 | 0 | 0 | 1 | 1 | 1
3 | 22 | 21 | 0.56511 | 0.23707 | 0.74118 | 0.16647 | 0.034956 | 0.14277 | 0.51454 | 0.59275 | 0.60451 | 0.5597 | 0.12329 | 0.2768 | 0.57169 | 0.34869 | 0.31063 | 0.28893 | 0.030236 | 0.25705 | 0.15483 | 0.080852 | 0.076141 | 0.23744 | 0.12367 | 0 | 0 | 0 | 0 | 0 | 0 | 0 | 0 | 0 | 0 | 0 | 0 | 0 | 0 | 0 | 0 | 0 | 0 | 0 | 0 | 1 | 1 | 1
3 | 22 | 22 | 0.34054 | 0.11284 | 0.72959 | 0.19357 | 0.03159 | 0.24995 | 0.50203 | 0.60562 | 0.3874 | 0.33162 | 0.10485 | 0.24744 | 0.34851 | 0.3205 | 0.35644 | 0.3354 | 0.059882 | 0.20905 | 0.16285 | 0.080274 | 0.12535 | 0.11232 | 0.027311 | 0 | 0 | 0 | 0 | 0 | 0 | 0 | 0 | 0 | 0 | 0 | 0 | 0 | 0 | 0 | 0 | 0 | 0 | 0 | 0 | 1 | 1 | 1
3 | 22 | 23 | 0.26496 | 0.090698 | 0.72856 | 0.21662 | 0.11368 | 0.22774 | 0.50112 | 0.59634 | 0.31935 | 0.25595 | 0.10818 | 0.16419 | 0.27414 | 0.24035 | 0.35736 | 0.33634 | 0.084935 | 0.17911 | 0.16281 | 0.033665 | 0.14889 | 0.090514 | 0.010731 | 0 | 0 | 0 | 0 | 0 | 0 | 0 | 0 | 0 | 0 | 0 | 0 | 0 | 0 | 0 | 0 | 0 | 0 | 0 | 0 | 1 | 1 | 1
3 | 22 | 24 | 0.21546 | 0.091638 | 0.79415 | 0.23329 | 0.2184 | 0.19566 | 0.48832 | 0.48193 | 0.27326 | 0.20636 | 0.10486 | 0.033318 | 0.22518 | 0.096042 | 0.36983 | 0.34903 | 0.082929 | 0.146 | 0.12841 | 0.029591 | 0.30906 | 0.091521 | 0.010831 | 0 | 0 | 0 | 0 | 0 | 0 | 0 | 0 | 0 | 0 | 0 | 0 | 0 | 0 | 0 | 0 | 0 | 0 | 0 | 0 | 1 | 1 | 1
3 | 23 | 1 | 0.13559 | 0.1043 | 0.80916 | 0.27575 | 0.22613 | 0.10138 | 0.47135 | 0.32684 | 0.19269 | 0.12579 | 0.10673 | 0.03992 | 0.14525 | 0.11187 | 0.34553 | 0.32432 | 0.087128 | 0.13401 | 0.13038 | 0.030795 | 0.22233 | 0.10436 | 0.017264 | 0 | 0 | 0 | 0 | 0 | 0 | 0 | 0 | 0 | 0 | 0 | 0 | 0 | 0 | 0 | 0 | 0 | 0 | 0 | 0 | 1 | 1 | 1
3 | 23 | 2 | 0.11535 | 0.087168 | 0.80422 | 0.32117 | 0.11558 | 0.07793 | 0.44723 | 0.36683 | 0.17297 | 0.10557 | 0.070058 | 0.027464 | 0.1251 | 0.096047 | 0.27582 | 0.25378 | 0.090949 | 0.14544 | 0.17386 | 0.0447 | 0.1671 | 0.087125 | 0.0079549 | 0 | 0 | 0 | 0 | 0 | 0 | 0 | 0 | 0 | 0 | 0 | 0 | 0 | 0 | 0 | 0 | 0 | 0 | 0 | 0 | 1 | 1 | 1
3 | 23 | 3 | 0.14449 | 0.066362 | 0.76417 | 0.31468 | 0.018966 | 0.041112 | 0.39656 | 0.39908 | 0.20321 | 0.13495 | 0.047386 | 0.024752 | 0.15439 | 0.092328 | 0.20998 | 0.18779 | 0.075866 | 0.13038 | 0.21186 | 0.058975 | 0.15025 | 0.066282 | 0.00012231 | 0 | 0 | 0 | 0 | 0 | 0 | 0 | 0 | 0 | 0 | 0 | 0 | 0 | 0 | 0 | 0 | 0 | 0 | 0 | 0 | 1 | 1 | 1
3 | 23 | 4 | 0.17461 | 0.050778 | 0.74475 | 0.30795 | 0 | 0.054976 | 0.30751 | 0.40405 | 0.23275 | 0.16517 | 0.018778 | 0.043864 | 0.18442 | 0.11577 | 0.16086 | 0.13919 | 0.053221 | 0.11008 | 0.26874 | 0.08795 | 0.12634 | 0.050636 | 0 | 0 | 0 | 0 | 0 | 0 | 0 | 0 | 0 | 0 | 0 | 0 | 0 | 0 | 0 | 0 | 0 | 0 | 0 | 0 | 0 | 1 | 1 | 1
3 | 23 | 5 | 0.20233 | 0.056598 | 0.59004 | 0.28869 | 0 | 0.029947 | 0.20573 | 0.40085 | 0.2597 | 0.19301 | 0.00099946 | 0.043665 | 0.212 | 0.1159 | 0.086084 | 0.067091 | 0.03827 | 0.10585 | 0.29766 | 0.096089 | 0.12565 | 0.056565 | 0 | 0 | 0 | 1.2282e-07 | 0 | 0 | 0 | 0 | 0 | 0 | 0 | 0 | 0 | 0 | 0 | 0 | 0 | 0 | 0 | 0 | 7.3771e-07 | 1 | 1 | 1
3 | 23 | 6 | 0.22323 | 0.058486 | 0.41643 | 0.3045 | 0 | 0.030269 | 0.12108 | 0.36457 | 0.28147 | 0.21426 | 0 | 0.01639 | 0.23301 | 0.082716 | 0.041069 | 0.026272 | 0.041179 | 0.13147 | 0.31459 | 0.11789 | 0.085322 | 0.058501 | 0 | 1.2487e-06 | 0.0010747 | 0.019713 | 0.001054 | 0 | 0 | 0 | 0.00011712 | 0 | 0.00024416 | 0.0014893 | 0.011725 | 0.0027997 | 3.0515e-05 | 0.0013677 | 0.0027757 | 0.037035 | 0.007078 | 0.0044876 | 0.060242 | 1 | 1 | 1
3 | 23 | 7 | 0.18421 | 0.045681 | 0.34417 | 0.29641 | 0 | 0.032293 | 0.068001 | 0.29202 | 0.24158 | 0.17473 | 0 | 0.00086028 | 0.1939 | 0.046723 | 0.042781 | 0.027709 | 0.064581 | 0.13364 | 0.28262 | 0.11937 | 0.047391 | 0.045613 | 0 | 0.0049783 | 0.13623 | 0.30494 | 0.13362 | 0.24105 | 0.077713 | 0.10338 | 0.2409 | 0.19838 | 0.25798 | 0.23976 | 0.48128 | 0.23007 | 0.012978 | 0.16095 | 0.22809 | 0.42862 | 0.35448 | 0.17254 | 0.24914 | 1 | 1 | 1
3 | 23 | 8 | 0.15908 | 0.037749 | 0.21991 | 0.22233 | 0 | 0.027841 | 0.033139 | 0.15768 | 0.21705 | 0.1495 | 0 | 0 | 0.16887 | 0.028284 | 0.036426 | 0.022308 | 0.03839 | 0.099155 | 0.20131 | 0.11769 | 0.043791 | 0.037551 | 0 | 0.16353 | 0.38937 | 0.53847 | 0.3819 | 0.67352 | 0.54397 | 0.54919 | 0.63023 | 0.62271 | 0.70057 | 0.40233 | 0.73926 | 0.40221 | 0.025915 | 0.22483 | 0.39876 | 0.64608 | 0.63083 | 0.37834 | 0.31651 | 1 | 1 | 1
3 | 23 | 9 | 0.15358 | 0.066477 | 0.11977 | 0.15761 | 0 | 0 | 0.006664 | 0.074708 | 0.21137 | 0.14394 | 0 | 0 | 0.16334 | 0.023452 | 0.025758 | 0.013673 | 0.0071068 | 0.11478 | 0.16731 | 0.11254 | 0.020059 | 0.066502 | 3.7177e-05 | 0.374 | 0.56629 | 0.70751 | 0.55543 | 0.88013 | 0.78131 | 0.78076 | 0.83549 | 0.84819 | 0.94558 | 0.53204 | 0.80654 | 0.43974 | 0.036919 | 0.32174 | 0.43596 | 0.66628 | 0.75917 | 0.56082 | 0.56545 | 1 | 1 | 1
3 | 23 | 10 | 0.17479 | 0.074761 | 0.065905 | 0.14273 | 0 | 0 | 0.00033441 | 0.056749 | 0.23342 | 0.16541 | 0 | 0 | 0.18467 | 0.021927 | 0.04254 | 0.027535 | 0.0097477 | 0.16829 | 0.15577 | 0.085551 | 0.027396 | 0.074517 | 0.0028366 | 0.56295 | 0.71321 | 0.72067 | 0.69954 | 0.93396 | 0.89561 | 0.89519 | 0.93721 | 0.94092 | 1 | 0.75471 | 0.95625 | 0.47532 | 0.2841 | 0.40442 | 0.47124 | 0.69904 | 0.81466 | 0.43623 | 0.52194 | 1 | 1 | 1
3 | 23 | 11 | 0.17881 | 0.12062 | 0.017706 | 0.13242 | 0 | 0.017311 | 0.0003922 | 0.052879 | 0.23645 | 0.16932 | 0 | 0 | 0.18854 | 0.010461 | 0.080188 | 0.061551 | 0.018794 | 0.22203 | 0.14421 | 0.065486 | 0.056787 | 0.11992 | 0.034522 | 0.69832 | 0.81071 | 0.78593 | 0.79517 | 0.97184 | 0.94545 | 0.94761 | 0.9729 | 1 | 1 | 0.96891 | 0.92548 | 0.75473 | 0.3196 | 0.45929 | 0.74825 | 0.78817 | 0.7769 | 0.56162 | 0.60814 | 1 | 1 | 1
3 | 23 | 12 | 0.19335 | 0.30511 | 0.026922 | 0.11911 | 0 | 0.033734 | 0.006578 | 0.068539 | 0.2512 | 0.18402 | 0 | 0 | 0.2031 | 0.0031608 | 0.12799 | 0.1071 | 0.01805 | 0.26641 | 0.1333 | 0.081271 | 0.058803 | 0.30499 | 0.19626 | 0.77783 | 0.86348 | 0.73441 | 0.84692 | 1 | 0.96439 | 0.963 | 0.97689 | 1 | 1 | 1 | 0.84881 | 0.72375 | 0.68188 | 0.42203 | 0.71754 | 0.8208 | 0.75685 | 0.52551 | 0.36361 | 1 | 1 | 1
3 | 23 | 13 | 0.20243 | 0.49834 | 0.05941 | 0.10558 | 0 | 0.080285 | 0.0184 | 0.10771 | 0.25841 | 0.19291 | 0 | 0 | 0.2119 | 0.0047212 | 0.17313 | 0.15126 | 0.012268 | 0.2922 | 0.12212 | 0.10977 | 0.096897 | 0.49904 | 0.395 | 0.82252 | 0.9015 | 0.76915 | 0.88421 | 1 | 0.96095 | 0.95489 | 0.98285 | 0.92842 | 1 | 0.9256 | 0.96774 | 0.83186 | 0.81348 | 0.65392 | 0.82472 | 0.90537 | 0.72935 | 0.57793 | 0.42847 | 1 | 1 | 1
3 | 23 | 14 | 0.26048 | 0.51756 | 0.088516 | 0.081834 | 0 | 0.10684 | 0.023495 | 0.20678 | 0.31492 | 0.25142 | 0 | 0 | 0.26967 | 0.021568 | 0.20917 | 0.18698 | 0.016317 | 0.32954 | 0.15296 | 0.16571 | 0.06527 | 0.5175 | 0.42584 | 0.79247 | 0.88137 | 0.7393 | 0.86448 | 1 | 0.93238 | 0.93176 | 0.96562 | 1 | 1 | 1 | 0.39034 | 0.99528 | 0.88191 | 0.73655 | 0.98673 | 0.87429 | 0.79935 | 0.62673 | 0.214 | 1 | 1 | 1
3 | 23 | 15 | 0.34897 | 0.55159 | 0.14818 | 0.066777 | 0 | 0.13054 | 0.032415 | 0.39836 | 0.3981 | 0.34052 | 0.0010327 | 0.00015461 | 0.35728 | 0.031101 | 0.24289 | 0.22068 | 0.020539 | 0.38723 | 0.17032 | 0.22223 | 0.058358 | 0.55314 | 0.44517 | 0.73471 | 0.85508 | 0.73486 | 0.83869 | 0.9542 | 0.89571 | 0.89323 | 0.90401 | 1 | 1 | 0.9588 | 0.61124 | 0.89451 | 0.97886 | 0.7968 | 0.88683 | 0.83034 | 0.76156 | 0.6517 | 0.31125 | 1 | 1 | 1
3 | 23 | 16 | 0.49802 | 0.2057 | 0.28684 | 0.052435 | 0 | 0.15246 | 0.048353 | 0.61204 | 0.53753 | 0.4911 | 0.02163 | 0.0095436 | 0.5047 | 0.068825 | 0.29287 | 0.27098 | 0.021047 | 0.50129 | 0.1849 | 0.30493 | 0.13678 | 0.20339 | 0.12196 | 0.57552 | 0.73201 | 0.574 | 0.71798 | 0.81481 | 0.80893 | 0.80098 | 0.76982 | 0.90436 | 0.94921 | 0.82762 | 0.71537 | 0.80381 | 0.82521 | 0.58541 | 0.79691 | 0.62939 | 0.6931 | 0.37817 | 0.17659 | 1 | 1 | 1
3 | 23 | 17 | 0.70094 | 0.37668 | 0.39851 | 0.040842 | 0.0067627 | 0.12263 | 0.062491 | 0.749 | 0.73049 | 0.69735 | 0.089884 | 0.12985 | 0.70586 | 0.20267 | 0.35357 | 0.33249 | 0.020896 | 0.63493 | 0.22856 | 0.34536 | 0.31817 | 0.37728 | 0.2626 | 0.32897 | 0.50402 | 0.42612 | 0.49436 | 0.48408 | 0.59414 | 0.61848 | 0.64924 | 0.69503 | 0.74524 | 0.64181 | 0.42249 | 0.55273 | 0.6491 | 0.42265 | 0.54799 | 0.37856 | 0.59979 | 0.27914 | 0.12728 | 1 | 1 | 1
3 | 23 | 18 | 0.75945 | 0.38058 | 0.43654 | 0.043595 | 0.061135 | 0.11557 | 0.09097 | 0.80544 | 0.78103 | 0.75613 | 0.15994 | 0.28389 | 0.76308 | 0.35607 | 0.37406 | 0.35333 | 0.0222 | 0.76421 | 0.35264 | 0.34281 | 0.32882 | 0.38089 | 0.27003 | 0.047401 | 0.15098 | 0.17543 | 0.14808 | 0.16315 | 0.2565 | 0.22307 | 0.1236 | 0.12494 | 0.34135 | 0.29804 | 0.15714 | 0.2007 | 0.23929 | 0.12839 | 0.19897 | 0.14936 | 0.286 | 0.0384 | 0.0012137 | 1 | 1 | 1
3 | 23 | 19 | 0.78316 | 0.30447 | 0.43945 | 0.056556 | 0.19437 | 0.073391 | 0.10222 | 0.78655 | 0.80275 | 0.78016 | 0.21128 | 0.35635 | 0.78646 | 0.42618 | 0.3767 | 0.35602 | 0.025722 | 0.86981 | 0.38965 | 0.20249 | 0.21358 | 0.30475 | 0.19086 | 1.0863e-05 | 0.0010683 | 0.0059658 | 0.0010478 | 0.0046024 | 0.0059978 | 0.0044869 | 0.00047868 | 0.0014391 | 0.000596 | 4.2076e-05 | 0 | 0 | 0 | 0 | 0 | 0.024058 | 0.0064333 | 0 | 0 | 1 | 1 | 1
3 | 23 | 20 | 0.78415 | 0.13865 | 0.3735 | 0.074311 | 0.30256 | 0.05809 | 0.058302 | 0.75047 | 0.80246 | 0.78097 | 0.25469 | 0.30161 | 0.78724 | 0.36239 | 0.38579 | 0.36528 | 0.014601 | 0.8467 | 0.34108 | 0.14379 | 0.15033 | 0.13743 | 0.052423 | 0 | 0 | 0 | 0 | 0 | 0 | 0 | 0 | 0 | 0 | 0 | 0 | 0 | 0 | 0 | 0 | 0 | 0 | 0 | 0 | 1 | 1 | 1
3 | 23 | 21 | 0.80038 | 0.23163 | 0.31115 | 0.075183 | 0.38194 | 0.085542 | 0.0091775 | 0.69587 | 0.82048 | 0.79793 | 0.27334 | 0.42449 | 0.80373 | 0.4833 | 0.39381 | 0.37346 | 0.0086784 | 0.70214 | 0.33302 | 0.11699 | 0.13202 | 0.23144 | 0.12416 | 0 | 0 | 0 | 0 | 0 | 0 | 0 | 0 | 0 | 0 | 0 | 0 | 0 | 0 | 0 | 0 | 0 | 0 | 0 | 0 | 1 | 1 | 1
3 | 23 | 22 | 0.72307 | 0.33944 | 0.28605 | 0.085227 | 0.45074 | 0.27836 | 0.00039746 | 0.59541 | 0.74536 | 0.71891 | 0.3161 | 0.56957 | 0.72686 | 0.61783 | 0.40622 | 0.38613 | 0.0070446 | 0.53878 | 0.27107 | 0.10248 | 0.11774 | 0.33939 | 0.23063 | 0 | 0 | 0 | 0 | 0 | 0 | 0 | 0 | 0 | 0 | 0 | 0 | 0 | 0 | 0 | 0 | 0 | 0 | 0 | 0 | 1 | 1 | 1
3 | 23 | 23 | 0.69988 | 0.44538 | 0.31179 | 0.069584 | 0.49561 | 0.27003 | 0 | 0.49725 | 0.7275 | 0.69594 | 0.42991 | 0.66389 | 0.70451 | 0.70502 | 0.41592 | 0.39603 | 0.0090257 | 0.48162 | 0.18834 | 0.092241 | 0.11028 | 0.44623 | 0.33422 | 0 | 0 | 0 | 0 | 0 | 0 | 0 | 0 | 0 | 0 | 0 | 0 | 0 | 0 | 0 | 0 | 0 | 0 | 0 | 0 | 1 | 1 | 1
3 | 23 | 24 | 0.61131 | 0.34197 | 0.33848 | 0.075785 | 0.51883 | 0.24694 | 0 | 0.42904 | 0.64491 | 0.60608 | 0.48218 | 0.65258 | 0.61696 | 0.69105 | 0.41276 | 0.3928 | 0.009932 | 0.41537 | 0.11191 | 0.10089 | 0.11295 | 0.34158 | 0.23709 | 0 | 0 | 0 | 0 | 0 | 0 | 0 | 0 | 0 | 0 | 0 | 0 | 0 | 0 | 0 | 0 | 0 | 0 | 0 | 0 | 1 | 1 | 1
3 | 24 | 1 | 0.48968 | 0.31073 | 0.3734 | 0.085659 | 0.51068 | 0.18212 | 0.00027164 | 0.30479 | 0.53084 | 0.4828 | 0.45962 | 0.63254 | 0.49663 | 0.67295 | 0.47283 | 0.45429 | 0.012045 | 0.36048 | 0.11256 | 0.10159 | 0.12285 | 0.31018 | 0.20628 | 0 | 0 | 0 | 0 | 0 | 0 | 0 | 0 | 0 | 0 | 0 | 0 | 0 | 0 | 0 | 0 | 0 | 0 | 0 | 0 | 1 | 1 | 1
3 | 24 | 2 | 0.38717 | 0.38035 | 0.34625 | 0.10147 | 0.4295 | 0.073112 | 0.0042869 | 0.13751 | 0.43539 | 0.37928 | 0.36558 | 0.61121 | 0.3953 | 0.6542 | 0.51029 | 0.49272 | 0.015667 | 0.30131 | 0.083523 | 0.094649 | 0.14399 | 0.38029 | 0.27407 | 0 | 0 | 0 | 0 | 0 | 0 | 0 | 0 | 0 | 0 | 0 | 0 | 0 | 0 | 0 | 0 | 0 | 0 | 0 | 0 | 1 | 1 | 1
3 | 24 | 3 | 0.29065 | 0.44271 | 0.32832 | 0.071547 | 0.29712 | 0.014644 | 0.0091817 | 0.042653 | 0.3449 | 0.28202 | 0.29097 | 0.57865 | 0.29978 | 0.62359 | 0.51871 | 0.50138 | 0.0182 | 0.2133 | 0.081739 | 0.092015 | 0.18506 | 0.44283 | 0.33996 | 0 | 0 | 0 | 0 | 0 | 0 | 0 | 0 | 0 | 0 | 0 | 0 | 0 | 0 | 0 | 0 | 0 | 0 | 0 | 0 | 1 | 1 | 1
3 | 24 | 4 | 0.17321 | 0.45622 | 0.28839 | 0.058107 | 0.12832 | 0 | 0.016274 | 0.0045443 | 0.23061 | 0.16369 | 0.2455 | 0.56135 | 0.18289 | 0.61056 | 0.54503 | 0.52845 | 0.019412 | 0.12801 | 0.10178 | 0.085848 | 0.23956 | 0.45535 | 0.36691 | 0 | 0 | 0 | 0 | 0 | 0 | 0 | 0 | 0 | 0 | 0 | 0 | 0 | 0 | 0 | 0 | 0 | 0 | 0 | 0 | 1 | 1 | 1
3 | 24 | 5 | 0.079246 | 0.6554 | 0.28248 | 0.06307 | 0.067127 | 0 | 0.0013171 | 0.00010413 | 0.13652 | 0.06956 | 0.15024 | 0.49209 | 0.088927 | 0.54824 | 0.57255 | 0.55678 | 0.021081 | 0.10763 | 0.10821 | 0.068874 | 0.32461 | 0.65597 | 0.57727 | 0 | 0 | 1.1563e-07 | 0 | 0 | 0 | 0 | 0 | 0 | 0 | 0 | 0 | 0 | 0 | 0 | 0 | 0 | 0 | 0 | 6.9454e-07 | 1 | 1 | 1
3 | 24 | 6 | 0.030788 | 0.71114 | 0.30996 | 0.07411 | 0.01355 | 0 | 0.00082119 | 0 | 0.086256 | 0.022019 | 0.080901 | 0.34924 | 0.039749 | 0.41772 | 0.59419 | 0.57909 | 0.035912 | 0.12339 | 0.10345 | 0.049459 | 0.36832 | 0.71151 | 0.64548 | 2.2871e-06 | 0.0026672 | 0.049433 | 0.0026161 | 0 | 0 | 0 | 0.00025707 | 1.1925e-07 | 0.00068151 | 0.0039426 | 0.014484 | 0.010843 | 0.0089909 | 0.0055787 | 0.01075 | 0.066984 | 0.01572 | 0.057271 | 0.13816 | 1 | 1 | 1
3 | 24 | 7 | 0.0017471 | 0.67572 | 0.34275 | 0.11635 | 0 | 0.0094284 | 5.9371e-05 | 0 | 0.037049 | 0.0011354 | 0.048501 | 0.1193 | 0.002167 | 0.18769 | 0.60702 | 0.59232 | 0.063126 | 0.088832 | 0.095146 | 0.02719 | 0.30974 | 0.67537 | 0.61279 | 0.006821 | 0.19595 | 0.42519 | 0.19219 | 0.19072 | 0.089321 | 0.12312 | 0.23913 | 0.11947 | 0.29698 | 0.43351 | 0.49555 | 0.4575 | 0.42087 | 0.39098 | 0.45358 | 0.50868 | 0.46719 | 0.40139 | 0.48903 | 1 | 1 | 1
3 | 24 | 8 | 0 | 0.71121 | 0.33169 | 0.098428 | 0 | 0.0142 | 0.0013509 | 0 | 0.0048152 | 0 | 0.016231 | 0.0061766 | 0 | 0.028594 | 0.60275 | 0.58791 | 0.094728 | 0.032531 | 0.081742 | 0.0010505 | 0.25918 | 0.7113 | 0.64904 | 0.22297 | 0.50698 | 0.71933 | 0.49726 | 0.55249 | 0.53446 | 0.54887 | 0.61357 | 0.32026 | 0.71968 | 0.78412 | 0.80959 | 0.79242 | 0.75997 | 0.73757 | 0.78562 | 0.78124 | 0.76048 | 0.69093 | 0.69642 | 1 | 1 | 1
3 | 24 | 9 | 0 | 0.71265 | 0.33509 | 0.04797 | 0 | 0 | 0.021497 | 0 | 0.01267 | 0 | 0.00083891 | 0 | 0 | 0.017315 | 0.58637 | 0.57103 | 0.092273 | 0.016979 | 0.07779 | 9.3661e-06 | 0.17823 | 0.71271 | 0.65116 | 0.49955 | 0.74335 | 0.87804 | 0.7291 | 0.73895 | 0.77258 | 0.76361 | 0.82543 | 0.6245 | 0.93757 | 0.96937 | 0.97786 | 0.97532 | 0.94342 | 0.9399 | 0.96694 | 0.91461 | 0.88805 | 0.84031 | 0.80341 | 1 | 1 | 1
3 | 24 | 10 | 0 | 0.68999 | 0.35169 | 0.051498 | 0 | 0 | 0.045344 | 0 | 0.021173 | 0 | 0 | 0 | 0 | 0.022027 | 0.58056 | 0.56503 | 0.098391 | 0.014983 | 0.084803 | 0 | 0.14073 | 0.68996 | 0.62555 | 0.70041 | 0.88018 | 0.9291 | 0.86331 | 0.85266 | 0.8844 | 0.87381 | 0.93521 | 0.68547 | 1 | 1 | 1 | 1 | 1 | 1 | 1 | 0.96381 | 0.92598 | 0.86634 | 0.81539 | 1 | 1 | 1
3 | 24 | 11 | 0 | 0.6653 | 0.31323 | 0.06902 | 0 | 0 | 0.046132 | 0 | 0.022546 | 0 | 0 | 0 | 0 | 0.017059 | 0.55588 | 0.53961 | 0.12703 | 0.016998 | 0.081264 | 0 | 0.11183 | 0.66548 | 0.59378 | 0.82134 | 0.94422 | 0.93244 | 0.92611 | 0.90982 | 0.92774 | 0.92725 | 0.97165 | 0.70071 | 1 | 1 | 1 | 1 | 1 | 1 | 1 | 0.97089 | 0.93464 | 0.88301 | 0.70874 | 1 | 1 | 1
3 | 24 | 12 | 0 | 0.58613 | 0.25822 | 0.09804 | 0 | 0 | 0.040474 | 0 | 0.023554 | 0 | 0 | 0 | 0 | 0.01669 | 0.56782 | 0.55191 | 0.13623 | 0.021409 | 0.081741 | 0 | 0.088242 | 0.58578 | 0.50812 | 0.87976 | 0.97155 | 0.98696 | 0.95292 | 0.94646 | 0.95592 | 0.94262 | 0.98209 | 0.70854 | 1 | 1 | 1 | 1 | 1 | 1 | 1 | 0.95452 | 0.91927 | 0.98375 | 0.84521 | 1 | 1 | 1
3 | 24 | 13 | 0 | 0.57312 | 0.34018 | 0.1277 | 0.039727 | 0.010934 | 0.017159 | 0 | 0.023611 | 0 | 0 | 0 | 0 | 0.017117 | 0.59367 | 0.57855 | 0.13655 | 0.023582 | 0.073127 | 0 | 0.064313 | 0.57303 | 0.4898 | 0.84718 | 0.92548 | 0.96226 | 0.90774 | 0.91313 | 0.96061 | 0.94652 | 0.98001 | 0.66227 | 1 | 1 | 0.63593 | 1 | 1 | 1 | 1 | 0.94759 | 0.92164 | 0.87517 | 0.92696 | 1 | 1 | 1
3 | 24 | 14 | 0 | 0.56431 | 0.44537 | 0.17299 | 0.23285 | 0.094341 | 0.0010585 | 0 | 0.022336 | 0 | 0 | 0 | 0 | 0.019942 | 0.59705 | 0.58203 | 0.14203 | 0.02382 | 0.075814 | 0 | 0.041336 | 0.5644 | 0.47746 | 0.8084 | 0.90089 | 0.93659 | 0.88362 | 0.88341 | 0.90041 | 0.92421 | 0.95109 | 0.62628 | 1 | 1 | 0.68587 | 1 | 1 | 1 | 1 | 0.93446 | 0.89818 | 0.76093 | 0.92396 | 1 | 1 | 1
3 | 24 | 15 | 0 | 0.51988 | 0.5272 | 0.25042 | 0.46271 | 0.25614 | 0 | 0.0055065 | 0.031898 | 0 | 0 | 0 | 0.00014176 | 0.017822 | 0.61847 | 0.60413 | 0.14158 | 0.019299 | 0.066402 | 0 | 0.028756 | 0.51971 | 0.42991 | 0.7174 | 0.83675 | 0.88512 | 0.82071 | 0.85326 | 0.84545 | 0.87771 | 0.92801 | 0.58981 | 1 | 0.99902 | 0.90531 | 1 | 0.85353 | 0.79287 | 0.99935 | 0.82967 | 0.9131 | 0.64051 | 0.99829 | 1 | 1 | 1
3 | 24 | 16 | 0.0025774 | 0.49951 | 0.66454 | 0.33963 | 0.62817 | 0.37157 | 0 | 0.067881 | 0.047406 | 0.0019077 | 0 | 0 | 0.0052451 | 0.019147 | 0.61862 | 0.60429 | 0.15708 | 0.0095008 | 0.10794 | 0 | 0.028232 | 0.49946 | 0.40523 | 0.58494 | 0.74508 | 0.80695 | 0.7308 | 0.80899 | 0.67874 | 0.77741 | 0.84049 | 0.63846 | 0.95831 | 0.90572 | 0.85289 | 0.92592 | 0.79251 | 0.79582 | 0.91797 | 0.83448 | 0.80389 | 0.69412 | 0.81399 | 1 | 1 | 1
3 | 24 | 17 | 0.050432 | 0.47202 | 0.75427 | 0.41374 | 0.74088 | 0.46608 | 0 | 0.23511 | 0.1047 | 0.041213 | 0.0010851 | 0 | 0.05933 | 0.031544 | 0.57028 | 0.55444 | 0.18792 | 0.0023893 | 0.1654 | 0.00014542 | 0.026492 | 0.47205 | 0.37349 | 0.3313 | 0.50818 | 0.52545 | 0.49844 | 0.68326 | 0.49344 | 0.53699 | 0.61178 | 0.52517 | 0.72195 | 0.62959 | 0.47323 | 0.70823 | 0.60146 | 0.54587 | 0.70215 | 0.68556 | 0.6704 | 0.4815 | 0.40065 | 1 | 1 | 1
3 | 24 | 18 | 0.1926 | 0.42014 | 0.72826 | 0.50573 | 0.83052 | 0.74891 | 0 | 0.3907 | 0.25233 | 0.1836 | 0.019096 | 0.00058996 | 0.2026 | 0.03537 | 0.50098 | 0.48317 | 0.2357 | 0.00022387 | 0.16291 | 0.0067451 | 0.056842 | 0.41998 | 0.31838 | 0.052387 | 0.17141 | 0.17666 | 0.16812 | 0.29478 | 0.22991 | 0.22676 | 0.14778 | 0.1282 | 0.32926 | 0.31702 | 0.17999 | 0.28159 | 0.22251 | 0.20866 | 0.27917 | 0.27389 | 0.32128 | 0.11026 | 0.0061812 | 1 | 1 | 1
3 | 24 | 19 | 0.25879 | 0.38381 | 0.74365 | 0.61853 | 0.89366 | 0.88528 | 0.00014696 | 0.52576 | 0.31324 | 0.24972 | 0.031779 | 0.014753 | 0.26799 | 0.077742 | 0.45941 | 0.44052 | 0.33128 | 3.0058e-06 | 0.16885 | 0.053697 | 0.081028 | 0.38331 | 0.28296 | 1.3231e-05 | 0.0013354 | 0.0054326 | 0.0013098 | 0.010343 | 0.0047285 | 0.0036593 | 0.0011308 | 0.0011744 | 0.00084624 | 6.6496e-05 | 0 | 0 | 0 | 0 | 0 | 0.020856 | 0.0073619 | 0 | 0 | 1 | 1 | 1
3 | 24 | 20 | 0.34302 | 0.44214 | 0.763 | 0.64677 | 0.90186 | 0.85591 | 0.0021441 | 0.58962 | 0.39481 | 0.33486 | 0.093254 | 0.087026 | 0.35174 | 0.16618 | 0.44533 | 0.42611 | 0.4583 | 5.739e-05 | 0.19963 | 0.05695 | 0.11743 | 0.44212 | 0.34096 | 0 | 0 | 0 | 0 | 0 | 0 | 0 | 0 | 0 | 0 | 0 | 0 | 0 | 0 | 0 | 0 | 0 | 0 | 0 | 0 | 1 | 1 | 1
3 | 24 | 21 | 0.38636 | 0.48819 | 0.77726 | 0.58623 | 0.88114 | 0.83243 | 0.0019473 | 0.66397 | 0.4393 | 0.37917 | 0.10841 | 0.038233 | 0.39519 | 0.10751 | 0.46195 | 0.44313 | 0.62287 | 0.0038911 | 0.28627 | 0.093258 | 0.16262 | 0.48854 | 0.38777 | 0 | 0 | 0 | 0 | 0 | 0 | 0 | 0 | 0 | 0 | 0 | 0 | 0 | 0 | 0 | 0 | 0 | 0 | 0 | 0 | 1 | 1 | 1
3 | 24 | 22 | 0.25779 | 0.43938 | 0.75534 | 0.56956 | 0.87222 | 0.81915 | 0.00013146 | 0.64369 | 0.31227 | 0.24873 | 0.053687 | 0.0020439 | 0.26698 | 0.052774 | 0.48179 | 0.46346 | 0.72266 | 0.019884 | 0.42134 | 0.0668 | 0.16037 | 0.43924 | 0.33931 | 0 | 0 | 0 | 0 | 0 | 0 | 0 | 0 | 0 | 0 | 0 | 0 | 0 | 0 | 0 | 0 | 0 | 0 | 0 | 0 | 1 | 1 | 1
3 | 24 | 23 | 0.14678 | 0.40727 | 0.71985 | 0.57003 | 0.87699 | 0.79443 | 0 | 0.55281 | 0.20309 | 0.13692 | 0.029026 | 0 | 0.15633 | 0.025866 | 0.49634 | 0.4784 | 0.76919 | 0.070115 | 0.55544 | 0.047582 | 0.16338 | 0.40711 | 0.30429 | 0 | 0 | 0 | 0 | 0 | 0 | 0 | 0 | 0 | 0 | 0 | 0 | 0 | 0 | 0 | 0 | 0 | 0 | 0 | 0 | 1 | 1 | 1
3 | 24 | 24 | 0.12115 | 0.39358 | 0.61148 | 0.5322 | 0.89849 | 0.71899 | 0 | 0.47153 | 0.17924 | 0.11145 | 0.0091448 | 0 | 0.13097 | 0.010574 | 0.50325 | 0.4855 | 0.82162 | 0.28762 | 0.74289 | 0.062898 | 0.14955 | 0.39373 | 0.28578 | 0 | 0 | 0 | 0 | 0 | 0 | 0 | 0 | 0 | 0 | 0 | 0 | 0 | 0 | 0 | 0 | 0 | 0 | 0 | 0 | 1 | 1 | 1
3 | 25 | 1 | 0.12772 | 0.32365 | 0.52918 | 0.46828 | 0.89725 | 0.59187 | 0 | 0.36738 | 0.18743 | 0.11826 | 0.00046765 | 0 | 0.13777 | 0.0061045 | 0.51514 | 0.49771 | 0.79201 | 0.54425 | 0.85233 | 0.040732 | 0.11877 | 0.32326 | 0.21789 | 0 | 0 | 0 | 0 | 0 | 0 | 0 | 0 | 0 | 0 | 0 | 0 | 0 | 0 | 0 | 0 | 0 | 0 | 0 | 0 | 1 | 1 | 1
3 | 25 | 2 | 0.10706 | 0.32475 | 0.54596 | 0.41482 | 0.86662 | 0.39675 | 0 | 0.28754 | 0.16541 | 0.097385 | 0 | 0 | 0.11691 | 0.0080415 | 0.51074 | 0.49319 | 0.72202 | 0.64241 | 0.90133 | 0.029764 | 0.10731 | 0.32482 | 0.21393 | 0 | 0 | 0 | 0 | 0 | 0 | 0 | 0 | 0 | 0 | 0 | 0 | 0 | 0 | 0 | 0 | 0 | 0 | 0 | 0 | 1 | 1 | 1
3 | 25 | 3 | 0.10372 | 0.29018 | 0.51824 | 0.44175 | 0.82056 | 0.30565 | 0 | 0.22718 | 0.16289 | 0.09417 | 0 | 0 | 0.1137 | 0.01581 | 0.52379 | 0.5066 | 0.60404 | 0.68225 | 0.95842 | 0.0011989 | 0.065072 | 0.29013 | 0.17976 | 0 | 0 | 0 | 0 | 0 | 0 | 0 | 0 | 0 | 0 | 0 | 0 | 0 | 0 | 0 | 0 | 0 | 0 | 0 | 0 | 1 | 1 | 1
3 | 25 | 4 | 0.092255 | 0.24544 | 0.50806 | 0.43037 | 0.80173 | 0.24211 | 0 | 0.17186 | 0.15117 | 0.082691 | 0 | 0 | 0.10219 | 0.029829 | 0.52012 | 0.50282 | 0.51666 | 0.7249 | 0.99029 | 1.1326e-05 | 0.045989 | 0.2452 | 0.13764 | 0 | 0 | 0 | 0 | 0 | 0 | 0 | 0 | 0 | 0 | 0 | 0 | 0 | 0 | 0 | 0 | 0 | 0 | 0 | 0 | 1 | 1 | 1
3 | 25 | 5 | 0.078218 | 0.23453 | 0.44039 | 0.42691 | 0.82083 | 0.30746 | 0 | 0.12199 | 0.13624 | 0.068595 | 0 | 0 | 0.088018 | 0.021829 | 0.49453 | 0.47654 | 0.46194 | 0.7525 | 0.9921 | 0 | 0.020106 | 0.23453 | 0.12478 | 0 | 0 | 7.835e-07 | 0 | 0 | 0 | 0 | 0 | 0 | 0 | 0 | 0 | 0 | 0 | 0 | 0 | 0 | 0 | 0 | 4.7059e-06 | 1 | 1 | 1
3 | 25 | 6 | 0.085627 | 0.20327 | 0.39471 | 0.42218 | 0.83677 | 0.32088 | 0 | 0.062567 | 0.14376 | 0.075983 | 0 | 0 | 0.095446 | 0.014513 | 0.45709 | 0.43815 | 0.41313 | 0.74196 | 0.98333 | 0 | 0.0024219 | 0.20322 | 0.096386 | 2.5085e-06 | 0.0031077 | 0.071454 | 0.0030481 | 5.2229e-07 | 0 | 0 | 0.00029036 | 3.1416e-06 | 0.00091043 | 0.0040441 | 0.016768 | 0.012439 | 0.010978 | 0.006762 | 0.012332 | 0.096183 | 0.016614 | 0.084928 | 0.21075 | 1 | 1 | 1
3 | 25 | 7 | 0.1126 | 0.16333 | 0.31403 | 0.38771 | 0.81455 | 0.32228 | 1.3247e-05 | 0.020253 | 0.17259 | 0.10316 | 0 | 0 | 0.12269 | 0.012813 | 0.41713 | 0.39726 | 0.33493 | 0.68678 | 0.97436 | 8.4722e-05 | 4.7674e-05 | 0.16296 | 0.064582 | 0.0065157 | 0.15558 | 0.36489 | 0.1526 | 0.014011 | 0.0042281 | 0.030786 | 0.12948 | 0.040478 | 0.2997 | 0.36225 | 0.4838 | 0.44233 | 0.42471 | 0.35922 | 0.43854 | 0.50809 | 0.37276 | 0.54656 | 0.56515 | 1 | 1 | 1
3 | 25 | 8 | 0.10713 | 0.18631 | 0.4091 | 0.32193 | 0.76684 | 0.12242 | 0.00082841 | 0.0017735 | 0.16429 | 0.097294 | 0 | 0 | 0.11681 | 0.009815 | 0.40985 | 0.38984 | 0.31936 | 0.6294 | 0.95752 | 0.0031001 | 6.1082e-06 | 0.18605 | 0.083339 | 0.19838 | 0.40899 | 0.54639 | 0.40115 | 0.14234 | 0.16799 | 0.3544 | 0.43063 | 0.15578 | 0.70457 | 0.73879 | 0.76969 | 0.77449 | 0.73996 | 0.72138 | 0.76784 | 0.77031 | 0.55689 | 0.82194 | 0.64345 | 1 | 1 | 1
3 | 25 | 9 | 0.15742 | 0.24939 | 0.63458 | 0.31385 | 0.693 | 0.070127 | 0.009812 | 0 | 0.21716 | 0.14809 | 0 | 0 | 0.16746 | 0.0077679 | 0.50363 | 0.48589 | 0.32762 | 0.70159 | 0.9535 | 0.00027116 | 0.00058185 | 0.24953 | 0.13759 | 0.43406 | 0.62332 | 0.68386 | 0.61137 | 0.33575 | 0.40918 | 0.53086 | 0.67452 | 0.36701 | 0.91086 | 0.95326 | 0.94956 | 0.94999 | 0.88163 | 0.90815 | 0.94184 | 0.89406 | 0.67953 | 0.96685 | 0.66348 | 1 | 1 | 1
3 | 25 | 10 | 0.1636 | 0.26143 | 0.72566 | 0.28352 | 0.5777 | 0.051781 | 0.016126 | 0.0023675 | 0.22235 | 0.15416 | 0 | 0 | 0.1735 | 0.0069397 | 0.49448 | 0.47649 | 0.33902 | 0.70876 | 0.96858 | 0.0069167 | 0.014469 | 0.26148 | 0.15022 | 0.63741 | 0.79666 | 0.73361 | 0.78139 | 0.4912 | 0.70378 | 0.73973 | 0.83031 | 0.65009 | 1 | 1 | 1 | 1 | 0.99474 | 1 | 1 | 0.94709 | 0.71789 | 1 | 0.67316 | 1 | 1 | 1
3 | 25 | 11 | 0.15074 | 0.24645 | 0.76717 | 0.27897 | 0.43191 | 0.061346 | 0.043437 | 0.031447 | 0.20979 | 0.14127 | 0 | 0 | 0.16068 | 0.0046567 | 0.49395 | 0.47595 | 0.31603 | 0.62803 | 0.97235 | 0.0039385 | 0.037235 | 0.24652 | 0.1354 | 0.76558 | 0.88409 | 0.73744 | 0.86714 | 0.5578 | 0.77876 | 0.76312 | 0.93146 | 0.96707 | 0.95722 | 1 | 1 | 1 | 1 | 1 | 1 | 0.95609 | 0.68657 | 1 | 0.64792 | 1 | 1 | 1
3 | 25 | 12 | 0.12314 | 0.1954 | 0.84689 | 0.29445 | 0.29946 | 0.071891 | 0.10084 | 0.12901 | 0.18046 | 0.11333 | 0 | 0 | 0.13284 | 0.003298 | 0.525 | 0.50784 | 0.35467 | 0.50265 | 0.95494 | 0.011231 | 0.055349 | 0.19523 | 0.090459 | 0.84018 | 0.93154 | 0.72505 | 0.91368 | 0.59636 | 0.87446 | 0.76959 | 0.91666 | 1 | 1 | 1 | 1 | 1 | 1 | 1 | 1 | 0.90143 | 0.62908 | 1 | 0.66624 | 1 | 1 | 1
3 | 25 | 13 | 0.15653 | 0.1626 | 0.88756 | 0.29032 | 0.18306 | 0.09761 | 0.14262 | 0.26919 | 0.21222 | 0.14665 | 0 | 0 | 0.16598 | 0.0022186 | 0.53052 | 0.51352 | 0.46705 | 0.37993 | 0.91395 | 0.027874 | 0.035892 | 0.16226 | 0.06376 | 0.82742 | 0.90738 | 0.75662 | 0.88999 | 0.53873 | 0.90688 | 0.72615 | 0.7918 | 0.99492 | 1 | 1 | 1 | 1 | 1 | 1 | 1 | 0.82178 | 0.63705 | 1 | 0.76962 | 1 | 1 | 1
3 | 25 | 14 | 0.29187 | 0.19038 | 0.84074 | 0.3195 | 0.090424 | 0.10664 | 0.20669 | 0.43824 | 0.34517 | 0.28313 | 0.00083891 | 0 | 0.30085 | 0.0050526 | 0.52085 | 0.50358 | 0.63613 | 0.31142 | 0.86086 | 0.033514 | 0.023887 | 0.19062 | 0.082085 | 0.7904 | 0.8816 | 0.72851 | 0.86469 | 0.50547 | 0.90443 | 0.67627 | 0.78947 | 1 | 1 | 0.9785 | 1 | 1 | 1 | 0.94588 | 1 | 0.69922 | 0.59785 | 0.98817 | 0.7077 | 1 | 1 | 1
3 | 25 | 15 | 0.43925 | 0.14311 | 0.77771 | 0.34496 | 0.050634 | 0.15021 | 0.25448 | 0.63892 | 0.48552 | 0.4321 | 0.020876 | 0 | 0.44702 | 0.025807 | 0.49243 | 0.47439 | 0.58285 | 0.33347 | 0.78552 | 0.038372 | 0.013638 | 0.14305 | 0.045732 | 0.68371 | 0.79745 | 0.65887 | 0.78216 | 0.34374 | 0.86324 | 0.67735 | 0.66056 | 0.95554 | 1 | 0.85096 | 0.99255 | 0.94938 | 0.97281 | 0.95915 | 0.94123 | 0.52308 | 0.53946 | 0.98072 | 0.71191 | 1 | 1 | 1
3 | 25 | 16 | 0.54108 | 0.091838 | 0.78798 | 0.35483 | 0.07153 | 0.20402 | 0.28929 | 0.7561 | 0.57951 | 0.53494 | 0.13676 | 0.00055827 | 0.54756 | 0.059725 | 0.42434 | 0.40464 | 0.42643 | 0.47854 | 0.70509 | 0.045369 | 0.0024828 | 0.091361 | 0.013352 | 0.52614 | 0.67003 | 0.58142 | 0.65719 | 0.44295 | 0.8065 | 0.68077 | 0.51638 | 0.80843 | 0.9175 | 0.75589 | 0.7653 | 0.64646 | 0.89931 | 0.85404 | 0.64091 | 0.3714 | 0.49352 | 0.8732 | 0.59341 | 1 | 1 | 1
3 | 25 | 17 | 0.62325 | 0.1352 | 0.76808 | 0.35378 | 0.2063 | 0.22924 | 0.34715 | 0.82346 | 0.65641 | 0.61825 | 0.31255 | 0.0090158 | 0.62882 | 0.075636 | 0.3488 | 0.32764 | 0.21665 | 0.68568 | 0.66392 | 0.067101 | 0.0059403 | 0.13537 | 0.03775 | 0.2863 | 0.43815 | 0.40445 | 0.42975 | 0.42927 | 0.57303 | 0.48595 | 0.45912 | 0.55208 | 0.67728 | 0.50154 | 0.37369 | 0.42897 | 0.66893 | 0.48793 | 0.42528 | 0.16984 | 0.42946 | 0.57753 | 0.24008 | 1 | 1 | 1
3 | 25 | 18 | 0.65741 | 0.11937 | 0.69413 | 0.3275 | 0.45023 | 0.32097 | 0.44493 | 0.8354 | 0.68652 | 0.65262 | 0.38545 | 0.0012804 | 0.66232 | 0.061433 | 0.27963 | 0.25762 | 0.11748 | 0.80745 | 0.7348 | 0.10765 | 0.013007 | 0.11923 | 0.028727 | 0.045628 | 0.14642 | 0.13919 | 0.14362 | 0.25094 | 0.28083 | 0.12603 | 0.11885 | 0.22848 | 0.22769 | 0.24244 | 0.11742 | 0.16021 | 0.26389 | 0.1684 | 0.15883 | 0.046103 | 0.16336 | 0.16164 | 0.0060296 | 1 | 1 | 1
3 | 25 | 19 | 0.68582 | 0.11924 | 0.66224 | 0.31681 | 0.68571 | 0.4959 | 0.53948 | 0.79413 | 0.71602 | 0.68193 | 0.38862 | 0.020795 | 0.69086 | 0.082216 | 0.26009 | 0.23794 | 0.11581 | 0.87098 | 0.80036 | 0.12519 | 0.0068924 | 0.11901 | 0.02942 | 1.3887e-05 | 0.0012763 | 0.001748 | 0.0012518 | 0.0079932 | 0.0066449 | 0.0014335 | 0.00078187 | 0.0034774 | 0.00059669 | 7.402e-05 | 0 | 0 | 0 | 0 | 0 | 0.0022696 | 0.0054749 | 0 | 0 | 1 | 1 | 1
3 | 25 | 20 | 0.59114 | 0.15504 | 0.53128 | 0.30267 | 0.74036 | 0.63906 | 0.57318 | 0.75679 | 0.62535 | 0.58552 | 0.33577 | 0.15995 | 0.59691 | 0.23785 | 0.19299 | 0.17092 | 0.1924 | 0.86132 | 0.83429 | 0.08187 | 0.0074514 | 0.15484 | 0.056316 | 0 | 0 | 0 | 0 | 0 | 0 | 0 | 0 | 0 | 0 | 0 | 0 | 0 | 0 | 0 | 0 | 0 | 0 | 0 | 0 | 1 | 1 | 1
3 | 25 | 21 | 0.49708 | 0.21818 | 0.36243 | 0.26896 | 0.73353 | 0.59254 | 0.59561 | 0.72308 | 0.5371 | 0.49019 | 0.24635 | 0.21372 | 0.50385 | 0.2858 | 0.11262 | 0.092297 | 0.29135 | 0.8465 | 0.86746 | 0.060054 | 0.0024393 | 0.21839 | 0.10735 | 0 | 0 | 0 | 0 | 0 | 0 | 0 | 0 | 0 | 0 | 0 | 0 | 0 | 0 | 0 | 0 | 0 | 0 | 0 | 0 | 1 | 1 | 1
3 | 25 | 22 | 0.44853 | 0.21363 | 0.2295 | 0.22978 | 0.72926 | 0.56457 | 0.58542 | 0.70038 | 0.49335 | 0.44133 | 0.19466 | 0.27523 | 0.45608 | 0.34498 | 0.063623 | 0.046259 | 0.39375 | 0.83939 | 0.90157 | 0.066499 | 0.0010169 | 0.21367 | 0.10493 | 0 | 0 | 0 | 0 | 0 | 0 | 0 | 0 | 0 | 0 | 0 | 0 | 0 | 0 | 0 | 0 | 0 | 0 | 0 | 0 | 1 | 1 | 1
3 | 25 | 23 | 0.39434 | 0.18279 | 0.16688 | 0.21604 | 0.72358 | 0.47628 | 0.57739 | 0.67621 | 0.44119 | 0.38636 | 0.20906 | 0.3351 | 0.40226 | 0.40212 | 0.06734 | 0.049635 | 0.35414 | 0.8205 | 0.90305 | 0.074656 | 0.0015651 | 0.18251 | 0.080381 | 0 | 0 | 0 | 0 | 0 | 0 | 0 | 0 | 0 | 0 | 0 | 0 | 0 | 0 | 0 | 0 | 0 | 0 | 0 | 0 | 1 | 1 | 1
3 | 25 | 24 | 0.38235 | 0.19843 | 0.16454 | 0.23335 | 0.66665 | 0.4055 | 0.54408 | 0.63568 | 0.43078 | 0.37438 | 0.20832 | 0.36884 | 0.39052 | 0.4332 | 0.080776 | 0.062074 | 0.21802 | 0.79949 | 0.87039 | 0.1006 | 0.00022666 | 0.19849 | 0.090921 | 0 | 0 | 0 | 0 | 0 | 0 | 0 | 0 | 0 | 0 | 0 | 0 | 0 | 0 | 0 | 0 | 0 | 0 | 0 | 0 | 1 | 1 | 1
3 | 26 | 1 | 0.38371 | 0.17653 | 0.18759 | 0.24657 | 0.61067 | 0.33131 | 0.48875 | 0.62805 | 0.43213 | 0.37576 | 0.20527 | 0.38289 | 0.39188 | 0.44574 | 0.10812 | 0.08797 | 0.095766 | 0.7251 | 0.83356 | 0.064936 | 0.0083393 | 0.17594 | 0.07787 | 0 | 0 | 0 | 0 | 0 | 0 | 0 | 0 | 0 | 0 | 0 | 0 | 0 | 0 | 0 | 0 | 0 | 0 | 0 | 0 | 1 | 1 | 1
3 | 26 | 2 | 0.39197 | 0.26695 | 0.18293 | 0.25066 | 0.55872 | 0.3372 | 0.41364 | 0.62416 | 0.44049 | 0.3842 | 0.21731 | 0.3895 | 0.40014 | 0.45206 | 0.18605 | 0.16404 | 0.05412 | 0.63558 | 0.7871 | 0.019569 | 0.024129 | 0.2667 | 0.15899 | 0 | 0 | 0 | 0 | 0 | 0 | 0 | 0 | 0 | 0 | 0 | 0 | 0 | 0 | 0 | 0 | 0 | 0 | 0 | 0 | 1 | 1 | 1
3 | 26 | 3 | 0.38413 | 0.39294 | 0.18741 | 0.2766 | 0.49393 | 0.21305 | 0.32242 | 0.59251 | 0.43333 | 0.37631 | 0.20863 | 0.38483 | 0.39242 | 0.44727 | 0.2653 | 0.2432 | 0.047948 | 0.58874 | 0.68488 | 0.0010193 | 0.033084 | 0.39319 | 0.2841 | 0 | 0 | 0 | 0 | 0 | 0 | 0 | 0 | 0 | 0 | 0 | 0 | 0 | 0 | 0 | 0 | 0 | 0 | 0 | 0 | 1 | 1 | 1
3 | 26 | 4 | 0.35413 | 0.44411 | 0.20808 | 0.32511 | 0.39657 | 0.15433 | 0.26379 | 0.55614 | 0.40372 | 0.34582 | 0.2012 | 0.38052 | 0.36251 | 0.4434 | 0.32325 | 0.30171 | 0.074205 | 0.56659 | 0.6671 | 0.0020878 | 0.024543 | 0.44406 | 0.34342 | 0 | 0 | 0 | 0 | 0 | 0 | 0 | 0 | 0 | 0 | 0 | 0 | 0 | 0 | 0 | 0 | 0 | 0 | 0 | 0 | 1 | 1 | 1
3 | 26 | 5 | 0.34925 | 0.4923 | 0.25783 | 0.37748 | 0.3264 | 0.15728 | 0.19316 | 0.49724 | 0.40059 | 0.34112 | 0.18796 | 0.37415 | 0.35789 | 0.4375 | 0.30301 | 0.28121 | 0.080935 | 0.53117 | 0.62925 | 0.017359 | 0.022348 | 0.49244 | 0.39495 | 0 | 0 | 3.4297e-06 | 0 | 0 | 0 | 0 | 0 | 0 | 0 | 0 | 0 | 0 | 0 | 0 | 0 | 0 | 0 | 0 | 2.06e-05 | 1 | 1 | 1
3 | 26 | 6 | 0.31867 | 0.49486 | 0.30533 | 0.39532 | 0.28802 | 0.1632 | 0.13109 | 0.42096 | 0.37128 | 0.31021 | 0.16328 | 0.36558 | 0.32754 | 0.42964 | 0.28965 | 0.26772 | 0.07324 | 0.47298 | 0.61653 | 0.056216 | 0.019921 | 0.49498 | 0.39801 | 3.3255e-06 | 0.0021231 | 0.061995 | 0.0020824 | 1.6483e-05 | 0 | 0 | 3.7653e-06 | 1.3421e-07 | 3.8205e-06 | 0.00088076 | 0.017653 | 0.0084308 | 0.0033023 | 0.005094 | 0.0083584 | 0.029984 | 0.010494 | 0.082338 | 0.23255 | 1 | 1 | 1
3 | 26 | 7 | 0.27294 | 0.45571 | 0.30164 | 0.36636 | 0.21067 | 0.20617 | 0.097399 | 0.34915 | 0.32797 | 0.26414 | 0.16568 | 0.35061 | 0.2822 | 0.4169 | 0.28408 | 0.2621 | 0.064085 | 0.36747 | 0.48661 | 0.12414 | 0.010725 | 0.45572 | 0.35559 | 0.0064779 | 0.10282 | 0.35803 | 0.10085 | 0.10376 | 0.066771 | 0.066852 | 0.025825 | 0.0025063 | 0.0033334 | 0.1168 | 0.45612 | 0.33032 | 0.21582 | 0.29772 | 0.32749 | 0.29078 | 0.24907 | 0.46021 | 0.52511 | 1 | 1 | 1
3 | 26 | 8 | 0.20991 | 0.39958 | 0.1312 | 0.35501 | 0.08062 | 0.09207 | 0.07709 | 0.26279 | 0.26586 | 0.20046 | 0.18606 | 0.30113 | 0.21937 | 0.36995 | 0.26144 | 0.23929 | 0.035124 | 0.23611 | 0.23499 | 0.15592 | 0.00024952 | 0.39964 | 0.29341 | 0.14971 | 0.31144 | 0.614 | 0.30547 | 0.24309 | 0.25554 | 0.51475 | 0.16738 | 0.057163 | 0.13686 | 0.34148 | 0.70827 | 0.67208 | 0.62868 | 0.60303 | 0.66631 | 0.51069 | 0.49733 | 0.73172 | 0.64212 | 1 | 1 | 1
3 | 26 | 9 | 0.19246 | 0.31301 | 0.057689 | 0.46891 | 0.010938 | 0.027214 | 0.055605 | 0.23067 | 0.24726 | 0.18268 | 0.29622 | 0.2354 | 0.20176 | 0.30646 | 0.299 | 0.27717 | 0.033828 | 0.20635 | 0.10936 | 0.22561 | 0 | 0.31304 | 0.20237 | 0.35638 | 0.51982 | 0.80396 | 0.50985 | 0.28087 | 0.6937 | 0.74408 | 0.40845 | 0.23432 | 0.44079 | 0.5578 | 0.83466 | 0.83154 | 0.81693 | 0.73888 | 0.8244 | 0.61156 | 0.64622 | 0.84476 | 0.95399 | 1 | 1 | 1
3 | 26 | 10 | 0.28277 | 0.20214 | 0.059507 | 0.58936 | 0.018752 | 0.025296 | 0.049315 | 0.28558 | 0.33537 | 0.27378 | 0.45992 | 0.18818 | 0.29167 | 0.25959 | 0.29392 | 0.27203 | 0.044955 | 0.26614 | 0.059634 | 0.39824 | 0 | 0.20203 | 0.096147 | 0.50915 | 0.6367 | 0.878 | 0.62449 | 0.21171 | 0.64142 | 0.82913 | 0.6045 | 0.35621 | 0.56148 | 0.80304 | 0.96036 | 0.91687 | 0.91341 | 0.82648 | 0.90899 | 0.63236 | 0.7157 | 0.9239 | 0.99244 | 1 | 1 | 1
3 | 26 | 11 | 0.42978 | 0.093026 | 0.1057 | 0.73409 | 0.1548 | 0.023945 | 0.044365 | 0.42977 | 0.47652 | 0.42251 | 0.57319 | 0.1974 | 0.43764 | 0.26746 | 0.33985 | 0.31855 | 0.074879 | 0.36727 | 0.036277 | 0.57758 | 0.0002041 | 0.092521 | 0.014414 | 0.60394 | 0.69849 | 0.95546 | 0.6851 | 0.15428 | 0.49513 | 0.76902 | 0.74675 | 0.62508 | 0.5541 | 0.88171 | 1 | 0.98923 | 0.95893 | 0.9052 | 0.98074 | 0.75387 | 0.80805 | 0.96441 | 1 | 1 | 1 | 1
3 | 26 | 12 | 0.54607 | 0.082688 | 0.106 | 0.88948 | 0.4619 | 0.025878 | 0.04961 | 0.61139 | 0.58152 | 0.5396 | 0.64355 | 0.28947 | 0.55209 | 0.35616 | 0.3862 | 0.3657 | 0.10977 | 0.48195 | 0.032834 | 0.72138 | 0.0087749 | 0.082678 | 0.0054682 | 0.66322 | 0.73755 | 0.97256 | 0.72341 | 0.17655 | 0.47595 | 0.89516 | 0.78417 | 0.8375 | 0.49008 | 0.90775 | 0.95374 | 0.9732 | 0.95728 | 0.92956 | 0.96485 | 0.83514 | 0.81493 | 0.99739 | 1 | 1 | 1 | 1
3 | 26 | 13 | 0.74109 | 0.057144 | 0.080272 | 0.93028 | 0.70932 | 0.16633 | 0.074125 | 0.76892 | 0.76515 | 0.73768 | 0.67543 | 0.43559 | 0.74511 | 0.49716 | 0.42542 | 0.40574 | 0.18295 | 0.70009 | 0.056722 | 0.83308 | 0.016896 | 0.057057 | 8.3778e-05 | 0.65881 | 0.72497 | 0.91719 | 0.71107 | 0.17376 | 0.17919 | 0.78178 | 0.85327 | 0.84187 | 0.6063 | 0.9339 | 1 | 1 | 0.87722 | 0.92134 | 0.99168 | 0.6761 | 0.83262 | 1 | 0.98899 | 1 | 1 | 1
3 | 26 | 14 | 0.87584 | 0.040199 | 0.012974 | 0.9198 | 0.85427 | 0.38023 | 0.11642 | 0.82731 | 0.88833 | 0.87427 | 0.69348 | 0.50275 | 0.87792 | 0.55674 | 0.40904 | 0.38901 | 0.25515 | 0.87969 | 0.15261 | 0.88459 | 0.039791 | 0.040148 | 0 | 0.59 | 0.6597 | 0.84195 | 0.64706 | 0.14577 | 0.27589 | 0.5467 | 0.82316 | 0.72439 | 0.71871 | 0.91672 | 0.8881 | 0.9119 | 0.74317 | 0.83111 | 0.90407 | 0.50482 | 0.7131 | 0.96052 | 0.94066 | 1 | 1 | 1
3 | 26 | 15 | 0.94805 | 0.025397 | 0.0050735 | 0.93163 | 0.92946 | 0.80996 | 0.19214 | 0.83907 | 0.95357 | 0.94743 | 0.70309 | 0.53012 | 0.94897 | 0.58147 | 0.37657 | 0.35589 | 0.31553 | 0.98438 | 0.20147 | 0.91911 | 0.090619 | 0.025322 | 0 | 0.47899 | 0.55893 | 0.71685 | 0.54822 | 0.15288 | 0.12422 | 0.42332 | 0.63989 | 0.7138 | 0.83548 | 0.82741 | 0.75435 | 0.81273 | 0.58318 | 0.64281 | 0.80575 | 0.47948 | 0.64903 | 0.85618 | 0.82113 | 1 | 1 | 1
3 | 26 | 16 | 0.98142 | 0.020784 | 0.055254 | 0.92506 | 0.93903 | 0.95089 | 0.29648 | 0.83243 | 0.98391 | 0.98128 | 0.69947 | 0.52716 | 0.98183 | 0.57733 | 0.38455 | 0.36402 | 0.36058 | 0.99927 | 0.23925 | 0.9529 | 0.21432 | 0.020696 | 0 | 0.35386 | 0.44937 | 0.50047 | 0.44075 | 0.16813 | 0.088822 | 0.13525 | 0.48016 | 0.64192 | 0.76727 | 0.76717 | 0.6275 | 0.52864 | 0.62701 | 0.60183 | 0.5241 | 0.26463 | 0.70812 | 0.71115 | 0.7522 | 1 | 1 | 1
3 | 26 | 17 | 0.9751 | 0.028763 | 0.10369 | 0.91728 | 0.92264 | 0.9548 | 0.32094 | 0.81802 | 0.97965 | 0.9751 | 0.74378 | 0.53604 | 0.97583 | 0.58281 | 0.34635 | 0.32515 | 0.3532 | 0.99861 | 0.3321 | 0.95249 | 0.45634 | 0.028509 | 0.00011744 | 0.22173 | 0.33453 | 0.36754 | 0.32811 | 0.29789 | 0.19571 | 0.23127 | 0.33026 | 0.43251 | 0.57552 | 0.68717 | 0.32836 | 0.43124 | 0.38184 | 0.40128 | 0.42753 | 0.26934 | 0.64394 | 0.41421 | 0.42195 | 1 | 1 | 1
3 | 26 | 18 | 0.86995 | 0.087967 | 0.11407 | 0.74512 | 0.88685 | 0.83567 | 0.33637 | 0.73375 | 0.88413 | 0.86849 | 0.84235 | 0.62028 | 0.87229 | 0.66246 | 0.37493 | 0.35421 | 0.31025 | 0.9802 | 0.40753 | 0.88966 | 0.67022 | 0.088105 | 0.0076191 | 0.036602 | 0.11745 | 0.084121 | 0.1152 | 0.16285 | 0.15187 | 0.13735 | 0.068553 | 0.091327 | 0.23804 | 0.36853 | 0.11904 | 0.1593 | 0.11564 | 0.14579 | 0.15794 | 0.057556 | 0.25907 | 0.095887 | 0.012779 | 1 | 1 | 1
3 | 26 | 19 | 0.6752 | 0.098898 | 0.1573 | 0.57771 | 0.87945 | 0.53875 | 0.3577 | 0.67833 | 0.69547 | 0.6695 | 0.92258 | 0.68773 | 0.67874 | 0.72645 | 0.38068 | 0.36008 | 0.54005 | 0.92974 | 0.4392 | 0.90589 | 0.75183 | 0.098661 | 0.016007 | 1.3112e-05 | 0.001059 | 0.00014438 | 0.0010387 | 0.0082758 | 0.003528 | 0.0023209 | 0.00045706 | 0.0012737 | 0.0012598 | 0.00031555 | 0 | 0 | 0 | 1.436e-06 | 0 | 0.00011607 | 0.00060298 | 0 | 0 | 1 | 1 | 1
3 | 26 | 20 | 0.7653 | 0.14835 | 0.36629 | 0.573 | 0.85869 | 0.79576 | 0.44655 | 0.77469 | 0.78545 | 0.76192 | 0.93366 | 0.65451 | 0.7687 | 0.69015 | 0.42217 | 0.40243 | 0.76807 | 0.90339 | 0.57427 | 0.91966 | 0.76866 | 0.14809 | 0.051544 | 0 | 0 | 0 | 0 | 0 | 0 | 0 | 0 | 0 | 0 | 0 | 0 | 0 | 0 | 0 | 0 | 0 | 0 | 0 | 0 | 1 | 1 | 1
3 | 26 | 21 | 0.87792 | 0.23949 | 0.64974 | 0.55432 | 0.73446 | 0.83511 | 0.62461 | 0.84326 | 0.89239 | 0.87672 | 0.86214 | 0.68301 | 0.8803 | 0.71729 | 0.53667 | 0.51986 | 0.47324 | 0.92868 | 0.66249 | 0.89331 | 0.74383 | 0.23987 | 0.12567 | 0 | 0 | 0 | 0 | 0 | 0 | 0 | 0 | 0 | 0 | 0 | 0 | 0 | 0 | 0 | 0 | 0 | 0 | 0 | 0 | 1 | 1 | 1
3 | 26 | 22 | 0.84927 | 0.22313 | 0.71398 | 0.47152 | 0.55245 | 0.73088 | 0.5706 | 0.87951 | 0.86326 | 0.8472 | 0.81706 | 0.73303 | 0.85162 | 0.7682 | 0.69854 | 0.68689 | 0.47189 | 0.93779 | 0.68464 | 0.87717 | 0.75107 | 0.22287 | 0.11676 | 0 | 0 | 0 | 0 | 0 | 0 | 0 | 0 | 0 | 0 | 0 | 0 | 0 | 0 | 0 | 0 | 0 | 0 | 0 | 0 | 1 | 1 | 1
3 | 26 | 23 | 0.79257 | 0.24977 | 0.74574 | 0.48628 | 0.58134 | 0.57673 | 0.61325 | 0.90363 | 0.80856 | 0.78926 | 0.85298 | 0.65169 | 0.7953 | 0.68853 | 0.71535 | 0.70428 | 0.57528 | 0.94699 | 0.71965 | 0.85737 | 0.69633 | 0.24957 | 0.14151 | 0 | 0 | 0 | 0 | 0 | 0 | 0 | 0 | 0 | 0 | 0 | 0 | 0 | 0 | 0 | 0 | 0 | 0 | 0 | 0 | 1 | 1 | 1
3 | 26 | 24 | 0.82041 | 0.30103 | 0.84265 | 0.40591 | 0.52796 | 0.47347 | 0.71847 | 0.92953 | 0.83611 | 0.81781 | 0.85464 | 0.60427 | 0.82306 | 0.64762 | 0.70203 | 0.6905 | 0.58891 | 0.9292 | 0.74925 | 0.78731 | 0.59887 | 0.30097 | 0.19098 | 0 | 0 | 0 | 0 | 0 | 0 | 0 | 0 | 0 | 0 | 0 | 0 | 0 | 0 | 0 | 0 | 0 | 0 | 0 | 0 | 1 | 1 | 1
3 | 27 | 1 | 0.86157 | 0.34741 | 0.90377 | 0.42274 | 0.50781 | 0.49674 | 0.78154 | 0.9044 | 0.87292 | 0.85942 | 0.80315 | 0.55842 | 0.8635 | 0.60396 | 0.71818 | 0.70722 | 0.83691 | 0.9017 | 0.79702 | 0.70529 | 0.45315 | 0.34756 | 0.23666 | 0 | 0 | 0 | 0 | 0 | 0 | 0 | 0 | 0 | 0 | 0 | 0 | 0 | 0 | 0 | 0 | 0 | 0 | 0 | 0 | 1 | 1 | 1
3 | 27 | 2 | 0.93104 | 0.34003 | 0.93548 | 0.36129 | 0.68919 | 0.36305 | 0.85236 | 0.86613 | 0.94059 | 0.93057 | 0.82661 | 0.57133 | 0.9326 | 0.61436 | 0.67958 | 0.66728 | 0.71113 | 0.90706 | 0.84353 | 0.60725 | 0.43727 | 0.33969 | 0.23445 | 0 | 0 | 0 | 0 | 0 | 0 | 0 | 0 | 0 | 0 | 0 | 0 | 0 | 0 | 0 | 0 | 0 | 0 | 0 | 0 | 1 | 1 | 1
3 | 27 | 3 | 0.87605 | 0.39184 | 0.83719 | 0.33476 | 0.81746 | 0.31993 | 0.87475 | 0.87235 | 0.88543 | 0.874 | 0.88952 | 0.67384 | 0.87766 | 0.71044 | 0.67334 | 0.66082 | 0.48945 | 0.83918 | 0.88245 | 0.61668 | 0.50452 | 0.39175 | 0.28673 | 0 | 0 | 0 | 0 | 0 | 0 | 0 | 0 | 0 | 0 | 0 | 0 | 0 | 0 | 0 | 0 | 0 | 0 | 0 | 0 | 1 | 1 | 1
3 | 27 | 4 | 0.86737 | 0.44468 | 0.74155 | 0.36611 | 0.75092 | 0.37495 | 0.91198 | 0.78904 | 0.8827 | 0.86601 | 0.88602 | 0.76741 | 0.8699 | 0.79613 | 0.70747 | 0.69613 | 0.36381 | 0.80967 | 0.86142 | 0.62275 | 0.50005 | 0.44489 | 0.34094 | 0 | 0 | 0 | 0 | 0 | 0 | 0 | 0 | 0 | 0 | 0 | 0 | 0 | 0 | 0 | 0 | 0 | 0 | 0 | 0 | 1 | 1 | 1
3 | 27 | 5 | 0.72374 | 0.43095 | 0.68973 | 0.36084 | 0.6099 | 0.73331 | 0.95548 | 0.62935 | 0.74797 | 0.71991 | 0.80586 | 0.80051 | 0.72782 | 0.82142 | 0.70365 | 0.69217 | 0.35435 | 0.83819 | 0.8273 | 0.63267 | 0.50697 | 0.43068 | 0.33151 | 0 | 0 | 4.5199e-06 | 0 | 0 | 0 | 0 | 0 | 0 | 0 | 0 | 0 | 0 | 0 | 0 | 0 | 0 | 0 | 0 | 2.7143e-05 | 1 | 1 | 1
3 | 27 | 6 | 0.56833 | 0.46352 | 0.6755 | 0.34587 | 0.42325 | 0.91467 | 0.97146 | 0.55434 | 0.60028 | 0.56182 | 0.6756 | 0.87437 | 0.57378 | 0.89132 | 0.70978 | 0.69852 | 0.49985 | 0.87622 | 0.78881 | 0.51753 | 0.49528 | 0.46369 | 0.3622 | 4.3745e-06 | 0.0035245 | 0.046448 | 0.0034569 | 0.00015888 | 0 | 4.0142e-06 | 0.00038363 | 2.3692e-05 | 0.0011683 | 0.0065788 | 0.017174 | 0.013214 | 0.014509 | 0.0060074 | 0.013101 | 0.030314 | 0.0059126 | 0.077741 | 0.15547 | 1 | 1 | 1
3 | 27 | 7 | 0.58452 | 0.43682 | 0.66192 | 0.38198 | 0.32714 | 0.81068 | 0.97951 | 0.67269 | 0.61369 | 0.57797 | 0.76692 | 0.87623 | 0.58953 | 0.89671 | 0.65938 | 0.64639 | 0.64872 | 0.90989 | 0.76793 | 0.42689 | 0.54486 | 0.43673 | 0.33581 | 0.0075746 | 0.16306 | 0.288 | 0.15994 | 0.20442 | 0.1556 | 0.13678 | 0.14442 | 0.10237 | 0.2388 | 0.36813 | 0.3417 | 0.35428 | 0.42815 | 0.22259 | 0.35124 | 0.19743 | 0.1673 | 0.53321 | 0.65534 | 1 | 1 | 1
3 | 27 | 8 | 0.81754 | 0.41237 | 0.59224 | 0.32707 | 0.24396 | 0.76604 | 0.99182 | 0.76882 | 0.83788 | 0.81561 | 0.73134 | 0.71945 | 0.8209 | 0.74493 | 0.6337 | 0.61986 | 0.65209 | 0.96929 | 0.70968 | 0.48422 | 0.67897 | 0.41214 | 0.3107 | 0.19164 | 0.43289 | 0.47536 | 0.42459 | 0.4726 | 0.585 | 0.57923 | 0.36051 | 0.44246 | 0.42731 | 0.64975 | 0.75885 | 0.69372 | 0.66462 | 0.46824 | 0.68776 | 0.36167 | 0.27284 | 0.81792 | 0.95348 | 1 | 1 | 1
3 | 27 | 9 | 0.89736 | 0.41998 | 0.58194 | 0.26965 | 0.16659 | 0.80099 | 0.99896 | 0.92674 | 0.90675 | 0.8959 | 0.75826 | 0.71632 | 0.89894 | 0.74406 | 0.67017 | 0.65754 | 0.77267 | 0.98127 | 0.68127 | 0.68747 | 0.76935 | 0.41969 | 0.31963 | 0.41777 | 0.62184 | 0.58712 | 0.60992 | 0.70704 | 0.8087 | 0.81685 | 0.4402 | 0.43981 | 0.68823 | 0.72673 | 0.94916 | 0.88515 | 0.89275 | 0.55421 | 0.87755 | 0.31786 | 0.3621 | 0.96112 | 1 | 1 | 1 | 1
3 | 27 | 10 | 0.9548 | 0.47026 | 0.61001 | 0.28666 | 0.19007 | 0.73503 | 0.99934 | 0.98238 | 0.95982 | 0.95429 | 0.84904 | 0.82839 | 0.95564 | 0.84886 | 0.71803 | 0.70706 | 0.79405 | 0.98273 | 0.72635 | 0.8184 | 0.78564 | 0.47002 | 0.37479 | 0.58006 | 0.73202 | 0.63263 | 0.71798 | 0.63168 | 0.89438 | 0.92701 | 0.66254 | 0.87532 | 0.55219 | 0.85941 | 0.90142 | 0.85802 | 0.88326 | 0.72557 | 0.85065 | 0.28855 | 0.39254 | 1 | 1 | 1 | 1 | 1
3 | 27 | 11 | 0.97125 | 0.55639 | 0.61675 | 0.32846 | 0.29882 | 0.67678 | 0.99813 | 0.98269 | 0.97524 | 0.97105 | 0.95133 | 0.92149 | 0.9719 | 0.9331 | 0.74329 | 0.73322 | 0.73341 | 0.98938 | 0.77152 | 0.90915 | 0.7799 | 0.55648 | 0.46827 | 0.66989 | 0.77502 | 0.72173 | 0.76016 | 0.62858 | 0.82248 | 0.98692 | 0.60298 | 0.81822 | 0.62232 | 0.68307 | 0.9549 | 0.94196 | 0.99986 | 0.90037 | 0.93387 | 0.49215 | 0.52006 | 1 | 1 | 1 | 1 | 1
3 | 27 | 12 | 0.92508 | 0.60516 | 0.5972 | 0.41384 | 0.51784 | 0.87836 | 0.99705 | 0.92077 | 0.93395 | 0.92433 | 0.94917 | 0.94801 | 0.92654 | 0.95374 | 0.79491 | 0.78676 | 0.81962 | 0.99862 | 0.84613 | 0.97083 | 0.77055 | 0.60519 | 0.52541 | 0.61407 | 0.68275 | 0.79438 | 0.66966 | 0.59585 | 0.87399 | 0.90982 | 0.6457 | 0.87944 | 0.35685 | 0.56106 | 0.29687 | 0.81722 | 0.92805 | 0.8892 | 0.8102 | 0.6542 | 0.50942 | 1 | 1 | 1 | 1 | 1
3 | 27 | 13 | 0.79919 | 0.63354 | 0.6029 | 0.44703 | 0.59377 | 0.98054 | 0.99829 | 0.77191 | 0.81374 | 0.79583 | 0.89375 | 0.9788 | 0.80169 | 0.98182 | 0.87006 | 0.86478 | 0.88639 | 0.99762 | 0.91336 | 0.97936 | 0.76031 | 0.63331 | 0.56178 | 0.61657 | 0.67486 | 0.79302 | 0.66192 | 0.69374 | 0.97357 | 0.75116 | 0.60317 | 0.93321 | 0.71851 | 0.706 | 0.17416 | 0.44212 | 0.6996 | 0.92755 | 0.43833 | 0.75094 | 0.57042 | 1 | 1 | 1 | 1 | 1
3 | 27 | 14 | 0.78734 | 0.70137 | 0.61173 | 0.50223 | 0.48906 | 0.96563 | 0.99588 | 0.71456 | 0.80589 | 0.78429 | 0.95352 | 0.99535 | 0.79047 | 0.99644 | 0.89211 | 0.88771 | 0.92008 | 0.99985 | 0.95007 | 0.98897 | 0.8042 | 0.70126 | 0.64007 | 0.57954 | 0.64214 | 0.67676 | 0.62983 | 0.57046 | 0.52628 | 0.91677 | 0.60518 | 0.82297 | 0.90612 | 0.7317 | 0.32688 | 0.58296 | 0.52398 | 0.78602 | 0.57795 | 0.60114 | 0.48244 | 0.93663 | 1 | 1 | 1 | 1
3 | 27 | 15 | 0.78707 | 0.78419 | 0.65726 | 0.56769 | 0.47781 | 0.96017 | 0.99875 | 0.67909 | 0.80575 | 0.78403 | 0.97799 | 0.99661 | 0.79022 | 0.99693 | 0.86068 | 0.85504 | 0.9512 | 0.99907 | 0.90942 | 0.98161 | 0.91276 | 0.78447 | 0.73368 | 0.56344 | 0.65668 | 0.6804 | 0.64409 | 0.68723 | 0.55298 | 0.77166 | 0.63331 | 0.94178 | 0.89224 | 0.67239 | 0.30732 | 0.75898 | 0.61568 | 0.80393 | 0.75246 | 0.64985 | 0.47533 | 0.89322 | 0.99179 | 1 | 1 | 1
3 | 27 | 16 | 0.78658 | 0.79672 | 0.71743 | 0.68118 | 0.51108 | 0.97328 | 0.9992 | 0.66064 | 0.80526 | 0.78353 | 0.99048 | 0.99899 | 0.78973 | 0.99917 | 0.88008 | 0.8752 | 0.94644 | 0.99113 | 0.81212 | 0.94597 | 0.93547 | 0.79706 | 0.74804 | 0.4753 | 0.60446 | 0.54481 | 0.59287 | 0.69003 | 0.68803 | 0.65027 | 0.42449 | 0.95763 | 0.71482 | 0.72 | 0.43744 | 0.82468 | 0.61661 | 0.55468 | 0.8176 | 0.40643 | 0.5343 | 0.74506 | 0.75755 | 1 | 1 | 1
3 | 27 | 17 | 0.7864 | 0.72544 | 0.74605 | 0.75251 | 0.50634 | 0.97789 | 0.99742 | 0.66543 | 0.80531 | 0.78338 | 0.98959 | 0.99942 | 0.78959 | 0.99977 | 0.93289 | 0.93013 | 0.93302 | 0.97853 | 0.75265 | 0.80094 | 0.89676 | 0.72511 | 0.67141 | 0.31425 | 0.4833 | 0.35484 | 0.47403 | 0.64308 | 0.65725 | 0.52611 | 0.37211 | 0.77487 | 0.71418 | 0.57517 | 0.35097 | 0.62121 | 0.58645 | 0.39629 | 0.61588 | 0.39708 | 0.43971 | 0.3843 | 0.35491 | 1 | 1 | 1
3 | 27 | 18 | 0.76952 | 0.71952 | 0.74993 | 0.6836 | 0.60447 | 0.95985 | 0.98753 | 0.67646 | 0.79342 | 0.76684 | 0.99016 | 0.99153 | 0.77349 | 0.99291 | 0.89913 | 0.89501 | 0.89023 | 0.83947 | 0.69881 | 0.73696 | 0.84478 | 0.7194 | 0.66179 | 0.04913 | 0.15803 | 0.080493 | 0.15501 | 0.27901 | 0.20232 | 0.25414 | 0.10739 | 0.2151 | 0.23327 | 0.30927 | 0.11849 | 0.23956 | 0.2486 | 0.15099 | 0.2375 | 0.11813 | 0.19597 | 0.091267 | 0.010671 | 1 | 1 | 1
3 | 27 | 19 | 0.61391 | 0.72839 | 0.78314 | 0.76822 | 0.78568 | 0.91138 | 0.9798 | 0.66428 | 0.64335 | 0.60811 | 0.98588 | 0.97334 | 0.61893 | 0.97624 | 0.89586 | 0.89161 | 0.84996 | 0.52336 | 0.67399 | 0.79908 | 0.66952 | 0.72822 | 0.67291 | 2.0535e-05 | 0.0019539 | 0.00078597 | 0.0019164 | 0.016673 | 0.0039974 | 0.0046981 | 0.0015713 | 0.0035138 | 0.0011728 | 0.00044128 | 0 | 0 | 4.1823e-07 | 3.2562e-06 | 0 | 0.0033671 | 0.0007285 | 0 | 0 | 1 | 1 | 1
3 | 27 | 20 | 0.56043 | 0.76646 | 0.82062 | 0.79968 | 0.81186 | 0.93576 | 0.98737 | 0.65839 | 0.60124 | 0.55512 | 0.95021 | 0.96123 | 0.56723 | 0.96532 | 0.90044 | 0.89637 | 0.81629 | 0.40451 | 0.73072 | 0.66193 | 0.51883 | 0.76664 | 0.71383 | 0 | 0 | 0 | 0 | 0 | 0 | 0 | 0 | 0 | 0 | 0 | 0 | 0 | 0 | 0 | 0 | 0 | 0 | 0 | 0 | 1 | 1 | 1
3 | 27 | 21 | 0.37492 | 0.75452 | 0.8283 | 0.80233 | 0.7541 | 0.90685 | 0.99211 | 0.6536 | 0.41575 | 0.36569 | 0.88061 | 0.96153 | 0.38195 | 0.96602 | 0.90424 | 0.90033 | 0.80204 | 0.40761 | 0.70314 | 0.48937 | 0.65584 | 0.75448 | 0.70232 | 0 | 0 | 0 | 0 | 0 | 0 | 0 | 0 | 0 | 0 | 0 | 0 | 0 | 0 | 0 | 0 | 0 | 0 | 0 | 0 | 1 | 1 | 1
3 | 27 | 22 | 0.49497 | 0.74361 | 0.86045 | 0.83429 | 0.62827 | 0.86026 | 0.99392 | 0.67996 | 0.53381 | 0.48788 | 0.81701 | 0.96129 | 0.50156 | 0.96685 | 0.89326 | 0.8889 | 0.79646 | 0.27541 | 0.6831 | 0.46244 | 0.71884 | 0.74367 | 0.68803 | 0 | 0 | 0 | 0 | 0 | 0 | 0 | 0 | 0 | 0 | 0 | 0 | 0 | 0 | 0 | 0 | 0 | 0 | 0 | 0 | 1 | 1 | 1
3 | 27 | 23 | 0.7142 | 0.71004 | 0.88458 | 0.88466 | 0.55825 | 0.53426 | 0.99532 | 0.775 | 0.74475 | 0.71111 | 0.89785 | 0.93727 | 0.71925 | 0.94251 | 0.86428 | 0.85878 | 0.78844 | 0.25075 | 0.59792 | 0.43723 | 0.75755 | 0.71014 | 0.64769 | 0 | 0 | 0 | 0 | 0 | 0 | 0 | 0 | 0 | 0 | 0 | 0 | 0 | 0 | 0 | 0 | 0 | 0 | 0 | 0 | 1 | 1 | 1
3 | 27 | 24 | 0.70258 | 0.64452 | 0.87996 | 0.92872 | 0.54209 | 0.45691 | 0.99619 | 0.80551 | 0.73182 | 0.69897 | 0.87752 | 0.96088 | 0.70745 | 0.96921 | 0.82322 | 0.81614 | 0.77935 | 0.12843 | 0.41241 | 0.37307 | 0.7524 | 0.6444 | 0.5732 | 0 | 0 | 0 | 0 | 0 | 0 | 0 | 0 | 0 | 0 | 0 | 0 | 0 | 0 | 0 | 0 | 0 | 0 | 0 | 0 | 1 | 1 | 1
3 | 28 | 1 | 0.53841 | 0.59167 | 0.88836 | 0.91942 | 0.5231 | 0.51107 | 0.99122 | 0.78922 | 0.57582 | 0.53206 | 0.82859 | 0.8847 | 0.54472 | 0.9001 | 0.76221 | 0.75284 | 0.72529 | 0.071135 | 0.26261 | 0.36856 | 0.77087 | 0.59126 | 0.51522 | 0 | 0 | 0 | 0 | 0 | 0 | 0 | 0 | 0 | 0 | 0 | 0 | 0 | 0 | 0 | 0 | 0 | 0 | 0 | 0 | 1 | 1 | 1
3 | 28 | 2 | 0.40324 | 0.6117 | 0.89439 | 0.86716 | 0.51573 | 0.52883 | 0.96355 | 0.73594 | 0.44787 | 0.3951 | 0.74881 | 0.74678 | 0.41082 | 0.77569 | 0.76613 | 0.7569 | 0.70676 | 0.079461 | 0.27079 | 0.35803 | 0.86082 | 0.61114 | 0.54053 | 0 | 0 | 0 | 0 | 0 | 0 | 0 | 0 | 0 | 0 | 0 | 0 | 0 | 0 | 0 | 0 | 0 | 0 | 0 | 0 | 1 | 1 | 1
3 | 28 | 3 | 0.37043 | 0.74394 | 0.89076 | 0.79712 | 0.53567 | 0.63013 | 0.91596 | 0.74253 | 0.42153 | 0.36265 | 0.75865 | 0.59982 | 0.37901 | 0.64092 | 0.721 | 0.71014 | 0.71219 | 0.096779 | 0.23737 | 0.30896 | 0.93785 | 0.74404 | 0.6879 | 0 | 0 | 0 | 0 | 0 | 0 | 0 | 0 | 0 | 0 | 0 | 0 | 0 | 0 | 0 | 0 | 0 | 0 | 0 | 0 | 1 | 1 | 1
3 | 28 | 4 | 0.28492 | 0.84083 | 0.9174 | 0.75284 | 0.57218 | 0.79647 | 0.83245 | 0.71507 | 0.33687 | 0.27583 | 0.78008 | 0.5178 | 0.29372 | 0.56908 | 0.6573 | 0.64424 | 0.69978 | 0.10899 | 0.19122 | 0.34975 | 0.96185 | 0.84107 | 0.80255 | 0 | 0 | 0 | 0 | 0 | 0 | 0 | 0 | 0 | 0 | 0 | 0 | 0 | 0 | 0 | 0 | 0 | 0 | 0 | 0 | 1 | 1 | 1
3 | 28 | 5 | 0.27084 | 0.87951 | 0.89791 | 0.76196 | 0.61134 | 0.9537 | 0.75543 | 0.65518 | 0.32522 | 0.2619 | 0.76948 | 0.44132 | 0.28001 | 0.49966 | 0.60834 | 0.59369 | 0.714 | 0.16184 | 0.14285 | 0.28026 | 0.93524 | 0.87953 | 0.8523 | 0 | 0 | 3.239e-05 | 0 | 0 | 0 | 0 | 0 | 0 | 0 | 0 | 0 | 0 | 0 | 0 | 0 | 0 | 0 | 0 | 0.00019454 | 1 | 1 | 1
3 | 28 | 6 | 0.27058 | 0.91448 | 0.83601 | 0.81595 | 0.64048 | 0.95996 | 0.67727 | 0.67362 | 0.32543 | 0.26171 | 0.73032 | 0.35284 | 0.27982 | 0.4197 | 0.54592 | 0.52937 | 0.73338 | 0.22988 | 0.09827 | 0.26118 | 0.91668 | 0.91491 | 0.88948 | 7.1974e-06 | 0.0050218 | 0.056276 | 0.0049255 | 0.00042565 | 1.6138e-06 | 2.485e-05 | 0.001446 | 0.00016991 | 0.0031117 | 0.011836 | 0.015443 | 0.022564 | 0.016334 | 0.013459 | 0.02237 | 0.010805 | 0.010832 | 0.079299 | 0.22813 | 1 | 1 | 1
3 | 28 | 7 | 0.25525 | 0.84992 | 0.81155 | 0.81531 | 0.64973 | 0.97429 | 0.58141 | 0.68711 | 0.31381 | 0.24676 | 0.57369 | 0.21331 | 0.26504 | 0.28417 | 0.437 | 0.4176 | 0.73371 | 0.2955 | 0.083193 | 0.30084 | 0.91405 | 0.84991 | 0.81672 | 0.0093975 | 0.22804 | 0.31004 | 0.22367 | 0.31288 | 0.16003 | 0.19785 | 0.27017 | 0.2326 | 0.3279 | 0.4961 | 0.40056 | 0.49925 | 0.43541 | 0.44784 | 0.49496 | 0.13763 | 0.28951 | 0.51345 | 0.65177 | 1 | 1 | 1
3 | 28 | 8 | 0.12327 | 0.78063 | 0.69759 | 0.76136 | 0.67455 | 0.91021 | 0.4655 | 0.64288 | 0.17907 | 0.11329 | 0.50503 | 0.11437 | 0.13275 | 0.18754 | 0.32612 | 0.30463 | 0.73554 | 0.26396 | 0.14523 | 0.31893 | 0.93043 | 0.78016 | 0.73924 | 0.22082 | 0.52062 | 0.49024 | 0.51064 | 0.73094 | 0.59502 | 0.61283 | 0.65366 | 0.66324 | 0.65152 | 0.8428 | 0.34073 | 0.78808 | 0.75221 | 0.78566 | 0.78131 | 0.21138 | 0.47047 | 0.77934 | 0.95324 | 1 | 1 | 1
3 | 28 | 9 | 0.097519 | 0.80891 | 0.58335 | 0.7613 | 0.72686 | 0.81313 | 0.44091 | 0.56143 | 0.15275 | 0.087461 | 0.43056 | 0.046742 | 0.10692 | 0.11555 | 0.28641 | 0.26446 | 0.75781 | 0.19924 | 0.29814 | 0.43458 | 0.94307 | 0.80889 | 0.76739 | 0.50531 | 0.75816 | 0.61026 | 0.74362 | 0.93817 | 0.82407 | 0.82944 | 0.8289 | 0.91121 | 0.82711 | 1 | 0.86442 | 0.74827 | 0.92916 | 0.9488 | 0.74184 | 0.14801 | 0.58989 | 0.83158 | 1 | 1 | 1 | 1
3 | 28 | 10 | 0.19879 | 0.83085 | 0.46702 | 0.76595 | 0.76159 | 0.81946 | 0.49998 | 0.4542 | 0.2581 | 0.18975 | 0.3591 | 0.032663 | 0.20874 | 0.10275 | 0.26398 | 0.24185 | 0.80966 | 0.25983 | 0.46677 | 0.50295 | 0.95069 | 0.83078 | 0.7944 | 0.71652 | 0.8982 | 0.69823 | 0.88098 | 0.98507 | 0.93527 | 0.94495 | 0.91305 | 1 | 1 | 1 | 0.78943 | 0.97318 | 1 | 1 | 0.96483 | 0.26218 | 0.61553 | 0.88827 | 1 | 1 | 1 | 1
3 | 28 | 11 | 0.23485 | 0.86133 | 0.36256 | 0.75008 | 0.71939 | 0.79018 | 0.581 | 0.37773 | 0.29174 | 0.22582 | 0.28414 | 0.015193 | 0.24443 | 0.082024 | 0.25079 | 0.2286 | 0.85532 | 0.42893 | 0.70633 | 0.46021 | 0.94428 | 0.86142 | 0.82924 | 0.86869 | 0.98928 | 0.77492 | 0.97032 | 0.94394 | 0.98107 | 0.99326 | 0.95433 | 1 | 1 | 1 | 1 | 1 | 1 | 1 | 1 | 0.32506 | 0.56588 | 0.91308 | 1 | 1 | 1 | 1
3 | 28 | 12 | 0.23826 | 0.86649 | 0.30095 | 0.73268 | 0.63369 | 0.6976 | 0.65653 | 0.33506 | 0.29467 | 0.2292 | 0.26225 | 0.00097384 | 0.24777 | 0.059486 | 0.23713 | 0.2149 | 0.88444 | 0.39764 | 0.79165 | 0.38789 | 0.93455 | 0.86668 | 0.83427 | 0.90547 | 0.98454 | 0.81713 | 0.96566 | 0.94595 | 1 | 1 | 0.96721 | 1 | 1 | 1 | 0.83899 | 0.95637 | 1 | 1 | 0.94816 | 0.29195 | 0.6359 | 0.91836 | 1 | 1 | 1 | 1
3 | 28 | 13 | 0.23349 | 0.82543 | 0.27674 | 0.69317 | 0.53829 | 0.57596 | 0.72055 | 0.40988 | 0.28648 | 0.22387 | 0.33473 | 0.0025985 | 0.24249 | 0.066814 | 0.22906 | 0.20682 | 0.91147 | 0.24386 | 0.83041 | 0.48811 | 0.88286 | 0.82546 | 0.78664 | 0.94932 | 1 | 0.84906 | 0.99968 | 0.95023 | 0.99754 | 1 | 0.96301 | 1 | 1 | 1 | 1 | 0.98143 | 1 | 1 | 0.973 | 0.31385 | 0.6693 | 1 | 1 | 1 | 1 | 1
3 | 28 | 14 | 0.34753 | 0.77221 | 0.26615 | 0.67971 | 0.44958 | 0.49706 | 0.77369 | 0.50381 | 0.39733 | 0.33916 | 0.44063 | 0.0060969 | 0.35594 | 0.069732 | 0.22164 | 0.19941 | 0.91575 | 0.48974 | 0.75628 | 0.57203 | 0.80183 | 0.77218 | 0.72354 | 0.91514 | 1 | 0.79625 | 0.98508 | 1 | 0.97725 | 0.98194 | 0.8759 | 1 | 1 | 1 | 1 | 1 | 1 | 1 | 1 | 0.22222 | 0.60896 | 0.99556 | 1 | 1 | 1 | 1
3 | 28 | 15 | 0.49647 | 0.71888 | 0.26373 | 0.6774 | 0.3623 | 0.41671 | 0.7969 | 0.58502 | 0.53949 | 0.49003 | 0.48017 | 0.03657 | 0.50368 | 0.10718 | 0.22014 | 0.19792 | 0.92182 | 0.6129 | 0.62572 | 0.55395 | 0.79875 | 0.71877 | 0.66077 | 0.79826 | 0.92614 | 0.76906 | 0.90839 | 1 | 0.93353 | 0.93966 | 0.89984 | 1 | 1 | 1 | 0.71562 | 0.93507 | 1 | 1 | 0.92704 | 0.3084 | 0.62369 | 0.82775 | 0.9759 | 1 | 1 | 1
3 | 28 | 16 | 0.57856 | 0.67685 | 0.25514 | 0.68032 | 0.28117 | 0.39947 | 0.79589 | 0.64702 | 0.61407 | 0.57284 | 0.48285 | 0.060451 | 0.58455 | 0.13271 | 0.21902 | 0.1968 | 0.92694 | 0.7116 | 0.62746 | 0.57347 | 0.76133 | 0.67653 | 0.61372 | 0.62594 | 0.80057 | 0.70608 | 0.78522 | 0.98471 | 0.86471 | 0.85059 | 0.81327 | 0.96362 | 1 | 0.99772 | 0.58123 | 0.76548 | 0.87688 | 0.9365 | 0.75891 | 0.31325 | 0.68637 | 0.70506 | 0.79111 | 1 | 1 | 1
3 | 28 | 17 | 0.6455 | 0.69193 | 0.22582 | 0.66591 | 0.2246 | 0.38073 | 0.75498 | 0.67181 | 0.67698 | 0.64079 | 0.5056 | 0.086977 | 0.65079 | 0.16051 | 0.21699 | 0.19477 | 0.93841 | 0.73584 | 0.65945 | 0.57925 | 0.6355 | 0.69161 | 0.63162 | 0.38541 | 0.59959 | 0.55372 | 0.5881 | 0.83794 | 0.68684 | 0.66771 | 0.67421 | 0.75878 | 0.81791 | 0.73161 | 0.61778 | 0.61262 | 0.61371 | 0.71596 | 0.60736 | 0.37992 | 0.61987 | 0.48354 | 0.46906 | 1 | 1 | 1
3 | 28 | 18 | 0.65679 | 0.76863 | 0.20579 | 0.71931 | 0.31372 | 0.40782 | 0.72836 | 0.69015 | 0.68829 | 0.65236 | 0.50649 | 0.12201 | 0.66207 | 0.1937 | 0.20644 | 0.18426 | 0.97036 | 0.72351 | 0.66869 | 0.55113 | 0.60407 | 0.76889 | 0.71544 | 0.069419 | 0.21661 | 0.11702 | 0.21245 | 0.46519 | 0.35859 | 0.32958 | 0.17809 | 0.28929 | 0.091256 | 0.41643 | 0.24254 | 0.2499 | 0.25094 | 0.33566 | 0.24775 | 0.095212 | 0.26093 | 0.13709 | 0.014469 | 1 | 1 | 1
3 | 28 | 19 | 0.57631 | 0.77718 | 0.27169 | 0.7949 | 0.52955 | 0.52982 | 0.74622 | 0.65118 | 0.6133 | 0.57077 | 0.47257 | 0.21219 | 0.58252 | 0.28984 | 0.22995 | 0.20772 | 0.97674 | 0.59466 | 0.71042 | 0.52705 | 0.64201 | 0.77716 | 0.72927 | 2.5726e-05 | 0.0042379 | 0.0017663 | 0.0041567 | 0.032652 | 0.016569 | 0.0099175 | 0.0019384 | 0.0071382 | 0.0007558 | 0.00070409 | 0 | 3.3672e-07 | 3.7934e-06 | 1.9385e-05 | 3.3382e-07 | 2.4724e-05 | 0.0080486 | 0 | 0 | 1 | 1 | 1
3 | 28 | 20 | 0.43268 | 0.78352 | 0.29671 | 0.80349 | 0.65322 | 0.53577 | 0.71761 | 0.56278 | 0.47786 | 0.42523 | 0.4978 | 0.18579 | 0.4403 | 0.25825 | 0.24135 | 0.21913 | 0.97854 | 0.35494 | 0.70302 | 0.63073 | 0.573 | 0.78337 | 0.73852 | 0 | 0 | 0 | 0 | 0 | 0 | 0 | 0 | 0 | 0 | 0 | 0 | 0 | 0 | 0 | 0 | 0 | 0 | 0 | 0 | 1 | 1 | 1
3 | 28 | 21 | 0.30734 | 0.81701 | 0.22356 | 0.7921 | 0.72462 | 0.58985 | 0.6836 | 0.43806 | 0.35617 | 0.29813 | 0.5262 | 0.17723 | 0.31565 | 0.25213 | 0.22796 | 0.20573 | 0.98014 | 0.26196 | 0.69158 | 0.64501 | 0.42603 | 0.81724 | 0.77379 | 0 | 0 | 0 | 0 | 0 | 0 | 0 | 0 | 0 | 0 | 0 | 0 | 0 | 0 | 0 | 0 | 0 | 0 | 0 | 0 | 1 | 1 | 1
3 | 28 | 22 | 0.33354 | 0.7924 | 0.13998 | 0.73216 | 0.74382 | 0.70503 | 0.68604 | 0.34747 | 0.38474 | 0.32511 | 0.49487 | 0.14815 | 0.34218 | 0.21955 | 0.18981 | 0.16775 | 0.98603 | 0.27158 | 0.73192 | 0.64874 | 0.4024 | 0.79278 | 0.74243 | 0 | 0 | 0 | 0 | 0 | 0 | 0 | 0 | 0 | 0 | 0 | 0 | 0 | 0 | 0 | 0 | 0 | 0 | 0 | 0 | 1 | 1 | 1
3 | 28 | 23 | 0.37597 | 0.67712 | 0.074433 | 0.73674 | 0.73011 | 0.71984 | 0.71794 | 0.23825 | 0.42688 | 0.36826 | 0.45892 | 0.18449 | 0.38452 | 0.25963 | 0.14761 | 0.12619 | 0.99365 | 0.37374 | 0.74222 | 0.62213 | 0.49043 | 0.67694 | 0.61242 | 0 | 0 | 0 | 0 | 0 | 0 | 0 | 0 | 0 | 0 | 0 | 0 | 0 | 0 | 0 | 0 | 0 | 0 | 0 | 0 | 1 | 1 | 1
3 | 28 | 24 | 0.35534 | 0.59916 | 0.028166 | 0.73397 | 0.64992 | 0.53454 | 0.7534 | 0.13676 | 0.4034 | 0.34682 | 0.44484 | 0.1953 | 0.36349 | 0.26372 | 0.11354 | 0.09315 | 0.99376 | 0.45201 | 0.68832 | 0.62788 | 0.68217 | 0.59959 | 0.51357 | 0 | 0 | 0 | 0 | 0 | 0 | 0 | 0 | 0 | 0 | 0 | 0 | 0 | 0 | 0 | 0 | 0 | 0 | 0 | 0 | 1 | 1 | 1
3 | 29 | 1 | 0.41381 | 0.4061 | 0.0021445 | 0.72932 | 0.62934 | 0.41709 | 0.63186 | 0.040337 | 0.4603 | 0.40616 | 0.37437 | 0.30936 | 0.42165 | 0.3847 | 0.089696 | 0.070442 | 0.99338 | 0.5348 | 0.62726 | 0.64378 | 0.65903 | 0.40541 | 0.30933 | 0 | 0 | 0 | 0 | 0 | 0 | 0 | 0 | 0 | 0 | 0 | 0 | 0 | 0 | 0 | 0 | 0 | 0 | 0 | 0 | 1 | 1 | 1
3 | 29 | 2 | 0.48113 | 0.351 | 0 | 0.70594 | 0.73625 | 0.21826 | 0.43154 | 0.0033253 | 0.52593 | 0.47462 | 0.43642 | 0.24509 | 0.48863 | 0.31149 | 0.074395 | 0.056135 | 0.98806 | 0.5183 | 0.62607 | 0.59652 | 0.56521 | 0.35078 | 0.24462 | 0 | 0 | 0 | 0 | 0 | 0 | 0 | 0 | 0 | 0 | 0 | 0 | 0 | 0 | 0 | 0 | 0 | 0 | 0 | 0 | 1 | 1 | 1
3 | 29 | 3 | 0.45334 | 0.32208 | 0 | 0.69637 | 0.69662 | 0.15395 | 0.24531 | 0 | 0.49802 | 0.44622 | 0.50091 | 0.29202 | 0.46087 | 0.35894 | 0.065331 | 0.047795 | 0.97724 | 0.42066 | 0.66133 | 0.58216 | 0.44149 | 0.32207 | 0.21195 | 0 | 0 | 0 | 0 | 0 | 0 | 0 | 0 | 0 | 0 | 0 | 0 | 0 | 0 | 0 | 0 | 0 | 0 | 0 | 0 | 1 | 1 | 1
3 | 29 | 4 | 0.40645 | 0.27045 | 0 | 0.65742 | 0.58947 | 0.17821 | 0.10269 | 0 | 0.45157 | 0.39844 | 0.60219 | 0.3907 | 0.4141 | 0.45362 | 0.063331 | 0.045971 | 0.96864 | 0.38245 | 0.68975 | 0.69097 | 0.32282 | 0.26991 | 0.16549 | 0 | 0 | 0 | 0 | 0 | 0 | 0 | 0 | 0 | 0 | 0 | 0 | 0 | 0 | 0 | 0 | 0 | 0 | 0 | 0 | 1 | 1 | 1
3 | 29 | 5 | 0.43739 | 0.32539 | 0 | 0.64196 | 0.46669 | 0.27214 | 0.02251 | 0 | 0.4828 | 0.43005 | 0.61644 | 0.46663 | 0.44504 | 0.52399 | 0.067636 | 0.049905 | 0.97347 | 0.44909 | 0.66252 | 0.72204 | 0.20836 | 0.32569 | 0.21194 | 0 | 0 | 7.0487e-05 | 0 | 0 | 0 | 0 | 0 | 0 | 0 | 0 | 0 | 0 | 0 | 0 | 0 | 0 | 0 | 0 | 0.00042333 | 1 | 1 | 1
3 | 29 | 6 | 0.46667 | 0.29257 | 0.00028327 | 0.66385 | 0.40661 | 0.15039 | 0.0011849 | 0.00082002 | 0.51037 | 0.45968 | 0.536 | 0.49559 | 0.47404 | 0.55351 | 0.078439 | 0.059889 | 0.95458 | 0.54283 | 0.64618 | 0.71132 | 0.10331 | 0.29286 | 0.17869 | 8.8846e-06 | 0.007212 | 0.085592 | 0.0070737 | 0.00084175 | 4.6569e-06 | 6.03e-05 | 0.0024861 | 0.00033899 | 0.0045524 | 0.013797 | 0.036577 | 0.025593 | 0.02302 | 0.013848 | 0.025373 | 0.049926 | 0.045996 | 0.11053 | 0.27126 | 1 | 1 | 1
3 | 29 | 7 | 0.48134 | 0.17418 | 0.0033015 | 0.65477 | 0.43223 | 0.2082 | 0 | 0.010703 | 0.52347 | 0.47442 | 0.45637 | 0.40321 | 0.48845 | 0.46452 | 0.077158 | 0.0587 | 0.86685 | 0.61125 | 0.63107 | 0.63668 | 0.024118 | 0.17348 | 0.077011 | 0.010338 | 0.24684 | 0.47227 | 0.24211 | 0.30438 | 0.16646 | 0.19716 | 0.31377 | 0.27625 | 0.40422 | 0.48753 | 0.54185 | 0.49136 | 0.47936 | 0.42534 | 0.48714 | 0.24964 | 0.48623 | 0.58002 | 0.78942 | 1 | 1 | 1
3 | 29 | 8 | 0.50595 | 0.19776 | 0.006251 | 0.57895 | 0.21885 | 0.12281 | 0 | 0.041889 | 0.54491 | 0.49909 | 0.33807 | 0.30491 | 0.51255 | 0.36749 | 0.058184 | 0.041316 | 0.68612 | 0.66353 | 0.6817 | 0.59262 | 0.00052867 | 0.19765 | 0.092006 | 0.24761 | 0.56861 | 0.73147 | 0.55771 | 0.67137 | 0.59351 | 0.60617 | 0.67891 | 0.67213 | 0.79218 | 0.82292 | 0.83564 | 0.81743 | 0.80591 | 0.75646 | 0.81041 | 0.3726 | 0.72961 | 0.84289 | 1 | 1 | 1 | 1
3 | 29 | 9 | 0.58589 | 0.22344 | 0.02768 | 0.45719 | 0.034485 | 0.043366 | 0 | 0.081809 | 0.62364 | 0.58069 | 0.41477 | 0.34125 | 0.59221 | 0.40701 | 0.050366 | 0.034333 | 0.56968 | 0.77041 | 0.74561 | 0.67866 | 0 | 0.22338 | 0.11497 | 0.53397 | 0.79695 | 0.87117 | 0.78167 | 0.87001 | 0.81763 | 0.82203 | 0.86226 | 0.88945 | 0.9968 | 1 | 0.99573 | 0.98066 | 0.98159 | 0.93764 | 0.97224 | 0.42429 | 0.87532 | 0.97548 | 1 | 1 | 1 | 1
3 | 29 | 10 | 0.55899 | 0.24255 | 0.048007 | 0.44498 | 0 | 0.027776 | 0 | 0.13262 | 0.59447 | 0.5528 | 0.598 | 0.37624 | 0.565 | 0.44311 | 0.052731 | 0.036429 | 0.51764 | 0.80659 | 0.81951 | 0.66724 | 0 | 0.24241 | 0.13388 | 0.74546 | 0.93466 | 0.85381 | 0.91675 | 0.9923 | 0.92634 | 0.92861 | 0.96674 | 1 | 1 | 1 | 1 | 1 | 1 | 1 | 1 | 0.29438 | 0.88411 | 1 | 0.9913 | 1 | 1 | 1
3 | 29 | 11 | 0.5711 | 0.27481 | 0.055478 | 0.43924 | 0 | 0.016958 | 0 | 0.11648 | 0.60828 | 0.56545 | 0.59416 | 0.31424 | 0.57734 | 0.38232 | 0.056517 | 0.039812 | 0.4964 | 0.82723 | 0.86003 | 0.63203 | 3.9206e-05 | 0.27485 | 0.16348 | 0.86207 | 0.98388 | 0.89347 | 0.96502 | 1 | 0.97693 | 0.97513 | 0.9904 | 1 | 1 | 1 | 0.87153 | 1 | 1 | 1 | 1 | 0.3103 | 0.94705 | 1 | 1 | 1 | 1 | 1
3 | 29 | 12 | 0.53283 | 0.27797 | 0.068236 | 0.38264 | 0 | 0.016139 | 0.00097658 | 0.036142 | 0.5731 | 0.52678 | 0.57077 | 0.22748 | 0.53959 | 0.3004 | 0.058439 | 0.04154 | 0.46026 | 0.84719 | 0.88259 | 0.71105 | 0.001974 | 0.27788 | 0.16797 | 0.93414 | 1 | 0.91668 | 0.99916 | 1 | 0.97984 | 0.98323 | 1 | 1 | 1 | 1 | 1 | 1 | 1 | 1 | 1 | 0.37883 | 0.96672 | 1 | 0.97317 | 1 | 1 | 1
3 | 29 | 13 | 0.43198 | 0.28191 | 0.085238 | 0.33407 | 0 | 0.017285 | 0.016176 | 0.0029614 | 0.47681 | 0.42445 | 0.37443 | 0.12088 | 0.43955 | 0.19298 | 0.059492 | 0.04249 | 0.42671 | 0.75321 | 0.88477 | 0.79563 | 0.015232 | 0.28185 | 0.17157 | 0.94876 | 1 | 0.92178 | 1 | 1 | 0.97873 | 0.96921 | 0.99404 | 1 | 1 | 1 | 1 | 1 | 1 | 1 | 1 | 0.41788 | 0.94169 | 0.95411 | 1 | 1 | 1 | 1
3 | 29 | 14 | 0.3611 | 0.27855 | 0.10678 | 0.29651 | 0 | 0.019012 | 0.043099 | 0 | 0.40882 | 0.35263 | 0.28662 | 0.066148 | 0.36919 | 0.13821 | 0.055708 | 0.039087 | 0.42776 | 0.65866 | 0.85297 | 0.86368 | 0.012937 | 0.27848 | 0.16843 | 0.88214 | 0.97689 | 0.89652 | 0.95816 | 0.97986 | 0.93962 | 0.93991 | 0.99243 | 1 | 1 | 1 | 0.84034 | 1 | 1 | 1 | 1 | 0.41873 | 0.95948 | 0.84985 | 1 | 1 | 1 | 1
3 | 29 | 15 | 0.37753 | 0.27251 | 0.12058 | 0.27197 | 0 | 0.025992 | 0.059902 | 0 | 0.42583 | 0.36945 | 0.22631 | 0.033443 | 0.38569 | 0.10005 | 0.048672 | 0.03284 | 0.48444 | 0.61001 | 0.82668 | 0.94079 | 0.0048265 | 0.27241 | 0.1626 | 0.76967 | 0.89725 | 0.86003 | 0.88004 | 0.9809 | 0.90449 | 0.89448 | 0.94213 | 1 | 1 | 1 | 0.738 | 0.81477 | 0.96778 | 0.99881 | 0.80777 | 0.53769 | 0.92336 | 0.66173 | 1 | 1 | 1 | 1
3 | 29 | 16 | 0.42611 | 0.26791 | 0.13105 | 0.25656 | 0 | 0.04778 | 0.090745 | 0.0093211 | 0.47172 | 0.41857 | 0.2249 | 0.070609 | 0.43381 | 0.14221 | 0.045951 | 0.030457 | 0.5531 | 0.75678 | 0.80055 | 0.96579 | 0.018196 | 0.2679 | 0.15729 | 0.62842 | 0.80588 | 0.80452 | 0.79043 | 0.91479 | 0.83048 | 0.81868 | 0.86951 | 0.92386 | 0.99855 | 0.97054 | 0.82015 | 0.85482 | 0.83822 | 0.89311 | 0.84748 | 0.62219 | 0.9043 | 0.56099 | 0.90112 | 1 | 1 | 1
3 | 29 | 17 | 0.48663 | 0.24939 | 0.16468 | 0.23376 | 0 | 0.058438 | 0.107 | 0.10203 | 0.53004 | 0.48003 | 0.2116 | 0.13722 | 0.49392 | 0.21502 | 0.043449 | 0.028284 | 0.63978 | 0.76792 | 0.73585 | 0.97962 | 0.039665 | 0.24949 | 0.13801 | 0.37818 | 0.58985 | 0.60261 | 0.57854 | 0.72878 | 0.61304 | 0.63425 | 0.70206 | 0.69549 | 0.77431 | 0.74433 | 0.71825 | 0.69779 | 0.65504 | 0.64906 | 0.69179 | 0.57358 | 0.72825 | 0.39312 | 0.52928 | 1 | 1 | 1
3 | 29 | 18 | 0.48476 | 0.18967 | 0.22347 | 0.29919 | 0.027121 | 0.085376 | 0.18488 | 0.26555 | 0.52986 | 0.47838 | 0.12775 | 0.12059 | 0.49231 | 0.19775 | 0.044589 | 0.029272 | 0.73285 | 0.68198 | 0.66691 | 0.95944 | 0.054037 | 0.18956 | 0.084852 | 0.06592 | 0.21377 | 0.15043 | 0.20967 | 0.38624 | 0.25917 | 0.25849 | 0.21139 | 0.28237 | 0.18126 | 0.3826 | 0.30183 | 0.33795 | 0.27739 | 0.30599 | 0.33505 | 0.23755 | 0.34135 | 0.11016 | 0.01822 | 1 | 1 | 1
3 | 29 | 19 | 0.36758 | 0.13534 | 0.27419 | 0.35468 | 0.17645 | 0.085849 | 0.29688 | 0.34709 | 0.41539 | 0.35925 | 0.2274 | 0.035836 | 0.37567 | 0.10331 | 0.040451 | 0.025713 | 0.80424 | 0.52532 | 0.60119 | 0.88531 | 0.0048143 | 0.13504 | 0.041713 | 2.7385e-05 | 0.0034308 | 0.0067679 | 0.0033651 | 0.02817 | 0.0088203 | 0.0056623 | 0.0035701 | 0.0074098 | 0.0018216 | 0.00082551 | 0 | 8.4952e-06 | 1.0619e-05 | 6.0648e-05 | 8.4223e-06 | 0.028097 | 0.007034 | 0 | 0 | 1 | 1 | 1
3 | 29 | 20 | 0.30412 | 0.1315 | 0.27814 | 0.36314 | 0.38625 | 0.12259 | 0.34545 | 0.23094 | 0.35864 | 0.29573 | 0.28272 | 0.0052072 | 0.31328 | 0.064757 | 0.029176 | 0.016358 | 0.81634 | 0.39685 | 0.51549 | 0.84157 | 0.000273 | 0.13146 | 0.036695 | 0 | 0 | 0 | 0 | 0 | 0 | 0 | 0 | 0 | 0 | 0 | 0 | 0 | 0 | 0 | 0 | 0 | 0 | 0 | 0 | 1 | 1 | 1
3 | 29 | 21 | 0.19079 | 0.11953 | 0.24524 | 0.33328 | 0.43929 | 0.14592 | 0.37046 | 0.055184 | 0.24714 | 0.18124 | 0.1732 | 0.065034 | 0.20032 | 0.13528 | 0.024006 | 0.012309 | 0.78018 | 0.25186 | 0.45818 | 0.81557 | 0.0089565 | 0.11956 | 0.027592 | 0 | 0 | 0 | 0 | 0 | 0 | 0 | 0 | 0 | 0 | 0 | 0 | 0 | 0 | 0 | 0 | 0 | 0 | 0 | 0 | 1 | 1 | 1
3 | 29 | 22 | 0.12577 | 0.084611 | 0.20891 | 0.28837 | 0.3927 | 0.14402 | 0.37788 | 0.026287 | 0.18164 | 0.11577 | 0.29794 | 0.18183 | 0.13527 | 0.25403 | 0.019744 | 0.0091467 | 0.77323 | 0.13955 | 0.43326 | 0.79662 | 0.054743 | 0.08454 | 0.0068948 | 0 | 0 | 0 | 0 | 0 | 0 | 0 | 0 | 0 | 0 | 0 | 0 | 0 | 0 | 0 | 0 | 0 | 0 | 0 | 0 | 1 | 1 | 1
3 | 29 | 23 | 0.16326 | 0.049959 | 0.16138 | 0.27544 | 0.40484 | 0.10967 | 0.36994 | 0.082552 | 0.22423 | 0.15415 | 0.48125 | 0.33898 | 0.17347 | 0.40185 | 0.017609 | 0.007641 | 0.64367 | 0.11133 | 0.41276 | 0.69549 | 0.12421 | 0.049602 | 0.00020946 | 0 | 0 | 0 | 0 | 0 | 0 | 0 | 0 | 0 | 0 | 0 | 0 | 0 | 0 | 0 | 0 | 0 | 0 | 0 | 0 | 1 | 1 | 1
3 | 29 | 24 | 0.11164 | 0.086552 | 0.12258 | 0.23816 | 0.43807 | 0.12259 | 0.34443 | 0.12991 | 0.17037 | 0.10204 | 0.56369 | 0.55648 | 0.12154 | 0.61188 | 0.021145 | 0.010166 | 0.45712 | 0.073418 | 0.4485 | 0.56394 | 0.21167 | 0.086678 | 0.0067468 | 0 | 0 | 0 | 0 | 0 | 0 | 0 | 0 | 0 | 0 | 0 | 0 | 0 | 0 | 0 | 0 | 0 | 0 | 0 | 0 | 1 | 1 | 1
3 | 30 | 1 | 0.060502 | 0.076726 | 0.084204 | 0.16964 | 0.39383 | 0.027218 | 0.27228 | 0.081731 | 0.11767 | 0.050925 | 0.51757 | 0.57647 | 0.070165 | 0.62393 | 0.02608 | 0.013908 | 0.31015 | 0.040328 | 0.45641 | 0.53865 | 0.28685 | 0.076454 | 0.0038546 | 0 | 0 | 0 | 0 | 0 | 0 | 0 | 0 | 0 | 0 | 0 | 0 | 0 | 0 | 0 | 0 | 0 | 0 | 0 | 0 | 1 | 1 | 1
3 | 30 | 2 | 0.041415 | 0.11244 | 0.0581 | 0.1476 | 0.24351 | 0 | 0.18921 | 0.044011 | 0.098441 | 0.032067 | 0.53655 | 0.54328 | 0.051038 | 0.59216 | 0.02913 | 0.016318 | 0.16664 | 0.019558 | 0.42864 | 0.48634 | 0.33439 | 0.11187 | 0.027562 | 0 | 0 | 0 | 0 | 0 | 0 | 0 | 0 | 0 | 0 | 0 | 0 | 0 | 0 | 0 | 0 | 0 | 0 | 0 | 0 | 1 | 1 | 1
3 | 30 | 3 | 0.032605 | 0.26101 | 0.021746 | 0.13649 | 0.061132 | 0 | 0.089244 | 0.0053991 | 0.088836 | 0.023315 | 0.55961 | 0.5093 | 0.042103 | 0.5626 | 0.03555 | 0.021572 | 0.063864 | 0.0043843 | 0.38382 | 0.42151 | 0.29373 | 0.26133 | 0.14713 | 0 | 0 | 0 | 0 | 0 | 0 | 0 | 0 | 0 | 0 | 0 | 0 | 0 | 0 | 0 | 0 | 0 | 0 | 0 | 0 | 1 | 1 | 1
3 | 30 | 4 | 0.038248 | 0.31678 | 0.0016317 | 0.096607 | 0.0044562 | 0 | 0.012195 | 0.00011243 | 0.095855 | 0.029031 | 0.54038 | 0.44155 | 0.047943 | 0.50184 | 0.043448 | 0.028292 | 0.03717 | 0.0055885 | 0.32186 | 0.36298 | 0.23679 | 0.31713 | 0.20249 | 0 | 0 | 0 | 0 | 0 | 0 | 0 | 0 | 0 | 0 | 0 | 0 | 0 | 0 | 0 | 0 | 0 | 0 | 0 | 0 | 1 | 1 | 1
3 | 30 | 5 | 0.025638 | 0.27599 | 0 | 0.078548 | 0 | 0.0099317 | 0.00048196 | 0 | 0.082053 | 0.017026 | 0.48045 | 0.31988 | 0.035035 | 0.38192 | 0.062417 | 0.045152 | 0.031666 | 0.013224 | 0.27195 | 0.3549 | 0.185 | 0.27579 | 0.16725 | 0 | 0 | 1.1419e-05 | 0 | 0 | 0 | 0 | 0 | 0 | 0 | 0 | 0 | 0 | 0 | 0 | 0 | 0 | 0 | 0 | 6.8394e-05 | 1 | 1 | 1
3 | 30 | 6 | 0.0015488 | 0.26453 | 0 | 0.07786 | 0 | 0 | 0 | 0 | 0.05128 | 0.00095131 | 0.41128 | 0.31975 | 0.0081558 | 0.38698 | 0.085699 | 0.066682 | 0.044105 | 0.023686 | 0.22582 | 0.34353 | 0.16627 | 0.26452 | 0.15389 | 1.0075e-05 | 0.0084927 | 0.058885 | 0.0083298 | 0.0011487 | 3.393e-05 | 0.00013112 | 0.0033895 | 0.0005587 | 0.0056395 | 0.017185 | 0.042352 | 0.03172 | 0.02228 | 0.018212 | 0.031448 | 0.099716 | 0.064663 | 0.097185 | 0.048126 | 1 | 1 | 1
3 | 30 | 7 | 0 | 0.23356 | 0 | 0.09594 | 0 | 0 | 0 | 0 | 0.028183 | 0 | 0.35528 | 0.31791 | 0.00038252 | 0.38821 | 0.094175 | 0.074668 | 0.04584 | 0.020942 | 0.16477 | 0.29256 | 0.079571 | 0.23324 | 0.12714 | 0.010648 | 0.24712 | 0.38165 | 0.24239 | 0.25861 | 0.18886 | 0.20718 | 0.32166 | 0.27904 | 0.40204 | 0.49645 | 0.54686 | 0.5051 | 0.44382 | 0.44168 | 0.50077 | 0.45809 | 0.53659 | 0.54809 | 0.13868 | 1 | 1 | 1
3 | 30 | 8 | 0 | 0.25317 | 0 | 0.052574 | 0 | 0 | 0 | 0 | 0.012026 | 0 | 0.26283 | 0.23881 | 0 | 0.30892 | 0.091376 | 0.072025 | 0.031774 | 0.0043254 | 0.10436 | 0.20994 | 0.050564 | 0.25284 | 0.14619 | 0.23946 | 0.53914 | 0.60887 | 0.52881 | 0.53794 | 0.55748 | 0.55794 | 0.64121 | 0.63233 | 0.75303 | 0.80918 | 0.82667 | 0.81454 | 0.73296 | 0.74713 | 0.80755 | 0.69917 | 0.80445 | 0.79763 | 0.19487 | 1 | 1 | 1
3 | 30 | 9 | 0 | 0.32772 | 0 | 0.015548 | 0 | 0 | 0 | 0 | 0.00075598 | 0 | 0.26536 | 0.19291 | 0 | 0.26481 | 0.069038 | 0.051195 | 0.030321 | 6.389e-05 | 0.079604 | 0.18372 | 0.042678 | 0.32787 | 0.21597 | 0.5191 | 0.77004 | 0.78824 | 0.75527 | 0.80313 | 0.71398 | 0.7916 | 0.85228 | 0.87618 | 0.97114 | 0.99628 | 0.99219 | 0.97134 | 0.90074 | 0.92429 | 0.963 | 0.91936 | 0.94128 | 0.96695 | 0.21595 | 1 | 1 | 1
3 | 30 | 10 | 0 | 0.34979 | 0 | 0.011559 | 0 | 0 | 0 | 0 | 1.286e-05 | 0 | 0.2558 | 0.18456 | 0 | 0.25836 | 0.072572 | 0.054459 | 0.033183 | 0 | 0.074137 | 0.18521 | 0.028525 | 0.35027 | 0.23536 | 0.73055 | 0.91591 | 0.84372 | 0.89835 | 0.97059 | 0.8461 | 0.90655 | 0.94872 | 0.99953 | 1 | 1 | 1 | 1 | 0.98539 | 1 | 1 | 0.85891 | 0.98547 | 1 | 0.28137 | 1 | 1 | 1
3 | 30 | 11 | 0 | 0.24455 | 0.00062556 | 0.015331 | 0 | 0 | 0.00013663 | 0 | 0 | 0 | 0.2364 | 0.17352 | 0 | 0.2477 | 0.11173 | 0.091424 | 0.036947 | 0 | 0.068994 | 0.18606 | 0.013069 | 0.24429 | 0.13712 | 0.85733 | 0.98093 | 0.88615 | 0.96212 | 0.98259 | 0.93439 | 0.94334 | 0.98496 | 1 | 1 | 1 | 1 | 1 | 1 | 1 | 1 | 0.90937 | 0.95905 | 1 | 0.27656 | 1 | 1 | 1
3 | 30 | 12 | 0 | 0.18046 | 0.014489 | 0.028198 | 0 | 0 | 0.0018711 | 0 | 0 | 0 | 0.22937 | 0.15573 | 0 | 0.22967 | 0.17202 | 0.15017 | 0.040617 | 0 | 0.053747 | 0.17647 | 0.0040703 | 0.18023 | 0.077898 | 0.91092 | 0.99905 | 0.91678 | 0.97989 | 1 | 0.88532 | 0.93698 | 0.99896 | 1 | 1 | 1 | 1 | 1 | 1 | 1 | 1 | 0.9702 | 0.99143 | 1 | 0.24188 | 1 | 1 | 1
3 | 30 | 13 | 0 | 0.14741 | 0.10574 | 0.053577 | 0 | 0 | 0.00013663 | 0 | 0 | 0 | 0.19852 | 0.14438 | 0 | 0.21894 | 0.23076 | 0.20854 | 0.048354 | 0 | 0.073479 | 0.18841 | 0.0013083 | 0.14733 | 0.049103 | 0.92283 | 1 | 0.92484 | 0.9835 | 0.96214 | 0.94692 | 0.94622 | 0.98832 | 1 | 1 | 1 | 1 | 1 | 1 | 1 | 1 | 0.97089 | 0.9917 | 1 | 0.30222 | 1 | 1 | 1
3 | 30 | 14 | 0 | 0.11067 | 0.26869 | 0.084449 | 0 | 0 | 0 | 0.0013192 | 0 | 0 | 0.12412 | 0.12917 | 0 | 0.20341 | 0.3024 | 0.28061 | 0.077691 | 0 | 0.096474 | 0.20825 | 0.00081812 | 0.11048 | 0.023197 | 0.88524 | 0.98288 | 0.86832 | 0.96404 | 0.97789 | 0.90987 | 0.88309 | 0.95534 | 1 | 1 | 1 | 1 | 1 | 1 | 1 | 1 | 0.9173 | 0.93001 | 1 | 0.17692 | 1 | 1 | 1
3 | 30 | 15 | 0 | 0.1019 | 0.38108 | 0.12403 | 0 | 0 | 0 | 0.02801 | 0.0011865 | 0 | 0.066047 | 0.11706 | 0 | 0.19225 | 0.36313 | 0.34221 | 0.10428 | 2.3571e-05 | 0.12871 | 0.22241 | 1.919e-05 | 0.10195 | 0.015944 | 0.78997 | 0.92284 | 0.89372 | 0.90515 | 0.91332 | 0.83636 | 0.87653 | 0.93591 | 1 | 1 | 1 | 1 | 1 | 0.96889 | 0.98784 | 1 | 0.9477 | 0.94791 | 1 | 0.43395 | 1 | 1 | 1
3 | 30 | 16 | 0.0083033 | 0.059333 | 0.45919 | 0.15921 | 0 | 0.011636 | 0 | 0.18195 | 0.039531 | 0.0072779 | 0.036372 | 0.088015 | 0.0083502 | 0.16052 | 0.42211 | 0.40236 | 0.13401 | 0.0015413 | 0.15308 | 0.21703 | 0 | 0.05842 | 0.0018451 | 0.61649 | 0.79122 | 0.80263 | 0.77605 | 0.76841 | 0.78876 | 0.79252 | 0.8712 | 0.93099 | 0.98394 | 0.96755 | 0.8367 | 0.91861 | 0.83739 | 0.86508 | 0.91072 | 0.9072 | 0.84294 | 0.90129 | 0.39097 | 1 | 1 | 1
3 | 30 | 17 | 0.13679 | 0.21328 | 0.5254 | 0.18359 | 0 | 0.025696 | 0 | 0.40416 | 0.19673 | 0.12806 | 0.1351 | 0.084997 | 0.14643 | 0.15994 | 0.46922 | 0.45058 | 0.15891 | 0.0043522 | 0.14061 | 0.19495 | 0.00079196 | 0.21352 | 0.10308 | 0.36209 | 0.56441 | 0.5858 | 0.55359 | 0.69524 | 0.62882 | 0.55988 | 0.69514 | 0.75768 | 0.76899 | 0.7719 | 0.45198 | 0.68614 | 0.62137 | 0.65377 | 0.68025 | 0.75658 | 0.64764 | 0.64458 | 0.30471 | 1 | 1 | 1
3 | 30 | 18 | 0.19903 | 0.29667 | 0.54256 | 0.19803 | 0.0068849 | 0.062709 | 0.0023373 | 0.58189 | 0.25698 | 0.18977 | 0.33321 | 0.054398 | 0.20878 | 0.12653 | 0.48749 | 0.46932 | 0.19426 | 0.010619 | 0.16681 | 0.16145 | 0.033175 | 0.29777 | 0.17419 | 0.062402 | 0.19766 | 0.19797 | 0.19387 | 0.38158 | 0.25202 | 0.23266 | 0.27675 | 0.31489 | 0.004318 | 0.35721 | 0.17246 | 0.33224 | 0.28811 | 0.31775 | 0.32938 | 0.33459 | 0.29808 | 0.2061 | 0.0082903 | 1 | 1 | 1
3 | 30 | 19 | 0.2333 | 0.10775 | 0.58246 | 0.26857 | 0.064376 | 0.1034 | 0.037442 | 0.67751 | 0.29053 | 0.22429 | 0.31508 | 0.018406 | 0.24292 | 0.08453 | 0.58247 | 0.56701 | 0.21705 | 0.0050973 | 0.25264 | 0.13712 | 0.02639 | 0.10661 | 0.028706 | 2.9596e-05 | 0.004001 | 0.0067894 | 0.0039243 | 0.032893 | 0.0087726 | 0.0067218 | 0.0061971 | 0.0097949 | 5.6939e-07 | 0.0010606 | 0 | 3.3259e-05 | 1.5828e-05 | 9.4124e-05 | 3.2974e-05 | 0.028898 | 0.0044486 | 0 | 0 | 1 | 1 | 1
3 | 30 | 20 | 0.22993 | 0.16751 | 0.58201 | 0.29862 | 0.20977 | 0.11913 | 0.08471 | 0.65394 | 0.28576 | 0.22068 | 0.25999 | 0.00095315 | 0.23936 | 0.030698 | 0.63844 | 0.62476 | 0.24983 | 0.0017588 | 0.36275 | 0.10291 | 0.015237 | 0.16758 | 0.064204 | 0 | 0 | 0 | 0 | 0 | 0 | 0 | 0 | 0 | 0 | 0 | 0 | 0 | 0 | 0 | 0 | 0 | 0 | 0 | 0 | 1 | 1 | 1
3 | 30 | 21 | 0.2427 | 0.18552 | 0.60456 | 0.29035 | 0.32739 | 0.1816 | 0.12509 | 0.64235 | 0.29882 | 0.23364 | 0.15297 | 0 | 0.25216 | 0.025247 | 0.63437 | 0.62055 | 0.31546 | 0.003641 | 0.49925 | 0.073612 | 0.061214 | 0.18533 | 0.081974 | 0 | 0 | 0 | 0 | 0 | 0 | 0 | 0 | 0 | 0 | 0 | 0 | 0 | 0 | 0 | 0 | 0 | 0 | 0 | 0 | 1 | 1 | 1
3 | 30 | 22 | 0.24265 | 0.22441 | 0.68773 | 0.25023 | 0.39348 | 0.446 | 0.16768 | 0.66651 | 0.30009 | 0.2338 | 0.073368 | 0 | 0.2523 | 0.035299 | 0.59931 | 0.58437 | 0.36851 | 0.012248 | 0.65778 | 0.056608 | 0.23723 | 0.22361 | 0.12366 | 0 | 0 | 0 | 0 | 0 | 0 | 0 | 0 | 0 | 0 | 0 | 0 | 0 | 0 | 0 | 0 | 0 | 0 | 0 | 0 | 1 | 1 | 1
3 | 30 | 23 | 0.18483 | 0.42423 | 0.79231 | 0.19544 | 0.4127 | 0.44997 | 0.22624 | 0.6909 | 0.24179 | 0.17529 | 0.036873 | 0 | 0.19445 | 0.024442 | 0.55471 | 0.53841 | 0.37889 | 0.036989 | 0.7886 | 0.029885 | 0.36467 | 0.4244 | 0.31906 | 0 | 0 | 0 | 0 | 0 | 0 | 0 | 0 | 0 | 0 | 0 | 0 | 0 | 0 | 0 | 0 | 0 | 0 | 0 | 0 | 1 | 1 | 1
3 | 30 | 24 | 0.1581 | 0.56182 | 0.83832 | 0.17636 | 0.43423 | 0.437 | 0.25678 | 0.65737 | 0.21477 | 0.14833 | 0.0083895 | 0 | 0.1677 | 0.02189 | 0.52306 | 0.50585 | 0.38215 | 0.052181 | 0.87977 | 0.011175 | 0.33204 | 0.56195 | 0.47414 | 0 | 0 | 0 | 0 | 0 | 0 | 0 | 0 | 0 | 0 | 0 | 0 | 0 | 0 | 0 | 0 | 0 | 0 | 0 | 0 | 1 | 1 | 1
3 | 31 | 1 | 0.19171 | 0.65684 | 0.80415 | 0.16343 | 0.43272 | 0.33266 | 0.25805 | 0.55007 | 0.25164 | 0.18267 | 0.00039459 | 0 | 0.20176 | 0.012827 | 0.53782 | 0.52103 | 0.41685 | 0.082328 | 0.93691 | 0.00028439 | 0.30096 | 0.65676 | 0.58711 | 0 | 0 | 0 | 0 | 0 | 0 | 0 | 0 | 0 | 0 | 0 | 0 | 0 | 0 | 0 | 0 | 0 | 0 | 0 | 0 | 1 | 1 | 1
3 | 31 | 2 | 0.14426 | 0.75965 | 0.75574 | 0.14948 | 0.36894 | 0.25837 | 0.21924 | 0.42954 | 0.20305 | 0.13474 | 0 | 0 | 0.15416 | 0.0031458 | 0.49772 | 0.47982 | 0.37614 | 0.13425 | 0.94246 | 0 | 0.28121 | 0.75984 | 0.70559 | 0 | 0 | 0 | 0 | 0 | 0 | 0 | 0 | 0 | 0 | 0 | 0 | 0 | 0 | 0 | 0 | 0 | 0 | 0 | 0 | 1 | 1 | 1
3 | 31 | 3 | 0.087891 | 0.81489 | 0.73988 | 0.15921 | 0.27959 | 0.22529 | 0.19287 | 0.3606 | 0.14573 | 0.078207 | 0 | 0 | 0.097666 | 0.0011445 | 0.44463 | 0.4254 | 0.35096 | 0.20028 | 0.95383 | 0 | 0.28897 | 0.81537 | 0.7681 | 0 | 0 | 0 | 0 | 0 | 0 | 0 | 0 | 0 | 0 | 0 | 0 | 0 | 0 | 0 | 0 | 0 | 0 | 0 | 0 | 1 | 1 | 1
3 | 31 | 4 | 0.062918 | 0.7588 | 0.74368 | 0.17652 | 0.19636 | 0.20672 | 0.19529 | 0.32677 | 0.12092 | 0.053419 | 0 | 0 | 0.072703 | 0.00019374 | 0.40959 | 0.38957 | 0.31162 | 0.29855 | 0.95464 | 0 | 0.31589 | 0.75894 | 0.70512 | 0 | 0 | 0 | 0 | 0 | 0 | 0 | 0 | 0 | 0 | 0 | 0 | 0 | 0 | 0 | 0 | 0 | 0 | 0 | 0 | 1 | 1 | 1
3 | 31 | 5 | 0.047136 | 0.66035 | 0.74193 | 0.19139 | 0.078856 | 0.15146 | 0.15715 | 0.31615 | 0.10434 | 0.03772 | 0 | 0 | 0.056793 | 0.0010529 | 0.43588 | 0.41643 | 0.29026 | 0.34022 | 0.95132 | 0 | 0.28495 | 0.65968 | 0.59865 | 0 | 0 | 0.0001756 | 0 | 0 | 0 | 0 | 0 | 0 | 0 | 0 | 0 | 0 | 0 | 0 | 0 | 0 | 0 | 0 | 0.0010543 | 1 | 1 | 1
3 | 31 | 6 | 0.043059 | 0.70379 | 0.72755 | 0.18272 | 0.011209 | 0.14483 | 0.10667 | 0.28516 | 0.10052 | 0.033738 | 0 | 0 | 0.052744 | 0.0028399 | 0.44558 | 0.42636 | 0.26243 | 0.34435 | 0.94398 | 0 | 0.25639 | 0.70433 | 0.63451 | 1.2459e-05 | 0.0099105 | 0.11365 | 0.0097205 | 0.0014592 | 6.4743e-05 | 0.00030082 | 0.0043238 | 0.00078521 | 0.0075429 | 0.020002 | 0.04717 | 0.038406 | 0.027579 | 0.018841 | 0.038076 | 0.12165 | 0.065049 | 0.12422 | 0.31199 | 1 | 1 | 1
3 | 31 | 7 | 0.035094 | 0.60708 | 0.63747 | 0.15727 | 0 | 0.13191 | 0.054539 | 0.17979 | 0.092237 | 0.025877 | 0 | 0 | 0.044719 | 0.0058509 | 0.46985 | 0.45123 | 0.21895 | 0.33596 | 0.95055 | 0 | 0.17598 | 0.60677 | 0.53192 | 0.011741 | 0.24388 | 0.51434 | 0.2392 | 0.29651 | 0.15686 | 0.21469 | 0.31684 | 0.2491 | 0.4154 | 0.4899 | 0.52946 | 0.47725 | 0.45493 | 0.42951 | 0.47315 | 0.48805 | 0.47048 | 0.58328 | 0.7701 | 1 | 1 | 1
3 | 31 | 8 | 0.017671 | 0.56928 | 0.47468 | 0.11745 | 0 | 0.087665 | 0.022138 | 0.048835 | 0.072823 | 0.0086133 | 0 | 0 | 0.026981 | 0.006264 | 0.46848 | 0.44982 | 0.16622 | 0.28251 | 0.94298 | 0 | 0.048113 | 0.56899 | 0.48781 | 0.24857 | 0.55632 | 0.79813 | 0.54566 | 0.64532 | 0.57763 | 0.59831 | 0.66512 | 0.61509 | 0.78563 | 0.80514 | 0.81302 | 0.79727 | 0.77434 | 0.76577 | 0.79042 | 0.7231 | 0.75178 | 0.84249 | 1 | 1 | 1 | 1
3 | 31 | 9 | 0.008775 | 0.57804 | 0.39297 | 0.13266 | 0 | 0.024375 | 0.006855 | 0.0038118 | 0.063223 | 0.00044301 | 0 | 0 | 0.017903 | 0.0054181 | 0.53025 | 0.51324 | 0.13987 | 0.25557 | 0.95581 | 0 | 0.010853 | 0.57791 | 0.49601 | 0.5205 | 0.7744 | 0.96707 | 0.75955 | 0.78846 | 0.81086 | 0.80507 | 0.8529 | 0.86552 | 0.98184 | 0.97261 | 0.9569 | 0.9564 | 0.94322 | 0.92587 | 0.94819 | 0.88689 | 0.8949 | 0.97708 | 1 | 1 | 1 | 1
3 | 31 | 10 | 0.00051629 | 0.60026 | 0.38647 | 0.16529 | 0 | 0.038778 | 0.00040273 | 0 | 0.051709 | 0 | 0 | 0 | 0.0080446 | 0.0048079 | 0.59212 | 0.57695 | 0.17256 | 0.22899 | 0.95605 | 0 | 0.00023809 | 0.60023 | 0.52052 | 0.71674 | 0.9033 | 1 | 0.88599 | 0.83294 | 0.91852 | 0.90696 | 0.94555 | 0.9894 | 1 | 1 | 1 | 1 | 1 | 1 | 1 | 0.91158 | 0.95096 | 1 | 1 | 1 | 1 | 1
3 | 31 | 11 | 0 | 0.61612 | 0.42576 | 0.19077 | 0 | 0.034269 | 0 | 0 | 0.029283 | 0 | 0 | 0 | 0.00043674 | 0.0028706 | 0.66643 | 0.65367 | 0.26096 | 0.1898 | 0.92732 | 0 | 0 | 0.61609 | 0.53892 | 0.83751 | 0.96917 | 1 | 0.95059 | 0.88647 | 0.95301 | 0.94858 | 0.97432 | 1 | 1 | 1 | 1 | 1 | 1 | 1 | 1 | 0.95631 | 0.97797 | 1 | 1 | 1 | 1 | 1
3 | 31 | 12 | 0 | 0.62752 | 0.44938 | 0.24282 | 0 | 0.03357 | 0 | 0 | 0.0051324 | 0 | 0 | 0 | 0 | 0.0038864 | 0.69832 | 0.68666 | 0.36198 | 0.13991 | 0.8942 | 0 | 0 | 0.62767 | 0.54998 | 0.88812 | 0.98457 | 1 | 0.96569 | 0.81401 | 0.96743 | 0.96078 | 0.9738 | 1 | 1 | 1 | 1 | 1 | 1 | 1 | 1 | 0.96915 | 0.96136 | 1 | 1 | 1 | 1 | 1
3 | 31 | 13 | 0 | 0.59366 | 0.45546 | 0.30309 | 0 | 0.033797 | 0.0009984 | 0.0092515 | 0.0014732 | 0 | 0 | 0 | 0 | 0.0059216 | 0.69129 | 0.67938 | 0.44088 | 0.072257 | 0.87727 | 0 | 0.00017798 | 0.5936 | 0.5132 | 0.90046 | 0.98829 | 1 | 0.96934 | 0.80295 | 0.96139 | 0.95688 | 0.98024 | 1 | 1 | 1 | 1 | 1 | 1 | 1 | 1 | 0.92383 | 0.95454 | 1 | 1 | 1 | 1 | 1
3 | 31 | 14 | 0.0072141 | 0.55939 | 0.54487 | 0.3547 | 0 | 0.049624 | 0.017696 | 0.10645 | 0.042687 | 0.0062525 | 0 | 0 | 0.0073281 | 0.0094868 | 0.70064 | 0.68907 | 0.45211 | 0.029137 | 0.86618 | 0 | 0.0081493 | 0.5591 | 0.47644 | 0.8552 | 0.95471 | 0.92747 | 0.93641 | 0.71323 | 0.91418 | 0.9347 | 0.97121 | 1 | 1 | 1 | 1 | 1 | 1 | 1 | 1 | 0.96463 | 0.92277 | 1 | 1 | 1 | 1 | 1
3 | 31 | 15 | 0.12291 | 0.57325 | 0.60303 | 0.38777 | 0 | 0.10204 | 0.064476 | 0.32655 | 0.1811 | 0.11388 | 0.0016365 | 0 | 0.13227 | 0.023187 | 0.74986 | 0.74003 | 0.54953 | 0.023704 | 0.84512 | 0 | 0.035811 | 0.57308 | 0.49092 | 0.76667 | 0.89722 | 0.88876 | 0.88002 | 0.71976 | 0.89296 | 0.88508 | 0.94412 | 0.99608 | 1 | 1 | 0.98061 | 0.99561 | 0.98407 | 0.97699 | 0.98706 | 0.94846 | 0.90477 | 0.98095 | 1 | 1 | 1 | 1
3 | 31 | 16 | 0.2397 | 0.60975 | 0.65382 | 0.43426 | 0.038207 | 0.15366 | 0.13194 | 0.56724 | 0.29709 | 0.23083 | 0.02813 | 5.0959e-05 | 0.24934 | 0.047475 | 0.7191 | 0.70817 | 0.58077 | 0.013104 | 0.77211 | 0 | 0.062704 | 0.60989 | 0.52925 | 0.59027 | 0.75765 | 0.76941 | 0.74312 | 0.74136 | 0.76281 | 0.77754 | 0.8642 | 0.88466 | 0.95145 | 0.87611 | 0.70645 | 0.87745 | 0.84155 | 0.8762 | 0.86992 | 0.85726 | 0.8047 | 0.84868 | 0.8993 | 1 | 1 | 1
3 | 31 | 17 | 0.29955 | 0.59826 | 0.68224 | 0.47606 | 0.23834 | 0.18309 | 0.21158 | 0.68763 | 0.35342 | 0.29097 | 0.033078 | 0.00095586 | 0.30862 | 0.064459 | 0.6818 | 0.66957 | 0.50175 | 0.01486 | 0.69527 | 0.00043393 | 0.14079 | 0.59812 | 0.51957 | 0.35988 | 0.56232 | 0.53785 | 0.55154 | 0.59356 | 0.64711 | 0.63258 | 0.689 | 0.72911 | 0.7675 | 0.68585 | 0.54396 | 0.68727 | 0.65228 | 0.64031 | 0.68137 | 0.61832 | 0.68557 | 0.59236 | 0.49653 | 1 | 1 | 1
3 | 31 | 18 | 0.32686 | 0.60751 | 0.6776 | 0.50236 | 0.52675 | 0.17589 | 0.34556 | 0.76244 | 0.3811 | 0.31878 | 0.071796 | 0.0021974 | 0.33596 | 0.066213 | 0.59319 | 0.57806 | 0.34083 | 0.007447 | 0.56928 | 0.016994 | 0.21227 | 0.60755 | 0.52797 | 0.0607 | 0.19645 | 0.14132 | 0.19269 | 0.35218 | 0.32395 | 0.27109 | 0.22782 | 0.27409 | 0.0037069 | 0.25719 | 0.24109 | 0.33878 | 0.31378 | 0.31586 | 0.33587 | 0.27931 | 0.25746 | 0.18973 | 0.019096 | 1 | 1 | 1
3 | 31 | 19 | 0.26957 | 0.59128 | 0.66757 | 0.54143 | 0.73001 | 0.30165 | 0.45713 | 0.75826 | 0.32159 | 0.26027 | 0.10512 | 0.0019607 | 0.27839 | 0.046687 | 0.55393 | 0.53761 | 0.2248 | 0.023911 | 0.44824 | 0.042639 | 0.22791 | 0.59099 | 0.51332 | 3.2475e-05 | 0.0041017 | 0.0066387 | 0.0040231 | 0.030627 | 0.016676 | 0.0089417 | 0.0034273 | 0.0066633 | 5.6939e-07 | 0.00068413 | 1.0355e-06 | 9.5113e-05 | 8.3292e-05 | 0.00017194 | 9.4296e-05 | 0.028505 | 0.00634 | 0 | 0 | 1 | 1 | 1
3 | 31 | 20 | 0.30797 | 0.62411 | 0.65743 | 0.5157 | 0.76466 | 0.46025 | 0.52894 | 0.74652 | 0.35968 | 0.2992 | 0.13122 | 0.036548 | 0.31671 | 0.10373 | 0.51606 | 0.49866 | 0.11025 | 0.02492 | 0.42839 | 0.052318 | 0.16491 | 0.62365 | 0.55364 | 0 | 0 | 0 | 0 | 0 | 0 | 0 | 0 | 0 | 0 | 0 | 0 | 0 | 0 | 0 | 0 | 0 | 0 | 0 | 0 | 1 | 1 | 1
3 | 31 | 21 | 0.38799 | 0.74586 | 0.62745 | 0.51426 | 0.76921 | 0.5272 | 0.57108 | 0.7082 | 0.43898 | 0.38052 | 0.081848 | 0.12906 | 0.39653 | 0.20235 | 0.53716 | 0.52035 | 0.078115 | 0.082558 | 0.47915 | 0.061948 | 0.12315 | 0.74591 | 0.69083 | 0 | 0 | 0 | 0 | 0 | 0 | 0 | 0 | 0 | 0 | 0 | 0 | 0 | 0 | 0 | 0 | 0 | 0 | 0 | 0 | 1 | 1 | 1
3 | 31 | 22 | 0.37031 | 0.84465 | 0.62481 | 0.48675 | 0.7879 | 0.35106 | 0.57007 | 0.65968 | 0.4199 | 0.36229 | 0.068301 | 0.24568 | 0.37867 | 0.31884 | 0.553 | 0.53665 | 0.17607 | 0.4206 | 0.56332 | 0.035926 | 0.14907 | 0.84493 | 0.80662 | 0 | 0 | 0 | 0 | 0 | 0 | 0 | 0 | 0 | 0 | 0 | 0 | 0 | 0 | 0 | 0 | 0 | 0 | 0 | 0 | 1 | 1 | 1
3 | 31 | 23 | 0.3381 | 0.87571 | 0.62545 | 0.44769 | 0.81777 | 0.37639 | 0.55883 | 0.64996 | 0.3899 | 0.32984 | 0.069723 | 0.31195 | 0.34682 | 0.38173 | 0.53397 | 0.51707 | 0.37014 | 0.61903 | 0.66802 | 0.019315 | 0.1818 | 0.87577 | 0.84716 | 0 | 0 | 0 | 0 | 0 | 0 | 0 | 0 | 0 | 0 | 0 | 0 | 0 | 0 | 0 | 0 | 0 | 0 | 0 | 0 | 1 | 1 | 1
3 | 31 | 24 | 0.28844 | 0.89194 | 0.67953 | 0.38563 | 0.83098 | 0.27841 | 0.5212 | 0.6693 | 0.3406 | 0.27943 | 0.059769 | 0.31886 | 0.29727 | 0.38617 | 0.49157 | 0.47351 | 0.25306 | 0.57657 | 0.72684 | 0.017506 | 0.26864 | 0.89205 | 0.86611 | 0 | 0 | 0 | 0 | 0 | 0 | 0 | 0 | 0 | 0 | 0 | 0 | 0 | 0 | 0 | 0 | 0 | 0 | 0 | 0 | 1 | 1 | 1
4 | 1 | 1 | 0.29302 | 0.87767 | 0.7315 | 0.32261 | 0.82174 | 0.1822 | 0.50073 | 0.69964 | 0.34888 | 0.28465 | 0.040191 | 0.31662 | 0.30239 | 0.38428 | 0.48287 | 0.46458 | 0.1972 | 0.5524 | 0.76994 | 0.027704 | 0.31628 | 0.87763 | 0.85083 | 0 | 0 | 0 | 0 | 0 | 0 | 0 | 0 | 0 | 0 | 0 | 0 | 0 | 0 | 0 | 0 | 0 | 0 | 0 | 0 | 1 | 1 | 1
4 | 1 | 2 | 0.22022 | 0.86857 | 0.70221 | 0.29353 | 0.82084 | 0.17661 | 0.47514 | 0.74746 | 0.2754 | 0.21077 | 0.0331 | 0.30275 | 0.22956 | 0.37167 | 0.41021 | 0.3902 | 0.20743 | 0.50177 | 0.79309 | 0.0053183 | 0.295 | 0.86856 | 0.83938 | 0 | 0 | 0 | 0 | 0 | 0 | 0 | 0 | 0 | 0 | 0 | 0 | 0 | 0 | 0 | 0 | 0 | 0 | 0 | 0 | 1 | 1 | 1
4 | 1 | 3 | 0.19828 | 0.85794 | 0.65115 | 0.27284 | 0.80061 | 0.15948 | 0.43092 | 0.74618 | 0.2552 | 0.18885 | 0.014205 | 0.26888 | 0.20789 | 0.33851 | 0.38073 | 0.36012 | 0.23403 | 0.51147 | 0.78235 | 0.00012508 | 0.25522 | 0.85815 | 0.82359 | 0 | 0 | 0 | 0 | 0 | 0 | 0 | 0 | 0 | 0 | 0 | 0 | 0 | 0 | 0 | 0 | 0 | 0 | 0 | 0 | 1 | 1 | 1
4 | 1 | 4 | 0.19716 | 0.7942 | 0.64195 | 0.25454 | 0.73738 | 0.11059 | 0.40034 | 0.70903 | 0.25531 | 0.1879 | 0.0007639 | 0.24555 | 0.20695 | 0.31638 | 0.32807 | 0.3066 | 0.22771 | 0.48245 | 0.78709 | 0 | 0.21187 | 0.79417 | 0.74993 | 0 | 0 | 0 | 0 | 0 | 0 | 0 | 0 | 0 | 0 | 0 | 0 | 0 | 0 | 0 | 0 | 0 | 0 | 0 | 0 | 1 | 1 | 1
4 | 1 | 5 | 0.17383 | 0.73436 | 0.65493 | 0.23582 | 0.68206 | 0.21463 | 0.38841 | 0.66426 | 0.23133 | 0.16428 | 0 | 0.2321 | 0.18354 | 0.305 | 0.25265 | 0.23047 | 0.17704 | 0.48104 | 0.7914 | 0 | 0.15203 | 0.73451 | 0.67592 | 0 | 0 | 0.00025436 | 0 | 0 | 0 | 0 | 0 | 0 | 0 | 0 | 0 | 0 | 0 | 0 | 0 | 0 | 0 | 0 | 0.0015275 | 1 | 1 | 1
4 | 1 | 6 | 0.17195 | 0.63191 | 0.62538 | 0.23071 | 0.65253 | 0.36061 | 0.39991 | 0.61063 | 0.22967 | 0.16242 | 0 | 0.19164 | 0.1817 | 0.26673 | 0.20547 | 0.1833 | 0.18493 | 0.48794 | 0.83208 | 0 | 0.083259 | 0.63196 | 0.55636 | 1.2368e-05 | 0.0074973 | 0.10922 | 0.0073535 | 8.0579e-05 | 0.00014036 | 0.0006923 | 0.0056225 | 0.001227 | 0.004564 | 0.011895 | 0.040343 | 0.024242 | 0.018143 | 0.018846 | 0.024034 | 0.08677 | 0.071123 | 0.12875 | 0.33269 | 1 | 1 | 1
4 | 1 | 7 | 0.18384 | 0.5067 | 0.56145 | 0.20167 | 0.58001 | 0.37352 | 0.40959 | 0.53272 | 0.2431 | 0.17463 | 0 | 0.10676 | 0.1938 | 0.18153 | 0.18885 | 0.1668 | 0.16575 | 0.42338 | 0.87221 | 0 | 0.03155 | 0.50657 | 0.41442 | 0.011017 | 0.1929 | 0.4201 | 0.18921 | 0.036205 | 0.17483 | 0.25215 | 0.34023 | 0.27226 | 0.269 | 0.30706 | 0.32605 | 0.3969 | 0.39277 | 0.41436 | 0.39349 | 0.37262 | 0.49038 | 0.56377 | 0.76074 | 1 | 1 | 1
4 | 1 | 8 | 0.14313 | 0.39038 | 0.51087 | 0.12876 | 0.38904 | 0.15754 | 0.33867 | 0.40924 | 0.20256 | 0.1337 | 0 | 0.0059484 | 0.15312 | 0.057752 | 0.14722 | 0.1258 | 0.12415 | 0.2978 | 0.86687 | 0 | 0.00072066 | 0.38987 | 0.29005 | 0.21362 | 0.46694 | 0.67759 | 0.45799 | 0.12026 | 0.48836 | 0.61315 | 0.67101 | 0.60958 | 0.63416 | 0.7025 | 0.5544 | 0.73239 | 0.71454 | 0.72666 | 0.7261 | 0.67172 | 0.74245 | 0.8 | 0.99621 | 1 | 1 | 1
4 | 1 | 9 | 0.071638 | 0.36699 | 0.51157 | 0.13858 | 0.23783 | 0.0574 | 0.28159 | 0.30987 | 0.12945 | 0.062077 | 0 | 0 | 0.08139 | 0.006186 | 0.13404 | 0.11296 | 0.10527 | 0.26837 | 0.92504 | 0 | 0 | 0.36677 | 0.26163 | 0.46719 | 0.69097 | 0.8356 | 0.67773 | 0.19524 | 0.73913 | 0.79887 | 0.85799 | 0.86333 | 0.90524 | 0.90958 | 0.87763 | 0.89636 | 0.86916 | 0.88244 | 0.88866 | 0.78125 | 0.85299 | 0.93381 | 1 | 1 | 1 | 1
4 | 1 | 10 | 0.018807 | 0.37213 | 0.50628 | 0.2145 | 0.15419 | 0.045446 | 0.28631 | 0.22831 | 0.072683 | 0.010133 | 0 | 0 | 0.027524 | 0.0044616 | 0.17485 | 0.15297 | 0.077992 | 0.22473 | 0.93131 | 0 | 0 | 0.37212 | 0.26468 | 0.66401 | 0.83731 | 0.93131 | 0.82126 | 0.37817 | 0.9074 | 0.90515 | 0.94091 | 0.9975 | 1 | 1 | 0.94334 | 0.99376 | 0.96141 | 0.95918 | 0.98523 | 0.86039 | 0.90743 | 0.99644 | 1 | 1 | 1 | 1
4 | 1 | 11 | 0.00097475 | 0.36094 | 0.53775 | 0.30352 | 0.1187 | 0.057164 | 0.29695 | 0.16146 | 0.037741 | 0.00041964 | 0 | 0 | 0.001795 | 0.009994 | 0.27688 | 0.25486 | 0.066521 | 0.1598 | 0.9311 | 0.00034585 | 0.00020597 | 0.36096 | 0.25246 | 0.76688 | 0.8904 | 0.94879 | 0.87333 | 0.32388 | 0.93638 | 0.94283 | 0.97204 | 1 | 1 | 1 | 0.92196 | 1 | 1 | 0.97966 | 1 | 0.91296 | 0.85522 | 1 | 1 | 1 | 1 | 1
4 | 1 | 12 | 0.0038978 | 0.32686 | 0.53028 | 0.36735 | 0.17017 | 0.075777 | 0.33344 | 0.14122 | 0.052632 | 0.0031405 | 0 | 0 | 0.010092 | 0.026606 | 0.35711 | 0.33609 | 0.073013 | 0.1691 | 0.94265 | 0.014165 | 0.0092035 | 0.32661 | 0.21963 | 0.8352 | 0.92991 | 0.92376 | 0.91209 | 0.47497 | 0.88835 | 0.95182 | 0.96705 | 1 | 1 | 1 | 1 | 1 | 1 | 1 | 1 | 0.84925 | 0.79018 | 1 | 1 | 1 | 1 | 1
4 | 1 | 13 | 0.073781 | 0.33029 | 0.48782 | 0.40626 | 0.28485 | 0.1275 | 0.3784 | 0.21167 | 0.12864 | 0.064399 | 0.00085771 | 0 | 0.082971 | 0.045727 | 0.41526 | 0.39536 | 0.13151 | 0.22498 | 0.92826 | 0.058891 | 0.031912 | 0.33023 | 0.221 | 0.8252 | 0.90866 | 0.85542 | 0.89124 | 0.52169 | 0.84097 | 0.91687 | 0.95486 | 1 | 1 | 1 | 1 | 1 | 0.95348 | 0.9461 | 0.99545 | 0.81917 | 0.78309 | 0.9881 | 1 | 1 | 1 | 1
4 | 1 | 14 | 0.26083 | 0.32418 | 0.50337 | 0.43375 | 0.42155 | 0.17563 | 0.42742 | 0.36555 | 0.31418 | 0.25173 | 0.018236 | 0.00031238 | 0.26983 | 0.054602 | 0.47895 | 0.46056 | 0.17676 | 0.32692 | 0.8736 | 0.12832 | 0.064063 | 0.32395 | 0.21663 | 0.79265 | 0.88683 | 0.72476 | 0.86983 | 0.56514 | 0.8132 | 0.81654 | 0.93865 | 0.97873 | 1 | 1 | 1 | 0.98079 | 0.97578 | 0.98495 | 0.97236 | 0.67015 | 0.71412 | 0.97426 | 0.9982 | 1 | 1 | 1
4 | 1 | 15 | 0.50162 | 0.34866 | 0.55522 | 0.46082 | 0.56681 | 0.16185 | 0.52586 | 0.56205 | 0.54506 | 0.4954 | 0.081623 | 0.0064467 | 0.50889 | 0.070827 | 0.53046 | 0.51346 | 0.1211 | 0.54347 | 0.80033 | 0.25141 | 0.11492 | 0.34834 | 0.24335 | 0.68555 | 0.80299 | 0.65355 | 0.7876 | 0.44162 | 0.76353 | 0.56942 | 0.87226 | 0.94723 | 0.99694 | 0.95721 | 0.97223 | 0.95325 | 0.96346 | 0.91671 | 0.94507 | 0.45212 | 0.56624 | 0.92211 | 1 | 1 | 1 | 1
4 | 1 | 16 | 0.64076 | 0.42644 | 0.59423 | 0.49948 | 0.6816 | 0.19717 | 0.62042 | 0.69611 | 0.67293 | 0.63604 | 0.18468 | 0.026028 | 0.64615 | 0.094406 | 0.55719 | 0.54096 | 0.087884 | 0.77476 | 0.64568 | 0.36172 | 0.19819 | 0.42648 | 0.32294 | 0.53156 | 0.68014 | 0.5874 | 0.6671 | 0.45044 | 0.69594 | 0.40348 | 0.73803 | 0.8279 | 0.93508 | 0.8668 | 0.72615 | 0.85638 | 0.88465 | 0.84322 | 0.84903 | 0.46258 | 0.50384 | 0.83647 | 0.87295 | 1 | 1 | 1
4 | 1 | 17 | 0.70594 | 0.47481 | 0.62074 | 0.53718 | 0.72898 | 0.44059 | 0.67118 | 0.77012 | 0.73317 | 0.7021 | 0.3503 | 0.063415 | 0.7105 | 0.13021 | 0.56864 | 0.55275 | 0.041522 | 0.9204 | 0.62595 | 0.43611 | 0.30815 | 0.47461 | 0.3794 | 0.30358 | 0.46853 | 0.36009 | 0.45955 | 0.50743 | 0.50516 | 0.36668 | 0.46743 | 0.60097 | 0.69009 | 0.64076 | 0.49783 | 0.57285 | 0.62341 | 0.57002 | 0.56793 | 0.32984 | 0.32643 | 0.53007 | 0.46804 | 1 | 1 | 1
4 | 1 | 18 | 0.7024 | 0.55444 | 0.63414 | 0.56813 | 0.77844 | 0.67102 | 0.69421 | 0.8258 | 0.72534 | 0.69779 | 0.46281 | 0.22289 | 0.70631 | 0.29596 | 0.56633 | 0.55037 | 0.03712 | 0.9549 | 0.48746 | 0.46871 | 0.4719 | 0.55476 | 0.46328 | 0.050247 | 0.1701 | 0.10778 | 0.16684 | 0.31636 | 0.30563 | 0.029795 | 0.24097 | 0.16411 | 0.12787 | 0.24505 | 0.2466 | 0.28531 | 0.29803 | 0.28785 | 0.28286 | 0.14718 | 0.12637 | 0.16814 | 0.019122 | 1 | 1 | 1
4 | 1 | 19 | 0.79198 | 0.54756 | 0.64307 | 0.56816 | 0.85782 | 0.9517 | 0.72845 | 0.79673 | 0.813 | 0.78944 | 0.48282 | 0.35825 | 0.79548 | 0.42789 | 0.58033 | 0.5648 | 0.015049 | 0.97183 | 0.4538 | 0.55758 | 0.73518 | 0.54764 | 0.4583 | 2.7903e-05 | 0.0028531 | 0.0036156 | 0.0027984 | 0.020775 | 0.014379 | 6.0324e-05 | 0.0044167 | 0.0043588 | 0.0012141 | 0.0011506 | 1.0397e-05 | 0.0001082 | 0.00012871 | 0.00027308 | 0.00010727 | 0.016401 | 0.0016024 | 0 | 0 | 1 | 1 | 1
4 | 1 | 20 | 0.7728 | 0.5061 | 0.63617 | 0.5866 | 0.88241 | 0.93643 | 0.75076 | 0.74808 | 0.79582 | 0.77007 | 0.4688 | 0.36063 | 0.77663 | 0.42402 | 0.54966 | 0.53321 | 0.03205 | 0.93453 | 0.4421 | 0.61171 | 0.78993 | 0.50557 | 0.41864 | 0 | 0 | 0 | 0 | 0 | 0 | 0 | 0 | 0 | 0 | 0 | 0 | 0 | 0 | 0 | 0 | 0 | 0 | 0 | 0 | 1 | 1 | 1
4 | 1 | 21 | 0.6258 | 0.56662 | 0.59223 | 0.60306 | 0.87262 | 0.82958 | 0.76919 | 0.71953 | 0.65653 | 0.62049 | 0.46938 | 0.38393 | 0.63099 | 0.44211 | 0.56568 | 0.54971 | 0.072953 | 0.89646 | 0.38451 | 0.5605 | 0.79813 | 0.56638 | 0.48423 | 0 | 0 | 0 | 0 | 0 | 0 | 0 | 0 | 0 | 0 | 0 | 0 | 0 | 0 | 0 | 0 | 0 | 0 | 0 | 0 | 1 | 1 | 1
4 | 1 | 22 | 0.51179 | 0.66399 | 0.54254 | 0.57045 | 0.85391 | 0.67425 | 0.74851 | 0.70994 | 0.55039 | 0.50501 | 0.583 | 0.5156 | 0.51833 | 0.56946 | 0.54068 | 0.52398 | 0.058511 | 0.8697 | 0.29686 | 0.50106 | 0.78877 | 0.6641 | 0.5931 | 0 | 0 | 0 | 0 | 0 | 0 | 0 | 0 | 0 | 0 | 0 | 0 | 0 | 0 | 0 | 0 | 0 | 0 | 0 | 0 | 1 | 1 | 1
4 | 1 | 23 | 0.46148 | 0.7228 | 0.51255 | 0.4962 | 0.85519 | 0.87964 | 0.7445 | 0.7124 | 0.50487 | 0.45433 | 0.67137 | 0.58737 | 0.4688 | 0.63623 | 0.48724 | 0.46906 | 0.026458 | 0.84295 | 0.26216 | 0.47348 | 0.77614 | 0.7228 | 0.66419 | 0 | 0 | 0 | 0 | 0 | 0 | 0 | 0 | 0 | 0 | 0 | 0 | 0 | 0 | 0 | 0 | 0 | 0 | 0 | 0 | 1 | 1 | 1
4 | 1 | 24 | 0.4326 | 0.77755 | 0.48505 | 0.41472 | 0.85064 | 0.67436 | 0.71996 | 0.72433 | 0.47521 | 0.42473 | 0.67079 | 0.55609 | 0.43984 | 0.60027 | 0.45905 | 0.44015 | 0.049387 | 0.80591 | 0.32057 | 0.45847 | 0.76395 | 0.7779 | 0.72488 | 0 | 0 | 0 | 0 | 0 | 0 | 0 | 0 | 0 | 0 | 0 | 0 | 0 | 0 | 0 | 0 | 0 | 0 | 0 | 0 | 1 | 1 | 1
4 | 2 | 1 | 0.51375 | 0.74573 | 0.44351 | 0.31235 | 0.82816 | 0.37559 | 0.68321 | 0.72478 | 0.55468 | 0.50737 | 0.6704 | 0.60956 | 0.52064 | 0.65428 | 0.43506 | 0.41559 | 0.11794 | 0.81411 | 0.36158 | 0.44005 | 0.74838 | 0.74575 | 0.69116 | 0 | 0 | 0 | 0 | 0 | 0 | 0 | 0 | 0 | 0 | 0 | 0 | 0 | 0 | 0 | 0 | 0 | 0 | 0 | 0 | 1 | 1 | 1
4 | 2 | 2 | 0.5622 | 0.70338 | 0.4445 | 0.27444 | 0.78362 | 0.28998 | 0.65463 | 0.71417 | 0.60121 | 0.55663 | 0.63726 | 0.61371 | 0.56873 | 0.65704 | 0.40347 | 0.38331 | 0.21806 | 0.90274 | 0.38554 | 0.43945 | 0.72872 | 0.70331 | 0.64189 | 0 | 0 | 0 | 0 | 0 | 0 | 0 | 0 | 0 | 0 | 0 | 0 | 0 | 0 | 0 | 0 | 0 | 0 | 0 | 0 | 1 | 1 | 1
4 | 2 | 3 | 0.51194 | 0.66579 | 0.513 | 0.24907 | 0.71199 | 0.24475 | 0.60247 | 0.67474 | 0.55278 | 0.5055 | 0.60758 | 0.58709 | 0.51881 | 0.63183 | 0.39841 | 0.37815 | 0.35122 | 0.89476 | 0.38796 | 0.38915 | 0.77303 | 0.66573 | 0.59741 | 0 | 0 | 0 | 0 | 0 | 0 | 0 | 0 | 0 | 0 | 0 | 0 | 0 | 0 | 0 | 0 | 0 | 0 | 0 | 0 | 1 | 1 | 1
4 | 2 | 4 | 0.43169 | 0.6283 | 0.51579 | 0.21848 | 0.62576 | 0.16088 | 0.54366 | 0.61552 | 0.47658 | 0.42415 | 0.5942 | 0.55957 | 0.43927 | 0.60854 | 0.3746 | 0.35388 | 0.32223 | 0.86016 | 0.43727 | 0.3277 | 0.82699 | 0.62808 | 0.55542 | 0 | 0 | 0 | 0 | 0 | 0 | 0 | 0 | 0 | 0 | 0 | 0 | 0 | 0 | 0 | 0 | 0 | 0 | 0 | 0 | 1 | 1 | 1
4 | 2 | 5 | 0.38199 | 0.62582 | 0.5557 | 0.18697 | 0.4366 | 0.13605 | 0.4926 | 0.57005 | 0.42877 | 0.37376 | 0.52749 | 0.49277 | 0.38991 | 0.54687 | 0.41495 | 0.39504 | 0.31707 | 0.83103 | 0.46663 | 0.29576 | 0.80709 | 0.62575 | 0.55067 | 0 | 0 | 0.00033625 | 0 | 0 | 0 | 0 | 0 | 0 | 0 | 0 | 0 | 0 | 0 | 0 | 0 | 0 | 0 | 0 | 0.0020193 | 1 | 1 | 1
4 | 2 | 6 | 0.4088 | 0.6276 | 0.61728 | 0.17759 | 0.16977 | 0.12636 | 0.42644 | 0.52872 | 0.45513 | 0.40102 | 0.44946 | 0.41195 | 0.41662 | 0.4714 | 0.39956 | 0.37933 | 0.3607 | 0.78671 | 0.59051 | 0.26842 | 0.7668 | 0.62797 | 0.54713 | 1.2779e-05 | 0.003026 | 0.098346 | 0.002968 | 0.0035549 | 0.00049699 | 0.0010074 | 0.0058362 | 0.00045308 | 0.0042902 | 0.0090754 | 0.0027937 | 0.0014889 | 0.0095967 | 0.012678 | 0.0014761 | 0.11191 | 0.042227 | 0.037896 | 0.34656 | 1 | 1 | 1
4 | 2 | 7 | 0.46325 | 0.532 | 0.59214 | 0.18779 | 0.023877 | 0.18969 | 0.34765 | 0.49191 | 0.5088 | 0.45647 | 0.37234 | 0.35374 | 0.4709 | 0.4187 | 0.34311 | 0.32186 | 0.2925 | 0.69485 | 0.65406 | 0.22717 | 0.66804 | 0.53203 | 0.44128 | 0.0095781 | 0.15881 | 0.44539 | 0.15576 | 0.33651 | 0.24859 | 0.26473 | 0.31387 | 0.11738 | 0.28397 | 0.22894 | 0.065477 | 0.073557 | 0.31458 | 0.36744 | 0.072925 | 0.49814 | 0.38517 | 0.4119 | 0.73859 | 1 | 1 | 1
4 | 2 | 8 | 0.44514 | 0.41182 | 0.55574 | 0.099249 | 0 | 0.11665 | 0.24176 | 0.42997 | 0.48914 | 0.43774 | 0.27774 | 0.29122 | 0.45257 | 0.36022 | 0.26868 | 0.24659 | 0.29317 | 0.58405 | 0.6823 | 0.17195 | 0.55747 | 0.41096 | 0.3176 | 0.19049 | 0.43242 | 0.73528 | 0.42413 | 0.72294 | 0.61179 | 0.6145 | 0.62814 | 0.37855 | 0.61662 | 0.56876 | 0.29231 | 0.3696 | 0.63729 | 0.67351 | 0.36643 | 0.72664 | 0.63496 | 0.70138 | 0.95895 | 1 | 1 | 1
4 | 2 | 9 | 0.44783 | 0.46822 | 0.63476 | 0.059898 | 0 | 0.08523 | 0.18055 | 0.42362 | 0.49337 | 0.44072 | 0.21777 | 0.22447 | 0.45549 | 0.29597 | 0.24214 | 0.21992 | 0.28828 | 0.4938 | 0.72144 | 0.1748 | 0.62386 | 0.46826 | 0.36911 | 0.45001 | 0.67595 | 0.88553 | 0.663 | 0.91874 | 0.82308 | 0.80609 | 0.81715 | 0.78075 | 0.80228 | 0.81198 | 0.61828 | 0.60654 | 0.7513 | 0.8907 | 0.60133 | 0.8323 | 0.76893 | 0.81931 | 1 | 1 | 1 | 1
4 | 2 | 10 | 0.41628 | 0.49141 | 0.64428 | 0.055063 | 0 | 0.14317 | 0.16645 | 0.46927 | 0.46244 | 0.40862 | 0.20825 | 0.17447 | 0.42407 | 0.24839 | 0.21056 | 0.18837 | 0.28552 | 0.32213 | 0.72251 | 0.23302 | 0.71554 | 0.49126 | 0.39744 | 0.65703 | 0.83234 | 0.96579 | 0.81639 | 0.97322 | 0.9206 | 0.90195 | 0.91118 | 0.9471 | 0.75679 | 0.88978 | 0.91999 | 0.89568 | 0.90436 | 0.96909 | 0.88799 | 0.80769 | 0.86384 | 0.94631 | 1 | 1 | 1 | 1
4 | 2 | 11 | 0.39989 | 0.53198 | 0.6408 | 0.0488 | 0 | 0.14683 | 0.17848 | 0.52459 | 0.44715 | 0.39207 | 0.25837 | 0.12565 | 0.40786 | 0.19893 | 0.18249 | 0.1605 | 0.29509 | 0.2616 | 0.73955 | 0.29821 | 0.7784 | 0.53184 | 0.44332 | 0.80213 | 0.93237 | 0.97998 | 0.9145 | 1 | 0.97142 | 0.95309 | 0.95389 | 1 | 0.95494 | 0.93532 | 1 | 0.96969 | 1 | 1 | 0.96136 | 0.79026 | 0.87892 | 0.9829 | 1 | 1 | 1 | 1
4 | 2 | 12 | 0.39884 | 0.59009 | 0.5779 | 0.048767 | 0 | 0.18684 | 0.18275 | 0.59442 | 0.44645 | 0.39106 | 0.37704 | 0.10567 | 0.40687 | 0.1782 | 0.16714 | 0.14535 | 0.2978 | 0.37197 | 0.78916 | 0.35602 | 0.81885 | 0.59024 | 0.50632 | 0.84033 | 0.93566 | 1 | 0.91772 | 1 | 0.96506 | 0.95732 | 0.95387 | 1 | 0.99983 | 0.86162 | 0.9646 | 0.99118 | 0.93762 | 0.97849 | 0.98267 | 0.94585 | 0.96022 | 0.94992 | 1 | 1 | 1 | 1
4 | 2 | 13 | 0.40746 | 0.59677 | 0.49683 | 0.048016 | 0 | 0.23394 | 0.18085 | 0.67577 | 0.45242 | 0.39945 | 0.47589 | 0.1293 | 0.41508 | 0.20178 | 0.15586 | 0.13426 | 0.29303 | 0.41118 | 0.78626 | 0.3723 | 0.86654 | 0.59654 | 0.51896 | 0.83432 | 0.91761 | 1 | 0.90002 | 0.98523 | 0.96108 | 0.93428 | 0.93296 | 1 | 0.96193 | 0.78557 | 0.99923 | 0.94749 | 0.89968 | 0.93718 | 0.93936 | 0.94987 | 0.94651 | 0.95828 | 1 | 1 | 1 | 1
4 | 2 | 14 | 0.49453 | 0.64205 | 0.48671 | 0.05649 | 0 | 0.2789 | 0.18864 | 0.7684 | 0.53777 | 0.48808 | 0.51409 | 0.20263 | 0.50179 | 0.27431 | 0.15025 | 0.12877 | 0.29779 | 0.4183 | 0.84161 | 0.36642 | 0.92492 | 0.64179 | 0.57205 | 0.78619 | 0.87907 | 0.98782 | 0.86222 | 0.9865 | 0.95009 | 0.93251 | 0.87704 | 1 | 0.88993 | 0.8953 | 0.91457 | 0.85628 | 0.83347 | 0.83826 | 0.84893 | 0.94426 | 0.92865 | 0.88381 | 0.96264 | 1 | 1 | 1
4 | 2 | 15 | 0.51812 | 0.73188 | 0.49227 | 0.056689 | 0 | 0.27645 | 0.21001 | 0.84257 | 0.55729 | 0.51156 | 0.55605 | 0.31083 | 0.52473 | 0.37855 | 0.15151 | 0.13 | 0.30083 | 0.3246 | 0.85325 | 0.38086 | 0.94542 | 0.73196 | 0.67387 | 0.65473 | 0.76813 | 0.88861 | 0.75341 | 0.93216 | 0.90574 | 0.8966 | 0.85559 | 0.9696 | 0.69193 | 0.78368 | 0.7728 | 0.7511 | 0.61624 | 0.73959 | 0.74465 | 0.92385 | 0.86552 | 0.7222 | 0.86995 | 1 | 1 | 1
4 | 2 | 16 | 0.5543 | 0.79511 | 0.42764 | 0.044932 | 0 | 0.25008 | 0.23133 | 0.87184 | 0.59317 | 0.54852 | 0.56802 | 0.41245 | 0.56082 | 0.476 | 0.16098 | 0.13929 | 0.29638 | 0.29747 | 0.87983 | 0.41388 | 0.93136 | 0.79541 | 0.74661 | 0.48101 | 0.61818 | 0.79876 | 0.60633 | 0.90739 | 0.81538 | 0.62846 | 0.76395 | 0.84456 | 0.3458 | 0.56716 | 0.77028 | 0.64571 | 0.50315 | 0.64054 | 0.64017 | 0.85191 | 0.81762 | 0.61765 | 0.75084 | 1 | 1 | 1
4 | 2 | 17 | 0.52869 | 0.78015 | 0.39248 | 0.035444 | 0 | 0.26204 | 0.26948 | 0.86105 | 0.56624 | 0.52212 | 0.56989 | 0.43198 | 0.53505 | 0.49038 | 0.15822 | 0.13658 | 0.26457 | 0.21182 | 0.8095 | 0.43543 | 0.88083 | 0.77963 | 0.73934 | 0.2713 | 0.41829 | 0.55669 | 0.41027 | 0.69334 | 0.68254 | 0.42395 | 0.5824 | 0.6427 | 0.46127 | 0.31152 | 0.53249 | 0.31584 | 0.27547 | 0.43612 | 0.31313 | 0.6863 | 0.61243 | 0.40798 | 0.38383 | 1 | 1 | 1
4 | 2 | 18 | 0.55668 | 0.8782 | 0.40491 | 0.043358 | 0.022484 | 0.29778 | 0.36143 | 0.83888 | 0.59252 | 0.55049 | 0.5681 | 0.46019 | 0.56274 | 0.51396 | 0.14361 | 0.12228 | 0.2006 | 0.2435 | 0.78772 | 0.41922 | 0.79622 | 0.87839 | 0.84846 | 0.052969 | 0.15885 | 0.18739 | 0.15581 | 0.38148 | 0.35366 | 0.23528 | 0.26192 | 0.16857 | 0.11153 | 0.10092 | 0.26551 | 0.13937 | 0.10072 | 0.20975 | 0.13817 | 0.31838 | 0.32712 | 0.11913 | 0.01689 | 1 | 1 | 1
4 | 2 | 19 | 0.62588 | 0.92553 | 0.45927 | 0.075878 | 0.11905 | 0.41975 | 0.4362 | 0.80003 | 0.65946 | 0.621 | 0.57514 | 0.55469 | 0.63151 | 0.60419 | 0.17974 | 0.15779 | 0.1761 | 0.39233 | 0.73622 | 0.47661 | 0.85513 | 0.9256 | 0.90762 | 3.489e-05 | 0.004696 | 0.0079285 | 0.0046059 | 0.029981 | 0.025348 | 0.0086954 | 0.0069473 | 0.0048771 | 0.0008493 | 0.00021529 | 4.2495e-05 | 2.3041e-05 | 2.116e-05 | 0.00022268 | 2.2844e-05 | 0.028398 | 0.0081516 | 0 | 0 | 1 | 1 | 1
4 | 2 | 20 | 0.62922 | 0.9557 | 0.38974 | 0.054664 | 0.16809 | 0.50299 | 0.45021 | 0.74766 | 0.65954 | 0.62392 | 0.684 | 0.60427 | 0.63435 | 0.6527 | 0.11482 | 0.094393 | 0.16571 | 0.39917 | 0.70506 | 0.39974 | 0.90114 | 0.95589 | 0.94305 | 0 | 0 | 0 | 0 | 0 | 0 | 0 | 0 | 0 | 0 | 0 | 0 | 0 | 0 | 0 | 0 | 0 | 0 | 0 | 0 | 1 | 1 | 1
4 | 2 | 21 | 0.66592 | 0.94206 | 0.29495 | 0.025998 | 0.10821 | 0.3606 | 0.4249 | 0.71239 | 0.69684 | 0.66163 | 0.71146 | 0.51773 | 0.67109 | 0.56686 | 0.092771 | 0.073345 | 0.16194 | 0.3237 | 0.74055 | 0.39302 | 0.90339 | 0.94205 | 0.92896 | 0 | 0 | 0 | 0 | 0 | 0 | 0 | 0 | 0 | 0 | 0 | 0 | 0 | 0 | 0 | 0 | 0 | 0 | 0 | 0 | 1 | 1 | 1
4 | 2 | 22 | 0.6149 | 0.92807 | 0.16882 | 0.015609 | 0.061035 | 0.54245 | 0.3885 | 0.71622 | 0.6476 | 0.60962 | 0.67419 | 0.48134 | 0.62041 | 0.53543 | 0.072443 | 0.054337 | 0.14688 | 0.27796 | 0.74601 | 0.32708 | 0.91857 | 0.92789 | 0.91416 | 0 | 0 | 0 | 0 | 0 | 0 | 0 | 0 | 0 | 0 | 0 | 0 | 0 | 0 | 0 | 0 | 0 | 0 | 0 | 0 | 1 | 1 | 1
4 | 2 | 23 | 0.55827 | 0.95318 | 0.05114 | 0.015667 | 0.026077 | 0.41503 | 0.31725 | 0.73911 | 0.59302 | 0.55195 | 0.60025 | 0.46052 | 0.56416 | 0.51777 | 0.051835 | 0.035642 | 0.11218 | 0.18404 | 0.69804 | 0.24394 | 0.91459 | 0.95333 | 0.94057 | 0 | 0 | 0 | 0 | 0 | 0 | 0 | 0 | 0 | 0 | 0 | 0 | 0 | 0 | 0 | 0 | 0 | 0 | 0 | 0 | 1 | 1 | 1
4 | 2 | 24 | 0.57768 | 0.94253 | 0.0076516 | 0.020225 | 0.010387 | 0.22682 | 0.24061 | 0.73661 | 0.61446 | 0.57213 | 0.49525 | 0.41804 | 0.58386 | 0.47825 | 0.040556 | 0.025801 | 0.099725 | 0.14475 | 0.62876 | 0.18584 | 0.8863 | 0.9425 | 0.92993 | 0 | 0 | 0 | 0 | 0 | 0 | 0 | 0 | 0 | 0 | 0 | 0 | 0 | 0 | 0 | 0 | 0 | 0 | 0 | 0 | 1 | 1 | 1
4 | 3 | 1 | 0.54939 | 0.93912 | 0.00090767 | 0.026568 | 0.0018033 | 0.25221 | 0.16537 | 0.71474 | 0.58686 | 0.54328 | 0.42619 | 0.36691 | 0.55571 | 0.43024 | 0.0363 | 0.022196 | 0.082983 | 0.16718 | 0.54362 | 0.13553 | 0.83252 | 0.93913 | 0.9252 | 0 | 0 | 0 | 0 | 0 | 0 | 0 | 0 | 0 | 0 | 0 | 0 | 0 | 0 | 0 | 0 | 0 | 0 | 0 | 0 | 1 | 1 | 1
4 | 3 | 2 | 0.51576 | 0.93269 | 0.0068163 | 0.03337 | 0 | 0.18224 | 0.090018 | 0.66904 | 0.55669 | 0.50942 | 0.41446 | 0.32858 | 0.52264 | 0.39431 | 0.034856 | 0.020991 | 0.064005 | 0.1896 | 0.4895 | 0.094416 | 0.67248 | 0.93279 | 0.91614 | 0 | 0 | 0 | 0 | 0 | 0 | 0 | 0 | 0 | 0 | 0 | 0 | 0 | 0 | 0 | 0 | 0 | 0 | 0 | 0 | 1 | 1 | 1
4 | 3 | 3 | 0.44305 | 0.90316 | 0.018332 | 0.039764 | 0 | 0.10179 | 0.028682 | 0.57885 | 0.48787 | 0.43574 | 0.37503 | 0.31003 | 0.45061 | 0.37746 | 0.037004 | 0.022787 | 0.049925 | 0.18314 | 0.46958 | 0.08081 | 0.60569 | 0.90326 | 0.88008 | 0 | 0 | 0 | 0 | 0 | 0 | 0 | 0 | 0 | 0 | 0 | 0 | 0 | 0 | 0 | 0 | 0 | 0 | 0 | 0 | 1 | 1 | 1
4 | 3 | 4 | 0.36646 | 0.85009 | 0.032787 | 0.043489 | 0 | 0.081189 | 0.0055931 | 0.45425 | 0.41732 | 0.35858 | 0.29114 | 0.29792 | 0.37501 | 0.36682 | 0.040643 | 0.025874 | 0.023882 | 0.15572 | 0.44825 | 0.04539 | 0.5741 | 0.85021 | 0.81528 | 0 | 0 | 0 | 0 | 0 | 0 | 0 | 0 | 0 | 0 | 0 | 0 | 0 | 0 | 0 | 0 | 0 | 0 | 0 | 0 | 1 | 1 | 1
4 | 3 | 5 | 0.24281 | 0.76693 | 0.047457 | 0.050609 | 0 | 0.089989 | 0.00028731 | 0.37076 | 0.29826 | 0.2337 | 0.19413 | 0.2742 | 0.25216 | 0.344 | 0.049211 | 0.033317 | 0.0072692 | 0.11498 | 0.43339 | 0.038207 | 0.49121 | 0.7672 | 0.71333 | 0 | 0 | 0.00030601 | 0 | 0 | 0 | 0 | 0 | 0 | 0 | 0 | 0 | 0 | 0 | 0 | 0 | 0 | 0 | 0 | 0.0018374 | 1 | 1 | 1
4 | 3 | 6 | 0.12992 | 0.62085 | 0.056345 | 0.049263 | 0 | 0.081153 | 0 | 0.31904 | 0.18739 | 0.12019 | 0.1117 | 0.24789 | 0.13963 | 0.31996 | 0.059769 | 0.042743 | 0.0031389 | 0.068267 | 0.42448 | 0.056034 | 0.33743 | 0.62133 | 0.53814 | 1.2265e-05 | 0.006587 | 0.10348 | 0.0064608 | 0.0036766 | 0.00097476 | 0.0017485 | 0.0084818 | 0.0020477 | 0.011852 | 0.02476 | 0.013717 | 0.017442 | 0.010593 | 0.015953 | 0.017292 | 0.13408 | 0.050936 | 0.078827 | 0.29302 | 1 | 1 | 1
4 | 3 | 7 | 0.063751 | 0.35133 | 0.046464 | 0.040672 | 0 | 0.056607 | 0 | 0.22609 | 0.12161 | 0.054264 | 0.047288 | 0.19518 | 0.073503 | 0.27079 | 0.054818 | 0.038301 | 0.00031709 | 0.053492 | 0.45292 | 0.042692 | 0.17461 | 0.35073 | 0.24964 | 0.013458 | 0.24643 | 0.4924 | 0.2417 | 0.24303 | 0.27135 | 0.30309 | 0.36675 | 0.28364 | 0.41157 | 0.45217 | 0.47808 | 0.43159 | 0.40087 | 0.41839 | 0.42788 | 0.53972 | 0.48258 | 0.50665 | 0.69101 | 1 | 1 | 1
4 | 3 | 8 | 0.01207 | 0.19631 | 0.0079899 | 0.026025 | 0 | 0.058283 | 0 | 0.088093 | 0.065315 | 0.0034863 | 0.0025505 | 0.085012 | 0.020705 | 0.1567 | 0.033225 | 0.019657 | 4.2951e-06 | 0.032923 | 0.49782 | 0.0083205 | 0.060848 | 0.19573 | 0.095423 | 0.24295 | 0.54493 | 0.75466 | 0.53448 | 0.61486 | 0.63765 | 0.64343 | 0.67934 | 0.65536 | 0.75714 | 0.76699 | 0.76065 | 0.73643 | 0.69449 | 0.73561 | 0.73011 | 0.79325 | 0.72845 | 0.77229 | 0.90324 | 1 | 1 | 1
4 | 3 | 9 | 0.00055563 | 0.14714 | 0.0013584 | 0.016834 | 0 | 0.040467 | 0 | 0.0081058 | 0.044577 | 3.2726e-05 | 0 | 0.0045859 | 0.0020423 | 0.035345 | 0.028239 | 0.015608 | 0 | 0.035713 | 0.54444 | 0.00024556 | 0.03227 | 0.14705 | 0.049124 | 0.50819 | 0.75686 | 0.92102 | 0.74235 | 0.77834 | 0.81922 | 0.81641 | 0.84447 | 0.86694 | 0.9552 | 0.92704 | 0.92865 | 0.89829 | 0.88479 | 0.91857 | 0.89057 | 0.9026 | 0.88424 | 0.90066 | 1 | 1 | 1 | 1
4 | 3 | 10 | 0 | 0.096115 | 0.012503 | 0.015579 | 0 | 0.066522 | 0 | 0 | 0.030938 | 0 | 0 | 0 | 6.2732e-05 | 0.011512 | 0.035122 | 0.021218 | 0 | 0.033071 | 0.55979 | 0.0024375 | 0.014579 | 0.095925 | 0.014021 | 0.70357 | 0.88839 | 1 | 0.87136 | 0.87381 | 0.92914 | 0.91199 | 0.94435 | 0.98264 | 1 | 1 | 1 | 0.98089 | 0.95088 | 1 | 0.97246 | 0.96058 | 0.92791 | 0.96162 | 1 | 1 | 1 | 1
4 | 3 | 11 | 0 | 0.071744 | 0.028495 | 0.018269 | 0 | 0.068916 | 0 | 0 | 0.022013 | 0 | 0 | 0 | 0 | 0.014023 | 0.047011 | 0.031387 | 2.9116e-05 | 0.027204 | 0.56871 | 0.025563 | 0.010628 | 0.071564 | 0.0010149 | 0.82227 | 0.95491 | 1 | 0.93661 | 0.92132 | 0.95982 | 0.9441 | 0.97174 | 1 | 1 | 1 | 1 | 1 | 1 | 1 | 0.99862 | 0.97089 | 0.96839 | 0.99127 | 1 | 1 | 1 | 1
4 | 3 | 12 | 0 | 0.073508 | 0.032002 | 0.021979 | 0 | 0.078464 | 0 | 0 | 0.010557 | 0 | 0 | 0 | 0 | 0.022805 | 0.052976 | 0.036647 | 0.0019041 | 0.020987 | 0.56478 | 0.064316 | 0.022127 | 0.07337 | 0.0015937 | 0.87306 | 0.97257 | 1 | 0.95392 | 0.89824 | 0.97306 | 0.95178 | 0.98099 | 1 | 1 | 1 | 1 | 1 | 0.97411 | 1 | 1 | 0.96571 | 0.95145 | 0.9735 | 0.98546 | 1 | 1 | 1
4 | 3 | 13 | 0 | 0.092115 | 0.024316 | 0.027708 | 0 | 0.092551 | 0 | 0 | 0.0053989 | 0 | 0 | 0 | 0 | 0.037341 | 0.054354 | 0.037877 | 0.0052906 | 0.015465 | 0.54049 | 0.10227 | 0.042697 | 0.092006 | 0.011101 | 0.87139 | 0.95969 | 1 | 0.94129 | 0.9147 | 0.93791 | 0.9329 | 0.96413 | 1 | 1 | 1 | 1 | 0.97978 | 0.93571 | 1 | 0.97137 | 0.9642 | 0.95058 | 0.93694 | 1 | 1 | 1 | 1
4 | 3 | 14 | 0 | 0.11963 | 0.012071 | 0.041496 | 0 | 0.099268 | 0 | 0.0058301 | 0.0040034 | 0 | 0.00073587 | 0 | 0 | 0.04478 | 0.066375 | 0.048751 | 0.0074212 | 0.0092264 | 0.5015 | 0.11837 | 0.065322 | 0.11949 | 0.028964 | 0.83616 | 0.93625 | 0.96447 | 0.9183 | 0.85934 | 0.91356 | 0.92009 | 0.94135 | 1 | 1 | 1 | 1 | 0.97222 | 0.98387 | 0.97461 | 0.96387 | 0.95239 | 0.89459 | 0.8831 | 0.90365 | 1 | 1 | 1
4 | 3 | 15 | 0.0015436 | 0.16102 | 0.0021453 | 0.052251 | 0 | 0.11032 | 0 | 0.072892 | 0.013677 | 0.00094649 | 0.015523 | 0 | 0.0019733 | 0.049837 | 0.074661 | 0.05638 | 0.010039 | 0.005423 | 0.46199 | 0.13827 | 0.094972 | 0.16086 | 0.060903 | 0.74981 | 0.87985 | 0.86196 | 0.86298 | 0.86596 | 0.80631 | 0.88532 | 0.93023 | 0.97406 | 1 | 0.98186 | 0.96595 | 0.945 | 0.92511 | 0.9437 | 0.93688 | 0.87129 | 0.88811 | 0.80126 | 0.74101 | 1 | 1 | 1
4 | 3 | 16 | 0.033356 | 0.22021 | 0.00011417 | 0.073051 | 0 | 0.14265 | 0 | 0.26461 | 0.085156 | 0.024266 | 0.070927 | 0 | 0.04191 | 0.057229 | 0.064951 | 0.047449 | 0.0097101 | 0.0083187 | 0.39014 | 0.17129 | 0.12278 | 0.2201 | 0.11256 | 0.58883 | 0.75975 | 0.70187 | 0.74518 | 0.73834 | 0.81074 | 0.80619 | 0.86371 | 0.8233 | 0.93835 | 0.88531 | 0.87101 | 0.85354 | 0.76072 | 0.84493 | 0.84621 | 0.68319 | 0.76579 | 0.66013 | 0.59822 | 1 | 1 | 1
4 | 3 | 17 | 0.16888 | 0.28502 | 0 | 0.10139 | 0 | 0.13156 | 0.0020386 | 0.48676 | 0.22838 | 0.15967 | 0.20545 | 0.00075423 | 0.17886 | 0.058044 | 0.065658 | 0.048093 | 0.013173 | 0.018522 | 0.26439 | 0.18518 | 0.17673 | 0.28498 | 0.17457 | 0.35092 | 0.55215 | 0.48438 | 0.54156 | 0.54357 | 0.58816 | 0.67684 | 0.70817 | 0.63067 | 0.76054 | 0.67709 | 0.68054 | 0.65147 | 0.60359 | 0.62758 | 0.64587 | 0.49421 | 0.65045 | 0.50152 | 0.2796 | 1 | 1 | 1
4 | 3 | 18 | 0.25566 | 0.34198 | 0.0031256 | 0.1556 | 0.040114 | 0.1442 | 0.036811 | 0.6747 | 0.31165 | 0.24677 | 0.30936 | 0.022916 | 0.26508 | 0.083326 | 0.066101 | 0.048501 | 0.027763 | 0.044735 | 0.16961 | 0.18166 | 0.33976 | 0.34233 | 0.22868 | 0.063766 | 0.2085 | 0.17364 | 0.2045 | 0.34492 | 0.23189 | 0.33508 | 0.27747 | 0.2532 | 0.16877 | 0.12133 | 0.39181 | 0.33872 | 0.31051 | 0.33046 | 0.33581 | 0.22431 | 0.30472 | 0.15664 | 0.011377 | 1 | 1 | 1
4 | 3 | 19 | 0.31106 | 0.30357 | 0.036654 | 0.25684 | 0.23941 | 0.1476 | 0.13621 | 0.75394 | 0.36431 | 0.30257 | 0.28691 | 0.19249 | 0.32002 | 0.26717 | 0.053144 | 0.036802 | 0.04471 | 0.05027 | 0.097821 | 0.19484 | 0.61803 | 0.30369 | 0.19162 | 3.7336e-05 | 0.004534 | 0.0084673 | 0.0044471 | 0.022294 | 0.013052 | 0.018441 | 0.0085628 | 0.0082208 | 0.0023212 | 0.00050078 | 0.0002036 | 0.00039909 | 0.00022878 | 0.00050496 | 0.00039567 | 0.029949 | 0.0095531 | 0 | 0 | 1 | 1 | 1
4 | 3 | 20 | 0.33718 | 0.22023 | 0.055285 | 0.30852 | 0.45778 | 0.14655 | 0.1927 | 0.73356 | 0.3908 | 0.32919 | 0.20134 | 0.32686 | 0.34618 | 0.39755 | 0.067406 | 0.049706 | 0.064662 | 0.017812 | 0.064569 | 0.17065 | 0.72786 | 0.21984 | 0.11531 | 0 | 0 | 0 | 0 | 0 | 0 | 0 | 0 | 0 | 0 | 0 | 0 | 0 | 0 | 0 | 0 | 0 | 0 | 0 | 0 | 1 | 1 | 1
4 | 3 | 21 | 0.27765 | 0.20262 | 0.11188 | 0.30971 | 0.49949 | 0.13613 | 0.2235 | 0.70604 | 0.33053 | 0.26859 | 0.11129 | 0.35322 | 0.2866 | 0.4189 | 0.10212 | 0.082234 | 0.069985 | 0.0034029 | 0.074187 | 0.14376 | 0.64179 | 0.20212 | 0.10025 | 0 | 0 | 0 | 0 | 0 | 0 | 0 | 0 | 0 | 0 | 0 | 0 | 0 | 0 | 0 | 0 | 0 | 0 | 0 | 0 | 1 | 1 | 1
4 | 3 | 22 | 0.26483 | 0.27713 | 0.19332 | 0.27793 | 0.52459 | 0.22402 | 0.23954 | 0.6566 | 0.32013 | 0.25594 | 0.078785 | 0.34943 | 0.27414 | 0.41518 | 0.1602 | 0.13853 | 0.059501 | 0.0015245 | 0.11226 | 0.11574 | 0.45861 | 0.27708 | 0.16683 | 0 | 0 | 0 | 0 | 0 | 0 | 0 | 0 | 0 | 0 | 0 | 0 | 0 | 0 | 0 | 0 | 0 | 0 | 0 | 0 | 1 | 1 | 1
4 | 3 | 23 | 0.24059 | 0.33918 | 0.14784 | 0.28459 | 0.57571 | 0.25957 | 0.20847 | 0.60433 | 0.29665 | 0.2315 | 0.053776 | 0.32707 | 0.25004 | 0.39332 | 0.20159 | 0.17944 | 0.056655 | 4.2384e-05 | 0.12464 | 0.089682 | 0.37012 | 0.33896 | 0.23228 | 0 | 0 | 0 | 0 | 0 | 0 | 0 | 0 | 0 | 0 | 0 | 0 | 0 | 0 | 0 | 0 | 0 | 0 | 0 | 0 | 1 | 1 | 1
4 | 3 | 24 | 0.20861 | 0.43396 | 0.078182 | 0.27064 | 0.51198 | 0.27994 | 0.15625 | 0.58031 | 0.26648 | 0.19943 | 0.046131 | 0.31251 | 0.21835 | 0.37957 | 0.21232 | 0.19012 | 0.041507 | 0.0012946 | 0.093145 | 0.087154 | 0.345 | 0.43406 | 0.33044 | 0 | 0 | 0 | 0 | 0 | 0 | 0 | 0 | 0 | 0 | 0 | 0 | 0 | 0 | 0 | 0 | 0 | 0 | 0 | 0 | 1 | 1 | 1
4 | 4 | 1 | 0.14959 | 0.4879 | 0.039596 | 0.27591 | 0.50777 | 0.2352 | 0.096876 | 0.58375 | 0.20729 | 0.13993 | 0.031941 | 0.30796 | 0.15934 | 0.37712 | 0.19138 | 0.1693 | 0.049932 | 0.0076627 | 0.074008 | 0.062308 | 0.32885 | 0.48802 | 0.39026 | 0 | 0 | 0 | 0 | 0 | 0 | 0 | 0 | 0 | 0 | 0 | 0 | 0 | 0 | 0 | 0 | 0 | 0 | 0 | 0 | 1 | 1 | 1
4 | 4 | 2 | 0.12108 | 0.50245 | 0.033446 | 0.25876 | 0.46113 | 0.52037 | 0.056817 | 0.58949 | 0.17971 | 0.11146 | 0.0083135 | 0.26527 | 0.13098 | 0.33842 | 0.17614 | 0.15422 | 0.064358 | 0.018774 | 0.065861 | 0.024655 | 0.26217 | 0.50262 | 0.4059 | 0 | 0 | 0 | 0 | 0 | 0 | 0 | 0 | 0 | 0 | 0 | 0 | 0 | 0 | 0 | 0 | 0 | 0 | 0 | 0 | 1 | 1 | 1
4 | 4 | 3 | 0.10423 | 0.4598 | 0.031588 | 0.19873 | 0.40017 | 0.35987 | 0.043488 | 0.56923 | 0.16314 | 0.094639 | 0.0004037 | 0.14727 | 0.11416 | 0.2217 | 0.18182 | 0.15983 | 0.03963 | 0.02693 | 0.056484 | 0.00062944 | 0.17786 | 0.45937 | 0.36543 | 0 | 0 | 0 | 0 | 0 | 0 | 0 | 0 | 0 | 0 | 0 | 0 | 0 | 0 | 0 | 0 | 0 | 0 | 0 | 0 | 1 | 1 | 1
4 | 4 | 4 | 0.087739 | 0.4997 | 0.0027835 | 0.15589 | 0.3424 | 0.30442 | 0.028492 | 0.48754 | 0.14655 | 0.078179 | 0 | 0.024057 | 0.097655 | 0.086666 | 0.18989 | 0.16782 | 0.0336 | 0.03583 | 0.061208 | 0 | 0.12618 | 0.49981 | 0.40366 | 0 | 0 | 0 | 0 | 0 | 0 | 0 | 0 | 0 | 0 | 0 | 0 | 0 | 0 | 0 | 0 | 0 | 0 | 0 | 0 | 1 | 1 | 1
4 | 4 | 5 | 0.068819 | 0.49923 | 0 | 0.13214 | 0.33234 | 0.39824 | 0.0078658 | 0.38532 | 0.12742 | 0.05935 | 0 | 0.00098579 | 0.078691 | 0.019743 | 0.18632 | 0.16428 | 0.03133 | 0.070883 | 0.071454 | 0 | 0.077452 | 0.49948 | 0.40139 | 0 | 0 | 0.00019388 | 0 | 0 | 0 | 0 | 0 | 0 | 0 | 0 | 0 | 0 | 0 | 0 | 0 | 0 | 0 | 0 | 0.0011637 | 1 | 1 | 1
4 | 4 | 6 | 0.041525 | 0.42883 | 0 | 0.12719 | 0.33915 | 0.36197 | 0.00043965 | 0.28869 | 0.098766 | 0.032215 | 0 | 0 | 0.051172 | 0.0041626 | 0.16239 | 0.14068 | 0.038081 | 0.14235 | 0.075599 | 0 | 0.047837 | 0.42889 | 0.32523 | 1.1895e-05 | 0.0011834 | 0.083476 | 0.0011608 | 0.002463 | 0.00040737 | 0.0010977 | 0.00037418 | 9.6771e-06 | 0.0010698 | 0.0043331 | 0.00081454 | 0.0040078 | 0.00097358 | 0.0044068 | 0.0039734 | 0.14426 | 0.050171 | 0.090692 | 0.16879 | 1 | 1 | 1
4 | 4 | 7 | 0.01379 | 0.32685 | 0 | 0.12396 | 0.30579 | 0.31426 | 0 | 0.16082 | 0.068186 | 0.0052591 | 0 | 0 | 0.022742 | 0.0057638 | 0.13779 | 0.1166 | 0.074292 | 0.1856 | 0.065844 | 0 | 0.01495 | 0.32669 | 0.21872 | 0.010924 | 0.098208 | 0.3688 | 0.096325 | 0.2064 | 0.14224 | 0.22366 | 0.042236 | 0.003589 | 0.069675 | 0.14823 | 0.19146 | 0.24891 | 0.1352 | 0.16861 | 0.24678 | 0.52986 | 0.39918 | 0.49764 | 0.34901 | 1 | 1 | 1
4 | 4 | 8 | 0.00075389 | 0.2403 | 0 | 0.091792 | 0.14352 | 0.20098 | 0 | 0.040275 | 0.048694 | 0.0002156 | 0 | 0 | 0.0054069 | 0.0055833 | 0.1171 | 0.09657 | 0.1139 | 0.13169 | 0.072192 | 0 | 0.00033659 | 0.2399 | 0.13443 | 0.14892 | 0.29259 | 0.61189 | 0.28698 | 0.48561 | 0.36457 | 0.45433 | 0.2049 | 0.069689 | 0.38414 | 0.361 | 0.37801 | 0.53458 | 0.26608 | 0.51547 | 0.52999 | 0.77569 | 0.66516 | 0.73128 | 0.62283 | 1 | 1 | 1
4 | 4 | 9 | 0 | 0.22206 | 0 | 0.068943 | 0.022246 | 0.12544 | 0 | 0.0030249 | 0.052513 | 0 | 0 | 0 | 0.0081649 | 0.0042253 | 0.11462 | 0.094187 | 0.092261 | 0.12246 | 0.10001 | 0 | 0 | 0.22192 | 0.11453 | 0.36731 | 0.52861 | 0.71764 | 0.51848 | 0.6497 | 0.47052 | 0.68899 | 0.3406 | 0.1897 | 0.79009 | 0.66075 | 0.81771 | 0.70728 | 0.54642 | 0.81034 | 0.70121 | 0.89276 | 0.77753 | 0.80793 | 0.85153 | 1 | 1 | 1
4 | 4 | 10 | 0 | 0.21417 | 0 | 0.072511 | 0 | 0.082216 | 0 | 0 | 0.049803 | 0 | 0 | 0 | 0.0064278 | 0.012056 | 0.15082 | 0.12933 | 0.065759 | 0.10402 | 0.10988 | 0 | 0 | 0.21403 | 0.10721 | 0.53656 | 0.67283 | 0.8161 | 0.65993 | 0.7562 | 0.7382 | 0.79336 | 0.45181 | 0.29345 | 0.81943 | 0.93659 | 0.76227 | 0.78711 | 0.82899 | 0.90672 | 0.78035 | 0.93834 | 0.80351 | 0.85894 | 1 | 1 | 1 | 1
4 | 4 | 11 | 0 | 0.21893 | 0 | 0.069422 | 0 | 0.11928 | 0 | 0 | 0.022016 | 0 | 0 | 0 | 0.00036901 | 0.025638 | 0.18397 | 0.16197 | 0.063147 | 0.056773 | 0.13882 | 0 | 0 | 0.21883 | 0.11117 | 0.62802 | 0.72776 | 0.81634 | 0.71381 | 0.86502 | 0.75044 | 0.71927 | 0.51315 | 0.26909 | 0.77408 | 0.89231 | 0.84098 | 0.88941 | 0.98782 | 0.93695 | 0.88178 | 0.93624 | 0.77647 | 0.86108 | 1 | 1 | 1 | 1
4 | 4 | 12 | 0 | 0.22586 | 0 | 0.078121 | 0 | 0.12125 | 0 | 0 | 0.00073523 | 0 | 0 | 0 | 0 | 0.037343 | 0.15174 | 0.13022 | 0.067898 | 0.01324 | 0.19964 | 0 | 7.1749e-05 | 0.22568 | 0.11847 | 0.67454 | 0.75097 | 0.85936 | 0.73657 | 0.876 | 0.78194 | 0.71884 | 0.49657 | 0.21982 | 0.61745 | 0.96436 | 0.97357 | 0.92049 | 0.98269 | 0.9881 | 0.91259 | 0.85156 | 0.75798 | 0.88683 | 1 | 1 | 1 | 1
4 | 4 | 13 | 0 | 0.25435 | 0 | 0.1019 | 0 | 0.13548 | 0 | 0 | 0 | 0 | 0 | 0 | 0 | 0.036379 | 0.13506 | 0.11395 | 0.13259 | 0.0024688 | 0.22314 | 0 | 0.0031993 | 0.25429 | 0.1444 | 0.64293 | 0.70826 | 0.84031 | 0.69469 | 0.89873 | 0.78288 | 0.80274 | 0.50564 | 0.26731 | 0.51877 | 0.84399 | 0.84975 | 0.81915 | 0.88019 | 0.83275 | 0.81211 | 0.87281 | 0.61698 | 0.93911 | 1 | 1 | 1 | 1
4 | 4 | 14 | 0 | 0.27386 | 0 | 0.12561 | 0 | 0.13392 | 0 | 0 | 0 | 0 | 0 | 0 | 0 | 0.029649 | 0.13873 | 0.11751 | 0.16292 | 0.0020693 | 0.25737 | 0 | 0.010902 | 0.2736 | 0.16575 | 0.47226 | 0.52849 | 0.73231 | 0.51836 | 0.82422 | 0.77131 | 0.66055 | 0.39943 | 0.17111 | 0.2144 | 0.57815 | 0.66179 | 0.56542 | 0.66069 | 0.48799 | 0.56057 | 0.82066 | 0.54672 | 0.94821 | 1 | 1 | 1 | 1
4 | 4 | 15 | 0.0010101 | 0.33106 | 0 | 0.13464 | 0 | 0.14851 | 0.0021876 | 0.0096995 | 0.0024528 | 0.00045237 | 0 | 0 | 0.0014643 | 0.018366 | 0.15321 | 0.13167 | 0.33258 | 0.0016861 | 0.26634 | 0.00027177 | 0.024569 | 0.3309 | 0.22301 | 0.32501 | 0.37854 | 0.65842 | 0.37128 | 0.74045 | 0.68471 | 0.35301 | 0.32019 | 0.14549 | 0.12241 | 0.44622 | 0.4344 | 0.41946 | 0.31462 | 0.38621 | 0.41586 | 0.63953 | 0.54337 | 0.85531 | 0.99669 | 1 | 1 | 1
4 | 4 | 16 | 0.019211 | 0.40243 | 0 | 0.12892 | 0 | 0.16986 | 0.040572 | 0.093572 | 0.072009 | 0.01054 | 0 | 0 | 0.027948 | 0.013239 | 0.14851 | 0.12707 | 0.27492 | 0.0020404 | 0.28491 | 0.011122 | 0.035594 | 0.40228 | 0.29896 | 0.24107 | 0.30155 | 0.48712 | 0.29577 | 0.66752 | 0.62646 | 0.25268 | 0.2513 | 0.20146 | 0.23125 | 0.35936 | 0.19204 | 0.40533 | 0.055627 | 0.34886 | 0.40185 | 0.48831 | 0.39093 | 0.63534 | 0.83663 | 1 | 1 | 1
4 | 4 | 17 | 0.073233 | 0.49104 | 0.00012764 | 0.13165 | 0 | 0.18792 | 0.16949 | 0.16361 | 0.12933 | 0.063465 | 0.00078262 | 0 | 0.082735 | 0.014117 | 0.14358 | 0.12225 | 0.22414 | 0.015947 | 0.32752 | 0.045612 | 0.05881 | 0.49133 | 0.39173 | 0.15015 | 0.22365 | 0.27511 | 0.21936 | 0.55794 | 0.45892 | 0.15986 | 0.15477 | 0.12928 | 0.11384 | 0.33869 | 0.12251 | 0.28843 | 0.20058 | 0.31545 | 0.28595 | 0.27346 | 0.28779 | 0.34117 | 0.48089 | 1 | 1 | 1
4 | 4 | 18 | 0.20309 | 0.49801 | 0.0029581 | 0.14115 | 0.045055 | 0.20468 | 0.33526 | 0.26598 | 0.26094 | 0.1939 | 0.022655 | 8.5368e-05 | 0.21281 | 0.015958 | 0.12536 | 0.10454 | 0.15673 | 0.071259 | 0.31083 | 0.086502 | 0.13533 | 0.4979 | 0.40432 | 0.034107 | 0.094734 | 0.095624 | 0.092918 | 0.31001 | 0.16456 | 0.17858 | 0.12487 | 0.070562 | 0.068433 | 0.0776 | 0.053323 | 0.14026 | 0.061589 | 0.12603 | 0.13905 | 0.1235 | 0.13139 | 0.084781 | 0.025609 | 1 | 1 | 1
4 | 4 | 19 | 0.30665 | 0.51684 | 0.018743 | 0.16385 | 0.23082 | 0.43791 | 0.3757 | 0.34882 | 0.36162 | 0.29835 | 0.17174 | 0.012799 | 0.31587 | 0.068366 | 0.1143 | 0.093871 | 0.11923 | 0.14473 | 0.30993 | 0.10033 | 0.31877 | 0.51702 | 0.42219 | 3.6875e-05 | 0.0023829 | 0.0026185 | 0.0023372 | 0.025224 | 0.006142 | 0.0040384 | 0.0013772 | 0.0010014 | 0.00050635 | 0.00030184 | 2.6564e-05 | 0.00018648 | 1.1599e-05 | 9.6033e-05 | 0.00018488 | 0.011053 | 0.00097518 | 0 | 0 | 1 | 1 | 1
4 | 4 | 20 | 0.33443 | 0.48005 | 0.018885 | 0.15637 | 0.34829 | 0.43834 | 0.37252 | 0.2791 | 0.38416 | 0.3258 | 0.1667 | 0.19945 | 0.34285 | 0.27749 | 0.09533 | 0.075765 | 0.070337 | 0.2449 | 0.26472 | 0.046182 | 0.46996 | 0.47997 | 0.38382 | 0 | 0 | 0 | 0 | 0 | 0 | 0 | 0 | 0 | 0 | 0 | 0 | 0 | 0 | 0 | 0 | 0 | 0 | 0 | 0 | 1 | 1 | 1
4 | 4 | 21 | 0.42134 | 0.44526 | 0.0016604 | 0.081331 | 0.41532 | 0.52616 | 0.34337 | 0.25137 | 0.4674 | 0.41378 | 0.14337 | 0.26664 | 0.42911 | 0.33969 | 0.078187 | 0.059657 | 0.040553 | 0.22396 | 0.24592 | 0.018319 | 0.52071 | 0.44507 | 0.34639 | 0 | 0 | 0 | 0 | 0 | 0 | 0 | 0 | 0 | 0 | 0 | 0 | 0 | 0 | 0 | 0 | 0 | 0 | 0 | 0 | 1 | 1 | 1
4 | 4 | 22 | 0.50314 | 0.43439 | 0 | 0.047016 | 0.42033 | 0.68926 | 0.34574 | 0.24654 | 0.55051 | 0.49753 | 0.10613 | 0.25493 | 0.511 | 0.32564 | 0.067056 | 0.049379 | 0.064695 | 0.18204 | 0.20561 | 0.02063 | 0.5384 | 0.43417 | 0.33474 | 0 | 0 | 0 | 0 | 0 | 0 | 0 | 0 | 0 | 0 | 0 | 0 | 0 | 0 | 0 | 0 | 0 | 0 | 0 | 0 | 1 | 1 | 1
4 | 4 | 23 | 0.33057 | 0.45828 | 0 | 0.023514 | 0.40817 | 0.63773 | 0.31699 | 0.23241 | 0.3827 | 0.32231 | 0.061738 | 0.24169 | 0.33932 | 0.31283 | 0.047005 | 0.031388 | 0.1133 | 0.22514 | 0.16269 | 0.0028449 | 0.48002 | 0.45871 | 0.35337 | 0 | 0 | 0 | 0 | 0 | 0 | 0 | 0 | 0 | 0 | 0 | 0 | 0 | 0 | 0 | 0 | 0 | 0 | 0 | 0 | 1 | 1 | 1
4 | 4 | 24 | 0.12245 | 0.36738 | 0 | 0.01423 | 0.43066 | 0.42355 | 0.33214 | 0.20443 | 0.17807 | 0.11254 | 0.020456 | 0.23303 | 0.13187 | 0.30713 | 0.034917 | 0.021052 | 0.13691 | 0.22054 | 0.15831 | 6.2725e-05 | 0.42113 | 0.3674 | 0.25923 | 0 | 0 | 0 | 0 | 0 | 0 | 0 | 0 | 0 | 0 | 0 | 0 | 0 | 0 | 0 | 0 | 0 | 0 | 0 | 0 | 1 | 1 | 1
4 | 5 | 1 | 0.022033 | 0.25474 | 0 | 0.011906 | 0.25713 | 0.36408 | 0.24334 | 0.17091 | 0.075342 | 0.012915 | 0.0010565 | 0.16781 | 0.031088 | 0.2426 | 0.02285 | 0.01144 | 0.13728 | 0.070201 | 0.14499 | 0 | 0.38512 | 0.25461 | 0.14571 | 0 | 0 | 0 | 0 | 0 | 0 | 0 | 0 | 0 | 0 | 0 | 0 | 0 | 0 | 0 | 0 | 0 | 0 | 0 | 0 | 1 | 1 | 1
4 | 5 | 2 | 0.0051757 | 0.14839 | 0 | 0.02056 | 0.045722 | 0.45824 | 0.15624 | 0.13453 | 0.058216 | 0.00043833 | 0 | 0.081032 | 0.013761 | 0.15327 | 0.023956 | 0.012272 | 0.1015 | 0.010142 | 0.1754 | 0 | 0.34344 | 0.1479 | 0.05363 | 0 | 0 | 0 | 0 | 0 | 0 | 0 | 0 | 0 | 0 | 0 | 0 | 0 | 0 | 0 | 0 | 0 | 0 | 0 | 0 | 1 | 1 | 1
4 | 5 | 3 | 0.00027761 | 0.1341 | 0 | 0.053019 | 0 | 0.5446 | 0.088586 | 0.086819 | 0.030593 | 0 | 0 | 0.021731 | 0.00076234 | 0.08781 | 0.031316 | 0.018083 | 0.067422 | 0.00027082 | 0.23442 | 0 | 0.25861 | 0.13394 | 0.039603 | 0 | 0 | 0 | 0 | 0 | 0 | 0 | 0 | 0 | 0 | 0 | 0 | 0 | 0 | 0 | 0 | 0 | 0 | 0 | 0 | 1 | 1 | 1
4 | 5 | 4 | 0 | 0.13566 | 0.0016891 | 0.11209 | 0 | 0.60266 | 0.054822 | 0.047512 | 0.001036 | 0 | 0 | 0.0010748 | 0 | 0.048613 | 0.037041 | 0.022821 | 0.045777 | 0.0082506 | 0.32156 | 0 | 0.16363 | 0.1355 | 0.040786 | 0 | 0 | 0 | 0 | 0 | 0 | 0 | 0 | 0 | 0 | 0 | 0 | 0 | 0 | 0 | 0 | 0 | 0 | 0 | 0 | 1 | 1 | 1
4 | 5 | 5 | 0 | 0.15653 | 0.020165 | 0.1769 | 0 | 0.65543 | 0.034558 | 0.026001 | 0 | 0 | 0 | 0 | 0 | 0.016515 | 0.046352 | 0.030809 | 0.02271 | 0.024396 | 0.35241 | 0 | 0.083064 | 0.15648 | 0.056128 | 0 | 0 | 0.00023377 | 0 | 0 | 0 | 0 | 0 | 0 | 0 | 0 | 0 | 0 | 0 | 0 | 0 | 0 | 0 | 0 | 0.0014034 | 1 | 1 | 1
4 | 5 | 6 | 0 | 0.16873 | 0.030571 | 0.24018 | 0 | 0.547 | 0.033053 | 0.0026814 | 0 | 0 | 0 | 0 | 0 | 0.0030924 | 0.051926 | 0.035715 | 0.010997 | 0.019086 | 0.39371 | 0 | 0.028284 | 0.16859 | 0.067079 | 5.0572e-06 | 0.00047014 | 0.074643 | 0.00046112 | 0.006898 | 3.4923e-06 | 1.5479e-05 | 0.00040308 | 3.9261e-06 | 5.6939e-07 | 5.0039e-06 | 2.5218e-05 | 0.00011137 | 3.4314e-05 | 0.00014559 | 0.00011041 | 0.15486 | 0.037043 | 0.029 | 0.18106 | 1 | 1 | 1
4 | 5 | 7 | 0 | 0.19505 | 0.020538 | 0.28714 | 0 | 0.50591 | 0.032805 | 0 | 0.00060284 | 0 | 0 | 0 | 0 | 6.1484e-05 | 0.057894 | 0.041051 | 0.0070415 | 0.029422 | 0.42294 | 0.00027597 | 0.0072712 | 0.19492 | 0.089752 | 0.0045972 | 0.03041 | 0.28056 | 0.029827 | 0.28076 | 0.0072029 | 0.013825 | 0.031115 | 0.0027343 | 0.00050483 | 0.001623 | 0.076496 | 0.031974 | 0.0091891 | 0.016285 | 0.031699 | 0.51103 | 0.21246 | 0.19139 | 0.38152 | 1 | 1 | 1
4 | 5 | 8 | 0 | 0.22949 | 0.001725 | 0.19068 | 0 | 0.28694 | 0.0056018 | 0 | 0.016816 | 0 | 0 | 0 | 0 | 3.9488e-07 | 0.050052 | 0.034056 | 0.0013504 | 0.0062021 | 0.46704 | 0.010714 | 0.00016135 | 0.22918 | 0.12323 | 0.075327 | 0.13468 | 0.48824 | 0.1321 | 0.57148 | 0.15297 | 0.16595 | 0.10883 | 0.01807 | 0.024883 | 0.11178 | 0.30902 | 0.10959 | 0.034412 | 0.1766 | 0.10865 | 0.6779 | 0.34403 | 0.34128 | 0.6843 | 1 | 1 | 1
4 | 5 | 9 | 0 | 0.31408 | 0 | 0.11371 | 0 | 0.11588 | 0.023753 | 0 | 0.0061534 | 0 | 0 | 0 | 0 | 2.1173e-05 | 0.046816 | 0.031213 | 1.9832e-05 | 0.005658 | 0.44512 | 0.023133 | 0.00036018 | 0.31412 | 0.20328 | 0.20161 | 0.27619 | 0.66534 | 0.2709 | 0.65895 | 0.22684 | 0.38058 | 0.19511 | 0.25596 | 0.27425 | 0.19065 | 0.42217 | 0.16614 | 0.19967 | 0.43734 | 0.16472 | 0.74129 | 0.55719 | 0.48274 | 0.8813 | 1 | 1 | 1
4 | 5 | 10 | 7.1665e-05 | 0.36988 | 0.0024002 | 0.13503 | 0 | 0.10251 | 0.0058785 | 0.0052696 | 0.027175 | 0 | 0 | 0 | 0.00056418 | 0.00068099 | 0.054587 | 0.03809 | 3.2278e-06 | 0.027415 | 0.4267 | 0.012268 | 0.015365 | 0.36989 | 0.26208 | 0.38065 | 0.4732 | 0.78249 | 0.46413 | 0.77232 | 0.54894 | 0.62259 | 0.31947 | 0.61592 | 0.42147 | 0.45673 | 0.30169 | 0.24186 | 0.59123 | 0.75729 | 0.23978 | 0.79252 | 0.7203 | 0.55289 | 1 | 1 | 1 | 1
4 | 5 | 11 | 0.0017983 | 0.4037 | 0.030345 | 0.14414 | 0 | 0.15299 | 0.017555 | 0.046541 | 0.05418 | 0.00018341 | 0 | 0 | 0.010297 | 0.0064333 | 0.07369 | 0.055486 | 0.00023701 | 0.091367 | 0.37726 | 0.0063633 | 0.023987 | 0.40326 | 0.30379 | 0.49217 | 0.57088 | 0.80952 | 0.55994 | 0.78182 | 0.7043 | 0.68165 | 0.35026 | 0.64694 | 0.44095 | 0.62076 | 0.11082 | 0.53822 | 0.88826 | 0.86564 | 0.53359 | 0.84364 | 0.73917 | 0.61427 | 0.9708 | 1 | 1 | 1
4 | 5 | 12 | 0.011693 | 0.51924 | 0.064139 | 0.11297 | 0 | 0.30574 | 0.035296 | 0.041113 | 0.066779 | 0.0032145 | 0 | 0 | 0.020971 | 0.0044688 | 0.088652 | 0.069454 | 0.0022307 | 0.10748 | 0.32653 | 0.0021676 | 0.031059 | 0.51921 | 0.42746 | 0.61756 | 0.68909 | 0.79906 | 0.67587 | 0.82821 | 0.85417 | 0.67653 | 0.37797 | 0.71904 | 0.71477 | 0.74713 | 0.4015 | 0.78323 | 0.87962 | 0.87489 | 0.77651 | 0.82085 | 0.71998 | 0.65434 | 0.90352 | 1 | 1 | 1
4 | 5 | 13 | 0.014026 | 0.62585 | 0.070652 | 0.082491 | 0 | 0.072273 | 0.026363 | 0.013771 | 0.068873 | 0.0050299 | 0 | 0 | 0.023283 | 0.014796 | 0.093249 | 0.073792 | 0.0022602 | 0.09367 | 0.28517 | 0.00015961 | 0.044883 | 0.62627 | 0.54457 | 0.69305 | 0.76408 | 0.75506 | 0.74943 | 0.85846 | 0.86195 | 0.64116 | 0.41229 | 0.76564 | 0.99052 | 0.84047 | 0.68291 | 0.89797 | 0.89854 | 0.80986 | 0.89026 | 0.88503 | 0.64463 | 0.72369 | 0.73775 | 1 | 1 | 1
4 | 5 | 14 | 0.023773 | 0.62714 | 0.091274 | 0.054495 | 0 | 0.72159 | 0.0396 | 0.0091864 | 0.079442 | 0.014615 | 0.00020034 | 0.00013725 | 0.03317 | 0.051775 | 0.1021 | 0.082193 | 0.0021356 | 0.095197 | 0.22212 | 0.0045711 | 0.051063 | 0.62733 | 0.54898 | 0.61664 | 0.69082 | 0.69425 | 0.67757 | 0.79731 | 0.76626 | 0.57783 | 0.52675 | 0.67821 | 0.95875 | 0.7576 | 0.68895 | 0.79305 | 0.72264 | 0.6111 | 0.78624 | 0.83243 | 0.61803 | 0.76842 | 0.73496 | 1 | 1 | 1
4 | 5 | 15 | 0.046168 | 0.57658 | 0.1306 | 0.032039 | 0 | 0.17215 | 0.044762 | 0.027198 | 0.10293 | 0.036725 | 0.012651 | 0.005077 | 0.055758 | 0.06745 | 0.11325 | 0.09286 | 0.0037038 | 0.097367 | 0.14423 | 0.028583 | 0.035796 | 0.5765 | 0.49376 | 0.48337 | 0.56534 | 0.6125 | 0.5545 | 0.746 | 0.63966 | 0.52313 | 0.47256 | 0.67889 | 0.63166 | 0.62598 | 0.49766 | 0.66881 | 0.58272 | 0.49811 | 0.66306 | 0.79148 | 0.52987 | 0.72702 | 0.66939 | 1 | 1 | 1
4 | 5 | 16 | 0.092558 | 0.53395 | 0.15924 | 0.02053 | 0 | 0.3302 | 0.066189 | 0.096009 | 0.15138 | 0.082999 | 0.17084 | 0.059646 | 0.10247 | 0.12597 | 0.11597 | 0.095476 | 0.0069055 | 0.11191 | 0.093885 | 0.061006 | 0.013699 | 0.53408 | 0.44224 | 0.35985 | 0.45739 | 0.46876 | 0.44862 | 0.71514 | 0.56537 | 0.43219 | 0.39159 | 0.54759 | 0.33455 | 0.47196 | 0.55802 | 0.58498 | 0.37287 | 0.51253 | 0.57996 | 0.61574 | 0.42404 | 0.64423 | 0.5079 | 1 | 1 | 1
4 | 5 | 17 | 0.14695 | 0.44669 | 0.17347 | 0.014145 | 0.034193 | 0.34546 | 0.096315 | 0.23991 | 0.20202 | 0.13695 | 0.33023 | 0.23618 | 0.1563 | 0.31128 | 0.1174 | 0.096851 | 0.015834 | 0.12755 | 0.066108 | 0.078682 | 0.013557 | 0.44661 | 0.34665 | 0.20955 | 0.31655 | 0.27999 | 0.31048 | 0.56065 | 0.39951 | 0.34663 | 0.31609 | 0.39268 | 0.25213 | 0.40999 | 0.48468 | 0.26056 | 0.23877 | 0.36919 | 0.25832 | 0.30461 | 0.30159 | 0.4355 | 0.20926 | 1 | 1 | 1
4 | 5 | 18 | 0.31924 | 0.36159 | 0.19377 | 0.034566 | 0.21509 | 0.35764 | 0.19271 | 0.38624 | 0.37331 | 0.31105 | 0.3761 | 0.32921 | 0.3283 | 0.39771 | 0.12904 | 0.10811 | 0.039756 | 0.1737 | 0.059004 | 0.12581 | 0.022811 | 0.36167 | 0.25257 | 0.03996 | 0.12108 | 0.091105 | 0.11876 | 0.27539 | 0.1453 | 0.13948 | 0.17268 | 0.20059 | 0.1731 | 0.095178 | 0.26199 | 0.10728 | 0.090589 | 0.11851 | 0.10636 | 0.09834 | 0.15106 | 0.1339 | 0.0096627 | 1 | 1 | 1
4 | 5 | 19 | 0.42455 | 0.23754 | 0.30698 | 0.055234 | 0.47142 | 0.18579 | 0.27884 | 0.47548 | 0.47157 | 0.4172 | 0.3948 | 0.36216 | 0.43245 | 0.42762 | 0.16449 | 0.14274 | 0.054968 | 0.28352 | 0.068544 | 0.11957 | 0.019145 | 0.23702 | 0.13307 | 2.6307e-05 | 0.002939 | 0.0018535 | 0.0028826 | 0.021535 | 0.000512 | 0.010076 | 0.0046632 | 0.006883 | 0.0032976 | 0.00081966 | 0.00024364 | 5.2872e-05 | 3.7795e-05 | 0.00025309 | 5.2418e-05 | 0.0068802 | 0.00088562 | 0 | 0 | 1 | 1 | 1
4 | 5 | 20 | 0.48072 | 0.20534 | 0.3923 | 0.069419 | 0.63467 | 0.0042566 | 0.29097 | 0.41119 | 0.52615 | 0.4743 | 0.28484 | 0.36147 | 0.48833 | 0.42385 | 0.1651 | 0.14334 | 0.042158 | 0.34554 | 0.064336 | 0.067519 | 0.036505 | 0.20454 | 0.1058 | 0 | 0 | 3.3998e-08 | 0 | 0 | 0 | 0 | 0 | 0 | 0 | 0 | 0 | 0 | 0 | 0 | 0 | 1.7776e-07 | 0 | 0 | 0 | 1 | 1 | 1
4 | 5 | 21 | 0.4149 | 0.33248 | 0.28998 | 0.068439 | 0.72298 | 0.2741 | 0.25396 | 0.25795 | 0.46238 | 0.40742 | 0.18241 | 0.41076 | 0.42288 | 0.46761 | 0.13737 | 0.11619 | 0.027865 | 0.33 | 0.056165 | 0.069139 | 0.031296 | 0.33254 | 0.22204 | 0 | 0 | 0 | 0 | 0 | 0 | 0 | 0 | 0 | 0 | 0 | 0 | 0 | 0 | 0 | 0 | 0 | 0 | 0 | 0 | 1 | 1 | 1
4 | 5 | 22 | 0.31304 | 0.42364 | 0.1437 | 0.083325 | 0.82523 | 0.68697 | 0.20388 | 0.15854 | 0.3645 | 0.30432 | 0.1884 | 0.54498 | 0.32174 | 0.60018 | 0.13143 | 0.11042 | 0.022117 | 0.25362 | 0.054423 | 0.071281 | 0.0092145 | 0.42409 | 0.31502 | 0 | 0 | 0 | 0 | 0 | 0 | 0 | 0 | 0 | 0 | 0 | 0 | 0 | 0 | 0 | 0 | 0 | 0 | 0 | 0 | 1 | 1 | 1
4 | 5 | 23 | 0.25022 | 0.39285 | 0.057813 | 0.073034 | 0.86875 | 0.80927 | 0.17669 | 0.15099 | 0.30569 | 0.24118 | 0.17919 | 0.52407 | 0.25957 | 0.57211 | 0.12485 | 0.10404 | 0.019512 | 0.13765 | 0.055824 | 0.012402 | 0.00069189 | 0.39219 | 0.2946 | 0 | 0 | 0 | 0 | 0 | 0 | 0 | 0 | 0 | 0 | 0 | 0 | 0 | 0 | 0 | 0 | 0 | 0 | 0 | 0 | 1 | 1 | 1
4 | 5 | 24 | 0.19476 | 0.50268 | 0.030403 | 0.037065 | 0.82809 | 0.84284 | 0.17221 | 0.14496 | 0.25102 | 0.18521 | 0.12694 | 0.56382 | 0.20427 | 0.61106 | 0.11355 | 0.093153 | 0.017703 | 0.11062 | 0.061412 | 0.0042763 | 0.001458 | 0.50343 | 0.39918 | 0 | 0 | 0 | 0 | 0 | 0 | 0 | 0 | 0 | 0 | 0 | 0 | 0 | 0 | 0 | 0 | 0 | 0 | 0 | 0 | 1 | 1 | 1
4 | 6 | 1 | 0.18695 | 0.42366 | 0.035798 | 0.027699 | 0.78411 | 0.78963 | 0.17498 | 0.14379 | 0.24425 | 0.17747 | 0.10336 | 0.6053 | 0.19662 | 0.64757 | 0.10634 | 0.086243 | 0.011962 | 0.11004 | 0.091238 | 0.0057998 | 0.0018309 | 0.42367 | 0.3203 | 0 | 0 | 0 | 0 | 0 | 0 | 0 | 0 | 0 | 0 | 0 | 0 | 0 | 0 | 0 | 0 | 0 | 0 | 0 | 0 | 1 | 1 | 1
4 | 6 | 2 | 0.19989 | 0.32979 | 0.054109 | 0.037927 | 0.7862 | 0.62189 | 0.17152 | 0.1239 | 0.25705 | 0.19052 | 0.14189 | 0.66623 | 0.20954 | 0.70418 | 0.10401 | 0.084016 | 0.0079955 | 0.129 | 0.10811 | 0.00037934 | 0.0020469 | 0.32947 | 0.22343 | 0 | 0 | 0 | 0 | 0 | 0 | 0 | 0 | 0 | 0 | 0 | 0 | 0 | 0 | 0 | 0 | 0 | 0 | 0 | 0 | 1 | 1 | 1
4 | 6 | 3 | 0.21493 | 0.28715 | 0.040397 | 0.045237 | 0.79616 | 0.39551 | 0.1552 | 0.14738 | 0.27478 | 0.20613 | 0.17781 | 0.69911 | 0.22495 | 0.73523 | 0.098607 | 0.078872 | 0.0032352 | 0.12544 | 0.10209 | 0.0083759 | 0.0049401 | 0.28705 | 0.17735 | 0 | 0 | 0 | 0 | 0 | 0 | 0 | 0 | 0 | 0 | 0 | 0 | 0 | 0 | 0 | 0 | 0 | 0 | 0 | 0 | 1 | 1 | 1
4 | 6 | 4 | 0.12532 | 0.24669 | 0.029877 | 0.043293 | 0.81665 | 0.37125 | 0.16801 | 0.17258 | 0.18187 | 0.11543 | 0.17673 | 0.66124 | 0.13491 | 0.7005 | 0.088389 | 0.069206 | 0.0055405 | 0.099926 | 0.11313 | 0.0073891 | 0.0085173 | 0.24675 | 0.13591 | 0 | 0 | 0 | 0 | 0 | 0 | 0 | 0 | 0 | 0 | 0 | 0 | 0 | 0 | 0 | 0 | 0 | 0 | 0 | 0 | 1 | 1 | 1
4 | 6 | 5 | 0.11024 | 0.17351 | 0.048263 | 0.044511 | 0.82917 | 0.28886 | 0.17927 | 0.18817 | 0.16877 | 0.10059 | 0.18048 | 0.57945 | 0.12012 | 0.62107 | 0.08465 | 0.065691 | 0.0067892 | 0.092094 | 0.091201 | 0.0079175 | 0.0040328 | 0.17329 | 0.071918 | 0 | 0 | 6.0445e-07 | 0 | 0 | 0 | 0 | 0 | 0 | 0 | 0 | 0 | 0 | 0 | 0 | 0 | 0 | 0 | 0 | 3.136e-06 | 1 | 1 | 1
4 | 6 | 6 | 0.11229 | 0.13244 | 0.083756 | 0.040779 | 0.821 | 0.37261 | 0.19655 | 0.21613 | 0.17207 | 0.10282 | 0.15486 | 0.59378 | 0.12234 | 0.64087 | 0.081031 | 0.062305 | 0.011517 | 0.088057 | 0.066117 | 0.025548 | 0.0067774 | 0.13231 | 0.038127 | 1.5844e-05 | 0.0049513 | 0.039584 | 0.0048564 | 0.011857 | 0.0023458 | 0.0038554 | 0.012366 | 0.0031686 | 0.01143 | 0.016924 | 0.012195 | 0.0010159 | 0.0022746 | 0.0052985 | 0.0010072 | 0.087977 | 0.045467 | 0.052249 | 0.0025145 | 1 | 1 | 1
4 | 6 | 7 | 0.082879 | 0.099851 | 0.084302 | 0.038941 | 0.76003 | 0.39617 | 0.17813 | 0.22543 | 0.14227 | 0.073445 | 0.14686 | 0.53699 | 0.092865 | 0.58809 | 0.079244 | 0.060639 | 0.017817 | 0.075226 | 0.055431 | 0.020667 | 0.002402 | 0.099508 | 0.017286 | 0.012339 | 0.18598 | 0.29265 | 0.18242 | 0.39358 | 0.2592 | 0.30817 | 0.34133 | 0.20838 | 0.26965 | 0.38521 | 0.15296 | 0.18075 | 0.21919 | 0.3273 | 0.1792 | 0.42636 | 0.33952 | 0.39856 | 0.050826 | 1 | 1 | 1
4 | 6 | 8 | 0.028166 | 0.13 | 0.049167 | 0.026937 | 0.64124 | 0.09668 | 0.15972 | 0.095533 | 0.082971 | 0.018815 | 0.15003 | 0.43979 | 0.037453 | 0.49586 | 0.068696 | 0.05088 | 0.015812 | 0.033461 | 0.049006 | 0.029073 | 0.00014904 | 0.13006 | 0.034751 | 0.18502 | 0.41417 | 0.52726 | 0.40623 | 0.70864 | 0.57677 | 0.64233 | 0.67343 | 0.42679 | 0.63319 | 0.6405 | 0.18977 | 0.38938 | 0.37571 | 0.57891 | 0.38604 | 0.607 | 0.61968 | 0.68369 | 0.11478 | 1 | 1 | 1
4 | 6 | 9 | 0.021054 | 0.12552 | 0.064671 | 0.013002 | 0.56224 | 0.030483 | 0.15342 | 0.022107 | 0.076622 | 0.011947 | 0.14984 | 0.39053 | 0.030432 | 0.45413 | 0.055602 | 0.038994 | 0.0048943 | 0.030769 | 0.04766 | 0.028322 | 0.0040317 | 0.12529 | 0.033842 | 0.42576 | 0.6356 | 0.67652 | 0.62341 | 0.86388 | 0.7513 | 0.82113 | 0.84385 | 0.59999 | 0.91061 | 0.7272 | 0.62263 | 0.55811 | 0.70024 | 0.69489 | 0.55332 | 0.78587 | 0.75856 | 0.87523 | 0.15073 | 1 | 1 | 1
4 | 6 | 10 | 0.023193 | 0.15619 | 0.094455 | 0.013375 | 0.52365 | 0.023938 | 0.16641 | 0.0016769 | 0.079418 | 0.014116 | 0.15803 | 0.30704 | 0.032665 | 0.37341 | 0.053806 | 0.037387 | 0.0038333 | 0.049338 | 0.047682 | 0.0015658 | 0.0063518 | 0.15592 | 0.057924 | 0.59544 | 0.75527 | 0.74922 | 0.74079 | 0.94393 | 0.90821 | 0.91483 | 0.87796 | 0.75083 | 0.96798 | 0.69407 | 0.82541 | 0.59229 | 0.7842 | 0.8136 | 0.5872 | 0.86317 | 0.8248 | 0.88386 | 0.23182 | 1 | 1 | 1
4 | 6 | 11 | 0.017621 | 0.23025 | 0.12489 | 0.017435 | 0.52097 | 0.039283 | 0.19665 | 0 | 0.072804 | 0.0085597 | 0.19083 | 0.26253 | 0.026936 | 0.3301 | 0.057069 | 0.040308 | 0.0025001 | 0.09299 | 0.044195 | 0.01185 | 0.013215 | 0.23037 | 0.11957 | 0.74607 | 0.86911 | 0.7689 | 0.85245 | 0.96458 | 0.95765 | 0.9496 | 0.89298 | 0.79748 | 1 | 0.84369 | 0.90034 | 0.85901 | 0.89569 | 0.95583 | 0.85164 | 0.80373 | 0.83306 | 0.89097 | 0.2291 | 1 | 1 | 1
4 | 6 | 12 | 0.021054 | 0.25494 | 0.16768 | 0.022338 | 0.56492 | 0.096601 | 0.22869 | 0.0016419 | 0.076285 | 0.01191 | 0.25835 | 0.29309 | 0.030385 | 0.36051 | 0.065244 | 0.047721 | 0.0015142 | 0.11031 | 0.035875 | 0.094864 | 0.029201 | 0.25466 | 0.1473 | 0.7912 | 0.88355 | 0.79461 | 0.86661 | 0.89995 | 0.96221 | 0.95591 | 0.85348 | 0.84001 | 1 | 0.87956 | 0.86275 | 0.9244 | 0.85294 | 0.97345 | 0.91646 | 0.88783 | 0.74665 | 0.91654 | 0.23647 | 1 | 1 | 1
4 | 6 | 13 | 0.04503 | 0.32333 | 0.21834 | 0.035244 | 0.6475 | 0.13223 | 0.27901 | 0.046647 | 0.10109 | 0.035528 | 0.32755 | 0.35948 | 0.054517 | 0.42422 | 0.088586 | 0.069397 | 0.0012148 | 0.12599 | 0.033844 | 0.11289 | 0.049768 | 0.32328 | 0.21373 | 0.8011 | 0.88337 | 0.72597 | 0.86644 | 0.81979 | 0.95453 | 0.94991 | 0.81814 | 0.99111 | 1 | 0.71086 | 0.80757 | 0.92882 | 0.9737 | 0.9824 | 0.92085 | 0.86908 | 0.55506 | 0.86877 | 0.23836 | 1 | 1 | 1
4 | 6 | 14 | 0.12094 | 0.3825 | 0.23311 | 0.057352 | 0.77745 | 0.17191 | 0.36071 | 0.34858 | 0.17658 | 0.11098 | 0.40787 | 0.41627 | 0.13038 | 0.47712 | 0.10395 | 0.083961 | 0.0014615 | 0.12902 | 0.034732 | 0.073158 | 0.069342 | 0.38255 | 0.27497 | 0.74131 | 0.83125 | 0.72747 | 0.81531 | 0.90573 | 0.93692 | 0.9282 | 0.78536 | 0.88724 | 0.82918 | 0.71518 | 0.69023 | 0.8497 | 0.95638 | 0.99444 | 0.8424 | 0.89568 | 0.64141 | 0.79578 | 0.19118 | 1 | 1 | 1
4 | 6 | 15 | 0.29672 | 0.40919 | 0.23453 | 0.10276 | 0.87522 | 0.29371 | 0.45131 | 0.7063 | 0.35412 | 0.28867 | 0.46133 | 0.44986 | 0.3063 | 0.50825 | 0.093068 | 0.073623 | 0.0037607 | 0.10393 | 0.044732 | 0.036922 | 0.10119 | 0.409 | 0.30677 | 0.65767 | 0.77419 | 0.67976 | 0.75935 | 0.88651 | 0.90939 | 0.90476 | 0.75212 | 0.85749 | 0.7787 | 0.67243 | 0.63895 | 0.77408 | 0.89736 | 0.95283 | 0.76743 | 0.85708 | 0.58751 | 0.74267 | 0.155 | 1 | 1 | 1
4 | 6 | 16 | 0.31424 | 0.4637 | 0.22664 | 0.18684 | 0.92327 | 0.45319 | 0.56615 | 0.44892 | 0.37123 | 0.3064 | 0.48944 | 0.45436 | 0.32375 | 0.51119 | 0.10772 | 0.087565 | 0.0061498 | 0.062937 | 0.065162 | 0.083139 | 0.14807 | 0.46391 | 0.36197 | 0.49095 | 0.63489 | 0.58617 | 0.62272 | 0.74786 | 0.76159 | 0.83732 | 0.7457 | 0.79248 | 0.57879 | 0.56259 | 0.50432 | 0.58506 | 0.73588 | 0.83514 | 0.58003 | 0.76873 | 0.42461 | 0.69099 | 0.07092 | 1 | 1 | 1
4 | 6 | 17 | 0.17347 | 0.45399 | 0.21102 | 0.30933 | 0.9349 | 0.65855 | 0.67001 | 0.31538 | 0.22177 | 0.16269 | 0.50603 | 0.45985 | 0.18182 | 0.51607 | 0.10272 | 0.082784 | 0.0089011 | 0.038948 | 0.096151 | 0.13818 | 0.25515 | 0.45423 | 0.35083 | 0.30102 | 0.47302 | 0.47096 | 0.46395 | 0.63029 | 0.65932 | 0.6929 | 0.64488 | 0.58808 | 0.68238 | 0.45528 | 0.33444 | 0.31909 | 0.539 | 0.57614 | 0.31635 | 0.59784 | 0.40822 | 0.53438 | 0.094926 | 1 | 1 | 1
4 | 6 | 18 | 0.35639 | 0.37242 | 0.18666 | 0.41362 | 0.93168 | 0.92319 | 0.74617 | 0.48181 | 0.41108 | 0.34895 | 0.53989 | 0.47749 | 0.36551 | 0.52875 | 0.11232 | 0.091976 | 0.013487 | 0.037915 | 0.11645 | 0.093782 | 0.49359 | 0.37218 | 0.26763 | 0.0668 | 0.19692 | 0.19279 | 0.19314 | 0.35313 | 0.36971 | 0.39513 | 0.36262 | 0.31913 | 0.33614 | 0.057341 | 0.15065 | 0.086211 | 0.26243 | 0.20094 | 0.08547 | 0.28928 | 0.1677 | 0.18263 | 0.0028474 | 1 | 1 | 1
4 | 6 | 19 | 0.38816 | 0.32587 | 0.20795 | 0.61599 | 0.94211 | 0.98139 | 0.80671 | 0.44479 | 0.43701 | 0.38037 | 0.67245 | 0.5895 | 0.39639 | 0.63449 | 0.12796 | 0.10706 | 0.01525 | 0.066857 | 0.13577 | 0.16582 | 0.66861 | 0.32548 | 0.22008 | 2.523e-05 | 0.0069891 | 0.011422 | 0.0068551 | 0.02754 | 0.012572 | 0.033563 | 0.017516 | 0.016439 | 0.0069211 | 0.00035138 | 0.00016929 | 5.2877e-05 | 0.00022995 | 0.00019371 | 5.2423e-05 | 0.040604 | 0.0041793 | 0 | 0 | 1 | 1 | 1
4 | 6 | 20 | 0.39803 | 0.34476 | 0.23302 | 0.56427 | 0.9453 | 0.97713 | 0.82548 | 0.52837 | 0.44232 | 0.38974 | 0.66925 | 0.69061 | 0.40556 | 0.72939 | 0.14568 | 0.1243 | 0.012624 | 0.082756 | 0.13971 | 0.16527 | 0.61519 | 0.34478 | 0.23537 | 0 | 0 | 1.7009e-06 | 0 | 0 | 0 | 0 | 0 | 0 | 0 | 0 | 0 | 0 | 0 | 0 | 0 | 8.8536e-06 | 4.0755e-08 | 0 | 0 | 1 | 1 | 1
4 | 6 | 21 | 0.5308 | 0.34121 | 0.20533 | 0.51888 | 0.91979 | 0.93859 | 0.80417 | 0.67961 | 0.57174 | 0.52481 | 0.67818 | 0.67843 | 0.53766 | 0.7138 | 0.1652 | 0.14343 | 0.025373 | 0.078625 | 0.13728 | 0.11453 | 0.71436 | 0.34141 | 0.2296 | 0 | 0 | 0 | 0 | 0 | 0 | 0 | 0 | 0 | 0 | 0 | 0 | 0 | 0 | 0 | 0 | 0 | 0 | 0 | 0 | 1 | 1 | 1
4 | 6 | 22 | 0.58824 | 0.27184 | 0.16834 | 0.44926 | 0.89058 | 0.91951 | 0.80413 | 0.7572 | 0.62378 | 0.58276 | 0.6153 | 0.66786 | 0.59422 | 0.70519 | 0.14348 | 0.12215 | 0.030718 | 0.060949 | 0.12067 | 0.14484 | 0.73292 | 0.27132 | 0.16661 | 0 | 0 | 0 | 0 | 0 | 0 | 0 | 0 | 0 | 0 | 0 | 0 | 0 | 0 | 0 | 0 | 0 | 0 | 0 | 0 | 1 | 1 | 1
4 | 6 | 23 | 0.59883 | 0.30392 | 0.13028 | 0.41506 | 0.87598 | 0.79123 | 0.83429 | 0.84108 | 0.63472 | 0.59366 | 0.46142 | 0.64556 | 0.60485 | 0.68405 | 0.13282 | 0.11178 | 0.030225 | 0.057404 | 0.11173 | 0.14921 | 0.62602 | 0.30406 | 0.19171 | 0 | 0 | 0 | 0 | 0 | 0 | 0 | 0 | 0 | 0 | 0 | 0 | 0 | 0 | 0 | 0 | 0 | 0 | 0 | 0 | 1 | 1 | 1
4 | 6 | 24 | 0.52805 | 0.28343 | 0.12273 | 0.37347 | 0.87528 | 0.38583 | 0.81621 | 0.86065 | 0.56647 | 0.5216 | 0.33202 | 0.63558 | 0.53454 | 0.67717 | 0.086555 | 0.067493 | 0.062783 | 0.030341 | 0.10686 | 0.13735 | 0.66586 | 0.28348 | 0.17194 | 0 | 0 | 0 | 0 | 0 | 0 | 0 | 0 | 0 | 0 | 0 | 0 | 0 | 0 | 0 | 0 | 0 | 0 | 0 | 0 | 1 | 1 | 1
4 | 7 | 1 | 0.47294 | 0.23131 | 0.11248 | 0.35847 | 0.8561 | 0.42125 | 0.80286 | 0.85696 | 0.51678 | 0.4661 | 0.28136 | 0.58712 | 0.48031 | 0.63204 | 0.091943 | 0.072558 | 0.084781 | 0.014486 | 0.10685 | 0.098182 | 0.74123 | 0.231 | 0.12497 | 0 | 0 | 0 | 0 | 0 | 0 | 0 | 0 | 0 | 0 | 0 | 0 | 0 | 0 | 0 | 0 | 0 | 0 | 0 | 0 | 1 | 1 | 1
4 | 7 | 2 | 0.38618 | 0.23152 | 0.10162 | 0.33754 | 0.84022 | 0.53555 | 0.79528 | 0.83546 | 0.43315 | 0.37807 | 0.22404 | 0.53552 | 0.39413 | 0.58465 | 0.10117 | 0.081321 | 0.08209 | 0.011785 | 0.10442 | 0.068275 | 0.79884 | 0.23147 | 0.12248 | 0 | 0 | 0 | 0 | 0 | 0 | 0 | 0 | 0 | 0 | 0 | 0 | 0 | 0 | 0 | 0 | 0 | 0 | 0 | 0 | 1 | 1 | 1
4 | 7 | 3 | 0.35199 | 0.22215 | 0.10202 | 0.27043 | 0.82041 | 0.65764 | 0.80407 | 0.79865 | 0.4029 | 0.34384 | 0.18648 | 0.5005 | 0.36056 | 0.55273 | 0.1474 | 0.12599 | 0.075864 | 0.0078447 | 0.09728 | 0.045689 | 0.78022 | 0.22199 | 0.11477 | 0 | 0 | 0 | 0 | 0 | 0 | 0 | 0 | 0 | 0 | 0 | 0 | 0 | 0 | 0 | 0 | 0 | 0 | 0 | 0 | 1 | 1 | 1
4 | 7 | 4 | 0.30708 | 0.22981 | 0.11335 | 0.26038 | 0.7769 | 0.70716 | 0.7827 | 0.76534 | 0.3589 | 0.29831 | 0.15677 | 0.48221 | 0.31584 | 0.53787 | 0.20713 | 0.18495 | 0.062084 | 0.0034064 | 0.10005 | 0.026033 | 0.82494 | 0.22974 | 0.12107 | 0 | 0 | 0 | 0 | 0 | 0 | 0 | 0 | 0 | 0 | 0 | 0 | 0 | 0 | 0 | 0 | 0 | 0 | 0 | 0 | 1 | 1 | 1
4 | 7 | 5 | 0.29975 | 0.23372 | 0.15966 | 0.28851 | 0.74731 | 0.59522 | 0.77907 | 0.72895 | 0.35341 | 0.29113 | 0.12266 | 0.43575 | 0.30879 | 0.49415 | 0.21886 | 0.19664 | 0.048302 | 0.0010827 | 0.10516 | 0.010713 | 0.84935 | 0.23359 | 0.12538 | 0 | 0 | 0.00013581 | 0 | 0 | 0 | 0 | 0 | 0 | 0 | 0 | 0 | 0 | 0 | 0 | 0 | 0 | 0 | 0 | 0.00081462 | 1 | 1 | 1
4 | 7 | 6 | 0.28014 | 0.24874 | 0.20252 | 0.33073 | 0.71905 | 0.41157 | 0.7389 | 0.68314 | 0.33431 | 0.27131 | 0.11465 | 0.38947 | 0.28927 | 0.45143 | 0.21868 | 0.19645 | 0.034717 | 1.6468e-05 | 0.10201 | 0.0098142 | 0.83044 | 0.24872 | 0.13852 | 1.9333e-05 | 0.0035912 | 0.079319 | 0.0035223 | 0.00067449 | 0.0010624 | 0.0026882 | 0.0039962 | 0.0010847 | 0.013025 | 0.010673 | 0.010618 | 0.0090405 | 0.0050496 | 0.0026013 | 0.0089629 | 0.19769 | 0.066219 | 0.11385 | 0.054408 | 1 | 1 | 1
4 | 7 | 7 | 0.26128 | 0.24799 | 0.16422 | 0.33546 | 0.63747 | 0.29274 | 0.71016 | 0.67597 | 0.31625 | 0.2523 | 0.10369 | 0.34665 | 0.27055 | 0.41251 | 0.20716 | 0.18499 | 0.011894 | 0 | 0.092696 | 0.014269 | 0.645 | 0.24801 | 0.13742 | 0.016318 | 0.17661 | 0.2827 | 0.17322 | 0.031145 | 0.14504 | 0.21026 | 0.17226 | 0.070561 | 0.30325 | 0.38345 | 0.39515 | 0.42191 | 0.38918 | 0.36019 | 0.41828 | 0.56859 | 0.34415 | 0.55184 | 0.045628 | 1 | 1 | 1
4 | 7 | 8 | 0.247 | 0.22209 | 0.10701 | 0.22396 | 0.47524 | 0.10852 | 0.66995 | 0.66936 | 0.30215 | 0.23786 | 0.085357 | 0.28996 | 0.25631 | 0.35794 | 0.13119 | 0.1102 | 0.0032444 | 0 | 0.08668 | 0.020198 | 0.56258 | 0.22184 | 0.11564 | 0.20382 | 0.41478 | 0.46521 | 0.40683 | 0.12613 | 0.35084 | 0.57295 | 0.47001 | 0.22701 | 0.60815 | 0.6227 | 0.71231 | 0.73106 | 0.67452 | 0.65674 | 0.72479 | 0.78558 | 0.52943 | 0.79335 | 0.12144 | 1 | 1 | 1
4 | 7 | 9 | 0.25468 | 0.23513 | 0.088811 | 0.24135 | 0.33202 | 0.12462 | 0.66596 | 0.68811 | 0.309 | 0.24552 | 0.12445 | 0.25351 | 0.26386 | 0.32541 | 0.10365 | 0.08368 | 0.0025377 | 0 | 0.075384 | 0.054957 | 0.53846 | 0.23518 | 0.12482 | 0.41474 | 0.60345 | 0.55742 | 0.59188 | 0.28161 | 0.48537 | 0.77495 | 0.64809 | 0.58869 | 0.78659 | 0.69831 | 0.87016 | 0.80803 | 0.90017 | 0.80007 | 0.80109 | 0.88648 | 0.64588 | 0.93841 | 0.08827 | 1 | 1 | 1
4 | 7 | 10 | 0.30106 | 0.21603 | 0.10635 | 0.27474 | 0.25679 | 0.111 | 0.66573 | 0.77518 | 0.35451 | 0.29244 | 0.20328 | 0.19733 | 0.31006 | 0.26766 | 0.13091 | 0.10993 | 0.0045796 | 8.4718e-06 | 0.067746 | 0.12173 | 0.53779 | 0.21598 | 0.10801 | 0.56202 | 0.70333 | 0.70955 | 0.68985 | 0.34572 | 0.44904 | 0.81349 | 0.87134 | 0.75882 | 0.63769 | 0.80697 | 0.94887 | 0.91222 | 0.99339 | 0.87781 | 0.90438 | 0.93462 | 0.75363 | 0.99533 | 0.26001 | 1 | 1 | 1
4 | 7 | 11 | 0.33753 | 0.19065 | 0.15391 | 0.29838 | 0.1735 | 0.11085 | 0.66117 | 0.85855 | 0.38977 | 0.32933 | 0.28913 | 0.21427 | 0.34632 | 0.28397 | 0.19698 | 0.17488 | 0.0021221 | 0.00057088 | 0.070865 | 0.21175 | 0.58746 | 0.19059 | 0.085239 | 0.69186 | 0.80418 | 0.75075 | 0.78876 | 0.52963 | 0.54084 | 0.94386 | 0.87798 | 0.92845 | 0.69233 | 0.9237 | 0.96216 | 1 | 1 | 0.90184 | 0.99304 | 0.86637 | 0.7936 | 0.95221 | 0.26674 | 1 | 1 | 1
4 | 7 | 12 | 0.33874 | 0.16041 | 0.24389 | 0.34495 | 0.16222 | 0.094592 | 0.66228 | 0.9057 | 0.38929 | 0.3303 | 0.40561 | 0.30771 | 0.34728 | 0.37489 | 0.27924 | 0.25723 | 0.00053913 | 0.0026289 | 0.074767 | 0.30506 | 0.70308 | 0.16018 | 0.060906 | 0.75112 | 0.8383 | 0.75195 | 0.82223 | 0.60087 | 0.79139 | 0.95127 | 0.9443 | 1 | 0.7998 | 0.73778 | 0.88016 | 0.95996 | 0.98524 | 0.87552 | 0.95172 | 0.81091 | 0.70193 | 0.90845 | 0.35001 | 1 | 1 | 1
4 | 7 | 13 | 0.36257 | 0.16273 | 0.41914 | 0.37614 | 0.24171 | 0.088947 | 0.66208 | 0.92977 | 0.41235 | 0.35444 | 0.53838 | 0.41789 | 0.37097 | 0.47956 | 0.34343 | 0.32218 | 0.0069328 | 0.0043852 | 0.074807 | 0.41821 | 0.82497 | 0.16257 | 0.062223 | 0.75558 | 0.83305 | 0.66422 | 0.81708 | 0.56437 | 0.73199 | 0.80574 | 0.87304 | 1 | 0.89336 | 0.80239 | 0.91209 | 0.96906 | 0.98561 | 0.85172 | 0.96074 | 0.55311 | 0.63747 | 0.86281 | 0.41541 | 1 | 1 | 1
4 | 7 | 14 | 0.39119 | 0.1821 | 0.27089 | 0.37583 | 0.38564 | 0.1464 | 0.66605 | 0.94856 | 0.43935 | 0.38334 | 0.62065 | 0.48193 | 0.39931 | 0.53738 | 0.3651 | 0.34421 | 0.03302 | 0.0065061 | 0.079803 | 0.49072 | 0.87109 | 0.18202 | 0.077909 | 0.67988 | 0.76259 | 0.64735 | 0.74797 | 0.58279 | 0.68314 | 0.79374 | 0.84124 | 1 | 0.93913 | 0.70665 | 0.78649 | 0.86502 | 0.83973 | 0.63417 | 0.8576 | 0.60523 | 0.53146 | 0.74059 | 0.49782 | 1 | 1 | 1
4 | 7 | 15 | 0.42097 | 0.20077 | 0.16103 | 0.43554 | 0.53645 | 0.14957 | 0.66583 | 0.95779 | 0.46683 | 0.41336 | 0.67468 | 0.5194 | 0.42871 | 0.57092 | 0.31164 | 0.28995 | 0.17247 | 0.0069096 | 0.097592 | 0.54343 | 0.88455 | 0.20069 | 0.094293 | 0.56468 | 0.6633 | 0.52031 | 0.65058 | 0.57823 | 0.64608 | 0.76679 | 0.8426 | 0.96493 | 1 | 0.64444 | 0.60883 | 0.59153 | 0.60909 | 0.44322 | 0.58645 | 0.32145 | 0.61575 | 0.66614 | 0.40203 | 1 | 1 | 1
4 | 7 | 16 | 0.46671 | 0.21573 | 0.22737 | 0.44601 | 0.63856 | 0.28868 | 0.65254 | 0.95791 | 0.51039 | 0.45972 | 0.70602 | 0.54664 | 0.47407 | 0.59593 | 0.25125 | 0.22907 | 0.23428 | 0.0037194 | 0.12643 | 0.55815 | 0.82785 | 0.21552 | 0.10925 | 0.44433 | 0.57 | 0.44219 | 0.55907 | 0.58042 | 0.64629 | 0.61417 | 0.7338 | 0.83558 | 0.95116 | 0.76456 | 0.43922 | 0.46955 | 0.48459 | 0.3633 | 0.46551 | 0.13855 | 0.60153 | 0.5825 | 0.32594 | 1 | 1 | 1
4 | 7 | 17 | 0.51482 | 0.25819 | 0.31343 | 0.51855 | 0.67948 | 0.3756 | 0.6399 | 0.93824 | 0.54866 | 0.5074 | 0.71044 | 0.55748 | 0.52063 | 0.60555 | 0.33017 | 0.30873 | 0.091342 | 0.023801 | 0.16197 | 0.58403 | 0.89217 | 0.25823 | 0.1472 | 0.26184 | 0.40366 | 0.34027 | 0.39592 | 0.56993 | 0.48081 | 0.56581 | 0.49456 | 0.55933 | 0.74378 | 0.56728 | 0.44251 | 0.30622 | 0.28071 | 0.17227 | 0.30359 | 0.21343 | 0.50757 | 0.33556 | 0.22366 | 1 | 1 | 1
4 | 7 | 18 | 0.76637 | 0.27525 | 0.44308 | 0.5556 | 0.7223 | 0.67906 | 0.62155 | 0.83725 | 0.79731 | 0.76473 | 0.71181 | 0.56066 | 0.77141 | 0.60611 | 0.36579 | 0.34492 | 0.043821 | 0.47035 | 0.21546 | 0.63559 | 0.8842 | 0.27553 | 0.16134 | 0.05556 | 0.16228 | 0.11642 | 0.15917 | 0.29197 | 0.22899 | 0.3558 | 0.18935 | 0.27078 | 0.38652 | 0.18635 | 0.23519 | 0.096965 | 0.08851 | 0.050853 | 0.096132 | 0.052009 | 0.19186 | 0.08531 | 0.018324 | 1 | 1 | 1
4 | 7 | 19 | 0.6178 | 0.20903 | 0.63593 | 0.61052 | 0.82044 | 0.86824 | 0.62008 | 0.73919 | 0.65169 | 0.61281 | 0.75038 | 0.61159 | 0.62348 | 0.6554 | 0.39435 | 0.37402 | 0.425 | 0.79275 | 0.23781 | 0.6818 | 0.94898 | 0.2088 | 0.10344 | 2.6947e-05 | 0.005062 | 0.0019488 | 0.004965 | 0.0267 | 0.001855 | 0.020918 | 0.0076447 | 0.01247 | 0.01153 | 0.0022296 | 0.00045544 | 0.00011869 | 1.4576e-05 | 1.2093e-05 | 0.00011767 | 0.00055753 | 0.0025169 | 0 | 0 | 1 | 1 | 1
4 | 7 | 20 | 0.39372 | 0.17908 | 0.75681 | 0.58344 | 0.84768 | 0.87492 | 0.63728 | 0.71676 | 0.43594 | 0.38505 | 0.77048 | 0.62865 | 0.40094 | 0.67068 | 0.43709 | 0.41768 | 0.27033 | 0.20788 | 0.21207 | 0.76842 | 0.9608 | 0.17898 | 0.075503 | 0 | 0 | 7.7986e-09 | 0 | 0 | 0 | 0 | 0 | 0 | 0 | 0 | 0 | 0 | 0 | 0 | 0 | 0 | 4.171e-08 | 0 | 0 | 1 | 1 | 1
4 | 7 | 21 | 0.38387 | 0.15278 | 0.74055 | 0.44771 | 0.79723 | 0.73164 | 0.6362 | 0.71835 | 0.43164 | 0.37583 | 0.75305 | 0.61368 | 0.39194 | 0.65421 | 0.4961 | 0.47815 | 0.084914 | 0.062864 | 0.16211 | 0.77982 | 0.9389 | 0.15276 | 0.052946 | 0 | 0 | 0 | 0 | 0 | 0 | 0 | 0 | 0 | 0 | 0 | 0 | 0 | 0 | 0 | 0 | 0 | 0 | 0 | 0 | 1 | 1 | 1
4 | 7 | 22 | 0.41194 | 0.11315 | 0.71165 | 0.33596 | 0.74936 | 0.66243 | 0.67339 | 0.72092 | 0.46186 | 0.40478 | 0.76141 | 0.64242 | 0.4203 | 0.68158 | 0.59248 | 0.57733 | 0.074553 | 0.10258 | 0.13319 | 0.7371 | 0.93037 | 0.11302 | 0.024489 | 0 | 0 | 0 | 0 | 0 | 0 | 0 | 0 | 0 | 0 | 0 | 0 | 0 | 0 | 0 | 0 | 0 | 0 | 0 | 0 | 1 | 1 | 1
4 | 7 | 23 | 0.33738 | 0.087063 | 0.68416 | 0.25049 | 0.73016 | 0.80213 | 0.7029 | 0.70825 | 0.38426 | 0.32838 | 0.73829 | 0.67907 | 0.34537 | 0.7155 | 0.63372 | 0.61988 | 0.17767 | 0.1569 | 0.10311 | 0.75365 | 0.95822 | 0.086797 | 0.0092031 | 0 | 0 | 0 | 0 | 0 | 0 | 0 | 0 | 0 | 0 | 0 | 0 | 0 | 0 | 0 | 0 | 0 | 0 | 0 | 0 | 1 | 1 | 1
4 | 7 | 24 | 0.41394 | 0.10675 | 0.66438 | 0.16938 | 0.70178 | 0.71454 | 0.69568 | 0.70401 | 0.46285 | 0.40667 | 0.70041 | 0.69397 | 0.42215 | 0.72952 | 0.62046 | 0.6062 | 0.21921 | 0.24854 | 0.07399 | 0.72806 | 0.96133 | 0.10677 | 0.019128 | 0 | 0 | 0 | 0 | 0 | 0 | 0 | 0 | 0 | 0 | 0 | 0 | 0 | 0 | 0 | 0 | 0 | 0 | 0 | 0 | 1 | 1 | 1
4 | 8 | 1 | 0.41961 | 0.10317 | 0.65169 | 0.12434 | 0.67305 | 0.77483 | 0.68533 | 0.70379 | 0.46588 | 0.41204 | 0.62594 | 0.67182 | 0.42742 | 0.70734 | 0.52904 | 0.51201 | 0.24185 | 0.4074 | 0.048425 | 0.63997 | 0.82775 | 0.1028 | 0.019589 | 0 | 0 | 0 | 0 | 0 | 0 | 0 | 0 | 0 | 0 | 0 | 0 | 0 | 0 | 0 | 0 | 0 | 0 | 0 | 0 | 1 | 1 | 1
4 | 8 | 2 | 0.42368 | 0.16626 | 0.66258 | 0.092643 | 0.67148 | 0.70575 | 0.64944 | 0.70777 | 0.47024 | 0.41623 | 0.59608 | 0.67159 | 0.43152 | 0.70762 | 0.43917 | 0.41981 | 0.28304 | 0.40759 | 0.028971 | 0.62321 | 0.67842 | 0.16609 | 0.06543 | 0 | 0 | 0 | 0 | 0 | 0 | 0 | 0 | 0 | 0 | 0 | 0 | 0 | 0 | 0 | 0 | 0 | 0 | 0 | 0 | 1 | 1 | 1
4 | 8 | 3 | 0.41035 | 0.24894 | 0.7006 | 0.071716 | 0.71231 | 0.38566 | 0.59718 | 0.67761 | 0.45801 | 0.4028 | 0.60037 | 0.68336 | 0.41837 | 0.71884 | 0.37339 | 0.35265 | 0.43354 | 0.35236 | 0.021852 | 0.6132 | 0.71642 | 0.24899 | 0.13811 | 0 | 0 | 0 | 0 | 0 | 0 | 0 | 0 | 0 | 0 | 0 | 0 | 0 | 0 | 0 | 0 | 0 | 0 | 0 | 0 | 1 | 1 | 1
4 | 8 | 4 | 0.37596 | 0.29878 | 0.70877 | 0.059803 | 0.74545 | 0.29445 | 0.55551 | 0.64031 | 0.42273 | 0.36762 | 0.58192 | 0.68777 | 0.38389 | 0.72345 | 0.33446 | 0.31307 | 0.56849 | 0.25336 | 0.018079 | 0.62401 | 0.67347 | 0.29859 | 0.19011 | 0 | 0 | 0 | 0 | 0 | 0 | 0 | 0 | 0 | 0 | 0 | 0 | 0 | 0 | 0 | 0 | 0 | 0 | 0 | 0 | 1 | 1 | 1
4 | 8 | 5 | 0.42449 | 0.37233 | 0.69612 | 0.04817 | 0.77336 | 0.391 | 0.50991 | 0.60635 | 0.47147 | 0.41713 | 0.54454 | 0.66643 | 0.4324 | 0.70444 | 0.28989 | 0.26798 | 0.54642 | 0.3484 | 0.0141 | 0.58114 | 0.66607 | 0.37224 | 0.2658 | 0 | 0 | 0.001014 | 0 | 0 | 0 | 0 | 0 | 0 | 0 | 0 | 0 | 0 | 0 | 0 | 0 | 0 | 0 | 0 | 0.0060884 | 1 | 1 | 1
4 | 8 | 6 | 0.44653 | 0.44917 | 0.63935 | 0.039637 | 0.77527 | 0.50348 | 0.48293 | 0.58783 | 0.4905 | 0.43915 | 0.46506 | 0.61615 | 0.45396 | 0.65821 | 0.19439 | 0.17231 | 0.57305 | 0.44904 | 0.010878 | 0.54334 | 0.66678 | 0.44953 | 0.34413 | 2.22e-05 | 0.0030212 | 0.06377 | 0.0029633 | 0.0063013 | 0.0040468 | 0.0070098 | 0.01077 | 0.0014668 | 0.0025676 | 0.0064118 | 0.0046623 | 0.0010593 | 0.0023513 | 0.0035133 | 0.0010502 | 0.0022828 | 0.018954 | 0.084482 | 0.24965 | 1 | 1 | 1
4 | 8 | 7 | 0.48214 | 0.42683 | 0.48876 | 0.029438 | 0.70011 | 0.49029 | 0.41464 | 0.54937 | 0.52828 | 0.47587 | 0.33517 | 0.56069 | 0.48985 | 0.60968 | 0.12864 | 0.10774 | 0.5878 | 0.14559 | 0.007144 | 0.47355 | 0.69299 | 0.42667 | 0.32566 | 0.011314 | 0.13454 | 0.26843 | 0.13197 | 0.23851 | 0.28032 | 0.34239 | 0.28849 | 0.11481 | 0.063501 | 0.14518 | 0.097356 | 0.10794 | 0.24179 | 0.26344 | 0.10701 | 0.014059 | 0.28956 | 0.36861 | 0.50236 | 1 | 1 | 1
4 | 8 | 8 | 0.37603 | 0.42121 | 0.33954 | 0.015781 | 0.54827 | 0.15889 | 0.32651 | 0.49831 | 0.42302 | 0.36773 | 0.30898 | 0.46759 | 0.38399 | 0.52062 | 0.089473 | 0.070235 | 0.57016 | 0.025271 | 0.0097002 | 0.42772 | 0.80223 | 0.42061 | 0.32479 | 0.16841 | 0.37044 | 0.48382 | 0.36334 | 0.57201 | 0.58541 | 0.65272 | 0.57793 | 0.39102 | 0.12504 | 0.47553 | 0.40362 | 0.29226 | 0.5462 | 0.56001 | 0.28975 | 0.12029 | 0.51415 | 0.51701 | 0.78938 | 1 | 1 | 1
4 | 8 | 9 | 0.33629 | 0.53077 | 0.26881 | 0.018531 | 0.42784 | 0.13931 | 0.28666 | 0.54554 | 0.3883 | 0.32803 | 0.31019 | 0.44266 | 0.34505 | 0.50075 | 0.09862 | 0.078887 | 0.45956 | 0.00039336 | 0.010512 | 0.47627 | 0.86794 | 0.53057 | 0.44264 | 0.35745 | 0.53363 | 0.63853 | 0.5234 | 0.74346 | 0.75817 | 0.82903 | 0.71853 | 0.55427 | 0.22554 | 0.51612 | 0.60042 | 0.53327 | 0.71493 | 0.57391 | 0.52869 | 0.22195 | 0.65043 | 0.66028 | 0.93463 | 1 | 1 | 1
4 | 8 | 10 | 0.27592 | 0.66395 | 0.22989 | 0.027716 | 0.30562 | 0.10218 | 0.25928 | 0.64216 | 0.33052 | 0.2671 | 0.35702 | 0.41874 | 0.28512 | 0.4777 | 0.12425 | 0.10347 | 0.29454 | 0.0016324 | 0.012163 | 0.48271 | 0.9153 | 0.66385 | 0.59585 | 0.5249 | 0.66743 | 0.74487 | 0.65463 | 0.80076 | 0.92736 | 0.92981 | 0.76797 | 0.66873 | 0.44984 | 0.69835 | 0.54194 | 0.66468 | 0.80308 | 0.76536 | 0.65897 | 0.52614 | 0.79616 | 0.77062 | 0.90365 | 1 | 1 | 1
4 | 8 | 11 | 0.21289 | 0.81125 | 0.17651 | 0.04406 | 0.22447 | 0.088028 | 0.25346 | 0.78045 | 0.26678 | 0.20318 | 0.40438 | 0.41809 | 0.22205 | 0.47737 | 0.14711 | 0.1257 | 0.23982 | 0.0052607 | 0.027437 | 0.47024 | 0.95434 | 0.81176 | 0.76336 | 0.69674 | 0.81279 | 0.81356 | 0.79721 | 0.8254 | 0.97484 | 0.96931 | 0.94552 | 0.85719 | 0.67544 | 0.86237 | 0.91283 | 0.66334 | 0.88614 | 0.84359 | 0.65765 | 0.65408 | 0.77075 | 0.84266 | 0.94945 | 1 | 1 | 1
4 | 8 | 12 | 0.26244 | 0.83645 | 0.13497 | 0.076244 | 0.21824 | 0.1312 | 0.26393 | 0.87453 | 0.317 | 0.25343 | 0.46572 | 0.43669 | 0.27165 | 0.49366 | 0.18547 | 0.16346 | 0.22808 | 0.0053103 | 0.069794 | 0.46546 | 0.96602 | 0.83635 | 0.80163 | 0.76656 | 0.8555 | 0.71739 | 0.8391 | 0.89734 | 0.94366 | 0.96589 | 0.87515 | 0.95508 | 0.87861 | 1 | 0.81917 | 0.80063 | 0.79931 | 0.76586 | 0.79375 | 0.54197 | 0.65808 | 0.86286 | 0.9775 | 1 | 1 | 1
4 | 8 | 13 | 0.33378 | 0.88244 | 0.12848 | 0.11723 | 0.29484 | 0.15071 | 0.3122 | 0.92412 | 0.38587 | 0.32549 | 0.50551 | 0.49085 | 0.34255 | 0.54564 | 0.25233 | 0.23015 | 0.20801 | 0.0059876 | 0.1019 | 0.46794 | 0.97405 | 0.88257 | 0.85441 | 0.8095 | 0.89198 | 0.74803 | 0.87488 | 0.84662 | 0.96221 | 0.96251 | 0.83703 | 0.99286 | 0.89178 | 0.96103 | 1 | 1 | 0.82362 | 0.76324 | 0.99247 | 0.45252 | 0.73346 | 0.7609 | 0.9366 | 1 | 1 | 1
4 | 8 | 14 | 0.38188 | 0.89559 | 0.10089 | 0.18596 | 0.45294 | 0.14194 | 0.40436 | 0.95543 | 0.43092 | 0.37399 | 0.54248 | 0.52048 | 0.39014 | 0.57184 | 0.32136 | 0.2998 | 0.19046 | 0.079202 | 0.11495 | 0.48027 | 0.98206 | 0.89578 | 0.86965 | 0.76821 | 0.86126 | 0.71089 | 0.84475 | 0.73742 | 0.93292 | 0.93786 | 0.78832 | 1 | 0.83153 | 1 | 1 | 1 | 0.80718 | 0.69266 | 1 | 0.31235 | 0.76075 | 0.7433 | 0.96799 | 1 | 1 | 1
4 | 8 | 15 | 0.42119 | 0.86765 | 0.073255 | 0.29161 | 0.63047 | 0.14911 | 0.50382 | 0.9546 | 0.46556 | 0.41336 | 0.56995 | 0.5429 | 0.42871 | 0.59143 | 0.37947 | 0.35885 | 0.19836 | 0.059533 | 0.1333 | 0.4601 | 0.98376 | 0.86816 | 0.83159 | 0.69085 | 0.81403 | 0.61385 | 0.79842 | 0.61488 | 0.81137 | 0.90928 | 0.74286 | 0.97617 | 0.8271 | 0.99037 | 0.99004 | 0.95601 | 0.9205 | 0.74925 | 0.94781 | 0.14702 | 0.71688 | 0.64682 | 0.83004 | 1 | 1 | 1
4 | 8 | 16 | 0.52678 | 0.72048 | 0.071203 | 0.42119 | 0.75741 | 0.23024 | 0.5807 | 0.92892 | 0.56791 | 0.52072 | 0.62304 | 0.58086 | 0.53368 | 0.62483 | 0.41466 | 0.39474 | 0.23128 | 0.049783 | 0.13826 | 0.41642 | 0.98021 | 0.72007 | 0.66659 | 0.53268 | 0.69071 | 0.53854 | 0.67747 | 0.54711 | 0.74065 | 0.76942 | 0.65616 | 0.8281 | 0.67387 | 0.87695 | 0.89164 | 0.87018 | 0.85891 | 0.65871 | 0.86271 | 0.325 | 0.62508 | 0.51225 | 0.65028 | 1 | 1 | 1
4 | 8 | 17 | 0.55051 | 0.65658 | 0.087462 | 0.57031 | 0.82486 | 0.26925 | 0.63217 | 0.86835 | 0.59153 | 0.54499 | 0.69616 | 0.66139 | 0.55736 | 0.69696 | 0.41079 | 0.39079 | 0.24125 | 0.029348 | 0.1279 | 0.41541 | 0.96255 | 0.65625 | 0.59005 | 0.30805 | 0.48696 | 0.42602 | 0.47762 | 0.46093 | 0.58986 | 0.56627 | 0.49962 | 0.64789 | 0.50864 | 0.65306 | 0.69356 | 0.66276 | 0.61975 | 0.39997 | 0.65707 | 0.28555 | 0.5774 | 0.37871 | 0.40212 | 1 | 1 | 1
4 | 8 | 18 | 0.44099 | 0.65036 | 0.1125 | 0.6744 | 0.85866 | 0.47956 | 0.66503 | 0.79913 | 0.48158 | 0.43299 | 0.70959 | 0.78813 | 0.44792 | 0.81595 | 0.35377 | 0.33269 | 0.18706 | 0.18756 | 0.12176 | 0.43408 | 0.91203 | 0.65005 | 0.58239 | 0.060415 | 0.18735 | 0.16025 | 0.18376 | 0.28199 | 0.38487 | 0.37376 | 0.24192 | 0.26827 | 0.13711 | 0.12142 | 0.27461 | 0.33321 | 0.18632 | 0.16028 | 0.33035 | 0.15205 | 0.26185 | 0.11765 | 0.026903 | 1 | 1 | 1
4 | 8 | 19 | 0.48706 | 0.70027 | 0.20109 | 0.73453 | 0.88011 | 0.93179 | 0.70554 | 0.76724 | 0.53004 | 0.4804 | 0.66107 | 0.81762 | 0.49429 | 0.83953 | 0.34401 | 0.32278 | 0.17535 | 0.19053 | 0.10409 | 0.47586 | 0.91761 | 0.70052 | 0.63417 | 2.3374e-05 | 0.0046941 | 0.0062198 | 0.0046042 | 0.019098 | 0.0047195 | 0.023499 | 0.010316 | 0.01325 | 0.0026323 | 0.001234 | 0.00082901 | 0.0015244 | 0.00021223 | 0.00018622 | 0.0015113 | 0.009132 | 0.013114 | 0 | 0 | 1 | 1 | 1
4 | 8 | 20 | 0.4929 | 0.67884 | 0.31483 | 0.70479 | 0.8215 | 0.87119 | 0.7236 | 0.74698 | 0.53856 | 0.48679 | 0.6063 | 0.80792 | 0.50052 | 0.83297 | 0.45323 | 0.43421 | 0.156 | 0.083737 | 0.073758 | 0.43143 | 0.95592 | 0.67842 | 0.61737 | 0 | 0 | 9.6432e-07 | 0 | 0 | 0 | 0 | 0 | 0 | 0 | 0 | 0 | 0 | 0 | 0 | 0 | 1.6792e-06 | 3.44e-06 | 0 | 0 | 1 | 1 | 1
4 | 8 | 21 | 0.34612 | 0.74354 | 0.38526 | 0.62655 | 0.77821 | 0.89856 | 0.72335 | 0.73147 | 0.39304 | 0.33728 | 0.54637 | 0.71286 | 0.35411 | 0.74562 | 0.53944 | 0.52269 | 0.14659 | 0.035639 | 0.051046 | 0.38124 | 0.97226 | 0.74368 | 0.68702 | 0 | 0 | 0 | 0 | 0 | 0 | 0 | 0 | 0 | 0 | 0 | 0 | 0 | 0 | 0 | 0 | 0 | 0 | 0 | 0 | 1 | 1 | 1
4 | 8 | 22 | 0.33345 | 0.76757 | 0.47887 | 0.59375 | 0.76812 | 0.85723 | 0.70183 | 0.72717 | 0.38478 | 0.32504 | 0.50941 | 0.60153 | 0.34211 | 0.6419 | 0.59295 | 0.57781 | 0.1568 | 0.0026384 | 0.04371 | 0.38991 | 0.97052 | 0.76782 | 0.71417 | 0 | 0 | 0 | 0 | 0 | 0 | 0 | 0 | 0 | 0 | 0 | 0 | 0 | 0 | 0 | 0 | 0 | 0 | 0 | 0 | 1 | 1 | 1
4 | 8 | 23 | 0.33566 | 0.72227 | 0.33393 | 0.56794 | 0.74188 | 0.44477 | 0.71897 | 0.71036 | 0.38739 | 0.32734 | 0.40022 | 0.5692 | 0.34437 | 0.6161 | 0.71608 | 0.70505 | 0.22784 | 0.00041251 | 0.057499 | 0.38514 | 0.96102 | 0.72162 | 0.67181 | 0 | 0 | 0 | 0 | 0 | 0 | 0 | 0 | 0 | 0 | 0 | 0 | 0 | 0 | 0 | 0 | 0 | 0 | 0 | 0 | 1 | 1 | 1
4 | 8 | 24 | 0.32665 | 0.81526 | 0.24857 | 0.58846 | 0.65886 | 0.34445 | 0.7428 | 0.67862 | 0.37783 | 0.31811 | 0.341 | 0.53452 | 0.3353 | 0.58382 | 0.77354 | 0.76459 | 0.37122 | 0.0035305 | 0.099899 | 0.3467 | 0.94023 | 0.81527 | 0.77454 | 0 | 0 | 0 | 0 | 0 | 0 | 0 | 0 | 0 | 0 | 0 | 0 | 0 | 0 | 0 | 0 | 0 | 0 | 0 | 0 | 1 | 1 | 1
4 | 9 | 1 | 0.34211 | 0.89356 | 0.22525 | 0.55372 | 0.56769 | 0.33363 | 0.75189 | 0.63961 | 0.39332 | 0.33383 | 0.36071 | 0.51386 | 0.35074 | 0.56508 | 0.84013 | 0.8337 | 0.57899 | 0.0011136 | 0.16753 | 0.2759 | 0.89735 | 0.8937 | 0.86784 | 0 | 0 | 0 | 0 | 0 | 0 | 0 | 0 | 0 | 0 | 0 | 0 | 0 | 0 | 0 | 0 | 0 | 0 | 0 | 0 | 1 | 1 | 1
4 | 9 | 2 | 0.34973 | 0.93883 | 0.22269 | 0.48748 | 0.43999 | 0.28866 | 0.77367 | 0.63001 | 0.40133 | 0.34165 | 0.38999 | 0.50461 | 0.35841 | 0.55872 | 0.88002 | 0.87514 | 0.75661 | 0.0066019 | 0.27131 | 0.21141 | 0.87761 | 0.93905 | 0.92203 | 0 | 0 | 0 | 0 | 0 | 0 | 0 | 0 | 0 | 0 | 0 | 0 | 0 | 0 | 0 | 0 | 0 | 0 | 0 | 0 | 1 | 1 | 1
4 | 9 | 3 | 0.31796 | 0.93427 | 0.28387 | 0.4759 | 0.23738 | 0.50139 | 0.79448 | 0.59849 | 0.37076 | 0.30952 | 0.33196 | 0.45745 | 0.32686 | 0.51311 | 0.90133 | 0.89729 | 0.7661 | 0.021931 | 0.39563 | 0.14512 | 0.84053 | 0.9343 | 0.91895 | 0 | 0 | 0 | 0 | 0 | 0 | 0 | 0 | 0 | 0 | 0 | 0 | 0 | 0 | 0 | 0 | 0 | 0 | 0 | 0 | 1 | 1 | 1
4 | 9 | 4 | 0.26843 | 0.92272 | 0.40621 | 0.49281 | 0.05396 | 0.46417 | 0.78495 | 0.51465 | 0.32211 | 0.25936 | 0.27593 | 0.43317 | 0.27751 | 0.49203 | 0.88114 | 0.87631 | 0.71472 | 0.03297 | 0.54511 | 0.1054 | 0.84404 | 0.92275 | 0.90484 | 0 | 0 | 0 | 0 | 0 | 0 | 0 | 0 | 0 | 0 | 0 | 0 | 0 | 0 | 0 | 0 | 0 | 0 | 0 | 0 | 1 | 1 | 1
4 | 9 | 5 | 0.25822 | 0.90186 | 0.51498 | 0.47851 | 0.003454 | 0.50495 | 0.77375 | 0.44307 | 0.31309 | 0.24918 | 0.20686 | 0.4067 | 0.26748 | 0.46693 | 0.85326 | 0.84733 | 0.6256 | 0.070198 | 0.64245 | 0.066323 | 0.85379 | 0.9018 | 0.88045 | 0 | 0 | 0.00097193 | 0 | 0 | 0 | 0 | 0 | 0 | 0 | 0 | 0 | 0 | 0 | 0 | 0 | 0 | 0 | 2.0778e-07 | 0.0058349 | 1 | 1 | 1
4 | 9 | 6 | 0.26289 | 0.88748 | 0.50857 | 0.42925 | 0 | 0.49447 | 0.7675 | 0.4026 | 0.31784 | 0.25393 | 0.19117 | 0.39384 | 0.27215 | 0.45593 | 0.84462 | 0.83835 | 0.66844 | 0.094897 | 0.68091 | 0.04214 | 0.87266 | 0.88722 | 0.86569 | 4.4908e-05 | 0.011466 | 0.12456 | 0.011246 | 0.0058455 | 0.0044587 | 0.0064375 | 0.022961 | 0.008854 | 0.031288 | 0.012372 | 0.063762 | 0.015933 | 0.013153 | 0.0061181 | 0.015797 | 0.21124 | 0.087053 | 0.10862 | 0.2556 | 1 | 1 | 1
4 | 9 | 7 | 0.26816 | 0.92685 | 0.52733 | 0.34624 | 0 | 0.32834 | 0.74621 | 0.38164 | 0.32362 | 0.25935 | 0.18467 | 0.37217 | 0.2775 | 0.43699 | 0.83208 | 0.82533 | 0.75985 | 0.094573 | 0.68148 | 0.0301 | 0.82173 | 0.92682 | 0.91071 | 0.018528 | 0.26083 | 0.48463 | 0.25583 | 0.20675 | 0.25507 | 0.29632 | 0.39748 | 0.3484 | 0.46088 | 0.47733 | 0.54606 | 0.46729 | 0.43785 | 0.37705 | 0.46328 | 0.59156 | 0.53306 | 0.52191 | 0.47549 | 1 | 1 | 1
4 | 9 | 8 | 0.25166 | 0.97073 | 0.54406 | 0.27775 | 0 | 0.074591 | 0.71914 | 0.3815 | 0.30541 | 0.24237 | 0.16229 | 0.31009 | 0.26076 | 0.38052 | 0.84831 | 0.84219 | 0.7418 | 0.092614 | 0.70505 | 0.022008 | 0.83931 | 0.97094 | 0.96124 | 0.24867 | 0.54379 | 0.74423 | 0.53336 | 0.46189 | 0.60824 | 0.63868 | 0.66818 | 0.69764 | 0.80782 | 0.78918 | 0.80663 | 0.75301 | 0.72244 | 0.67851 | 0.74654 | 0.81642 | 0.77717 | 0.78732 | 0.62185 | 1 | 1 | 1
4 | 9 | 9 | 0.29383 | 0.96844 | 0.69915 | 0.26732 | 0 | 0.020563 | 0.73004 | 0.40117 | 0.34863 | 0.2853 | 0.1532 | 0.17673 | 0.30304 | 0.24939 | 0.88734 | 0.88275 | 0.73678 | 0.12602 | 0.7136 | 0.031589 | 0.86087 | 0.9687 | 0.95774 | 0.50767 | 0.75449 | 0.88483 | 0.74002 | 0.69568 | 0.79926 | 0.81571 | 0.87762 | 0.9015 | 0.99332 | 0.9588 | 0.94648 | 0.92288 | 0.87249 | 0.81572 | 0.91495 | 0.92334 | 0.88445 | 0.90069 | 0.74393 | 1 | 1 | 1
4 | 9 | 10 | 0.28899 | 0.9072 | 0.81957 | 0.28601 | 0 | 0.12779 | 0.78389 | 0.44937 | 0.34452 | 0.2805 | 0.14458 | 0.070597 | 0.29831 | 0.13876 | 0.92302 | 0.91985 | 0.6282 | 0.11152 | 0.72688 | 0.077328 | 0.8374 | 0.90707 | 0.88796 | 0.70654 | 0.89301 | 0.93525 | 0.87589 | 0.83366 | 0.92693 | 0.92378 | 0.9578 | 1 | 1 | 1 | 1 | 1 | 0.92565 | 0.99521 | 0.99603 | 0.96458 | 0.92243 | 0.96264 | 0.69817 | 1 | 1 | 1
4 | 9 | 11 | 0.22406 | 0.8719 | 0.89896 | 0.30651 | 0 | 0.32879 | 0.82089 | 0.54709 | 0.27696 | 0.21432 | 0.17942 | 0.075188 | 0.23306 | 0.14629 | 0.94881 | 0.94669 | 0.67351 | 0.041682 | 0.77127 | 0.14084 | 0.84016 | 0.87172 | 0.84566 | 0.82596 | 0.95607 | 0.90723 | 0.93774 | 0.8911 | 0.97657 | 0.97509 | 0.93674 | 1 | 1 | 1 | 1 | 1 | 1 | 0.97555 | 1 | 0.93588 | 0.95162 | 0.94069 | 0.68683 | 1 | 1 | 1
4 | 9 | 12 | 0.28701 | 0.87023 | 0.96953 | 0.34014 | 0 | 0.36676 | 0.8457 | 0.62985 | 0.34151 | 0.27833 | 0.26361 | 0.13521 | 0.29618 | 0.20875 | 0.9653 | 0.96386 | 0.79888 | 0.020545 | 0.78054 | 0.21409 | 0.81695 | 0.87013 | 0.8426 | 0.88274 | 0.97846 | 0.97934 | 0.9597 | 0.88707 | 0.97693 | 0.97982 | 0.90322 | 1 | 1 | 1 | 1 | 1 | 0.98713 | 1 | 1 | 0.96966 | 0.96181 | 1 | 0.68682 | 1 | 1 | 1
4 | 9 | 13 | 0.33411 | 0.88309 | 0.99471 | 0.3628 | 0.003714 | 0.4443 | 0.85783 | 0.66613 | 0.38593 | 0.32579 | 0.42072 | 0.21799 | 0.34284 | 0.29029 | 0.9734 | 0.9723 | 0.84472 | 0.061528 | 0.83605 | 0.2958 | 0.76234 | 0.88286 | 0.85996 | 0.8837 | 0.9703 | 0.96749 | 0.9517 | 0.90735 | 0.9704 | 0.96758 | 0.87268 | 1 | 1 | 1 | 1 | 1 | 0.95045 | 1 | 1 | 0.90483 | 0.94104 | 1 | 0.71951 | 1 | 1 | 1
4 | 9 | 14 | 0.36743 | 0.94393 | 0.99898 | 0.37796 | 0.054282 | 0.53386 | 0.86976 | 0.68398 | 0.41648 | 0.35927 | 0.57959 | 0.30924 | 0.37571 | 0.3745 | 0.97657 | 0.97559 | 0.9053 | 0.12429 | 0.86367 | 0.36065 | 0.74959 | 0.94408 | 0.92921 | 0.82664 | 0.92589 | 0.87858 | 0.90814 | 0.75963 | 0.9625 | 0.96218 | 0.78491 | 0.97022 | 1 | 1 | 1 | 1 | 0.99703 | 1 | 0.99728 | 0.73954 | 0.86284 | 0.9461 | 0.66838 | 1 | 1 | 1
4 | 9 | 15 | 0.42742 | 0.96841 | 0.99971 | 0.38469 | 0.25882 | 0.58576 | 0.86418 | 0.68355 | 0.47018 | 0.41949 | 0.62237 | 0.45797 | 0.43469 | 0.51659 | 0.97502 | 0.97398 | 0.91447 | 0.21246 | 0.89362 | 0.44006 | 0.77879 | 0.96849 | 0.96017 | 0.74936 | 0.88385 | 0.8218 | 0.86691 | 0.77885 | 0.93016 | 0.93409 | 0.77122 | 1 | 1 | 1 | 0.99208 | 0.97002 | 0.94886 | 0.96575 | 0.96169 | 0.61235 | 0.83632 | 0.90425 | 0.70849 | 1 | 1 | 1
4 | 9 | 16 | 0.59919 | 0.97739 | 0.99954 | 0.39985 | 0.55919 | 0.5755 | 0.85013 | 0.68686 | 0.63568 | 0.59413 | 0.63254 | 0.55336 | 0.60529 | 0.6043 | 0.96791 | 0.96658 | 0.88506 | 0.37775 | 0.87837 | 0.49158 | 0.849 | 0.97756 | 0.96987 | 0.59711 | 0.77826 | 0.73507 | 0.76334 | 0.82469 | 0.87656 | 0.87296 | 0.78222 | 0.92933 | 0.81575 | 0.92578 | 0.89821 | 0.85745 | 0.82564 | 0.84157 | 0.85009 | 0.55307 | 0.81616 | 0.7804 | 0.53372 | 1 | 1 | 1
4 | 9 | 17 | 0.66473 | 0.94584 | 0.9974 | 0.43105 | 0.71518 | 0.58404 | 0.84357 | 0.70544 | 0.69652 | 0.66054 | 0.63901 | 0.56945 | 0.67004 | 0.61692 | 0.95949 | 0.95781 | 0.94264 | 0.64883 | 0.86145 | 0.65515 | 0.87298 | 0.94568 | 0.93562 | 0.35293 | 0.56509 | 0.52658 | 0.55426 | 0.73225 | 0.72009 | 0.70455 | 0.60678 | 0.72239 | 0.62611 | 0.72006 | 0.66681 | 0.63596 | 0.59797 | 0.61008 | 0.6305 | 0.35885 | 0.68106 | 0.5587 | 0.29402 | 1 | 1 | 1
4 | 9 | 18 | 0.60811 | 0.94871 | 0.99794 | 0.44852 | 0.72809 | 0.65636 | 0.84795 | 0.74299 | 0.63917 | 0.60241 | 0.62453 | 0.56438 | 0.61339 | 0.60689 | 0.93235 | 0.92957 | 0.952 | 0.47158 | 0.8422 | 0.68446 | 0.78487 | 0.94859 | 0.93866 | 0.072041 | 0.21644 | 0.19691 | 0.21229 | 0.42912 | 0.41667 | 0.36393 | 0.31922 | 0.34638 | 0.30544 | 0.17043 | 0.25948 | 0.15632 | 0.1808 | 0.23726 | 0.15498 | 0.13104 | 0.25652 | 0.20623 | 0.023155 | 1 | 1 | 1
4 | 9 | 19 | 0.61925 | 0.97749 | 0.98403 | 0.53366 | 0.76758 | 0.79792 | 0.88774 | 0.75657 | 0.65241 | 0.61414 | 0.69096 | 0.67458 | 0.62482 | 0.71133 | 0.88581 | 0.88115 | 0.79104 | 0.42883 | 0.90186 | 0.70613 | 0.84419 | 0.97763 | 0.97042 | 2.0916e-05 | 0.0064228 | 0.0074409 | 0.0062997 | 0.043512 | 0.0062162 | 0.0077728 | 0.015881 | 0.018416 | 0.0084472 | 0.0025976 | 0.001329 | 0.00054113 | 0.00027028 | 0.00096556 | 0.00053649 | 0.00015282 | 0.017071 | 1.2818e-07 | 0 | 1 | 1 | 1
4 | 9 | 20 | 0.60371 | 0.9733 | 0.93896 | 0.60379 | 0.76325 | 0.9346 | 0.93007 | 0.75381 | 0.63563 | 0.59803 | 0.72621 | 0.76696 | 0.60912 | 0.79861 | 0.84709 | 0.84092 | 0.71467 | 0.64444 | 0.89829 | 0.74518 | 0.921 | 0.9734 | 0.9658 | 0 | 0 | 1.3661e-06 | 0 | 0 | 0 | 0 | 0 | 0 | 0 | 0 | 0 | 0 | 0 | 0 | 0 | 0 | 7.3066e-06 | 0 | 0 | 1 | 1 | 1
4 | 9 | 21 | 0.64423 | 0.94615 | 0.93684 | 0.4939 | 0.77285 | 0.88263 | 0.91973 | 0.74887 | 0.67439 | 0.63927 | 0.70055 | 0.72179 | 0.64931 | 0.75151 | 0.80844 | 0.80079 | 0.71922 | 0.58707 | 0.86943 | 0.67865 | 0.93156 | 0.94615 | 0.9338 | 0 | 0 | 0 | 0 | 0 | 0 | 0 | 0 | 0 | 0 | 0 | 0 | 0 | 0 | 0 | 0 | 0 | 0 | 0 | 0 | 1 | 1 | 1
4 | 9 | 22 | 0.69296 | 0.91375 | 0.94911 | 0.51748 | 0.7559 | 0.77638 | 0.91549 | 0.75819 | 0.71972 | 0.68871 | 0.64454 | 0.70203 | 0.69747 | 0.73872 | 0.76193 | 0.75255 | 0.74992 | 0.52307 | 0.77556 | 0.60622 | 0.88056 | 0.91337 | 0.89922 | 0 | 0 | 0 | 0 | 0 | 0 | 0 | 0 | 0 | 0 | 0 | 0 | 0 | 0 | 0 | 0 | 0 | 0 | 0 | 0 | 1 | 1 | 1
4 | 9 | 23 | 0.73015 | 0.96575 | 0.9323 | 0.54153 | 0.5223 | 0.64156 | 0.89365 | 0.78299 | 0.75318 | 0.72628 | 0.51011 | 0.5995 | 0.73404 | 0.64036 | 0.7341 | 0.72371 | 0.73866 | 0.58636 | 0.63297 | 0.57445 | 0.85438 | 0.96618 | 0.95219 | 0 | 0 | 0 | 0 | 0 | 0 | 0 | 0 | 0 | 0 | 0 | 0 | 0 | 0 | 0 | 0 | 0 | 0 | 0 | 0 | 1 | 1 | 1
4 | 9 | 24 | 0.77643 | 0.91664 | 0.92474 | 0.55236 | 0.19309 | 0.59508 | 0.86476 | 0.80671 | 0.79762 | 0.7735 | 0.47379 | 0.56537 | 0.77998 | 0.61164 | 0.71266 | 0.7015 | 0.76162 | 0.5405 | 0.66352 | 0.48127 | 0.86516 | 0.91658 | 0.89863 | 0 | 0 | 0 | 0 | 0 | 0 | 0 | 0 | 0 | 0 | 0 | 0 | 0 | 0 | 0 | 0 | 0 | 0 | 0 | 0 | 1 | 1 | 1
4 | 10 | 1 | 0.75859 | 0.87959 | 0.91348 | 0.52329 | 0.1014 | 0.55919 | 0.83668 | 0.82286 | 0.78036 | 0.75528 | 0.40044 | 0.5511 | 0.76225 | 0.6007 | 0.68826 | 0.67626 | 0.64611 | 0.52362 | 0.81768 | 0.35899 | 0.91714 | 0.87929 | 0.85663 | 0 | 0 | 0 | 0 | 0 | 0 | 0 | 0 | 0 | 0 | 0 | 0 | 0 | 0 | 0 | 0 | 0 | 0 | 0 | 0 | 1 | 1 | 1
4 | 10 | 2 | 0.71358 | 0.90628 | 0.9162 | 0.49972 | 0.16182 | 0.44414 | 0.82403 | 0.83548 | 0.7365 | 0.70926 | 0.35266 | 0.50285 | 0.71747 | 0.55601 | 0.69618 | 0.68445 | 0.63319 | 0.51267 | 0.76499 | 0.22854 | 0.9604 | 0.90639 | 0.88375 | 0 | 0 | 0 | 0 | 0 | 0 | 0 | 0 | 0 | 0 | 0 | 0 | 0 | 0 | 0 | 0 | 0 | 0 | 0 | 0 | 1 | 1 | 1
4 | 10 | 3 | 0.73191 | 0.901 | 0.92636 | 0.52353 | 0.23419 | 0.65565 | 0.81947 | 0.83296 | 0.75747 | 0.72849 | 0.32968 | 0.44151 | 0.73618 | 0.4989 | 0.69541 | 0.68365 | 0.71242 | 0.50573 | 0.79398 | 0.18004 | 0.97148 | 0.90068 | 0.88286 | 0 | 0 | 0 | 0 | 0 | 0 | 0 | 0 | 0 | 0 | 0 | 0 | 0 | 0 | 0 | 0 | 0 | 0 | 0 | 0 | 1 | 1 | 1
4 | 10 | 4 | 0.66253 | 0.96491 | 0.9223 | 0.51994 | 0.28648 | 0.94039 | 0.80706 | 0.82726 | 0.69257 | 0.65802 | 0.27336 | 0.39156 | 0.66757 | 0.45559 | 0.69122 | 0.67932 | 0.77509 | 0.51105 | 0.78361 | 0.19956 | 0.97112 | 0.9651 | 0.95429 | 0 | 0 | 0 | 0 | 0 | 0 | 0 | 0 | 0 | 0 | 0 | 0 | 0 | 0 | 0 | 0 | 0 | 0 | 0 | 0 | 1 | 1 | 1
4 | 10 | 5 | 0.54721 | 0.98267 | 0.92227 | 0.52152 | 0.24794 | 0.83157 | 0.80126 | 0.81262 | 0.5823 | 0.54069 | 0.22436 | 0.28437 | 0.55317 | 0.35684 | 0.67523 | 0.66277 | 0.76796 | 0.53746 | 0.80411 | 0.18756 | 0.97081 | 0.98282 | 0.97665 | 0 | 0 | 0.0021536 | 0 | 0 | 0 | 0 | 0 | 0 | 0 | 0 | 0 | 0 | 0 | 0 | 0 | 0 | 0 | 4.1332e-06 | 0.012926 | 1 | 1 | 1
4 | 10 | 6 | 0.52233 | 0.96708 | 0.92232 | 0.52128 | 0.18856 | 0.90032 | 0.81116 | 0.79739 | 0.56332 | 0.51615 | 0.18403 | 0.095254 | 0.52921 | 0.16434 | 0.64822 | 0.63485 | 0.76686 | 0.46744 | 0.7839 | 0.32369 | 0.96677 | 0.96708 | 0.95951 | 5.8656e-05 | 0.010556 | 0.15607 | 0.010353 | 0.020185 | 0.0053292 | 0.0075906 | 0.023679 | 0.010807 | 0.02043 | 0.013298 | 0.042202 | 0.01453 | 0.010774 | 0.0066549 | 0.014405 | 0.22088 | 0.087133 | 0.13321 | 0.41269 | 1 | 1 | 1
4 | 10 | 7 | 0.44167 | 0.94916 | 0.90378 | 0.48512 | 0.14374 | 0.89178 | 0.79905 | 0.78125 | 0.48777 | 0.43454 | 0.19482 | 0.0049102 | 0.44942 | 0.049733 | 0.60565 | 0.5909 | 0.7556 | 0.36934 | 0.8077 | 0.36464 | 0.97335 | 0.9489 | 0.941 | 0.019592 | 0.27059 | 0.55457 | 0.26541 | 0.39199 | 0.26826 | 0.27982 | 0.40692 | 0.35913 | 0.45451 | 0.46954 | 0.52856 | 0.4583 | 0.43112 | 0.37378 | 0.45436 | 0.60698 | 0.51638 | 0.56529 | 0.78545 | 1 | 1 | 1
4 | 10 | 8 | 0.31675 | 0.98859 | 0.89233 | 0.33304 | 0.029974 | 0.70894 | 0.74292 | 0.75064 | 0.3676 | 0.308 | 0.1724 | 0 | 0.32535 | 0.011414 | 0.56929 | 0.55342 | 0.73172 | 0.28543 | 0.85074 | 0.33929 | 0.98137 | 0.98871 | 0.98431 | 0.25859 | 0.56768 | 0.7975 | 0.5568 | 0.71833 | 0.66644 | 0.54701 | 0.72063 | 0.70305 | 0.80161 | 0.79651 | 0.79819 | 0.75997 | 0.75333 | 0.70054 | 0.75344 | 0.80731 | 0.7516 | 0.81454 | 0.91987 | 1 | 1 | 1
4 | 10 | 9 | 0.25008 | 0.99836 | 0.92745 | 0.28005 | 0 | 0.58697 | 0.72272 | 0.73758 | 0.30341 | 0.24071 | 0.18326 | 0 | 0.25912 | 0.010119 | 0.56569 | 0.54971 | 0.73116 | 0.21759 | 0.82386 | 0.33281 | 0.96818 | 0.99843 | 0.99707 | 0.52701 | 0.78673 | 0.9007 | 0.77164 | 0.94347 | 0.85877 | 0.83678 | 0.88944 | 0.90431 | 0.97671 | 0.95872 | 0.93282 | 0.9215 | 0.9141 | 0.88182 | 0.91359 | 0.8854 | 0.89583 | 0.9455 | 0.80067 | 1 | 1 | 1
4 | 10 | 10 | 0.26784 | 0.99361 | 0.96559 | 0.26116 | 0 | 0.53907 | 0.75046 | 0.74227 | 0.32301 | 0.25898 | 0.16092 | 0 | 0.27713 | 0.0217 | 0.55815 | 0.54195 | 0.73775 | 0.17686 | 0.81507 | 0.36511 | 0.95891 | 0.99361 | 0.99213 | 0.72477 | 0.91474 | 0.91026 | 0.89721 | 1 | 0.94519 | 0.94836 | 0.96882 | 1 | 1 | 1 | 1 | 1 | 0.99176 | 0.96664 | 0.99403 | 0.88814 | 0.93541 | 1 | 0.86606 | 1 | 1 | 1
4 | 10 | 11 | 0.2748 | 0.98881 | 0.9779 | 0.22159 | 0 | 0.54304 | 0.76108 | 0.74291 | 0.32989 | 0.26603 | 0.10032 | 0 | 0.28408 | 0.021767 | 0.5533 | 0.53696 | 0.6882 | 0.16045 | 0.82184 | 0.38715 | 0.96441 | 0.98877 | 0.98677 | 0.84356 | 0.97495 | 0.99238 | 0.95626 | 1 | 0.98039 | 0.98411 | 0.99732 | 1 | 1 | 1 | 1 | 1 | 1 | 0.9992 | 1 | 0.88361 | 0.92595 | 1 | 0.99506 | 1 | 1 | 1
4 | 10 | 12 | 0.2593 | 0.99263 | 0.95189 | 0.166 | 0 | 0.57013 | 0.75892 | 0.74193 | 0.3136 | 0.2502 | 0.060246 | 0 | 0.26848 | 0.019419 | 0.52679 | 0.50968 | 0.7497 | 0.14809 | 0.8169 | 0.43026 | 0.97441 | 0.99263 | 0.99098 | 0.90703 | 1 | 1 | 0.98421 | 1 | 0.99033 | 0.98738 | 0.96923 | 1 | 1 | 1 | 1 | 1 | 1 | 1 | 1 | 0.94497 | 0.94747 | 1 | 1 | 1 | 1 | 1
4 | 10 | 13 | 0.2737 | 0.99693 | 0.91344 | 0.12724 | 0 | 0.5706 | 0.71819 | 0.72867 | 0.32832 | 0.26484 | 0.052488 | 0 | 0.28291 | 0.032496 | 0.50138 | 0.48358 | 0.83178 | 0.20052 | 0.87258 | 0.45591 | 0.98651 | 0.99696 | 0.99585 | 0.91084 | 0.99732 | 1 | 0.9782 | 1 | 0.97392 | 0.96896 | 0.95065 | 1 | 1 | 1 | 1 | 1 | 1 | 1 | 1 | 0.85916 | 0.94635 | 1 | 1 | 1 | 1 | 1
4 | 10 | 14 | 0.28817 | 0.99467 | 0.91908 | 0.095099 | 0 | 0.58144 | 0.71614 | 0.71727 | 0.34102 | 0.27926 | 0.11779 | 0.0020587 | 0.2971 | 0.056736 | 0.50321 | 0.48545 | 0.86793 | 0.28231 | 0.91058 | 0.43051 | 0.99041 | 0.99466 | 0.99355 | 0.87232 | 0.97421 | 1 | 0.95553 | 0.98494 | 0.95008 | 0.95394 | 0.96864 | 1 | 1 | 1 | 1 | 1 | 1 | 0.99955 | 1 | 0.9599 | 0.96172 | 1 | 1 | 1 | 1 | 1
4 | 10 | 15 | 0.33474 | 0.9942 | 0.8833 | 0.068623 | 0 | 0.54085 | 0.72253 | 0.71593 | 0.38763 | 0.32659 | 0.25101 | 0.036789 | 0.34363 | 0.10732 | 0.44713 | 0.42796 | 0.87025 | 0.33454 | 0.84705 | 0.41107 | 0.99154 | 0.99418 | 0.99304 | 0.76805 | 0.90428 | 0.99245 | 0.88694 | 0.85714 | 0.85043 | 0.91054 | 0.96051 | 1 | 1 | 1 | 1 | 0.96762 | 0.95945 | 0.96379 | 0.95931 | 0.93445 | 0.89907 | 0.96124 | 1 | 1 | 1 | 1
4 | 10 | 16 | 0.33018 | 0.99701 | 0.78323 | 0.049745 | 0 | 0.48201 | 0.72956 | 0.71662 | 0.38116 | 0.32166 | 0.34678 | 0.066967 | 0.33879 | 0.13779 | 0.37962 | 0.35901 | 0.78721 | 0.32808 | 0.88671 | 0.34902 | 0.99321 | 0.99707 | 0.99551 | 0.58927 | 0.76714 | 0.88607 | 0.75243 | 0.61021 | 0.71766 | 0.8277 | 0.88972 | 0.92401 | 0.96173 | 0.91218 | 0.90598 | 0.86021 | 0.85278 | 0.86026 | 0.85282 | 0.89346 | 0.85952 | 0.84209 | 0.83147 | 1 | 1 | 1
4 | 10 | 17 | 0.34894 | 0.98828 | 0.67791 | 0.031539 | 0.041185 | 0.43427 | 0.73793 | 0.70406 | 0.39927 | 0.34064 | 0.39154 | 0.1355 | 0.35743 | 0.2127 | 0.24404 | 0.22186 | 0.70227 | 0.3189 | 0.80119 | 0.28773 | 0.98881 | 0.98859 | 0.98145 | 0.34242 | 0.54577 | 0.64243 | 0.53531 | 0.47841 | 0.46762 | 0.66611 | 0.66716 | 0.73176 | 0.77726 | 0.68211 | 0.6948 | 0.66792 | 0.63215 | 0.63149 | 0.66218 | 0.69199 | 0.71181 | 0.57533 | 0.50098 | 1 | 1 | 1
4 | 10 | 18 | 0.38631 | 0.90991 | 0.59568 | 0.023601 | 0.28632 | 0.41034 | 0.75666 | 0.68288 | 0.43259 | 0.37809 | 0.40066 | 0.1466 | 0.39415 | 0.2165 | 0.13461 | 0.11353 | 0.608 | 0.37874 | 0.67169 | 0.1986 | 0.89429 | 0.90991 | 0.88959 | 0.06003 | 0.18766 | 0.25703 | 0.18407 | 0.23166 | 0.21501 | 0.33635 | 0.31232 | 0.32144 | 0.33309 | 0.28979 | 0.14019 | 0.21239 | 0.20377 | 0.19092 | 0.21056 | 0.41894 | 0.24797 | 0.22052 | 0.040555 | 1 | 1 | 1
4 | 10 | 19 | 0.50098 | 0.82733 | 0.48898 | 0.031822 | 0.66032 | 0.65149 | 0.7795 | 0.66409 | 0.54379 | 0.49461 | 0.41069 | 0.25818 | 0.50816 | 0.32874 | 0.13371 | 0.11264 | 0.44293 | 0.31065 | 0.56389 | 0.11584 | 0.78711 | 0.82691 | 0.79485 | 2.3922e-05 | 0.0050658 | 0.016086 | 0.0049687 | 0.02515 | 0.0011526 | 0.0074559 | 0.01631 | 0.015607 | 0.009791 | 0.0049624 | 0.0005618 | 0.0010103 | 0.00047414 | 0.0014107 | 0.0010016 | 0.042821 | 0.014605 | 1.6455e-06 | 0 | 1 | 1 | 1
4 | 10 | 20 | 0.54189 | 0.8319 | 0.38822 | 0.15165 | 0.71247 | 0.57901 | 0.77914 | 0.65868 | 0.58285 | 0.53616 | 0.38354 | 0.37142 | 0.54875 | 0.43819 | 0.17195 | 0.15009 | 0.34269 | 0.22065 | 0.58831 | 0.078847 | 0.72452 | 0.83173 | 0.79703 | 0 | 0 | 2.3059e-05 | 0 | 0 | 0 | 0 | 0 | 0 | 0 | 0 | 0 | 0 | 0 | 0 | 0 | 0.00011089 | 9.9011e-06 | 0 | 0 | 1 | 1 | 1
4 | 10 | 21 | 0.4723 | 0.86417 | 0.21109 | 0.17892 | 0.64269 | 0.37827 | 0.78459 | 0.66699 | 0.51272 | 0.46492 | 0.41359 | 0.40045 | 0.47916 | 0.46162 | 0.1339 | 0.11283 | 0.2742 | 0.32723 | 0.63576 | 0.072834 | 0.66365 | 0.86412 | 0.83456 | 0 | 0 | 0 | 0 | 0 | 0 | 0 | 0 | 0 | 0 | 0 | 0 | 0 | 0 | 0 | 0 | 0 | 0 | 0 | 0 | 1 | 1 | 1
4 | 10 | 22 | 0.49034 | 0.90351 | 0.11792 | 0.20303 | 0.58889 | 0.55503 | 0.81506 | 0.69572 | 0.53212 | 0.48357 | 0.4407 | 0.42528 | 0.49739 | 0.48577 | 0.093943 | 0.074457 | 0.22884 | 0.33577 | 0.66562 | 0.045998 | 0.52875 | 0.90385 | 0.87734 | 0 | 0 | 0 | 0 | 0 | 0 | 0 | 0 | 0 | 0 | 0 | 0 | 0 | 0 | 0 | 0 | 0 | 0 | 0 | 0 | 1 | 1 | 1
4 | 10 | 23 | 0.50453 | 0.86586 | 0.053869 | 0.19432 | 0.49951 | 0.28506 | 0.83784 | 0.71412 | 0.54801 | 0.49834 | 0.4151 | 0.41991 | 0.51181 | 0.47989 | 0.088512 | 0.069321 | 0.20938 | 0.25982 | 0.6813 | 0.069351 | 0.28755 | 0.86618 | 0.83174 | 0 | 0 | 0 | 0 | 0 | 0 | 0 | 0 | 0 | 0 | 0 | 0 | 0 | 0 | 0 | 0 | 0 | 0 | 0 | 0 | 1 | 1 | 1
4 | 10 | 24 | 0.41383 | 0.75038 | 0.004283 | 0.18776 | 0.60666 | 0.32061 | 0.83416 | 0.6968 | 0.45987 | 0.40612 | 0.38768 | 0.40717 | 0.42161 | 0.46762 | 0.084885 | 0.065914 | 0.17813 | 0.142 | 0.72001 | 0.22732 | 0.11637 | 0.75001 | 0.70173 | 0 | 0 | 0 | 0 | 0 | 0 | 0 | 0 | 0 | 0 | 0 | 0 | 0 | 0 | 0 | 0 | 0 | 0 | 0 | 0 | 1 | 1 | 1
4 | 11 | 1 | 0.34461 | 0.70814 | 0 | 0.19863 | 0.70274 | 0.48184 | 0.83487 | 0.67491 | 0.39475 | 0.33621 | 0.3622 | 0.40142 | 0.35307 | 0.463 | 0.10292 | 0.082989 | 0.13773 | 0.098824 | 0.6635 | 0.30098 | 0.039512 | 0.70765 | 0.65284 | 0 | 0 | 0 | 0 | 0 | 0 | 0 | 0 | 0 | 0 | 0 | 0 | 0 | 0 | 0 | 0 | 0 | 0 | 0 | 0 | 1 | 1 | 1
4 | 11 | 2 | 0.30464 | 0.7622 | 0 | 0.26853 | 0.73521 | 0.41887 | 0.84298 | 0.66011 | 0.35756 | 0.29599 | 0.35952 | 0.38756 | 0.31356 | 0.44923 | 0.13687 | 0.11573 | 0.10164 | 0.055544 | 0.66532 | 0.26971 | 0.031793 | 0.76235 | 0.70909 | 0 | 0 | 0 | 0 | 0 | 0 | 0 | 0 | 0 | 0 | 0 | 0 | 0 | 0 | 0 | 0 | 0 | 0 | 0 | 0 | 1 | 1 | 1
4 | 11 | 3 | 0.26961 | 0.77212 | 0 | 0.30639 | 0.76506 | 0.59829 | 0.82343 | 0.66757 | 0.32424 | 0.26069 | 0.39174 | 0.38837 | 0.27882 | 0.4507 | 0.22674 | 0.20453 | 0.076232 | 0.024648 | 0.62932 | 0.20455 | 0.018945 | 0.77237 | 0.71967 | 0 | 0 | 0 | 0 | 0 | 0 | 0 | 0 | 0 | 0 | 0 | 0 | 0 | 0 | 0 | 0 | 0 | 0 | 0 | 0 | 1 | 1 | 1
4 | 11 | 4 | 0.24163 | 0.71952 | 0 | 0.33303 | 0.69393 | 0.70989 | 0.80823 | 0.66579 | 0.29561 | 0.23225 | 0.34443 | 0.38706 | 0.25077 | 0.44943 | 0.30988 | 0.28818 | 0.042268 | 0.011708 | 0.63104 | 0.14851 | 0.029909 | 0.71963 | 0.65881 | 0 | 0 | 0 | 0 | 0 | 0 | 0 | 0 | 0 | 0 | 0 | 0 | 0 | 0 | 0 | 0 | 0 | 0 | 0 | 0 | 1 | 1 | 1
4 | 11 | 5 | 0.28251 | 0.6335 | 0.0039929 | 0.32033 | 0.42073 | 0.95054 | 0.80108 | 0.64763 | 0.33722 | 0.27379 | 0.34007 | 0.38416 | 0.29172 | 0.44673 | 0.35468 | 0.33361 | 0.020213 | 0.0099857 | 0.66546 | 0.10488 | 0.026958 | 0.63328 | 0.56151 | 0 | 0 | 0.0024437 | 0 | 0 | 0 | 0 | 0 | 0 | 0 | 0 | 0 | 0 | 0 | 0 | 0 | 0 | 0 | 2.2094e-06 | 0.01467 | 1 | 1 | 1
4 | 11 | 6 | 0.30249 | 0.58362 | 0.044668 | 0.29673 | 0.19464 | 0.81434 | 0.79208 | 0.60793 | 0.35661 | 0.29399 | 0.29233 | 0.37816 | 0.3116 | 0.44244 | 0.37239 | 0.35163 | 0.019963 | 0.013426 | 0.6954 | 0.099851 | 0.020233 | 0.58352 | 0.50206 | 7.9369e-05 | 0.012864 | 0.11411 | 0.012617 | 4.508e-05 | 1.3529e-05 | 0.0011172 | 0.011388 | 0.012254 | 0.019351 | 0.023154 | 0.093937 | 0.025934 | 0.017058 | 0.0097239 | 0.025711 | 0.085409 | 0.056172 | 0.10003 | 0.40951 | 1 | 1 | 1
4 | 11 | 7 | 0.28214 | 0.53935 | 0.03738 | 0.26642 | 0.033498 | 0.24186 | 0.79135 | 0.56572 | 0.33676 | 0.27341 | 0.28213 | 0.33571 | 0.29134 | 0.40373 | 0.37168 | 0.35091 | 0.0092785 | 0.020957 | 0.7588 | 0.11174 | 0.0092627 | 0.53912 | 0.45279 | 0.019135 | 0.22125 | 0.39167 | 0.21701 | 0.0076621 | 0.006929 | 0.078292 | 0.22418 | 0.33448 | 0.48476 | 0.51343 | 0.56858 | 0.49149 | 0.44925 | 0.46313 | 0.48727 | 0.36723 | 0.32401 | 0.51017 | 0.81861 | 1 | 1 | 1
4 | 11 | 8 | 0.2443 | 0.53055 | 0.012008 | 0.26069 | 0 | 0.2227 | 0.77867 | 0.57915 | 0.29852 | 0.23498 | 0.30021 | 0.24249 | 0.25347 | 0.31201 | 0.33338 | 0.31198 | 0.013228 | 0.021307 | 0.78458 | 0.063186 | 0.017679 | 0.53043 | 0.44134 | 0.2139 | 0.42504 | 0.61259 | 0.41689 | 0.07869 | 0.041106 | 0.10687 | 0.29812 | 0.60798 | 0.81724 | 0.79858 | 0.82816 | 0.7778 | 0.77094 | 0.76021 | 0.77112 | 0.55083 | 0.55102 | 0.77235 | 1 | 1 | 1 | 1
4 | 11 | 9 | 0.26448 | 0.53021 | 0.064462 | 0.34516 | 0 | 0.24515 | 0.77205 | 0.62432 | 0.31862 | 0.25542 | 0.37507 | 0.19844 | 0.27362 | 0.26751 | 0.30174 | 0.27994 | 0.02624 | 0.0072106 | 0.78927 | 0.056186 | 0.045145 | 0.53006 | 0.44135 | 0.40077 | 0.56618 | 0.66012 | 0.55533 | 0.15513 | 0.15467 | 0.29339 | 0.22838 | 0.57488 | 1 | 0.9658 | 0.96536 | 0.93812 | 0.9382 | 0.91882 | 0.93007 | 0.63261 | 0.56491 | 0.94809 | 1 | 1 | 1 | 1
4 | 11 | 10 | 0.3167 | 0.54686 | 0.14201 | 0.37664 | 0 | 0.23384 | 0.76535 | 0.66822 | 0.36928 | 0.30821 | 0.4321 | 0.26022 | 0.32556 | 0.32876 | 0.24984 | 0.22765 | 0.033657 | 0.0024458 | 0.76555 | 0.041979 | 0.089094 | 0.54678 | 0.45953 | 0.5329 | 0.65739 | 0.74292 | 0.64479 | 0.22119 | 0.49062 | 0.23267 | 0.1726 | 0.55954 | 1 | 1 | 1 | 1 | 1 | 1 | 1 | 0.76987 | 0.63621 | 1 | 1 | 1 | 1 | 1
4 | 11 | 11 | 0.36611 | 0.56417 | 0.18143 | 0.42896 | 0.038592 | 0.050657 | 0.79077 | 0.73041 | 0.41474 | 0.35788 | 0.47465 | 0.37641 | 0.37433 | 0.43984 | 0.26811 | 0.246 | 0.036089 | 0.0012142 | 0.75538 | 0.045908 | 0.18017 | 0.56395 | 0.48124 | 0.64502 | 0.74111 | 0.73309 | 0.7269 | 0.25036 | 0.75036 | 0.43579 | 0.25248 | 0.57312 | 1 | 1 | 1 | 1 | 1 | 1 | 1 | 0.68337 | 0.68551 | 0.99459 | 1 | 1 | 1 | 1
4 | 11 | 12 | 0.44948 | 0.61623 | 0.17592 | 0.46378 | 0.22147 | 0.017664 | 0.81091 | 0.81687 | 0.4954 | 0.44247 | 0.64402 | 0.4869 | 0.4572 | 0.54078 | 0.28106 | 0.25905 | 0.03781 | 1.8813e-05 | 0.73892 | 0.15186 | 0.28576 | 0.61598 | 0.54187 | 0.75043 | 0.83166 | 0.83868 | 0.81572 | 0.41593 | 0.87365 | 0.8075 | 0.39554 | 0.62949 | 1 | 1 | 1 | 1 | 1 | 1 | 1 | 0.78773 | 0.69257 | 0.97908 | 1 | 1 | 1 | 1
4 | 11 | 13 | 0.47779 | 0.71028 | 0.14167 | 0.55539 | 0.40363 | 0.049227 | 0.82159 | 0.88892 | 0.52095 | 0.47095 | 0.82905 | 0.60136 | 0.48506 | 0.64555 | 0.28457 | 0.26259 | 0.033945 | 1.8813e-05 | 0.73447 | 0.31755 | 0.42183 | 0.71016 | 0.65074 | 0.73731 | 0.81081 | 0.79649 | 0.79526 | 0.39996 | 0.51647 | 0.86948 | 0.55761 | 0.66022 | 1 | 0.96624 | 1 | 1 | 1 | 1 | 1 | 0.81109 | 0.59007 | 0.87744 | 1 | 1 | 1 | 1
4 | 11 | 14 | 0.47967 | 0.82159 | 0.12884 | 0.5816 | 0.48245 | 0.062818 | 0.83411 | 0.91117 | 0.522 | 0.47275 | 0.90423 | 0.70021 | 0.48681 | 0.73182 | 0.27038 | 0.2483 | 0.025495 | 0.0012463 | 0.70243 | 0.50334 | 0.56258 | 0.82195 | 0.77778 | 0.69633 | 0.78147 | 0.68475 | 0.76649 | 0.44247 | 0.69737 | 0.70221 | 0.65588 | 0.77651 | 1 | 0.94129 | 0.78767 | 0.92233 | 0.96541 | 0.996 | 0.91441 | 0.50058 | 0.62377 | 0.86665 | 0.9967 | 1 | 1 | 1
4 | 11 | 15 | 0.48216 | 0.84969 | 0.067759 | 0.58011 | 0.64413 | 0.072467 | 0.84213 | 0.89118 | 0.52502 | 0.47537 | 0.92302 | 0.84374 | 0.48937 | 0.86359 | 0.34164 | 0.32037 | 0.022884 | 0.004798 | 0.61611 | 0.70372 | 0.82803 | 0.85023 | 0.8093 | 0.6018 | 0.71094 | 0.66415 | 0.69731 | 0.21687 | 0.69907 | 0.65952 | 0.45431 | 0.866 | 1 | 0.82185 | 0.95687 | 0.96019 | 0.92379 | 0.76725 | 0.95195 | 0.3678 | 0.63412 | 0.85277 | 0.87029 | 1 | 1 | 1
4 | 11 | 16 | 0.46064 | 0.76224 | 0.0054823 | 0.62301 | 0.87187 | 0.5766 | 0.82862 | 0.85278 | 0.50478 | 0.45359 | 0.89757 | 0.93302 | 0.46808 | 0.94497 | 0.38879 | 0.36835 | 0.019861 | 0.029669 | 0.50039 | 0.82242 | 0.97261 | 0.76337 | 0.69669 | 0.44571 | 0.57905 | 0.54845 | 0.56794 | 0.37937 | 0.59432 | 0.59282 | 0.56256 | 0.59981 | 0.80406 | 0.61777 | 0.76573 | 0.7552 | 0.74254 | 0.62463 | 0.74871 | 0.16649 | 0.65894 | 0.70241 | 0.69311 | 1 | 1 | 1
4 | 11 | 17 | 0.42178 | 0.41166 | 0 | 0.6787 | 0.94685 | 0.52441 | 0.8593 | 0.76532 | 0.46793 | 0.41423 | 0.8333 | 0.90797 | 0.42956 | 0.91931 | 0.33452 | 0.31314 | 0.045845 | 0.078119 | 0.40326 | 0.86133 | 0.99782 | 0.41103 | 0.31513 | 0.2439 | 0.38255 | 0.37198 | 0.37521 | 0.32553 | 0.4606 | 0.4111 | 0.35779 | 0.32821 | 0.66251 | 0.48743 | 0.66494 | 0.40304 | 0.38866 | 0.46624 | 0.39958 | 0.26127 | 0.5282 | 0.46212 | 0.35449 | 1 | 1 | 1
4 | 11 | 18 | 0.39149 | 0.18184 | 0.006952 | 0.68244 | 0.878 | 0.093117 | 0.9227 | 0.67676 | 0.43739 | 0.38331 | 0.78508 | 0.86136 | 0.39927 | 0.87587 | 0.29138 | 0.26947 | 0.11134 | 0.14187 | 0.34501 | 0.85522 | 0.94755 | 0.18052 | 0.089935 | 0.045373 | 0.13604 | 0.12369 | 0.13343 | 0.1938 | 0.34861 | 0.15091 | 0.1747 | 0.092468 | 0.3227 | 0.15155 | 0.26921 | 0.12614 | 0.1179 | 0.056962 | 0.12506 | 0.12469 | 0.2119 | 0.17076 | 0.02582 | 1 | 1 | 1
4 | 11 | 19 | 0.43866 | 0.2269 | 0.11133 | 0.66886 | 0.7097 | 0.59151 | 0.95866 | 0.54845 | 0.48666 | 0.43174 | 0.79319 | 0.85389 | 0.4467 | 0.87001 | 0.35864 | 0.33765 | 0.21984 | 0.1183 | 0.26933 | 0.6956 | 0.8843 | 0.22686 | 0.11806 | 3.2517e-05 | 0.0028066 | 0.0067951 | 0.0027527 | 0.017216 | 0.0059035 | 0.00084608 | 0.0040326 | 0.0027407 | 0.010109 | 0.0024515 | 0.0026153 | 0.00038283 | 0.00021059 | 5.8551e-05 | 0.00037954 | 0.022121 | 0.01037 | 8.4978e-06 | 0 | 1 | 1 | 1
4 | 11 | 20 | 0.38973 | 0.25335 | 0.4512 | 0.59005 | 0.60064 | 0.98863 | 0.98163 | 0.57104 | 0.43552 | 0.3815 | 0.75388 | 0.86484 | 0.3975 | 0.88207 | 0.45355 | 0.43453 | 0.24885 | 0.12118 | 0.22107 | 0.54558 | 0.93505 | 0.25328 | 0.14354 | 0 | 0 | 6.6207e-06 | 0 | 0 | 0 | 0 | 0 | 0 | 0 | 0 | 0 | 0 | 0 | 0 | 0 | 3.3042e-05 | 1.6121e-06 | 0 | 0 | 1 | 1 | 1
4 | 11 | 21 | 0.42766 | 0.27705 | 0.47297 | 0.59139 | 0.62577 | 0.97105 | 0.98516 | 0.5502 | 0.47308 | 0.42012 | 0.72335 | 0.83025 | 0.43533 | 0.85172 | 0.59793 | 0.58296 | 0.21063 | 0.097071 | 0.18648 | 0.43083 | 0.97016 | 0.27715 | 0.16509 | 0 | 0 | 0 | 0 | 0 | 0 | 0 | 0 | 0 | 0 | 0 | 0 | 0 | 0 | 0 | 0 | 0 | 0 | 0 | 0 | 1 | 1 | 1
4 | 11 | 22 | 0.48814 | 0.25942 | 0.47644 | 0.59036 | 0.66891 | 0.88949 | 0.98544 | 0.51661 | 0.53026 | 0.48137 | 0.77127 | 0.73842 | 0.49524 | 0.76854 | 0.66579 | 0.65301 | 0.18703 | 0.079026 | 0.1541 | 0.38919 | 0.90914 | 0.25932 | 0.14978 | 0 | 0 | 0 | 0 | 0 | 0 | 0 | 0 | 0 | 0 | 0 | 0 | 0 | 0 | 0 | 0 | 0 | 0 | 0 | 0 | 1 | 1 | 1
4 | 11 | 23 | 0.53035 | 0.24773 | 0.48594 | 0.62287 | 0.76592 | 0.85253 | 0.98823 | 0.51947 | 0.57254 | 0.52454 | 0.72156 | 0.62834 | 0.5374 | 0.66742 | 0.72351 | 0.71274 | 0.15997 | 0.07997 | 0.12971 | 0.37814 | 0.81168 | 0.24791 | 0.13547 | 0 | 0 | 0 | 0 | 0 | 0 | 0 | 0 | 0 | 0 | 0 | 0 | 0 | 0 | 0 | 0 | 0 | 0 | 0 | 0 | 1 | 1 | 1
4 | 11 | 24 | 0.44416 | 0.1714 | 0.51098 | 0.60292 | 0.79752 | 0.90017 | 0.98245 | 0.54669 | 0.48903 | 0.43688 | 0.73132 | 0.56457 | 0.45172 | 0.61011 | 0.82108 | 0.81391 | 0.061511 | 0.153 | 0.12362 | 0.32123 | 0.65397 | 0.17098 | 0.071841 | 0 | 0 | 0 | 0 | 0 | 0 | 0 | 0 | 0 | 0 | 0 | 0 | 0 | 0 | 0 | 0 | 0 | 0 | 0 | 0 | 1 | 1 | 1
4 | 12 | 1 | 0.35148 | 0.1698 | 0.53763 | 0.6142 | 0.70297 | 0.78626 | 0.96523 | 0.54438 | 0.39989 | 0.34295 | 0.7584 | 0.54062 | 0.35969 | 0.59085 | 0.77641 | 0.76756 | 0.023511 | 0.29688 | 0.12847 | 0.24146 | 0.51755 | 0.16951 | 0.069267 | 0 | 0 | 0 | 0 | 0 | 0 | 0 | 0 | 0 | 0 | 0 | 0 | 0 | 0 | 0 | 0 | 0 | 0 | 0 | 0 | 1 | 1 | 1
4 | 12 | 2 | 0.33532 | 0.21121 | 0.54707 | 0.53156 | 0.63952 | 0.78436 | 0.96392 | 0.51225 | 0.3872 | 0.32702 | 0.69121 | 0.4947 | 0.34406 | 0.5477 | 0.73343 | 0.72302 | 0.013536 | 0.27395 | 0.10528 | 0.1395 | 0.59525 | 0.21111 | 0.1041 | 0 | 0 | 0 | 0 | 0 | 0 | 0 | 0 | 0 | 0 | 0 | 0 | 0 | 0 | 0 | 0 | 0 | 0 | 0 | 0 | 1 | 1 | 1
4 | 12 | 3 | 0.30496 | 0.25705 | 0.52412 | 0.50168 | 0.66742 | 0.73888 | 0.96364 | 0.49449 | 0.35831 | 0.29639 | 0.68586 | 0.45656 | 0.31395 | 0.51429 | 0.71475 | 0.70367 | 0.027857 | 0.23685 | 0.081555 | 0.10637 | 0.78335 | 0.25725 | 0.14428 | 0 | 0 | 0 | 0 | 0 | 0 | 0 | 0 | 0 | 0 | 0 | 0 | 0 | 0 | 0 | 0 | 0 | 0 | 0 | 0 | 1 | 1 | 1
4 | 12 | 4 | 0.26755 | 0.23724 | 0.50194 | 0.50674 | 0.56266 | 0.68329 | 0.95798 | 0.50135 | 0.31925 | 0.25818 | 0.64322 | 0.39563 | 0.27633 | 0.45582 | 0.67941 | 0.6671 | 0.12376 | 0.22694 | 0.092792 | 0.064924 | 0.87017 | 0.23718 | 0.12803 | 0 | 0 | 0 | 0 | 0 | 0 | 0 | 0 | 0 | 0 | 0 | 0 | 0 | 0 | 0 | 0 | 0 | 0 | 0 | 0 | 1 | 1 | 1
4 | 12 | 5 | 0.34102 | 0.21474 | 0.48814 | 0.52836 | 0.35846 | 0.68174 | 0.98688 | 0.52836 | 0.39293 | 0.33284 | 0.62021 | 0.37105 | 0.34976 | 0.43406 | 0.65357 | 0.64038 | 0.41741 | 0.18231 | 0.10114 | 0.071235 | 0.84277 | 0.21465 | 0.10727 | 0 | 0 | 0.00090955 | 0 | 0 | 0 | 0 | 0 | 0 | 0 | 0 | 0 | 0 | 0 | 0 | 0 | 0 | 0 | 4.292e-06 | 0.0054527 | 1 | 1 | 1
4 | 12 | 6 | 0.38858 | 0.19301 | 0.48933 | 0.58026 | 0.16598 | 0.51444 | 0.99301 | 0.50942 | 0.43763 | 0.38082 | 0.56262 | 0.36252 | 0.39684 | 0.42601 | 0.63827 | 0.62458 | 0.7005 | 0.08474 | 0.08048 | 0.16937 | 0.73733 | 0.19267 | 0.089968 | 0.00010988 | 0.018658 | 0.072738 | 0.018301 | 0.027074 | 0.012818 | 0.016427 | 0.018143 | 0.014226 | 0.0047466 | 0.024192 | 0.10383 | 0.048446 | 0.026786 | 0.012482 | 0.04803 | 0.085211 | 0.035411 | 0.1077 | 0.18342 | 1 | 1 | 1
4 | 12 | 7 | 0.40713 | 0.22664 | 0.46664 | 0.56302 | 0.027804 | 0.83284 | 0.98786 | 0.47287 | 0.45397 | 0.3994 | 0.67868 | 0.3748 | 0.41504 | 0.43562 | 0.58851 | 0.57324 | 0.71766 | 0.066316 | 0.077107 | 0.24619 | 0.54215 | 0.22626 | 0.12131 | 0.020596 | 0.27695 | 0.26946 | 0.27164 | 0.38643 | 0.37715 | 0.38986 | 0.30688 | 0.36897 | 0.28823 | 0.45227 | 0.59787 | 0.51962 | 0.45375 | 0.37436 | 0.51516 | 0.20422 | 0.21405 | 0.4481 | 0.56647 | 1 | 1 | 1
4 | 12 | 8 | 0.44367 | 0.32367 | 0.42371 | 0.53465 | 0 | 0.8058 | 0.98155 | 0.53355 | 0.48571 | 0.43595 | 0.69511 | 0.45043 | 0.45081 | 0.50688 | 0.47814 | 0.45973 | 0.72906 | 0.057565 | 0.085998 | 0.2803 | 0.49229 | 0.32349 | 0.21568 | 0.23761 | 0.52767 | 0.42918 | 0.51755 | 0.68684 | 0.70552 | 0.70908 | 0.49826 | 0.72499 | 0.64091 | 0.64651 | 0.74519 | 0.74258 | 0.76801 | 0.54629 | 0.7362 | 0.23457 | 0.38908 | 0.676 | 0.86838 | 1 | 1 | 1
4 | 12 | 9 | 0.58365 | 0.43962 | 0.41439 | 0.61245 | 0.046782 | 0.80076 | 0.97401 | 0.64452 | 0.6197 | 0.57814 | 0.6882 | 0.54893 | 0.5897 | 0.59795 | 0.4262 | 0.40654 | 0.73731 | 0.072692 | 0.10306 | 0.39853 | 0.47396 | 0.43952 | 0.33914 | 0.44489 | 0.66475 | 0.55457 | 0.652 | 0.85259 | 0.86803 | 0.87484 | 0.6115 | 0.90891 | 0.73092 | 0.77236 | 0.35615 | 0.85988 | 0.90257 | 0.73874 | 0.8525 | 0.24546 | 0.44457 | 0.88105 | 1 | 1 | 1 | 1
4 | 12 | 10 | 0.68301 | 0.56251 | 0.39618 | 0.62973 | 0.2432 | 0.94795 | 0.97903 | 0.79319 | 0.71175 | 0.67881 | 0.77517 | 0.63772 | 0.68783 | 0.67577 | 0.38116 | 0.36057 | 0.71626 | 0.15347 | 0.12402 | 0.43092 | 0.55785 | 0.56289 | 0.47184 | 0.59147 | 0.74999 | 0.65682 | 0.73561 | 0.88768 | 0.89913 | 0.9723 | 0.70173 | 1 | 1 | 0.71156 | 0.40094 | 0.63214 | 0.8631 | 0.93606 | 0.62671 | 0.32336 | 0.50162 | 0.96171 | 0.98781 | 1 | 1 | 1
4 | 12 | 11 | 0.72039 | 0.58551 | 0.3585 | 0.58755 | 0.35925 | 0.98224 | 0.98543 | 0.89508 | 0.74458 | 0.71645 | 0.77388 | 0.76997 | 0.72447 | 0.79787 | 0.32806 | 0.30658 | 0.66296 | 0.33218 | 0.14414 | 0.38596 | 0.7331 | 0.58542 | 0.5041 | 0.65875 | 0.76444 | 0.67247 | 0.74978 | 0.87946 | 0.99528 | 1 | 0.77014 | 1 | 0.62203 | 0.57327 | 0.70648 | 0.58258 | 0.78089 | 0.87934 | 0.57757 | 0.41971 | 0.55602 | 0.97777 | 0.8314 | 1 | 1 | 1
4 | 12 | 12 | 0.75493 | 0.61637 | 0.31694 | 0.49985 | 0.36259 | 0.99905 | 0.99602 | 0.91837 | 0.77609 | 0.75142 | 0.79588 | 0.85146 | 0.7585 | 0.87159 | 0.30691 | 0.28516 | 0.62123 | 0.59393 | 0.167 | 0.3362 | 0.85005 | 0.61617 | 0.54134 | 0.65798 | 0.72774 | 0.70179 | 0.71378 | 0.96334 | 1 | 1 | 0.88381 | 1 | 0.73911 | 0.58975 | 0.53541 | 0.57606 | 0.30179 | 0.55189 | 0.57112 | 0.632 | 0.63763 | 0.81303 | 0.76829 | 1 | 1 | 1
4 | 12 | 13 | 0.79972 | 0.67571 | 0.30299 | 0.4279 | 0.36223 | 0.99997 | 0.99865 | 0.91241 | 0.81623 | 0.79669 | 0.92515 | 0.84985 | 0.80252 | 0.86668 | 0.30348 | 0.28169 | 0.64176 | 0.70592 | 0.18582 | 0.41356 | 0.94523 | 0.67525 | 0.61418 | 0.65872 | 0.71662 | 0.59249 | 0.70289 | 0.9774 | 0.99106 | 1 | 0.85319 | 1 | 0.84834 | 0.6626 | 0.37339 | 0.58679 | 0.063207 | 0.61489 | 0.58175 | 0.57519 | 0.64492 | 0.77207 | 0.68011 | 1 | 1 | 1
4 | 12 | 14 | 0.88133 | 0.82817 | 0.34406 | 0.3918 | 0.3295 | 1 | 0.99958 | 0.91546 | 0.89414 | 0.87996 | 0.94652 | 0.85738 | 0.88346 | 0.87236 | 0.30724 | 0.28549 | 0.67257 | 0.77972 | 0.19591 | 0.47898 | 0.96415 | 0.82859 | 0.78481 | 0.67748 | 0.7513 | 0.55271 | 0.7369 | 1 | 0.97928 | 0.98611 | 0.84764 | 1 | 1 | 0.78646 | 0.37047 | 0.77599 | 0.36216 | 0.27838 | 0.76933 | 0.67287 | 0.59935 | 0.54562 | 0.73777 | 1 | 1 | 1
4 | 12 | 15 | 0.88053 | 0.87628 | 0.41222 | 0.37008 | 0.26393 | 1 | 0.99766 | 0.92309 | 0.89035 | 0.87867 | 0.85499 | 0.90143 | 0.8822 | 0.91453 | 0.33616 | 0.3148 | 0.67247 | 0.86327 | 0.2036 | 0.52073 | 0.93932 | 0.8764 | 0.84703 | 0.68696 | 0.80611 | 0.46614 | 0.79066 | 0.94555 | 0.95841 | 0.95799 | 0.88508 | 1 | 1 | 1 | 0.64746 | 0.76718 | 0.56243 | 0.47686 | 0.76059 | 0.48146 | 0.58528 | 0.46844 | 0.65184 | 1 | 1 | 1
4 | 12 | 16 | 0.90582 | 0.89592 | 0.46306 | 0.33201 | 0.18073 | 1 | 0.99215 | 0.92441 | 0.91426 | 0.90445 | 0.92436 | 0.90687 | 0.90725 | 0.91577 | 0.34411 | 0.32288 | 0.67948 | 0.93342 | 0.22802 | 0.5868 | 0.87 | 0.89594 | 0.8722 | 0.54451 | 0.70855 | 0.48288 | 0.69497 | 0.9521 | 0.89923 | 0.88104 | 0.76779 | 0.9674 | 1 | 0.93061 | 0.37931 | 0.71525 | 0.74414 | 0.34954 | 0.70911 | 0.43831 | 0.63908 | 0.43552 | 0.4844 | 1 | 1 | 1
4 | 12 | 17 | 0.93033 | 0.9111 | 0.52949 | 0.30079 | 0.10374 | 0.999 | 0.9859 | 0.93845 | 0.93752 | 0.92946 | 0.72309 | 0.95748 | 0.93153 | 0.96428 | 0.37179 | 0.35102 | 0.71783 | 0.71446 | 0.31212 | 0.76126 | 0.75799 | 0.91161 | 0.88429 | 0.35222 | 0.56389 | 0.31846 | 0.55308 | 0.85099 | 0.76214 | 0.74318 | 0.66894 | 0.77128 | 0.82174 | 0.73434 | 0.36117 | 0.48043 | 0.54199 | 0.60005 | 0.4763 | 0.3844 | 0.52679 | 0.27693 | 0.27835 | 1 | 1 | 1
4 | 12 | 18 | 0.91896 | 0.8116 | 0.57934 | 0.26946 | 0.075408 | 0.98782 | 0.97948 | 0.94274 | 0.92597 | 0.91774 | 0.70059 | 0.95982 | 0.92015 | 0.9663 | 0.38784 | 0.36737 | 0.71402 | 0.65312 | 0.33934 | 0.67949 | 0.55607 | 0.81201 | 0.76517 | 0.077994 | 0.21723 | 0.15791 | 0.21307 | 0.54977 | 0.44991 | 0.39087 | 0.38226 | 0.37409 | 0.39778 | 0.30559 | 0.0027334 | 0.036179 | 0.098713 | 0.17679 | 0.035868 | 0.2221 | 0.28534 | 0.090863 | 0.01767 | 1 | 1 | 1
4 | 12 | 19 | 0.9134 | 0.61314 | 0.6304 | 0.33674 | 0.17412 | 0.9789 | 0.97178 | 0.93573 | 0.92175 | 0.91223 | 0.75646 | 0.91489 | 0.9148 | 0.92295 | 0.39586 | 0.37556 | 0.68532 | 0.58844 | 0.37324 | 0.61785 | 0.38898 | 0.6124 | 0.54434 | 4.6979e-05 | 0.010446 | 0.0036832 | 0.010245 | 0.088396 | 0.012807 | 0.0038643 | 0.022227 | 0.020019 | 0.016075 | 0.0066506 | 5.517e-07 | 5.0026e-05 | 0.0005639 | 0.0014981 | 4.9596e-05 | 0.002981 | 0.0088913 | 7.4126e-06 | 0 | 1 | 1 | 1
4 | 12 | 20 | 0.88271 | 0.56697 | 0.66692 | 0.36933 | 0.32674 | 0.87049 | 0.97099 | 0.92014 | 0.89419 | 0.88117 | 0.85568 | 0.91648 | 0.88463 | 0.9258 | 0.40179 | 0.3816 | 0.75273 | 0.54294 | 0.33678 | 0.58893 | 0.33852 | 0.56663 | 0.48582 | 0 | 0 | 8.5189e-09 | 0 | 0 | 0 | 0 | 0 | 0 | 0 | 0 | 0 | 0 | 0 | 0 | 0 | 0 | 4.5563e-08 | 0 | 0 | 1 | 1 | 1
4 | 12 | 21 | 0.81263 | 0.57636 | 0.63077 | 0.35463 | 0.28891 | 0.90093 | 0.98224 | 0.88548 | 0.82815 | 0.80979 | 0.89539 | 0.92657 | 0.81526 | 0.93816 | 0.39123 | 0.37083 | 0.77062 | 0.53619 | 0.30421 | 0.55479 | 0.12832 | 0.57625 | 0.49371 | 0 | 0 | 0 | 0 | 0 | 0 | 0 | 0 | 0 | 0 | 0 | 0 | 0 | 0 | 0 | 0 | 0 | 0 | 0 | 0 | 1 | 1 | 1
4 | 12 | 22 | 0.77449 | 0.58998 | 0.56112 | 0.34809 | 0.14346 | 0.91873 | 0.95516 | 0.88277 | 0.79552 | 0.77149 | 0.81878 | 0.855 | 0.77802 | 0.87258 | 0.40034 | 0.38013 | 0.86477 | 0.55946 | 0.2453 | 0.54223 | 0.18932 | 0.58961 | 0.51278 | 0 | 0 | 0 | 0 | 0 | 0 | 0 | 0 | 0 | 0 | 0 | 0 | 0 | 0 | 0 | 0 | 0 | 0 | 0 | 0 | 1 | 1 | 1
4 | 12 | 23 | 0.69258 | 0.66907 | 0.56262 | 0.34656 | 0.028159 | 0.91426 | 0.897 | 0.88124 | 0.71732 | 0.68801 | 0.66254 | 0.75676 | 0.69678 | 0.78304 | 0.36413 | 0.34322 | 0.88261 | 0.72357 | 0.19431 | 0.59704 | 0.23147 | 0.66866 | 0.60569 | 0 | 0 | 0 | 0 | 0 | 0 | 0 | 0 | 0 | 0 | 0 | 0 | 0 | 0 | 0 | 0 | 0 | 0 | 0 | 0 | 1 | 1 | 1
4 | 12 | 24 | 0.67449 | 0.83133 | 0.62122 | 0.3636 | 0.0011912 | 0.95469 | 0.84474 | 0.8468 | 0.70197 | 0.66987 | 0.59057 | 0.69571 | 0.67913 | 0.72555 | 0.35123 | 0.33011 | 0.8271 | 0.80361 | 0.1533 | 0.69121 | 0.15685 | 0.83218 | 0.78305 | 0 | 0 | 0 | 0 | 0 | 0 | 0 | 0 | 0 | 0 | 0 | 0 | 0 | 0 | 0 | 0 | 0 | 0 | 0 | 0 | 1 | 1 | 1
4 | 13 | 1 | 0.67431 | 0.79555 | 0.64552 | 0.36414 | 0 | 0.83414 | 0.82928 | 0.74664 | 0.70331 | 0.66993 | 0.54908 | 0.74394 | 0.67918 | 0.77333 | 0.32528 | 0.30377 | 0.7382 | 0.80655 | 0.11339 | 0.75106 | 0.17245 | 0.79588 | 0.7467 | 0 | 0 | 0 | 0 | 0 | 0 | 0 | 0 | 0 | 0 | 0 | 0 | 0 | 0 | 0 | 0 | 0 | 0 | 0 | 0 | 1 | 1 | 1
4 | 13 | 2 | 0.64015 | 0.67942 | 0.58757 | 0.37143 | 0 | 0.70783 | 0.79209 | 0.66613 | 0.6682 | 0.63477 | 0.55419 | 0.78295 | 0.64493 | 0.80887 | 0.35517 | 0.33411 | 0.65673 | 0.73438 | 0.075197 | 0.79626 | 0.27678 | 0.67885 | 0.61994 | 0 | 0 | 0 | 0 | 0 | 0 | 0 | 0 | 0 | 0 | 0 | 0 | 0 | 0 | 0 | 0 | 0 | 0 | 0 | 0 | 1 | 1 | 1
4 | 13 | 3 | 0.69717 | 0.68163 | 0.47157 | 0.35239 | 0 | 0.32671 | 0.7385 | 0.62632 | 0.72512 | 0.69322 | 0.60567 | 0.78652 | 0.70185 | 0.81152 | 0.40245 | 0.38228 | 0.56596 | 0.66887 | 0.047647 | 0.77394 | 0.41217 | 0.68158 | 0.61582 | 0 | 0 | 0 | 0 | 0 | 0 | 0 | 0 | 0 | 0 | 0 | 0 | 0 | 0 | 0 | 0 | 0 | 0 | 0 | 0 | 1 | 1 | 1
4 | 13 | 4 | 0.68582 | 0.67749 | 0.38196 | 0.35403 | 0 | 0.18106 | 0.71565 | 0.53245 | 0.71388 | 0.68159 | 0.74812 | 0.76914 | 0.69053 | 0.79511 | 0.4377 | 0.41829 | 0.4573 | 0.58749 | 0.027247 | 0.73154 | 0.39883 | 0.67743 | 0.61116 | 0 | 0 | 0 | 0 | 0 | 0 | 0 | 0 | 0 | 0 | 0 | 0 | 0 | 0 | 0 | 0 | 0 | 0 | 0 | 0 | 1 | 1 | 1
4 | 13 | 5 | 0.62819 | 0.67949 | 0.31603 | 0.3657 | 0 | 0.48847 | 0.6538 | 0.41226 | 0.65993 | 0.62309 | 0.82931 | 0.75694 | 0.63354 | 0.78364 | 0.46485 | 0.4461 | 0.29879 | 0.47183 | 0.022163 | 0.68886 | 0.45346 | 0.68007 | 0.60541 | 0 | 0 | 0.00031339 | 0 | 0 | 0 | 0 | 0 | 0 | 0 | 0 | 0 | 0 | 0 | 0 | 0 | 0 | 0 | 1.7184e-06 | 0.0018773 | 1 | 1 | 1
4 | 13 | 6 | 0.56142 | 0.5375 | 0.25803 | 0.39338 | 0 | 0.38173 | 0.57585 | 0.28199 | 0.59759 | 0.5554 | 0.88813 | 0.75917 | 0.56753 | 0.79017 | 0.48595 | 0.46773 | 0.16903 | 0.40261 | 0.021408 | 0.66573 | 0.61576 | 0.53717 | 0.45196 | 0.00014429 | 0.022139 | 0.12885 | 0.021714 | 0.030799 | 0.0098547 | 0.0068088 | 0.026567 | 0.01771 | 0.010203 | 0.03866 | 0.12858 | 0.044432 | 0.029284 | 0.024346 | 0.04405 | 0.26659 | 0.1379 | 0.11847 | 0.063478 | 1 | 1 | 1
4 | 13 | 7 | 0.51914 | 0.45309 | 0.20275 | 0.356 | 0 | 0.1596 | 0.49802 | 0.18546 | 0.55548 | 0.51217 | 0.9104 | 0.66491 | 0.52533 | 0.70085 | 0.43865 | 0.41928 | 0.061422 | 0.38031 | 0.014495 | 0.64219 | 0.52146 | 0.45229 | 0.36244 | 0.023417 | 0.30386 | 0.44734 | 0.29803 | 0.43622 | 0.32029 | 0.25838 | 0.43741 | 0.38638 | 0.49481 | 0.54357 | 0.5917 | 0.52243 | 0.48368 | 0.48556 | 0.51794 | 0.62945 | 0.58915 | 0.44904 | 0.14321 | 1 | 1 | 1
4 | 13 | 8 | 0.60526 | 0.52547 | 0.1373 | 0.17242 | 0 | 0.057372 | 0.38087 | 0.15586 | 0.63849 | 0.59983 | 0.9201 | 0.60089 | 0.61087 | 0.6411 | 0.33319 | 0.31179 | 0.022325 | 0.34798 | 0.0088181 | 0.69086 | 0.6184 | 0.52495 | 0.44061 | 0.26995 | 0.59653 | 0.66691 | 0.58509 | 0.77412 | 0.67631 | 0.62169 | 0.7426 | 0.72782 | 0.83639 | 0.84009 | 0.84604 | 0.80848 | 0.74562 | 0.76165 | 0.80154 | 0.83723 | 0.82385 | 0.66304 | 0.24627 | 1 | 1 | 1
4 | 13 | 9 | 0.69433 | 0.69564 | 0.14076 | 0.12258 | 0 | 0.056538 | 0.27836 | 0.31516 | 0.72379 | 0.69054 | 0.93974 | 0.62462 | 0.69924 | 0.6661 | 0.29032 | 0.2684 | 0.011976 | 0.35638 | 0.012458 | 0.67192 | 0.7291 | 0.69591 | 0.62847 | 0.53998 | 0.80533 | 0.79451 | 0.78989 | 0.94322 | 0.83968 | 0.84947 | 0.90826 | 0.90979 | 1 | 0.98541 | 0.99314 | 0.96493 | 0.92256 | 0.92528 | 0.95664 | 0.94935 | 0.94846 | 0.82693 | 0.35881 | 1 | 1 | 1
4 | 13 | 10 | 0.65684 | 0.793 | 0.14307 | 0.11272 | 0 | 0.054391 | 0.20676 | 0.39928 | 0.688 | 0.65236 | 0.92587 | 0.64214 | 0.66206 | 0.68384 | 0.26756 | 0.24545 | 0.01037 | 0.48312 | 0.023687 | 0.58704 | 0.77232 | 0.79328 | 0.74438 | 0.73331 | 0.92334 | 0.86036 | 0.90564 | 0.97052 | 0.95254 | 0.94637 | 0.97211 | 0.99817 | 1 | 1 | 1 | 1 | 0.97608 | 1 | 1 | 0.97053 | 0.98337 | 0.89086 | 0.45122 | 1 | 1 | 1
4 | 13 | 11 | 0.54038 | 0.81988 | 0.1383 | 0.099125 | 0 | 0.046046 | 0.1614 | 0.30866 | 0.57815 | 0.53412 | 0.91454 | 0.59518 | 0.54675 | 0.64208 | 0.27268 | 0.2506 | 0.0102 | 0.60466 | 0.036438 | 0.56035 | 0.73879 | 0.81952 | 0.78512 | 0.85729 | 0.98531 | 0.87859 | 0.96642 | 1 | 0.97867 | 0.97903 | 0.99697 | 1 | 1 | 1 | 1 | 1 | 1 | 1 | 1 | 0.96361 | 0.9626 | 0.98026 | 0.38678 | 1 | 1 | 1
4 | 13 | 12 | 0.43468 | 0.92573 | 0.12978 | 0.099462 | 0 | 0.032553 | 0.17292 | 0.12566 | 0.47924 | 0.42716 | 0.89376 | 0.47222 | 0.44221 | 0.52654 | 0.27222 | 0.25014 | 0.011643 | 0.63062 | 0.053441 | 0.53699 | 0.68652 | 0.92592 | 0.90632 | 0.91243 | 1 | 0.91254 | 0.98625 | 1 | 0.98409 | 0.9663 | 0.99 | 1 | 1 | 1 | 1 | 1 | 1 | 1 | 1 | 0.97089 | 0.99181 | 0.94188 | 0.34204 | 1 | 1 | 1
4 | 13 | 13 | 0.36019 | 0.98415 | 0.1287 | 0.096271 | 0 | 0.015784 | 0.16052 | 0.011713 | 0.4109 | 0.35217 | 0.81083 | 0.37365 | 0.36872 | 0.43582 | 0.28041 | 0.2584 | 0.011762 | 0.55256 | 0.055456 | 0.42349 | 0.7119 | 0.9844 | 0.97724 | 0.91789 | 1 | 0.90423 | 0.98342 | 1 | 0.97208 | 0.96264 | 0.98319 | 1 | 1 | 1 | 1 | 1 | 0.98572 | 1 | 1 | 0.94704 | 0.96187 | 0.9684 | 0.32937 | 1 | 1 | 1
4 | 13 | 14 | 0.26311 | 0.98884 | 0.12615 | 0.10041 | 0 | 0.011415 | 0.16596 | 0 | 0.31684 | 0.25398 | 0.71448 | 0.30273 | 0.27219 | 0.37239 | 0.28892 | 0.26699 | 0.023307 | 0.49299 | 0.056232 | 0.31547 | 0.73615 | 0.9889 | 0.98554 | 0.86897 | 0.97157 | 0.88786 | 0.95294 | 0.97766 | 0.95501 | 0.94368 | 0.97175 | 1 | 1 | 1 | 1 | 1 | 1 | 0.96688 | 1 | 0.89877 | 0.98306 | 0.89812 | 0.3936 | 1 | 1 | 1
4 | 13 | 15 | 0.20943 | 0.98281 | 0.12081 | 0.11071 | 0 | 0.016046 | 0.19166 | 0 | 0.26655 | 0.20015 | 0.56092 | 0.19911 | 0.21906 | 0.269 | 0.3095 | 0.28779 | 0.037298 | 0.45085 | 0.036844 | 0.24398 | 0.7583 | 0.98283 | 0.97855 | 0.77491 | 0.91681 | 0.86643 | 0.89923 | 0.91573 | 0.90689 | 0.92125 | 0.93752 | 1 | 1 | 1 | 1 | 0.98915 | 0.9961 | 0.93009 | 0.98065 | 0.95507 | 0.93911 | 0.92794 | 0.29971 | 1 | 1 | 1
4 | 13 | 16 | 0.15909 | 0.97475 | 0.10865 | 0.14081 | 0.0076809 | 0.024925 | 0.26247 | 0 | 0.21648 | 0.14943 | 0.40816 | 0.1749 | 0.16879 | 0.24689 | 0.3362 | 0.31484 | 0.043488 | 0.38691 | 0.028454 | 0.22703 | 0.65062 | 0.97518 | 0.96324 | 0.59198 | 0.7761 | 0.77161 | 0.76122 | 0.73896 | 0.74852 | 0.84026 | 0.84777 | 0.94254 | 0.85942 | 0.94241 | 0.91805 | 0.87276 | 0.89471 | 0.84358 | 0.86526 | 0.88321 | 0.87775 | 0.85374 | 0.17009 | 1 | 1 | 1
4 | 13 | 17 | 0.15266 | 0.86856 | 0.093549 | 0.20565 | 0.088209 | 0.046161 | 0.31406 | 0.0067905 | 0.20823 | 0.14272 | 0.34344 | 0.19951 | 0.1621 | 0.27341 | 0.31859 | 0.29698 | 0.047975 | 0.33356 | 0.018639 | 0.21813 | 0.48936 | 0.86846 | 0.84061 | 0.32668 | 0.52347 | 0.60447 | 0.51343 | 0.42636 | 0.4206 | 0.59328 | 0.66506 | 0.73823 | 0.62192 | 0.70719 | 0.65331 | 0.67274 | 0.67323 | 0.64401 | 0.66696 | 0.74275 | 0.67149 | 0.62309 | 0.168 | 1 | 1 | 1
4 | 13 | 18 | 0.25904 | 0.78298 | 0.073022 | 0.34132 | 0.34968 | 0.10512 | 0.38731 | 0.085984 | 0.3122 | 0.24981 | 0.40847 | 0.20515 | 0.26803 | 0.28053 | 0.2842 | 0.26222 | 0.050982 | 0.30062 | 0.013045 | 0.21867 | 0.38247 | 0.7829 | 0.73701 | 0.054089 | 0.1625 | 0.29396 | 0.15938 | 0.25299 | 0.19486 | 0.2073 | 0.35937 | 0.31145 | 0.18483 | 0.28743 | 0.18108 | 0.16077 | 0.16192 | 0.084909 | 0.15939 | 0.42047 | 0.36837 | 0.25633 | 0.0077004 | 1 | 1 | 1
4 | 13 | 19 | 0.43296 | 0.70599 | 0.036619 | 0.54665 | 0.6262 | 0.10617 | 0.43925 | 0.29503 | 0.48212 | 0.42612 | 0.46732 | 0.15374 | 0.44117 | 0.22568 | 0.36261 | 0.34168 | 0.096498 | 0.33323 | 0.009144 | 0.22087 | 0.34698 | 0.70587 | 0.64568 | 4.9122e-05 | 0.0051687 | 0.012188 | 0.0050696 | 0.027402 | 0.0033582 | 0.0010686 | 0.024837 | 0.013194 | 0.0040007 | 0.0069653 | 0.0015309 | 0.0015525 | 0.00070982 | 0.00025586 | 0.0015392 | 0.0061635 | 0.011313 | 2.5742e-05 | 0 | 1 | 1 | 1
4 | 13 | 20 | 0.4604 | 0.64511 | 0.030466 | 0.5409 | 0.70535 | 0.48254 | 0.45035 | 0.34417 | 0.50851 | 0.45397 | 0.42513 | 0.15817 | 0.46843 | 0.22944 | 0.46445 | 0.4457 | 0.18203 | 0.27674 | 0.0048199 | 0.3146 | 0.25421 | 0.64506 | 0.57306 | 0 | 0 | 1.5965e-07 | 0 | 0 | 0 | 0 | 0 | 0 | 0 | 0 | 0 | 0 | 0 | 0 | 0 | 6.8678e-07 | 2.7813e-08 | 0 | 0 | 1 | 1 | 1
4 | 13 | 21 | 0.31002 | 0.58386 | 0.11476 | 0.50003 | 0.76678 | 0.75078 | 0.46278 | 0.31315 | 0.36274 | 0.30148 | 0.40654 | 0.23344 | 0.31889 | 0.30655 | 0.59026 | 0.57504 | 0.25246 | 0.21138 | 0.0040894 | 0.29525 | 0.26057 | 0.58391 | 0.50047 | 0 | 0 | 0 | 0 | 0 | 0 | 0 | 0 | 0 | 0 | 0 | 0 | 0 | 0 | 0 | 0 | 0 | 0 | 0 | 0 | 1 | 1 | 1
4 | 13 | 22 | 0.14708 | 0.49682 | 0.2729 | 0.48989 | 0.78328 | 0.59669 | 0.45785 | 0.28595 | 0.20414 | 0.1374 | 0.2578 | 0.27199 | 0.15671 | 0.34757 | 0.64245 | 0.6289 | 0.29936 | 0.097386 | 0.014398 | 0.17121 | 0.23137 | 0.49673 | 0.40272 | 0 | 0 | 0 | 0 | 0 | 0 | 0 | 0 | 0 | 0 | 0 | 0 | 0 | 0 | 0 | 0 | 0 | 0 | 0 | 0 | 1 | 1 | 1
4 | 13 | 23 | 0.036416 | 0.41014 | 0.49419 | 0.54392 | 0.72561 | 0.65814 | 0.44292 | 0.236 | 0.090996 | 0.027392 | 0.11972 | 0.1674 | 0.045669 | 0.24059 | 0.61247 | 0.59794 | 0.31078 | 0.027848 | 0.051068 | 0.10636 | 0.16964 | 0.40978 | 0.30986 | 0 | 0 | 0 | 0 | 0 | 0 | 0 | 0 | 0 | 0 | 0 | 0 | 0 | 0 | 0 | 0 | 0 | 0 | 0 | 0 | 1 | 1 | 1
4 | 13 | 24 | 0.0020093 | 0.3879 | 0.60177 | 0.60301 | 0.69406 | 0.7495 | 0.46024 | 0.19002 | 0.054304 | 0.0012378 | 0.061653 | 0.074397 | 0.010425 | 0.14588 | 0.5303 | 0.5133 | 0.35049 | 0.0052408 | 0.13021 | 0.13206 | 0.089951 | 0.38798 | 0.28051 | 0 | 0 | 0 | 0 | 0 | 0 | 0 | 0 | 0 | 0 | 0 | 0 | 0 | 0 | 0 | 0 | 0 | 0 | 0 | 0 | 1 | 1 | 1
4 | 14 | 1 | 1.0088e-05 | 0.31983 | 0.52721 | 0.58495 | 0.70172 | 0.3988 | 0.48988 | 0.12411 | 0.042831 | 0 | 0.030116 | 0.020801 | 0.00050485 | 0.087043 | 0.48 | 0.46163 | 0.3972 | 0.00030531 | 0.27263 | 0.18639 | 0.024935 | 0.31886 | 0.22051 | 0 | 0 | 0 | 0 | 0 | 0 | 0 | 0 | 0 | 0 | 0 | 0 | 0 | 0 | 0 | 0 | 0 | 0 | 0 | 0 | 1 | 1 | 1
4 | 14 | 2 | 0 | 0.45196 | 0.308 | 0.49955 | 0.69607 | 0.60519 | 0.44608 | 0.05372 | 0.032002 | 0 | 0.016367 | 0.0010419 | 0 | 0.050936 | 0.43018 | 0.41061 | 0.45554 | 0.014769 | 0.47953 | 0.2116 | 0.0019723 | 0.45199 | 0.35126 | 0 | 0 | 0 | 0 | 0 | 0 | 0 | 0 | 0 | 0 | 0 | 0 | 0 | 0 | 0 | 0 | 0 | 0 | 0 | 0 | 1 | 1 | 1
4 | 14 | 3 | 0 | 0.55894 | 0.20568 | 0.4336 | 0.68906 | 0.73729 | 0.43171 | 0.017266 | 0.0098759 | 0 | 0.00091427 | 0 | 0 | 0.029066 | 0.45238 | 0.43333 | 0.4937 | 0.030982 | 0.61129 | 0.20638 | 0.0065504 | 0.55962 | 0.46393 | 0 | 0 | 0 | 0 | 0 | 0 | 0 | 0 | 0 | 0 | 0 | 0 | 0 | 0 | 0 | 0 | 0 | 0 | 0 | 0 | 1 | 1 | 1
4 | 14 | 4 | 0 | 0.50141 | 0.1357 | 0.43272 | 0.61962 | 0.69488 | 0.47152 | 0.0015369 | 0.023874 | 0 | 0 | 0 | 0.00042769 | 0.0092466 | 0.48962 | 0.47151 | 0.5248 | 0.021499 | 0.69314 | 0.20553 | 0.014095 | 0.50176 | 0.40263 | 0 | 0 | 0 | 0 | 0 | 0 | 0 | 0 | 0 | 0 | 0 | 0 | 0 | 0 | 0 | 0 | 0 | 0 | 0 | 0 | 1 | 1 | 1
4 | 14 | 5 | 0.0017 | 0.35166 | 0.094845 | 0.45423 | 0.48578 | 0.53738 | 0.46941 | 0.00044699 | 0.052083 | 0.0010916 | 0 | 0 | 0.009029 | 0.0024423 | 0.5183 | 0.50095 | 0.54485 | 0.03854 | 0.74762 | 0.20581 | 0.0013998 | 0.35131 | 0.2469 | 0 | 0 | 0.003988 | 0 | 0 | 0 | 0 | 0 | 0 | 0 | 0 | 0 | 0 | 0 | 0 | 0 | 1.7991e-07 | 0 | 0.0001602 | 0.023779 | 1 | 1 | 1
4 | 14 | 6 | 0.027995 | 0.26218 | 0.079385 | 0.459 | 0.3464 | 0.61642 | 0.44676 | 0.0060456 | 0.084725 | 0.019366 | 0 | 0 | 0.037482 | 0.0016471 | 0.49001 | 0.4719 | 0.55419 | 0.058413 | 0.73602 | 0.21676 | 2.5812e-05 | 0.26185 | 0.15507 | 0.00015424 | 0.009496 | 0.15891 | 0.0093139 | 0.00048002 | 8.8602e-06 | 2.3585e-05 | 0.00038372 | 0.00034945 | 0.0058837 | 0.0035834 | 0.064703 | 0.033815 | 0.028116 | 0.020837 | 0.033525 | 0.16169 | 0.081024 | 0.19567 | 0.43873 | 1 | 1 | 1
4 | 14 | 7 | 0.040427 | 0.22322 | 0.12005 | 0.38723 | 0.23442 | 0.2833 | 0.47232 | 0.024099 | 0.097802 | 0.03114 | 0.00017796 | 0 | 0.050095 | 0.014219 | 0.44044 | 0.42111 | 0.47059 | 0.056181 | 0.68737 | 0.22452 | 0 | 0.22273 | 0.11912 | 0.015459 | 0.12815 | 0.45119 | 0.1257 | 0.0096934 | 0.0056483 | 0.0079795 | 0.036098 | 0.027028 | 0.32223 | 0.22792 | 0.28667 | 0.32144 | 0.41259 | 0.43074 | 0.31868 | 0.56224 | 0.31868 | 0.58737 | 0.84598 | 1 | 1 | 1
4 | 14 | 8 | 0.049353 | 0.27504 | 0.12029 | 0.24959 | 0.091965 | 0.19582 | 0.46277 | 0.05257 | 0.10525 | 0.039755 | 0.0060552 | 0 | 0.058826 | 0.016207 | 0.37773 | 0.35708 | 0.3389 | 0.032955 | 0.69744 | 0.20986 | 1.5899e-05 | 0.27528 | 0.16155 | 0.16816 | 0.31858 | 0.6386 | 0.31247 | 0.032567 | 0.084046 | 0.044848 | 0.098157 | 0.18308 | 0.58845 | 0.63136 | 0.69665 | 0.59339 | 0.72385 | 0.7002 | 0.5883 | 0.80904 | 0.54279 | 0.84532 | 1 | 1 | 1 | 1
4 | 14 | 9 | 0.11727 | 0.24923 | 0.17562 | 0.19823 | 0.012879 | 0.14921 | 0.43691 | 0.19039 | 0.17525 | 0.10759 | 0.05832 | 0 | 0.12706 | 0.014248 | 0.33714 | 0.3158 | 0.397 | 0.041805 | 0.71853 | 0.29559 | 0.00097853 | 0.24907 | 0.14058 | 0.31063 | 0.43613 | 0.79685 | 0.42777 | 0.027391 | 0.19213 | 0.19833 | 0.28282 | 0.18195 | 0.63282 | 0.77277 | 0.75807 | 0.71476 | 0.85856 | 0.87281 | 0.70862 | 0.86867 | 0.6946 | 0.96416 | 1 | 1 | 1 | 1
4 | 14 | 10 | 0.22465 | 0.24288 | 0.2762 | 0.20437 | 0 | 0.12262 | 0.40015 | 0.35143 | 0.27845 | 0.2151 | 0.12601 | 0.001202 | 0.23376 | 0.041804 | 0.28739 | 0.26544 | 0.43031 | 0.10894 | 0.68798 | 0.47366 | 0.014053 | 0.24272 | 0.13444 | 0.38494 | 0.47298 | 0.75745 | 0.46391 | 0.035034 | 0.155 | 0.25065 | 0.26487 | 0.09772 | 0.74171 | 0.81557 | 0.7235 | 0.73218 | 0.92056 | 0.93603 | 0.7259 | 0.81934 | 0.69389 | 1 | 1 | 1 | 1 | 1
4 | 14 | 11 | 0.42013 | 0.25346 | 0.34775 | 0.16995 | 0 | 0.10492 | 0.41562 | 0.47784 | 0.46983 | 0.41313 | 0.24678 | 0.022692 | 0.42844 | 0.089924 | 0.26549 | 0.24337 | 0.35489 | 0.26965 | 0.61533 | 0.625 | 0.029604 | 0.25341 | 0.14349 | 0.43935 | 0.50533 | 0.80929 | 0.49564 | 0.093088 | 0.21507 | 0.31683 | 0.29591 | 0.20734 | 0.45797 | 0.79572 | 0.69976 | 0.87835 | 0.97648 | 0.9352 | 0.87081 | 0.86193 | 0.70646 | 1 | 1 | 1 | 1 | 1
4 | 14 | 12 | 0.49488 | 0.25557 | 0.46446 | 0.15836 | 0.0049797 | 0.064547 | 0.45857 | 0.62626 | 0.53515 | 0.48798 | 0.37965 | 0.063638 | 0.50169 | 0.13312 | 0.29074 | 0.26882 | 0.30725 | 0.40832 | 0.51462 | 0.76373 | 0.055326 | 0.25547 | 0.14601 | 0.52447 | 0.58282 | 0.81696 | 0.57165 | 0.11669 | 0.25163 | 0.20481 | 0.31 | 0.33779 | 0.59069 | 0.89065 | 0.95754 | 1 | 1 | 0.98634 | 0.99814 | 0.90245 | 0.66859 | 1 | 1 | 1 | 1 | 1
4 | 14 | 13 | 0.60484 | 0.26015 | 0.55828 | 0.17518 | 0.018813 | 0.031375 | 0.47212 | 0.70332 | 0.63723 | 0.59928 | 0.4363 | 0.17609 | 0.61032 | 0.24696 | 0.28122 | 0.25921 | 0.30166 | 0.52045 | 0.43122 | 0.84936 | 0.088892 | 0.26007 | 0.15033 | 0.4591 | 0.50595 | 0.82791 | 0.49625 | 0.11485 | 0.2649 | 0.20855 | 0.2762 | 0.14256 | 0.47165 | 0.51769 | 0.93419 | 0.8767 | 1 | 0.94543 | 0.86917 | 0.84661 | 0.5302 | 1 | 1 | 1 | 1 | 1
4 | 14 | 14 | 0.75424 | 0.26239 | 0.60432 | 0.19083 | 0.0078351 | 0.34926 | 0.55577 | 0.74966 | 0.77525 | 0.7507 | 0.46964 | 0.35968 | 0.75778 | 0.42432 | 0.28416 | 0.26218 | 0.31035 | 0.59169 | 0.37427 | 0.92592 | 0.11671 | 0.26215 | 0.15422 | 0.39229 | 0.44136 | 0.82313 | 0.4329 | 0.16403 | 0.24709 | 0.2102 | 0.21857 | 0.18606 | 0.38105 | 0.61687 | 0.73279 | 0.64732 | 0.83393 | 0.833 | 0.64176 | 0.74154 | 0.50811 | 0.97499 | 1 | 1 | 1 | 1
4 | 14 | 15 | 0.91268 | 0.29913 | 0.70242 | 0.17693 | 0.064161 | 0.51123 | 0.68138 | 0.75195 | 0.92347 | 0.91188 | 0.5749 | 0.52859 | 0.91445 | 0.58409 | 0.28047 | 0.25846 | 0.3118 | 0.67615 | 0.31162 | 0.95883 | 0.12927 | 0.29906 | 0.1892 | 0.2861 | 0.33679 | 0.70325 | 0.33034 | 0.19208 | 0.19124 | 0.28716 | 0.14933 | 0.22694 | 0.24959 | 0.48276 | 0.31289 | 0.45024 | 0.71002 | 0.70334 | 0.44637 | 0.52615 | 0.40523 | 0.90035 | 1 | 1 | 1 | 1
4 | 14 | 16 | 0.95401 | 0.33208 | 0.74848 | 0.16441 | 0.29023 | 0.8811 | 0.7179 | 0.71055 | 0.95882 | 0.95344 | 0.68207 | 0.56186 | 0.95481 | 0.60988 | 0.31835 | 0.29676 | 0.52416 | 0.81284 | 0.26004 | 0.97534 | 0.17929 | 0.33196 | 0.22368 | 0.20885 | 0.26295 | 0.49873 | 0.25791 | 0.23437 | 0.24194 | 0.25571 | 0.21244 | 0.39974 | 0.066436 | 0.31911 | 0.1853 | 0.32183 | 0.33495 | 0.58912 | 0.31907 | 0.34734 | 0.25448 | 0.80605 | 0.91495 | 1 | 1 | 1
4 | 14 | 17 | 0.96055 | 0.37467 | 0.76696 | 0.15586 | 0.4074 | 0.78276 | 0.75539 | 0.70364 | 0.96455 | 0.96004 | 0.72859 | 0.56812 | 0.96122 | 0.61428 | 0.41053 | 0.39053 | 0.65396 | 0.85483 | 0.22552 | 0.9807 | 0.32661 | 0.3747 | 0.26688 | 0.13858 | 0.20815 | 0.3065 | 0.20416 | 0.1429 | 0.25873 | 0.29159 | 0.16378 | 0.48002 | 0.21747 | 0.17234 | 0.10128 | 0.16485 | 0.27142 | 0.40284 | 0.16343 | 0.21381 | 0.17713 | 0.53954 | 0.55592 | 1 | 1 | 1
4 | 14 | 18 | 0.94642 | 0.38865 | 0.76961 | 0.16872 | 0.21419 | 0.84428 | 0.82022 | 0.68862 | 0.952 | 0.94575 | 0.76783 | 0.59317 | 0.94734 | 0.63355 | 0.47708 | 0.45864 | 0.58626 | 0.74449 | 0.2209 | 0.94608 | 0.49903 | 0.38827 | 0.28673 | 0.033959 | 0.09351 | 0.10518 | 0.091718 | 0.093646 | 0.075427 | 0.22705 | 0.14744 | 0.26406 | 0.20439 | 0.10449 | 0.09165 | 0.041374 | 0.012144 | 0.10164 | 0.041019 | 0.05987 | 0.13242 | 0.21467 | 0.06538 | 1 | 1 | 1
4 | 14 | 19 | 0.8944 | 0.47121 | 0.80878 | 0.16797 | 0.085674 | 0.89601 | 0.92173 | 0.67731 | 0.90658 | 0.89331 | 0.84788 | 0.71785 | 0.89641 | 0.75114 | 0.5846 | 0.56921 | 0.47739 | 0.56466 | 0.26975 | 0.83893 | 0.7249 | 0.47124 | 0.37257 | 4.3579e-05 | 0.001751 | 0.0024107 | 0.0017174 | 0.0048409 | 0.00099425 | 0.0022467 | 0.0035808 | 0.0085361 | 0.0052711 | 0.0014547 | 0.00058502 | 0.00050434 | 8.4021e-06 | 0.00099082 | 0.00050001 | 0.0057205 | 0.0014351 | 2.6128e-05 | 0 | 1 | 1 | 1
4 | 14 | 20 | 0.73516 | 0.52752 | 0.81016 | 0.25297 | 0.025087 | 0.89445 | 0.96267 | 0.64476 | 0.75719 | 0.73128 | 0.9245 | 0.79584 | 0.73889 | 0.82457 | 0.68881 | 0.67682 | 0.37715 | 0.53549 | 0.33529 | 0.68749 | 0.79635 | 0.52754 | 0.43615 | 0 | 0 | 1.5357e-07 | 0 | 0 | 0 | 0 | 0 | 0 | 0 | 0 | 0 | 0 | 0 | 0 | 0 | 6.8678e-07 | 0 | 0 | 0 | 1 | 1 | 1
4 | 14 | 21 | 0.60792 | 0.56052 | 0.84345 | 0.24419 | 0.084078 | 0.86834 | 0.97173 | 0.63111 | 0.63972 | 0.60233 | 0.9462 | 0.73417 | 0.6133 | 0.75911 | 0.73797 | 0.72772 | 0.36499 | 0.5915 | 0.38279 | 0.57857 | 0.74657 | 0.56014 | 0.47888 | 0 | 0 | 0 | 0 | 0 | 0 | 0 | 0 | 0 | 0 | 0 | 0 | 0 | 0 | 0 | 0 | 0 | 0 | 0 | 0 | 1 | 1 | 1
4 | 14 | 22 | 0.53522 | 0.66524 | 0.86361 | 0.3274 | 0.21514 | 0.61408 | 0.98322 | 0.6767 | 0.57266 | 0.52878 | 0.93137 | 0.7931 | 0.54155 | 0.81742 | 0.74427 | 0.73424 | 0.42791 | 0.55532 | 0.45431 | 0.53716 | 0.6103 | 0.66541 | 0.59382 | 0 | 0 | 0 | 0 | 0 | 0 | 0 | 0 | 0 | 0 | 0 | 0 | 0 | 0 | 0 | 0 | 0 | 0 | 0 | 0 | 1 | 1 | 1
4 | 14 | 23 | 0.51059 | 0.71989 | 0.85183 | 0.43234 | 0.19655 | 0.41827 | 0.98234 | 0.72291 | 0.54945 | 0.50382 | 0.94118 | 0.83592 | 0.51717 | 0.85722 | 0.69923 | 0.68761 | 0.56352 | 0.55777 | 0.46578 | 0.54483 | 0.49397 | 0.72026 | 0.65591 | 0 | 0 | 0 | 0 | 0 | 0 | 0 | 0 | 0 | 0 | 0 | 0 | 0 | 0 | 0 | 0 | 0 | 0 | 0 | 0 | 1 | 1 | 1
4 | 14 | 24 | 0.53959 | 0.68186 | 0.8717 | 0.47589 | 0.11593 | 0.7116 | 0.97724 | 0.71389 | 0.57918 | 0.53358 | 0.92273 | 0.81376 | 0.54624 | 0.83385 | 0.64886 | 0.63552 | 0.75111 | 0.51424 | 0.43722 | 0.55881 | 0.33459 | 0.68157 | 0.6193 | 0 | 0 | 0 | 0 | 0 | 0 | 0 | 0 | 0 | 0 | 0 | 0 | 0 | 0 | 0 | 0 | 0 | 0 | 0 | 0 | 1 | 1 | 1
4 | 15 | 1 | 0.5159 | 0.70149 | 0.86751 | 0.51507 | 0.071223 | 0.55771 | 0.94164 | 0.78001 | 0.55708 | 0.50961 | 0.84812 | 0.82208 | 0.52282 | 0.84071 | 0.63509 | 0.62129 | 0.79186 | 0.44422 | 0.4018 | 0.55766 | 0.24865 | 0.70153 | 0.63834 | 0 | 0 | 0 | 0 | 0 | 0 | 0 | 0 | 0 | 0 | 0 | 0 | 0 | 0 | 0 | 0 | 0 | 0 | 0 | 0 | 1 | 1 | 1
4 | 15 | 2 | 0.43768 | 0.70234 | 0.77887 | 0.5961 | 0.095948 | 0.4511 | 0.93173 | 0.77532 | 0.48368 | 0.43044 | 0.83829 | 0.87223 | 0.44542 | 0.89065 | 0.62598 | 0.61189 | 0.80014 | 0.32195 | 0.35288 | 0.58457 | 0.25487 | 0.70252 | 0.63747 | 0 | 0 | 0 | 0 | 0 | 0 | 0 | 0 | 0 | 0 | 0 | 0 | 0 | 0 | 0 | 0 | 0 | 0 | 0 | 0 | 1 | 1 | 1
4 | 15 | 3 | 0.33909 | 0.6514 | 0.72972 | 0.70608 | 0.19719 | 0.56335 | 0.94391 | 0.81723 | 0.38501 | 0.32997 | 0.86588 | 0.8267 | 0.34693 | 0.84722 | 0.66666 | 0.65391 | 0.71715 | 0.19196 | 0.35737 | 0.58675 | 0.30759 | 0.65124 | 0.58172 | 0 | 0 | 0 | 0 | 0 | 0 | 0 | 0 | 0 | 0 | 0 | 0 | 0 | 0 | 0 | 0 | 0 | 0 | 0 | 0 | 1 | 1 | 1
4 | 15 | 4 | 0.42723 | 0.62454 | 0.67547 | 0.7972 | 0.22334 | 0.71668 | 0.95955 | 0.86239 | 0.47624 | 0.42023 | 0.88184 | 0.75807 | 0.43543 | 0.78499 | 0.67388 | 0.66138 | 0.64512 | 0.15525 | 0.35774 | 0.6271 | 0.32273 | 0.62445 | 0.54952 | 0 | 0 | 0 | 0 | 0 | 0 | 0 | 0 | 0 | 0 | 0 | 0 | 0 | 0 | 0 | 0 | 0 | 0 | 0 | 0 | 1 | 1 | 1
4 | 15 | 5 | 0.41076 | 0.60504 | 0.68222 | 0.84091 | 0.26291 | 0.71021 | 0.95451 | 0.8912 | 0.4573 | 0.40305 | 0.87046 | 0.70316 | 0.41862 | 0.73417 | 0.65169 | 0.63845 | 0.66682 | 0.10901 | 0.30869 | 0.58278 | 0.35874 | 0.60499 | 0.52621 | 0 | 0 | 0.0052641 | 0 | 0 | 0 | 0 | 0 | 0 | 0 | 0 | 0 | 0 | 0 | 0 | 0 | 0 | 0 | 0.00012654 | 0.031477 | 1 | 1 | 1
4 | 15 | 6 | 0.4047 | 0.58916 | 0.64705 | 0.86143 | 0.30331 | 0.70507 | 0.94874 | 0.89548 | 0.45098 | 0.39683 | 0.90438 | 0.70679 | 0.41252 | 0.73897 | 0.59985 | 0.58493 | 0.75063 | 0.08542 | 0.27363 | 0.53121 | 0.40975 | 0.59006 | 0.4962 | 0.00021743 | 0.02344 | 0.11256 | 0.022991 | 0.016678 | 0.022989 | 0.017877 | 0.003897 | 0.004913 | 0.0029483 | 0.012641 | 0.16737 | 0.072941 | 0.047944 | 0.017929 | 0.072315 | 0.0037018 | 0.022024 | 0.15461 | 0.47772 | 1 | 1 | 1
4 | 15 | 7 | 0.43573 | 0.35603 | 0.50283 | 0.85853 | 0.34888 | 0.7711 | 0.92427 | 0.87551 | 0.48253 | 0.42857 | 0.81977 | 0.73228 | 0.4436 | 0.76098 | 0.45152 | 0.43246 | 0.77301 | 0.043093 | 0.19741 | 0.46618 | 0.47498 | 0.35557 | 0.25295 | 0.021554 | 0.22728 | 0.27885 | 0.22292 | 0.32774 | 0.41092 | 0.34259 | 0.046403 | 0.12173 | 0.22749 | 0.23838 | 0.61407 | 0.51361 | 0.50484 | 0.33512 | 0.5092 | 0.061115 | 0.11118 | 0.53808 | 0.83516 | 1 | 1 | 1
4 | 15 | 8 | 0.41747 | 0.20932 | 0.31565 | 0.88693 | 0.58414 | 0.66382 | 0.90811 | 0.86848 | 0.463 | 0.40974 | 0.69759 | 0.78996 | 0.42517 | 0.81743 | 0.33546 | 0.3141 | 0.79229 | 0.011015 | 0.1498 | 0.48447 | 0.63915 | 0.2087 | 0.10763 | 0.21489 | 0.46276 | 0.42209 | 0.45389 | 0.64809 | 0.71749 | 0.64692 | 0.25663 | 0.21882 | 0.268 | 0.58077 | 0.86231 | 0.82055 | 0.76123 | 0.68139 | 0.8135 | 0.094428 | 0.24674 | 0.77431 | 1 | 1 | 1 | 1
4 | 15 | 9 | 0.43027 | 0.17649 | 0.17487 | 0.91613 | 0.78041 | 0.93503 | 0.91129 | 0.86935 | 0.47728 | 0.42303 | 0.67883 | 0.75669 | 0.43818 | 0.78344 | 0.27173 | 0.24965 | 0.8158 | 0.0090386 | 0.12843 | 0.48347 | 0.79285 | 0.17609 | 0.076052 | 0.4495 | 0.66845 | 0.53109 | 0.65564 | 0.81052 | 0.87094 | 0.87737 | 0.42916 | 0.53555 | 0.62286 | 0.57734 | 1 | 0.94755 | 0.9541 | 0.87054 | 0.93941 | 0.17795 | 0.39403 | 0.93708 | 1 | 1 | 1 | 1
4 | 15 | 10 | 0.39823 | 0.21018 | 0.057246 | 0.91992 | 0.85469 | 0.88524 | 0.91246 | 0.85607 | 0.44519 | 0.39034 | 0.75053 | 0.74523 | 0.40617 | 0.76922 | 0.24294 | 0.22073 | 0.81533 | 0.015062 | 0.10121 | 0.45404 | 0.87482 | 0.21 | 0.10395 | 0.60541 | 0.76363 | 0.59358 | 0.74899 | 0.95299 | 0.92 | 0.9699 | 0.48443 | 0.68429 | 0.75454 | 0.55838 | 1 | 0.95702 | 1 | 0.80701 | 0.9488 | 0.23625 | 0.43999 | 1 | 1 | 1 | 1 | 1
4 | 15 | 11 | 0.391 | 0.26017 | 0.0041606 | 0.9215 | 0.90515 | 0.81501 | 0.94176 | 0.88905 | 0.4396 | 0.38322 | 0.74267 | 0.85443 | 0.39918 | 0.87441 | 0.23424 | 0.212 | 0.81157 | 0.031941 | 0.074431 | 0.498 | 0.92848 | 0.25971 | 0.15456 | 0.64619 | 0.74915 | 0.69612 | 0.73479 | 1 | 0.98449 | 0.99445 | 0.62371 | 0.71655 | 0.34414 | 0.60786 | 0.9693 | 0.91315 | 0.72906 | 0.73174 | 0.90531 | 0.30624 | 0.39848 | 1 | 1 | 1 | 1 | 1
4 | 15 | 12 | 0.38834 | 0.39431 | 0 | 0.91696 | 0.92226 | 0.67761 | 0.95862 | 0.92576 | 0.42898 | 0.37934 | 0.77776 | 0.88012 | 0.39533 | 0.89739 | 0.22514 | 0.20291 | 0.80599 | 0.17798 | 0.06039 | 0.54747 | 0.95345 | 0.39421 | 0.28966 | 0.70827 | 0.78433 | 0.71518 | 0.76929 | 1 | 0.97646 | 1 | 0.60205 | 0.85221 | 0.42254 | 0.78829 | 0.88815 | 0.88566 | 0.6524 | 0.78253 | 0.87806 | 0.40187 | 0.38982 | 0.97037 | 1 | 1 | 1 | 1
4 | 15 | 13 | 0.65102 | 0.53046 | 0 | 0.90466 | 0.91085 | 0.76455 | 0.95448 | 0.9227 | 0.68854 | 0.64742 | 0.79749 | 0.81967 | 0.65721 | 0.83433 | 0.21569 | 0.19347 | 0.80097 | 0.30205 | 0.069249 | 0.61417 | 0.98637 | 0.53057 | 0.43849 | 0.67105 | 0.73475 | 0.66087 | 0.72066 | 1 | 0.98396 | 0.9894 | 0.51024 | 0.66195 | 0.54093 | 0.60307 | 0.92236 | 0.65589 | 0.52388 | 0.84388 | 0.65026 | 0.32396 | 0.31842 | 0.92853 | 1 | 1 | 1 | 1
4 | 15 | 14 | 0.62881 | 0.62519 | 0 | 0.89512 | 0.89148 | 0.86678 | 0.96358 | 0.91904 | 0.66084 | 0.62376 | 0.79389 | 0.90409 | 0.6342 | 0.9198 | 0.21625 | 0.19404 | 0.80185 | 0.43287 | 0.090232 | 0.62679 | 0.98368 | 0.62512 | 0.54998 | 0.61564 | 0.68907 | 0.65895 | 0.67586 | 1 | 0.96875 | 0.97199 | 0.55452 | 0.51345 | 0.74855 | 0.47794 | 0.52733 | 0.65088 | 0.65715 | 0.74845 | 0.64529 | 0.42104 | 0.40091 | 0.94732 | 1 | 1 | 1 | 1
4 | 15 | 15 | 0.56135 | 0.7237 | 0 | 0.90012 | 0.87623 | 0.90429 | 0.9746 | 0.91722 | 0.59971 | 0.55567 | 0.82282 | 0.87897 | 0.56779 | 0.89144 | 0.21208 | 0.18988 | 0.81875 | 0.3272 | 0.12885 | 0.63392 | 0.95905 | 0.72368 | 0.66541 | 0.52472 | 0.61796 | 0.61046 | 0.60611 | 1 | 0.94493 | 0.94753 | 0.43414 | 0.73371 | 0.53999 | 0.4098 | 0.031965 | 0.72009 | 0.74404 | 0.67566 | 0.71391 | 0.33135 | 0.43904 | 0.87433 | 1 | 1 | 1 | 1
4 | 15 | 16 | 0.43151 | 0.81926 | 0 | 0.89541 | 0.87884 | 0.90634 | 0.96629 | 0.90579 | 0.47426 | 0.42365 | 0.77717 | 0.88833 | 0.43877 | 0.90037 | 0.1995 | 0.17736 | 0.86236 | 0.27936 | 0.16276 | 0.52363 | 0.92775 | 0.81963 | 0.77475 | 0.39423 | 0.51335 | 0.55575 | 0.5035 | 0.98585 | 0.88761 | 0.88038 | 0.60133 | 0.61638 | 0.41177 | 0.19761 | 0.023555 | 0.31652 | 0.66117 | 0.64051 | 0.3138 | 0.34046 | 0.45694 | 0.81378 | 0.87691 | 1 | 1 | 1
4 | 15 | 17 | 0.39951 | 0.82613 | 0 | 0.87923 | 0.8789 | 0.94306 | 0.92828 | 0.84173 | 0.44965 | 0.39214 | 0.88731 | 0.92155 | 0.40791 | 0.93216 | 0.19646 | 0.17433 | 0.9086 | 0.20779 | 0.16626 | 0.52099 | 0.86398 | 0.82633 | 0.78537 | 0.27137 | 0.43506 | 0.40544 | 0.42672 | 0.8577 | 0.75155 | 0.73738 | 0.5287 | 0.64462 | 0.42252 | 0.085796 | 0.41218 | 0.28836 | 0.49478 | 0.41106 | 0.28589 | 0.14423 | 0.39618 | 0.6147 | 0.54618 | 1 | 1 | 1
4 | 15 | 18 | 0.28556 | 0.78447 | 0.0010712 | 0.86183 | 0.8802 | 0.88974 | 0.85961 | 0.82222 | 0.33698 | 0.27641 | 0.89856 | 0.91718 | 0.29428 | 0.92668 | 0.18936 | 0.16729 | 0.89946 | 0.14487 | 0.28322 | 0.47187 | 0.62757 | 0.78423 | 0.74089 | 0.069911 | 0.19238 | 0.1765 | 0.18869 | 0.5299 | 0.44211 | 0.43624 | 0.35975 | 0.3441 | 0.20594 | 0.16818 | 0.085069 | 0.025174 | 0.091073 | 0.094811 | 0.024958 | 0.063842 | 0.21741 | 0.26142 | 0.070083 | 1 | 1 | 1
4 | 15 | 19 | 0.27182 | 0.79338 | 0.020503 | 0.87206 | 0.93952 | 0.79298 | 0.83763 | 0.85626 | 0.32079 | 0.26213 | 0.90455 | 0.91112 | 0.28019 | 0.92321 | 0.20703 | 0.18485 | 0.87 | 0.15592 | 0.50574 | 0.37064 | 0.35615 | 0.79368 | 0.74463 | 0.00011509 | 0.022689 | 0.0054412 | 0.022254 | 0.1395 | 0.084184 | 0.068534 | 0.037996 | 0.031693 | 0.0072154 | 0.002405 | 0.00058064 | 0.00013398 | 0.00099132 | 0.00034051 | 0.00013283 | 0.00085003 | 0.0047025 | 6.4675e-05 | 0 | 1 | 1 | 1
4 | 15 | 20 | 0.45229 | 0.72811 | 0.10899 | 0.82337 | 0.96955 | 0.98205 | 0.84771 | 0.86761 | 0.50345 | 0.44617 | 0.85439 | 0.86109 | 0.46078 | 0.87559 | 0.23322 | 0.21099 | 0.89943 | 0.12428 | 0.4909 | 0.2742 | 0.419 | 0.72823 | 0.66888 | 0 | 0 | 6.0802e-09 | 0 | 0 | 0 | 0 | 0 | 0 | 0 | 0 | 0 | 0 | 0 | 0 | 0 | 0 | 2.7813e-08 | 0 | 0 | 1 | 1 | 1
4 | 15 | 21 | 0.38422 | 0.62826 | 0.12812 | 0.81385 | 0.95861 | 0.99944 | 0.85131 | 0.83511 | 0.43165 | 0.37614 | 0.75535 | 0.84701 | 0.39224 | 0.86541 | 0.22022 | 0.19799 | 0.90727 | 0.10904 | 0.35121 | 0.28204 | 0.43252 | 0.62816 | 0.55398 | 0 | 0 | 0 | 0 | 0 | 0 | 0 | 0 | 0 | 0 | 0 | 0 | 0 | 0 | 0 | 0 | 0 | 0 | 0 | 0 | 1 | 1 | 1
4 | 15 | 22 | 0.3396 | 0.53794 | 0.11905 | 0.80222 | 0.96102 | 0.90615 | 0.86894 | 0.80423 | 0.39163 | 0.33141 | 0.70126 | 0.81687 | 0.34835 | 0.83603 | 0.1863 | 0.16427 | 0.89732 | 0.094635 | 0.35438 | 0.21886 | 0.3884 | 0.53769 | 0.45142 | 0 | 0 | 0 | 0 | 0 | 0 | 0 | 0 | 0 | 0 | 0 | 0 | 0 | 0 | 0 | 0 | 0 | 0 | 0 | 0 | 1 | 1 | 1
4 | 15 | 23 | 0.27168 | 0.48762 | 0.13826 | 0.78971 | 0.96932 | 0.8171 | 0.85037 | 0.76304 | 0.3234 | 0.26237 | 0.66016 | 0.82678 | 0.28046 | 0.85027 | 0.14941 | 0.12795 | 0.87984 | 0.083552 | 0.45889 | 0.18887 | 0.26135 | 0.48759 | 0.39173 | 0 | 0 | 0 | 0 | 0 | 0 | 0 | 0 | 0 | 0 | 0 | 0 | 0 | 0 | 0 | 0 | 0 | 0 | 0 | 0 | 1 | 1 | 1
4 | 15 | 24 | 0.30491 | 0.42536 | 0.13858 | 0.76824 | 0.97415 | 0.76641 | 0.78792 | 0.67366 | 0.35916 | 0.29647 | 0.56081 | 0.74864 | 0.31403 | 0.77355 | 0.10497 | 0.084945 | 0.86637 | 0.15159 | 0.64973 | 0.1222 | 0.11679 | 0.42518 | 0.32431 | 0 | 0 | 0 | 0 | 0 | 0 | 0 | 0 | 0 | 0 | 0 | 0 | 0 | 0 | 0 | 0 | 0 | 0 | 0 | 0 | 1 | 1 | 1
4 | 16 | 1 | 0.2981 | 0.38651 | 0.10016 | 0.74216 | 0.97199 | 0.43197 | 0.68133 | 0.57861 | 0.35146 | 0.28942 | 0.46273 | 0.75019 | 0.3071 | 0.78168 | 0.071425 | 0.0534 | 0.85783 | 0.19861 | 0.62516 | 0.11197 | 0.056434 | 0.38659 | 0.27912 | 0 | 0 | 0 | 0 | 0 | 0 | 0 | 0 | 0 | 0 | 0 | 0 | 0 | 0 | 0 | 0 | 0 | 0 | 0 | 0 | 1 | 1 | 1
4 | 16 | 2 | 0.28455 | 0.3117 | 0.075275 | 0.70175 | 0.97206 | 0.27352 | 0.57344 | 0.51789 | 0.33982 | 0.27595 | 0.45194 | 0.67319 | 0.29384 | 0.70779 | 0.055924 | 0.039284 | 0.84267 | 0.21693 | 0.63808 | 0.1036 | 0.020864 | 0.31163 | 0.20202 | 0 | 0 | 0 | 0 | 0 | 0 | 0 | 0 | 0 | 0 | 0 | 0 | 0 | 0 | 0 | 0 | 0 | 0 | 0 | 0 | 1 | 1 | 1
4 | 16 | 3 | 0.21853 | 0.23249 | 0.051291 | 0.63148 | 0.94761 | 0.27295 | 0.50488 | 0.37694 | 0.27706 | 0.2096 | 0.41334 | 0.63343 | 0.22835 | 0.67457 | 0.051259 | 0.035125 | 0.76668 | 0.19443 | 0.64661 | 0.097714 | 0.00047594 | 0.23216 | 0.12621 | 0 | 0 | 0 | 0 | 0 | 0 | 0 | 0 | 0 | 0 | 0 | 0 | 0 | 0 | 0 | 0 | 0 | 0 | 0 | 0 | 1 | 1 | 1
4 | 16 | 4 | 0.088767 | 0.20713 | 0.035183 | 0.62822 | 0.89807 | 0.39478 | 0.48079 | 0.27715 | 0.1437 | 0.078719 | 0.36354 | 0.57482 | 0.098121 | 0.62065 | 0.062741 | 0.045439 | 0.66695 | 0.16917 | 0.61959 | 0.12621 | 0 | 0.20714 | 0.099322 | 0 | 0 | 0 | 0 | 0 | 0 | 0 | 0 | 0 | 0 | 0 | 0 | 0 | 0 | 0 | 0 | 0 | 0 | 0 | 0 | 1 | 1 | 1
4 | 16 | 5 | 0.082846 | 0.1593 | 0.019129 | 0.58455 | 0.81542 | 0.5598 | 0.44588 | 0.21763 | 0.14202 | 0.073356 | 0.34074 | 0.51933 | 0.092809 | 0.5713 | 0.078495 | 0.059948 | 0.48386 | 0.13688 | 0.61087 | 0.11984 | 0 | 0.15916 | 0.059208 | 0 | 0 | 0.0053941 | 0 | 0 | 0 | 0 | 0 | 0 | 0 | 0 | 0 | 0 | 0 | 0 | 0 | 4.4078e-05 | 0 | 0.00027598 | 0.03205 | 1 | 1 | 1
4 | 16 | 6 | 0.065645 | 0.12276 | 0.0015673 | 0.54989 | 0.72151 | 0.33477 | 0.32525 | 0.12287 | 0.12455 | 0.056849 | 0.29148 | 0.44304 | 0.075139 | 0.5018 | 0.10595 | 0.085872 | 0.31885 | 0.11946 | 0.55906 | 0.074381 | 0 | 0.12249 | 0.032151 | 0.00017189 | 0.012074 | 0.18271 | 0.011842 | 0.048315 | 0.018741 | 0.012521 | 0.034839 | 0.008423 | 0.010832 | 0.029744 | 0.0035611 | 0.0089195 | 0.010196 | 0.014015 | 0.0088429 | 0.11329 | 0.13338 | 0.18231 | 0.46944 | 1 | 1 | 1
4 | 16 | 7 | 0.0040323 | 0.1296 | 0 | 0.47849 | 0.57585 | 0.33115 | 0.17667 | 0.013259 | 0.036097 | 0.0032663 | 0.25917 | 0.33946 | 0.0043325 | 0.40678 | 0.12001 | 0.099373 | 0.17152 | 0.024242 | 0.49255 | 0.076345 | 2.4152e-05 | 0.1295 | 0.035751 | 0.014523 | 0.17511 | 0.50483 | 0.17176 | 0.49304 | 0.36666 | 0.39146 | 0.46722 | 0.32952 | 0.35819 | 0.22582 | 0.038341 | 0.0030895 | 0.0093853 | 0.15245 | 0.0030629 | 0.35968 | 0.45411 | 0.52082 | 0.8288 | 1 | 1 | 1
4 | 16 | 8 | 0.0049558 | 0.14089 | 0 | 0.3798 | 0.39559 | 0.07606 | 0.08914 | 8.7526e-05 | 0.0070796 | 0.0041313 | 0.23178 | 0.19158 | 0.0052037 | 0.26567 | 0.11268 | 0.09232 | 0.083302 | 0.0029504 | 0.41161 | 0.11542 | 0.0010787 | 0.14085 | 0.043757 | 0.16884 | 0.39513 | 0.72179 | 0.38755 | 0.80609 | 0.71292 | 0.71364 | 0.76128 | 0.69863 | 0.77369 | 0.48129 | 0.25694 | 0.16771 | 0.070879 | 0.13952 | 0.16627 | 0.49741 | 0.72365 | 0.7111 | 1 | 1 | 1 | 1
4 | 16 | 9 | 0.084267 | 0.14486 | 0 | 0.27343 | 0.12999 | 0.098099 | 0.027114 | 0 | 0.14115 | 0.075252 | 0.18558 | 0.027157 | 0.093636 | 0.088681 | 0.13984 | 0.1186 | 0.044672 | 0.0026798 | 0.30899 | 0.14073 | 0.0037528 | 0.14487 | 0.046368 | 0.39312 | 0.59545 | 0.93586 | 0.58403 | 0.96151 | 0.87477 | 0.87149 | 0.9238 | 0.92649 | 1 | 0.62729 | 0.90326 | 0.28537 | 0.056579 | 0.11502 | 0.28292 | 0.82225 | 0.90277 | 0.83022 | 1 | 1 | 1 | 1
4 | 16 | 10 | 0.15981 | 0.1279 | 0 | 0.24677 | 0.014645 | 0.069332 | 0.0062695 | 0 | 0.22008 | 0.15058 | 0.16452 | 0.0010232 | 0.16992 | 0.047223 | 0.18342 | 0.16142 | 0.02578 | 0.0055461 | 0.23471 | 0.12649 | 0.0089225 | 0.12768 | 0.03552 | 0.60633 | 0.76685 | 1 | 0.75215 | 1 | 0.94746 | 0.95003 | 0.99021 | 1 | 1 | 0.84356 | 1 | 0.76835 | 0.14032 | 0.31766 | 0.76175 | 0.90113 | 0.9243 | 0.89813 | 1 | 1 | 1 | 1
4 | 16 | 11 | 0.16431 | 0.14334 | 0 | 0.21455 | 0 | 0.030365 | 0.0003449 | 0 | 0.22343 | 0.15494 | 0.14978 | 0.0002595 | 0.17426 | 0.058911 | 0.22822 | 0.20599 | 0.01941 | 0.0067853 | 0.19638 | 0.10461 | 0.018868 | 0.14296 | 0.048684 | 0.75432 | 0.86741 | 0.94929 | 0.85078 | 1 | 0.96957 | 0.97192 | 1 | 1 | 1 | 0.86526 | 1 | 0.9601 | 0.67035 | 0.2929 | 0.95186 | 0.8148 | 0.89298 | 0.81096 | 1 | 1 | 1 | 1
4 | 16 | 12 | 0.13843 | 0.2248 | 0.0032453 | 0.13653 | 0 | 0.015552 | 0 | 0.0019234 | 0.19584 | 0.12867 | 0.14728 | 0.004302 | 0.14815 | 0.069263 | 0.28343 | 0.26145 | 0.019242 | 0.024949 | 0.21717 | 0.068206 | 0.014419 | 0.22436 | 0.12027 | 0.82811 | 0.91078 | 0.96548 | 0.89332 | 1 | 0.96944 | 0.9735 | 1 | 1 | 1 | 0.98594 | 0.8758 | 1 | 0.7936 | 0.38452 | 1 | 0.79152 | 0.89197 | 0.81106 | 1 | 1 | 1 | 1
4 | 16 | 13 | 0.16155 | 0.38595 | 0.043802 | 0.0839 | 0 | 0.018692 | 0 | 0.019455 | 0.2188 | 0.15189 | 0.15962 | 0.0030469 | 0.17123 | 0.066513 | 0.32323 | 0.30169 | 0.025992 | 0.11503 | 0.26431 | 0.05043 | 0.0026544 | 0.38646 | 0.27351 | 0.88262 | 0.96286 | 0.8502 | 0.9444 | 1 | 0.95923 | 0.9572 | 0.9883 | 1 | 1 | 1 | 0.89137 | 1 | 0.93833 | 0.81154 | 1 | 0.60819 | 0.8548 | 0.62091 | 0.9349 | 1 | 1 | 1
4 | 16 | 14 | 0.21712 | 0.40893 | 0.12464 | 0.032508 | 0 | 0.036721 | 0 | 0.038603 | 0.27819 | 0.20853 | 0.20559 | 0.017842 | 0.22732 | 0.085486 | 0.36979 | 0.34898 | 0.034978 | 0.19289 | 0.28856 | 0.063307 | 0.0032562 | 0.40863 | 0.30778 | 0.81433 | 0.91052 | 0.77947 | 0.89306 | 1 | 0.94203 | 0.94085 | 0.98581 | 1 | 1 | 1 | 0.71015 | 0.9089 | 0.83105 | 0.82877 | 0.9011 | 0.56413 | 0.80152 | 0.5432 | 0.79003 | 1 | 1 | 1
4 | 16 | 15 | 0.1265 | 0.4829 | 0.21395 | 0.012833 | 0 | 0.039016 | 0 | 0.042592 | 0.1809 | 0.11631 | 0.27406 | 0.033322 | 0.13578 | 0.10172 | 0.39608 | 0.37577 | 0.045039 | 0.39235 | 0.31481 | 0.10075 | 0.0047319 | 0.4825 | 0.39094 | 0.76322 | 0.90359 | 0.76019 | 0.88627 | 0.96535 | 0.922 | 0.91783 | 0.92809 | 1 | 0.99789 | 1 | 0.98296 | 1 | 0.89204 | 0.88977 | 1 | 0.70273 | 0.83826 | 0.51126 | 0.57712 | 1 | 1 | 1
4 | 16 | 16 | 0.17558 | 0.63732 | 0.38202 | 0.020657 | 0.016255 | 0.03719 | 0.00043437 | 0.066913 | 0.23608 | 0.1665 | 0.24424 | 0.078277 | 0.18572 | 0.15161 | 0.43934 | 0.41998 | 0.061065 | 0.25024 | 0.31336 | 0.12845 | 0.0088824 | 0.63854 | 0.5479 | 0.60931 | 0.80117 | 0.66286 | 0.78582 | 0.86898 | 0.86581 | 0.85902 | 0.8952 | 0.94513 | 0.9784 | 0.967 | 0.85503 | 0.86305 | 0.87684 | 0.78878 | 0.85564 | 0.63581 | 0.78848 | 0.57055 | 0.25607 | 1 | 1 | 1
4 | 16 | 17 | 0.15408 | 0.50155 | 0.55507 | 0.048258 | 0.146 | 0.046373 | 0.008851 | 0.25691 | 0.20898 | 0.14406 | 0.19884 | 0.12187 | 0.16343 | 0.19883 | 0.46209 | 0.44327 | 0.080407 | 0.07881 | 0.2989 | 0.14167 | 0.049242 | 0.50137 | 0.4092 | 0.37472 | 0.61021 | 0.51989 | 0.59851 | 0.75655 | 0.73275 | 0.71563 | 0.73233 | 0.74976 | 0.80344 | 0.79638 | 0.65167 | 0.7047 | 0.7048 | 0.62667 | 0.69865 | 0.50827 | 0.70572 | 0.46936 | 0.094971 | 1 | 1 | 1
4 | 16 | 18 | 0.25313 | 0.39649 | 0.69385 | 0.096615 | 0.45451 | 0.048422 | 0.047646 | 0.49734 | 0.30939 | 0.24425 | 0.20028 | 0.11271 | 0.26259 | 0.18176 | 0.48422 | 0.46596 | 0.11426 | 0.028747 | 0.27055 | 0.15694 | 0.07544 | 0.39625 | 0.29368 | 0.079471 | 0.24419 | 0.23988 | 0.23951 | 0.42867 | 0.45257 | 0.36289 | 0.39169 | 0.366 | 0.34658 | 0.42223 | 0.11424 | 0.24979 | 0.22939 | 0.24882 | 0.24764 | 0.16061 | 0.41078 | 0.18833 | 0.007183 | 1 | 1 | 1
4 | 16 | 19 | 0.32334 | 0.32695 | 0.72368 | 0.21076 | 0.67556 | 0.03509 | 0.11418 | 0.68172 | 0.37681 | 0.31509 | 0.3209 | 0.21449 | 0.33233 | 0.29135 | 0.52378 | 0.5066 | 0.17623 | 0.023345 | 0.27727 | 0.1525 | 0.11156 | 0.32679 | 0.21876 | 0.00012715 | 0.02248 | 0.016479 | 0.022049 | 0.10835 | 0.10051 | 0.044011 | 0.037195 | 0.036458 | 0.01772 | 0.016674 | 0.0016845 | 0.00384 | 0.0019058 | 0.0033146 | 0.0038071 | 0.0040529 | 0.02202 | 7.8216e-05 | 0 | 1 | 1 | 1
4 | 16 | 20 | 0.33523 | 0.27154 | 0.54402 | 0.36811 | 0.80978 | 0.072143 | 0.14144 | 0.67315 | 0.3876 | 0.32701 | 0.2563 | 0.21127 | 0.34404 | 0.28871 | 0.46145 | 0.44262 | 0.17363 | 0.01978 | 0.31349 | 0.11411 | 0.10854 | 0.27129 | 0.16331 | 0 | 0 | 1.5965e-07 | 0 | 0 | 0 | 0 | 0 | 0 | 0 | 0 | 0 | 0 | 0 | 0 | 0 | 6.8678e-07 | 2.7813e-08 | 0 | 0 | 1 | 1 | 1
4 | 16 | 21 | 0.31608 | 0.25011 | 0.50831 | 0.42923 | 0.87046 | 0.16285 | 0.15493 | 0.68339 | 0.36493 | 0.30702 | 0.21369 | 0.088388 | 0.32439 | 0.15938 | 0.38144 | 0.36085 | 0.19808 | 0.023344 | 0.33994 | 0.088683 | 0.23161 | 0.24991 | 0.14177 | 0 | 0 | 0 | 0 | 0 | 0 | 0 | 0 | 0 | 0 | 0 | 0 | 0 | 0 | 0 | 0 | 0 | 0 | 0 | 0 | 1 | 1 | 1
4 | 16 | 22 | 0.42109 | 0.25118 | 0.50734 | 0.42813 | 0.88661 | 0.19154 | 0.18619 | 0.70133 | 0.46979 | 0.41393 | 0.3011 | 0.023099 | 0.42926 | 0.087541 | 0.32867 | 0.3072 | 0.24381 | 0.016209 | 0.3742 | 0.073131 | 0.52754 | 0.25093 | 0.14331 | 0 | 0 | 0 | 0 | 0 | 0 | 0 | 0 | 0 | 0 | 0 | 0 | 0 | 0 | 0 | 0 | 0 | 0 | 0 | 0 | 1 | 1 | 1
4 | 16 | 23 | 0.43706 | 0.28691 | 0.54445 | 0.46303 | 0.90306 | 0.24795 | 0.20378 | 0.70312 | 0.48469 | 0.43005 | 0.41146 | 0.039302 | 0.44505 | 0.11049 | 0.29135 | 0.26944 | 0.34765 | 0.0084103 | 0.35949 | 0.08777 | 0.66332 | 0.28684 | 0.17687 | 0 | 0 | 0 | 0 | 0 | 0 | 0 | 0 | 0 | 0 | 0 | 0 | 0 | 0 | 0 | 0 | 0 | 0 | 0 | 0 | 1 | 1 | 1
4 | 16 | 24 | 0.35827 | 0.31955 | 0.58972 | 0.53777 | 0.91167 | 0.24109 | 0.2125 | 0.66855 | 0.40784 | 0.35004 | 0.40547 | 0.049328 | 0.36664 | 0.11885 | 0.27604 | 0.254 | 0.41406 | 0.0022466 | 0.28492 | 0.11992 | 0.63518 | 0.31948 | 0.21003 | 0 | 0 | 0 | 0 | 0 | 0 | 0 | 0 | 0 | 0 | 0 | 0 | 0 | 0 | 0 | 0 | 0 | 0 | 0 | 0 | 1 | 1 | 1
4 | 17 | 1 | 0.29452 | 0.34983 | 0.65428 | 0.48169 | 0.87335 | 0.17615 | 0.16494 | 0.57428 | 0.34747 | 0.28572 | 0.31617 | 0.10052 | 0.30346 | 0.17508 | 0.28578 | 0.26381 | 0.51995 | 0.0022463 | 0.24845 | 0.12271 | 0.67352 | 0.34997 | 0.23933 | 0 | 0 | 0 | 0 | 0 | 0 | 0 | 0 | 0 | 0 | 0 | 0 | 0 | 0 | 0 | 0 | 0 | 0 | 0 | 0 | 1 | 1 | 1
4 | 17 | 2 | 0.25607 | 0.33263 | 0.69262 | 0.44783 | 0.87478 | 0.24661 | 0.11644 | 0.51737 | 0.31003 | 0.24687 | 0.26926 | 0.14705 | 0.2652 | 0.21904 | 0.30933 | 0.28761 | 0.59185 | 0.013581 | 0.25545 | 0.11788 | 0.77714 | 0.33277 | 0.22128 | 0 | 0 | 0 | 0 | 0 | 0 | 0 | 0 | 0 | 0 | 0 | 0 | 0 | 0 | 0 | 0 | 0 | 0 | 0 | 0 | 1 | 1 | 1
4 | 17 | 3 | 0.26921 | 0.26252 | 0.69328 | 0.49303 | 0.89455 | 0.27165 | 0.089157 | 0.49767 | 0.32359 | 0.26026 | 0.23331 | 0.23994 | 0.27839 | 0.31659 | 0.33561 | 0.31425 | 0.6682 | 0.045195 | 0.27368 | 0.11016 | 0.81624 | 0.26191 | 0.15831 | 0 | 0 | 0 | 0 | 0 | 0 | 0 | 0 | 0 | 0 | 0 | 0 | 0 | 0 | 0 | 0 | 0 | 0 | 0 | 0 | 1 | 1 | 1
4 | 17 | 4 | 0.29213 | 0.30941 | 0.63929 | 0.47723 | 0.90995 | 0.12486 | 0.069704 | 0.50997 | 0.34817 | 0.28377 | 0.18593 | 0.20494 | 0.30153 | 0.28049 | 0.40959 | 0.38957 | 0.68133 | 0.10983 | 0.27212 | 0.11405 | 0.82544 | 0.30908 | 0.20258 | 0 | 0 | 0 | 0 | 0 | 0 | 0 | 0 | 0 | 0 | 0 | 0 | 0 | 0 | 0 | 0 | 0 | 0 | 0 | 0 | 1 | 1 | 1
4 | 17 | 5 | 0.2301 | 0.40682 | 0.587 | 0.46415 | 0.93534 | 0.085914 | 0.068109 | 0.53893 | 0.28453 | 0.22065 | 0.15738 | 0.1022 | 0.23932 | 0.17305 | 0.43516 | 0.4157 | 0.65637 | 0.17459 | 0.24641 | 0.075789 | 0.77653 | 0.40666 | 0.30385 | 0 | 0 | 0.0047728 | 0 | 0 | 0 | 0 | 0 | 0 | 0 | 0 | 0 | 0 | 0 | 0 | 0 | 0.0002913 | 0 | 0.00056389 | 0.027733 | 1 | 1 | 1
4 | 17 | 6 | 0.23234 | 0.52206 | 0.51655 | 0.44567 | 0.94845 | 0.12962 | 0.060263 | 0.51788 | 0.28839 | 0.22315 | 0.15162 | 0.075651 | 0.24179 | 0.14493 | 0.43963 | 0.42027 | 0.6361 | 0.18287 | 0.18496 | 0.035323 | 0.66716 | 0.52239 | 0.42623 | 0.00032217 | 0.03298 | 0.22373 | 0.032347 | 0.011496 | 0.012082 | 0.0074163 | 0.037645 | 0.0032689 | 0.019985 | 0.074736 | 0.16923 | 0.093836 | 0.066745 | 0.053464 | 0.09303 | 0.30519 | 0.19612 | 0.25043 | 0.40835 | 1 | 1 | 1
4 | 17 | 7 | 0.24584 | 0.54488 | 0.37244 | 0.4246 | 0.91442 | 0.20039 | 0.054787 | 0.44273 | 0.30186 | 0.23681 | 0.15114 | 0.13832 | 0.25528 | 0.21558 | 0.42238 | 0.40263 | 0.52294 | 0.13436 | 0.11796 | 0.012402 | 0.44149 | 0.54461 | 0.45961 | 0.02675 | 0.30207 | 0.55224 | 0.29628 | 0.22784 | 0.30037 | 0.36887 | 0.46217 | 0.27099 | 0.49734 | 0.56678 | 0.60506 | 0.55618 | 0.53631 | 0.52693 | 0.55141 | 0.64408 | 0.58246 | 0.64457 | 0.73757 | 1 | 1 | 1
4 | 17 | 8 | 0.25268 | 0.61516 | 0.27155 | 0.38492 | 0.8555 | 0.15897 | 0.065294 | 0.39791 | 0.30645 | 0.24341 | 0.17117 | 0.13447 | 0.26178 | 0.21149 | 0.37861 | 0.35797 | 0.23288 | 0.10624 | 0.11371 | 0.0077508 | 0.39931 | 0.61504 | 0.53897 | 0.26466 | 0.57165 | 0.81693 | 0.56069 | 0.42549 | 0.6003 | 0.70026 | 0.74693 | 0.56587 | 0.8377 | 0.83588 | 0.84496 | 0.83409 | 0.82098 | 0.79751 | 0.82693 | 0.82472 | 0.77572 | 0.87024 | 0.98458 | 1 | 1 | 1
4 | 17 | 9 | 0.32175 | 0.70006 | 0.23887 | 0.44027 | 0.82978 | 0.41394 | 0.10983 | 0.44879 | 0.37311 | 0.31316 | 0.27313 | 0.066855 | 0.33042 | 0.13775 | 0.30138 | 0.27958 | 0.12556 | 0.1202 | 0.088087 | 0.053521 | 0.31903 | 0.70025 | 0.63459 | 0.52025 | 0.77361 | 0.94524 | 0.75878 | 0.60321 | 0.84498 | 0.86203 | 0.89277 | 0.81072 | 1 | 0.98106 | 0.96859 | 0.96676 | 0.95326 | 0.96467 | 0.95846 | 0.88118 | 0.90281 | 0.98867 | 0.95557 | 1 | 1 | 1
4 | 17 | 10 | 0.42028 | 0.73104 | 0.14843 | 0.52571 | 0.83178 | 0.4327 | 0.12073 | 0.53605 | 0.4675 | 0.41287 | 0.32794 | 0.039426 | 0.42822 | 0.10786 | 0.24143 | 0.21921 | 0.083759 | 0.12058 | 0.051598 | 0.12352 | 0.21308 | 0.73121 | 0.67173 | 0.70808 | 0.8943 | 0.9603 | 0.87716 | 0.73678 | 0.9194 | 0.93955 | 0.93324 | 0.91846 | 1 | 1 | 1 | 1 | 1 | 1 | 1 | 0.91883 | 0.93189 | 1 | 0.7357 | 1 | 1 | 1
4 | 17 | 11 | 0.48381 | 0.72353 | 0.097294 | 0.58462 | 0.82212 | 0.49435 | 0.1578 | 0.60567 | 0.52719 | 0.47714 | 0.47985 | 0.061635 | 0.4911 | 0.13246 | 0.20014 | 0.178 | 0.090191 | 0.13712 | 0.033975 | 0.23205 | 0.15739 | 0.72441 | 0.65371 | 0.79334 | 0.91893 | 1 | 0.90131 | 0.56681 | 0.88404 | 0.95705 | 0.95776 | 0.8743 | 1 | 1 | 1 | 1 | 1 | 1 | 1 | 0.95545 | 0.97293 | 1 | 0.79008 | 1 | 1 | 1
4 | 17 | 12 | 0.49831 | 0.50426 | 0.088975 | 0.63851 | 0.83779 | 0.48227 | 0.20961 | 0.67552 | 0.53923 | 0.49158 | 0.61828 | 0.13004 | 0.50522 | 0.19892 | 0.17163 | 0.14977 | 0.15335 | 0.19164 | 0.052327 | 0.37206 | 0.13586 | 0.50345 | 0.42006 | 0.8314 | 0.92328 | 1 | 0.90558 | 0.39397 | 0.88463 | 0.91323 | 0.97715 | 0.96958 | 1 | 1 | 1 | 1 | 1 | 1 | 1 | 0.95519 | 0.94798 | 1 | 0.94996 | 1 | 1 | 1
4 | 17 | 13 | 0.52607 | 0.45307 | 0.086509 | 0.64232 | 0.91183 | 0.62168 | 0.38456 | 0.76279 | 0.5621 | 0.51921 | 0.68958 | 0.3204 | 0.5322 | 0.39159 | 0.18599 | 0.16396 | 0.1862 | 0.27104 | 0.07942 | 0.49865 | 0.16646 | 0.45254 | 0.35919 | 0.84522 | 0.92959 | 0.97416 | 0.91177 | 0.47175 | 0.84154 | 0.96182 | 0.92965 | 1 | 1 | 1 | 1 | 1 | 0.99375 | 1 | 1 | 0.91364 | 0.91004 | 1 | 1 | 1 | 1 | 1
4 | 17 | 14 | 0.67369 | 0.50065 | 0.081485 | 0.7318 | 0.96876 | 0.93058 | 0.64748 | 0.8189 | 0.70165 | 0.66915 | 0.72081 | 0.41299 | 0.6784 | 0.47162 | 0.19215 | 0.17006 | 0.25922 | 0.38555 | 0.10196 | 0.65038 | 0.20865 | 0.50083 | 0.4038 | 0.79974 | 0.89876 | 0.92397 | 0.88153 | 0.36247 | 0.94298 | 0.88869 | 0.88434 | 1 | 1 | 1 | 1 | 1 | 0.9914 | 0.99817 | 1 | 0.85336 | 0.86939 | 1 | 1 | 1 | 1 | 1
4 | 17 | 15 | 0.82147 | 0.48734 | 0.11097 | 0.80617 | 0.98952 | 0.97277 | 0.80447 | 0.85406 | 0.83989 | 0.81933 | 0.73042 | 0.53631 | 0.82453 | 0.58899 | 0.19602 | 0.1739 | 0.38579 | 0.63417 | 0.15914 | 0.75231 | 0.2057 | 0.48725 | 0.39214 | 0.69302 | 0.82163 | 0.88052 | 0.80588 | 0.27218 | 0.79708 | 0.83774 | 0.73927 | 1 | 1 | 1 | 0.99652 | 0.98283 | 0.96888 | 0.98707 | 0.97439 | 0.81583 | 0.77071 | 0.96817 | 1 | 1 | 1 | 1
4 | 17 | 16 | 0.8613 | 0.48089 | 0.23619 | 0.82895 | 0.9945 | 0.97596 | 0.87031 | 0.87439 | 0.87493 | 0.8595 | 0.76509 | 0.58153 | 0.86358 | 0.62825 | 0.23674 | 0.21451 | 0.42887 | 0.87546 | 0.20258 | 0.87758 | 0.20439 | 0.48095 | 0.38298 | 0.5394 | 0.70799 | 0.82085 | 0.69442 | 0.17366 | 0.82459 | 0.63664 | 0.67597 | 0.9547 | 0.91414 | 0.93782 | 0.91732 | 0.88405 | 0.8398 | 0.89137 | 0.87646 | 0.84913 | 0.71768 | 0.85733 | 0.82895 | 1 | 1 | 1
4 | 17 | 17 | 0.84116 | 0.44196 | 0.49436 | 0.80586 | 0.99124 | 0.98853 | 0.92523 | 0.88053 | 0.85589 | 0.83898 | 0.8201 | 0.58842 | 0.84363 | 0.63241 | 0.25379 | 0.23162 | 0.29171 | 0.98059 | 0.27901 | 0.95641 | 0.36609 | 0.44182 | 0.34207 | 0.3183 | 0.51321 | 0.60493 | 0.50337 | 0.17439 | 0.55744 | 0.51003 | 0.44958 | 0.77127 | 0.77355 | 0.73502 | 0.74704 | 0.65904 | 0.65703 | 0.67899 | 0.65338 | 0.72339 | 0.56585 | 0.63943 | 0.49726 | 1 | 1 | 1
4 | 17 | 18 | 0.7912 | 0.41263 | 0.60562 | 0.80979 | 0.9725 | 0.9944 | 0.95458 | 0.84263 | 0.80963 | 0.78823 | 0.86985 | 0.61611 | 0.7943 | 0.65593 | 0.34491 | 0.32369 | 0.22306 | 0.98707 | 0.35673 | 0.93915 | 0.66926 | 0.41203 | 0.31529 | 0.068229 | 0.20744 | 0.21707 | 0.20346 | 0.13765 | 0.42621 | 0.34898 | 0.26712 | 0.36932 | 0.3215 | 0.3721 | 0.25418 | 0.19338 | 0.21532 | 0.16167 | 0.19171 | 0.14648 | 0.28927 | 0.29104 | 0.062155 | 1 | 1 | 1
4 | 17 | 19 | 0.73647 | 0.49604 | 0.57218 | 0.71687 | 0.92564 | 0.9864 | 0.97234 | 0.79279 | 0.75881 | 0.73266 | 0.9247 | 0.69824 | 0.74025 | 0.73471 | 0.42802 | 0.40841 | 0.10913 | 0.97701 | 0.459 | 0.94572 | 0.88649 | 0.49574 | 0.40459 | 0.00015407 | 0.014693 | 0.016043 | 0.014411 | 0.025739 | 0.079942 | 0.035876 | 0.022104 | 0.036952 | 0.01584 | 0.014577 | 0.0026325 | 0.0033394 | 0.0039101 | 0.0029447 | 0.0033108 | 0.027603 | 0.015125 | 0.00020933 | 0 | 1 | 1 | 1
4 | 17 | 20 | 0.69784 | 0.63321 | 0.5763 | 0.75852 | 0.87923 | 0.87936 | 0.98521 | 0.77759 | 0.72565 | 0.69388 | 0.94603 | 0.70786 | 0.7025 | 0.74237 | 0.56948 | 0.55363 | 0.043516 | 0.96396 | 0.52396 | 0.97068 | 0.89336 | 0.63394 | 0.54929 | 0 | 0 | 2.9542e-05 | 0 | 0 | 0 | 0 | 0 | 0 | 0 | 0 | 0 | 0 | 0 | 0 | 0 | 0.00015431 | 2.7813e-08 | 0 | 0 | 1 | 1 | 1
4 | 17 | 21 | 0.59706 | 0.59783 | 0.59696 | 0.75385 | 0.80241 | 0.96938 | 0.99185 | 0.79159 | 0.62883 | 0.59121 | 0.91622 | 0.66938 | 0.60246 | 0.70335 | 0.71774 | 0.70676 | 0.051262 | 0.95715 | 0.49444 | 0.97036 | 0.87081 | 0.5985 | 0.50901 | 0 | 0 | 0 | 0 | 0 | 0 | 0 | 0 | 0 | 0 | 0 | 0 | 0 | 0 | 0 | 0 | 0 | 0 | 0 | 0 | 1 | 1 | 1
4 | 17 | 22 | 0.57678 | 0.40253 | 0.64429 | 0.70577 | 0.7864 | 0.98236 | 0.98051 | 0.7691 | 0.61144 | 0.57089 | 0.9369 | 0.69621 | 0.58264 | 0.73167 | 0.71586 | 0.70482 | 0.1097 | 0.96862 | 0.50498 | 0.94612 | 0.83367 | 0.40213 | 0.30212 | 0 | 0 | 0 | 0 | 0 | 0 | 0 | 0 | 0 | 0 | 0 | 0 | 0 | 0 | 0 | 0 | 0 | 0 | 0 | 0 | 1 | 1 | 1
4 | 17 | 23 | 0.59157 | 0.28179 | 0.72312 | 0.66652 | 0.73809 | 0.92651 | 0.96544 | 0.73773 | 0.62645 | 0.58606 | 0.91302 | 0.68711 | 0.59744 | 0.72161 | 0.69798 | 0.68631 | 0.29669 | 0.96688 | 0.52664 | 0.83628 | 0.82581 | 0.28147 | 0.17446 | 0 | 0 | 0 | 0 | 0 | 0 | 0 | 0 | 0 | 0 | 0 | 0 | 0 | 0 | 0 | 0 | 0 | 0 | 0 | 0 | 1 | 1 | 1
4 | 17 | 24 | 0.58461 | 0.20696 | 0.82448 | 0.63028 | 0.72918 | 0.92986 | 0.96611 | 0.71449 | 0.62086 | 0.57914 | 0.86883 | 0.68597 | 0.5907 | 0.71998 | 0.71658 | 0.70556 | 0.1704 | 0.9698 | 0.52742 | 0.73603 | 0.83774 | 0.20638 | 0.10495 | 0 | 0 | 0 | 0 | 0 | 0 | 0 | 0 | 0 | 0 | 0 | 0 | 0 | 0 | 0 | 0 | 0 | 0 | 0 | 0 | 1 | 1 | 1
4 | 18 | 1 | 0.52085 | 0.24099 | 0.77848 | 0.58295 | 0.6988 | 0.80425 | 0.96194 | 0.69757 | 0.56127 | 0.51455 | 0.85531 | 0.70679 | 0.52765 | 0.74165 | 0.7187 | 0.70775 | 0.10362 | 0.96977 | 0.5296 | 0.72829 | 0.83974 | 0.24093 | 0.13157 | 0 | 0 | 0 | 0 | 0 | 0 | 0 | 0 | 0 | 0 | 0 | 0 | 0 | 0 | 0 | 0 | 0 | 0 | 0 | 0 | 1 | 1 | 1
4 | 18 | 2 | 0.42938 | 0.26681 | 0.72892 | 0.54647 | 0.67115 | 0.79992 | 0.95905 | 0.62504 | 0.47122 | 0.42134 | 0.84264 | 0.67855 | 0.43651 | 0.71192 | 0.7392 | 0.72899 | 0.13587 | 0.96451 | 0.48219 | 0.76213 | 0.81111 | 0.26689 | 0.15506 | 0 | 0 | 0 | 0 | 0 | 0 | 0 | 0 | 0 | 0 | 0 | 0 | 0 | 0 | 0 | 0 | 0 | 0 | 0 | 0 | 1 | 1 | 1
4 | 18 | 3 | 0.48706 | 0.2511 | 0.70909 | 0.53884 | 0.66568 | 0.75186 | 0.95189 | 0.54219 | 0.5279 | 0.48007 | 0.84188 | 0.69888 | 0.49396 | 0.73866 | 0.76618 | 0.75695 | 0.18711 | 0.96161 | 0.39982 | 0.84065 | 0.7806 | 0.25068 | 0.14505 | 0 | 0 | 0 | 0 | 0 | 0 | 0 | 0 | 0 | 0 | 0 | 0 | 0 | 0 | 0 | 0 | 0 | 0 | 0 | 0 | 1 | 1 | 1
4 | 18 | 4 | 0.59257 | 0.31144 | 0.73375 | 0.525 | 0.67908 | 0.71625 | 0.94076 | 0.48136 | 0.62781 | 0.58715 | 0.82309 | 0.56921 | 0.5985 | 0.61059 | 0.80604 | 0.7983 | 0.1862 | 0.95097 | 0.36103 | 0.82522 | 0.78028 | 0.31146 | 0.20066 | 0 | 0 | 0 | 0 | 0 | 0 | 0 | 0 | 0 | 0 | 0 | 0 | 0 | 0 | 0 | 0 | 0 | 0 | 0 | 0 | 1 | 1 | 1
4 | 18 | 5 | 0.6594 | 0.34702 | 0.69973 | 0.46347 | 0.66829 | 0.67219 | 0.94642 | 0.46338 | 0.68994 | 0.65488 | 0.78729 | 0.56469 | 0.66452 | 0.61152 | 0.7962 | 0.78809 | 0.26053 | 0.9396 | 0.34737 | 0.76155 | 0.80178 | 0.34732 | 0.23452 | 0 | 0 | 0.0072226 | 0 | 0 | 0 | 0 | 0 | 0 | 0 | 0 | 0 | 0 | 0 | 0 | 0 | 0.00027697 | 6.3209e-08 | 0.00072769 | 0.042294 | 1 | 1 | 1
4 | 18 | 6 | 0.65904 | 0.29897 | 0.68762 | 0.38467 | 0.55635 | 0.21373 | 0.94571 | 0.42385 | 0.69166 | 0.65485 | 0.78374 | 0.57065 | 0.66448 | 0.61871 | 0.79257 | 0.78433 | 0.27907 | 0.9204 | 0.3307 | 0.73063 | 0.82764 | 0.2991 | 0.18677 | 0.00037473 | 0.032845 | 0.18608 | 0.032216 | 0.054065 | 0.019125 | 0.0021073 | 0.02042 | 0.0044734 | 0.016383 | 0.064212 | 0.15051 | 0.10381 | 0.078523 | 0.032563 | 0.10292 | 0.16087 | 0.14396 | 0.24693 | 0.50924 | 1 | 1 | 1
4 | 18 | 7 | 0.52906 | 0.20091 | 0.69855 | 0.34969 | 0.27921 | 0.086613 | 0.95067 | 0.46881 | 0.56437 | 0.52216 | 0.74771 | 0.53432 | 0.53508 | 0.58452 | 0.72109 | 0.71024 | 0.40995 | 0.82822 | 0.2528 | 0.6014 | 0.82499 | 0.20045 | 0.098317 | 0.027053 | 0.323 | 0.39301 | 0.31681 | 0.44625 | 0.4271 | 0.42209 | 0.40791 | 0.42079 | 0.41858 | 0.56479 | 0.59864 | 0.55329 | 0.52266 | 0.47278 | 0.54854 | 0.25625 | 0.42932 | 0.62935 | 0.83786 | 1 | 1 | 1
4 | 18 | 8 | 0.52559 | 0.18669 | 0.7503 | 0.33304 | 0.046459 | 0.05512 | 0.93905 | 0.58144 | 0.56618 | 0.51942 | 0.58053 | 0.49061 | 0.53241 | 0.54173 | 0.67273 | 0.66019 | 0.5851 | 0.6729 | 0.20189 | 0.72155 | 0.88426 | 0.18629 | 0.084958 | 0.26534 | 0.58939 | 0.56183 | 0.57809 | 0.57169 | 0.73501 | 0.73738 | 0.70706 | 0.77028 | 0.68752 | 0.86323 | 0.86722 | 0.83105 | 0.77297 | 0.74389 | 0.82391 | 0.42068 | 0.61053 | 0.85247 | 1 | 1 | 1 | 1
4 | 18 | 9 | 0.48205 | 0.24097 | 0.7733 | 0.35525 | 0 | 0.16232 | 0.92384 | 0.69928 | 0.52297 | 0.47496 | 0.56242 | 0.51658 | 0.48898 | 0.56736 | 0.65099 | 0.63772 | 0.72483 | 0.61384 | 0.22332 | 0.79312 | 0.94894 | 0.24091 | 0.13161 | 0.5192 | 0.77517 | 0.66123 | 0.76031 | 0.70171 | 0.89954 | 0.89445 | 0.81849 | 0.95442 | 0.82873 | 0.95057 | 1 | 0.98695 | 0.93815 | 0.89173 | 0.97848 | 0.39898 | 0.75 | 0.96763 | 1 | 1 | 1 | 1
4 | 18 | 10 | 0.49475 | 0.28803 | 0.79966 | 0.37918 | 0 | 0.22033 | 0.93187 | 0.7753 | 0.53282 | 0.48751 | 0.57931 | 0.56375 | 0.50122 | 0.61145 | 0.63063 | 0.61668 | 0.77457 | 0.55027 | 0.27509 | 0.867 | 0.94919 | 0.28802 | 0.17725 | 0.70915 | 0.89075 | 0.72279 | 0.87367 | 0.82739 | 0.9774 | 0.96469 | 0.84433 | 1 | 0.91687 | 0.9689 | 1 | 1 | 1 | 1 | 1 | 0.55399 | 0.77458 | 1 | 1 | 1 | 1 | 1
4 | 18 | 11 | 0.63668 | 0.31785 | 0.8457 | 0.39056 | 0 | 0.28524 | 0.94644 | 0.79995 | 0.66753 | 0.63166 | 0.51822 | 0.59442 | 0.64188 | 0.63968 | 0.61821 | 0.60386 | 0.76553 | 0.53655 | 0.35217 | 0.91779 | 0.93622 | 0.31776 | 0.20847 | 0.81282 | 0.92928 | 0.78137 | 0.91147 | 0.82112 | 0.96386 | 0.98058 | 0.83062 | 1 | 0.923 | 1 | 1 | 1 | 1 | 0.97842 | 1 | 0.63274 | 0.77036 | 1 | 1 | 1 | 1 | 1
4 | 18 | 12 | 0.78235 | 0.34746 | 0.80513 | 0.37712 | 0 | 0.41435 | 0.94754 | 0.82434 | 0.80319 | 0.77953 | 0.58472 | 0.59542 | 0.78583 | 0.63935 | 0.59906 | 0.58411 | 0.77054 | 0.66191 | 0.45276 | 0.92021 | 0.90182 | 0.3473 | 0.24025 | 0.86869 | 0.94998 | 0.74713 | 0.93177 | 0.81111 | 0.98933 | 0.95278 | 0.85286 | 1 | 0.93141 | 1 | 1 | 1 | 1 | 0.92977 | 1 | 0.60119 | 0.76876 | 1 | 1 | 1 | 1 | 1
4 | 18 | 13 | 0.85309 | 0.3942 | 0.74907 | 0.35764 | 0 | 0.55618 | 0.95312 | 0.85223 | 0.86809 | 0.85128 | 0.61219 | 0.59769 | 0.85558 | 0.64171 | 0.57934 | 0.56378 | 0.78005 | 0.81935 | 0.63255 | 0.92503 | 0.81009 | 0.39403 | 0.29017 | 0.88277 | 0.9556 | 0.73907 | 0.93728 | 0.82232 | 0.93452 | 0.99741 | 0.8561 | 0.99567 | 0.91049 | 1 | 1 | 1 | 0.99899 | 1 | 1 | 0.50981 | 0.81688 | 1 | 1 | 1 | 1 | 1
4 | 18 | 14 | 0.83861 | 0.45948 | 0.70875 | 0.34105 | 0 | 0.62599 | 0.95949 | 0.89713 | 0.85423 | 0.8365 | 0.59345 | 0.59746 | 0.84122 | 0.63999 | 0.56725 | 0.55132 | 0.87567 | 0.92834 | 0.65865 | 0.91497 | 0.781 | 0.45955 | 0.35897 | 0.8675 | 0.96331 | 0.72458 | 0.94484 | 0.84755 | 0.95271 | 0.98307 | 0.80772 | 1 | 1 | 1 | 1 | 1 | 1 | 1 | 1 | 0.44359 | 0.82781 | 1 | 1 | 1 | 1 | 1
4 | 18 | 15 | 0.76851 | 0.48848 | 0.68029 | 0.31147 | 0.043127 | 0.69849 | 0.96143 | 0.94138 | 0.78806 | 0.76511 | 0.60134 | 0.63084 | 0.77182 | 0.67178 | 0.58806 | 0.57277 | 0.89402 | 0.92842 | 0.72118 | 0.88816 | 0.78387 | 0.48826 | 0.39501 | 0.77228 | 0.91134 | 0.7492 | 0.89387 | 0.81961 | 0.91385 | 0.90754 | 0.77667 | 1 | 1 | 1 | 1 | 1 | 0.9441 | 0.97479 | 1 | 0.5188 | 0.79045 | 0.9558 | 0.96302 | 1 | 1 | 1
4 | 18 | 16 | 0.7193 | 0.55067 | 0.73439 | 0.34865 | 0.22787 | 0.69523 | 0.96289 | 0.96078 | 0.74426 | 0.71545 | 0.62865 | 0.65344 | 0.7235 | 0.69363 | 0.64003 | 0.6264 | 0.86418 | 0.92513 | 0.76609 | 0.88602 | 0.83294 | 0.55049 | 0.46512 | 0.61091 | 0.80505 | 0.6941 | 0.78962 | 0.79297 | 0.77677 | 0.90178 | 0.71686 | 0.96454 | 1 | 1 | 0.9698 | 0.93359 | 0.84373 | 0.9137 | 0.92557 | 0.58298 | 0.74267 | 0.85886 | 0.84759 | 1 | 1 | 1
4 | 18 | 17 | 0.6492 | 0.63849 | 0.78849 | 0.27626 | 0.37168 | 0.68991 | 0.96522 | 0.95587 | 0.6777 | 0.64411 | 0.7514 | 0.62986 | 0.65403 | 0.66793 | 0.61203 | 0.59749 | 0.86057 | 0.90988 | 0.72575 | 0.8556 | 0.9361 | 0.63872 | 0.56172 | 0.37864 | 0.62102 | 0.51549 | 0.60911 | 0.81049 | 0.75983 | 0.76594 | 0.63106 | 0.71374 | 0.84083 | 0.82128 | 0.77409 | 0.70207 | 0.6061 | 0.7085 | 0.69604 | 0.50183 | 0.62344 | 0.62726 | 0.46643 | 1 | 1 | 1
4 | 18 | 18 | 0.62897 | 0.66201 | 0.77529 | 0.21203 | 0.49166 | 0.61366 | 0.97083 | 0.94513 | 0.6615 | 0.624 | 0.8772 | 0.67532 | 0.63443 | 0.70873 | 0.58353 | 0.56809 | 0.83138 | 0.80122 | 0.60889 | 0.79434 | 0.96613 | 0.6621 | 0.59108 | 0.083827 | 0.26595 | 0.18923 | 0.26085 | 0.46517 | 0.50605 | 0.44796 | 0.38423 | 0.39154 | 0.38814 | 0.40935 | 0.35673 | 0.21913 | 0.11568 | 0.25884 | 0.21724 | 0.1573 | 0.34729 | 0.26064 | 0.056555 | 1 | 1 | 1
4 | 18 | 19 | 0.56912 | 0.65655 | 0.8244 | 0.30718 | 0.6435 | 0.67249 | 0.96898 | 0.93486 | 0.60618 | 0.56342 | 0.83611 | 0.7899 | 0.57535 | 0.81644 | 0.59432 | 0.57922 | 0.82144 | 0.38244 | 0.57994 | 0.70135 | 0.8965 | 0.6566 | 0.58513 | 0.00013224 | 0.02916 | 0.012095 | 0.028601 | 0.13432 | 0.13261 | 0.079366 | 0.037164 | 0.043743 | 0.022191 | 0.016331 | 0.0067915 | 0.0045562 | 0.0014078 | 0.0039776 | 0.0045171 | 0.029288 | 0.022888 | 0.00013058 | 0 | 1 | 1 | 1
4 | 18 | 20 | 0.47211 | 0.62737 | 0.79398 | 0.34723 | 0.74339 | 0.81504 | 0.97707 | 0.9176 | 0.51284 | 0.46479 | 0.71347 | 0.83393 | 0.47902 | 0.85584 | 0.62861 | 0.6146 | 0.87224 | 0.20201 | 0.45347 | 0.63765 | 0.80974 | 0.62718 | 0.55408 | 0 | 0 | 4.2101e-05 | 0 | 0 | 0 | 0 | 0 | 0 | 0 | 0 | 0 | 0 | 0 | 0 | 0 | 0.00021998 | 2.7813e-08 | 0 | 0 | 1 | 1 | 1
4 | 18 | 21 | 0.44975 | 0.63016 | 0.80602 | 0.3832 | 0.6917 | 0.75106 | 0.98109 | 0.86173 | 0.49687 | 0.44293 | 0.62369 | 0.79727 | 0.45764 | 0.82064 | 0.61716 | 0.60279 | 0.90628 | 0.14761 | 0.45591 | 0.56219 | 0.7396 | 0.63017 | 0.55464 | 0 | 0 | 0 | 0 | 0 | 0 | 0 | 0 | 0 | 0 | 0 | 0 | 0 | 0 | 0 | 0 | 0 | 0 | 0 | 0 | 1 | 1 | 1
4 | 18 | 22 | 0.33116 | 0.61107 | 0.81714 | 0.34614 | 0.63925 | 0.54476 | 0.95792 | 0.80571 | 0.38242 | 0.32272 | 0.56478 | 0.74801 | 0.3398 | 0.77674 | 0.58109 | 0.56558 | 0.93109 | 0.11627 | 0.3706 | 0.46974 | 0.59603 | 0.61053 | 0.53949 | 0 | 0 | 0 | 0 | 0 | 0 | 0 | 0 | 0 | 0 | 0 | 0 | 0 | 0 | 0 | 0 | 0 | 0 | 0 | 0 | 1 | 1 | 1
4 | 18 | 23 | 0.22036 | 0.70319 | 0.85527 | 0.23071 | 0.61228 | 0.54626 | 0.9398 | 0.65684 | 0.27562 | 0.21094 | 0.53901 | 0.68663 | 0.2297 | 0.72387 | 0.5401 | 0.52337 | 0.92683 | 0.060817 | 0.39406 | 0.49793 | 0.50873 | 0.70343 | 0.6378 | 0 | 0 | 0 | 0 | 0 | 0 | 0 | 0 | 0 | 0 | 0 | 0 | 0 | 0 | 0 | 0 | 0 | 0 | 0 | 0 | 1 | 1 | 1
4 | 18 | 24 | 0.16198 | 0.72886 | 0.84571 | 0.11762 | 0.60697 | 0.33229 | 0.91453 | 0.47294 | 0.22003 | 0.15244 | 0.58841 | 0.55705 | 0.17178 | 0.60832 | 0.50118 | 0.48336 | 0.88863 | 0.030031 | 0.50924 | 0.4377 | 0.39418 | 0.72893 | 0.67042 | 0 | 0 | 0 | 0 | 0 | 0 | 0 | 0 | 0 | 0 | 0 | 0 | 0 | 0 | 0 | 0 | 0 | 0 | 0 | 0 | 1 | 1 | 1
4 | 19 | 1 | 0.11632 | 0.73211 | 0.83159 | 0.067069 | 0.63983 | 0.24778 | 0.87113 | 0.35735 | 0.17573 | 0.10682 | 0.70797 | 0.33705 | 0.12632 | 0.39843 | 0.48348 | 0.46521 | 0.83584 | 0.015727 | 0.57174 | 0.34074 | 0.26662 | 0.73212 | 0.67508 | 0 | 0 | 0 | 0 | 0 | 0 | 0 | 0 | 0 | 0 | 0 | 0 | 0 | 0 | 0 | 0 | 0 | 0 | 0 | 0 | 1 | 1 | 1
4 | 19 | 2 | 0.053177 | 0.72895 | 0.84539 | 0.074902 | 0.65135 | 0.17814 | 0.81619 | 0.28604 | 0.1102 | 0.04369 | 0.73908 | 0.23103 | 0.062806 | 0.29794 | 0.45812 | 0.43921 | 0.78668 | 0.017079 | 0.73403 | 0.42217 | 0.14608 | 0.7294 | 0.6656 | 0 | 0 | 0 | 0 | 0 | 0 | 0 | 0 | 0 | 0 | 0 | 0 | 0 | 0 | 0 | 0 | 0 | 0 | 0 | 0 | 1 | 1 | 1
4 | 19 | 3 | 0.014376 | 0.61751 | 0.87279 | 0.061233 | 0.63119 | 0.26416 | 0.76831 | 0.18872 | 0.068662 | 0.0058053 | 0.74358 | 0.2545 | 0.023472 | 0.32571 | 0.46301 | 0.44421 | 0.74827 | 0.0030756 | 0.85521 | 0.43772 | 0.034994 | 0.6178 | 0.53655 | 0 | 0 | 0 | 0 | 0 | 0 | 0 | 0 | 0 | 0 | 0 | 0 | 0 | 0 | 0 | 0 | 0 | 0 | 0 | 0 | 1 | 1 | 1
4 | 19 | 4 | 0.00075389 | 0.42575 | 0.8812 | 0.051645 | 0.59351 | 0.33029 | 0.72172 | 0.079455 | 0.051492 | 0.0002156 | 0.69666 | 0.27353 | 0.007761 | 0.3449 | 0.39127 | 0.37087 | 0.6978 | 0.0012186 | 0.93293 | 0.37419 | 0.0011349 | 0.425 | 0.33169 | 0 | 0 | 0 | 0 | 0 | 0 | 0 | 0 | 0 | 0 | 0 | 0 | 0 | 0 | 0 | 0 | 0 | 0 | 0 | 0 | 1 | 1 | 1
4 | 19 | 5 | 0 | 0.3865 | 0.87272 | 0.059483 | 0.55795 | 0.1925 | 0.69525 | 0.0075479 | 0.036086 | 0 | 0.6223 | 0.2557 | 0.00040508 | 0.32498 | 0.3421 | 0.32083 | 0.6516 | 0.0046579 | 0.96724 | 0.32917 | 0.015837 | 0.38621 | 0.28332 | 0 | 0 | 0.0059364 | 0 | 0 | 0 | 0 | 0 | 0 | 0 | 0 | 0 | 0 | 0 | 0 | 0 | 0.00101 | 1.0931e-05 | 0.0010077 | 0.033417 | 1 | 1 | 1
4 | 19 | 6 | 0 | 0.38741 | 0.83819 | 0.080247 | 0.51163 | 0.22594 | 0.68624 | 0 | 0.014905 | 0 | 0.56025 | 0.27033 | 0 | 0.34176 | 0.34478 | 0.32357 | 0.5665 | 0.014824 | 0.98693 | 0.30532 | 0.033429 | 0.3872 | 0.28334 | 0.00038695 | 0.022881 | 0.24741 | 0.022442 | 0.00172 | 4.5211e-05 | 7.5086e-05 | 0.040457 | 0.0056876 | 0.036775 | 0.046756 | 0.013158 | 0.087461 | 0.089981 | 0.063929 | 0.08671 | 0.30933 | 0.21085 | 0.26178 | 0.42512 | 1 | 1 | 1
4 | 19 | 7 | 0 | 0.41108 | 0.6497 | 0.081598 | 0.39284 | 0.1752 | 0.68205 | 0 | 0.00049535 | 0 | 0.44533 | 0.25279 | 0 | 0.32308 | 0.18934 | 0.16734 | 0.35893 | 0.012975 | 0.99316 | 0.24214 | 0.033211 | 0.41053 | 0.31311 | 0.024084 | 0.23701 | 0.60554 | 0.23246 | 0.047708 | 0.043331 | 0.021688 | 0.41907 | 0.41855 | 0.55043 | 0.46284 | 0.32591 | 0.4952 | 0.55569 | 0.52158 | 0.49095 | 0.6728 | 0.62041 | 0.64695 | 0.73502 | 1 | 1 | 1
4 | 19 | 8 | 0 | 0.53977 | 0.48216 | 0.061602 | 0.22732 | 0.067111 | 0.67917 | 0 | 0 | 0 | 0.3692 | 0.24653 | 0 | 0.31914 | 0.087485 | 0.068411 | 0.2423 | 0.0041249 | 0.99824 | 0.15579 | 0.046566 | 0.53982 | 0.44984 | 0.23681 | 0.47482 | 0.84128 | 0.46572 | 0.034965 | 0.081474 | 0.15135 | 0.66898 | 0.74372 | 0.87529 | 0.84345 | 0.78062 | 0.79443 | 0.81637 | 0.78556 | 0.78761 | 0.85277 | 0.81065 | 0.877 | 0.92589 | 1 | 1 | 1
4 | 19 | 9 | 0 | 0.63699 | 0.42531 | 0.070373 | 0.092125 | 0.029518 | 0.6967 | 0 | 0 | 0 | 0.1891 | 0.20599 | 0 | 0.27941 | 0.057328 | 0.040551 | 0.21019 | 0.00045411 | 0.99978 | 0.03967 | 0.068694 | 0.63688 | 0.56428 | 0.45571 | 0.64839 | 0.94965 | 0.63596 | 0.10049 | 0.26581 | 0.28496 | 0.76059 | 0.82026 | 1 | 1 | 0.98093 | 0.96962 | 0.97613 | 0.92932 | 0.96129 | 0.94828 | 0.91197 | 0.98991 | 1 | 1 | 1 | 1
4 | 19 | 10 | 0 | 0.74915 | 0.35015 | 0.095761 | 0.01435 | 0.012858 | 0.70512 | 0 | 0 | 0 | 0.048606 | 0.14734 | 0 | 0.22412 | 0.063113 | 0.045773 | 0.17404 | 6.2574e-06 | 0.9999 | 0.0053374 | 0.088226 | 0.74942 | 0.692 | 0.6171 | 0.75679 | 0.99435 | 0.74228 | 0.24332 | 0.48568 | 0.40245 | 0.72405 | 0.81068 | 1 | 1 | 1 | 1 | 1 | 1 | 1 | 0.95405 | 0.95173 | 1 | 1 | 1 | 1 | 1
4 | 19 | 11 | 0 | 0.79254 | 0.28708 | 0.15137 | 0 | 0.015251 | 0.70162 | 0 | 0 | 0 | 0.0023732 | 0.03213 | 0 | 0.096638 | 0.068652 | 0.050837 | 0.1411 | 0 | 0.99989 | 0.00069189 | 0.11048 | 0.79272 | 0.74505 | 0.72066 | 0.81488 | 0.98359 | 0.79926 | 0.44004 | 0.69081 | 0.40565 | 0.64564 | 0.77953 | 1 | 1 | 1 | 1 | 1 | 1 | 1 | 0.96283 | 0.95158 | 1 | 1 | 1 | 1 | 1
4 | 19 | 12 | 0 | 0.78981 | 0.25696 | 0.21184 | 0 | 0.0093746 | 0.71082 | 0 | 0 | 0 | 0 | 0.0014739 | 0 | 0.019672 | 0.062072 | 0.044827 | 0.11257 | 1.8813e-05 | 0.9995 | 0.0041752 | 0.13013 | 0.78984 | 0.74373 | 0.76246 | 0.83259 | 0.93565 | 0.81663 | 0.4153 | 0.80905 | 0.4515 | 0.59708 | 0.73639 | 1 | 1 | 1 | 1 | 1 | 1 | 1 | 0.95014 | 0.92994 | 1 | 1 | 1 | 1 | 1
4 | 19 | 13 | 0 | 0.77236 | 0.25389 | 0.25048 | 0 | 0 | 0.71902 | 0.0043494 | 0.001105 | 0 | 0 | 0 | 0 | 0.0064642 | 0.059067 | 0.042107 | 0.087848 | 0.0012092 | 0.99897 | 0.038398 | 0.1315 | 0.77217 | 0.72571 | 0.72955 | 0.79241 | 0.88371 | 0.77722 | 0.29877 | 0.77546 | 0.40333 | 0.4994 | 0.60189 | 1 | 1 | 1 | 1 | 1 | 1 | 1 | 0.9447 | 0.88338 | 1 | 1 | 1 | 1 | 1
4 | 19 | 14 | 0.0042573 | 0.794 | 0.2409 | 0.28486 | 0 | 0 | 0.72008 | 0.049956 | 0.034943 | 0.0034769 | 0.0048339 | 0.00086954 | 0.004545 | 0.021357 | 0.066464 | 0.048831 | 0.065049 | 0.0021194 | 0.9967 | 0.08243 | 0.12526 | 0.79449 | 0.74282 | 0.66099 | 0.73708 | 0.88588 | 0.72295 | 0.27943 | 0.58472 | 0.38241 | 0.40386 | 0.43172 | 1 | 1 | 1 | 1 | 1 | 1 | 1 | 0.97089 | 0.80124 | 1 | 1 | 1 | 1 | 1
4 | 19 | 15 | 0.075779 | 0.69902 | 0.23448 | 0.2986 | 0 | 0 | 0.71886 | 0.15687 | 0.13202 | 0.066602 | 0.093776 | 0.015851 | 0.084898 | 0.082219 | 0.06209 | 0.044846 | 0.040069 | 0.0061027 | 0.98195 | 0.1165 | 0.099929 | 0.69932 | 0.63216 | 0.55371 | 0.65556 | 0.85652 | 0.64299 | 0.32169 | 0.61126 | 0.34145 | 0.3086 | 0.19569 | 0.81429 | 1 | 1 | 1 | 0.99711 | 1 | 1 | 0.84149 | 0.66345 | 0.974 | 0.99238 | 1 | 1 | 1
4 | 19 | 16 | 0.19632 | 0.52961 | 0.21674 | 0.26869 | 0 | 0 | 0.69856 | 0.31684 | 0.25481 | 0.18715 | 0.27849 | 0.040937 | 0.20614 | 0.10518 | 0.048634 | 0.032809 | 0.026246 | 0.015909 | 0.93022 | 0.1268 | 0.11688 | 0.52935 | 0.44205 | 0.38628 | 0.50492 | 0.70143 | 0.49524 | 0.31498 | 0.46924 | 0.32948 | 0.21349 | 0.049344 | 0.33342 | 0.84334 | 0.93012 | 0.92255 | 0.84487 | 0.9158 | 0.91463 | 0.61368 | 0.49597 | 0.82692 | 0.78309 | 1 | 1 | 1
4 | 19 | 17 | 0.27642 | 0.40564 | 0.17137 | 0.27323 | 0 | 0.013747 | 0.66777 | 0.48635 | 0.33189 | 0.26773 | 0.36341 | 0.20159 | 0.28575 | 0.2715 | 0.051302 | 0.035161 | 0.018953 | 0.023684 | 0.81416 | 0.18229 | 0.19115 | 0.40584 | 0.29856 | 0.20452 | 0.32822 | 0.46317 | 0.32192 | 0.25366 | 0.408 | 0.25561 | 0.15765 | 0.045635 | 0.1029 | 0.49563 | 0.56485 | 0.66514 | 0.64611 | 0.69283 | 0.65943 | 0.41357 | 0.31465 | 0.61429 | 0.40274 | 1 | 1 | 1
4 | 19 | 18 | 0.31159 | 0.21193 | 0.13098 | 0.20638 | 0 | 0.057101 | 0.59672 | 0.51911 | 0.36452 | 0.30306 | 0.46924 | 0.42875 | 0.32051 | 0.49548 | 0.051584 | 0.035412 | 0.012032 | 0.018371 | 0.56972 | 0.26546 | 0.29231 | 0.21115 | 0.11185 | 0.046756 | 0.15678 | 0.20061 | 0.15378 | 0.25818 | 0.23143 | 0.14535 | 0.11383 | 0.02092 | 0.1291 | 0.31831 | 0.36932 | 0.32257 | 0.20378 | 0.23289 | 0.3198 | 0.13305 | 0.23989 | 0.26456 | 0.05473 | 1 | 1 | 1
4 | 19 | 19 | 0.3388 | 0.17741 | 0.1459 | 0.18313 | 0 | 0.28142 | 0.51778 | 0.4648 | 0.38789 | 0.33015 | 0.55046 | 0.45895 | 0.34712 | 0.51663 | 0.059593 | 0.042583 | 0.011389 | 0.019747 | 0.42561 | 0.3541 | 0.46747 | 0.17732 | 0.07397 | 0.00016376 | 0.0085013 | 0.016423 | 0.0083383 | 0.054645 | 0.028782 | 0.010853 | 0.0058906 | 0.00050602 | 0.0033949 | 0.012342 | 0.0079387 | 0.0066313 | 0.0039112 | 0.0049786 | 0.0065744 | 0.026259 | 0.016706 | 0.00017788 | 0 | 1 | 1 | 1
4 | 19 | 20 | 0.43677 | 0.1377 | 0.10472 | 0.1607 | 0 | 0.35773 | 0.43671 | 0.38566 | 0.48484 | 0.42983 | 0.63507 | 0.45196 | 0.44482 | 0.50603 | 0.068871 | 0.051041 | 0.015505 | 0.026773 | 0.37382 | 0.3205 | 0.62628 | 0.13743 | 0.043262 | 0 | 0 | 5.4767e-05 | 0 | 0 | 0 | 0 | 0 | 0 | 0 | 0 | 0 | 0 | 0 | 0 | 0 | 0.00018291 | 0.00010569 | 0 | 0 | 1 | 1 | 1
4 | 19 | 21 | 0.43394 | 0.13873 | 0.15135 | 0.096411 | 0 | 0.37001 | 0.32333 | 0.27305 | 0.47939 | 0.42653 | 0.72113 | 0.52228 | 0.44161 | 0.57269 | 0.052213 | 0.035982 | 0.019707 | 0.054016 | 0.42085 | 0.28332 | 0.66253 | 0.13819 | 0.046454 | 0 | 0 | 0 | 0 | 0 | 0 | 0 | 0 | 0 | 0 | 0 | 0 | 0 | 0 | 0 | 0 | 0 | 0 | 0 | 0 | 1 | 1 | 1
4 | 19 | 22 | 0.42072 | 0.24274 | 0.15942 | 0.053538 | 0 | 0.18727 | 0.18197 | 0.20969 | 0.46872 | 0.41344 | 0.84788 | 0.61277 | 0.42878 | 0.65415 | 0.032534 | 0.019099 | 0.019775 | 0.077347 | 0.47165 | 0.28294 | 0.67764 | 0.24258 | 0.13444 | 0 | 0 | 0 | 0 | 0 | 0 | 0 | 0 | 0 | 0 | 0 | 0 | 0 | 0 | 0 | 0 | 0 | 0 | 0 | 0 | 1 | 1 | 1
4 | 19 | 23 | 0.34438 | 0.36433 | 0.13834 | 0.048197 | 0 | 0.0060976 | 0.08199 | 0.20829 | 0.39497 | 0.33605 | 0.87824 | 0.7236 | 0.35291 | 0.75819 | 0.017406 | 0.0075191 | 0.019956 | 0.10566 | 0.37417 | 0.26474 | 0.55227 | 0.36499 | 0.24869 | 0 | 0 | 0 | 0 | 0 | 0 | 0 | 0 | 0 | 0 | 0 | 0 | 0 | 0 | 0 | 0 | 0 | 0 | 0 | 0 | 1 | 1 | 1
4 | 19 | 24 | 0.28408 | 0.31539 | 0.16503 | 0.063315 | 0 | 0.04093 | 0.030363 | 0.24465 | 0.33417 | 0.2747 | 0.90206 | 0.74112 | 0.2926 | 0.77075 | 0.01412 | 0.0053283 | 0.025784 | 0.13952 | 0.2941 | 0.24388 | 0.48284 | 0.31498 | 0.20955 | 0 | 0 | 0 | 0 | 0 | 0 | 0 | 0 | 0 | 0 | 0 | 0 | 0 | 0 | 0 | 0 | 0 | 0 | 0 | 0 | 1 | 1 | 1
4 | 20 | 1 | 0.36864 | 0.34485 | 0.17707 | 0.079007 | 0 | 0.03452 | 0.0018507 | 0.36482 | 0.41861 | 0.36066 | 0.86922 | 0.74202 | 0.37705 | 0.77018 | 0.013903 | 0.0051904 | 0.026607 | 0.14957 | 0.25663 | 0.24338 | 0.34946 | 0.34481 | 0.23606 | 0 | 0 | 0 | 0 | 0 | 0 | 0 | 0 | 0 | 0 | 0 | 0 | 0 | 0 | 0 | 0 | 0 | 0 | 0 | 0 | 1 | 1 | 1
4 | 20 | 2 | 0.4376 | 0.36098 | 0.15096 | 0.12102 | 0 | 0.080847 | 0 | 0.431 | 0.48552 | 0.43065 | 0.82375 | 0.767 | 0.44563 | 0.79293 | 0.013371 | 0.0048611 | 0.02735 | 0.13584 | 0.22888 | 0.27261 | 0.2317 | 0.36086 | 0.25403 | 0 | 0 | 0 | 0 | 0 | 0 | 0 | 0 | 0 | 0 | 0 | 0 | 0 | 0 | 0 | 0 | 0 | 0 | 0 | 0 | 1 | 1 | 1
4 | 20 | 3 | 0.40589 | 0.38348 | 0.11827 | 0.21951 | 0 | 0.023583 | 0.0003554 | 0.37759 | 0.45216 | 0.39805 | 0.795 | 0.80502 | 0.41371 | 0.82776 | 0.010751 | 0.0033318 | 0.039332 | 0.13602 | 0.1783 | 0.35393 | 0.18898 | 0.38315 | 0.2805 | 0 | 0 | 0 | 0 | 0 | 0 | 0 | 0 | 0 | 0 | 0 | 0 | 0 | 0 | 0 | 0 | 0 | 0 | 0 | 0 | 1 | 1 | 1
4 | 20 | 4 | 0.40625 | 0.45842 | 0.15074 | 0.30417 | 0 | 0.067157 | 0.010164 | 0.30712 | 0.45301 | 0.39848 | 0.80965 | 0.82864 | 0.41414 | 0.84956 | 0.011056 | 0.0034993 | 0.046121 | 0.16744 | 0.1545 | 0.42292 | 0.18681 | 0.45814 | 0.36216 | 0 | 0 | 0 | 0 | 0 | 0 | 0 | 0 | 0 | 0 | 0 | 0 | 0 | 0 | 0 | 0 | 0 | 0 | 0 | 0 | 1 | 1 | 1
4 | 20 | 5 | 0.42706 | 0.58028 | 0.20723 | 0.35896 | 0 | 0.17126 | 0.075635 | 0.34854 | 0.47294 | 0.41958 | 0.84854 | 0.8171 | 0.4348 | 0.83836 | 0.0095294 | 0.0026834 | 0.048464 | 0.20781 | 0.1196 | 0.42907 | 0.23272 | 0.58059 | 0.49317 | 0 | 0 | 0.0067852 | 0 | 0 | 0 | 0 | 0 | 0 | 0 | 0 | 0 | 0 | 0 | 0 | 0 | 0 | 4.0602e-08 | 0.00072445 | 0.039988 | 1 | 1 | 1
4 | 20 | 6 | 0.44652 | 0.62414 | 0.15152 | 0.38049 | 0.0020608 | 0.08158 | 0.049075 | 0.36304 | 0.49271 | 0.43949 | 0.77712 | 0.78791 | 0.45428 | 0.81595 | 0.010105 | 0.0029822 | 0.042994 | 0.18857 | 0.087695 | 0.51334 | 0.27448 | 0.62498 | 0.5374 | 0.00011916 | 0.0052277 | 0.10725 | 0.0051275 | 0.052789 | 0.00018219 | 0.00012827 | 0.0036645 | 4.3004e-05 | 0.00063317 | 0.018945 | 9.2333e-05 | 0.0038158 | 0.004441 | 0.00090125 | 0.003783 | 0.0031191 | 0.0066866 | 0.13202 | 0.48748 | 1 | 1 | 1
4 | 20 | 7 | 0.41245 | 0.4674 | 0.032356 | 0.30804 | 0.0077853 | 0.025953 | 0.10078 | 0.30663 | 0.45733 | 0.40453 | 0.72019 | 0.6622 | 0.42006 | 0.69465 | 0.010302 | 0.0030869 | 0.023039 | 0.17128 | 0.039753 | 0.53321 | 0.28868 | 0.46693 | 0.37442 | 0.012779 | 0.068609 | 0.24598 | 0.067293 | 0.47088 | 0.032214 | 0.09846 | 0.063739 | 0.031082 | 0.083091 | 0.15257 | 0.004813 | 0.0030086 | 0.095814 | 0.028801 | 0.0029828 | 0.090622 | 0.046239 | 0.25902 | 0.82584 | 1 | 1 | 1
4 | 20 | 8 | 0.44815 | 0.40062 | 0.0018907 | 0.13898 | 0.0020608 | 0.01443 | 0.181 | 0.27231 | 0.49306 | 0.44095 | 0.73816 | 0.66553 | 0.45571 | 0.69896 | 0.01005 | 0.0029662 | 0.011786 | 0.27774 | 0.024564 | 0.52312 | 0.33591 | 0.39995 | 0.30314 | 0.10488 | 0.19508 | 0.418 | 0.19134 | 0.75303 | 0.26498 | 0.42533 | 0.14568 | 0.015976 | 0.14821 | 0.37313 | 0.21518 | 0.080396 | 0.059384 | 0.13726 | 0.079705 | 0.31334 | 0.10327 | 0.40329 | 1 | 1 | 1 | 1
4 | 20 | 9 | 0.46832 | 0.46413 | 0.0011626 | 0.10987 | 0 | 0.014993 | 0.14631 | 0.23858 | 0.51413 | 0.46169 | 0.80787 | 0.76357 | 0.47599 | 0.79546 | 0.018619 | 0.0083666 | 0.01357 | 0.34001 | 0.029334 | 0.57379 | 0.41789 | 0.46413 | 0.36501 | 0.2216 | 0.31694 | 0.53181 | 0.31086 | 0.95511 | 0.5963 | 0.60176 | 0.22865 | 0.13321 | 0.052919 | 0.42492 | 0.52284 | 0.15318 | 0.10465 | 0.1612 | 0.15186 | 0.41919 | 0.21973 | 0.56838 | 1 | 1 | 1 | 1
4 | 20 | 10 | 0.39583 | 0.50512 | 0.012914 | 0.084246 | 0 | 0.082651 | 0.10698 | 0.21619 | 0.44053 | 0.38755 | 0.80176 | 0.7275 | 0.40342 | 0.76073 | 0.031273 | 0.018055 | 0.012359 | 0.33324 | 0.038725 | 0.62759 | 0.4828 | 0.50509 | 0.41142 | 0.30959 | 0.38539 | 0.60156 | 0.378 | 0.99732 | 0.77744 | 0.61859 | 0.32686 | 0.27999 | 0.022527 | 0.35195 | 0.48344 | 0.26244 | 0.089953 | 0.34074 | 0.26019 | 0.4827 | 0.32456 | 0.5798 | 1 | 1 | 1 | 1
4 | 20 | 11 | 0.44564 | 0.53582 | 0.013316 | 0.047787 | 0 | 0.1364 | 0.084988 | 0.23278 | 0.48666 | 0.43781 | 0.80283 | 0.62034 | 0.45262 | 0.65795 | 0.039481 | 0.024885 | 0.01006 | 0.36935 | 0.059922 | 0.65896 | 0.52736 | 0.53562 | 0.44843 | 0.36653 | 0.42145 | 0.57119 | 0.41337 | 0.97877 | 0.68276 | 0.59546 | 0.42494 | 0.11765 | 0.040704 | 0.14201 | 0.46018 | 0.50085 | 0.34618 | 0.53473 | 0.49655 | 0.28868 | 0.40329 | 0.57365 | 1 | 1 | 1 | 1
4 | 20 | 12 | 0.62665 | 0.59676 | 0.042045 | 0.017172 | 0 | 0.060675 | 0.087832 | 0.24931 | 0.66421 | 0.62243 | 0.76791 | 0.6172 | 0.63288 | 0.65672 | 0.046631 | 0.031052 | 0.0062291 | 0.48527 | 0.086808 | 0.58295 | 0.60908 | 0.59673 | 0.51644 | 0.422 | 0.46723 | 0.59962 | 0.45828 | 0.92706 | 0.85537 | 0.62587 | 0.3389 | 0.36727 | 0.13684 | 0.065649 | 0.44499 | 0.56686 | 0.42367 | 0.50941 | 0.56199 | 0.33079 | 0.44532 | 0.49579 | 1 | 1 | 1 | 1
4 | 20 | 13 | 0.59259 | 0.65161 | 0.060378 | 0.0053047 | 0 | 0.022378 | 0.10659 | 0.2942 | 0.6252 | 0.58675 | 0.76475 | 0.68241 | 0.59812 | 0.71829 | 0.052935 | 0.036612 | 0.012891 | 0.66668 | 0.10401 | 0.49716 | 0.7459 | 0.65176 | 0.57803 | 0.4283 | 0.46923 | 0.60812 | 0.46023 | 0.88034 | 0.8479 | 0.54417 | 0.41516 | 0.54846 | 0.1591 | 0.076187 | 0.26421 | 0.38477 | 0.56948 | 0.57647 | 0.38147 | 0.31092 | 0.45607 | 0.42645 | 1 | 1 | 1 | 1
4 | 20 | 14 | 0.60893 | 0.65944 | 0.072936 | 0.0054646 | 0 | 0 | 0.13746 | 0.47867 | 0.64117 | 0.60343 | 0.83861 | 0.73266 | 0.61438 | 0.76528 | 0.059171 | 0.042202 | 0.018773 | 0.77775 | 0.12795 | 0.53314 | 0.90152 | 0.65936 | 0.59012 | 0.41596 | 0.46451 | 0.5833 | 0.45561 | 0.9281 | 0.86848 | 0.61422 | 0.45163 | 0.63249 | 0.19696 | 0.12282 | 0.092189 | 0.28708 | 0.63251 | 0.43304 | 0.28461 | 0.36312 | 0.41393 | 0.37431 | 1 | 1 | 1 | 1
4 | 20 | 15 | 0.65239 | 0.67311 | 0.092274 | 0.0073914 | 0 | 0.0085605 | 0.20142 | 0.32937 | 0.68492 | 0.64801 | 0.91773 | 0.718 | 0.65782 | 0.74762 | 0.068677 | 0.050864 | 0.030248 | 0.83202 | 0.14122 | 0.53977 | 0.9117 | 0.67302 | 0.60632 | 0.3897 | 0.45815 | 0.47784 | 0.44936 | 0.90166 | 0.84064 | 0.49791 | 0.38172 | 0.62797 | 0.48191 | 0.066199 | 0.36744 | 0.23033 | 0.51888 | 0.40131 | 0.22835 | 0.33936 | 0.37781 | 0.34606 | 0.96888 | 1 | 1 | 1
4 | 20 | 16 | 0.5907 | 0.69599 | 0.10174 | 0.013406 | 0.016 | 0.036561 | 0.26887 | 0.15309 | 0.62348 | 0.58484 | 0.91172 | 0.74166 | 0.59626 | 0.77687 | 0.088046 | 0.068886 | 0.018078 | 0.8748 | 0.16883 | 0.53626 | 0.84506 | 0.69626 | 0.62883 | 0.31335 | 0.40375 | 0.45619 | 0.39601 | 0.81008 | 0.87016 | 0.62181 | 0.35256 | 0.78793 | 0.37908 | 0.041122 | 0.077922 | 0.1994 | 0.4127 | 0.31037 | 0.19769 | 0.27752 | 0.38511 | 0.2915 | 0.84357 | 1 | 1 | 1
4 | 20 | 17 | 0.57886 | 0.64925 | 0.13793 | 0.02184 | 0.16506 | 0.072977 | 0.32758 | 0.083774 | 0.61624 | 0.57343 | 0.83366 | 0.61713 | 0.58513 | 0.65298 | 0.099238 | 0.079472 | 0.019571 | 0.86718 | 0.23163 | 0.51063 | 0.7825 | 0.64949 | 0.57415 | 0.21923 | 0.34887 | 0.40565 | 0.34218 | 0.80515 | 0.74562 | 0.68574 | 0.37769 | 0.6548 | 0.10851 | 0.10744 | 0.33928 | 0.24488 | 0.22457 | 0.19153 | 0.24278 | 0.21924 | 0.421 | 0.25531 | 0.56291 | 1 | 1 | 1
4 | 20 | 18 | 0.48991 | 0.53558 | 0.15219 | 0.043906 | 0.53994 | 0.11223 | 0.3268 | 0.096409 | 0.53217 | 0.48321 | 0.72123 | 0.65575 | 0.49702 | 0.68476 | 0.10559 | 0.085528 | 0.037416 | 0.78181 | 0.2543 | 0.47245 | 0.61925 | 0.53523 | 0.45005 | 0.069326 | 0.19602 | 0.179 | 0.19226 | 0.54822 | 0.43926 | 0.4482 | 0.26186 | 0.35524 | 0.21733 | 0.084752 | 0.18477 | 0.136 | 0.06737 | 0.10333 | 0.13483 | 0.11073 | 0.22638 | 0.084818 | 0.080265 | 1 | 1 | 1
4 | 20 | 19 | 0.38636 | 0.48713 | 0.1954 | 0.13404 | 0.72177 | 0.1693 | 0.3347 | 0.23225 | 0.42993 | 0.37774 | 0.74272 | 0.92178 | 0.3938 | 0.94201 | 0.12878 | 0.10785 | 0.066311 | 0.59003 | 0.20289 | 0.37533 | 0.49399 | 0.48694 | 0.39299 | 0.00016529 | 0.027469 | 0.024563 | 0.026942 | 0.16866 | 0.10443 | 0.090242 | 0.027027 | 0.043034 | 0.0092234 | 0.0019014 | 0.0046026 | 0.0014696 | 0.00075385 | 0.0011998 | 0.001457 | 0.045545 | 0.015792 | 0.00016582 | 0 | 1 | 1 | 1
4 | 20 | 20 | 0.46002 | 0.4525 | 0.2176 | 0.24356 | 0.75098 | 0.27463 | 0.32807 | 0.41864 | 0.50572 | 0.4532 | 0.72825 | 0.90813 | 0.46769 | 0.91702 | 0.14694 | 0.12552 | 0.056224 | 0.44122 | 0.16111 | 0.23878 | 0.34091 | 0.45139 | 0.36558 | 0 | 0 | 0.00017892 | 0 | 0 | 0 | 0 | 0 | 0 | 0 | 0 | 0 | 0 | 0 | 0 | 0 | 0.00091035 | 2.5593e-05 | 0 | 0 | 1 | 1 | 1
4 | 20 | 21 | 0.4731 | 0.65579 | 0.21221 | 0.29649 | 0.74485 | 0.70702 | 0.3338 | 0.53824 | 0.51533 | 0.46602 | 0.70653 | 0.91802 | 0.48024 | 0.93097 | 0.13668 | 0.11552 | 0.024015 | 0.46193 | 0.26358 | 0.16233 | 0.30485 | 0.65663 | 0.57424 | 0 | 0 | 0 | 0 | 0 | 0 | 0 | 0 | 0 | 0 | 0 | 0 | 0 | 0 | 0 | 0 | 0 | 0 | 0 | 0 | 1 | 1 | 1
4 | 20 | 22 | 0.49869 | 0.64636 | 0.2191 | 0.29247 | 0.75274 | 0.67731 | 0.33633 | 0.615 | 0.54266 | 0.49244 | 0.73532 | 0.84144 | 0.50605 | 0.85883 | 0.10548 | 0.085425 | 0.0037311 | 0.34777 | 0.26177 | 0.10106 | 0.26204 | 0.64594 | 0.57915 | 0 | 0 | 0 | 0 | 0 | 0 | 0 | 0 | 0 | 0 | 0 | 0 | 0 | 0 | 0 | 0 | 0 | 0 | 0 | 0 | 1 | 1 | 1
4 | 20 | 23 | 0.41678 | 0.72578 | 0.23514 | 0.29304 | 0.76267 | 0.73058 | 0.32618 | 0.62175 | 0.46313 | 0.40917 | 0.67432 | 0.78219 | 0.42459 | 0.80618 | 0.097417 | 0.077742 | 0.0018751 | 0.20862 | 0.28204 | 0.081085 | 0.20993 | 0.72582 | 0.66719 | 0 | 0 | 0 | 0 | 0 | 0 | 0 | 0 | 0 | 0 | 0 | 0 | 0 | 0 | 0 | 0 | 0 | 0 | 0 | 0 | 1 | 1 | 1
4 | 20 | 24 | 0.34165 | 0.7863 | 0.2625 | 0.32825 | 0.78486 | 0.464 | 0.29395 | 0.63067 | 0.39003 | 0.33294 | 0.5567 | 0.74694 | 0.34986 | 0.77376 | 0.10317 | 0.083217 | 2.9116e-05 | 0.15423 | 0.27493 | 0.07224 | 0.2008 | 0.78648 | 0.73771 | 0 | 0 | 0 | 0 | 0 | 0 | 0 | 0 | 0 | 0 | 0 | 0 | 0 | 0 | 0 | 0 | 0 | 0 | 0 | 0 | 1 | 1 | 1
4 | 21 | 1 | 0.36579 | 0.80344 | 0.25764 | 0.399 | 0.81371 | 0.21207 | 0.27821 | 0.63841 | 0.41599 | 0.35778 | 0.55328 | 0.75669 | 0.37425 | 0.78522 | 0.1195 | 0.098877 | 0 | 0.10753 | 0.35638 | 0.023296 | 0.30855 | 0.80377 | 0.7562 | 0 | 0 | 0 | 0 | 0 | 0 | 0 | 0 | 0 | 0 | 0 | 0 | 0 | 0 | 0 | 0 | 0 | 0 | 0 | 0 | 1 | 1 | 1
4 | 21 | 2 | 0.374 | 0.74057 | 0.16151 | 0.44094 | 0.80557 | 0.17713 | 0.2779 | 0.63525 | 0.42431 | 0.36616 | 0.54641 | 0.73987 | 0.38246 | 0.77047 | 0.14112 | 0.11986 | 2.7942e-05 | 0.08458 | 0.41026 | 0.0032608 | 0.28399 | 0.74064 | 0.68433 | 0 | 0 | 0 | 0 | 0 | 0 | 0 | 0 | 0 | 0 | 0 | 0 | 0 | 0 | 0 | 0 | 0 | 0 | 0 | 0 | 1 | 1 | 1
4 | 21 | 3 | 0.34139 | 0.64686 | 0.092305 | 0.47877 | 0.78504 | 0.25365 | 0.2568 | 0.57232 | 0.39126 | 0.3329 | 0.56972 | 0.68873 | 0.34982 | 0.72241 | 0.20104 | 0.1789 | 0.0018817 | 0.082636 | 0.41828 | 0.0061161 | 0.37384 | 0.64571 | 0.58895 | 0 | 0 | 0 | 0 | 0 | 0 | 0 | 0 | 0 | 0 | 0 | 0 | 0 | 0 | 0 | 0 | 0 | 0 | 0 | 0 | 1 | 1 | 1
4 | 21 | 4 | 0.34682 | 0.80432 | 0.054377 | 0.50603 | 0.75372 | 0.36457 | 0.25742 | 0.53609 | 0.39921 | 0.3388 | 0.52171 | 0.66169 | 0.35562 | 0.69905 | 0.24112 | 0.2189 | 0.0088405 | 0.084152 | 0.30755 | 0.002271 | 0.5271 | 0.80513 | 0.75111 | 0 | 0 | 0 | 0 | 0 | 0 | 0 | 0 | 0 | 0 | 0 | 0 | 0 | 0 | 0 | 0 | 0 | 0 | 0 | 0 | 1 | 1 | 1
4 | 21 | 5 | 0.29312 | 0.7662 | 0.030662 | 0.47561 | 0.71154 | 0.070009 | 0.22861 | 0.48021 | 0.34683 | 0.28442 | 0.57636 | 0.63983 | 0.30217 | 0.67879 | 0.25488 | 0.2327 | 0.030125 | 0.055109 | 0.22131 | 0.0067719 | 0.6107 | 0.76638 | 0.71352 | 0 | 0 | 0.0035775 | 0 | 0 | 0 | 0 | 0 | 0 | 0 | 0 | 0 | 0 | 0 | 0 | 0 | 0.0022214 | 2.8696e-05 | 0.00020711 | 0.018666 | 1 | 1 | 1
4 | 21 | 6 | 0.23114 | 0.68644 | 0.0093325 | 0.47629 | 0.61498 | 0.041656 | 0.20206 | 0.42097 | 0.28697 | 0.22191 | 0.49748 | 0.63197 | 0.24056 | 0.67526 | 0.27992 | 0.25791 | 0.049303 | 0.04087 | 0.1762 | 0.010197 | 0.55671 | 0.68653 | 0.61987 | 0.0005751 | 0.046157 | 0.19504 | 0.045272 | 0.018393 | 0.00042366 | 0.0028374 | 0.052234 | 0.0036875 | 0.043112 | 0.10726 | 0.2204 | 0.14213 | 0.1323 | 0.046857 | 0.14091 | 0.33389 | 0.18155 | 0.17754 | 0.21737 | 1 | 1 | 1
4 | 21 | 7 | 0.18317 | 0.57151 | 0.00066008 | 0.44054 | 0.3993 | 0.038679 | 0.15075 | 0.34957 | 0.24191 | 0.17389 | 0.33668 | 0.54912 | 0.19305 | 0.59875 | 0.28735 | 0.26539 | 0.064734 | 0.0251 | 0.1281 | 0.00027387 | 0.31231 | 0.57074 | 0.49641 | 0.0334 | 0.29627 | 0.49371 | 0.29059 | 0.079445 | 0.2272 | 0.27227 | 0.43232 | 0.33828 | 0.57325 | 0.56144 | 0.64946 | 0.59387 | 0.57271 | 0.48792 | 0.58877 | 0.65272 | 0.53491 | 0.50298 | 0.49806 | 1 | 1 | 1
4 | 21 | 8 | 0.10333 | 0.60711 | 0 | 0.41235 | 0.14678 | 0.011212 | 0.089335 | 0.23621 | 0.16187 | 0.093734 | 0.24566 | 0.43251 | 0.11319 | 0.49031 | 0.31909 | 0.29749 | 0.040099 | 0.037468 | 0.090969 | 0 | 0.20418 | 0.60606 | 0.54138 | 0.26728 | 0.54537 | 0.74676 | 0.53492 | 0.052276 | 0.37281 | 0.62176 | 0.70205 | 0.70903 | 0.90075 | 0.81922 | 0.88648 | 0.86408 | 0.84585 | 0.7938 | 0.85666 | 0.78108 | 0.7709 | 0.73459 | 0.73624 | 1 | 1 | 1
4 | 21 | 9 | 0.032491 | 0.86482 | 0 | 0.52236 | 0.020062 | 0 | 0.079385 | 0.12082 | 0.087036 | 0.023625 | 0.19542 | 0.33141 | 0.041366 | 0.40143 | 0.34627 | 0.32506 | 0.034174 | 0.051702 | 0.061832 | 0 | 0.21944 | 0.86542 | 0.82693 | 0.50093 | 0.72827 | 0.83466 | 0.71431 | 0.11038 | 0.44213 | 0.82924 | 0.88812 | 0.95308 | 1 | 0.9409 | 1 | 1 | 1 | 0.95883 | 1 | 0.7577 | 0.80283 | 0.88634 | 0.83388 | 1 | 1 | 1
4 | 21 | 10 | 0.0017576 | 0.97858 | 0 | 0.53638 | 0 | 0 | 0.065232 | 0.060737 | 0.029629 | 0.0011451 | 0.17022 | 0.13955 | 0.002177 | 0.21058 | 0.37443 | 0.35371 | 0.056202 | 0.038653 | 0.046431 | 1.5249e-05 | 0.31608 | 0.97909 | 0.96699 | 0.66298 | 0.8218 | 0.8819 | 0.80604 | 0.1207 | 0.67568 | 0.73941 | 0.94221 | 1 | 1 | 1 | 1 | 1 | 1 | 1 | 1 | 0.85756 | 0.82306 | 0.94879 | 0.82448 | 1 | 1 | 1
4 | 21 | 11 | 0.0011932 | 0.9832 | 0 | 0.57029 | 0 | 0 | 0.044235 | 0.054926 | 0.030463 | 0.00062177 | 0.19173 | 0.020883 | 0.0016391 | 0.083804 | 0.39598 | 0.37568 | 0.091776 | 0.029056 | 0.042757 | 0.00074441 | 0.37199 | 0.98317 | 0.9797 | 0.71424 | 0.81252 | 0.88133 | 0.79694 | 0.081619 | 0.59495 | 0.7054 | 0.8812 | 1 | 1 | 0.99071 | 0.85313 | 1 | 1 | 0.94796 | 1 | 0.80269 | 0.86305 | 0.98337 | 0.6651 | 1 | 1 | 1
4 | 21 | 12 | 0.023708 | 0.99768 | 0 | 0.67127 | 0.0010927 | 0 | 0.044662 | 0.12459 | 0.077195 | 0.014907 | 0.18135 | 0.00083253 | 0.032412 | 0.050234 | 0.39899 | 0.37874 | 0.12444 | 0.027981 | 0.061962 | 0.0073539 | 0.41182 | 0.99774 | 0.99637 | 0.7277 | 0.79874 | 0.87867 | 0.78343 | 0.04674 | 0.40598 | 0.60107 | 0.83159 | 0.98746 | 1 | 0.99299 | 1 | 1 | 1 | 0.87834 | 1 | 0.91518 | 0.87486 | 0.98011 | 0.50566 | 1 | 1 | 1
4 | 21 | 13 | 0.096179 | 0.99882 | 0 | 0.70239 | 0.040481 | 0 | 0.043509 | 0.24588 | 0.15567 | 0.086726 | 0.19426 | 0.00089735 | 0.10618 | 0.054408 | 0.42364 | 0.40392 | 0.20407 | 0.027744 | 0.078122 | 0.020213 | 0.39699 | 0.99882 | 0.9985 | 0.69241 | 0.75668 | 0.87085 | 0.74218 | 0.044282 | 0.29366 | 0.57481 | 0.75089 | 0.80346 | 1 | 1 | 1 | 1 | 1 | 0.85624 | 1 | 0.95635 | 0.88333 | 0.91457 | 0.61864 | 1 | 1 | 1
4 | 21 | 14 | 0.14808 | 0.99972 | 0 | 0.71558 | 0.17462 | 0 | 0.044574 | 0.41752 | 0.20585 | 0.13844 | 0.24762 | 0.017967 | 0.15784 | 0.083949 | 0.42892 | 0.40932 | 0.26589 | 0.025263 | 0.089867 | 0.043098 | 0.43279 | 0.99974 | 0.99939 | 0.65346 | 0.73372 | 0.87064 | 0.71965 | 0.043936 | 0.20745 | 0.51154 | 0.79431 | 0.73802 | 1 | 0.94648 | 1 | 1 | 1 | 0.93034 | 1 | 0.90931 | 0.87961 | 0.98652 | 0.61047 | 1 | 1 | 1
4 | 21 | 15 | 0.22489 | 0.99636 | 0 | 0.7613 | 0.18971 | 0.053296 | 0.048948 | 0.59058 | 0.28241 | 0.21585 | 0.34035 | 0.063067 | 0.23457 | 0.13559 | 0.44462 | 0.42538 | 0.33942 | 0.019622 | 0.17816 | 0.064091 | 0.44194 | 0.9964 | 0.99509 | 0.55612 | 0.6606 | 0.80186 | 0.64794 | 0.042539 | 0.26139 | 0.35057 | 0.71889 | 0.61339 | 0.78166 | 1 | 1 | 1 | 1 | 0.92832 | 1 | 0.73689 | 0.81065 | 0.92099 | 0.65773 | 1 | 1 | 1
4 | 21 | 16 | 0.26721 | 0.98656 | 0 | 0.79428 | 0.1087 | 0.80535 | 0.057915 | 0.66592 | 0.3216 | 0.25823 | 0.4261 | 0.1132 | 0.27639 | 0.18499 | 0.43447 | 0.415 | 0.38371 | 0.011376 | 0.32904 | 0.1082 | 0.38959 | 0.98668 | 0.98189 | 0.42688 | 0.56197 | 0.69481 | 0.5512 | 0.097101 | 0.20119 | 0.16231 | 0.61432 | 0.57502 | 0.71002 | 0.86523 | 0.95434 | 0.91444 | 0.91545 | 0.87602 | 0.90659 | 0.6945 | 0.78308 | 0.84011 | 0.65475 | 1 | 1 | 1
4 | 21 | 17 | 0.32443 | 0.95171 | 0 | 0.7656 | 0.0534 | 0.94311 | 0.096493 | 0.70255 | 0.37532 | 0.31582 | 0.48088 | 0.22064 | 0.33303 | 0.29312 | 0.42839 | 0.40877 | 0.3983 | 0.0045965 | 0.39655 | 0.19914 | 0.33836 | 0.95195 | 0.93742 | 0.23119 | 0.37738 | 0.4431 | 0.37015 | 0.097644 | 0.092819 | 0.1531 | 0.37803 | 0.52705 | 0.2334 | 0.55776 | 0.795 | 0.70294 | 0.69613 | 0.71524 | 0.6969 | 0.51638 | 0.53575 | 0.64316 | 0.43063 | 1 | 1 | 1
4 | 21 | 18 | 0.41895 | 0.85948 | 0 | 0.71914 | 0.0097368 | 0.79509 | 0.12493 | 0.71895 | 0.46687 | 0.41162 | 0.50222 | 0.32376 | 0.427 | 0.39287 | 0.43705 | 0.41763 | 0.33522 | 0.0010864 | 0.42549 | 0.33998 | 0.32739 | 0.85933 | 0.8302 | 0.043504 | 0.15818 | 0.1743 | 0.15515 | 0.082863 | 0.058592 | 0.088885 | 0.2633 | 0.21993 | 0.28054 | 0.36377 | 0.21128 | 0.36 | 0.2157 | 0.25657 | 0.35691 | 0.25221 | 0.30221 | 0.23527 | 0.042251 | 1 | 1 | 1
4 | 21 | 19 | 0.45949 | 0.79279 | 0 | 0.71361 | 0 | 0.52624 | 0.15722 | 0.73116 | 0.5031 | 0.45233 | 0.52083 | 0.36627 | 0.46685 | 0.43087 | 0.45329 | 0.43426 | 0.30189 | 0.013871 | 0.35413 | 0.49812 | 0.3914 | 0.7922 | 0.75546 | 0.00012443 | 0.0074755 | 0.01458 | 0.0073321 | 0.020606 | 0.0018411 | 0.0050533 | 0.02151 | 0.019167 | 0.013656 | 0.019694 | 0.0041246 | 0.0093408 | 0.0041686 | 0.0049177 | 0.0092606 | 0.048294 | 0.023996 | 0.00010036 | 0 | 1 | 1 | 1
4 | 21 | 20 | 0.50229 | 0.85345 | 0 | 0.68819 | 0 | 0.3116 | 0.14999 | 0.75848 | 0.54353 | 0.4957 | 0.51687 | 0.38456 | 0.50924 | 0.44794 | 0.5148 | 0.49736 | 0.30788 | 0.076025 | 0.32502 | 0.58831 | 0.60266 | 0.85381 | 0.81626 | 0 | 0 | 0.00021808 | 0 | 0 | 0 | 0 | 0 | 0 | 0 | 0 | 0 | 0 | 0 | 0 | 0 | 0.0010725 | 6.9152e-05 | 0 | 0 | 1 | 1 | 1
4 | 21 | 21 | 0.53032 | 0.82603 | 0 | 0.67301 | 0 | 0.17488 | 0.10668 | 0.76787 | 0.56942 | 0.52403 | 0.46701 | 0.38146 | 0.53691 | 0.44279 | 0.50679 | 0.48913 | 0.22629 | 0.13553 | 0.29966 | 0.64443 | 0.72995 | 0.82627 | 0.78468 | 0 | 0 | 0 | 0 | 0 | 0 | 0 | 0 | 0 | 0 | 0 | 0 | 0 | 0 | 0 | 0 | 0 | 0 | 0 | 0 | 1 | 1 | 1
4 | 21 | 22 | 0.54798 | 0.73981 | 0 | 0.69482 | 0.010731 | 0.046156 | 0.067967 | 0.73229 | 0.58584 | 0.5419 | 0.48524 | 0.41363 | 0.55436 | 0.4734 | 0.40287 | 0.38271 | 0.21095 | 0.23725 | 0.25791 | 0.60068 | 0.81279 | 0.73955 | 0.68771 | 0 | 0 | 0 | 0 | 0 | 0 | 0 | 0 | 0 | 0 | 0 | 0 | 0 | 0 | 0 | 0 | 0 | 0 | 0 | 0 | 1 | 1 | 1
4 | 21 | 23 | 0.55278 | 0.70422 | 0 | 0.67903 | 0.064133 | 0.015123 | 0.028858 | 0.69415 | 0.59085 | 0.54685 | 0.51687 | 0.45391 | 0.55919 | 0.51483 | 0.35515 | 0.33409 | 0.22613 | 0.62593 | 0.23081 | 0.60941 | 0.7729 | 0.7041 | 0.64357 | 0 | 0 | 0 | 0 | 0 | 0 | 0 | 0 | 0 | 0 | 0 | 0 | 0 | 0 | 0 | 0 | 0 | 0 | 0 | 0 | 1 | 1 | 1
4 | 21 | 24 | 0.52201 | 0.6846 | 0 | 0.63274 | 0.14402 | 0.10005 | 0.0065104 | 0.63039 | 0.56275 | 0.51579 | 0.50452 | 0.39606 | 0.52886 | 0.4556 | 0.35484 | 0.33377 | 0.22911 | 0.74237 | 0.22057 | 0.60282 | 0.72522 | 0.68471 | 0.61733 | 0 | 0 | 0 | 0 | 0 | 0 | 0 | 0 | 0 | 0 | 0 | 0 | 0 | 0 | 0 | 0 | 0 | 0 | 0 | 0 | 1 | 1 | 1
4 | 22 | 1 | 0.44377 | 0.62662 | 0 | 0.6296 | 0.24393 | 0.14045 | 0.048905 | 0.54526 | 0.48724 | 0.43626 | 0.44283 | 0.38501 | 0.45112 | 0.44732 | 0.34528 | 0.32406 | 0.18072 | 0.79217 | 0.26813 | 0.5896 | 0.64286 | 0.62653 | 0.55193 | 0 | 0 | 0 | 0 | 0 | 0 | 0 | 0 | 0 | 0 | 0 | 0 | 0 | 0 | 0 | 0 | 0 | 0 | 0 | 0 | 1 | 1 | 1
4 | 22 | 2 | 0.42695 | 0.57754 | 0.0029914 | 0.52155 | 0.28733 | 0.22735 | 0.061089 | 0.46895 | 0.46758 | 0.41868 | 0.39177 | 0.38063 | 0.4339 | 0.44385 | 0.3424 | 0.32113 | 0.15361 | 0.86794 | 0.33698 | 0.56164 | 0.48639 | 0.57746 | 0.49478 | 0 | 0 | 0 | 0 | 0 | 0 | 0 | 0 | 0 | 0 | 0 | 0 | 0 | 0 | 0 | 0 | 0 | 0 | 0 | 0 | 1 | 1 | 1
4 | 22 | 3 | 0.59956 | 0.53058 | 0.042484 | 0.45823 | 0.24789 | 0.3516 | 0.072742 | 0.43073 | 0.63842 | 0.59488 | 0.36358 | 0.3664 | 0.60602 | 0.42982 | 0.32585 | 0.30435 | 0.13673 | 0.86551 | 0.36763 | 0.52547 | 0.27226 | 0.5304 | 0.44207 | 0 | 0 | 0 | 0 | 0 | 0 | 0 | 0 | 0 | 0 | 0 | 0 | 0 | 0 | 0 | 0 | 0 | 0 | 0 | 0 | 1 | 1 | 1
4 | 22 | 4 | 0.59004 | 0.50519 | 0.13885 | 0.38586 | 0.23566 | 0.43941 | 0.056233 | 0.45284 | 0.6234 | 0.58426 | 0.36134 | 0.36283 | 0.59568 | 0.42665 | 0.27757 | 0.25554 | 0.13633 | 0.86519 | 0.38945 | 0.50734 | 0.21458 | 0.50496 | 0.41389 | 0 | 0 | 0 | 0 | 0 | 0 | 0 | 0 | 0 | 0 | 0 | 0 | 0 | 0 | 0 | 0 | 0 | 0 | 0 | 0 | 1 | 1 | 1
4 | 22 | 5 | 0.60259 | 0.51359 | 0.21012 | 0.32762 | 0.2273 | 0.53033 | 0.053354 | 0.4733 | 0.63886 | 0.59757 | 0.32904 | 0.36651 | 0.60866 | 0.43074 | 0.2627 | 0.24056 | 0.13402 | 0.79041 | 0.37487 | 0.54823 | 0.24001 | 0.51358 | 0.42079 | 0 | 0 | 0.0078018 | 0 | 0 | 0 | 0 | 0 | 0 | 0 | 0 | 0 | 0 | 0 | 0 | 0 | 1.3902e-05 | 6.5532e-08 | 0.0011697 | 0.045609 | 1 | 1 | 1
4 | 22 | 6 | 0.51372 | 0.50692 | 0.21788 | 0.25691 | 0.10728 | 0.65522 | 0.045104 | 0.46983 | 0.55298 | 0.50708 | 0.30501 | 0.3589 | 0.52036 | 0.42433 | 0.28161 | 0.25961 | 0.15136 | 0.62146 | 0.25983 | 0.56115 | 0.13953 | 0.50678 | 0.41468 | 0.00030715 | 0.0058695 | 0.12468 | 0.005757 | 0.033844 | 0.00080166 | 0.00025092 | 0.012389 | 0.0002764 | 0.019557 | 0.0033139 | 0.0019315 | 0.0064036 | 0.005723 | 0.012148 | 0.0063486 | 0.010208 | 0.01737 | 0.19686 | 0.5077 | 1 | 1 | 1
4 | 22 | 7 | 0.4691 | 0.51464 | 0.17696 | 0.17216 | 0.022685 | 0.54827 | 0.052602 | 0.41101 | 0.50384 | 0.46082 | 0.25916 | 0.3244 | 0.47511 | 0.39089 | 0.22718 | 0.20496 | 0.11172 | 0.56369 | 0.15363 | 0.55654 | 0.070941 | 0.5147 | 0.42103 | 0.021467 | 0.11774 | 0.26269 | 0.11548 | 0.30911 | 0.33572 | 0.044544 | 0.062689 | 0.029381 | 0.26479 | 0.19461 | 0.17165 | 0.040403 | 0.23097 | 0.16699 | 0.040056 | 0.020949 | 0.086493 | 0.49468 | 0.85788 | 1 | 1 | 1
4 | 22 | 8 | 0.7315 | 0.49173 | 0.17982 | 0.085642 | 0.0071059 | 0.3212 | 0.076154 | 0.47205 | 0.75933 | 0.72845 | 0.37081 | 0.2965 | 0.73611 | 0.364 | 0.16175 | 0.14005 | 0.022909 | 0.7164 | 0.10076 | 0.60884 | 0.15502 | 0.49174 | 0.39581 | 0.13281 | 0.25992 | 0.37498 | 0.25494 | 0.37722 | 0.70788 | 0.13924 | 0.094843 | 0.01856 | 0.48327 | 0.55794 | 0.26687 | 0.20083 | 0.3258 | 0.40759 | 0.19911 | 0.054932 | 0.20295 | 0.6677 | 1 | 1 | 1 | 1
4 | 22 | 9 | 0.83372 | 0.45069 | 0.22935 | 0.058384 | 0.04003 | 0.1301 | 0.11338 | 0.64139 | 0.84936 | 0.83148 | 0.60741 | 0.2952 | 0.83634 | 0.3632 | 0.12582 | 0.10499 | 0.038352 | 0.78598 | 0.071174 | 0.71151 | 0.23351 | 0.45066 | 0.35046 | 0.30047 | 0.43178 | 0.45455 | 0.42351 | 0.6315 | 0.81089 | 0.40849 | 0.17947 | 0.12328 | 0.66836 | 0.69073 | 0.27361 | 0.42761 | 0.59136 | 0.65624 | 0.42394 | 0.087385 | 0.36154 | 0.74787 | 1 | 1 | 1 | 1
4 | 22 | 10 | 0.88647 | 0.39792 | 0.17437 | 0.041272 | 0.10846 | 0.038239 | 0.14388 | 0.7512 | 0.89689 | 0.88487 | 0.68459 | 0.3099 | 0.88822 | 0.37763 | 0.10778 | 0.08762 | 0.095638 | 0.67517 | 0.05585 | 0.75397 | 0.28529 | 0.3977 | 0.29487 | 0.41527 | 0.52002 | 0.52092 | 0.51005 | 0.64721 | 0.79106 | 0.57706 | 0.26859 | 0.17621 | 0.66698 | 0.78715 | 0.43178 | 0.51795 | 0.49049 | 0.89425 | 0.5135 | 0.12387 | 0.38646 | 0.84022 | 1 | 1 | 1 | 1
4 | 22 | 11 | 0.92334 | 0.37617 | 0.13928 | 0.04499 | 0.1544 | 0.054906 | 0.15059 | 0.80218 | 0.93088 | 0.92233 | 0.68081 | 0.32433 | 0.9246 | 0.391 | 0.093066 | 0.07362 | 0.14558 | 0.71878 | 0.04593 | 0.75732 | 0.33286 | 0.37605 | 0.27026 | 0.47829 | 0.55466 | 0.56187 | 0.54403 | 0.68774 | 0.83957 | 0.49067 | 0.30321 | 0.33695 | 0.66052 | 0.79603 | 0.2067 | 0.57284 | 0.71247 | 0.84714 | 0.56792 | 0.17207 | 0.46527 | 0.93915 | 1 | 1 | 1 | 1
4 | 22 | 12 | 0.93556 | 0.35974 | 0.13191 | 0.068338 | 0.18521 | 0.16169 | 0.13873 | 0.83128 | 0.94054 | 0.93449 | 0.70612 | 0.34271 | 0.93642 | 0.4069 | 0.091357 | 0.072004 | 0.19962 | 0.80553 | 0.022256 | 0.80237 | 0.47165 | 0.35937 | 0.25561 | 0.58545 | 0.65108 | 0.56627 | 0.6386 | 0.68647 | 0.6754 | 0.62184 | 0.38418 | 0.52024 | 0.52422 | 0.78878 | 0.7035 | 0.65969 | 0.91603 | 0.92703 | 0.65402 | 0.19115 | 0.51361 | 0.84495 | 1 | 1 | 1 | 1
4 | 22 | 13 | 0.97552 | 0.40656 | 0.12899 | 0.070446 | 0.2639 | 0.21816 | 0.12952 | 0.86214 | 0.97861 | 0.9753 | 0.73368 | 0.39509 | 0.97603 | 0.45669 | 0.095665 | 0.07608 | 0.20723 | 0.93059 | 0.0086569 | 0.81595 | 0.69526 | 0.40639 | 0.30376 | 0.56345 | 0.61979 | 0.56591 | 0.60791 | 0.59957 | 0.58272 | 0.64785 | 0.58988 | 0.57676 | 0.56685 | 0.69904 | 0.37845 | 0.56536 | 0.92976 | 0.88336 | 0.56051 | 0.16736 | 0.4632 | 0.88686 | 1 | 1 | 1 | 1
4 | 22 | 14 | 0.98285 | 0.47392 | 0.093603 | 0.10059 | 0.40163 | 0.50778 | 0.12078 | 0.85122 | 0.98462 | 0.98264 | 0.73344 | 0.45212 | 0.98315 | 0.50896 | 0.10962 | 0.089379 | 0.21741 | 0.95593 | 0.012532 | 0.84902 | 0.83574 | 0.47403 | 0.37466 | 0.5694 | 0.64094 | 0.53076 | 0.62865 | 0.52592 | 0.69351 | 0.5822 | 0.55163 | 0.60432 | 0.57227 | 0.63162 | 0.465 | 0.73476 | 1 | 0.97897 | 0.72845 | 0.19231 | 0.51027 | 0.8125 | 0.97137 | 1 | 1 | 1
4 | 22 | 15 | 0.97945 | 0.49787 | 0.095654 | 0.11155 | 0.57011 | 0.47042 | 0.098292 | 0.88024 | 0.98139 | 0.97916 | 0.75402 | 0.51675 | 0.97978 | 0.56768 | 0.12379 | 0.10303 | 0.20451 | 0.99686 | 0.029061 | 0.94349 | 0.91577 | 0.49768 | 0.40514 | 0.48326 | 0.57368 | 0.5046 | 0.56268 | 0.49336 | 0.57274 | 0.64592 | 0.45049 | 0.78972 | 0.50145 | 0.53935 | 0.29056 | 0.62174 | 0.90169 | 0.92796 | 0.6164 | 0.30491 | 0.53244 | 0.7614 | 0.75729 | 1 | 1 | 1
4 | 22 | 16 | 0.97192 | 0.5482 | 0.16599 | 0.090339 | 0.70513 | 0.56044 | 0.08824 | 0.91532 | 0.9746 | 0.97153 | 0.78301 | 0.5983 | 0.97237 | 0.64022 | 0.1516 | 0.13009 | 0.24372 | 0.9944 | 0.070901 | 0.84656 | 0.9499 | 0.54813 | 0.46082 | 0.43302 | 0.56825 | 0.44263 | 0.55735 | 0.55918 | 0.47953 | 0.62402 | 0.41535 | 0.78658 | 0.62638 | 0.7415 | 0.26536 | 0.81786 | 0.83821 | 0.79487 | 0.81084 | 0.25587 | 0.38956 | 0.76434 | 0.73324 | 1 | 1 | 1
4 | 22 | 17 | 0.95615 | 0.60061 | 0.314 | 0.14619 | 0.80003 | 0.62905 | 0.091702 | 0.93016 | 0.96093 | 0.95564 | 0.84201 | 0.72566 | 0.95695 | 0.75836 | 0.18111 | 0.15913 | 0.28471 | 0.99618 | 0.18386 | 0.91108 | 0.95235 | 0.60117 | 0.51337 | 0.27991 | 0.4506 | 0.36874 | 0.44196 | 0.55231 | 0.54106 | 0.56761 | 0.44463 | 0.60281 | 0.55225 | 0.62149 | 0.23958 | 0.6305 | 0.59916 | 0.53006 | 0.62508 | 0.20641 | 0.3537 | 0.53975 | 0.41166 | 1 | 1 | 1
4 | 22 | 18 | 0.9018 | 0.5082 | 0.53673 | 0.20718 | 0.80238 | 0.67757 | 0.1877 | 0.89888 | 0.91285 | 0.90073 | 0.88449 | 0.80136 | 0.90363 | 0.82687 | 0.24482 | 0.22263 | 0.23068 | 0.98099 | 0.26097 | 0.97214 | 0.89897 | 0.50767 | 0.42104 | 0.06939 | 0.21429 | 0.19343 | 0.21018 | 0.37553 | 0.32071 | 0.38526 | 0.19889 | 0.29769 | 0.30818 | 0.38585 | 0.23319 | 0.32418 | 0.20655 | 0.13462 | 0.3214 | 0.20565 | 0.21993 | 0.19848 | 0.059761 | 1 | 1 | 1
4 | 22 | 19 | 0.76454 | 0.52333 | 0.66209 | 0.28299 | 0.80873 | 0.77347 | 0.28971 | 0.80273 | 0.78183 | 0.76069 | 0.9116 | 0.79464 | 0.76751 | 0.82011 | 0.35907 | 0.3381 | 0.1973 | 0.92667 | 0.3366 | 0.90799 | 0.76939 | 0.5233 | 0.43209 | 0.0002251 | 0.021764 | 0.016431 | 0.021346 | 0.10932 | 0.050484 | 0.068169 | 0.022604 | 0.039609 | 0.024186 | 0.024703 | 0.0055405 | 0.0091148 | 0.0047212 | 0.0014076 | 0.0090366 | 0.018197 | 0.022201 | 0.00019493 | 0 | 1 | 1 | 1
4 | 22 | 20 | 0.74882 | 0.5262 | 0.67669 | 0.35201 | 0.82504 | 0.93525 | 0.35953 | 0.63352 | 0.77018 | 0.74519 | 0.92549 | 0.73222 | 0.75243 | 0.75973 | 0.49912 | 0.48126 | 0.17425 | 0.91989 | 0.39992 | 0.75494 | 0.71723 | 0.52613 | 0.43574 | 0 | 0 | 2.6566e-05 | 0 | 0 | 0 | 0 | 0 | 0 | 0 | 0 | 0 | 0 | 0 | 0 | 0 | 8.1063e-05 | 5.9031e-05 | 0 | 0 | 1 | 1 | 1
4 | 22 | 21 | 0.74974 | 0.52703 | 0.623 | 0.37985 | 0.80133 | 0.92315 | 0.4078 | 0.53798 | 0.77593 | 0.74689 | 0.9623 | 0.74002 | 0.75408 | 0.76625 | 0.47692 | 0.45847 | 0.2699 | 0.92162 | 0.42946 | 0.73161 | 0.68597 | 0.52687 | 0.43785 | 0 | 0 | 0 | 0 | 0 | 0 | 0 | 0 | 0 | 0 | 0 | 0 | 0 | 0 | 0 | 0 | 0 | 0 | 0 | 0 | 1 | 1 | 1
4 | 22 | 22 | 0.58798 | 0.54774 | 0.56972 | 0.40381 | 0.76216 | 0.67161 | 0.46952 | 0.48103 | 0.61965 | 0.58189 | 0.9188 | 0.83113 | 0.59337 | 0.85142 | 0.42434 | 0.40463 | 0.49422 | 0.74475 | 0.33824 | 0.49211 | 0.63079 | 0.5477 | 0.45999 | 0 | 0 | 0 | 0 | 0 | 0 | 0 | 0 | 0 | 0 | 0 | 0 | 0 | 0 | 0 | 0 | 0 | 0 | 0 | 0 | 1 | 1 | 1
4 | 22 | 23 | 0.52978 | 0.56281 | 0.53357 | 0.29903 | 0.69047 | 0.50116 | 0.52983 | 0.52145 | 0.56762 | 0.52328 | 0.87155 | 0.89828 | 0.53618 | 0.91276 | 0.47339 | 0.45485 | 0.46094 | 0.61656 | 0.32858 | 0.38459 | 0.61675 | 0.56302 | 0.47419 | 0 | 0 | 0 | 0 | 0 | 0 | 0 | 0 | 0 | 0 | 0 | 0 | 0 | 0 | 0 | 0 | 0 | 0 | 0 | 0 | 1 | 1 | 1
4 | 22 | 24 | 0.5186 | 0.51344 | 0.47712 | 0.23249 | 0.59952 | 0.42785 | 0.57507 | 0.61629 | 0.55889 | 0.51223 | 0.86009 | 0.89374 | 0.52539 | 0.90538 | 0.44997 | 0.43085 | 0.44316 | 0.69479 | 0.28416 | 0.36101 | 0.59387 | 0.51311 | 0.42457 | 0 | 0 | 0 | 0 | 0 | 0 | 0 | 0 | 0 | 0 | 0 | 0 | 0 | 0 | 0 | 0 | 0 | 0 | 0 | 0 | 1 | 1 | 1
4 | 23 | 1 | 0.48946 | 0.52746 | 0.4616 | 0.18933 | 0.47261 | 0.35159 | 0.63759 | 0.68538 | 0.53071 | 0.48258 | 0.89109 | 0.90325 | 0.49642 | 0.91421 | 0.41027 | 0.39026 | 0.44829 | 0.639 | 0.32364 | 0.33257 | 0.5956 | 0.52774 | 0.43292 | 0 | 0 | 0 | 0 | 0 | 0 | 0 | 0 | 0 | 0 | 0 | 0 | 0 | 0 | 0 | 0 | 0 | 0 | 0 | 0 | 1 | 1 | 1
4 | 23 | 2 | 0.48018 | 0.46179 | 0.41902 | 0.19617 | 0.337 | 0.35858 | 0.65909 | 0.7233 | 0.5217 | 0.47314 | 0.8734 | 0.91907 | 0.48719 | 0.92961 | 0.38216 | 0.36159 | 0.43733 | 0.53951 | 0.37336 | 0.40814 | 0.57939 | 0.46195 | 0.36057 | 0 | 0 | 0 | 0 | 0 | 0 | 0 | 0 | 0 | 0 | 0 | 0 | 0 | 0 | 0 | 0 | 0 | 0 | 0 | 0 | 1 | 1 | 1
4 | 23 | 3 | 0.50545 | 0.34294 | 0.41815 | 0.22125 | 0.22939 | 0.32766 | 0.6272 | 0.75991 | 0.54607 | 0.49883 | 0.83948 | 0.90326 | 0.5123 | 0.9158 | 0.34702 | 0.32583 | 0.48454 | 0.38959 | 0.3224 | 0.3815 | 0.55432 | 0.34255 | 0.23813 | 0 | 0 | 0 | 0 | 0 | 0 | 0 | 0 | 0 | 0 | 0 | 0 | 0 | 0 | 0 | 0 | 0 | 0 | 0 | 0 | 1 | 1 | 1
4 | 23 | 4 | 0.52808 | 0.29325 | 0.41403 | 0.22387 | 0.13629 | 0.33931 | 0.61237 | 0.8049 | 0.56928 | 0.52206 | 0.83451 | 0.85008 | 0.53499 | 0.86777 | 0.29851 | 0.27667 | 0.58738 | 0.24732 | 0.2779 | 0.28488 | 0.48674 | 0.293 | 0.18516 | 0 | 0 | 0 | 0 | 0 | 0 | 0 | 0 | 0 | 0 | 0 | 0 | 0 | 0 | 0 | 0 | 0 | 0 | 0 | 0 | 1 | 1 | 1
4 | 23 | 5 | 0.46777 | 0.27852 | 0.37689 | 0.21155 | 0.044761 | 0.33037 | 0.6073 | 0.81476 | 0.51086 | 0.46071 | 0.75207 | 0.77612 | 0.47503 | 0.80563 | 0.26104 | 0.2389 | 0.67157 | 0.13623 | 0.23345 | 0.21173 | 0.40136 | 0.27849 | 0.16789 | 0 | 7.4999e-09 | 0.0070105 | 7.3561e-09 | 0 | 0 | 0 | 0 | 0 | 0 | 0 | 0 | 1.2592e-07 | 0 | 0 | 1.2484e-07 | 0.0016987 | 1.3233e-05 | 0.0010086 | 0.03906 | 1 | 1 | 1
4 | 23 | 6 | 0.40836 | 0.24893 | 0.32592 | 0.20445 | 0.0054238 | 0.27647 | 0.57585 | 0.81181 | 0.45494 | 0.40062 | 0.62934 | 0.59784 | 0.41623 | 0.63822 | 0.22226 | 0.20004 | 0.71215 | 0.076465 | 0.18249 | 0.14864 | 0.27079 | 0.24885 | 0.13944 | 0.00067203 | 0.041245 | 0.16368 | 0.040454 | 0.085254 | 0.0067625 | 0.008885 | 0.060883 | 0.0033973 | 0.051097 | 0.098382 | 0.080858 | 0.087276 | 0.12156 | 0.085512 | 0.086526 | 0.15869 | 0.11388 | 0.22611 | 0.40214 | 1 | 1 | 1
4 | 23 | 7 | 0.36504 | 0.21631 | 0.22161 | 0.19085 | 0 | 0.21389 | 0.53122 | 0.78528 | 0.41631 | 0.35719 | 0.56676 | 0.51346 | 0.37365 | 0.55801 | 0.13463 | 0.11357 | 0.71758 | 0.029143 | 0.16402 | 0.099201 | 0.2056 | 0.21588 | 0.11209 | 0.026987 | 0.30085 | 0.33289 | 0.29508 | 0.55983 | 0.45378 | 0.45145 | 0.43198 | 0.31679 | 0.39229 | 0.47108 | 0.36316 | 0.47376 | 0.54842 | 0.42041 | 0.4697 | 0.19455 | 0.28364 | 0.50756 | 0.62556 | 1 | 1 | 1
4 | 23 | 8 | 0.26146 | 0.25959 | 0.13009 | 0.15398 | 0 | 0.06337 | 0.45137 | 0.71385 | 0.31734 | 0.25266 | 0.52347 | 0.61789 | 0.27085 | 0.66144 | 0.07859 | 0.060051 | 0.70284 | 0.0080991 | 0.11789 | 0.091973 | 0.33562 | 0.25927 | 0.15247 | 0.24462 | 0.54128 | 0.47332 | 0.53091 | 0.84133 | 0.74026 | 0.68935 | 0.67134 | 0.68443 | 0.6845 | 0.70876 | 0.53023 | 0.6014 | 0.80786 | 0.6442 | 0.59623 | 0.20986 | 0.41568 | 0.73846 | 0.92454 | 1 | 1 | 1
4 | 23 | 9 | 0.12207 | 0.35252 | 0.073021 | 0.15318 | 0 | 0.098926 | 0.45238 | 0.57166 | 0.17959 | 0.11238 | 0.45598 | 0.67422 | 0.13177 | 0.71953 | 0.061175 | 0.04402 | 0.67049 | 0.0030341 | 0.074948 | 0.15504 | 0.66433 | 0.35218 | 0.24767 | 0.51066 | 0.76338 | 0.60104 | 0.74874 | 0.97205 | 0.88453 | 0.88137 | 0.78715 | 0.89663 | 0.84702 | 0.99283 | 0.93266 | 0.88774 | 0.94196 | 0.69064 | 0.88012 | 0.3522 | 0.50115 | 0.80923 | 1 | 1 | 1 | 1
4 | 23 | 10 | 0.026283 | 0.49889 | 0.016419 | 0.16503 | 0 | 0.11266 | 0.48415 | 0.35598 | 0.080106 | 0.017083 | 0.42591 | 0.48313 | 0.035419 | 0.53987 | 0.0475 | 0.031816 | 0.62376 | 0.0078686 | 0.1071 | 0.22087 | 0.80271 | 0.49869 | 0.40655 | 0.69708 | 0.87946 | 0.68241 | 0.8626 | 0.99095 | 0.96479 | 0.95978 | 0.79046 | 1 | 0.99889 | 0.98094 | 1 | 0.97727 | 0.89734 | 0.93283 | 0.96888 | 0.46748 | 0.57368 | 0.84873 | 1 | 1 | 1 | 1
4 | 23 | 11 | 0.0081502 | 0.67242 | 0.001008 | 0.13443 | 0 | 0.14693 | 0.50704 | 0.18817 | 0.061192 | 0.002172 | 0.38946 | 0.22417 | 0.017143 | 0.2901 | 0.036979 | 0.022769 | 0.60609 | 0.0087871 | 0.093191 | 0.31279 | 0.83692 | 0.6726 | 0.60226 | 0.83255 | 0.95923 | 0.66481 | 0.94084 | 1 | 0.98872 | 0.96208 | 0.88589 | 1 | 1 | 1 | 0.87938 | 0.98621 | 1 | 1 | 0.97774 | 0.52839 | 0.64796 | 0.88516 | 1 | 1 | 1 | 1
4 | 23 | 12 | 0.037352 | 0.79338 | 0 | 0.10166 | 0 | 0.16306 | 0.53413 | 0.12683 | 0.093803 | 0.028215 | 0.37185 | 0.11377 | 0.04688 | 0.18666 | 0.033909 | 0.020206 | 0.59572 | 0.041481 | 0.16706 | 0.38495 | 0.82842 | 0.79338 | 0.74842 | 0.84891 | 0.93698 | 0.72639 | 0.91902 | 1 | 0.9801 | 0.98411 | 0.90111 | 1 | 1 | 1 | 0.51936 | 1 | 0.94548 | 1 | 1 | 0.6204 | 0.61253 | 0.90508 | 1 | 1 | 1 | 1
4 | 23 | 13 | 0.08678 | 0.91018 | 0 | 0.078002 | 0 | 0.18928 | 0.59036 | 0.16582 | 0.14482 | 0.077148 | 0.37015 | 0.046899 | 0.096577 | 0.11628 | 0.036473 | 0.022341 | 0.6238 | 0.14443 | 0.11733 | 0.46646 | 0.76876 | 0.91053 | 0.88523 | 0.87396 | 0.95393 | 0.68276 | 0.93564 | 1 | 0.971 | 0.96993 | 0.87189 | 1 | 1 | 1 | 0.7259 | 1 | 1 | 0.99832 | 0.99377 | 0.5421 | 0.55032 | 0.93378 | 0.96398 | 1 | 1 | 1
4 | 23 | 14 | 0.157 | 0.94459 | 0 | 0.058306 | 0 | 0.20116 | 0.63448 | 0.30387 | 0.21635 | 0.14763 | 0.39728 | 0.025016 | 0.16698 | 0.091517 | 0.037531 | 0.023231 | 0.64595 | 0.097119 | 0.10828 | 0.48952 | 0.85392 | 0.94467 | 0.93083 | 0.85042 | 0.95259 | 0.66167 | 0.93433 | 1 | 0.95947 | 0.95615 | 0.93067 | 1 | 1 | 0.95532 | 0.81856 | 1 | 1 | 0.97086 | 1 | 0.51431 | 0.62402 | 0.77262 | 0.97444 | 1 | 1 | 1
4 | 23 | 15 | 0.19767 | 0.96126 | 0 | 0.049757 | 0 | 0.21399 | 0.67729 | 0.49937 | 0.25419 | 0.18819 | 0.45046 | 0.051168 | 0.20722 | 0.12222 | 0.042807 | 0.027732 | 0.63994 | 0.10582 | 0.11841 | 0.53688 | 0.89677 | 0.96136 | 0.95104 | 0.72586 | 0.8624 | 0.60214 | 0.84586 | 1 | 0.94202 | 0.93742 | 0.83356 | 1 | 1 | 0.98353 | 0.45228 | 0.95479 | 0.98022 | 0.86627 | 0.9466 | 0.50724 | 0.56063 | 0.7659 | 0.89134 | 1 | 1 | 1
4 | 23 | 16 | 0.26977 | 0.95422 | 0 | 0.045401 | 0.024488 | 0.21607 | 0.69655 | 0.68279 | 0.32435 | 0.26087 | 0.51248 | 0.10536 | 0.27897 | 0.17083 | 0.048458 | 0.032654 | 0.61998 | 0.099644 | 0.13401 | 0.60316 | 0.6777 | 0.95421 | 0.94396 | 0.59168 | 0.78378 | 0.63342 | 0.76875 | 0.97284 | 0.88989 | 0.88032 | 0.8082 | 0.96928 | 1 | 0.96516 | 0.6002 | 0.76779 | 0.88586 | 0.83082 | 0.76119 | 0.6321 | 0.66974 | 0.74928 | 0.82066 | 1 | 1 | 1
4 | 23 | 17 | 0.34343 | 0.95482 | 0.0025177 | 0.044686 | 0.17329 | 0.2313 | 0.69031 | 0.78374 | 0.39587 | 0.33537 | 0.56141 | 0.34929 | 0.35225 | 0.41804 | 0.059558 | 0.042556 | 0.68496 | 0.050631 | 0.22886 | 0.5643 | 0.66514 | 0.9555 | 0.93551 | 0.36677 | 0.60456 | 0.4877 | 0.59297 | 0.86496 | 0.76714 | 0.74754 | 0.68608 | 0.79932 | 0.83435 | 0.77245 | 0.4762 | 0.62868 | 0.6854 | 0.6706 | 0.62328 | 0.34886 | 0.55233 | 0.52273 | 0.48752 | 1 | 1 | 1
4 | 23 | 18 | 0.3638 | 0.79844 | 0.038543 | 0.05181 | 0.45833 | 0.25932 | 0.68947 | 0.81428 | 0.4124 | 0.35552 | 0.57067 | 0.49997 | 0.37202 | 0.5573 | 0.077756 | 0.059278 | 0.72424 | 0.022375 | 0.20031 | 0.36496 | 0.71707 | 0.79806 | 0.75938 | 0.098187 | 0.31332 | 0.22812 | 0.30732 | 0.59973 | 0.49393 | 0.48339 | 0.42812 | 0.4612 | 0.47729 | 0.47401 | 0.34103 | 0.33097 | 0.30803 | 0.25503 | 0.32813 | 0.22034 | 0.30919 | 0.20806 | 0.044458 | 1 | 1 | 1
4 | 23 | 19 | 0.42335 | 0.71982 | 0.1542 | 0.056227 | 0.70719 | 0.42538 | 0.68142 | 0.83199 | 0.47028 | 0.41596 | 0.57216 | 0.53185 | 0.43125 | 0.58148 | 0.13587 | 0.11475 | 0.74552 | 0.017541 | 0.19168 | 0.31581 | 0.80547 | 0.71938 | 0.66629 | 0.00019286 | 0.04638 | 0.026674 | 0.045491 | 0.21379 | 0.15131 | 0.13036 | 0.070806 | 0.080439 | 0.052294 | 0.03622 | 0.0088646 | 0.0099493 | 0.0084253 | 0.0058799 | 0.0098639 | 0.03066 | 0.035655 | 0.00025874 | 0 | 1 | 1 | 1
4 | 23 | 20 | 0.45507 | 0.7261 | 0.27539 | 0.15359 | 0.79459 | 0.78292 | 0.65893 | 0.81574 | 0.49975 | 0.44798 | 0.68666 | 0.57412 | 0.46259 | 0.61666 | 0.18078 | 0.15881 | 0.75403 | 0.026044 | 0.14794 | 0.29534 | 0.75732 | 0.7257 | 0.67317 | 0 | 0 | 8.1784e-05 | 0 | 0 | 0 | 0 | 0 | 0 | 0 | 0 | 0 | 0 | 0 | 0 | 0 | 0.00036228 | 6.6338e-05 | 0 | 0 | 1 | 1 | 1
4 | 23 | 21 | 0.45707 | 0.80923 | 0.29255 | 0.17392 | 0.78356 | 0.80773 | 0.61509 | 0.76353 | 0.50312 | 0.45024 | 0.7459 | 0.70106 | 0.4648 | 0.73975 | 0.2065 | 0.18432 | 0.74721 | 0.027347 | 0.12629 | 0.28729 | 0.78174 | 0.80917 | 0.76829 | 0 | 0 | 0 | 0 | 0 | 0 | 0 | 0 | 0 | 0 | 0 | 0 | 0 | 0 | 0 | 0 | 0 | 0 | 0 | 0 | 1 | 1 | 1
4 | 23 | 22 | 0.37807 | 0.89876 | 0.28768 | 0.14351 | 0.75663 | 0.76102 | 0.60607 | 0.64757 | 0.42681 | 0.37007 | 0.67025 | 0.69076 | 0.38629 | 0.72724 | 0.22661 | 0.20437 | 0.76996 | 0.037506 | 0.13981 | 0.28079 | 0.83976 | 0.89917 | 0.87059 | 0 | 0 | 0 | 0 | 0 | 0 | 0 | 0 | 0 | 0 | 0 | 0 | 0 | 0 | 0 | 0 | 0 | 0 | 0 | 0 | 1 | 1 | 1
4 | 23 | 23 | 0.30559 | 0.88969 | 0.29355 | 0.10932 | 0.75904 | 0.51605 | 0.62046 | 0.52055 | 0.35668 | 0.29669 | 0.62104 | 0.62451 | 0.31424 | 0.66216 | 0.26252 | 0.24038 | 0.78461 | 0.070418 | 0.12997 | 0.24625 | 0.81757 | 0.88937 | 0.86908 | 0 | 0 | 0 | 0 | 0 | 0 | 0 | 0 | 0 | 0 | 0 | 0 | 0 | 0 | 0 | 0 | 0 | 0 | 0 | 0 | 1 | 1 | 1
4 | 23 | 24 | 0.30454 | 0.95144 | 0.29259 | 0.080111 | 0.76987 | 0.34299 | 0.64053 | 0.42542 | 0.35708 | 0.29584 | 0.64008 | 0.64004 | 0.31341 | 0.68447 | 0.28462 | 0.26264 | 0.75712 | 0.12348 | 0.16041 | 0.22635 | 0.79163 | 0.9516 | 0.93816 | 0 | 0 | 0 | 0 | 0 | 0 | 0 | 0 | 0 | 0 | 0 | 0 | 0 | 0 | 0 | 0 | 0 | 0 | 0 | 0 | 1 | 1 | 1
4 | 24 | 1 | 0.32254 | 0.97404 | 0.28453 | 0.043653 | 0.75294 | 0.28558 | 0.6379 | 0.40026 | 0.37603 | 0.31427 | 0.60117 | 0.52956 | 0.33153 | 0.58358 | 0.30922 | 0.2875 | 0.73373 | 0.18565 | 0.20561 | 0.2234 | 0.78617 | 0.97434 | 0.9642 | 0 | 0 | 0 | 0 | 0 | 0 | 0 | 0 | 0 | 0 | 0 | 0 | 0 | 0 | 0 | 0 | 0 | 0 | 0 | 0 | 1 | 1 | 1
4 | 24 | 2 | 0.28638 | 0.93303 | 0.27794 | 0.023199 | 0.72352 | 0.33394 | 0.61683 | 0.36007 | 0.34138 | 0.27777 | 0.55165 | 0.31809 | 0.29563 | 0.3818 | 0.32264 | 0.30109 | 0.66205 | 0.12873 | 0.21196 | 0.26587 | 0.78627 | 0.93324 | 0.91507 | 0 | 0 | 0 | 0 | 0 | 0 | 0 | 0 | 0 | 0 | 0 | 0 | 0 | 0 | 0 | 0 | 0 | 0 | 0 | 0 | 1 | 1 | 1
4 | 24 | 3 | 0.20296 | 0.84305 | 0.32716 | 0.021138 | 0.68578 | 0.29634 | 0.59631 | 0.32545 | 0.26108 | 0.1938 | 0.45317 | 0.18766 | 0.21273 | 0.2593 | 0.32498 | 0.30346 | 0.58194 | 0.092405 | 0.27397 | 0.22753 | 0.74177 | 0.8428 | 0.81165 | 0 | 0 | 0 | 0 | 0 | 0 | 0 | 0 | 0 | 0 | 0 | 0 | 0 | 0 | 0 | 0 | 0 | 0 | 0 | 0 | 1 | 1 | 1
4 | 24 | 4 | 0.086164 | 0.8049 | 0.41519 | 0.02129 | 0.62304 | 0.10885 | 0.49904 | 0.24969 | 0.14311 | 0.076419 | 0.378 | 0.10569 | 0.095795 | 0.18028 | 0.34522 | 0.324 | 0.49189 | 0.073642 | 0.29813 | 0.24878 | 0.73073 | 0.80481 | 0.76342 | 0 | 0 | 0 | 0 | 0 | 0 | 0 | 0 | 0 | 0 | 0 | 0 | 0 | 0 | 0 | 0 | 0 | 0 | 0 | 0 | 1 | 1 | 1
4 | 24 | 5 | 0.025815 | 0.7767 | 0.38704 | 0.022408 | 0.53978 | 0.03944 | 0.40131 | 0.16259 | 0.080057 | 0.017051 | 0.32965 | 0.019456 | 0.034641 | 0.083446 | 0.3628 | 0.34187 | 0.36456 | 0.074369 | 0.33969 | 0.25744 | 0.6861 | 0.77663 | 0.72936 | 0 | 1.5602e-07 | 0.011366 | 1.5303e-07 | 0 | 0 | 0 | 0 | 0 | 0 | 0 | 4.0511e-07 | 2.2028e-06 | 0 | 0 | 2.1839e-06 | 0.0027116 | 0.00034389 | 0.0034544 | 0.061145 | 1 | 1 | 1
4 | 24 | 6 | 0.0013935 | 0.75543 | 0.31867 | 0.017273 | 0.4675 | 0.10465 | 0.34344 | 0.12767 | 0.02778 | 0.00080728 | 0.27786 | 0.00084177 | 0.0018302 | 0.047104 | 0.36392 | 0.34301 | 0.25649 | 0.09646 | 0.34447 | 0.26998 | 0.58051 | 0.75531 | 0.70456 | 0.00095772 | 0.065989 | 0.26003 | 0.064724 | 0.0468 | 0.0077507 | 0.011544 | 0.076088 | 0.014896 | 0.09491 | 0.1705 | 0.25494 | 0.17531 | 0.14432 | 0.10573 | 0.17381 | 0.18302 | 0.25389 | 0.31703 | 0.46981 | 1 | 1 | 1
4 | 24 | 7 | 0 | 0.74971 | 0.2451 | 0.011723 | 0.31808 | 0.15647 | 0.30534 | 0.070362 | 0.0078739 | 0 | 0.21381 | 0 | 0 | 0.039461 | 0.3395 | 0.31819 | 0.13968 | 0.09941 | 0.40296 | 0.25023 | 0.41522 | 0.7493 | 0.70145 | 0.032802 | 0.36215 | 0.60108 | 0.35521 | 0.47899 | 0.42934 | 0.45773 | 0.50634 | 0.46813 | 0.59431 | 0.61759 | 0.64391 | 0.59164 | 0.56119 | 0.53305 | 0.58656 | 0.54526 | 0.59963 | 0.6687 | 0.79245 | 1 | 1 | 1
4 | 24 | 8 | 0 | 0.82516 | 0.18397 | 0.004587 | 0.12571 | 0.056959 | 0.25867 | 0.0071489 | 0.0020787 | 0 | 0.14747 | 0 | 0 | 0.038613 | 0.3299 | 0.30845 | 0.06967 | 0.11295 | 0.47476 | 0.25314 | 0.30015 | 0.82496 | 0.78935 | 0.28724 | 0.63148 | 0.82248 | 0.61937 | 0.7914 | 0.73425 | 0.74022 | 0.78006 | 0.77539 | 0.8749 | 0.87431 | 0.86932 | 0.84498 | 0.7773 | 0.80071 | 0.83772 | 0.78714 | 0.77944 | 0.87485 | 0.8962 | 1 | 1 | 1
4 | 24 | 9 | 0.0042178 | 0.93878 | 0.23663 | 0.0032393 | 0.018173 | 0.025467 | 0.21268 | 0 | 0.041386 | 0.00344 | 0.11225 | 0 | 0.0045077 | 0.062084 | 0.34446 | 0.32323 | 0.068323 | 0.15443 | 0.43689 | 0.26189 | 0.23999 | 0.93914 | 0.9201 | 0.54834 | 0.82051 | 0.91727 | 0.80478 | 0.96367 | 0.88736 | 0.87965 | 0.92749 | 0.94498 | 1 | 1 | 0.98463 | 0.97657 | 0.93164 | 0.93127 | 0.96818 | 0.77281 | 0.88235 | 0.97804 | 0.91273 | 1 | 1 | 1
4 | 24 | 10 | 0.073652 | 0.96875 | 0.29634 | 0.0017288 | 0 | 0.021098 | 0.20649 | 0 | 0.13075 | 0.064558 | 0.071942 | 0 | 0.082863 | 0.044689 | 0.37658 | 0.3559 | 0.063898 | 0.19009 | 0.4401 | 0.30174 | 0.2262 | 0.96885 | 0.9603 | 0.73889 | 0.9346 | 0.93623 | 0.91668 | 1 | 0.96542 | 0.95382 | 0.98711 | 1 | 1 | 1 | 1 | 1 | 0.99512 | 1 | 1 | 0.69741 | 0.89595 | 0.9791 | 0.95715 | 1 | 1 | 1
4 | 24 | 11 | 0.16603 | 0.97859 | 0.34754 | 0.001276 | 0 | 0.029881 | 0.21633 | 0 | 0.22709 | 0.15697 | 0.036123 | 0 | 0.17625 | 0.041358 | 0.40218 | 0.382 | 0.058052 | 0.24709 | 0.50525 | 0.35341 | 0.22359 | 0.97859 | 0.97363 | 0.85062 | 0.98285 | 0.93927 | 0.96401 | 1 | 0.98775 | 0.97596 | 0.99432 | 1 | 1 | 1 | 1 | 1 | 1 | 1 | 1 | 0.6036 | 0.91952 | 1 | 0.94199 | 1 | 1 | 1
4 | 24 | 12 | 0.15855 | 0.9879 | 0.42413 | 0.0035545 | 0 | 0.03811 | 0.22591 | 0 | 0.21628 | 0.14893 | 0.014638 | 0 | 0.1683 | 0.039195 | 0.41659 | 0.39671 | 0.066142 | 0.34531 | 0.57819 | 0.40097 | 0.2471 | 0.9879 | 0.98512 | 0.90474 | 1 | 1 | 0.98203 | 1 | 0.98104 | 0.97166 | 1 | 1 | 1 | 1 | 1 | 1 | 1 | 1 | 1 | 0.87501 | 0.939 | 1 | 0.95062 | 1 | 1 | 1
4 | 24 | 13 | 0.17142 | 0.99734 | 0.52352 | 0.0071405 | 0 | 0.068207 | 0.23106 | 0 | 0.22898 | 0.16186 | 0.019808 | 0 | 0.18114 | 0.039058 | 0.42199 | 0.40223 | 0.061615 | 0.45441 | 0.55354 | 0.4273 | 0.24709 | 0.99738 | 0.99624 | 0.9062 | 0.99367 | 0.98311 | 0.97462 | 1 | 0.96058 | 0.95596 | 0.99443 | 1 | 1 | 1 | 1 | 1 | 0.97292 | 0.99582 | 1 | 0.8493 | 0.96435 | 1 | 0.81901 | 1 | 1 | 1
4 | 24 | 14 | 0.20447 | 0.9988 | 0.62937 | 0.011874 | 0 | 0.098112 | 0.27823 | 0.00058205 | 0.26306 | 0.19535 | 0.044689 | 0 | 0.21432 | 0.033497 | 0.42616 | 0.40649 | 0.064404 | 0.52321 | 0.50043 | 0.43809 | 0.25971 | 0.99884 | 0.9979 | 0.86656 | 0.97335 | 0.9523 | 0.95469 | 1 | 0.94955 | 0.94256 | 0.9842 | 1 | 1 | 1 | 1 | 1 | 0.98479 | 0.98564 | 1 | 0.83477 | 0.95417 | 0.97621 | 0.75961 | 1 | 1 | 1
4 | 24 | 15 | 0.19178 | 0.99024 | 0.72576 | 0.021535 | 0 | 0.11962 | 0.36352 | 0.018491 | 0.24833 | 0.18224 | 0.088943 | 0 | 0.20134 | 0.033283 | 0.42128 | 0.4015 | 0.091425 | 0.54625 | 0.41713 | 0.43877 | 0.30754 | 0.99025 | 0.98784 | 0.7727 | 0.92007 | 0.84935 | 0.90243 | 0.96385 | 0.93268 | 0.92425 | 0.96079 | 1 | 1 | 1 | 1 | 0.97934 | 0.93646 | 0.96426 | 0.97093 | 0.78286 | 0.95002 | 0.95833 | 0.37197 | 1 | 1 | 1
4 | 24 | 16 | 0.22101 | 0.98096 | 0.78417 | 0.030441 | 0 | 0.14588 | 0.44928 | 0.1498 | 0.2753 | 0.21145 | 0.17477 | 0 | 0.23021 | 0.037868 | 0.41984 | 0.40004 | 0.12343 | 0.57275 | 0.29377 | 0.4192 | 0.31924 | 0.98119 | 0.97361 | 0.61739 | 0.81989 | 0.78611 | 0.80417 | 0.95179 | 0.88145 | 0.86893 | 0.89989 | 0.94981 | 0.97555 | 0.94925 | 0.92045 | 0.88881 | 0.86311 | 0.87794 | 0.88118 | 0.71415 | 0.88074 | 0.82865 | 0.47115 | 1 | 1 | 1
4 | 24 | 17 | 0.3358 | 0.91929 | 0.78198 | 0.040639 | 0.029463 | 0.16486 | 0.52948 | 0.37964 | 0.38848 | 0.32765 | 0.24622 | 0.00069466 | 0.34465 | 0.053837 | 0.4238 | 0.40408 | 0.13901 | 0.57126 | 0.20434 | 0.38967 | 0.33291 | 0.91909 | 0.90375 | 0.37548 | 0.62236 | 0.63934 | 0.61042 | 0.84723 | 0.76363 | 0.73463 | 0.72206 | 0.77804 | 0.79383 | 0.77433 | 0.74127 | 0.65652 | 0.67431 | 0.68367 | 0.65088 | 0.70635 | 0.7654 | 0.65249 | 0.26392 | 1 | 1 | 1
4 | 24 | 18 | 0.40724 | 0.90475 | 0.76294 | 0.067207 | 0.22013 | 0.16388 | 0.59952 | 0.56982 | 0.4537 | 0.39946 | 0.29591 | 0.011642 | 0.41509 | 0.078626 | 0.42371 | 0.40399 | 0.13415 | 0.46321 | 0.14014 | 0.33372 | 0.31876 | 0.90504 | 0.87942 | 0.093039 | 0.29965 | 0.29165 | 0.2939 | 0.56335 | 0.48281 | 0.47 | 0.4417 | 0.41805 | 0.42539 | 0.40521 | 0.35994 | 0.297 | 0.30254 | 0.28741 | 0.29445 | 0.32302 | 0.40712 | 0.24878 | 0.0090305 | 1 | 1 | 1
4 | 24 | 19 | 0.49267 | 0.81502 | 0.67041 | 0.17523 | 0.57549 | 0.18277 | 0.67226 | 0.67308 | 0.53766 | 0.48645 | 0.29474 | 0.014596 | 0.5002 | 0.075539 | 0.40209 | 0.3819 | 0.18189 | 0.42881 | 0.091509 | 0.31077 | 0.40168 | 0.81445 | 0.78188 | 0.00021678 | 0.044959 | 0.043511 | 0.044097 | 0.20324 | 0.15094 | 0.12907 | 0.076666 | 0.070851 | 0.048067 | 0.028159 | 0.012331 | 0.010579 | 0.0076075 | 0.0067332 | 0.010488 | 0.052802 | 0.051362 | 0.00033851 | 0 | 1 | 1 | 1
4 | 24 | 20 | 0.44251 | 0.85284 | 0.62515 | 0.26149 | 0.7493 | 0.49663 | 0.67817 | 0.68235 | 0.48937 | 0.43551 | 0.28396 | 0.12325 | 0.45037 | 0.20091 | 0.37574 | 0.35504 | 0.18137 | 0.40152 | 0.072236 | 0.31262 | 0.50303 | 0.85347 | 0.81191 | 0 | 0 | 0.00032484 | 0 | 0 | 0 | 0 | 0 | 0 | 0 | 0 | 0 | 0 | 0 | 0 | 0 | 0.0016585 | 4.0768e-05 | 0 | 0 | 1 | 1 | 1
4 | 24 | 21 | 0.31166 | 0.73743 | 0.61609 | 0.2431 | 0.75906 | 0.52856 | 0.67402 | 0.6244 | 0.36293 | 0.3029 | 0.22973 | 0.15804 | 0.32032 | 0.23285 | 0.35149 | 0.33037 | 0.17961 | 0.28901 | 0.065456 | 0.27295 | 0.55016 | 0.73723 | 0.68412 | 0 | 0 | 0 | 0 | 0 | 0 | 0 | 0 | 0 | 0 | 0 | 0 | 0 | 0 | 0 | 0 | 0 | 0 | 0 | 0 | 1 | 1 | 1
4 | 24 | 22 | 0.23138 | 0.66101 | 0.55711 | 0.21366 | 0.75468 | 0.53864 | 0.64691 | 0.57538 | 0.28524 | 0.22186 | 0.18266 | 0.17027 | 0.24051 | 0.24622 | 0.3415 | 0.32022 | 0.16696 | 0.15685 | 0.068873 | 0.23143 | 0.60004 | 0.66072 | 0.59472 | 0 | 0 | 0 | 0 | 0 | 0 | 0 | 0 | 0 | 0 | 0 | 0 | 0 | 0 | 0 | 0 | 0 | 0 | 0 | 0 | 1 | 1 | 1
4 | 24 | 23 | 0.23981 | 0.63416 | 0.47632 | 0.1961 | 0.76041 | 0.42535 | 0.61999 | 0.52696 | 0.29726 | 0.23092 | 0.16871 | 0.13122 | 0.24946 | 0.20729 | 0.31735 | 0.29573 | 0.13303 | 0.051875 | 0.054318 | 0.2055 | 0.64912 | 0.63381 | 0.564 | 0 | 0 | 0 | 0 | 0 | 0 | 0 | 0 | 0 | 0 | 0 | 0 | 0 | 0 | 0 | 0 | 0 | 0 | 0 | 0 | 1 | 1 | 1
4 | 24 | 24 | 0.20007 | 0.67311 | 0.39798 | 0.1844 | 0.75218 | 0.36891 | 0.59672 | 0.41444 | 0.25693 | 0.19065 | 0.12904 | 0.051892 | 0.20967 | 0.12158 | 0.26617 | 0.24405 | 0.10113 | 0.016224 | 0.048358 | 0.18002 | 0.40571 | 0.67327 | 0.60318 | 0 | 0 | 0 | 0 | 0 | 0 | 0 | 0 | 0 | 0 | 0 | 0 | 0 | 0 | 0 | 0 | 0 | 0 | 0 | 0 | 1 | 1 | 1
4 | 25 | 1 | 0.1733 | 0.66626 | 0.35713 | 0.18273 | 0.73293 | 0.27198 | 0.56936 | 0.30447 | 0.2323 | 0.16397 | 0.073375 | 0.01408 | 0.18322 | 0.079545 | 0.24862 | 0.22642 | 0.072507 | 0.0053187 | 0.050482 | 0.17201 | 0.17226 | 0.66686 | 0.5896 | 0 | 0 | 0 | 0 | 0 | 0 | 0 | 0 | 0 | 0 | 0 | 0 | 0 | 0 | 0 | 0 | 0 | 0 | 0 | 0 | 1 | 1 | 1
4 | 25 | 2 | 0.11488 | 0.5103 | 0.34524 | 0.17465 | 0.72661 | 0.25982 | 0.56965 | 0.25884 | 0.17371 | 0.1053 | 0.054435 | 0.00070381 | 0.12479 | 0.048243 | 0.24445 | 0.22223 | 0.052195 | 0.00028674 | 0.057211 | 0.15249 | 0.055832 | 0.50971 | 0.42421 | 0 | 0 | 0 | 0 | 0 | 0 | 0 | 0 | 0 | 0 | 0 | 0 | 0 | 0 | 0 | 0 | 0 | 0 | 0 | 0 | 1 | 1 | 1
4 | 25 | 3 | 0.056029 | 0.47729 | 0.30551 | 0.15127 | 0.72496 | 0.27091 | 0.54657 | 0.23701 | 0.11349 | 0.046564 | 0.056538 | 0 | 0.06572 | 0.030642 | 0.24766 | 0.22545 | 0.042103 | 0.001181 | 0.067716 | 0.11736 | 0.017763 | 0.47745 | 0.37779 | 0 | 0 | 0 | 0 | 0 | 0 | 0 | 0 | 0 | 0 | 0 | 0 | 0 | 0 | 0 | 0 | 0 | 0 | 0 | 0 | 1 | 1 | 1
4 | 25 | 4 | 0.012714 | 0.38103 | 0.31381 | 0.12537 | 0.72366 | 0.31983 | 0.51416 | 0.20673 | 0.065975 | 0.0041492 | 0.049936 | 0 | 0.021344 | 0.020206 | 0.23429 | 0.21206 | 0.063832 | 0.0048855 | 0.080855 | 0.1098 | 0.010337 | 0.38023 | 0.28338 | 0 | 0 | 0 | 0 | 0 | 0 | 0 | 0 | 0 | 0 | 0 | 0 | 0 | 0 | 0 | 0 | 0 | 0 | 0 | 0 | 1 | 1 | 1
4 | 25 | 5 | 0.00062969 | 0.4516 | 0.35152 | 0.10866 | 0.74372 | 0.30318 | 0.49224 | 0.16328 | 0.033939 | 0.000101 | 0.0028977 | 8.5368e-05 | 0.0011002 | 0.030946 | 0.18607 | 0.16405 | 0.11686 | 0.013726 | 0.091103 | 0.092317 | 0.0064944 | 0.45216 | 0.34447 | 0 | 9.7024e-07 | 0.016455 | 9.5164e-07 | 0 | 0 | 0 | 0 | 0 | 0 | 0 | 6.646e-06 | 8.8258e-06 | 6.3645e-07 | 0 | 8.75e-06 | 0.0077536 | 0.00080965 | 0.0041612 | 0.084655 | 1 | 1 | 1
4 | 25 | 6 | 0 | 0.3766 | 0.39672 | 0.10718 | 0.74558 | 0.21942 | 0.49175 | 0.11962 | 0.020891 | 0 | 0 | 0.0013786 | 0 | 0.064866 | 0.14587 | 0.12449 | 0.1764 | 0.022346 | 0.079817 | 0.081829 | 0.00015217 | 0.37686 | 0.26643 | 0.001105 | 0.072524 | 0.32121 | 0.071134 | 0.072713 | 0.0045921 | 0.011999 | 0.078854 | 0.0085835 | 0.094048 | 0.17061 | 0.25117 | 0.19404 | 0.17322 | 0.15349 | 0.19238 | 0.3775 | 0.28166 | 0.31983 | 0.55479 | 1 | 1 | 1
4 | 25 | 7 | 0 | 0.22621 | 0.41039 | 0.068936 | 0.67619 | 0.19296 | 0.46063 | 0.038407 | 0.0014036 | 0 | 0 | 8.5368e-05 | 0 | 0.062105 | 0.094675 | 0.075162 | 0.21087 | 0.016565 | 0.063099 | 0.057407 | 0 | 0.22578 | 0.12162 | 0.034133 | 0.35418 | 0.64418 | 0.34739 | 0.48986 | 0.34057 | 0.45025 | 0.51048 | 0.43045 | 0.56648 | 0.59582 | 0.62596 | 0.58706 | 0.57529 | 0.56958 | 0.58202 | 0.68077 | 0.61466 | 0.66428 | 0.87346 | 1 | 1 | 1
4 | 25 | 8 | 0 | 0.15645 | 0.37563 | 0.022394 | 0.57156 | 0.090834 | 0.43673 | 0.0032341 | 2.4938e-05 | 0 | 0 | 0 | 0 | 0.018948 | 0.064555 | 0.047096 | 0.17542 | 0.0034494 | 0.058287 | 0.02816 | 0 | 0.15628 | 0.057344 | 0.28276 | 0.61403 | 0.86652 | 0.60226 | 0.71821 | 0.62677 | 0.73526 | 0.77473 | 0.76189 | 0.85893 | 0.84096 | 0.82494 | 0.82211 | 0.82112 | 0.81725 | 0.81505 | 0.85284 | 0.80903 | 0.86955 | 1 | 1 | 1 | 1
4 | 25 | 9 | 0 | 0.10171 | 0.37051 | 0.021493 | 0.49112 | 0.039853 | 0.44889 | 0 | 0 | 0 | 0 | 0 | 0 | 0.013654 | 0.076258 | 0.05787 | 0.13542 | 0.00023902 | 0.056269 | 0.010896 | 0 | 0.1011 | 0.020429 | 0.52601 | 0.78308 | 0.98694 | 0.76806 | 0.74254 | 0.74628 | 0.87798 | 0.90375 | 0.92612 | 1 | 0.95068 | 0.96834 | 0.93809 | 0.95675 | 0.94302 | 0.93003 | 0.9357 | 0.8958 | 0.97341 | 1 | 1 | 1 | 1
4 | 25 | 10 | 0 | 0.16734 | 0.39728 | 0.032058 | 0.42132 | 0.063659 | 0.48399 | 0 | 0 | 0 | 0 | 0 | 0 | 0.01069 | 0.10967 | 0.089446 | 0.11087 | 3.0058e-06 | 0.048693 | 0.00027808 | 0 | 0.16719 | 0.066111 | 0.70211 | 0.88862 | 1 | 0.87158 | 0.77461 | 0.81601 | 0.94579 | 0.97057 | 1 | 1 | 1 | 1 | 1 | 1 | 0.99975 | 1 | 0.95328 | 0.90838 | 1 | 1 | 1 | 1 | 1
4 | 25 | 11 | 0 | 0.24557 | 0.42655 | 0.05269 | 0.35193 | 0.10209 | 0.51914 | 0 | 0.00031624 | 0 | 0 | 0 | 0 | 0.0083856 | 0.15994 | 0.13828 | 0.10758 | 0 | 0.044947 | 0 | 0 | 0.24565 | 0.13455 | 0.80349 | 0.93401 | 1 | 0.91611 | 0.73159 | 0.85803 | 0.96401 | 0.98693 | 1 | 1 | 1 | 1 | 1 | 1 | 0.9967 | 1 | 0.96908 | 0.95356 | 1 | 1 | 1 | 1 | 1
4 | 25 | 12 | 0 | 0.28718 | 0.529 | 0.078234 | 0.31209 | 0.10335 | 0.56935 | 0.0027175 | 0.0093274 | 0 | 0.00087654 | 0 | 0 | 0.0092049 | 0.22187 | 0.19965 | 0.11744 | 0 | 0.033932 | 0.00036721 | 0 | 0.28733 | 0.17475 | 0.84626 | 0.94149 | 1 | 0.92344 | 0.63864 | 0.84171 | 0.95182 | 0.98876 | 1 | 1 | 1 | 1 | 1 | 1 | 0.98782 | 1 | 0.93766 | 0.95024 | 1 | 1 | 1 | 1 | 1
4 | 25 | 13 | 0.00060002 | 0.27875 | 0.60754 | 0.098434 | 0.31169 | 0.15673 | 0.65112 | 0.039207 | 0.018919 | 7.3647e-05 | 0.021389 | 0 | 0.0010718 | 0.015549 | 0.2608 | 0.23865 | 0.17131 | 0 | 0.024868 | 0.014075 | 3.7521e-05 | 0.27865 | 0.16892 | 0.82483 | 0.90831 | 1 | 0.8909 | 0.48805 | 0.7052 | 0.92367 | 0.94323 | 1 | 1 | 1 | 1 | 1 | 1 | 1 | 1 | 0.89839 | 0.93329 | 1 | 1 | 1 | 1 | 1
4 | 25 | 14 | 0.018043 | 0.27363 | 0.66363 | 0.15338 | 0.42016 | 0.24532 | 0.72398 | 0.18735 | 0.068267 | 0.0091298 | 0.13523 | 0.0005945 | 0.026318 | 0.041603 | 0.29597 | 0.2741 | 0.28886 | 0 | 0.017367 | 0.024469 | 0.0020166 | 0.27335 | 0.16569 | 0.76796 | 0.86507 | 0.95956 | 0.84849 | 0.47746 | 0.67548 | 0.68222 | 0.92537 | 1 | 1 | 1 | 1 | 1 | 0.99356 | 0.99987 | 0.99419 | 0.89789 | 0.87723 | 0.99157 | 1 | 1 | 1 | 1
4 | 25 | 15 | 0.15095 | 0.31108 | 0.67284 | 0.12673 | 0.56948 | 0.39531 | 0.77294 | 0.44548 | 0.21039 | 0.14164 | 0.31589 | 0.01416 | 0.16092 | 0.077738 | 0.35051 | 0.32937 | 0.36443 | 0 | 0.0079402 | 0.028538 | 0.020606 | 0.3111 | 0.20036 | 0.65814 | 0.78247 | 0.87639 | 0.76747 | 0.46616 | 0.37229 | 0.63333 | 0.83679 | 0.96865 | 1 | 0.98243 | 0.98976 | 0.96727 | 0.95912 | 0.95544 | 0.95896 | 0.89655 | 0.76397 | 0.94656 | 1 | 1 | 1 | 1
4 | 25 | 16 | 0.24811 | 0.32446 | 0.6858 | 0.15483 | 0.68995 | 0.53731 | 0.80758 | 0.66909 | 0.3049 | 0.23925 | 0.45711 | 0.095289 | 0.25766 | 0.15997 | 0.41935 | 0.39954 | 0.44901 | 0 | 0.0069195 | 0.026452 | 0.046563 | 0.32447 | 0.2142 | 0.51186 | 0.67408 | 0.70131 | 0.66116 | 0.52787 | 0.38466 | 0.35935 | 0.72898 | 0.88863 | 0.96298 | 0.8596 | 0.89624 | 0.88871 | 0.86958 | 0.87618 | 0.88108 | 0.72075 | 0.69427 | 0.84479 | 0.8473 | 1 | 1 | 1
4 | 25 | 17 | 0.30037 | 0.31546 | 0.7434 | 0.22383 | 0.78263 | 0.77307 | 0.82304 | 0.77502 | 0.35259 | 0.29156 | 0.53991 | 0.36917 | 0.30919 | 0.44093 | 0.48179 | 0.46348 | 0.38996 | 0 | 0.016851 | 0.027804 | 0.065388 | 0.31525 | 0.20735 | 0.32577 | 0.53064 | 0.50957 | 0.52047 | 0.67429 | 0.43985 | 0.38832 | 0.52525 | 0.72871 | 0.76284 | 0.65868 | 0.70343 | 0.70425 | 0.67484 | 0.68574 | 0.6982 | 0.62788 | 0.53851 | 0.59903 | 0.56079 | 1 | 1 | 1
4 | 25 | 18 | 0.38555 | 0.33574 | 0.78293 | 0.25042 | 0.84471 | 0.83892 | 0.8388 | 0.84537 | 0.43443 | 0.37772 | 0.55232 | 0.44058 | 0.39379 | 0.50083 | 0.56894 | 0.55307 | 0.31286 | 7.0444e-05 | 0.066269 | 0.037824 | 0.068105 | 0.33585 | 0.22493 | 0.080094 | 0.2563 | 0.2102 | 0.25138 | 0.4822 | 0.33289 | 0.23684 | 0.28851 | 0.40154 | 0.36513 | 0.3961 | 0.40976 | 0.28376 | 0.30434 | 0.31021 | 0.28133 | 0.26397 | 0.30293 | 0.24456 | 0.066332 | 1 | 1 | 1
4 | 25 | 19 | 0.45407 | 0.31356 | 0.77678 | 0.44154 | 0.89005 | 0.9558 | 0.86829 | 0.81601 | 0.49987 | 0.44714 | 0.55859 | 0.445 | 0.46176 | 0.50135 | 0.59499 | 0.57992 | 0.30284 | 0.0048822 | 0.13995 | 0.052203 | 0.13854 | 0.31354 | 0.20331 | 0.00030871 | 0.029731 | 0.019285 | 0.029161 | 0.17269 | 0.078526 | 0.02233 | 0.033631 | 0.066012 | 0.040363 | 0.031397 | 0.018644 | 0.010466 | 0.0077556 | 0.0096381 | 0.010377 | 0.049076 | 0.031222 | 0.00053238 | 0 | 1 | 1 | 1
4 | 25 | 20 | 0.4568 | 0.27504 | 0.76892 | 0.55653 | 0.90984 | 0.9534 | 0.87656 | 0.77933 | 0.50157 | 0.44976 | 0.55766 | 0.48706 | 0.46434 | 0.53712 | 0.62425 | 0.6101 | 0.46009 | 0.030317 | 0.19757 | 0.052161 | 0.2639 | 0.27462 | 0.16866 | 0 | 0 | 0.00041933 | 0 | 0 | 0 | 0 | 0 | 0 | 0 | 0 | 0 | 0 | 0 | 0 | 0 | 0.0019578 | 0.00023959 | 0 | 0 | 1 | 1 | 1
4 | 25 | 21 | 0.42465 | 0.31434 | 0.75769 | 0.60448 | 0.89066 | 0.93876 | 0.88984 | 0.77693 | 0.47098 | 0.41719 | 0.64287 | 0.62808 | 0.43245 | 0.67332 | 0.58351 | 0.56807 | 0.4176 | 0.0362 | 0.20603 | 0.11596 | 0.29856 | 0.31465 | 0.2004 | 0 | 0 | 0 | 0 | 0 | 0 | 0 | 0 | 0 | 0 | 0 | 0 | 0 | 0 | 0 | 0 | 0 | 0 | 0 | 0 | 1 | 1 | 1
4 | 25 | 22 | 0.38125 | 0.26075 | 0.78985 | 0.60277 | 0.83142 | 0.90444 | 0.90791 | 0.80226 | 0.42979 | 0.37328 | 0.67537 | 0.65693 | 0.38944 | 0.69674 | 0.56101 | 0.54489 | 0.55793 | 0.048057 | 0.1995 | 0.23494 | 0.50044 | 0.26067 | 0.15097 | 0 | 0 | 0 | 0 | 0 | 0 | 0 | 0 | 0 | 0 | 0 | 0 | 0 | 0 | 0 | 0 | 0 | 0 | 0 | 0 | 1 | 1 | 1
4 | 25 | 23 | 0.34887 | 0.20846 | 0.75532 | 0.60867 | 0.66509 | 0.86969 | 0.90652 | 0.81715 | 0.39827 | 0.34044 | 0.66071 | 0.6364 | 0.35723 | 0.67211 | 0.53794 | 0.52115 | 0.69544 | 0.03576 | 0.16511 | 0.24839 | 0.61661 | 0.20826 | 0.10254 | 0 | 0 | 0 | 0 | 0 | 0 | 0 | 0 | 0 | 0 | 0 | 0 | 0 | 0 | 0 | 0 | 0 | 0 | 0 | 0 | 1 | 1 | 1
4 | 25 | 24 | 0.35968 | 0.18196 | 0.68902 | 0.62801 | 0.4074 | 0.8283 | 0.88532 | 0.84064 | 0.41144 | 0.3518 | 0.63532 | 0.71813 | 0.36837 | 0.75404 | 0.47234 | 0.45379 | 0.74232 | 0.044276 | 0.15854 | 0.22146 | 0.34894 | 0.18192 | 0.07744 | 0 | 0 | 0 | 0 | 0 | 0 | 0 | 0 | 0 | 0 | 0 | 0 | 0 | 0 | 0 | 0 | 0 | 0 | 0 | 0 | 1 | 1 | 1
4 | 26 | 1 | 0.30988 | 0.14614 | 0.62693 | 0.63209 | 0.23338 | 0.82365 | 0.86347 | 0.82284 | 0.36196 | 0.3012 | 0.57837 | 0.69117 | 0.31868 | 0.72674 | 0.3707 | 0.34993 | 0.86035 | 0.052057 | 0.18209 | 0.15455 | 0.1167 | 0.14614 | 0.047599 | 0 | 0 | 0 | 0 | 0 | 0 | 0 | 0 | 0 | 0 | 0 | 0 | 0 | 0 | 0 | 0 | 0 | 0 | 0 | 0 | 1 | 1 | 1
4 | 26 | 2 | 0.28403 | 0.092877 | 0.6351 | 0.62893 | 0.11536 | 0.83012 | 0.86035 | 0.74628 | 0.33657 | 0.27501 | 0.51206 | 0.63045 | 0.29292 | 0.66892 | 0.28132 | 0.25932 | 0.86204 | 0.030558 | 0.25121 | 0.080994 | 0.06306 | 0.092628 | 0.012474 | 0 | 0 | 0 | 0 | 0 | 0 | 0 | 0 | 0 | 0 | 0 | 0 | 0 | 0 | 0 | 0 | 0 | 0 | 0 | 0 | 1 | 1 | 1
4 | 26 | 3 | 0.31109 | 0.079544 | 0.71516 | 0.62962 | 0.089615 | 0.81404 | 0.85632 | 0.73457 | 0.36534 | 0.30275 | 0.45827 | 0.62869 | 0.32021 | 0.66636 | 0.23691 | 0.21468 | 0.80552 | 0.021703 | 0.27329 | 0.05689 | 0.036765 | 0.079221 | 0.0055612 | 0 | 0 | 0 | 0 | 0 | 0 | 0 | 0 | 0 | 0 | 0 | 0 | 0 | 0 | 0 | 0 | 0 | 0 | 0 | 0 | 1 | 1 | 1
4 | 26 | 4 | 0.28188 | 0.12512 | 0.72419 | 0.60188 | 0.13776 | 0.77138 | 0.86175 | 0.7375 | 0.33639 | 0.27313 | 0.34828 | 0.70475 | 0.29107 | 0.74197 | 0.22167 | 0.19945 | 0.71123 | 0.017394 | 0.30184 | 0.031391 | 0.0035223 | 0.12521 | 0.031085 | 0 | 0 | 0 | 0 | 0 | 0 | 0 | 0 | 0 | 0 | 0 | 0 | 0 | 0 | 0 | 0 | 0 | 0 | 0 | 0 | 1 | 1 | 1
4 | 26 | 5 | 0.24236 | 0.13294 | 0.70121 | 0.60766 | 0.2319 | 0.7303 | 0.84669 | 0.73656 | 0.29487 | 0.23277 | 0.20028 | 0.67181 | 0.25128 | 0.71021 | 0.16453 | 0.14281 | 0.52485 | 0.01127 | 0.39304 | 0.027549 | 6.4818e-05 | 0.13299 | 0.037016 | 0 | 1.0246e-06 | 0.013907 | 1.005e-06 | 0 | 0 | 0 | 0 | 0 | 0 | 0 | 5.1046e-06 | 1.0237e-05 | 1.6194e-06 | 1.2572e-07 | 1.0149e-05 | 0.0028927 | 0.00078871 | 0.0028414 | 0.076322 | 1 | 1 | 1
4 | 26 | 6 | 0.30948 | 0.11456 | 0.6342 | 0.63111 | 0.19704 | 0.57097 | 0.83867 | 0.72781 | 0.36832 | 0.30185 | 0.16746 | 0.5826 | 0.31927 | 0.62608 | 0.075294 | 0.057038 | 0.36106 | 0.0059897 | 0.46164 | 0.029663 | 0 | 0.11459 | 0.024217 | 0.0011943 | 0.05332 | 0.2624 | 0.052298 | 0.10154 | 0.0089556 | 0.01353 | 0.074726 | 0.0096798 | 0.065802 | 0.14827 | 0.14264 | 0.13701 | 0.097545 | 0.087686 | 0.13584 | 0.2091 | 0.23273 | 0.25842 | 0.50482 | 1 | 1 | 1
4 | 26 | 7 | 0.16166 | 0.07172 | 0.50346 | 0.60968 | 0.067571 | 0.36412 | 0.82114 | 0.63726 | 0.21658 | 0.1517 | 0.15053 | 0.53046 | 0.17099 | 0.58483 | 0.034584 | 0.020813 | 0.21558 | 0.026128 | 0.50708 | 0.029176 | 0 | 0.071347 | 0.0020322 | 0.033515 | 0.33834 | 0.58745 | 0.33186 | 0.55838 | 0.44285 | 0.45366 | 0.49758 | 0.40083 | 0.54726 | 0.57274 | 0.58744 | 0.48289 | 0.50938 | 0.41732 | 0.47874 | 0.5774 | 0.53843 | 0.56762 | 0.83415 | 1 | 1 | 1
4 | 26 | 8 | 0.1273 | 0.10117 | 0.41038 | 0.50932 | 0.0083279 | 0.28718 | 0.80239 | 0.50421 | 0.18266 | 0.11724 | 0.066767 | 0.3687 | 0.13671 | 0.43454 | 0.019753 | 0.0091688 | 0.17715 | 0.020951 | 0.50492 | 0.045595 | 0 | 0.10117 | 0.015723 | 0.27675 | 0.60969 | 0.81113 | 0.598 | 0.83982 | 0.74654 | 0.73865 | 0.74412 | 0.77148 | 0.8648 | 0.84919 | 0.79098 | 0.68814 | 0.78916 | 0.73631 | 0.68223 | 0.81655 | 0.72426 | 0.77103 | 0.99249 | 1 | 1 | 1
4 | 26 | 9 | 0.2184 | 0.11161 | 0.32769 | 0.45178 | 0.0018258 | 0.3393 | 0.78187 | 0.39074 | 0.27732 | 0.2095 | 0.030624 | 0.14672 | 0.22828 | 0.21719 | 0.026031 | 0.013884 | 0.16994 | 0.037826 | 0.45847 | 0.051145 | 0.00011054 | 0.11154 | 0.022898 | 0.53277 | 0.7991 | 0.94048 | 0.78378 | 0.96357 | 0.88344 | 0.87925 | 0.91299 | 0.94961 | 1 | 0.98799 | 0.88561 | 0.85 | 0.92531 | 0.93188 | 0.8427 | 0.89476 | 0.83381 | 0.90476 | 1 | 1 | 1 | 1
4 | 26 | 10 | 0.23207 | 0.12191 | 0.1808 | 0.41544 | 0.0004833 | 0.28466 | 0.77096 | 0.38717 | 0.29032 | 0.22321 | 0.0091553 | 0.007815 | 0.24185 | 0.053989 | 0.044003 | 0.028782 | 0.15367 | 0.084795 | 0.39211 | 0.03543 | 0.0049624 | 0.12184 | 0.029982 | 0.70762 | 0.89737 | 0.98592 | 0.88017 | 0.98361 | 0.95055 | 0.95111 | 0.9807 | 1 | 1 | 1 | 0.69883 | 0.99856 | 1 | 1 | 0.98998 | 0.94101 | 0.87139 | 0.93238 | 1 | 1 | 1 | 1
4 | 26 | 11 | 0.17049 | 0.13068 | 0.12019 | 0.37029 | 0 | 0.24816 | 0.75783 | 0.40378 | 0.22711 | 0.16079 | 0.003296 | 0 | 0.18007 | 0.004391 | 0.063982 | 0.046573 | 0.13202 | 0.098551 | 0.32716 | 0.033698 | 0.017788 | 0.13048 | 0.037362 | 0.81738 | 0.94879 | 0.9988 | 0.9306 | 1 | 0.96523 | 0.96833 | 1 | 1 | 1 | 1 | 0.71284 | 1 | 1 | 1 | 1 | 0.89067 | 0.89091 | 0.98035 | 1 | 1 | 1 | 1
4 | 26 | 12 | 0.16214 | 0.16792 | 0.12002 | 0.30163 | 0 | 0.22103 | 0.75661 | 0.32791 | 0.21968 | 0.15252 | 0.00082333 | 0 | 0.17186 | 0.0020236 | 0.082524 | 0.063709 | 0.11125 | 0.11205 | 0.3578 | 0.032155 | 0.021744 | 0.16794 | 0.064965 | 0.86844 | 0.96498 | 0.98645 | 0.94648 | 1 | 0.96577 | 0.96286 | 0.98973 | 1 | 1 | 1 | 0.69873 | 1 | 1 | 1 | 1 | 0.79615 | 0.88306 | 0.94704 | 1 | 1 | 1 | 1
4 | 26 | 13 | 0.18903 | 0.1822 | 0.15013 | 0.23002 | 0 | 0.20583 | 0.77986 | 0.26752 | 0.24618 | 0.17956 | 4.0239e-05 | 0 | 0.19868 | 0.009084 | 0.10934 | 0.089122 | 0.10435 | 0.14715 | 0.53472 | 0.032377 | 0.025591 | 0.18207 | 0.078421 | 0.84813 | 0.9325 | 0.9896 | 0.91462 | 1 | 0.94571 | 0.9436 | 0.98199 | 1 | 1 | 1 | 0.41178 | 1 | 1 | 1 | 1 | 0.89762 | 0.88323 | 0.88949 | 1 | 1 | 1 | 1
4 | 26 | 14 | 0.23611 | 0.20695 | 0.18351 | 0.18661 | 0 | 0.18148 | 0.76812 | 0.1966 | 0.29299 | 0.22709 | 0 | 0 | 0.24568 | 0.025509 | 0.15799 | 0.13637 | 0.10529 | 0.19423 | 0.50254 | 0.04882 | 0.027965 | 0.20682 | 0.10048 | 0.83352 | 0.9384 | 0.94548 | 0.92041 | 0.99531 | 0.92945 | 0.92786 | 0.97286 | 1 | 1 | 1 | 0.85415 | 0.89777 | 0.97864 | 1 | 0.89006 | 0.93727 | 0.88839 | 0.81977 | 0.9221 | 1 | 1 | 1
4 | 26 | 15 | 0.25367 | 0.24004 | 0.23768 | 0.15157 | 0.0019419 | 0.15135 | 0.76828 | 0.16167 | 0.30984 | 0.24477 | 0.0011999 | 0 | 0.26313 | 0.038556 | 0.21176 | 0.18957 | 0.1108 | 0.25846 | 0.51334 | 0.075953 | 0.013947 | 0.23974 | 0.13313 | 0.73854 | 0.88073 | 0.87931 | 0.86385 | 0.99662 | 0.89853 | 0.90683 | 0.95466 | 1 | 1 | 1 | 0.62987 | 0.95406 | 0.96206 | 0.96463 | 0.94587 | 0.89119 | 0.84938 | 0.85399 | 0.80445 | 1 | 1 | 1
4 | 26 | 16 | 0.24297 | 0.31716 | 0.35724 | 0.13248 | 0.054464 | 0.13014 | 0.77645 | 0.20991 | 0.29779 | 0.23373 | 0.026078 | 0 | 0.25224 | 0.045438 | 0.25561 | 0.23344 | 0.11406 | 0.31593 | 0.5218 | 0.088092 | 0.024253 | 0.31677 | 0.2112 | 0.60288 | 0.8022 | 0.81427 | 0.78682 | 0.93711 | 0.8595 | 0.85393 | 0.89673 | 0.93243 | 0.97112 | 0.92284 | 0.85809 | 0.84909 | 0.85996 | 0.87926 | 0.8418 | 0.79007 | 0.77083 | 0.78874 | 0.75588 | 1 | 1 | 1
4 | 26 | 17 | 0.27251 | 0.46293 | 0.49092 | 0.13069 | 0.26076 | 0.1092 | 0.76525 | 0.35275 | 0.32511 | 0.26335 | 0.12011 | 0 | 0.28142 | 0.036639 | 0.26899 | 0.24689 | 0.12137 | 0.40359 | 0.30817 | 0.13866 | 0.015807 | 0.46334 | 0.35887 | 0.36499 | 0.6064 | 0.62353 | 0.59478 | 0.82472 | 0.73996 | 0.71488 | 0.75339 | 0.75337 | 0.78775 | 0.75162 | 0.73368 | 0.55682 | 0.67411 | 0.67444 | 0.55203 | 0.71925 | 0.67103 | 0.48079 | 0.53453 | 1 | 1 | 1
4 | 26 | 18 | 0.37527 | 0.49791 | 0.60343 | 0.1364 | 0.46661 | 0.084436 | 0.75487 | 0.48336 | 0.42484 | 0.36736 | 0.1882 | 0 | 0.38362 | 0.020198 | 0.23738 | 0.21515 | 0.13884 | 0.4913 | 0.18775 | 0.15703 | 0.018612 | 0.49792 | 0.40275 | 0.090794 | 0.29219 | 0.29013 | 0.28659 | 0.5287 | 0.46573 | 0.4339 | 0.42827 | 0.39438 | 0.4634 | 0.42548 | 0.32759 | 0.2981 | 0.2328 | 0.3498 | 0.29554 | 0.39832 | 0.41172 | 0.19164 | 0.059897 | 1 | 1 | 1
4 | 26 | 19 | 0.4642 | 0.52021 | 0.60389 | 0.20229 | 0.62713 | 0.1768 | 0.75305 | 0.58841 | 0.50779 | 0.45715 | 0.1546 | 0 | 0.47155 | 0.01301 | 0.20101 | 0.17886 | 0.17974 | 0.53461 | 0.15604 | 0.20244 | 0.032605 | 0.52057 | 0.42369 | 0.00024133 | 0.04597 | 0.041635 | 0.045089 | 0.19599 | 0.15187 | 0.11686 | 0.079303 | 0.071935 | 0.060693 | 0.037511 | 0.014677 | 0.01297 | 0.0070443 | 0.013235 | 0.012858 | 0.058318 | 0.05818 | 0.00039289 | 0 | 1 | 1 | 1
4 | 26 | 20 | 0.54107 | 0.44144 | 0.57144 | 0.24769 | 0.66227 | 0.51619 | 0.7412 | 0.67076 | 0.58161 | 0.53525 | 0.08936 | 0 | 0.54786 | 0.015548 | 0.17422 | 0.15233 | 0.17469 | 0.53526 | 0.11707 | 0.22448 | 0.058453 | 0.44085 | 0.34702 | 0 | 0 | 0.00046606 | 0 | 0 | 0 | 0 | 0 | 0 | 0 | 0 | 0 | 0 | 0 | 0 | 0 | 0.0022545 | 0.00018606 | 0 | 0 | 1 | 1 | 1
4 | 26 | 21 | 0.52185 | 0.48575 | 0.56604 | 0.25404 | 0.66045 | 0.52153 | 0.69291 | 0.67075 | 0.56209 | 0.51554 | 0.068748 | 0 | 0.52862 | 0.021625 | 0.17522 | 0.15331 | 0.14438 | 0.44059 | 0.091939 | 0.18026 | 0.10364 | 0.48619 | 0.38392 | 0 | 0 | 0 | 0 | 0 | 0 | 0 | 0 | 0 | 0 | 0 | 0 | 0 | 0 | 0 | 0 | 0 | 0 | 0 | 0 | 1 | 1 | 1
4 | 26 | 22 | 0.45946 | 0.41586 | 0.56288 | 0.24579 | 0.62342 | 0.36884 | 0.65195 | 0.64578 | 0.5063 | 0.45282 | 0.094024 | 0 | 0.4673 | 0.049987 | 0.19066 | 0.16858 | 0.12491 | 0.31835 | 0.085777 | 0.22097 | 0.25852 | 0.41647 | 0.30484 | 0 | 0 | 0 | 0 | 0 | 0 | 0 | 0 | 0 | 0 | 0 | 0 | 0 | 0 | 0 | 0 | 0 | 0 | 0 | 0 | 1 | 1 | 1
4 | 26 | 23 | 0.28711 | 0.1911 | 0.59711 | 0.25157 | 0.5392 | 0.1868 | 0.62489 | 0.61014 | 0.33679 | 0.27774 | 0.092923 | 0.00059903 | 0.29556 | 0.056615 | 0.22937 | 0.20714 | 0.13276 | 0.22022 | 0.098759 | 0.16373 | 0.3877 | 0.1906 | 0.09054 | 0 | 0 | 0 | 0 | 0 | 0 | 0 | 0 | 0 | 0 | 0 | 0 | 0 | 0 | 0 | 0 | 0 | 0 | 0 | 0 | 1 | 1 | 1
4 | 26 | 24 | 0.26229 | 0.05908 | 0.60472 | 0.26413 | 0.42776 | 0.12755 | 0.56349 | 0.56203 | 0.3166 | 0.25323 | 0.0975 | 0.0098678 | 0.27147 | 0.076562 | 0.22538 | 0.20315 | 0.13824 | 0.15628 | 0.10311 | 0.16804 | 0.39932 | 0.058455 | 0.0013657 | 0 | 0 | 0 | 0 | 0 | 0 | 0 | 0 | 0 | 0 | 0 | 0 | 0 | 0 | 0 | 0 | 0 | 0 | 0 | 0 | 1 | 1 | 1
4 | 27 | 1 | 0.26678 | 0.049059 | 0.59046 | 0.26115 | 0.27067 | 0.068257 | 0.48916 | 0.4872 | 0.32461 | 0.25832 | 0.0985 | 0.0037288 | 0.27646 | 0.0677 | 0.19168 | 0.1696 | 0.11807 | 0.07835 | 0.1574 | 0.2088 | 0.29036 | 0.04853 | 0.00070588 | 0 | 0 | 0 | 0 | 0 | 0 | 0 | 0 | 0 | 0 | 0 | 0 | 0 | 0 | 0 | 0 | 0 | 0 | 0 | 0 | 1 | 1 | 1
4 | 27 | 2 | 0.16063 | 0.14435 | 0.49801 | 0.25735 | 0.091683 | 0.03354 | 0.39085 | 0.39213 | 0.21844 | 0.15109 | 0.17315 | 0.0001938 | 0.17038 | 0.041253 | 0.15067 | 0.12918 | 0.087284 | 0.049685 | 0.19479 | 0.19418 | 0.17344 | 0.14443 | 0.045789 | 0 | 0 | 0 | 0 | 0 | 0 | 0 | 0 | 0 | 0 | 0 | 0 | 0 | 0 | 0 | 0 | 0 | 0 | 0 | 0 | 1 | 1 | 1
4 | 27 | 3 | 0.068415 | 0.20095 | 0.37753 | 0.26401 | 0.011396 | 0.021254 | 0.31726 | 0.30497 | 0.12464 | 0.058657 | 0.291 | 0 | 0.077949 | 0.026301 | 0.11695 | 0.096432 | 0.078113 | 0.038473 | 0.19714 | 0.1931 | 0.11375 | 0.20104 | 0.092894 | 0 | 0 | 0 | 0 | 0 | 0 | 0 | 0 | 0 | 0 | 0 | 0 | 0 | 0 | 0 | 0 | 0 | 0 | 0 | 0 | 1 | 1 | 1
4 | 27 | 4 | 0.04856 | 0.21891 | 0.32327 | 0.2834 | 0 | 0.038913 | 0.24124 | 0.22733 | 0.10586 | 0.039137 | 0.26708 | 0 | 0.058233 | 0.024666 | 0.098357 | 0.078636 | 0.067986 | 0.032108 | 0.23605 | 0.26559 | 0.095169 | 0.21882 | 0.11105 | 0 | 0 | 0 | 0 | 0 | 0 | 0 | 0 | 0 | 0 | 0 | 0 | 0 | 0 | 0 | 0 | 0 | 0 | 0 | 0 | 1 | 1 | 1
4 | 27 | 5 | 0.044316 | 0.23758 | 0.31014 | 0.26035 | 0 | 0.035713 | 0.167 | 0.1609 | 0.10161 | 0.034953 | 0.34371 | 0 | 0.053981 | 0.022863 | 0.092642 | 0.073218 | 0.050954 | 0.028374 | 0.29757 | 0.29166 | 0.075428 | 0.23729 | 0.13073 | 0 | 8.6317e-06 | 0.020176 | 8.4662e-06 | 0 | 0 | 0 | 0 | 0 | 0 | 0 | 8.9581e-05 | 3.9717e-05 | 1.2112e-05 | 1.1627e-06 | 3.9376e-05 | 0.011298 | 0.0012756 | 0.0056909 | 0.10077 | 1 | 1 | 1
4 | 27 | 6 | 0.041967 | 0.3071 | 0.27496 | 0.2383 | 0 | 0.02647 | 0.12098 | 0.072977 | 0.10011 | 0.033291 | 0.41531 | 0 | 0.051399 | 0.040968 | 0.093364 | 0.0739 | 0.037817 | 0.032029 | 0.23646 | 0.31059 | 0.070025 | 0.30766 | 0.19039 | 0.0013864 | 0.076097 | 0.31875 | 0.074638 | 0.091686 | 0.014589 | 0.01754 | 0.096208 | 0.019424 | 0.10726 | 0.1809 | 0.26333 | 0.17307 | 0.17406 | 0.13157 | 0.17159 | 0.37823 | 0.26888 | 0.3156 | 0.542 | 1 | 1 | 1
4 | 27 | 7 | 0.0026152 | 0.22947 | 0.21677 | 0.19676 | 0 | 0.018337 | 0.074203 | 0.012723 | 0.047452 | 0.001943 | 0.41955 | 0 | 0.0049965 | 0.055007 | 0.092383 | 0.072973 | 0.019818 | 0.027334 | 0.13685 | 0.24777 | 0.050609 | 0.22922 | 0.12266 | 0.035898 | 0.3619 | 0.62962 | 0.35496 | 0.51631 | 0.45349 | 0.43497 | 0.50933 | 0.45906 | 0.56971 | 0.59142 | 0.63455 | 0.56954 | 0.57534 | 0.54404 | 0.56465 | 0.67991 | 0.60819 | 0.65865 | 0.8503 | 1 | 1 | 1
4 | 27 | 8 | 0 | 0.19406 | 0.18882 | 0.10484 | 0 | 0.0092512 | 0.023559 | 0.0056289 | 0.043 | 0 | 0.3897 | 0.0017838 | 0.00059716 | 0.060783 | 0.08848 | 0.069294 | 0.010388 | 0.024653 | 0.12747 | 0.19294 | 0.049036 | 0.19392 | 0.089025 | 0.28599 | 0.62326 | 0.84678 | 0.61131 | 0.79627 | 0.73771 | 0.71781 | 0.76082 | 0.75528 | 0.84792 | 0.83761 | 0.838 | 0.81979 | 0.81214 | 0.81035 | 0.81275 | 0.84016 | 0.78617 | 0.8604 | 1 | 1 | 1 | 1
4 | 27 | 9 | 0.00082886 | 0.17044 | 0.1964 | 0.07043 | 0 | 0 | 0.0013731 | 0.043346 | 0.053045 | 0.00028483 | 0.36461 | 0.032036 | 0.0089299 | 0.10188 | 0.11038 | 0.09012 | 0.0089525 | 0.04014 | 0.15327 | 0.16141 | 0.062305 | 0.17027 | 0.068752 | 0.53478 | 0.79879 | 0.96725 | 0.78348 | 0.92717 | 0.86331 | 0.85621 | 0.89265 | 0.91159 | 0.99299 | 0.95895 | 0.94943 | 0.94617 | 0.95152 | 0.92686 | 0.93804 | 0.93064 | 0.87638 | 0.96583 | 1 | 1 | 1 | 1
4 | 27 | 10 | 0.013381 | 0.16587 | 0.19902 | 0.062001 | 0 | 0.009588 | 0 | 0.038778 | 0.068721 | 0.0049496 | 0.34508 | 0.057132 | 0.022679 | 0.13036 | 0.14783 | 0.1264 | 0.0073355 | 0.06829 | 0.18479 | 0.10902 | 0.071776 | 0.16572 | 0.064729 | 0.71364 | 0.90483 | 1 | 0.88749 | 0.97824 | 0.92157 | 0.91525 | 0.95481 | 0.9897 | 1 | 1 | 1 | 1 | 1 | 1 | 0.99366 | 0.96624 | 0.93145 | 1 | 1 | 1 | 1 | 1
4 | 27 | 11 | 0.016101 | 0.17726 | 0.22202 | 0.058371 | 0 | 0.009588 | 0.00082453 | 0.017726 | 0.071032 | 0.0070539 | 0.38938 | 0.059 | 0.025376 | 0.1308 | 0.1876 | 0.16555 | 0.0062559 | 0.092979 | 0.19951 | 0.049236 | 0.071403 | 0.17729 | 0.072629 | 0.8106 | 0.9447 | 1 | 0.92659 | 1 | 0.93468 | 0.93385 | 0.96843 | 1 | 1 | 1 | 0.9995 | 0.97376 | 0.9899 | 1 | 0.9654 | 0.92244 | 0.95973 | 0.99891 | 1 | 1 | 1 | 1
4 | 27 | 12 | 0.028273 | 0.16184 | 0.2566 | 0.059742 | 0 | 0 | 0.013878 | 0.001712 | 0.085217 | 0.019171 | 0.32713 | 0.07014 | 0.037855 | 0.14342 | 0.21783 | 0.19561 | 0.0069016 | 0.090175 | 0.21146 | 0.0092955 | 0.061428 | 0.16182 | 0.060277 | 0.87132 | 0.97044 | 1 | 0.95184 | 1 | 0.93295 | 0.92955 | 0.96928 | 1 | 1 | 1 | 1 | 0.99675 | 1 | 1 | 0.9882 | 0.92293 | 0.96164 | 1 | 1 | 1 | 1 | 1
4 | 27 | 13 | 0.023278 | 0.13425 | 0.28762 | 0.056266 | 0 | 0 | 0.041014 | 0 | 0.078739 | 0.014102 | 0.25548 | 0.075177 | 0.032648 | 0.14879 | 0.25351 | 0.23134 | 0.0075123 | 0.087662 | 0.23601 | 0.00021954 | 0.042623 | 0.1341 | 0.039569 | 0.87522 | 0.96421 | 1 | 0.94573 | 1 | 0.91453 | 0.91112 | 0.95532 | 1 | 1 | 1 | 1 | 1 | 0.995 | 1 | 0.99404 | 0.89647 | 0.92711 | 0.99765 | 1 | 1 | 1 | 1
4 | 27 | 14 | 0.032802 | 0.1224 | 0.33165 | 0.049265 | 0 | 0 | 0.076099 | 0 | 0.089773 | 0.023605 | 0.18654 | 0.071741 | 0.042399 | 0.14498 | 0.27822 | 0.25619 | 0.0090228 | 0.083067 | 0.24469 | 5.2775e-05 | 0.033625 | 0.12233 | 0.03034 | 0.83228 | 0.93836 | 0.98821 | 0.92037 | 0.98966 | 0.88792 | 0.89535 | 0.93475 | 0.9983 | 1 | 1 | 0.99782 | 0.98705 | 0.98449 | 0.98481 | 0.97858 | 0.94053 | 0.91324 | 0.98305 | 0.91866 | 1 | 1 | 1
4 | 27 | 15 | 0.034135 | 0.10889 | 0.42641 | 0.04239 | 0 | 0.0093746 | 0.13081 | 0 | 0.091087 | 0.024908 | 0.12418 | 0.064043 | 0.043734 | 0.13694 | 0.30206 | 0.28026 | 0.0092133 | 0.090453 | 0.22916 | 0.0024303 | 0.02583 | 0.10874 | 0.021697 | 0.74644 | 0.89058 | 0.93835 | 0.87351 | 0.97768 | 0.85804 | 0.87634 | 0.92845 | 0.97394 | 1 | 0.9909 | 0.96711 | 0.95129 | 0.93957 | 0.95453 | 0.94312 | 0.91054 | 0.92285 | 0.94214 | 0.79411 | 1 | 1 | 1
4 | 27 | 16 | 0.029563 | 0.11346 | 0.51916 | 0.037691 | 0 | 0.014712 | 0.20989 | 0 | 0.086103 | 0.020378 | 0.06421 | 0.049762 | 0.039095 | 0.12183 | 0.31158 | 0.28989 | 0.0091468 | 0.091516 | 0.21287 | 0.019875 | 0.015977 | 0.11338 | 0.024216 | 0.59229 | 0.78746 | 0.84735 | 0.77236 | 0.92413 | 0.80978 | 0.82683 | 0.86687 | 0.90811 | 0.94591 | 0.90731 | 0.88832 | 0.86006 | 0.82846 | 0.87006 | 0.85267 | 0.86412 | 0.86915 | 0.83371 | 0.72641 | 1 | 1 | 1
4 | 27 | 17 | 0.023391 | 0.11801 | 0.5842 | 0.035385 | 0 | 0.027007 | 0.30857 | 0.005279 | 0.078891 | 0.014216 | 0.0217 | 0.024571 | 0.032766 | 0.092859 | 0.29622 | 0.27435 | 0.010179 | 0.09082 | 0.17852 | 0.061565 | 0.010573 | 0.11778 | 0.028537 | 0.36016 | 0.59882 | 0.63987 | 0.58734 | 0.80896 | 0.68848 | 0.6893 | 0.72556 | 0.74223 | 0.78621 | 0.72682 | 0.70951 | 0.65738 | 0.64913 | 0.68562 | 0.65173 | 0.74103 | 0.73307 | 0.57318 | 0.54123 | 1 | 1 | 1
4 | 27 | 18 | 0.04415 | 0.1574 | 0.5893 | 0.033041 | 0.017532 | 0.067151 | 0.40522 | 0.078974 | 0.095839 | 0.034234 | 0.0015181 | 0.0075579 | 0.052993 | 0.07134 | 0.24764 | 0.22544 | 0.016984 | 0.094489 | 0.11709 | 0.16129 | 0.0078622 | 0.15711 | 0.059143 | 0.091446 | 0.29137 | 0.27841 | 0.28579 | 0.52551 | 0.44336 | 0.40889 | 0.40931 | 0.42076 | 0.45811 | 0.43303 | 0.34124 | 0.36155 | 0.28499 | 0.24027 | 0.35844 | 0.37784 | 0.45819 | 0.17578 | 0.069227 | 1 | 1 | 1
4 | 27 | 19 | 0.22692 | 0.24306 | 0.54342 | 0.057755 | 0.098211 | 0.15067 | 0.47048 | 0.33802 | 0.28905 | 0.21867 | 0.0093148 | 0.024443 | 0.23724 | 0.091689 | 0.23218 | 0.20994 | 0.02607 | 0.11556 | 0.07604 | 0.32156 | 0.0064526 | 0.24293 | 0.13437 | 0.00027289 | 0.046743 | 0.038802 | 0.045847 | 0.20182 | 0.14495 | 0.1056 | 0.075794 | 0.086626 | 0.065635 | 0.04245 | 0.016325 | 0.017326 | 0.0090714 | 0.009278 | 0.017177 | 0.051672 | 0.073045 | 0.00022771 | 0 | 1 | 1 | 1
4 | 27 | 20 | 0.2026 | 0.33787 | 0.5615 | 0.11179 | 0.15442 | 0.14938 | 0.50524 | 0.3842 | 0.25985 | 0.19327 | 0.055361 | 0.069127 | 0.21226 | 0.14298 | 0.26275 | 0.24062 | 0.036768 | 0.11743 | 0.042906 | 0.3493 | 0.0091537 | 0.33801 | 0.22679 | 0 | 0 | 0.00031037 | 0 | 0 | 0 | 0 | 0 | 0 | 0 | 0 | 0 | 0 | 0 | 0 | 0 | 0.0014359 | 0.00019064 | 0 | 0 | 1 | 1 | 1
4 | 27 | 21 | 0.16541 | 0.38335 | 0.56561 | 0.11056 | 0.097219 | 0.16027 | 0.51239 | 0.36368 | 0.22365 | 0.15591 | 0.10749 | 0.091357 | 0.17523 | 0.16735 | 0.29453 | 0.27265 | 0.072635 | 0.099417 | 0.029822 | 0.32044 | 0.098327 | 0.38346 | 0.2753 | 0 | 0 | 0 | 0 | 0 | 0 | 0 | 0 | 0 | 0 | 0 | 0 | 0 | 0 | 0 | 0 | 0 | 0 | 0 | 0 | 1 | 1 | 1
4 | 27 | 22 | 0.12856 | 0.39129 | 0.55796 | 0.079059 | 0.034088 | 0.19511 | 0.52888 | 0.3306 | 0.18788 | 0.11906 | 0.059733 | 0.063236 | 0.13855 | 0.13622 | 0.31182 | 0.29013 | 0.16708 | 0.11619 | 0.033435 | 0.29376 | 0.28991 | 0.39172 | 0.28016 | 0 | 0 | 0 | 0 | 0 | 0 | 0 | 0 | 0 | 0 | 0 | 0 | 0 | 0 | 0 | 0 | 0 | 0 | 0 | 0 | 1 | 1 | 1
4 | 27 | 23 | 0.075565 | 0.28438 | 0.61209 | 0.062332 | 0.0086042 | 0.25858 | 0.54186 | 0.26117 | 0.13342 | 0.065954 | 0.0033109 | 0.02449 | 0.085335 | 0.091523 | 0.35609 | 0.33505 | 0.22836 | 0.10351 | 0.051333 | 0.24513 | 0.19475 | 0.28409 | 0.17673 | 0 | 0 | 0 | 0 | 0 | 0 | 0 | 0 | 0 | 0 | 0 | 0 | 0 | 0 | 0 | 0 | 0 | 0 | 0 | 0 | 1 | 1 | 1
4 | 27 | 24 | 0.04369 | 0.22457 | 0.65323 | 0.057677 | 0.0010927 | 0.30403 | 0.51709 | 0.17674 | 0.1011 | 0.034371 | 0 | 0.016874 | 0.053363 | 0.084523 | 0.3579 | 0.33688 | 0.18552 | 0.072833 | 0.065168 | 0.2196 | 0.065882 | 0.2241 | 0.12026 | 0 | 0 | 0 | 0 | 0 | 0 | 0 | 0 | 0 | 0 | 0 | 0 | 0 | 0 | 0 | 0 | 0 | 0 | 0 | 0 | 1 | 1 | 1
4 | 28 | 1 | 0.011831 | 0.24917 | 0.67997 | 0.049409 | 0 | 0.27664 | 0.48348 | 0.14361 | 0.065633 | 0.0033128 | 0 | 0.0060646 | 0.020489 | 0.070326 | 0.31292 | 0.29125 | 0.1768 | 0.040853 | 0.083826 | 0.21299 | 0.07607 | 0.24893 | 0.14133 | 0 | 0 | 0 | 0 | 0 | 0 | 0 | 0 | 0 | 0 | 0 | 0 | 0 | 0 | 0 | 0 | 0 | 0 | 0 | 0 | 1 | 1 | 1
4 | 28 | 2 | 0.00061485 | 0.3071 | 0.65011 | 0.039379 | 0 | 0.21248 | 0.46591 | 0.1869 | 0.043436 | 8.7317e-05 | 0 | 0.0003168 | 0.001086 | 0.030174 | 0.26576 | 0.24364 | 0.24499 | 0.011898 | 0.11174 | 0.22078 | 0.11053 | 0.30726 | 0.19479 | 0 | 0 | 0 | 0 | 0 | 0 | 0 | 0 | 0 | 0 | 0 | 0 | 0 | 0 | 0 | 0 | 0 | 0 | 0 | 0 | 1 | 1 | 1
4 | 28 | 3 | 0 | 0.31187 | 0.6263 | 0.041366 | 0 | 0.17646 | 0.42355 | 0.25966 | 0.041068 | 0 | 0 | 0 | 0 | 0.019996 | 0.23284 | 0.21062 | 0.32127 | 0.00018005 | 0.15048 | 0.23712 | 0.12098 | 0.31206 | 0.19931 | 0 | 0 | 0 | 0 | 0 | 0 | 0 | 0 | 0 | 0 | 0 | 0 | 0 | 0 | 0 | 0 | 0 | 0 | 0 | 0 | 1 | 1 | 1
4 | 28 | 4 | 0 | 0.2552 | 0.61121 | 0.04926 | 0 | 0.14893 | 0.31637 | 0.26624 | 0.035194 | 0 | 0.001883 | 0 | 0 | 0.024875 | 0.19369 | 0.1716 | 0.43168 | 0 | 0.17641 | 0.24952 | 0.11242 | 0.25484 | 0.14844 | 0 | 0 | 0 | 0 | 0 | 0 | 0 | 0 | 0 | 0 | 0 | 0 | 0 | 0 | 0 | 0 | 0 | 0 | 0 | 0 | 1 | 1 | 1
4 | 28 | 5 | 0 | 0.26292 | 0.64982 | 0.061148 | 0 | 0.0876 | 0.17689 | 0.22522 | 0.00218 | 0 | 0.037531 | 0 | 0 | 0.035346 | 0.1537 | 0.13215 | 0.47498 | 0 | 0.19864 | 0.24073 | 0.088815 | 0.26301 | 0.1513 | 0 | 1.5779e-05 | 0.0063477 | 1.5477e-05 | 0 | 0 | 0 | 0 | 0 | 0 | 0 | 0.00016911 | 6.5213e-05 | 2.2412e-05 | 3.8154e-06 | 6.4653e-05 | 0.01379 | 0.0018246 | 0.0067244 | 0.01309 | 1 | 1 | 1
4 | 28 | 6 | 0 | 0.23151 | 0.65558 | 0.072813 | 0 | 0.04713 | 0.050092 | 0.15476 | 3.4661e-05 | 0 | 0.12328 | 0 | 0 | 0.043063 | 0.1245 | 0.10373 | 0.49302 | 5.1637e-06 | 0.18787 | 0.24526 | 0.071903 | 0.23156 | 0.12142 | 0.0015418 | 0.071691 | 0.25324 | 0.070317 | 0.093923 | 0.014513 | 0.015238 | 0.082716 | 0.019419 | 0.086996 | 0.17916 | 0.25132 | 0.16317 | 0.16192 | 0.1258 | 0.16177 | 0.3798 | 0.27494 | 0.32282 | 0.16335 | 1 | 1 | 1
4 | 28 | 7 | 0 | 0.16801 | 0.49188 | 0.07196 | 0 | 0.029178 | 0.0028379 | 0.047846 | 0 | 0 | 0.11016 | 0 | 0 | 0.01406 | 0.075795 | 0.057465 | 0.42286 | 0.00035641 | 0.1155 | 0.23497 | 0.05099 | 0.16768 | 0.068185 | 0.038048 | 0.3475 | 0.53395 | 0.34084 | 0.51153 | 0.41179 | 0.36126 | 0.48692 | 0.44235 | 0.54787 | 0.58902 | 0.61201 | 0.56144 | 0.56025 | 0.51896 | 0.55662 | 0.67415 | 0.59634 | 0.63535 | 0.34809 | 1 | 1 | 1
4 | 28 | 8 | 0 | 0.16002 | 0.33403 | 0.039944 | 0 | 0.018571 | 0 | 0.0039781 | 0 | 0 | 0.0063801 | 0 | 0 | 0.0033225 | 0.039261 | 0.024728 | 0.30988 | 0.0021577 | 0.069775 | 0.17197 | 0.03722 | 0.1598 | 0.060505 | 0.28171 | 0.60413 | 0.7444 | 0.59255 | 0.76383 | 0.6942 | 0.61526 | 0.73732 | 0.75323 | 0.83892 | 0.83395 | 0.81961 | 0.80296 | 0.80878 | 0.77163 | 0.79607 | 0.83673 | 0.78917 | 0.77954 | 0.57641 | 1 | 1 | 1
4 | 28 | 9 | 0 | 0.17829 | 0.30305 | 0.029895 | 0 | 0 | 0 | 0 | 0 | 0 | 0 | 0 | 0 | 0.0052112 | 0.025713 | 0.013629 | 0.24545 | 0.0043418 | 0.050308 | 0.091131 | 0.049235 | 0.17779 | 0.078624 | 0.52192 | 0.77694 | 0.88198 | 0.76204 | 0.91325 | 0.82228 | 0.79933 | 0.86002 | 0.89697 | 0.97296 | 0.95828 | 0.92186 | 0.92105 | 0.92654 | 0.89579 | 0.91314 | 0.91462 | 0.88756 | 0.87495 | 0.79303 | 1 | 1 | 1
4 | 28 | 10 | 0 | 0.28861 | 0.31645 | 0.041425 | 0 | 0 | 0 | 0 | 0 | 0 | 0 | 0 | 0 | 0.01217 | 0.029041 | 0.016266 | 0.21678 | 0.0041613 | 0.037403 | 0.01131 | 0.068868 | 0.28854 | 0.17857 | 0.69342 | 0.87878 | 0.92808 | 0.86193 | 0.9476 | 0.88993 | 0.86818 | 0.92342 | 0.98108 | 1 | 1 | 0.98427 | 0.97623 | 0.97377 | 0.97451 | 0.96784 | 0.94561 | 0.9336 | 0.97235 | 0.66833 | 1 | 1 | 1
4 | 28 | 11 | 0 | 0.39259 | 0.29568 | 0.07165 | 0 | 0 | 0 | 0 | 0 | 0 | 0 | 0 | 0 | 0.014801 | 0.054428 | 0.037971 | 0.18232 | 0.00096577 | 0.040273 | 0.00024454 | 0.073289 | 0.39275 | 0.28467 | 0.79502 | 0.92689 | 0.97056 | 0.90912 | 0.9745 | 0.92227 | 0.88919 | 0.94599 | 1 | 1 | 1 | 0.99767 | 0.98586 | 0.98162 | 0.99056 | 0.9774 | 0.94572 | 0.93358 | 0.98558 | 0.80214 | 1 | 1 | 1
4 | 28 | 12 | 0 | 0.44144 | 0.27034 | 0.11737 | 0 | 0 | 0 | 0 | 0 | 0 | 0 | 0 | 0 | 0.016914 | 0.088355 | 0.069188 | 0.16992 | 0.0010649 | 0.059096 | 0 | 0.074949 | 0.44132 | 0.3413 | 0.84135 | 0.93853 | 0.97037 | 0.92054 | 0.96296 | 0.90172 | 0.8879 | 0.94149 | 1 | 1 | 1 | 0.99218 | 0.98428 | 0.95111 | 0.96786 | 0.97583 | 0.93624 | 0.94212 | 0.93657 | 0.79392 | 1 | 1 | 1
4 | 28 | 13 | 0 | 0.50205 | 0.27563 | 0.15188 | 0 | 0 | 0.0031265 | 0 | 0 | 0 | 0 | 0 | 0 | 0.010387 | 0.11321 | 0.09283 | 0.17166 | 0.0059201 | 0.075378 | 0 | 0.075404 | 0.50218 | 0.40609 | 0.84422 | 0.93059 | 0.9494 | 0.91275 | 0.94096 | 0.89162 | 0.87161 | 0.9327 | 0.99933 | 1 | 1 | 0.98209 | 0.97226 | 0.91973 | 0.95819 | 0.96391 | 0.92332 | 0.92431 | 0.83154 | 0.83691 | 1 | 1 | 1
4 | 28 | 14 | 0 | 0.51898 | 0.30954 | 0.18363 | 0 | 0.019513 | 0.053252 | 0 | 0.0001397 | 0 | 0 | 0 | 0 | 0.01458 | 0.12074 | 0.10008 | 0.16585 | 0.0052117 | 0.075979 | 0 | 0.070163 | 0.51903 | 0.42619 | 0.80414 | 0.9069 | 0.93699 | 0.88952 | 0.88902 | 0.88401 | 0.86624 | 0.91838 | 0.99045 | 1 | 0.99696 | 0.97228 | 0.96089 | 0.92944 | 0.93475 | 0.95264 | 0.91514 | 0.92267 | 0.72901 | 0.96077 | 1 | 1 | 1
4 | 28 | 15 | 0 | 0.51238 | 0.35083 | 0.21653 | 0 | 0.021441 | 0.16554 | 0.010049 | 0.0044722 | 0 | 0.0067502 | 0 | 0 | 0.01201 | 0.12602 | 0.10518 | 0.16926 | 0.0031222 | 0.067415 | 0 | 0.07505 | 0.51249 | 0.41784 | 0.71706 | 0.85619 | 0.84508 | 0.83977 | 0.82773 | 0.86572 | 0.85186 | 0.90053 | 0.97496 | 1 | 0.97319 | 0.94398 | 0.92729 | 0.89062 | 0.87785 | 0.91933 | 0.89487 | 0.89179 | 0.61287 | 0.72395 | 1 | 1 | 1
4 | 28 | 16 | 0.0023675 | 0.46539 | 0.40343 | 0.24294 | 0.0068645 | 0.27256 | 0.30446 | 0.11249 | 0.020398 | 0.0017123 | 0.12819 | 0.00012858 | 0.0027567 | 0.0186 | 0.1287 | 0.10777 | 0.1958 | 0.00086171 | 0.061241 | 0.00025709 | 0.071198 | 0.46548 | 0.36532 | 0.57083 | 0.75969 | 0.74112 | 0.74513 | 0.77805 | 0.80715 | 0.80718 | 0.83773 | 0.90996 | 0.93453 | 0.90014 | 0.8705 | 0.8353 | 0.80717 | 0.8144 | 0.82813 | 0.84093 | 0.83806 | 0.49407 | 0.58273 | 1 | 1 | 1
4 | 28 | 17 | 0.047889 | 0.37708 | 0.44114 | 0.28519 | 0.060058 | 0.78004 | 0.42282 | 0.31576 | 0.10058 | 0.03864 | 0.33846 | 0.0021103 | 0.05655 | 0.065634 | 0.12762 | 0.10672 | 0.23037 | 1.4941e-05 | 0.063098 | 0.010975 | 0.054023 | 0.3765 | 0.27657 | 0.34375 | 0.57207 | 0.56775 | 0.5611 | 0.63717 | 0.67709 | 0.68473 | 0.70329 | 0.73654 | 0.77337 | 0.73362 | 0.69427 | 0.63714 | 0.60789 | 0.63745 | 0.63167 | 0.71927 | 0.71746 | 0.33189 | 0.415 | 1 | 1 | 1
4 | 28 | 18 | 0.20265 | 0.40513 | 0.46063 | 0.32436 | 0.22524 | 0.6991 | 0.51263 | 0.49359 | 0.26225 | 0.19374 | 0.39846 | 0.01129 | 0.21262 | 0.067859 | 0.12034 | 0.099689 | 0.2304 | 0.00016994 | 0.09598 | 0.061615 | 0.05944 | 0.40557 | 0.29494 | 0.087105 | 0.28523 | 0.27167 | 0.27977 | 0.38017 | 0.41279 | 0.43387 | 0.42303 | 0.39709 | 0.45877 | 0.43241 | 0.38502 | 0.34851 | 0.30147 | 0.28203 | 0.34552 | 0.35551 | 0.46727 | 0.058737 | 0.048754 | 1 | 1 | 1
4 | 28 | 19 | 0.2764 | 0.30657 | 0.50506 | 0.46596 | 0.4625 | 0.85348 | 0.61414 | 0.65898 | 0.32955 | 0.26738 | 0.42187 | 0.19023 | 0.28539 | 0.26498 | 0.13789 | 0.11671 | 0.23991 | 0.0031339 | 0.15108 | 0.15035 | 0.037855 | 0.30578 | 0.20468 | 0.00027885 | 0.044767 | 0.050534 | 0.043909 | 0.13689 | 0.13236 | 0.1316 | 0.08807 | 0.07942 | 0.067121 | 0.045909 | 0.021492 | 0.018359 | 0.012277 | 0.0097027 | 0.018202 | 0.058764 | 0.080994 | 0.0001689 | 0 | 1 | 1 | 1
4 | 28 | 20 | 0.38803 | 0.37014 | 0.56808 | 0.55396 | 0.5129 | 0.93166 | 0.61954 | 0.77169 | 0.43655 | 0.3802 | 0.38237 | 0.3338 | 0.3962 | 0.40411 | 0.16563 | 0.14386 | 0.2145 | 0.0066934 | 0.18856 | 0.11239 | 0.049666 | 0.37028 | 0.2608 | 0 | 0 | 0.00058444 | 0 | 0 | 0 | 0 | 0 | 0 | 0 | 0 | 0 | 0 | 0 | 0 | 0 | 0.0028212 | 0.00023954 | 0 | 0 | 1 | 1 | 1
4 | 28 | 21 | 0.4864 | 0.37942 | 0.48716 | 0.4651 | 0.4749 | 0.80529 | 0.60181 | 0.82564 | 0.53172 | 0.48009 | 0.41712 | 0.36929 | 0.49398 | 0.43224 | 0.16638 | 0.1446 | 0.17675 | 0.0096047 | 0.30035 | 0.06018 | 0.11024 | 0.37952 | 0.27111 | 0 | 0 | 0 | 0 | 0 | 0 | 0 | 0 | 0 | 0 | 0 | 0 | 0 | 0 | 0 | 0 | 0 | 0 | 0 | 0 | 1 | 1 | 1
4 | 28 | 22 | 0.45577 | 0.3487 | 0.40423 | 0.39855 | 0.4431 | 0.67754 | 0.58623 | 0.86858 | 0.49981 | 0.4486 | 0.45381 | 0.41187 | 0.4632 | 0.47461 | 0.16706 | 0.14527 | 0.14953 | 0.028203 | 0.35757 | 0.10262 | 0.014443 | 0.34869 | 0.2397 | 0 | 0 | 0 | 0 | 0 | 0 | 0 | 0 | 0 | 0 | 0 | 0 | 0 | 0 | 0 | 0 | 0 | 0 | 0 | 0 | 1 | 1 | 1
4 | 28 | 23 | 0.41687 | 0.30155 | 0.32597 | 0.39499 | 0.44571 | 0.59603 | 0.58098 | 0.82931 | 0.46329 | 0.40927 | 0.43666 | 0.3941 | 0.4247 | 0.45662 | 0.14155 | 0.12027 | 0.14425 | 0.10291 | 0.36589 | 0.21073 | 0.055496 | 0.30157 | 0.19063 | 0 | 0 | 0 | 0 | 0 | 0 | 0 | 0 | 0 | 0 | 0 | 0 | 0 | 0 | 0 | 0 | 0 | 0 | 0 | 0 | 1 | 1 | 1
4 | 28 | 24 | 0.38193 | 0.23082 | 0.18248 | 0.47028 | 0.44441 | 0.54688 | 0.54191 | 0.79813 | 0.43125 | 0.37409 | 0.3164 | 0.35326 | 0.39023 | 0.41829 | 0.12965 | 0.10869 | 0.15384 | 0.15282 | 0.37626 | 0.36394 | 0.21027 | 0.23073 | 0.1223 | 0 | 0 | 0 | 0 | 0 | 0 | 0 | 0 | 0 | 0 | 0 | 0 | 0 | 0 | 0 | 0 | 0 | 0 | 0 | 0 | 1 | 1 | 1
4 | 29 | 1 | 0.32417 | 0.16046 | 0.099406 | 0.51202 | 0.39646 | 0.3803 | 0.51202 | 0.75925 | 0.37624 | 0.31572 | 0.21484 | 0.29975 | 0.33295 | 0.37143 | 0.12246 | 0.10173 | 0.1627 | 0.10819 | 0.39174 | 0.4866 | 0.17572 | 0.16017 | 0.061496 | 0 | 0 | 0 | 0 | 0 | 0 | 0 | 0 | 0 | 0 | 0 | 0 | 0 | 0 | 0 | 0 | 0 | 0 | 0 | 0 | 1 | 1 | 1
4 | 29 | 2 | 0.26512 | 0.13492 | 0.076737 | 0.46069 | 0.33372 | 0.39878 | 0.46808 | 0.64777 | 0.31854 | 0.25596 | 0.1302 | 0.16385 | 0.27416 | 0.2353 | 0.13617 | 0.11502 | 0.18954 | 0.096378 | 0.38437 | 0.44726 | 0.046611 | 0.1348 | 0.039876 | 0 | 0 | 0 | 0 | 0 | 0 | 0 | 0 | 0 | 0 | 0 | 0 | 0 | 0 | 0 | 0 | 0 | 0 | 0 | 0 | 1 | 1 | 1
4 | 29 | 3 | 0.25938 | 0.11817 | 0.072603 | 0.33117 | 0.29276 | 0.36431 | 0.44702 | 0.56484 | 0.31495 | 0.25047 | 0.060263 | 0.083449 | 0.26874 | 0.15711 | 0.14915 | 0.12769 | 0.25892 | 0.12213 | 0.37554 | 0.38468 | 0.0027831 | 0.11817 | 0.026871 | 0 | 0 | 0 | 0 | 0 | 0 | 0 | 0 | 0 | 0 | 0 | 0 | 0 | 0 | 0 | 0 | 0 | 0 | 0 | 0 | 1 | 1 | 1
4 | 29 | 4 | 0.23745 | 0.083571 | 0.080906 | 0.272 | 0.30764 | 0.28432 | 0.41322 | 0.54354 | 0.29519 | 0.22859 | 0.048657 | 0.006899 | 0.24715 | 0.067997 | 0.17639 | 0.15446 | 0.35101 | 0.1494 | 0.39593 | 0.38076 | 4.2585e-05 | 0.083384 | 0.0068556 | 0 | 0 | 0 | 0 | 0 | 0 | 0 | 0 | 0 | 0 | 0 | 0 | 0 | 0 | 0 | 0 | 0 | 0 | 0 | 0 | 1 | 1 | 1
4 | 29 | 5 | 0.15791 | 0.077082 | 0.12775 | 0.24179 | 0.32849 | 0.21688 | 0.35163 | 0.45206 | 0.21348 | 0.14799 | 0.0423 | 0.0025883 | 0.16735 | 0.046139 | 0.18864 | 0.16658 | 0.38772 | 0.16687 | 0.42347 | 0.34625 | 0 | 0.076938 | 0.0032949 | 0 | 2.7087e-05 | 0.013019 | 2.6568e-05 | 0 | 0 | 0 | 0 | 0 | 0 | 1.3805e-07 | 0.00031036 | 9.2957e-05 | 3.576e-05 | 7.4794e-06 | 9.2158e-05 | 0.016159 | 0.0024472 | 0.0073346 | 0.049096 | 1 | 1 | 1
4 | 29 | 6 | 0.17427 | 0.089464 | 0.23568 | 0.22555 | 0.31226 | 0.12976 | 0.27757 | 0.39638 | 0.23355 | 0.16498 | 0.0024541 | 0.039555 | 0.18424 | 0.11337 | 0.17405 | 0.15216 | 0.43037 | 0.18161 | 0.41046 | 0.30713 | 0 | 0.089493 | 0.008724 | 0.0016691 | 0.069425 | 0.25213 | 0.068094 | 0.019281 | 0.011852 | 0.01146 | 0.072984 | 0.005153 | 0.11746 | 0.17126 | 0.26641 | 0.1838 | 0.16576 | 0.13389 | 0.18222 | 0.37643 | 0.27335 | 0.30562 | 0.25139 | 1 | 1 | 1
4 | 29 | 7 | 0.15212 | 0.080115 | 0.2744 | 0.17965 | 0.22159 | 0.037789 | 0.18916 | 0.38101 | 0.21146 | 0.14271 | 0 | 0.0031311 | 0.16211 | 0.064564 | 0.15083 | 0.12934 | 0.41785 | 0.14252 | 0.27915 | 0.18023 | 0 | 0.080046 | 0.0043803 | 0.040258 | 0.30887 | 0.52469 | 0.30295 | 0.21202 | 0.3025 | 0.40846 | 0.46867 | 0.18359 | 0.54914 | 0.58822 | 0.62411 | 0.56771 | 0.54367 | 0.50521 | 0.56284 | 0.66083 | 0.56042 | 0.64267 | 0.46048 | 1 | 1 | 1
4 | 29 | 8 | 0.098912 | 0.072364 | 0.23475 | 0.097501 | 0.076767 | 0.013052 | 0.081638 | 0.27649 | 0.15736 | 0.089281 | 0 | 4.2379e-05 | 0.10877 | 0.016794 | 0.14581 | 0.12443 | 0.33413 | 0.095446 | 0.19967 | 0.085592 | 0 | 0.07216 | 0.0014141 | 0.26434 | 0.54894 | 0.69101 | 0.53841 | 0.43907 | 0.62137 | 0.62734 | 0.71725 | 0.3438 | 0.83287 | 0.83477 | 0.82555 | 0.79896 | 0.7884 | 0.80463 | 0.79209 | 0.8207 | 0.75612 | 0.83948 | 0.55068 | 1 | 1 | 1
4 | 29 | 9 | 0.059399 | 0.096335 | 0.24908 | 0.11768 | 0.0094065 | 0 | 0.018133 | 0.15995 | 0.11665 | 0.049839 | 0 | 0 | 0.069076 | 0.019475 | 0.20269 | 0.18054 | 0.25691 | 0.24234 | 0.1595 | 0.059863 | 0 | 0.096102 | 0.014462 | 0.49162 | 0.72296 | 0.7526 | 0.7091 | 0.64485 | 0.76844 | 0.71159 | 0.80763 | 0.62881 | 0.96218 | 0.95434 | 0.93154 | 0.93322 | 0.89907 | 0.93781 | 0.9252 | 0.89821 | 0.8718 | 0.91632 | 0.52272 | 1 | 1 | 1
4 | 29 | 10 | 0.053259 | 0.1562 | 0.31259 | 0.19244 | 0 | 0 | 0.0084836 | 0.10604 | 0.10879 | 0.043562 | 0 | 0 | 0.062686 | 0.024946 | 0.23662 | 0.2144 | 0.25398 | 0.34591 | 0.12158 | 0.049918 | 0 | 0.15607 | 0.056788 | 0.65662 | 0.82981 | 0.78994 | 0.81391 | 0.74596 | 0.86752 | 0.82068 | 0.85102 | 0.78125 | 1 | 1 | 0.98653 | 0.98564 | 0.92437 | 0.97319 | 0.97717 | 0.92277 | 0.92389 | 0.98072 | 0.41558 | 1 | 1 | 1
4 | 29 | 11 | 0.12267 | 0.22686 | 0.38994 | 0.28636 | 0 | 0 | 0.011068 | 0.11264 | 0.18238 | 0.11322 | 0 | 0 | 0.13271 | 0.028671 | 0.2691 | 0.24701 | 0.30572 | 0.24593 | 0.079935 | 0.044712 | 0.00020597 | 0.22674 | 0.11887 | 0.76635 | 0.89401 | 0.84698 | 0.87687 | 0.81893 | 0.95024 | 0.89388 | 0.86935 | 0.86917 | 1 | 1 | 0.99553 | 0.99487 | 0.96563 | 0.97292 | 0.98633 | 0.89746 | 0.92718 | 0.98837 | 0.3672 | 1 | 1 | 1
4 | 29 | 12 | 0.16581 | 0.29842 | 0.50075 | 0.36303 | 0 | 0 | 0.0071011 | 0.19472 | 0.22383 | 0.15629 | 0 | 0 | 0.1756 | 0.028657 | 0.30795 | 0.28622 | 0.35606 | 0.18073 | 0.053122 | 0.049685 | 0.0091618 | 0.29753 | 0.1977 | 0.83768 | 0.93477 | 0.83669 | 0.91685 | 0.86821 | 0.95438 | 0.91071 | 0.87368 | 1 | 1 | 1 | 0.99349 | 0.99477 | 0.98438 | 0.98928 | 0.98622 | 0.91399 | 0.93618 | 0.98583 | 0.38651 | 1 | 1 | 1
4 | 29 | 13 | 0.21689 | 0.5592 | 0.62781 | 0.39276 | 0.01246 | 0 | 0.019131 | 0.3312 | 0.27329 | 0.20758 | 0.0022071 | 0 | 0.2264 | 0.035276 | 0.36107 | 0.34011 | 0.48871 | 0.15152 | 0.048224 | 0.057288 | 0.029645 | 0.56049 | 0.45685 | 0.83988 | 0.92619 | 0.78868 | 0.90843 | 0.91161 | 0.93307 | 0.87701 | 0.7881 | 1 | 1 | 1 | 0.9828 | 0.98261 | 0.97369 | 0.98433 | 0.97417 | 0.86402 | 0.87888 | 0.97792 | 0.28021 | 1 | 1 | 1
4 | 29 | 14 | 0.28367 | 0.51458 | 0.67629 | 0.42172 | 0.070296 | 0.015749 | 0.068618 | 0.45263 | 0.33748 | 0.27485 | 0.049759 | 0.0010513 | 0.29274 | 0.058151 | 0.40043 | 0.38021 | 0.58236 | 0.15881 | 0.098564 | 0.070111 | 0.039154 | 0.51528 | 0.41323 | 0.79991 | 0.90288 | 0.7839 | 0.88557 | 0.8405 | 0.92081 | 0.89423 | 0.80722 | 0.9988 | 1 | 0.98905 | 0.96997 | 0.96751 | 0.96133 | 0.96122 | 0.9592 | 0.87067 | 0.84575 | 0.9618 | 0.41342 | 1 | 1 | 1
4 | 29 | 15 | 0.35856 | 0.29896 | 0.75596 | 0.41879 | 0.12604 | 0.062809 | 0.14829 | 0.59599 | 0.40874 | 0.35042 | 0.2564 | 0.018356 | 0.36701 | 0.08647 | 0.41122 | 0.39123 | 0.63976 | 0.16686 | 0.12664 | 0.10812 | 0.018017 | 0.29808 | 0.19807 | 0.70681 | 0.84519 | 0.70011 | 0.82899 | 0.79747 | 0.90653 | 0.88052 | 0.7258 | 0.97437 | 0.97322 | 0.94622 | 0.93251 | 0.93673 | 0.9179 | 0.93288 | 0.92868 | 0.83961 | 0.71614 | 0.89705 | 0.35658 | 1 | 1 | 1
4 | 29 | 16 | 0.43007 | 0.26604 | 0.79507 | 0.41287 | 0.16519 | 0.51697 | 0.24291 | 0.72162 | 0.47561 | 0.42261 | 0.46764 | 0.030877 | 0.43775 | 0.09566 | 0.43094 | 0.41138 | 0.6015 | 0.19805 | 0.08063 | 0.11387 | 0.00046509 | 0.26582 | 0.15752 | 0.56106 | 0.74865 | 0.61064 | 0.7343 | 0.69249 | 0.86443 | 0.82941 | 0.77603 | 0.91327 | 0.90242 | 0.84697 | 0.8155 | 0.8541 | 0.83761 | 0.84915 | 0.84677 | 0.72665 | 0.67134 | 0.76848 | 0.35047 | 1 | 1 | 1
4 | 29 | 17 | 0.50626 | 0.25819 | 0.78818 | 0.41615 | 0.25384 | 0.80356 | 0.33578 | 0.78373 | 0.54743 | 0.49974 | 0.53678 | 0.14652 | 0.51319 | 0.21435 | 0.41069 | 0.39068 | 0.62854 | 0.24785 | 0.086092 | 0.12545 | 0.0023942 | 0.25847 | 0.14459 | 0.34322 | 0.57255 | 0.45976 | 0.56157 | 0.53228 | 0.7246 | 0.69679 | 0.71598 | 0.74858 | 0.75953 | 0.68329 | 0.66693 | 0.68185 | 0.65824 | 0.6698 | 0.676 | 0.68158 | 0.49247 | 0.48588 | 0.23971 | 1 | 1 | 1
4 | 29 | 18 | 0.5588 | 0.16334 | 0.80068 | 0.43045 | 0.38885 | 0.84736 | 0.39982 | 0.779 | 0.5961 | 0.55288 | 0.57416 | 0.40788 | 0.56508 | 0.47303 | 0.35496 | 0.3339 | 0.52776 | 0.28776 | 0.14456 | 0.20454 | 0.017797 | 0.16302 | 0.06429 | 0.083254 | 0.27074 | 0.23877 | 0.26555 | 0.3398 | 0.39046 | 0.45008 | 0.43367 | 0.39137 | 0.38489 | 0.3614 | 0.39647 | 0.26422 | 0.29853 | 0.32277 | 0.26195 | 0.41255 | 0.32023 | 0.15339 | 0.041485 | 1 | 1 | 1
4 | 29 | 19 | 0.58996 | 0.12458 | 0.81083 | 0.53408 | 0.63373 | 0.94279 | 0.47671 | 0.7618 | 0.62452 | 0.58436 | 0.59013 | 0.56122 | 0.59578 | 0.6083 | 0.339 | 0.31769 | 0.49949 | 0.4299 | 0.26231 | 0.38905 | 0.12356 | 0.12444 | 0.032511 | 0.00031494 | 0.042499 | 0.030853 | 0.041684 | 0.12026 | 0.11434 | 0.14032 | 0.094222 | 0.079952 | 0.050188 | 0.038312 | 0.024881 | 0.015898 | 0.012124 | 0.014081 | 0.015761 | 0.054767 | 0.040465 | 0.00063902 | 0 | 1 | 1 | 1
4 | 29 | 20 | 0.60429 | 0.099644 | 0.76979 | 0.56762 | 0.76065 | 0.98612 | 0.49268 | 0.69765 | 0.64237 | 0.5996 | 0.68792 | 0.70249 | 0.61063 | 0.74228 | 0.3135 | 0.29183 | 0.59062 | 0.45963 | 0.26376 | 0.45237 | 0.39022 | 0.09954 | 0.015526 | 0 | 5.1099e-08 | 0.00031468 | 5.012e-08 | 8.3267e-07 | 0 | 0 | 0 | 0 | 0 | 0 | 0 | 0 | 0 | 0 | 0 | 0.0013827 | 0.00026754 | 0 | 0 | 1 | 1 | 1
4 | 29 | 21 | 0.43866 | 0.082456 | 0.61548 | 0.43828 | 0.76174 | 0.97152 | 0.45856 | 0.64264 | 0.48288 | 0.43119 | 0.73799 | 0.66976 | 0.44612 | 0.70737 | 0.29139 | 0.26947 | 0.53582 | 0.51083 | 0.28197 | 0.50176 | 0.73468 | 0.082396 | 0.0055761 | 0 | 0 | 0 | 0 | 0 | 0 | 0 | 0 | 0 | 0 | 0 | 0 | 0 | 0 | 0 | 0 | 0 | 0 | 0 | 0 | 1 | 1 | 1
4 | 29 | 22 | 0.30068 | 0.063859 | 0.4998 | 0.35041 | 0.75078 | 0.88465 | 0.40652 | 0.68752 | 0.35125 | 0.29164 | 0.71117 | 0.60322 | 0.30926 | 0.64486 | 0.27414 | 0.25208 | 0.43819 | 0.63285 | 0.37273 | 0.55779 | 0.74626 | 0.0637 | 8.4967e-05 | 0 | 0 | 0 | 0 | 0 | 0 | 0 | 0 | 0 | 0 | 0 | 0 | 0 | 0 | 0 | 0 | 0 | 0 | 0 | 0 | 1 | 1 | 1
4 | 29 | 23 | 0.26295 | 0.067407 | 0.45769 | 0.35375 | 0.76179 | 0.53815 | 0.35815 | 0.7148 | 0.31761 | 0.25394 | 0.6239 | 0.57885 | 0.27217 | 0.62427 | 0.2426 | 0.22039 | 0.29392 | 0.69028 | 0.41335 | 0.50483 | 0.68788 | 0.067132 | 0.00043799 | 0 | 0 | 0 | 0 | 0 | 0 | 0 | 0 | 0 | 0 | 0 | 0 | 0 | 0 | 0 | 0 | 0 | 0 | 0 | 0 | 1 | 1 | 1
4 | 29 | 24 | 0.24443 | 0.12052 | 0.33498 | 0.35869 | 0.76835 | 0.44098 | 0.28294 | 0.70533 | 0.29995 | 0.23531 | 0.49162 | 0.56173 | 0.2538 | 0.61005 | 0.17737 | 0.15545 | 0.22108 | 0.70143 | 0.53243 | 0.59176 | 0.66093 | 0.12056 | 0.028255 | 0 | 0 | 0 | 0 | 0 | 0 | 0 | 0 | 0 | 0 | 0 | 0 | 0 | 0 | 0 | 0 | 0 | 0 | 0 | 0 | 1 | 1 | 1
4 | 30 | 1 | 0.23701 | 0.14257 | 0.24106 | 0.31492 | 0.74808 | 0.26684 | 0.16575 | 0.68205 | 0.29276 | 0.22783 | 0.48844 | 0.51744 | 0.24642 | 0.56919 | 0.10796 | 0.087814 | 0.18013 | 0.66883 | 0.56013 | 0.56381 | 0.68191 | 0.14208 | 0.049035 | 0 | 0 | 0 | 0 | 0 | 0 | 0 | 0 | 0 | 0 | 0 | 0 | 0 | 0 | 0 | 0 | 0 | 0 | 0 | 0 | 1 | 1 | 1
4 | 30 | 2 | 0.24481 | 0.25561 | 0.23989 | 0.24881 | 0.72714 | 0.30981 | 0.091661 | 0.67405 | 0.2995 | 0.23558 | 0.42093 | 0.46365 | 0.25406 | 0.51894 | 0.07254 | 0.054427 | 0.17391 | 0.68778 | 0.55814 | 0.39077 | 0.69479 | 0.25518 | 0.14987 | 0 | 0 | 0 | 0 | 0 | 0 | 0 | 0 | 0 | 0 | 0 | 0 | 0 | 0 | 0 | 0 | 0 | 0 | 0 | 0 | 1 | 1 | 1
4 | 30 | 3 | 0.29385 | 0.44073 | 0.18898 | 0.21926 | 0.70883 | 0.27404 | 0.036049 | 0.65342 | 0.34697 | 0.28507 | 0.25115 | 0.43066 | 0.30281 | 0.48959 | 0.064173 | 0.046744 | 0.13235 | 0.75259 | 0.55919 | 0.28784 | 0.69385 | 0.44056 | 0.34143 | 0 | 0 | 0 | 0 | 0 | 0 | 0 | 0 | 0 | 0 | 0 | 0 | 0 | 0 | 0 | 0 | 0 | 0 | 0 | 0 | 1 | 1 | 1
4 | 30 | 4 | 0.35533 | 0.64982 | 0.15478 | 0.18538 | 0.64356 | 0.18679 | 0.0022106 | 0.62087 | 0.40788 | 0.34749 | 0.10338 | 0.39194 | 0.36415 | 0.45754 | 0.087324 | 0.068211 | 0.087756 | 0.73566 | 0.53586 | 0.2585 | 0.85471 | 0.65048 | 0.56961 | 0 | 0 | 0 | 0 | 0 | 0 | 0 | 0 | 0 | 0 | 0 | 0 | 0 | 0 | 0 | 0 | 0 | 0 | 0 | 0 | 1 | 1 | 1
4 | 30 | 5 | 0.33068 | 0.69958 | 0.097106 | 0.13815 | 0.53774 | 0.099069 | 0 | 0.58105 | 0.38278 | 0.32234 | 0.055942 | 0.25651 | 0.33946 | 0.3287 | 0.11054 | 0.090269 | 0.10067 | 0.72328 | 0.53443 | 0.2184 | 0.87276 | 0.69983 | 0.63332 | 2.2553e-08 | 5.1691e-05 | 0.014535 | 5.07e-05 | 0 | 0 | 0 | 0 | 0 | 0 | 4.1612e-06 | 0.00057648 | 0.00019751 | 6.2967e-05 | 1.1467e-05 | 0.00019581 | 0.018402 | 0.003322 | 0.008846 | 0.052712 | 1 | 1 | 1
4 | 30 | 6 | 0.28407 | 0.68753 | 0.067468 | 0.13465 | 0.3953 | 0.076184 | 0 | 0.55594 | 0.33764 | 0.27521 | 0.059848 | 0.081173 | 0.29311 | 0.14999 | 0.10609 | 0.086014 | 0.11857 | 0.70005 | 0.51964 | 0.19667 | 0.78761 | 0.68748 | 0.62289 | 0.0019522 | 0.087923 | 0.28189 | 0.086238 | 0.12242 | 0.021342 | 0.02782 | 0.099528 | 0.031141 | 0.14965 | 0.20329 | 0.29265 | 0.20264 | 0.17103 | 0.14356 | 0.2009 | 0.37643 | 0.30119 | 0.32414 | 0.25959 | 1 | 1 | 1
4 | 30 | 7 | 0.25497 | 0.67775 | 0.017443 | 0.11214 | 0.17978 | 0.053245 | 0 | 0.47169 | 0.30951 | 0.24584 | 0.04577 | 0.0041427 | 0.26418 | 0.056838 | 0.071663 | 0.05362 | 0.070702 | 0.49055 | 0.32399 | 0.15951 | 0.63507 | 0.67775 | 0.61073 | 0.038254 | 0.36375 | 0.56849 | 0.35678 | 0.57078 | 0.46053 | 0.44978 | 0.5189 | 0.41729 | 0.58784 | 0.6001 | 0.63954 | 0.56843 | 0.54683 | 0.51188 | 0.56355 | 0.65915 | 0.62812 | 0.6308 | 0.48889 | 1 | 1 | 1
4 | 30 | 8 | 0.25358 | 0.65821 | 0.0011344 | 0.050935 | 0.028423 | 0.015717 | 0 | 0.39857 | 0.31013 | 0.24474 | 0.0050578 | 0 | 0.26309 | 0.0093489 | 0.090127 | 0.070855 | 0.045283 | 0.35788 | 0.27746 | 0.12425 | 0.58191 | 0.65839 | 0.58536 | 0.2833 | 0.61713 | 0.77465 | 0.6053 | 0.83181 | 0.74872 | 0.734 | 0.77374 | 0.67458 | 0.84624 | 0.84266 | 0.83639 | 0.81023 | 0.78805 | 0.75718 | 0.80327 | 0.81671 | 0.80932 | 0.8281 | 0.64319 | 1 | 1 | 1
4 | 30 | 9 | 0.21404 | 0.58759 | 0 | 0.051019 | 0 | 0.024672 | 0 | 0.48303 | 0.26973 | 0.20459 | 0.00015117 | 0 | 0.22346 | 0.008502 | 0.1308 | 0.10982 | 0.047252 | 0.24249 | 0.24371 | 0.1268 | 0.46159 | 0.58789 | 0.50166 | 0.52728 | 0.79001 | 0.87603 | 0.77486 | 0.96213 | 0.88818 | 0.8656 | 0.89741 | 0.82573 | 0.9824 | 0.95556 | 0.94231 | 0.92778 | 0.91419 | 0.91133 | 0.91981 | 0.87608 | 0.90779 | 0.91052 | 0.66619 | 1 | 1 | 1
4 | 30 | 10 | 0.2198 | 0.43253 | 0 | 0.059824 | 0 | 0.035297 | 0 | 0.57784 | 0.27522 | 0.21037 | 0.0017693 | 0 | 0.22917 | 0.012553 | 0.13822 | 0.11702 | 0.044472 | 0.12564 | 0.22535 | 0.1075 | 0.35802 | 0.43197 | 0.33686 | 0.69744 | 0.88665 | 0.94014 | 0.86965 | 1 | 0.95053 | 0.93012 | 0.946 | 0.89032 | 1 | 1 | 0.98831 | 0.98206 | 0.93263 | 0.98722 | 0.97363 | 0.88003 | 0.94083 | 0.98569 | 0.74047 | 1 | 1 | 1
4 | 30 | 11 | 0.27724 | 0.3852 | 0 | 0.083461 | 0 | 0.081571 | 0 | 0.67414 | 0.33098 | 0.26831 | 0.037415 | 0 | 0.28631 | 0.017101 | 0.15641 | 0.13481 | 0.053863 | 0.056391 | 0.21893 | 0.12197 | 0.2401 | 0.38461 | 0.28539 | 0.79949 | 0.93325 | 0.95467 | 0.91536 | 1 | 0.97088 | 0.94489 | 0.93863 | 0.95468 | 1 | 0.98886 | 1 | 0.99669 | 0.99418 | 0.94275 | 0.98813 | 0.87236 | 0.94349 | 0.97604 | 0.75709 | 1 | 1 | 1
4 | 30 | 12 | 0.36072 | 0.44583 | 0 | 0.11453 | 0 | 0.12775 | 0 | 0.71635 | 0.40999 | 0.35249 | 0.16237 | 0 | 0.36904 | 0.017867 | 0.18938 | 0.16732 | 0.063018 | 0.06562 | 0.18717 | 0.17236 | 0.15187 | 0.44561 | 0.34748 | 0.84635 | 0.94388 | 0.95357 | 0.92579 | 1 | 0.96093 | 0.93589 | 0.93511 | 0.94969 | 1 | 1 | 1 | 0.97908 | 0.94222 | 0.96186 | 0.97067 | 0.91421 | 0.93463 | 0.94353 | 0.77037 | 1 | 1 | 1
4 | 30 | 13 | 0.4649 | 0.53214 | 0 | 0.15079 | 0 | 0.16959 | 0 | 0.75706 | 0.51056 | 0.45818 | 0.32237 | 0 | 0.47256 | 0.024642 | 0.21088 | 0.18868 | 0.075973 | 0.10185 | 0.23559 | 0.23245 | 0.12345 | 0.53161 | 0.44837 | 0.84596 | 0.9324 | 0.93972 | 0.91453 | 1 | 0.93888 | 0.89831 | 0.85369 | 0.95857 | 1 | 0.97415 | 0.99337 | 0.96437 | 0.95811 | 0.9805 | 0.95608 | 0.88039 | 0.91342 | 0.87981 | 0.8157 | 1 | 1 | 1
4 | 30 | 14 | 0.48829 | 0.73249 | 0 | 0.18377 | 0 | 0.20594 | 0 | 0.79343 | 0.52902 | 0.48131 | 0.46234 | 0.00081868 | 0.49518 | 0.046164 | 0.22352 | 0.20129 | 0.076041 | 0.14027 | 0.17429 | 0.28442 | 0.15334 | 0.73399 | 0.6564 | 0.77589 | 0.87618 | 0.927 | 0.85938 | 0.97681 | 0.90709 | 0.82995 | 0.83042 | 0.79962 | 0.89114 | 0.96648 | 0.96041 | 0.95091 | 0.95874 | 0.94601 | 0.94274 | 0.7421 | 0.92781 | 0.9152 | 0.8581 | 1 | 1 | 1
4 | 30 | 15 | 0.54833 | 0.58144 | 0 | 0.20885 | 0.029131 | 0.25545 | 0.0018791 | 0.80638 | 0.58584 | 0.54221 | 0.50924 | 0.01424 | 0.55466 | 0.081315 | 0.22805 | 0.20581 | 0.073203 | 0.15912 | 0.10366 | 0.30558 | 0.24085 | 0.58122 | 0.5011 | 0.66888 | 0.80057 | 0.86269 | 0.78522 | 0.99047 | 0.90104 | 0.72765 | 0.71809 | 0.79138 | 0.93618 | 0.7709 | 0.89347 | 0.82171 | 0.90936 | 0.93941 | 0.81465 | 0.69323 | 0.86015 | 0.89464 | 0.76076 | 1 | 1 | 1
4 | 30 | 16 | 0.61243 | 0.47211 | 0 | 0.23012 | 0.17979 | 0.31027 | 0.032833 | 0.80122 | 0.64544 | 0.60714 | 0.5112 | 0.017483 | 0.61799 | 0.085771 | 0.22616 | 0.20393 | 0.061088 | 0.23429 | 0.21591 | 0.30971 | 0.29356 | 0.4714 | 0.38261 | 0.51109 | 0.67845 | 0.7791 | 0.66544 | 0.9385 | 0.76318 | 0.54932 | 0.59107 | 0.88799 | 0.7893 | 0.77794 | 0.78358 | 0.60282 | 0.77495 | 0.84194 | 0.59765 | 0.71445 | 0.78151 | 0.79437 | 0.68339 | 1 | 1 | 1
4 | 30 | 17 | 0.66521 | 0.50104 | 0.0045901 | 0.28363 | 0.40421 | 0.35364 | 0.11386 | 0.79083 | 0.69459 | 0.66066 | 0.52031 | 0.0053799 | 0.67015 | 0.069068 | 0.23112 | 0.20888 | 0.053532 | 0.31006 | 0.22934 | 0.38668 | 0.33757 | 0.50055 | 0.41251 | 0.31755 | 0.51957 | 0.59603 | 0.5096 | 0.83932 | 0.6861 | 0.4273 | 0.52557 | 0.76417 | 0.6745 | 0.62576 | 0.50214 | 0.4793 | 0.63591 | 0.64161 | 0.47518 | 0.64896 | 0.58751 | 0.56789 | 0.42368 | 1 | 1 | 1
4 | 30 | 18 | 0.69 | 0.62992 | 0.063186 | 0.33764 | 0.63713 | 0.35154 | 0.23358 | 0.74877 | 0.71622 | 0.68559 | 0.50329 | 0.025593 | 0.69443 | 0.08625 | 0.22816 | 0.20593 | 0.060843 | 0.43346 | 0.28793 | 0.39962 | 0.42705 | 0.63127 | 0.53772 | 0.083853 | 0.25811 | 0.27493 | 0.25316 | 0.5979 | 0.38094 | 0.19783 | 0.33354 | 0.4521 | 0.41756 | 0.33845 | 0.20399 | 0.32372 | 0.30407 | 0.26926 | 0.32094 | 0.30925 | 0.35561 | 0.21792 | 0.068065 | 1 | 1 | 1
4 | 30 | 19 | 0.72287 | 0.44223 | 0.1996 | 0.43171 | 0.81349 | 0.74443 | 0.3789 | 0.70572 | 0.74951 | 0.71937 | 0.52922 | 0.20069 | 0.72732 | 0.27508 | 0.23939 | 0.21717 | 0.057229 | 0.60878 | 0.22331 | 0.40773 | 0.4245 | 0.44241 | 0.33893 | 0.00039367 | 0.042902 | 0.047515 | 0.04208 | 0.26525 | 0.11379 | 0.019774 | 0.058164 | 0.11103 | 0.061308 | 0.029852 | 0.0088752 | 0.017492 | 0.012785 | 0.010676 | 0.017342 | 0.057059 | 0.049301 | 0.0015239 | 0 | 1 | 1 | 1
4 | 30 | 20 | 0.65798 | 0.19074 | 0.41289 | 0.48649 | 0.87252 | 0.89795 | 0.44007 | 0.69855 | 0.68579 | 0.65301 | 0.52524 | 0.34439 | 0.66269 | 0.41194 | 0.30981 | 0.2881 | 0.034426 | 0.7315 | 0.16782 | 0.43022 | 0.43267 | 0.18861 | 0.10621 | 0 | 2.0581e-07 | 0.00061338 | 2.0186e-07 | 3.3537e-06 | 0 | 0 | 0 | 0 | 0 | 0 | 0 | 0 | 0 | 0 | 0 | 0.003206 | 1.0909e-07 | 0 | 0 | 1 | 1 | 1
4 | 30 | 21 | 0.63461 | 0.40415 | 0.53595 | 0.44983 | 0.89349 | 0.8492 | 0.4576 | 0.71875 | 0.66784 | 0.6299 | 0.49246 | 0.42665 | 0.64017 | 0.48808 | 0.34499 | 0.32377 | 0.025301 | 0.70048 | 0.18576 | 0.4317 | 0.76582 | 0.40437 | 0.29665 | 0 | 0 | 0 | 0 | 0 | 0 | 0 | 0 | 0 | 0 | 0 | 0 | 0 | 0 | 0 | 0 | 0 | 0 | 0 | 0 | 1 | 1 | 1
4 | 30 | 22 | 0.53039 | 0.53828 | 0.58463 | 0.34387 | 0.9041 | 0.89941 | 0.40944 | 0.73943 | 0.56917 | 0.52406 | 0.5016 | 0.44817 | 0.53693 | 0.5057 | 0.38112 | 0.36053 | 0.033459 | 0.68973 | 0.27402 | 0.45052 | 0.79704 | 0.53892 | 0.44091 | 0 | 0 | 0 | 0 | 0 | 0 | 0 | 0 | 0 | 0 | 0 | 0 | 0 | 0 | 0 | 0 | 0 | 0 | 0 | 0 | 1 | 1 | 1
4 | 30 | 23 | 0.42418 | 0.51579 | 0.56456 | 0.26646 | 0.90556 | 0.82717 | 0.31727 | 0.75534 | 0.46982 | 0.41662 | 0.43328 | 0.46475 | 0.43188 | 0.52015 | 0.44212 | 0.42282 | 0.041931 | 0.66327 | 0.36357 | 0.38074 | 0.71999 | 0.5157 | 0.42418 | 0 | 0 | 0 | 0 | 0 | 0 | 0 | 0 | 0 | 0 | 0 | 0 | 0 | 0 | 0 | 0 | 0 | 0 | 0 | 0 | 1 | 1 | 1
4 | 30 | 24 | 0.33401 | 0.50114 | 0.54559 | 0.2971 | 0.89188 | 0.65142 | 0.22721 | 0.75801 | 0.38579 | 0.32569 | 0.38181 | 0.4943 | 0.34273 | 0.54972 | 0.44215 | 0.42286 | 0.029564 | 0.61934 | 0.36725 | 0.3498 | 0.44546 | 0.50101 | 0.40814 | 0 | 0 | 0 | 0 | 0 | 0 | 0 | 0 | 0 | 0 | 0 | 0 | 0 | 0 | 0 | 0 | 0 | 0 | 0 | 0 | 1 | 1 | 1
5 | 1 | 1 | 0.23683 | 0.50059 | 0.5022 | 0.34643 | 0.86408 | 0.40814 | 0.14148 | 0.768 | 0.29072 | 0.22739 | 0.31691 | 0.47504 | 0.24597 | 0.5297 | 0.40099 | 0.38079 | 0.050764 | 0.58944 | 0.38756 | 0.33126 | 0.40218 | 0.50074 | 0.40413 | 0 | 0 | 0 | 0 | 0 | 0 | 0 | 0 | 0 | 0 | 0 | 0 | 0 | 0 | 0 | 0 | 0 | 0 | 0 | 0 | 1 | 1 | 1
5 | 1 | 2 | 0.21911 | 0.45281 | 0.38284 | 0.40058 | 0.84804 | 0.36486 | 0.069933 | 0.7553 | 0.27567 | 0.20984 | 0.27051 | 0.46459 | 0.22865 | 0.521 | 0.35871 | 0.33772 | 0.13035 | 0.56436 | 0.3629 | 0.2908 | 0.52944 | 0.45317 | 0.34822 | 0 | 0 | 0 | 0 | 0 | 0 | 0 | 0 | 0 | 0 | 0 | 0 | 0 | 0 | 0 | 0 | 0 | 0 | 0 | 0 | 1 | 1 | 1
5 | 1 | 3 | 0.21665 | 0.30943 | 0.29262 | 0.41717 | 0.84144 | 0.54223 | 0.042795 | 0.71645 | 0.27209 | 0.20719 | 0.26981 | 0.44651 | 0.22603 | 0.5035 | 0.2544 | 0.23224 | 0.18087 | 0.50191 | 0.38524 | 0.23853 | 0.66928 | 0.30954 | 0.19806 | 0 | 0 | 0 | 0 | 0 | 0 | 0 | 0 | 0 | 0 | 0 | 0 | 0 | 0 | 0 | 0 | 0 | 0 | 0 | 0 | 1 | 1 | 1
5 | 1 | 4 | 0.2655 | 0.11921 | 0.32326 | 0.38582 | 0.8428 | 0.63729 | 0.0061599 | 0.67182 | 0.32035 | 0.25656 | 0.24126 | 0.44199 | 0.27475 | 0.50041 | 0.20601 | 0.18384 | 0.1929 | 0.521 | 0.41073 | 0.21349 | 0.68952 | 0.11835 | 0.034761 | 0 | 0 | 0 | 0 | 0 | 0 | 0 | 0 | 0 | 0 | 0 | 0 | 0 | 0 | 0 | 0 | 0 | 0 | 0 | 0 | 1 | 1 | 1
5 | 1 | 5 | 0.31568 | 0.1071 | 0.32447 | 0.37874 | 0.84551 | 0.25718 | 0.00024557 | 0.62386 | 0.36908 | 0.30729 | 0.18558 | 0.42706 | 0.32467 | 0.48573 | 0.17301 | 0.15114 | 0.1747 | 0.52868 | 0.42101 | 0.13883 | 0.27445 | 0.10683 | 0.021361 | 8.2619e-09 | 2.5057e-05 | 0.023859 | 2.4576e-05 | 0 | 0 | 0 | 0 | 0 | 0 | 7.9704e-06 | 0.00027518 | 2.2453e-05 | 9.9968e-05 | 9.1446e-06 | 2.226e-05 | 0.0040762 | 0.00080829 | 0.0013985 | 0.13571 | 1 | 1 | 1
5 | 1 | 6 | 0.32323 | 0.13428 | 0.29074 | 0.36271 | 0.81993 | 0.28354 | 0 | 0.55658 | 0.378 | 0.31517 | 0.16212 | 0.42175 | 0.3324 | 0.48282 | 0.16191 | 0.1402 | 0.11297 | 0.52155 | 0.34603 | 0.082981 | 0.14243 | 0.13436 | 0.037755 | 0.001715 | 0.050537 | 0.19991 | 0.049568 | 0.12248 | 0.022812 | 0.034309 | 0.11758 | 0.033028 | 0.062944 | 0.099437 | 0.12431 | 0.053773 | 0.1255 | 0.037105 | 0.053311 | 0.11769 | 0.17004 | 0.095151 | 0.53819 | 1 | 1 | 1
5 | 1 | 7 | 0.23062 | 0.12319 | 0.15573 | 0.23112 | 0.74117 | 0.26904 | 0 | 0.47971 | 0.28468 | 0.22113 | 0.16149 | 0.37979 | 0.23979 | 0.44243 | 0.14672 | 0.12531 | 0.042939 | 0.43029 | 0.3033 | 0.049247 | 0.098471 | 0.12296 | 0.032134 | 0.02864 | 0.26075 | 0.49713 | 0.25575 | 0.53422 | 0.4506 | 0.46802 | 0.53431 | 0.41151 | 0.29596 | 0.23365 | 0.42902 | 0.22442 | 0.28983 | 0.30749 | 0.2225 | 0.50576 | 0.44655 | 0.30854 | 0.81599 | 1 | 1 | 1
5 | 1 | 8 | 0.21668 | 0.14752 | 0.10118 | 0.12739 | 0.66827 | 0.057521 | 0 | 0.45166 | 0.27229 | 0.20725 | 0.23225 | 0.33799 | 0.22608 | 0.4057 | 0.16087 | 0.13918 | 0.0090381 | 0.47645 | 0.32799 | 0.033801 | 0.040041 | 0.14732 | 0.05025 | 0.20831 | 0.46036 | 0.68742 | 0.45154 | 0.71354 | 0.74437 | 0.72247 | 0.76698 | 0.75262 | 0.48209 | 0.41587 | 0.75881 | 0.37086 | 0.37864 | 0.31987 | 0.36767 | 0.66911 | 0.64949 | 0.44084 | 0.98448 | 1 | 1 | 1
5 | 1 | 9 | 0.25939 | 0.19878 | 0.089339 | 0.15026 | 0.61328 | 0.039692 | 0 | 0.49544 | 0.31198 | 0.25005 | 0.36359 | 0.24776 | 0.2683 | 0.31946 | 0.20056 | 0.17842 | 0.0080461 | 0.62355 | 0.38512 | 0.070249 | 0.067367 | 0.19897 | 0.089995 | 0.38012 | 0.57354 | 0.78928 | 0.56255 | 0.70113 | 0.87273 | 0.85455 | 0.89638 | 0.92302 | 0.59905 | 0.40082 | 0.90966 | 0.56395 | 0.251 | 0.30629 | 0.55911 | 0.71816 | 0.76898 | 0.45909 | 1 | 1 | 1 | 1
5 | 1 | 10 | 0.3968 | 0.18779 | 0.10959 | 0.20074 | 0.56768 | 0.036347 | 0 | 0.50639 | 0.44498 | 0.3891 | 0.3791 | 0.14262 | 0.40491 | 0.21503 | 0.21591 | 0.1937 | 0.026083 | 0.60111 | 0.39439 | 0.092369 | 0.14161 | 0.18775 | 0.082471 | 0.52722 | 0.67196 | 0.83412 | 0.65908 | 0.57102 | 0.92029 | 0.92756 | 0.95869 | 1 | 0.78511 | 0.5631 | 0.94731 | 0.60065 | 0.44006 | 0.33201 | 0.5955 | 0.77735 | 0.77896 | 0.48965 | 1 | 1 | 1 | 1
5 | 1 | 11 | 0.5135 | 0.16845 | 0.10114 | 0.30078 | 0.5563 | 0.047183 | 0 | 0.56039 | 0.55795 | 0.50766 | 0.39391 | 0.084157 | 0.52091 | 0.15602 | 0.24276 | 0.22054 | 0.058004 | 0.60559 | 0.42791 | 0.17297 | 0.23515 | 0.16824 | 0.067443 | 0.59583 | 0.69619 | 0.82056 | 0.68285 | 0.45884 | 0.88924 | 0.95001 | 0.96528 | 1 | 0.89483 | 0.64434 | 0.74697 | 0.48585 | 0.69381 | 0.3049 | 0.48168 | 0.66794 | 0.76971 | 0.50794 | 0.9753 | 1 | 1 | 1
5 | 1 | 12 | 0.47041 | 0.17956 | 0.092912 | 0.41858 | 0.61757 | 0.070818 | 0 | 0.64059 | 0.50957 | 0.46281 | 0.41941 | 0.06768 | 0.47709 | 0.14095 | 0.29001 | 0.26809 | 0.088998 | 0.83139 | 0.54396 | 0.3779 | 0.13166 | 0.1796 | 0.07463 | 0.6356 | 0.70972 | 0.78947 | 0.69612 | 0.44612 | 0.85555 | 0.92686 | 0.96011 | 1 | 0.95824 | 0.76828 | 0.57233 | 0.65264 | 0.49893 | 0.38339 | 0.64704 | 0.63243 | 0.76194 | 0.54359 | 0.80806 | 1 | 1 | 1
5 | 1 | 13 | 0.55492 | 0.16174 | 0.083731 | 0.5009 | 0.66564 | 0.12993 | 0.0027618 | 0.72248 | 0.59558 | 0.54944 | 0.44748 | 0.047314 | 0.56171 | 0.1164 | 0.33653 | 0.31518 | 0.10797 | 0.85265 | 0.65653 | 0.4087 | 0.11196 | 0.16142 | 0.062857 | 0.59954 | 0.66081 | 0.71777 | 0.64815 | 0.24506 | 0.70366 | 0.80976 | 0.94969 | 1 | 1 | 0.74796 | 0.49489 | 0.50197 | 0.44104 | 0.50838 | 0.49766 | 0.58301 | 0.66484 | 0.5405 | 0.68387 | 1 | 1 | 1
5 | 1 | 14 | 0.52425 | 0.19803 | 0.095632 | 0.48968 | 0.69108 | 0.16927 | 0.047535 | 0.81634 | 0.55851 | 0.51708 | 0.54141 | 0.076101 | 0.53011 | 0.14844 | 0.36021 | 0.33924 | 0.12641 | 0.45164 | 0.73146 | 0.38748 | 0.06613 | 0.19783 | 0.093185 | 0.57036 | 0.6438 | 0.66909 | 0.63146 | 0.21254 | 0.34902 | 0.85366 | 0.91256 | 1 | 1 | 0.84702 | 0.45084 | 0.42771 | 0.62366 | 0.65043 | 0.42403 | 0.47768 | 0.62699 | 0.49881 | 0.60931 | 1 | 1 | 1
5 | 1 | 15 | 0.67664 | 0.25713 | 0.050385 | 0.52168 | 0.71567 | 0.295 | 0.15563 | 0.88431 | 0.70432 | 0.67213 | 0.6099 | 0.14119 | 0.6813 | 0.20687 | 0.40819 | 0.38813 | 0.15381 | 0.49249 | 0.74639 | 0.51232 | 0.086461 | 0.25672 | 0.15102 | 0.5055 | 0.60412 | 0.6614 | 0.59254 | 0.072245 | 0.37746 | 0.69796 | 0.84877 | 0.9677 | 1 | 0.80008 | 0.4971 | 0.53024 | 0.71708 | 0.57417 | 0.52569 | 0.58342 | 0.58655 | 0.50504 | 0.58926 | 1 | 1 | 1
5 | 1 | 16 | 0.8344 | 0.39501 | 0.0040615 | 0.62967 | 0.74417 | 0.55564 | 0.31199 | 0.92849 | 0.85205 | 0.8325 | 0.62462 | 0.39759 | 0.83733 | 0.46538 | 0.43542 | 0.41597 | 0.14726 | 0.82378 | 0.70717 | 0.50928 | 0.39718 | 0.39581 | 0.27982 | 0.42556 | 0.56135 | 0.53083 | 0.55058 | 0.061674 | 0.42867 | 0.39492 | 0.80208 | 0.92151 | 0.96664 | 0.88483 | 0.3903 | 0.67885 | 0.6861 | 0.67015 | 0.67302 | 0.46052 | 0.59787 | 0.46036 | 0.44484 | 1 | 1 | 1
5 | 1 | 17 | 0.86335 | 0.33028 | 0 | 0.66142 | 0.69133 | 0.70659 | 0.47743 | 0.94381 | 0.87991 | 0.86208 | 0.62252 | 0.49801 | 0.86607 | 0.55366 | 0.41586 | 0.39597 | 0.14443 | 0.75629 | 0.72878 | 0.463 | 0.62998 | 0.33008 | 0.22275 | 0.26547 | 0.43521 | 0.38795 | 0.42687 | 0.058668 | 0.29283 | 0.24533 | 0.66417 | 0.75279 | 0.73101 | 0.77505 | 0.3898 | 0.65821 | 0.61754 | 0.541 | 0.65256 | 0.38806 | 0.54061 | 0.30598 | 0.18483 | 1 | 1 | 1
5 | 1 | 18 | 0.7164 | 0.29948 | 0.0023124 | 0.67387 | 0.67186 | 0.8525 | 0.58394 | 0.89519 | 0.73918 | 0.71215 | 0.66482 | 0.52646 | 0.72027 | 0.57492 | 0.38378 | 0.36323 | 0.16991 | 0.75362 | 0.78656 | 0.42624 | 0.61451 | 0.29937 | 0.18991 | 0.07465 | 0.23604 | 0.20011 | 0.23151 | 0.08517 | 0.17523 | 0.25485 | 0.43312 | 0.47746 | 0.44775 | 0.47631 | 0.3229 | 0.32568 | 0.23181 | 0.28598 | 0.32289 | 0.27891 | 0.35422 | 0.11052 | 0.01646 | 1 | 1 | 1
5 | 1 | 19 | 0.62856 | 0.27344 | 0.030344 | 0.62799 | 0.68661 | 0.93406 | 0.62527 | 0.79827 | 0.65865 | 0.62321 | 0.69487 | 0.61288 | 0.63366 | 0.65059 | 0.32926 | 0.3078 | 0.31289 | 0.65977 | 0.68393 | 0.50102 | 0.44617 | 0.27345 | 0.16251 | 0.00042998 | 0.030919 | 0.026198 | 0.030326 | 0.028496 | 0.01567 | 0.034415 | 0.10773 | 0.12618 | 0.072213 | 0.066955 | 0.019222 | 0.021296 | 0.0098471 | 0.012136 | 0.021113 | 0.024658 | 0.057971 | 0.0011128 | 0 | 1 | 1 | 1
5 | 1 | 20 | 0.59856 | 0.22438 | 0.077111 | 0.63068 | 0.67646 | 0.93689 | 0.6311 | 0.76809 | 0.63293 | 0.59314 | 0.77189 | 0.81166 | 0.60434 | 0.84011 | 0.30808 | 0.28634 | 0.31042 | 0.67867 | 0.52459 | 0.56561 | 0.20103 | 0.22403 | 0.11879 | 0 | 1.346e-08 | 3.463e-05 | 1.3202e-08 | 2.1933e-07 | 0 | 0 | 0 | 0 | 0 | 0 | 0 | 0 | 0 | 0 | 0 | 0.00017397 | 6.1435e-06 | 0 | 0 | 1 | 1 | 1
5 | 1 | 21 | 0.55168 | 0.23411 | 0.10954 | 0.60284 | 0.56119 | 0.85634 | 0.61323 | 0.73684 | 0.5887 | 0.54556 | 0.66637 | 0.83218 | 0.55793 | 0.85226 | 0.31652 | 0.2949 | 0.37744 | 0.84472 | 0.44305 | 0.48713 | 0.12038 | 0.23389 | 0.12664 | 0 | 0 | 0 | 0 | 0 | 0 | 0 | 0 | 0 | 0 | 0 | 0 | 0 | 0 | 0 | 0 | 0 | 0 | 0 | 0 | 1 | 1 | 1
5 | 1 | 22 | 0.52265 | 0.27257 | 0.10783 | 0.56012 | 0.40021 | 0.68666 | 0.59409 | 0.68887 | 0.559 | 0.51576 | 0.57564 | 0.81728 | 0.52884 | 0.8393 | 0.35855 | 0.33756 | 0.6002 | 0.8458 | 0.48942 | 0.37448 | 0.066635 | 0.27263 | 0.16102 | 0 | 0 | 0 | 0 | 0 | 0 | 0 | 0 | 0 | 0 | 0 | 0 | 0 | 0 | 0 | 0 | 0 | 0 | 0 | 0 | 1 | 1 | 1
5 | 1 | 23 | 0.6008 | 0.28022 | 0.1763 | 0.54058 | 0.29563 | 0.53674 | 0.57882 | 0.59654 | 0.63866 | 0.59598 | 0.5155 | 0.76831 | 0.60711 | 0.79631 | 0.46272 | 0.44393 | 0.77082 | 0.79679 | 0.56607 | 0.26389 | 0.055134 | 0.28065 | 0.16471 | 0 | 0 | 0 | 0 | 0 | 0 | 0 | 0 | 0 | 0 | 0 | 0 | 0 | 0 | 0 | 0 | 0 | 0 | 0 | 0 | 1 | 1 | 1
5 | 1 | 24 | 0.52898 | 0.16481 | 0.060662 | 0.57957 | 0.23067 | 0.47504 | 0.58075 | 0.55672 | 0.56607 | 0.52235 | 0.45186 | 0.67366 | 0.53527 | 0.70826 | 0.51422 | 0.49677 | 0.67355 | 0.80404 | 0.64073 | 0.14141 | 0.054056 | 0.1638 | 0.071952 | 0 | 0 | 0 | 0 | 0 | 0 | 0 | 0 | 0 | 0 | 0 | 0 | 0 | 0 | 0 | 0 | 0 | 0 | 0 | 0 | 1 | 1 | 1
5 | 2 | 1 | 0.51827 | 0.26376 | 0.17202 | 0.65544 | 0.18326 | 0.56162 | 0.56542 | 0.53893 | 0.55782 | 0.51177 | 0.37276 | 0.62075 | 0.52494 | 0.66102 | 0.49735 | 0.47943 | 0.52594 | 0.81552 | 0.67547 | 0.12302 | 0.12825 | 0.26381 | 0.15261 | 0 | 0 | 0 | 0 | 0 | 0 | 0 | 0 | 0 | 0 | 0 | 0 | 0 | 0 | 0 | 0 | 0 | 0 | 0 | 0 | 1 | 1 | 1
5 | 2 | 2 | 0.5158 | 0.3275 | 0.31565 | 0.70995 | 0.16473 | 0.49814 | 0.55136 | 0.52123 | 0.55707 | 0.50951 | 0.36105 | 0.6049 | 0.52273 | 0.64774 | 0.52947 | 0.51244 | 0.40295 | 0.83806 | 0.66476 | 0.16621 | 0.20566 | 0.32766 | 0.21576 | 0 | 0 | 0 | 0 | 0 | 0 | 0 | 0 | 0 | 0 | 0 | 0 | 0 | 0 | 0 | 0 | 0 | 0 | 0 | 0 | 1 | 1 | 1
5 | 2 | 3 | 0.46454 | 0.34232 | 0.17259 | 0.69717 | 0.12668 | 0.57524 | 0.54092 | 0.51703 | 0.50679 | 0.45728 | 0.29969 | 0.59686 | 0.47169 | 0.64195 | 0.59767 | 0.58268 | 0.48112 | 0.8545 | 0.64194 | 0.20797 | 0.26774 | 0.34283 | 0.22729 | 0 | 0 | 0 | 0 | 0 | 0 | 0 | 0 | 0 | 0 | 0 | 0 | 0 | 0 | 0 | 0 | 0 | 0 | 0 | 0 | 1 | 1 | 1
5 | 2 | 4 | 0.45768 | 0.22262 | 0.13517 | 0.66547 | 0.052112 | 0.54427 | 0.51287 | 0.51591 | 0.50084 | 0.45042 | 0.27672 | 0.55909 | 0.46498 | 0.60628 | 0.68509 | 0.67298 | 0.57534 | 0.84085 | 0.62856 | 0.17907 | 0.32524 | 0.22212 | 0.11874 | 0 | 0 | 0 | 0 | 0 | 0 | 0 | 0 | 0 | 0 | 0 | 0 | 0 | 0 | 0 | 0 | 0 | 0 | 0 | 0 | 1 | 1 | 1
5 | 2 | 5 | 0.48276 | 0.1925 | 0.2176 | 0.62945 | 0.0074969 | 0.30078 | 0.49702 | 0.51734 | 0.5249 | 0.47588 | 0.27044 | 0.52941 | 0.48987 | 0.57913 | 0.58387 | 0.56845 | 0.67035 | 0.86085 | 0.53591 | 0.20465 | 0.40643 | 0.19143 | 0.096911 | 6.1098e-08 | 0.00010056 | 0.012633 | 9.8633e-05 | 0 | 0 | 0 | 0 | 0 | 0 | 2.9813e-05 | 0.00077549 | 0.0005806 | 0.00023684 | 4.8902e-05 | 0.00057562 | 0.022341 | 0.0044666 | 0.0034024 | 0.041568 | 1 | 1 | 1
5 | 2 | 6 | 0.50792 | 0.39437 | 0.19344 | 0.53469 | 0.0064372 | 0.25133 | 0.4641 | 0.52772 | 0.55023 | 0.50161 | 0.27572 | 0.51237 | 0.51502 | 0.56602 | 0.57261 | 0.55685 | 0.56328 | 0.82833 | 0.41201 | 0.19667 | 0.31856 | 0.39598 | 0.27006 | 0.0019622 | 0.08342 | 0.20164 | 0.081821 | 0.030166 | 0.00048829 | 0.0096402 | 0.099251 | 0.032717 | 0.13847 | 0.22613 | 0.21627 | 0.24967 | 0.21755 | 0.17617 | 0.24753 | 0.37308 | 0.24175 | 0.25316 | 0.2285 | 1 | 1 | 1
5 | 2 | 7 | 0.46943 | 0.20662 | 0.064836 | 0.44354 | 0.024319 | 0.3145 | 0.42245 | 0.50056 | 0.50981 | 0.46199 | 0.23125 | 0.45 | 0.47629 | 0.50711 | 0.70469 | 0.69326 | 0.43083 | 0.75986 | 0.37353 | 0.20323 | 0.13532 | 0.20623 | 0.10312 | 0.038273 | 0.27354 | 0.40934 | 0.2683 | 0.15058 | 0.039372 | 0.12166 | 0.42909 | 0.29746 | 0.4889 | 0.57005 | 0.54701 | 0.60814 | 0.56618 | 0.56223 | 0.60291 | 0.62495 | 0.54762 | 0.49386 | 0.35577 | 1 | 1 | 1
5 | 2 | 8 | 0.53973 | 0.097019 | 0.095288 | 0.40966 | 0.0064372 | 0.18136 | 0.39215 | 0.47938 | 0.57431 | 0.53297 | 0.23112 | 0.39177 | 0.54562 | 0.45203 | 0.7227 | 0.71189 | 0.51286 | 0.84059 | 0.40399 | 0.26227 | 0.13236 | 0.096695 | 0.015947 | 0.25739 | 0.50744 | 0.61443 | 0.49771 | 0.3215 | 0.23563 | 0.26863 | 0.60361 | 0.62474 | 0.7692 | 0.85348 | 0.84319 | 0.83063 | 0.82331 | 0.8132 | 0.8235 | 0.79994 | 0.78652 | 0.65385 | 0.45176 | 1 | 1 | 1
5 | 2 | 9 | 0.74331 | 0.039667 | 0.21784 | 0.45313 | 0.010192 | 0.079302 | 0.39836 | 0.50785 | 0.76947 | 0.74029 | 0.28979 | 0.37921 | 0.74765 | 0.44069 | 0.73011 | 0.71957 | 0.56335 | 0.88444 | 0.48292 | 0.47435 | 0.11756 | 0.039216 | 0.00024349 | 0.48071 | 0.69468 | 0.71578 | 0.68136 | 0.3988 | 0.53793 | 0.48015 | 0.71008 | 0.85192 | 1 | 0.98918 | 0.96971 | 0.94153 | 0.95028 | 0.95415 | 0.93345 | 0.90264 | 0.88529 | 0.77393 | 0.56306 | 1 | 1 | 1
5 | 2 | 10 | 0.80649 | 0.071353 | 0.36762 | 0.49278 | 0.090035 | 0.049267 | 0.35088 | 0.57151 | 0.82321 | 0.80367 | 0.38021 | 0.40926 | 0.80931 | 0.46753 | 0.72304 | 0.71225 | 0.53511 | 0.86669 | 0.5786 | 0.6944 | 0.086356 | 0.071079 | 0.0016935 | 0.62232 | 0.7783 | 0.75951 | 0.76338 | 0.2378 | 0.63737 | 0.59636 | 0.79149 | 0.91122 | 1 | 1 | 1 | 1 | 1 | 1 | 1 | 0.93398 | 0.91783 | 0.84702 | 0.62082 | 1 | 1 | 1
5 | 2 | 11 | 0.87092 | 0.14159 | 0.39731 | 0.48984 | 0.28221 | 0.10097 | 0.32484 | 0.68253 | 0.88255 | 0.86907 | 0.43099 | 0.49798 | 0.87288 | 0.5529 | 0.7464 | 0.73645 | 0.52259 | 0.86904 | 0.6092 | 0.76229 | 0.097338 | 0.14058 | 0.053418 | 0.70984 | 0.82412 | 0.76539 | 0.80832 | 0.35756 | 0.70328 | 0.61094 | 0.68058 | 1 | 1 | 1 | 1 | 1 | 1 | 1 | 1 | 0.8955 | 0.8946 | 0.91897 | 0.57408 | 1 | 1 | 1
5 | 2 | 12 | 0.92872 | 0.43271 | 0.35527 | 0.52287 | 0.45135 | 0.27099 | 0.37514 | 0.80956 | 0.93559 | 0.92775 | 0.53882 | 0.54329 | 0.92987 | 0.59292 | 0.75484 | 0.7452 | 0.46884 | 0.88805 | 0.64884 | 0.78978 | 0.17277 | 0.43454 | 0.30911 | 0.75234 | 0.83837 | 0.80024 | 0.8223 | 0.37266 | 0.81736 | 0.73145 | 0.66951 | 0.81914 | 1 | 1 | 1 | 1 | 0.99788 | 0.99633 | 1 | 0.85722 | 0.85594 | 0.96048 | 0.5818 | 1 | 1 | 1
5 | 2 | 13 | 0.96607 | 0.28899 | 0.33691 | 0.61982 | 0.61589 | 0.42748 | 0.48013 | 0.892 | 0.96965 | 0.96565 | 0.65474 | 0.57045 | 0.96666 | 0.61659 | 0.66474 | 0.65193 | 0.40126 | 0.95671 | 0.72215 | 0.8306 | 0.27947 | 0.28895 | 0.17882 | 0.72259 | 0.79692 | 0.72353 | 0.78164 | 0.32943 | 0.76592 | 0.71372 | 0.47918 | 0.8069 | 0.99131 | 1 | 0.97702 | 1 | 0.98738 | 0.96929 | 0.99873 | 0.86537 | 0.83615 | 0.86252 | 0.3719 | 1 | 1 | 1
5 | 2 | 14 | 0.98164 | 0.14395 | 0.41187 | 0.67133 | 0.75288 | 0.74168 | 0.57479 | 0.92109 | 0.98348 | 0.9814 | 0.74438 | 0.60343 | 0.98195 | 0.64766 | 0.66039 | 0.64743 | 0.34908 | 0.99096 | 0.70186 | 0.81985 | 0.42212 | 0.14316 | 0.052724 | 0.67018 | 0.75757 | 0.59655 | 0.74305 | 0.389 | 0.78877 | 0.53823 | 0.48147 | 0.75476 | 0.82045 | 0.99173 | 0.99723 | 0.97662 | 0.96884 | 0.9887 | 0.96823 | 0.90724 | 0.78317 | 0.80074 | 0.25638 | 1 | 1 | 1
5 | 2 | 15 | 0.98818 | 0.15116 | 0.53403 | 0.69488 | 0.84023 | 0.95362 | 0.641 | 0.91121 | 0.98944 | 0.98804 | 0.84119 | 0.61546 | 0.98839 | 0.65533 | 0.63679 | 0.62305 | 0.47952 | 0.99898 | 0.71187 | 0.82609 | 0.59074 | 0.15015 | 0.060711 | 0.57606 | 0.69075 | 0.60191 | 0.67751 | 0.29933 | 0.88382 | 0.5201 | 0.35276 | 0.72055 | 0.70146 | 0.92198 | 0.96988 | 0.91238 | 0.89888 | 0.96096 | 0.90454 | 0.88869 | 0.70663 | 0.83554 | 0.25499 | 1 | 1 | 1
5 | 2 | 16 | 0.9868 | 0.37948 | 0.65602 | 0.72879 | 0.88424 | 0.98527 | 0.66225 | 0.90637 | 0.98808 | 0.98662 | 0.91127 | 0.68907 | 0.98701 | 0.7205 | 0.64363 | 0.63011 | 0.54126 | 0.99989 | 0.80744 | 0.93282 | 0.74469 | 0.38174 | 0.24738 | 0.46574 | 0.62233 | 0.54593 | 0.6104 | 0.24045 | 0.85392 | 0.62693 | 0.35211 | 0.75608 | 0.64423 | 0.90517 | 0.87961 | 0.86143 | 0.6579 | 0.87547 | 0.85403 | 0.81129 | 0.61655 | 0.77733 | 0.31725 | 1 | 1 | 1
5 | 2 | 17 | 0.98002 | 0.063789 | 0.68023 | 0.76264 | 0.91836 | 0.9639 | 0.68412 | 0.92183 | 0.98241 | 0.97982 | 0.94213 | 0.83966 | 0.98041 | 0.86444 | 0.65074 | 0.63746 | 0.42064 | 0.99996 | 0.89803 | 0.96199 | 0.83681 | 0.062415 | 0.0051941 | 0.29792 | 0.49368 | 0.44915 | 0.48421 | 0.28845 | 0.72143 | 0.51521 | 0.29207 | 0.64834 | 0.58498 | 0.79082 | 0.74973 | 0.72019 | 0.56657 | 0.62106 | 0.71401 | 0.70456 | 0.61901 | 0.5899 | 0.21751 | 1 | 1 | 1
5 | 2 | 18 | 0.94463 | 0.059734 | 0.58895 | 0.71814 | 0.92771 | 0.92504 | 0.68671 | 0.89401 | 0.95177 | 0.94416 | 0.92029 | 0.82428 | 0.9458 | 0.84552 | 0.67155 | 0.65897 | 0.39453 | 0.99754 | 0.79995 | 0.95776 | 0.81389 | 0.05943 | 0.00028393 | 0.078041 | 0.26205 | 0.19051 | 0.25703 | 0.24201 | 0.40915 | 0.39662 | 0.15432 | 0.33292 | 0.39726 | 0.49469 | 0.4643 | 0.39848 | 0.33408 | 0.30806 | 0.39506 | 0.41418 | 0.3642 | 0.13841 | 0.033411 | 1 | 1 | 1
5 | 2 | 19 | 0.82431 | 0.10455 | 0.66915 | 0.61429 | 0.89076 | 0.784 | 0.70568 | 0.76315 | 0.83932 | 0.82172 | 0.89032 | 0.76982 | 0.82685 | 0.79529 | 0.59905 | 0.5841 | 0.35343 | 0.98739 | 0.82733 | 0.89646 | 0.72903 | 0.10474 | 0.016719 | 0.00042536 | 0.038673 | 0.026991 | 0.037932 | 0.08446 | 0.12534 | 0.1074 | 0.018974 | 0.069015 | 0.058961 | 0.073239 | 0.043812 | 0.030623 | 0.017725 | 0.014214 | 0.03036 | 0.072669 | 0.065772 | 0.0010413 | 0 | 1 | 1 | 1
5 | 2 | 20 | 0.71973 | 0.09096 | 0.63837 | 0.62105 | 0.82669 | 0.88161 | 0.76796 | 0.68002 | 0.74292 | 0.71562 | 0.8552 | 0.73272 | 0.72366 | 0.7609 | 0.65569 | 0.64257 | 0.24984 | 0.98815 | 0.69209 | 0.75664 | 0.81237 | 0.09096 | 0.0098029 | 0 | 4.6109e-07 | 0.00086276 | 4.5225e-07 | 7.5134e-06 | 0 | 0 | 0 | 0 | 0 | 0 | 0 | 0 | 0 | 0 | 0 | 0.0040992 | 0.00042026 | 0 | 0 | 1 | 1 | 1
5 | 2 | 21 | 0.65833 | 0.063531 | 0.61273 | 0.52247 | 0.65211 | 0.76463 | 0.8266 | 0.7041 | 0.6871 | 0.65351 | 0.8208 | 0.74515 | 0.66319 | 0.77449 | 0.6409 | 0.6273 | 0.20113 | 0.99078 | 0.60852 | 0.6037 | 0.84849 | 0.063306 | 0.00018219 | 0 | 0 | 0 | 0 | 0 | 0 | 0 | 0 | 0 | 0 | 0 | 0 | 0 | 0 | 0 | 0 | 0 | 0 | 0 | 0 | 1 | 1 | 1
5 | 2 | 22 | 0.61099 | 0.075255 | 0.58472 | 0.40315 | 0.45036 | 0.66692 | 0.86692 | 0.68139 | 0.64573 | 0.60593 | 0.77203 | 0.74518 | 0.61681 | 0.77361 | 0.63475 | 0.62094 | 0.40244 | 0.98834 | 0.61164 | 0.53683 | 0.77484 | 0.0752 | 0.0020129 | 0 | 0 | 0 | 0 | 0 | 0 | 0 | 0 | 0 | 0 | 0 | 0 | 0 | 0 | 0 | 0 | 0 | 0 | 0 | 0 | 1 | 1 | 1
5 | 2 | 23 | 0.50239 | 0.083068 | 0.74775 | 0.41382 | 0.37879 | 0.7472 | 0.89585 | 0.64623 | 0.53922 | 0.49512 | 0.72211 | 0.75262 | 0.50867 | 0.78037 | 0.59952 | 0.58458 | 0.68241 | 0.98686 | 0.59628 | 0.48411 | 0.6924 | 0.082757 | 0.0074008 | 0 | 0 | 0 | 0 | 0 | 0 | 0 | 0 | 0 | 0 | 0 | 0 | 0 | 0 | 0 | 0 | 0 | 0 | 0 | 0 | 1 | 1 | 1
5 | 2 | 24 | 0.53356 | 0.14536 | 0.81243 | 0.43123 | 0.40988 | 0.8345 | 0.91902 | 0.6313 | 0.57545 | 0.52777 | 0.73068 | 0.7627 | 0.54056 | 0.7913 | 0.62158 | 0.60735 | 0.61958 | 0.98116 | 0.56112 | 0.45504 | 0.76474 | 0.14507 | 0.049621 | 0 | 0 | 0 | 0 | 0 | 0 | 0 | 0 | 0 | 0 | 0 | 0 | 0 | 0 | 0 | 0 | 0 | 0 | 0 | 0 | 1 | 1 | 1
5 | 3 | 1 | 0.4571 | 0.253 | 0.7985 | 0.3452 | 0.53856 | 0.59139 | 0.90804 | 0.64353 | 0.49813 | 0.4495 | 0.73616 | 0.72673 | 0.46407 | 0.75743 | 0.60044 | 0.58553 | 0.6506 | 0.88277 | 0.56427 | 0.50291 | 0.73244 | 0.25278 | 0.14506 | 0 | 0 | 0 | 0 | 0 | 0 | 0 | 0 | 0 | 0 | 0 | 0 | 0 | 0 | 0 | 0 | 0 | 0 | 0 | 0 | 1 | 1 | 1
5 | 3 | 2 | 0.48349 | 0.389 | 0.80869 | 0.29016 | 0.64864 | 0.31471 | 0.90655 | 0.6568 | 0.52556 | 0.47661 | 0.72529 | 0.68936 | 0.49059 | 0.723 | 0.54339 | 0.52676 | 0.69221 | 0.7689 | 0.51565 | 0.59274 | 0.68386 | 0.38894 | 0.2835 | 0 | 0 | 0 | 0 | 0 | 0 | 0 | 0 | 0 | 0 | 0 | 0 | 0 | 0 | 0 | 0 | 0 | 0 | 0 | 0 | 1 | 1 | 1
5 | 3 | 3 | 0.52141 | 0.51911 | 0.76699 | 0.23943 | 0.62561 | 0.27416 | 0.90855 | 0.62101 | 0.56074 | 0.51495 | 0.72618 | 0.67678 | 0.52804 | 0.71306 | 0.48798 | 0.46982 | 0.75878 | 0.62897 | 0.43563 | 0.53318 | 0.66081 | 0.51905 | 0.4277 | 0 | 0 | 0 | 0 | 0 | 0 | 0 | 0 | 0 | 0 | 0 | 0 | 0 | 0 | 0 | 0 | 0 | 0 | 0 | 0 | 1 | 1 | 1
5 | 3 | 4 | 0.55468 | 0.64919 | 0.74587 | 0.1742 | 0.51368 | 0.11706 | 0.91009 | 0.61446 | 0.59629 | 0.54935 | 0.6978 | 0.65623 | 0.56162 | 0.69401 | 0.4678 | 0.44912 | 0.81175 | 0.51681 | 0.39973 | 0.48761 | 0.68836 | 0.64953 | 0.57285 | 0 | 0 | 0 | 0 | 0 | 0 | 0 | 0 | 0 | 0 | 0 | 0 | 0 | 0 | 0 | 0 | 0 | 0 | 0 | 0 | 1 | 1 | 1
5 | 3 | 5 | 0.42536 | 0.69559 | 0.64703 | 0.10966 | 0.41628 | 0.086279 | 0.8852 | 0.57678 | 0.4671 | 0.41722 | 0.58384 | 0.63745 | 0.43248 | 0.67969 | 0.44565 | 0.42644 | 0.72077 | 0.41982 | 0.36433 | 0.49463 | 0.67473 | 0.69626 | 0.62322 | 1.5764e-07 | 0.00015626 | 0.02835 | 0.00015327 | 3.0124e-06 | 0 | 0 | 0 | 0 | 0 | 7.4704e-05 | 0.0014387 | 0.00064651 | 0.00036763 | 5.9402e-05 | 0.00064095 | 4.93e-05 | 0.0027642 | 0.013779 | 0.15117 | 1 | 1 | 1
5 | 3 | 6 | 0.4495 | 0.5848 | 0.51227 | 0.10325 | 0.32975 | 0.090131 | 0.86302 | 0.5776 | 0.49272 | 0.44208 | 0.52866 | 0.55499 | 0.45681 | 0.60454 | 0.46128 | 0.44244 | 0.60632 | 0.24159 | 0.29071 | 0.42459 | 0.66894 | 0.585 | 0.49978 | 0.0024916 | 0.096016 | 0.25532 | 0.094175 | 0.11622 | 0.026024 | 0.034874 | 0.12165 | 0.045482 | 0.093327 | 0.23682 | 0.30775 | 0.24164 | 0.23483 | 0.13652 | 0.23957 | 0.010481 | 0.25129 | 0.36594 | 0.56557 | 1 | 1 | 1
5 | 3 | 7 | 0.52394 | 0.41353 | 0.40297 | 0.058303 | 0.19282 | 0.14221 | 0.85061 | 0.59314 | 0.56618 | 0.51799 | 0.43234 | 0.4366 | 0.53101 | 0.4882 | 0.44418 | 0.42493 | 0.65063 | 0.10684 | 0.25476 | 0.2794 | 0.69561 | 0.41253 | 0.32109 | 0.042537 | 0.36105 | 0.5064 | 0.35412 | 0.52957 | 0.34467 | 0.44784 | 0.49623 | 0.52166 | 0.38607 | 0.64008 | 0.66281 | 0.61472 | 0.59857 | 0.55391 | 0.60944 | 0.059951 | 0.55413 | 0.67959 | 0.85147 | 1 | 1 | 1
5 | 3 | 8 | 0.48973 | 0.45068 | 0.37678 | 0.044259 | 0.073062 | 0.18988 | 0.83778 | 0.69119 | 0.53152 | 0.48294 | 0.3084 | 0.48068 | 0.49678 | 0.54079 | 0.41486 | 0.39495 | 0.59918 | 0.13845 | 0.27451 | 0.18419 | 0.79392 | 0.4508 | 0.34869 | 0.28156 | 0.59931 | 0.69678 | 0.58782 | 0.70749 | 0.56777 | 0.66278 | 0.72493 | 0.80938 | 0.62716 | 0.81701 | 0.89137 | 0.86227 | 0.84917 | 0.83454 | 0.85487 | 0.23888 | 0.7307 | 0.86997 | 1 | 1 | 1 | 1
5 | 3 | 9 | 0.44796 | 0.43727 | 0.38731 | 0.065626 | 0.025289 | 0.40082 | 0.83495 | 0.77809 | 0.49172 | 0.44059 | 0.23481 | 0.39348 | 0.45536 | 0.456 | 0.35503 | 0.33397 | 0.51461 | 0.1427 | 0.29042 | 0.12219 | 0.87166 | 0.43724 | 0.3356 | 0.51968 | 0.7723 | 0.8611 | 0.7575 | 0.79583 | 0.68988 | 0.84161 | 0.80095 | 0.97348 | 0.80505 | 0.98976 | 1 | 0.98293 | 0.97428 | 0.96341 | 0.97449 | 0.6658 | 0.82937 | 0.96796 | 1 | 1 | 1 | 1
5 | 3 | 10 | 0.43329 | 0.4107 | 0.41033 | 0.076632 | 0.0063347 | 0.44148 | 0.8444 | 0.79264 | 0.4801 | 0.42608 | 0.21525 | 0.27862 | 0.44116 | 0.34841 | 0.33353 | 0.31214 | 0.44799 | 0.067393 | 0.35082 | 0.047369 | 0.95097 | 0.41025 | 0.31148 | 0.68175 | 0.86136 | 0.9743 | 0.84484 | 0.64744 | 0.80617 | 0.81102 | 0.87784 | 1 | 1 | 0.96503 | 1 | 1 | 1 | 1 | 1 | 0.76548 | 0.90285 | 1 | 1 | 1 | 1 | 1
5 | 3 | 11 | 0.37367 | 0.46519 | 0.43471 | 0.098223 | 0.01793 | 0.41437 | 0.85336 | 0.79298 | 0.42197 | 0.36552 | 0.21287 | 0.15835 | 0.38183 | 0.23007 | 0.31797 | 0.29636 | 0.39736 | 0.030547 | 0.46161 | 0.01729 | 0.98865 | 0.46483 | 0.37057 | 0.75575 | 0.87333 | 0.9882 | 0.85659 | 0.49151 | 0.86447 | 0.61749 | 0.88308 | 1 | 1 | 1 | 0.99674 | 1 | 1 | 1 | 1 | 0.80787 | 0.92125 | 1 | 1 | 1 | 1 | 1
5 | 3 | 12 | 0.34625 | 0.58082 | 0.4077 | 0.12914 | 0.063121 | 0.40699 | 0.8626 | 0.82481 | 0.39649 | 0.33789 | 0.28443 | 0.10186 | 0.35473 | 0.17133 | 0.33166 | 0.31023 | 0.39976 | 0.059844 | 0.56358 | 0.023813 | 0.9931 | 0.58093 | 0.49618 | 0.77663 | 0.86315 | 1 | 0.8466 | 0.46075 | 0.63475 | 0.56521 | 0.86626 | 0.97656 | 1 | 1 | 1 | 1 | 1 | 1 | 1 | 0.89245 | 0.94585 | 1 | 1 | 1 | 1 | 1
5 | 3 | 13 | 0.34592 | 0.65402 | 0.42319 | 0.16723 | 0.16147 | 0.32781 | 0.86339 | 0.86537 | 0.39503 | 0.33739 | 0.33992 | 0.16527 | 0.35423 | 0.23287 | 0.30714 | 0.2854 | 0.35333 | 0.061615 | 0.74122 | 0.039183 | 0.99289 | 0.65396 | 0.58357 | 0.74152 | 0.81638 | 0.95916 | 0.80073 | 0.50593 | 0.69309 | 0.35351 | 0.69445 | 0.97658 | 1 | 0.99765 | 0.95814 | 1 | 1 | 1 | 1 | 0.84744 | 0.932 | 0.99577 | 1 | 1 | 1 | 1
5 | 3 | 14 | 0.4109 | 0.73173 | 0.58334 | 0.21214 | 0.3348 | 0.26902 | 0.86702 | 0.89213 | 0.45767 | 0.40324 | 0.42033 | 0.38154 | 0.41879 | 0.44743 | 0.28356 | 0.26158 | 0.31391 | 0.14969 | 0.60855 | 0.062846 | 0.98869 | 0.732 | 0.67123 | 0.72254 | 0.81665 | 0.93581 | 0.80099 | 0.37437 | 0.70613 | 0.5447 | 0.65427 | 1 | 1 | 1 | 1 | 1 | 0.99039 | 1 | 0.99701 | 0.69754 | 0.91748 | 0.97948 | 1 | 1 | 1 | 1
5 | 3 | 15 | 0.48376 | 0.73852 | 0.67546 | 0.29551 | 0.47834 | 0.24973 | 0.87029 | 0.9061 | 0.52685 | 0.47704 | 0.50633 | 0.51835 | 0.49101 | 0.57293 | 0.30191 | 0.2801 | 0.31657 | 0.22718 | 0.65726 | 0.06951 | 0.97998 | 0.73842 | 0.68415 | 0.59966 | 0.7178 | 0.8756 | 0.70403 | 0.23827 | 0.41242 | 0.63435 | 0.56839 | 0.92286 | 1 | 0.85955 | 0.97628 | 0.88812 | 0.93559 | 0.96238 | 0.88049 | 0.78801 | 0.72773 | 0.95176 | 0.99858 | 1 | 1 | 1
5 | 3 | 16 | 0.52139 | 0.76322 | 0.48417 | 0.40682 | 0.56689 | 0.26182 | 0.87235 | 0.90317 | 0.56064 | 0.51492 | 0.59793 | 0.56505 | 0.52801 | 0.61175 | 0.31422 | 0.29257 | 0.33806 | 0.16647 | 0.56885 | 0.059789 | 0.97437 | 0.76338 | 0.71022 | 0.46188 | 0.61091 | 0.7627 | 0.5992 | 0.20141 | 0.56318 | 0.45761 | 0.59296 | 0.87508 | 0.99627 | 0.79356 | 0.57397 | 0.701 | 0.88122 | 0.87018 | 0.69498 | 0.76491 | 0.62049 | 0.83098 | 0.8736 | 1 | 1 | 1
5 | 3 | 17 | 0.56166 | 0.74643 | 0.49571 | 0.51901 | 0.58331 | 0.29294 | 0.86202 | 0.86816 | 0.60012 | 0.55599 | 0.69036 | 0.61163 | 0.56811 | 0.65521 | 0.22191 | 0.1997 | 0.33375 | 0.12733 | 0.58834 | 0.078019 | 0.97289 | 0.74684 | 0.68692 | 0.27647 | 0.4503 | 0.52451 | 0.44167 | 0.088118 | 0.29448 | 0.52245 | 0.61177 | 0.76104 | 0.79485 | 0.63391 | 0.35129 | 0.51867 | 0.70257 | 0.64062 | 0.51421 | 0.62719 | 0.47042 | 0.59996 | 0.60651 | 1 | 1 | 1
5 | 3 | 18 | 0.52653 | 0.62375 | 0.59722 | 0.60702 | 0.55912 | 0.66337 | 0.84355 | 0.83648 | 0.5672 | 0.5204 | 0.75191 | 0.63562 | 0.53336 | 0.67196 | 0.20093 | 0.17879 | 0.31639 | 0.097669 | 0.66518 | 0.10844 | 0.94386 | 0.62297 | 0.55725 | 0.068986 | 0.21301 | 0.23153 | 0.20892 | 0.074733 | 0.15248 | 0.36673 | 0.43342 | 0.48731 | 0.45824 | 0.30465 | 0.070575 | 0.32001 | 0.25775 | 0.24207 | 0.31727 | 0.35259 | 0.34681 | 0.2217 | 0.10429 | 1 | 1 | 1
5 | 3 | 19 | 0.43039 | 0.66322 | 0.54457 | 0.5271 | 0.5272 | 0.7632 | 0.84559 | 0.81528 | 0.47499 | 0.42279 | 0.81445 | 0.75316 | 0.43793 | 0.78264 | 0.15446 | 0.13289 | 0.20105 | 0.062649 | 0.81888 | 0.1724 | 0.84333 | 0.66281 | 0.59887 | 0.00045242 | 0.030681 | 0.021366 | 0.030093 | 0.015313 | 0.013258 | 0.09283 | 0.10776 | 0.13037 | 0.074724 | 0.03045 | 0.0022191 | 0.021993 | 0.010918 | 0.010301 | 0.021804 | 0.024859 | 0.049871 | 0.0025102 | 0 | 1 | 1 | 1
5 | 3 | 20 | 0.36992 | 0.78231 | 0.64628 | 0.49296 | 0.36547 | 0.80636 | 0.85737 | 0.8017 | 0.4201 | 0.36199 | 0.82102 | 0.82951 | 0.37837 | 0.85193 | 0.11568 | 0.095209 | 0.18481 | 0.045824 | 0.86886 | 0.2723 | 0.74774 | 0.78293 | 0.72713 | 0 | 2.6547e-08 | 2.0972e-05 | 2.6038e-08 | 4.3258e-07 | 0 | 0 | 0 | 0 | 0 | 0 | 0 | 0 | 0 | 0 | 0 | 3.465e-05 | 7.4776e-05 | 0 | 0 | 1 | 1 | 1
5 | 3 | 21 | 0.29347 | 0.75266 | 0.74867 | 0.36747 | 0.094913 | 0.69485 | 0.82273 | 0.79738 | 0.34285 | 0.28413 | 0.77271 | 0.82613 | 0.30188 | 0.84659 | 0.1302 | 0.10923 | 0.27135 | 0.094673 | 0.8686 | 0.32216 | 0.68681 | 0.75278 | 0.69816 | 0 | 0 | 0 | 0 | 0 | 0 | 0 | 0 | 0 | 0 | 0 | 0 | 0 | 0 | 0 | 0 | 0 | 0 | 0 | 0 | 1 | 1 | 1
5 | 3 | 22 | 0.37659 | 0.69024 | 0.78876 | 0.22682 | 0.0067016 | 0.64432 | 0.78321 | 0.81077 | 0.42297 | 0.36823 | 0.63608 | 0.80088 | 0.38446 | 0.82537 | 0.17677 | 0.15484 | 0.2522 | 0.10641 | 0.8775 | 0.25195 | 0.7158 | 0.68987 | 0.63022 | 0 | 0 | 0 | 0 | 0 | 0 | 0 | 0 | 0 | 0 | 0 | 0 | 0 | 0 | 0 | 0 | 0 | 0 | 0 | 0 | 1 | 1 | 1
5 | 3 | 23 | 0.56092 | 0.70112 | 0.78983 | 0.18321 | 0 | 0.5617 | 0.75508 | 0.82391 | 0.6003 | 0.5554 | 0.58734 | 0.72898 | 0.56751 | 0.75854 | 0.1825 | 0.16051 | 0.14229 | 0.15661 | 0.88211 | 0.18158 | 0.70724 | 0.70109 | 0.63868 | 0 | 0 | 0 | 0 | 0 | 0 | 0 | 0 | 0 | 0 | 0 | 0 | 0 | 0 | 0 | 0 | 0 | 0 | 0 | 0 | 1 | 1 | 1
5 | 3 | 24 | 0.63703 | 0.70577 | 0.72028 | 0.15776 | 0 | 0.47221 | 0.73464 | 0.82192 | 0.67083 | 0.63247 | 0.60196 | 0.67741 | 0.64268 | 0.71338 | 0.20674 | 0.18456 | 0.061037 | 0.16205 | 0.90007 | 0.13027 | 0.67554 | 0.70587 | 0.64249 | 0 | 0 | 0 | 0 | 0 | 0 | 0 | 0 | 0 | 0 | 0 | 0 | 0 | 0 | 0 | 0 | 0 | 0 | 0 | 0 | 1 | 1 | 1
5 | 4 | 1 | 0.59642 | 0.67654 | 0.67199 | 0.14573 | 0 | 0.47618 | 0.70818 | 0.77177 | 0.6289 | 0.59065 | 0.55768 | 0.62198 | 0.60192 | 0.66466 | 0.20906 | 0.18687 | 0.036251 | 0.13256 | 0.92965 | 0.2238 | 0.68426 | 0.67657 | 0.60895 | 0 | 0 | 0 | 0 | 0 | 0 | 0 | 0 | 0 | 0 | 0 | 0 | 0 | 0 | 0 | 0 | 0 | 0 | 0 | 0 | 1 | 1 | 1
5 | 4 | 2 | 0.60435 | 0.62945 | 0.63922 | 0.11993 | 0 | 0.24766 | 0.66229 | 0.70107 | 0.63847 | 0.59903 | 0.47432 | 0.53815 | 0.61009 | 0.58492 | 0.20856 | 0.18637 | 0.028022 | 0.13432 | 0.89942 | 0.36994 | 0.68018 | 0.62925 | 0.55649 | 0 | 0 | 0 | 0 | 0 | 0 | 0 | 0 | 0 | 0 | 0 | 0 | 0 | 0 | 0 | 0 | 0 | 0 | 0 | 0 | 1 | 1 | 1
5 | 4 | 3 | 0.58597 | 0.61414 | 0.64613 | 0.10395 | 0 | 0.04565 | 0.59207 | 0.62353 | 0.62146 | 0.58042 | 0.43747 | 0.52078 | 0.59194 | 0.57317 | 0.22418 | 0.20195 | 0.026874 | 0.10486 | 0.83771 | 0.44629 | 0.70222 | 0.61419 | 0.53558 | 0 | 0 | 0 | 0 | 0 | 0 | 0 | 0 | 0 | 0 | 0 | 0 | 0 | 0 | 0 | 0 | 0 | 0 | 0 | 0 | 1 | 1 | 1
5 | 4 | 4 | 0.53644 | 0.57169 | 0.67845 | 0.12112 | 0 | 0.019818 | 0.52686 | 0.53465 | 0.57553 | 0.53029 | 0.41869 | 0.47488 | 0.54302 | 0.52965 | 0.24883 | 0.22664 | 0.036574 | 0.067808 | 0.63688 | 0.44846 | 0.69941 | 0.57145 | 0.49005 | 0 | 0 | 0 | 0 | 0 | 0 | 0 | 0 | 0 | 0 | 0 | 0 | 0 | 0 | 0 | 0 | 0 | 0 | 0 | 0 | 1 | 1 | 1
5 | 4 | 5 | 0.45968 | 0.57033 | 0.6579 | 0.12933 | 0 | 0.059635 | 0.41259 | 0.47577 | 0.50341 | 0.45255 | 0.39804 | 0.43731 | 0.46705 | 0.49535 | 0.31136 | 0.28967 | 0.046596 | 0.046327 | 0.41772 | 0.42254 | 0.65449 | 0.5704 | 0.48462 | 1.6789e-07 | 0.00011494 | 0.026091 | 0.00011274 | 5.5823e-06 | 0 | 0 | 0 | 0 | 0 | 4.3529e-05 | 0.00095586 | 0.00051456 | 0.00030411 | 8.6126e-05 | 0.00051014 | 0.0051168 | 0.00066848 | 0.01005 | 0.13942 | 1 | 1 | 1
5 | 4 | 6 | 0.38524 | 0.53924 | 0.58561 | 0.12519 | 0 | 0.092101 | 0.30668 | 0.43182 | 0.43273 | 0.37719 | 0.38581 | 0.40972 | 0.39327 | 0.46904 | 0.31673 | 0.29511 | 0.052195 | 0.025814 | 0.22814 | 0.44535 | 0.61611 | 0.53943 | 0.44753 | 0.0018041 | 0.054854 | 0.19901 | 0.053803 | 0.031319 | 0.00061015 | 0.0011249 | 0.010807 | 0.00012655 | 0.053054 | 0.14973 | 0.18481 | 0.14859 | 0.18695 | 0.14903 | 0.14731 | 0.1383 | 0.12264 | 0.28152 | 0.55232 | 1 | 1 | 1
5 | 4 | 7 | 0.35237 | 0.4453 | 0.52193 | 0.17283 | 0 | 0.049795 | 0.16041 | 0.38979 | 0.40171 | 0.34398 | 0.3883 | 0.41618 | 0.36071 | 0.4749 | 0.24385 | 0.22164 | 0.061303 | 0.013268 | 0.15121 | 0.42016 | 0.52997 | 0.44442 | 0.35479 | 0.034401 | 0.20697 | 0.387 | 0.203 | 0.12113 | 0.01878 | 0.071388 | 0.058981 | 0.039761 | 0.41432 | 0.43376 | 0.57491 | 0.48847 | 0.53767 | 0.53663 | 0.48428 | 0.29447 | 0.31192 | 0.54223 | 0.7945 | 1 | 1 | 1
5 | 4 | 8 | 0.3611 | 0.53306 | 0.56455 | 0.20056 | 0 | 0.047148 | 0.043783 | 0.43857 | 0.41208 | 0.35312 | 0.38271 | 0.45812 | 0.36967 | 0.51508 | 0.22123 | 0.199 | 0.070119 | 0.018176 | 0.12138 | 0.45177 | 0.68431 | 0.53286 | 0.44535 | 0.21168 | 0.39662 | 0.53324 | 0.38902 | 0.35016 | 0.10827 | 0.30461 | 0.227 | 0.1113 | 0.62068 | 0.77656 | 0.87725 | 0.71347 | 0.63341 | 0.68134 | 0.70734 | 0.39181 | 0.52832 | 0.77968 | 0.9458 | 1 | 1 | 1
5 | 4 | 9 | 0.33603 | 0.64468 | 0.60244 | 0.22983 | 0 | 0.10503 | 0.013201 | 0.52114 | 0.38641 | 0.32752 | 0.37803 | 0.49114 | 0.34455 | 0.54586 | 0.21735 | 0.19513 | 0.071723 | 0.035214 | 0.083635 | 0.49942 | 0.85192 | 0.64458 | 0.57316 | 0.36499 | 0.51357 | 0.58906 | 0.50372 | 0.48477 | 0.25059 | 0.34341 | 0.38145 | 0.24857 | 0.73197 | 0.6778 | 1 | 0.84591 | 0.78735 | 0.67231 | 0.83865 | 0.39399 | 0.59847 | 0.83141 | 0.99322 | 1 | 1 | 1
5 | 4 | 10 | 0.34593 | 0.7689 | 0.58004 | 0.22653 | 0 | 0.088948 | 0.089651 | 0.61862 | 0.39645 | 0.33761 | 0.42227 | 0.50243 | 0.35445 | 0.5526 | 0.20858 | 0.18639 | 0.081138 | 0.040292 | 0.12355 | 0.53661 | 0.96886 | 0.76941 | 0.71247 | 0.51167 | 0.63614 | 0.66834 | 0.62394 | 0.62404 | 0.54533 | 0.43888 | 0.49098 | 0.4323 | 0.86026 | 0.87331 | 1 | 0.95338 | 0.58646 | 0.76816 | 0.94519 | 0.37878 | 0.59715 | 0.91702 | 0.96269 | 1 | 1 | 1
5 | 4 | 11 | 0.37383 | 0.77086 | 0.5692 | 0.1985 | 0 | 0.0073903 | 0.29994 | 0.68006 | 0.42113 | 0.36553 | 0.49782 | 0.58006 | 0.38184 | 0.62481 | 0.20519 | 0.18301 | 0.10192 | 0.098381 | 0.15171 | 0.6196 | 0.99552 | 0.77104 | 0.71911 | 0.5803 | 0.67013 | 0.67523 | 0.65728 | 0.57237 | 0.43641 | 0.28869 | 0.47721 | 0.58671 | 0.85007 | 0.86293 | 1 | 0.9505 | 0.93544 | 0.78123 | 0.94234 | 0.34885 | 0.57564 | 0.82177 | 0.91328 | 1 | 1 | 1
5 | 4 | 12 | 0.4703 | 0.72473 | 0.58657 | 0.17392 | 0 | 0.054116 | 0.48687 | 0.71179 | 0.51474 | 0.4635 | 0.5896 | 0.68116 | 0.47776 | 0.71731 | 0.22713 | 0.2049 | 0.15091 | 0.2264 | 0.082761 | 0.67981 | 0.99102 | 0.72422 | 0.67282 | 0.64378 | 0.7159 | 0.70679 | 0.70218 | 0.77043 | 0.3748 | 0.27207 | 0.50036 | 0.83089 | 0.87303 | 0.68476 | 1 | 0.89225 | 0.96317 | 0.97013 | 0.88459 | 0.38659 | 0.68122 | 0.91758 | 0.85689 | 1 | 1 | 1
5 | 4 | 13 | 0.51932 | 0.78174 | 0.60843 | 0.14421 | 0 | 0.086767 | 0.59709 | 0.70973 | 0.55864 | 0.51281 | 0.73315 | 0.76347 | 0.52596 | 0.7911 | 0.2549 | 0.23273 | 0.21544 | 0.31788 | 0.098761 | 0.72899 | 0.99089 | 0.78157 | 0.73658 | 0.6092 | 0.67031 | 0.65158 | 0.65745 | 0.74781 | 0.59661 | 0.46848 | 0.46653 | 0.88011 | 0.64993 | 0.77383 | 0.65054 | 0.85129 | 0.64174 | 0.8525 | 0.84398 | 0.34472 | 0.71437 | 0.86443 | 0.80453 | 1 | 1 | 1
5 | 4 | 14 | 0.57056 | 0.86481 | 0.67263 | 0.19512 | 0 | 0.25887 | 0.72253 | 0.68262 | 0.60919 | 0.56513 | 0.71675 | 0.82127 | 0.57702 | 0.84193 | 0.30805 | 0.28631 | 0.28926 | 0.35152 | 0.17442 | 0.77092 | 0.99089 | 0.86495 | 0.83288 | 0.60606 | 0.68524 | 0.61808 | 0.6721 | 0.79381 | 0.71689 | 0.56056 | 0.48194 | 0.85113 | 0.51757 | 0.74096 | 0.74098 | 0.96458 | 0.77556 | 0.68877 | 0.95629 | 0.28237 | 0.65136 | 0.82745 | 0.79522 | 1 | 1 | 1
5 | 4 | 15 | 0.5378 | 0.9111 | 0.68461 | 0.20324 | 0 | 0.39121 | 0.79383 | 0.63008 | 0.56856 | 0.53041 | 0.74639 | 0.86708 | 0.54311 | 0.88558 | 0.33195 | 0.31053 | 0.33859 | 0.2886 | 0.21159 | 0.88742 | 0.99089 | 0.91118 | 0.88987 | 0.50985 | 0.61184 | 0.58051 | 0.60011 | 0.63758 | 0.74059 | 0.71931 | 0.4054 | 0.61745 | 0.43863 | 0.65374 | 0.97161 | 0.88108 | 0.5471 | 0.55751 | 0.87351 | 0.34878 | 0.6635 | 0.81966 | 0.74247 | 1 | 1 | 1
5 | 4 | 16 | 0.75253 | 0.93686 | 0.71056 | 0.22399 | 0 | 0.56032 | 0.84429 | 0.59932 | 0.78682 | 0.75106 | 0.79208 | 0.82506 | 0.75809 | 0.84731 | 0.31855 | 0.29695 | 0.3761 | 0.37937 | 0.28682 | 0.92362 | 0.99091 | 0.93703 | 0.92018 | 0.40162 | 0.53173 | 0.46593 | 0.52154 | 0.76134 | 0.72498 | 0.7222 | 0.55549 | 0.5371 | 0.41525 | 0.49715 | 0.93962 | 0.64402 | 0.32187 | 0.33806 | 0.63849 | 0.23093 | 0.51967 | 0.71313 | 0.53415 | 1 | 1 | 1
5 | 4 | 17 | 0.50015 | 0.92572 | 0.59124 | 0.28228 | 0.00030685 | 0.59901 | 0.875 | 0.55814 | 0.5364 | 0.49278 | 0.8252 | 0.71862 | 0.50634 | 0.75033 | 0.42474 | 0.40505 | 0.41615 | 0.34309 | 0.28288 | 0.95924 | 0.99191 | 0.92626 | 0.9018 | 0.25059 | 0.41026 | 0.33877 | 0.4024 | 0.75741 | 0.6017 | 0.66345 | 0.48455 | 0.42618 | 0.36472 | 0.39183 | 0.77741 | 0.48889 | 0.24337 | 0.12722 | 0.48469 | 0.25313 | 0.44749 | 0.44363 | 0.24383 | 1 | 1 | 1
5 | 4 | 18 | 0.40348 | 0.78818 | 0.65827 | 0.31758 | 0.070922 | 0.66084 | 0.90426 | 0.50649 | 0.44678 | 0.39514 | 0.8298 | 0.6038 | 0.41086 | 0.6472 | 0.44738 | 0.42821 | 0.48882 | 0.14179 | 0.33021 | 0.95784 | 0.99479 | 0.78758 | 0.75 | 0.071896 | 0.23327 | 0.1867 | 0.2288 | 0.45379 | 0.39521 | 0.43431 | 0.33053 | 0.24801 | 0.15745 | 0.27838 | 0.42647 | 0.35064 | 0.22007 | 0.16067 | 0.34763 | 0.1951 | 0.35246 | 0.18167 | 0.019227 | 1 | 1 | 1
5 | 4 | 19 | 0.47192 | 0.78018 | 0.54081 | 0.34478 | 0.39257 | 0.49677 | 0.92216 | 0.50493 | 0.51553 | 0.46503 | 0.75474 | 0.48942 | 0.47926 | 0.53993 | 0.48831 | 0.47016 | 0.60102 | 0.10242 | 0.26044 | 0.93014 | 0.94666 | 0.77998 | 0.73526 | 0.00050152 | 0.042098 | 0.027811 | 0.04129 | 0.22495 | 0.11568 | 0.1344 | 0.07002 | 0.034215 | 0.011557 | 0.026699 | 0.037563 | 0.026275 | 0.0067672 | 0.0041449 | 0.02605 | 0.030025 | 0.059053 | 0.0021917 | 0 | 1 | 1 | 1
5 | 4 | 20 | 0.51913 | 0.80496 | 0.5408 | 0.46868 | 0.65884 | 0.45093 | 0.9594 | 0.49024 | 0.5613 | 0.51305 | 0.63049 | 0.46285 | 0.52619 | 0.51844 | 0.60772 | 0.59305 | 0.81358 | 0.24545 | 0.16161 | 0.80877 | 0.87771 | 0.80483 | 0.76399 | 0 | 1.2989e-05 | 0.00014411 | 1.274e-05 | 0.00021166 | 0 | 0 | 0 | 0 | 0 | 0 | 0 | 0 | 0 | 0 | 0 | 0.00055661 | 0.00019944 | 0 | 0 | 1 | 1 | 1
5 | 4 | 21 | 0.47613 | 0.85032 | 0.68311 | 0.49234 | 0.59652 | 0.55841 | 0.98879 | 0.4241 | 0.51597 | 0.46875 | 0.59281 | 0.46023 | 0.4829 | 0.5148 | 0.6053 | 0.59054 | 0.83188 | 0.34976 | 0.09138 | 0.65929 | 0.84075 | 0.85046 | 0.8153 | 0 | 0 | 0 | 0 | 0 | 0 | 0 | 0 | 0 | 0 | 0 | 0 | 0 | 0 | 0 | 0 | 0 | 0 | 0 | 0 | 1 | 1 | 1
5 | 4 | 22 | 0.53554 | 0.85724 | 0.75434 | 0.48741 | 0.46148 | 0.73499 | 0.98851 | 0.45314 | 0.57349 | 0.52919 | 0.65931 | 0.51217 | 0.54195 | 0.56025 | 0.67442 | 0.66194 | 0.81396 | 0.53418 | 0.11739 | 0.64936 | 0.79234 | 0.85717 | 0.82636 | 0 | 0 | 0 | 0 | 0 | 0 | 0 | 0 | 0 | 0 | 0 | 0 | 0 | 0 | 0 | 0 | 0 | 0 | 0 | 0 | 1 | 1 | 1
5 | 4 | 23 | 0.61816 | 0.8757 | 0.79638 | 0.5844 | 0.32513 | 0.91983 | 0.98352 | 0.54892 | 0.65223 | 0.61317 | 0.78789 | 0.66617 | 0.62387 | 0.70228 | 0.65936 | 0.64637 | 0.8039 | 0.68811 | 0.16035 | 0.70834 | 0.4878 | 0.87588 | 0.84566 | 0 | 0 | 0 | 0 | 0 | 0 | 0 | 0 | 0 | 0 | 0 | 0 | 0 | 0 | 0 | 0 | 0 | 0 | 0 | 0 | 1 | 1 | 1
5 | 4 | 24 | 0.63688 | 0.85079 | 0.79234 | 0.60063 | 0.15016 | 0.69635 | 0.97762 | 0.62229 | 0.66687 | 0.63172 | 0.80613 | 0.83849 | 0.64195 | 0.86329 | 0.62957 | 0.61559 | 0.84179 | 0.66547 | 0.23927 | 0.66955 | 0.4865 | 0.85084 | 0.81702 | 0 | 0 | 0 | 0 | 0 | 0 | 0 | 0 | 0 | 0 | 0 | 0 | 0 | 0 | 0 | 0 | 0 | 0 | 0 | 0 | 1 | 1 | 1
5 | 5 | 1 | 0.68407 | 0.81073 | 0.78284 | 0.60711 | 0.052147 | 0.61087 | 0.97099 | 0.61042 | 0.71161 | 0.67971 | 0.76533 | 0.83993 | 0.68871 | 0.86198 | 0.57735 | 0.56173 | 0.84786 | 0.5029 | 0.29914 | 0.63988 | 0.73239 | 0.81085 | 0.76782 | 0 | 0 | 0 | 0 | 0 | 0 | 0 | 0 | 0 | 0 | 0 | 0 | 0 | 0 | 0 | 0 | 0 | 0 | 0 | 0 | 1 | 1 | 1
5 | 5 | 2 | 0.71377 | 0.73789 | 0.78054 | 0.67249 | 0.042248 | 0.54487 | 0.9554 | 0.58043 | 0.74018 | 0.71 | 0.69917 | 0.73361 | 0.7182 | 0.76361 | 0.51059 | 0.49304 | 0.83685 | 0.47549 | 0.26561 | 0.60446 | 0.90021 | 0.73782 | 0.68283 | 0 | 0 | 0 | 0 | 0 | 0 | 0 | 0 | 0 | 0 | 0 | 0 | 0 | 0 | 0 | 0 | 0 | 0 | 0 | 0 | 1 | 1 | 1
5 | 5 | 3 | 0.68004 | 0.66879 | 0.79913 | 0.69409 | 0.099998 | 0.7811 | 0.92692 | 0.57772 | 0.7067 | 0.67544 | 0.73376 | 0.62622 | 0.68455 | 0.66339 | 0.43999 | 0.42064 | 0.84784 | 0.40673 | 0.22648 | 0.57824 | 0.92276 | 0.66854 | 0.6034 | 0 | 0 | 0 | 0 | 0 | 0 | 0 | 0 | 0 | 0 | 0 | 0 | 0 | 0 | 0 | 0 | 0 | 0 | 0 | 0 | 1 | 1 | 1
5 | 5 | 4 | 0.67087 | 0.64329 | 0.78671 | 0.69651 | 0.22967 | 0.65874 | 0.90078 | 0.61221 | 0.69988 | 0.66641 | 0.75134 | 0.61933 | 0.67575 | 0.6611 | 0.37119 | 0.35041 | 0.86061 | 0.5815 | 0.23791 | 0.52949 | 0.88409 | 0.64311 | 0.57261 | 0 | 0 | 0 | 0 | 0 | 0 | 0 | 0 | 0 | 0 | 0 | 0 | 0 | 0 | 0 | 0 | 0 | 0 | 0 | 0 | 1 | 1 | 1
5 | 5 | 5 | 0.62955 | 0.64574 | 0.80981 | 0.67605 | 0.35325 | 0.80613 | 0.85614 | 0.62995 | 0.66217 | 0.62462 | 0.66597 | 0.61229 | 0.63503 | 0.65759 | 0.35095 | 0.32982 | 0.87489 | 0.54712 | 0.20303 | 0.4848 | 0.81424 | 0.64571 | 0.57348 | 2.3377e-07 | 0.00035815 | 0.022372 | 0.00035129 | 8.6414e-05 | 0 | 0 | 2.405e-06 | 0 | 2.7625e-07 | 0.00028104 | 0.0030888 | 0.0014802 | 0.000805 | 0.00019936 | 0.0014675 | 0.016163 | 0.0085605 | 0.01694 | 0.087353 | 1 | 1 | 1
5 | 5 | 6 | 0.54524 | 0.64037 | 0.74779 | 0.69858 | 0.53372 | 1 | 0.85556 | 0.63041 | 0.58125 | 0.53881 | 0.61979 | 0.52601 | 0.55134 | 0.57862 | 0.31098 | 0.28929 | 0.87789 | 0.51431 | 0.17304 | 0.42919 | 0.63674 | 0.6402 | 0.56898 | 0.0029932 | 0.1179 | 0.27162 | 0.11564 | 0.17786 | 0.034718 | 0.056506 | 0.15205 | 0.038267 | 0.13171 | 0.28759 | 0.36716 | 0.29138 | 0.26433 | 0.15666 | 0.28888 | 0.27031 | 0.30486 | 0.33602 | 0.39822 | 1 | 1 | 1
5 | 5 | 7 | 0.52278 | 0.65924 | 0.54851 | 0.68313 | 0.63447 | 0.96464 | 0.82087 | 0.60007 | 0.56334 | 0.51654 | 0.60527 | 0.38721 | 0.52959 | 0.44663 | 0.21599 | 0.19379 | 0.87882 | 0.66367 | 0.18545 | 0.44785 | 0.54328 | 0.65899 | 0.59216 | 0.041436 | 0.39308 | 0.47004 | 0.38554 | 0.62714 | 0.48684 | 0.49076 | 0.54151 | 0.49245 | 0.48763 | 0.67252 | 0.70615 | 0.6555 | 0.62856 | 0.54963 | 0.64987 | 0.52392 | 0.56083 | 0.67196 | 0.61963 | 1 | 1 | 1
5 | 5 | 8 | 0.46004 | 0.72299 | 0.3926 | 0.67442 | 0.68351 | 0.9192 | 0.79717 | 0.52678 | 0.50405 | 0.45296 | 0.60387 | 0.31233 | 0.46745 | 0.38336 | 0.16767 | 0.14588 | 0.91016 | 0.84105 | 0.18045 | 0.62868 | 0.65193 | 0.7231 | 0.6629 | 0.28382 | 0.62634 | 0.68389 | 0.61433 | 0.8706 | 0.74522 | 0.74546 | 0.71125 | 0.77646 | 0.69067 | 0.88402 | 0.90639 | 0.87546 | 0.84491 | 0.73622 | 0.86794 | 0.69605 | 0.69548 | 0.87068 | 0.65281 | 1 | 1 | 1
5 | 5 | 9 | 0.38971 | 0.75098 | 0.26324 | 0.69355 | 0.71598 | 0.86529 | 0.78308 | 0.41332 | 0.43581 | 0.38153 | 0.57584 | 0.15833 | 0.39752 | 0.22825 | 0.1257 | 0.10488 | 0.97123 | 0.92025 | 0.21905 | 0.72505 | 0.68406 | 0.75099 | 0.6975 | 0.53205 | 0.80126 | 0.84512 | 0.7859 | 0.97088 | 0.88002 | 0.88626 | 0.84519 | 0.95286 | 0.81306 | 1 | 1 | 0.99753 | 0.98443 | 0.88126 | 0.98896 | 0.75012 | 0.83338 | 0.9736 | 0.78747 | 1 | 1 | 1
5 | 5 | 10 | 0.40095 | 0.76992 | 0.14416 | 0.71213 | 0.73261 | 0.91596 | 0.82208 | 0.24354 | 0.44799 | 0.39312 | 0.57699 | 0.10609 | 0.40889 | 0.17514 | 0.0938 | 0.074318 | 0.997 | 0.95481 | 0.30696 | 0.78066 | 0.61964 | 0.77007 | 0.71824 | 0.70057 | 0.89236 | 0.8656 | 0.87525 | 1 | 0.94416 | 0.94654 | 0.86839 | 1 | 0.86727 | 1 | 0.97849 | 1 | 1 | 0.96127 | 1 | 0.78504 | 0.78563 | 0.98169 | 0.69939 | 1 | 1 | 1
5 | 5 | 11 | 0.43593 | 0.74446 | 0.078108 | 0.71934 | 0.77225 | 0.96057 | 0.89445 | 0.13145 | 0.48192 | 0.42864 | 0.52542 | 0.17596 | 0.44367 | 0.25164 | 0.094447 | 0.074926 | 0.99452 | 0.96112 | 0.33456 | 0.76051 | 0.58573 | 0.74434 | 0.69135 | 0.80012 | 0.93181 | 0.79603 | 0.91394 | 1 | 0.97046 | 0.97338 | 0.83596 | 1 | 0.96564 | 0.96222 | 0.93743 | 1 | 1 | 1 | 1 | 0.66851 | 0.68012 | 0.84217 | 0.67199 | 1 | 1 | 1
5 | 5 | 12 | 0.45058 | 0.73503 | 0.053429 | 0.72844 | 0.85036 | 0.98851 | 0.91936 | 0.074997 | 0.49379 | 0.44318 | 0.46762 | 0.20788 | 0.45789 | 0.28068 | 0.1086 | 0.088407 | 0.99376 | 0.92223 | 0.39097 | 0.76533 | 0.59944 | 0.73475 | 0.68231 | 0.86956 | 0.96532 | 0.74533 | 0.94681 | 1 | 0.96639 | 0.96841 | 0.86827 | 1 | 1 | 0.96802 | 0.90461 | 1 | 1 | 1 | 1 | 0.64809 | 0.7259 | 0.788 | 0.65085 | 1 | 1 | 1
5 | 5 | 13 | 0.51089 | 0.78208 | 0.060751 | 0.75288 | 0.90373 | 0.99335 | 0.92246 | 0.06412 | 0.55013 | 0.50419 | 0.42164 | 0.238 | 0.51753 | 0.31 | 0.12479 | 0.10399 | 0.98611 | 0.88167 | 0.45205 | 0.757 | 0.53775 | 0.7824 | 0.73084 | 0.80234 | 0.88045 | 0.79751 | 0.86357 | 1 | 0.94935 | 0.95388 | 0.83488 | 1 | 1 | 0.91154 | 0.34125 | 0.83521 | 1 | 1 | 0.82804 | 0.71953 | 0.73471 | 0.82031 | 0.64361 | 1 | 1 | 1
5 | 5 | 14 | 0.61613 | 0.74945 | 0.085951 | 0.76996 | 0.9271 | 1 | 0.895 | 0.098783 | 0.64724 | 0.61064 | 0.44113 | 0.25852 | 0.6214 | 0.32932 | 0.1391 | 0.11788 | 0.97905 | 0.87376 | 0.50812 | 0.76074 | 0.37873 | 0.74946 | 0.69573 | 0.76986 | 0.86804 | 0.81438 | 0.8514 | 1 | 0.93865 | 0.946 | 0.89516 | 1 | 0.86541 | 0.96856 | 0.52843 | 0.83813 | 0.9041 | 0.9797 | 0.83094 | 0.74971 | 0.75803 | 0.89267 | 0.65365 | 1 | 1 | 1
5 | 5 | 15 | 0.77126 | 0.70818 | 0.12496 | 0.78096 | 0.93512 | 0.99627 | 0.88269 | 0.22262 | 0.79276 | 0.76825 | 0.51407 | 0.27537 | 0.77486 | 0.34435 | 0.15576 | 0.13416 | 0.98485 | 0.90998 | 0.68737 | 0.79313 | 0.64725 | 0.70808 | 0.64802 | 0.67215 | 0.80641 | 0.76378 | 0.79095 | 1 | 0.92572 | 0.92859 | 0.85773 | 1 | 0.72414 | 1 | 0.72127 | 0.61636 | 0.80508 | 0.84011 | 0.61107 | 0.79443 | 0.7255 | 0.79659 | 0.53785 | 1 | 1 | 1
5 | 5 | 16 | 0.86779 | 0.67707 | 0.21043 | 0.7833 | 0.93653 | 1 | 0.84946 | 0.43562 | 0.88055 | 0.86604 | 0.67363 | 0.31089 | 0.86992 | 0.37826 | 0.1782 | 0.15626 | 0.99574 | 0.88871 | 0.73876 | 0.85911 | 0.34587 | 0.67672 | 0.61436 | 0.56207 | 0.75523 | 0.69307 | 0.74075 | 0.9913 | 0.87547 | 0.87632 | 0.91536 | 0.949 | 0.96525 | 0.88425 | 0.52999 | 0.6702 | 0.8708 | 0.75109 | 0.66445 | 0.46702 | 0.7422 | 0.71652 | 0.56312 | 1 | 1 | 1
5 | 5 | 17 | 0.92163 | 0.71877 | 0.33857 | 0.77943 | 0.90684 | 1 | 0.83534 | 0.62654 | 0.92845 | 0.92045 | 0.75908 | 0.3485 | 0.92278 | 0.41696 | 0.20427 | 0.1821 | 0.99607 | 0.78238 | 0.73878 | 0.9066 | 0.31677 | 0.71961 | 0.64843 | 0.35485 | 0.59878 | 0.57671 | 0.5873 | 0.90069 | 0.76463 | 0.76191 | 0.79772 | 0.78817 | 0.82802 | 0.79649 | 0.61689 | 0.65486 | 0.48261 | 0.49644 | 0.64923 | 0.42194 | 0.72495 | 0.5604 | 0.37801 | 1 | 1 | 1
5 | 5 | 18 | 0.97376 | 0.5563 | 0.56691 | 0.73665 | 0.84519 | 1 | 0.8101 | 0.6824 | 0.97881 | 0.9738 | 0.78911 | 0.30645 | 0.97457 | 0.37119 | 0.21778 | 0.19556 | 0.99335 | 0.83197 | 0.63637 | 0.91883 | 0.3919 | 0.55608 | 0.4721 | 0.099712 | 0.3314 | 0.29767 | 0.32505 | 0.6904 | 0.51202 | 0.51572 | 0.50284 | 0.44972 | 0.48719 | 0.46149 | 0.3945 | 0.42926 | 0.22112 | 0.2755 | 0.42557 | 0.29469 | 0.5003 | 0.16308 | 0.053384 | 1 | 1 | 1
5 | 5 | 19 | 0.9156 | 0.42939 | 0.68166 | 0.7373 | 0.85037 | 0.99974 | 0.80758 | 0.71198 | 0.9255 | 0.91475 | 0.68838 | 0.34145 | 0.91723 | 0.40514 | 0.27245 | 0.2504 | 0.99609 | 0.85484 | 0.5975 | 0.78403 | 0.2122 | 0.42876 | 0.33419 | 0.00042851 | 0.078707 | 0.057239 | 0.077198 | 0.37928 | 0.20354 | 0.19004 | 0.14461 | 0.11982 | 0.095151 | 0.072946 | 0.034057 | 0.039697 | 0.010381 | 0.013147 | 0.039356 | 0.015201 | 0.11617 | 0.0023712 | 0 | 1 | 1 | 1
5 | 5 | 20 | 0.77128 | 0.42376 | 0.78837 | 0.77156 | 0.92778 | 0.99974 | 0.78132 | 0.71786 | 0.78642 | 0.76727 | 0.61929 | 0.42722 | 0.77391 | 0.48769 | 0.38768 | 0.36723 | 0.99086 | 0.63514 | 0.58503 | 0.71142 | 0.052061 | 0.42345 | 0.32402 | 0 | 3.5944e-05 | 9.5483e-05 | 3.5255e-05 | 0.00058571 | 0 | 0 | 0 | 0 | 0 | 0 | 0 | 0 | 0 | 0 | 0 | 6.8678e-07 | 0.00050973 | 0 | 0 | 1 | 1 | 1
5 | 5 | 21 | 0.78884 | 0.46913 | 0.81077 | 0.76859 | 0.97877 | 1 | 0.74299 | 0.67449 | 0.81497 | 0.78704 | 0.62121 | 0.48793 | 0.79312 | 0.53826 | 0.45594 | 0.43697 | 0.97603 | 0.54035 | 0.60774 | 0.7157 | 0.055474 | 0.46977 | 0.36298 | 0 | 0 | 0 | 0 | 0 | 0 | 0 | 0 | 0 | 0 | 0 | 0 | 0 | 0 | 0 | 0 | 0 | 0 | 0 | 0 | 1 | 1 | 1
5 | 5 | 22 | 0.5318 | 0.35059 | 0.7533 | 0.73662 | 0.97335 | 0.99453 | 0.74151 | 0.61748 | 0.56631 | 0.52487 | 0.78241 | 0.63302 | 0.53769 | 0.67856 | 0.52132 | 0.50406 | 0.95765 | 0.44288 | 0.60142 | 0.65958 | 0.26513 | 0.35028 | 0.24529 | 0 | 0 | 0 | 0 | 0 | 0 | 0 | 0 | 0 | 0 | 0 | 0 | 0 | 0 | 0 | 0 | 0 | 0 | 0 | 0 | 1 | 1 | 1
5 | 5 | 23 | 0.41828 | 0.28783 | 0.69608 | 0.70312 | 0.89255 | 0.94351 | 0.69385 | 0.57585 | 0.46337 | 0.41051 | 0.78298 | 0.64892 | 0.42591 | 0.68685 | 0.54893 | 0.53246 | 0.93623 | 0.28903 | 0.72523 | 0.67069 | 0.31719 | 0.28771 | 0.17836 | 0 | 0 | 0 | 0 | 0 | 0 | 0 | 0 | 0 | 0 | 0 | 0 | 0 | 0 | 0 | 0 | 0 | 0 | 0 | 0 | 1 | 1 | 1
5 | 5 | 24 | 0.3658 | 0.23118 | 0.67584 | 0.71439 | 0.74569 | 0.82212 | 0.66883 | 0.51705 | 0.41603 | 0.3578 | 0.78752 | 0.67618 | 0.37426 | 0.71303 | 0.5535 | 0.53717 | 0.90752 | 0.33963 | 0.76682 | 0.68579 | 0.34743 | 0.23093 | 0.12419 | 0 | 0 | 0 | 0 | 0 | 0 | 0 | 0 | 0 | 0 | 0 | 0 | 0 | 0 | 0 | 0 | 0 | 0 | 0 | 0 | 1 | 1 | 1
5 | 6 | 1 | 0.30057 | 0.21062 | 0.6857 | 0.71864 | 0.64237 | 0.94562 | 0.64128 | 0.42539 | 0.35174 | 0.2916 | 0.80909 | 0.68365 | 0.30924 | 0.71761 | 0.52978 | 0.51276 | 0.88998 | 0.53463 | 0.77573 | 0.71231 | 0.19729 | 0.21052 | 0.10347 | 0 | 0 | 0 | 0 | 0 | 0 | 0 | 0 | 0 | 0 | 0 | 0 | 0 | 0 | 0 | 0 | 0 | 0 | 0 | 0 | 1 | 1 | 1
5 | 6 | 2 | 0.31524 | 0.19112 | 0.67917 | 0.71004 | 0.62629 | 0.9201 | 0.55096 | 0.34608 | 0.36549 | 0.30637 | 0.82805 | 0.72073 | 0.32376 | 0.75293 | 0.45747 | 0.43854 | 0.86567 | 0.36597 | 0.8073 | 0.72252 | 0.11427 | 0.19101 | 0.086009 | 0 | 0 | 0 | 0 | 0 | 0 | 0 | 0 | 0 | 0 | 0 | 0 | 0 | 0 | 0 | 0 | 0 | 0 | 0 | 0 | 1 | 1 | 1
5 | 6 | 3 | 0.41227 | 0.17537 | 0.68209 | 0.69784 | 0.71226 | 0.86098 | 0.44283 | 0.24771 | 0.46111 | 0.40495 | 0.82916 | 0.73269 | 0.42047 | 0.76535 | 0.39966 | 0.37943 | 0.80799 | 0.33853 | 0.86401 | 0.68812 | 0.086375 | 0.17518 | 0.073178 | 0 | 0 | 0 | 0 | 0 | 0 | 0 | 0 | 0 | 0 | 0 | 0 | 0 | 0 | 0 | 0 | 0 | 0 | 0 | 0 | 1 | 1 | 1
5 | 6 | 4 | 0.44371 | 0.18373 | 0.64933 | 0.69614 | 0.84647 | 0.86538 | 0.37164 | 0.2128 | 0.48681 | 0.43615 | 0.80753 | 0.67794 | 0.45101 | 0.7116 | 0.36301 | 0.34209 | 0.72255 | 0.48999 | 0.86344 | 0.65668 | 0.069734 | 0.18346 | 0.081139 | 0 | 0 | 0 | 0 | 0 | 0 | 0 | 0 | 0 | 0 | 0 | 0 | 0 | 0 | 0 | 0 | 0 | 0 | 0 | 0 | 1 | 1 | 1
5 | 6 | 5 | 0.53183 | 0.2364 | 0.60004 | 0.69753 | 0.8512 | 0.87827 | 0.29936 | 0.22479 | 0.57218 | 0.52577 | 0.85253 | 0.67917 | 0.53861 | 0.71202 | 0.3061 | 0.28435 | 0.68589 | 0.523 | 0.82572 | 0.60364 | 0.046336 | 0.23667 | 0.12377 | 2.4543e-07 | 0.0004459 | 0.017472 | 0.00043735 | 0.00017505 | 0 | 0 | 1.3939e-05 | 0 | 5.5317e-06 | 0.00040314 | 0.0036799 | 0.0017711 | 0.00095794 | 0.00040192 | 0.0017559 | 0.0077581 | 0.011395 | 0.0089469 | 0.068709 | 1 | 1 | 1
5 | 6 | 6 | 0.55987 | 0.20612 | 0.49666 | 0.69954 | 0.75889 | 0.81097 | 0.20366 | 0.21819 | 0.59801 | 0.55411 | 0.89009 | 0.74444 | 0.56628 | 0.78135 | 0.25819 | 0.23605 | 0.64254 | 0.46392 | 0.79217 | 0.53058 | 0.029907 | 0.20595 | 0.1001 | 0.0032659 | 0.1357 | 0.29163 | 0.1331 | 0.21691 | 0.060902 | 0.080319 | 0.17601 | 0.093862 | 0.18632 | 0.29124 | 0.36729 | 0.28809 | 0.25808 | 0.239 | 0.28562 | 0.13174 | 0.39718 | 0.31419 | 0.39906 | 1 | 1 | 1
5 | 6 | 7 | 0.53257 | 0.19601 | 0.30033 | 0.65913 | 0.71369 | 0.31342 | 0.10689 | 0.18729 | 0.56995 | 0.52606 | 0.86617 | 0.60732 | 0.5389 | 0.64573 | 0.15645 | 0.13487 | 0.58251 | 0.39079 | 0.82973 | 0.46684 | 0.032659 | 0.19571 | 0.092261 | 0.040676 | 0.40688 | 0.55599 | 0.39908 | 0.63021 | 0.47373 | 0.50254 | 0.5777 | 0.53489 | 0.62338 | 0.68379 | 0.7018 | 0.65311 | 0.60713 | 0.59237 | 0.6475 | 0.29291 | 0.70423 | 0.66094 | 0.63118 | 1 | 1 | 1
5 | 6 | 8 | 0.55866 | 0.23403 | 0.21936 | 0.59077 | 0.65961 | 0.11532 | 0.033849 | 0.22746 | 0.59295 | 0.55228 | 0.86623 | 0.57591 | 0.56448 | 0.62041 | 0.10989 | 0.089654 | 0.6375 | 0.3572 | 0.83255 | 0.43493 | 0.049162 | 0.23396 | 0.125 | 0.29628 | 0.65139 | 0.77272 | 0.6389 | 0.85764 | 0.74189 | 0.74397 | 0.80502 | 0.79527 | 0.89025 | 0.90735 | 0.8937 | 0.86928 | 0.82453 | 0.81197 | 0.86181 | 0.54944 | 0.85703 | 0.88815 | 0.77715 | 1 | 1 | 1
5 | 6 | 9 | 0.67523 | 0.26629 | 0.15582 | 0.63136 | 0.61009 | 0.09642 | 0.0019815 | 0.53341 | 0.70656 | 0.67124 | 0.82956 | 0.5859 | 0.68045 | 0.63293 | 0.094901 | 0.075356 | 0.69113 | 0.40499 | 0.73167 | 0.47394 | 0.062618 | 0.26628 | 0.15557 | 0.55086 | 0.82984 | 0.9345 | 0.81393 | 0.96272 | 0.87105 | 0.87543 | 0.92711 | 0.94456 | 1 | 1 | 1 | 0.99115 | 0.98121 | 0.95849 | 0.98264 | 0.90091 | 0.93905 | 0.98838 | 0.83186 | 1 | 1 | 1
5 | 6 | 10 | 0.6573 | 0.28187 | 0.11424 | 0.65833 | 0.6233 | 0.073338 | 0 | 0.72263 | 0.68896 | 0.65291 | 0.75397 | 0.5444 | 0.6626 | 0.59351 | 0.095406 | 0.075835 | 0.69561 | 0.47824 | 0.62866 | 0.45317 | 0.0733 | 0.28193 | 0.17031 | 0.73227 | 0.92948 | 0.9107 | 0.91166 | 0.97933 | 0.92646 | 0.93117 | 0.9809 | 1 | 1 | 1 | 1 | 1 | 1 | 1 | 1 | 0.77576 | 0.9453 | 1 | 0.7043 | 1 | 1 | 1
5 | 6 | 11 | 0.54347 | 0.26302 | 0.10726 | 0.70222 | 0.69733 | 0.048177 | 0 | 0.60323 | 0.57924 | 0.53697 | 0.72802 | 0.49409 | 0.54954 | 0.54787 | 0.10945 | 0.089221 | 0.69488 | 0.51762 | 0.57838 | 0.45256 | 0.084751 | 0.26264 | 0.15637 | 0.83574 | 0.97025 | 0.91592 | 0.95165 | 0.96886 | 0.93883 | 0.94949 | 0.9872 | 1 | 1 | 1 | 1 | 1 | 1 | 1 | 1 | 0.89666 | 0.93338 | 0.98733 | 0.5984 | 1 | 1 | 1
5 | 6 | 12 | 0.50516 | 0.30816 | 0.11493 | 0.70282 | 0.68614 | 0.037098 | 0 | 0.41251 | 0.546 | 0.49857 | 0.67079 | 0.43397 | 0.51204 | 0.49369 | 0.12654 | 0.10569 | 0.7075 | 0.50229 | 0.49398 | 0.42493 | 0.047863 | 0.30758 | 0.20405 | 0.88411 | 0.98193 | 0.93568 | 0.96311 | 0.96232 | 0.92661 | 0.93643 | 0.97694 | 1 | 1 | 1 | 1 | 1 | 1 | 1 | 1 | 0.86535 | 0.91693 | 0.94071 | 0.73431 | 1 | 1 | 1
5 | 6 | 13 | 0.46734 | 0.46425 | 0.14312 | 0.71123 | 0.66195 | 0.057991 | 0 | 0.30077 | 0.50976 | 0.46017 | 0.62602 | 0.34423 | 0.47451 | 0.40986 | 0.15428 | 0.13272 | 0.71386 | 0.44805 | 0.43539 | 0.39321 | 0.022516 | 0.46468 | 0.36017 | 0.88446 | 0.97197 | 0.94335 | 0.95334 | 0.98609 | 0.90804 | 0.90988 | 0.93617 | 1 | 1 | 1 | 1 | 1 | 1 | 0.98114 | 1 | 0.85842 | 0.92061 | 0.90988 | 0.80401 | 1 | 1 | 1
5 | 6 | 14 | 0.45929 | 0.5047 | 0.19736 | 0.71574 | 0.6509 | 0.075727 | 0.0010312 | 0.23087 | 0.50401 | 0.4523 | 0.5463 | 0.24836 | 0.46681 | 0.31836 | 0.19143 | 0.16935 | 0.71647 | 0.47435 | 0.43665 | 0.35878 | 0.018587 | 0.5047 | 0.41058 | 0.83771 | 0.94651 | 0.91375 | 0.92836 | 0.98129 | 0.89807 | 0.90065 | 0.86545 | 0.98 | 1 | 1 | 1 | 1 | 0.99943 | 1 | 1 | 0.79376 | 0.93918 | 0.90897 | 0.76446 | 1 | 1 | 1
5 | 6 | 15 | 0.42332 | 0.53447 | 0.34002 | 0.73037 | 0.6543 | 0.079058 | 0.01767 | 0.16225 | 0.46761 | 0.41552 | 0.49495 | 0.18417 | 0.43082 | 0.25466 | 0.23772 | 0.2155 | 0.7255 | 0.56011 | 0.35379 | 0.34674 | 0.017584 | 0.53466 | 0.44197 | 0.73507 | 0.88458 | 0.89743 | 0.86763 | 0.91891 | 0.88135 | 0.87565 | 0.87693 | 0.87656 | 1 | 1 | 1 | 0.99564 | 0.92431 | 0.95449 | 0.98709 | 0.74911 | 0.94826 | 0.91003 | 0.75712 | 1 | 1 | 1
5 | 6 | 16 | 0.45385 | 0.50592 | 0.4987 | 0.75474 | 0.68597 | 0.071235 | 0.057966 | 0.098039 | 0.49878 | 0.44677 | 0.44839 | 0.19532 | 0.46141 | 0.26987 | 0.29527 | 0.2734 | 0.73884 | 0.65109 | 0.33645 | 0.37239 | 0.013542 | 0.50595 | 0.41162 | 0.58733 | 0.79201 | 0.8304 | 0.77682 | 0.89144 | 0.83018 | 0.83742 | 0.82561 | 0.84475 | 0.97935 | 0.96355 | 0.9514 | 0.91697 | 0.83166 | 0.87284 | 0.9091 | 0.79049 | 0.90445 | 0.80353 | 0.75381 | 1 | 1 | 1
5 | 6 | 17 | 0.46018 | 0.45786 | 0.64245 | 0.7748 | 0.71638 | 0.035119 | 0.1306 | 0.075583 | 0.50387 | 0.45305 | 0.4081 | 0.18115 | 0.46755 | 0.25443 | 0.36572 | 0.34485 | 0.76151 | 0.68393 | 0.33588 | 0.4353 | 0.017981 | 0.45796 | 0.35695 | 0.35714 | 0.60447 | 0.68044 | 0.59288 | 0.70251 | 0.69091 | 0.70398 | 0.69638 | 0.6633 | 0.81939 | 0.81606 | 0.79456 | 0.7196 | 0.67666 | 0.70472 | 0.71343 | 0.75627 | 0.77075 | 0.56982 | 0.60057 | 1 | 1 | 1
5 | 6 | 18 | 0.46563 | 0.37184 | 0.74811 | 0.72383 | 0.6572 | 0 | 0.20173 | 0.11864 | 0.5095 | 0.45864 | 0.32549 | 0.17062 | 0.47302 | 0.24767 | 0.44409 | 0.42485 | 0.75107 | 0.65985 | 0.29749 | 0.50272 | 0.021721 | 0.37179 | 0.26488 | 0.10062 | 0.33068 | 0.33594 | 0.32434 | 0.58645 | 0.44221 | 0.38215 | 0.43095 | 0.44462 | 0.53248 | 0.51567 | 0.45607 | 0.36857 | 0.39193 | 0.38607 | 0.36541 | 0.51752 | 0.49529 | 0.17499 | 0.12397 | 1 | 1 | 1
5 | 6 | 19 | 0.45178 | 0.2778 | 0.78946 | 0.71718 | 0.62062 | 0.017321 | 0.25964 | 0.26254 | 0.49643 | 0.44462 | 0.23055 | 0.089424 | 0.45931 | 0.16038 | 0.54277 | 0.52613 | 0.67463 | 0.60624 | 0.26254 | 0.4623 | 0.034899 | 0.27745 | 0.17067 | 0.00057557 | 0.074521 | 0.070263 | 0.073092 | 0.32632 | 0.17956 | 0.11181 | 0.11821 | 0.12874 | 0.12785 | 0.096514 | 0.050016 | 0.038617 | 0.03009 | 0.02905 | 0.038286 | 0.099875 | 0.11357 | 0.0036972 | 0 | 1 | 1 | 1
5 | 6 | 20 | 0.42863 | 0.23971 | 0.83997 | 0.73526 | 0.70074 | 0.13501 | 0.23986 | 0.36307 | 0.4725 | 0.42087 | 0.16731 | 0.069068 | 0.43606 | 0.14108 | 0.64617 | 0.63274 | 0.6817 | 0.57645 | 0.23139 | 0.4739 | 0.02712 | 0.23934 | 0.1335 | 1.9413e-09 | 4.0728e-05 | 0.001161 | 3.9947e-05 | 0.00066294 | 7.2538e-07 | 0 | 0 | 0 | 0 | 0 | 0 | 0 | 0 | 0 | 0 | 0.0054309 | 0.00065292 | 0 | 0 | 1 | 1 | 1
5 | 6 | 21 | 0.47389 | 0.26056 | 0.83332 | 0.6772 | 0.78944 | 0.29038 | 0.24398 | 0.33803 | 0.51841 | 0.46718 | 0.15443 | 0.073339 | 0.48137 | 0.14654 | 0.70747 | 0.69613 | 0.6637 | 0.54121 | 0.21508 | 0.55517 | 0.023312 | 0.26027 | 0.15302 | 0 | 0 | 0 | 0 | 0 | 0 | 0 | 0 | 0 | 0 | 0 | 0 | 0 | 0 | 0 | 0 | 0 | 0 | 0 | 0 | 1 | 1 | 1
5 | 6 | 22 | 0.4586 | 0.32841 | 0.83289 | 0.65063 | 0.78917 | 0.49625 | 0.27214 | 0.42927 | 0.50271 | 0.4515 | 0.19044 | 0.076647 | 0.46603 | 0.15111 | 0.70423 | 0.69278 | 0.67629 | 0.39143 | 0.21319 | 0.54191 | 0.066874 | 0.32866 | 0.21565 | 0 | 0 | 0 | 0 | 0 | 0 | 0 | 0 | 0 | 0 | 0 | 0 | 0 | 0 | 0 | 0 | 0 | 0 | 0 | 0 | 1 | 1 | 1
5 | 6 | 23 | 0.42949 | 0.32215 | 0.80115 | 0.70688 | 0.6132 | 0.1967 | 0.2653 | 0.55629 | 0.47514 | 0.42202 | 0.21522 | 0.054054 | 0.43719 | 0.12603 | 0.63323 | 0.61937 | 0.64992 | 0.23792 | 0.22017 | 0.42109 | 0.13814 | 0.32244 | 0.20878 | 0 | 0 | 0 | 0 | 0 | 0 | 0 | 0 | 0 | 0 | 0 | 0 | 0 | 0 | 0 | 0 | 0 | 0 | 0 | 0 | 1 | 1 | 1
5 | 6 | 24 | 0.40348 | 0.23199 | 0.78178 | 0.70324 | 0.47824 | 0.091723 | 0.20692 | 0.61163 | 0.45116 | 0.39581 | 0.2046 | 0.03031 | 0.41152 | 0.098425 | 0.55047 | 0.53405 | 0.67754 | 0.15444 | 0.21557 | 0.31482 | 0.15425 | 0.23156 | 0.12684 | 0 | 0 | 0 | 0 | 0 | 0 | 0 | 0 | 0 | 0 | 0 | 0 | 0 | 0 | 0 | 0 | 0 | 0 | 0 | 0 | 1 | 1 | 1
5 | 7 | 1 | 0.36873 | 0.22251 | 0.73264 | 0.703 | 0.5195 | 0.038024 | 0.12458 | 0.68429 | 0.41772 | 0.36059 | 0.28128 | 0.037046 | 0.377 | 0.10522 | 0.45682 | 0.43788 | 0.66778 | 0.091763 | 0.21825 | 0.35818 | 0.10882 | 0.22254 | 0.11312 | 0 | 0 | 0 | 0 | 0 | 0 | 0 | 0 | 0 | 0 | 0 | 0 | 0 | 0 | 0 | 0 | 0 | 0 | 0 | 0 | 1 | 1 | 1
5 | 7 | 2 | 0.35646 | 0.18144 | 0.68185 | 0.69434 | 0.59067 | 0.069846 | 0.087047 | 0.7118 | 0.4052 | 0.34806 | 0.33543 | 0.08988 | 0.36471 | 0.16333 | 0.37454 | 0.35383 | 0.68996 | 0.06188 | 0.22703 | 0.37774 | 0.084413 | 0.1812 | 0.078843 | 0 | 0 | 0 | 0 | 0 | 0 | 0 | 0 | 0 | 0 | 0 | 0 | 0 | 0 | 0 | 0 | 0 | 0 | 0 | 0 | 1 | 1 | 1
5 | 7 | 3 | 0.39992 | 0.17592 | 0.6257 | 0.69709 | 0.52654 | 0.089724 | 0.014898 | 0.71531 | 0.44787 | 0.39222 | 0.5406 | 0.1542 | 0.408 | 0.22764 | 0.32394 | 0.30241 | 0.71098 | 0.044467 | 0.24029 | 0.39653 | 0.081632 | 0.17571 | 0.073793 | 0 | 0 | 0 | 0 | 0 | 0 | 0 | 0 | 0 | 0 | 0 | 0 | 0 | 0 | 0 | 0 | 0 | 0 | 0 | 0 | 1 | 1 | 1
5 | 7 | 4 | 0.42765 | 0.19795 | 0.55869 | 0.70916 | 0.41598 | 0.089097 | 0.00066841 | 0.73495 | 0.47639 | 0.42062 | 0.62974 | 0.2383 | 0.43582 | 0.30937 | 0.28194 | 0.25995 | 0.70676 | 0.032692 | 0.25451 | 0.3556 | 0.097055 | 0.19782 | 0.092349 | 0 | 0 | 0 | 0 | 0 | 0 | 0 | 0 | 0 | 0 | 0 | 0 | 0 | 0 | 0 | 0 | 0 | 0 | 0 | 0 | 1 | 1 | 1
5 | 7 | 5 | 0.34624 | 0.23253 | 0.47345 | 0.6971 | 0.43045 | 0.027809 | 0 | 0.76155 | 0.39677 | 0.33794 | 0.69211 | 0.33605 | 0.35476 | 0.40197 | 0.2054 | 0.18325 | 0.66774 | 0.03011 | 0.24511 | 0.37373 | 0.13107 | 0.23285 | 0.11961 | 4.1915e-07 | 0.00059587 | 0.040546 | 0.00058445 | 0.00029674 | 0 | 0 | 4.0143e-05 | 0 | 1.9315e-05 | 0.0006324 | 0.0046412 | 0.0024156 | 0.0013603 | 0.00050054 | 0.0023949 | 0.049251 | 0.01315 | 0.021767 | 0.14363 | 1 | 1 | 1
5 | 7 | 6 | 0.26619 | 0.17426 | 0.3816 | 0.71094 | 0.50888 | 0.042963 | 0 | 0.72596 | 0.3211 | 0.25728 | 0.67807 | 0.43426 | 0.27544 | 0.4935 | 0.12335 | 0.10265 | 0.56896 | 0.030366 | 0.20704 | 0.39167 | 0.12476 | 0.17415 | 0.071502 | 0.0035218 | 0.14177 | 0.37353 | 0.13905 | 0.23069 | 0.063693 | 0.071222 | 0.18989 | 0.10087 | 0.20663 | 0.30268 | 0.37016 | 0.30997 | 0.28145 | 0.23115 | 0.30731 | 0.44791 | 0.39399 | 0.39396 | 0.47119 | 1 | 1 | 1
5 | 7 | 7 | 0.18654 | 0.1232 | 0.24543 | 0.67004 | 0.51611 | 0.025987 | 0 | 0.64002 | 0.24278 | 0.17691 | 0.62683 | 0.51158 | 0.19605 | 0.56593 | 0.053846 | 0.037503 | 0.48723 | 0.019987 | 0.19245 | 0.35825 | 0.10293 | 0.12286 | 0.03306 | 0.042306 | 0.40199 | 0.65538 | 0.39428 | 0.6181 | 0.45029 | 0.49351 | 0.57117 | 0.52292 | 0.61239 | 0.67094 | 0.68926 | 0.64499 | 0.61969 | 0.59642 | 0.63945 | 0.72211 | 0.68961 | 0.6959 | 0.73856 | 1 | 1 | 1
5 | 7 | 8 | 0.16208 | 0.13218 | 0.12035 | 0.51128 | 0.37737 | 0.0089665 | 0 | 0.52491 | 0.22024 | 0.15255 | 0.63985 | 0.52679 | 0.17189 | 0.57612 | 0.020581 | 0.0098057 | 0.41911 | 0.02426 | 0.15888 | 0.32471 | 0.14594 | 0.13208 | 0.037636 | 0.29256 | 0.63856 | 0.8501 | 0.62632 | 0.83203 | 0.7218 | 0.72551 | 0.78498 | 0.77288 | 0.86419 | 0.88007 | 0.87894 | 0.85405 | 0.82735 | 0.80713 | 0.84672 | 0.8741 | 0.83769 | 0.88035 | 0.91589 | 1 | 1 | 1
5 | 7 | 9 | 0.15114 | 0.14502 | 0.036893 | 0.45801 | 0.17255 | 0 | 0 | 0.4073 | 0.20869 | 0.14145 | 0.71036 | 0.56978 | 0.16087 | 0.61612 | 0.015679 | 0.00634 | 0.32789 | 0.057971 | 0.11346 | 0.27041 | 0.21483 | 0.14505 | 0.046314 | 0.53751 | 0.80889 | 0.97757 | 0.79338 | 0.95225 | 0.84924 | 0.85157 | 0.90546 | 0.91789 | 1 | 1 | 0.98825 | 0.96738 | 0.94403 | 0.94119 | 0.95907 | 0.9509 | 0.91864 | 0.97042 | 1 | 1 | 1 | 1
5 | 7 | 10 | 0.1771 | 0.13177 | 0.002643 | 0.44536 | 0.027827 | 0 | 0 | 0.35214 | 0.23514 | 0.16765 | 0.75413 | 0.61445 | 0.18688 | 0.65972 | 0.020875 | 0.0099722 | 0.26243 | 0.11538 | 0.098825 | 0.2363 | 0.20665 | 0.13155 | 0.038286 | 0.70851 | 0.90352 | 1 | 0.8862 | 0.99693 | 0.90557 | 0.9082 | 0.95403 | 0.99159 | 1 | 1 | 1 | 1 | 0.96195 | 1 | 1 | 0.96714 | 0.94726 | 0.99918 | 1 | 1 | 1 | 1
5 | 7 | 11 | 0.20465 | 0.15237 | 0 | 0.41873 | 0 | 0 | 0 | 0.31669 | 0.26191 | 0.19534 | 0.74273 | 0.57478 | 0.21431 | 0.62344 | 0.028213 | 0.015591 | 0.18883 | 0.1423 | 0.10413 | 0.18859 | 0.15614 | 0.15249 | 0.051344 | 0.81387 | 0.95025 | 1 | 0.93203 | 1 | 0.91319 | 0.9194 | 0.95878 | 1 | 1 | 1 | 1 | 1 | 1 | 1 | 1 | 0.96949 | 0.95749 | 0.99603 | 1 | 1 | 1 | 1
5 | 7 | 12 | 0.22743 | 0.12576 | 0 | 0.34548 | 0 | 0 | 0.00035015 | 0.26103 | 0.28541 | 0.21847 | 0.61825 | 0.46318 | 0.23717 | 0.51838 | 0.037403 | 0.023126 | 0.15093 | 0.13849 | 0.11811 | 0.16617 | 0.11787 | 0.12554 | 0.033889 | 0.86097 | 0.95948 | 1 | 0.94109 | 0.98445 | 0.90127 | 0.90837 | 0.95226 | 1 | 1 | 1 | 1 | 1 | 1 | 0.97555 | 1 | 0.96054 | 0.94055 | 0.99682 | 0.96125 | 1 | 1 | 1
5 | 7 | 13 | 0.19479 | 0.13319 | 0 | 0.27142 | 0 | 0.011819 | 0.0048494 | 0.20101 | 0.2517 | 0.18533 | 0.46543 | 0.37484 | 0.2044 | 0.43618 | 0.042791 | 0.027718 | 0.13572 | 0.13903 | 0.12926 | 0.15998 | 0.091618 | 0.13316 | 0.037826 | 0.86156 | 0.94912 | 1 | 0.93093 | 0.97303 | 0.88313 | 0.8888 | 0.93958 | 0.99476 | 1 | 1 | 1 | 0.99755 | 1 | 0.94603 | 0.98898 | 0.95564 | 0.93672 | 0.97672 | 1 | 1 | 1 | 1
5 | 7 | 14 | 0.18095 | 0.1285 | 0.0022028 | 0.21589 | 0 | 0.022078 | 0.003183 | 0.14982 | 0.23916 | 0.17155 | 0.35391 | 0.33541 | 0.19075 | 0.4016 | 0.047362 | 0.031691 | 0.11751 | 0.1349 | 0.13078 | 0.14724 | 0.069295 | 0.12837 | 0.035196 | 0.82876 | 0.93736 | 0.99262 | 0.91939 | 0.98414 | 0.87139 | 0.87749 | 0.94021 | 0.98638 | 1 | 1 | 1 | 1 | 0.98277 | 0.97732 | 0.9936 | 0.93615 | 0.94761 | 0.95482 | 0.9268 | 1 | 1 | 1
5 | 7 | 15 | 0.16114 | 0.13674 | 0.027858 | 0.16984 | 0 | 0.017821 | 0.03527 | 0.10301 | 0.21833 | 0.15146 | 0.27491 | 0.29467 | 0.17081 | 0.36318 | 0.053446 | 0.037066 | 0.097075 | 0.14124 | 0.15384 | 0.15084 | 0.071928 | 0.13663 | 0.041084 | 0.74146 | 0.89205 | 0.93443 | 0.87495 | 0.965 | 0.85204 | 0.86585 | 0.9277 | 0.97352 | 1 | 1 | 0.99312 | 0.98195 | 0.93091 | 0.95416 | 0.97352 | 0.8986 | 0.94142 | 0.88742 | 0.85186 | 1 | 1 | 1
5 | 7 | 16 | 0.18223 | 0.14914 | 0.059384 | 0.15014 | 0 | 0.027605 | 0.10403 | 0.064631 | 0.2407 | 0.17289 | 0.28946 | 0.25637 | 0.19208 | 0.32702 | 0.056017 | 0.039364 | 0.084833 | 0.13209 | 0.14301 | 0.17098 | 0.041095 | 0.14891 | 0.051796 | 0.59232 | 0.79847 | 0.85077 | 0.78317 | 0.92686 | 0.81364 | 0.81943 | 0.87396 | 0.91208 | 0.96673 | 0.94707 | 0.90568 | 0.90715 | 0.87405 | 0.87529 | 0.89936 | 0.83681 | 0.89407 | 0.79356 | 0.76995 | 1 | 1 | 1
5 | 7 | 17 | 0.18538 | 0.19312 | 0.069731 | 0.13923 | 0 | 0.048693 | 0.18411 | 0.053315 | 0.24315 | 0.17596 | 0.31975 | 0.22095 | 0.19512 | 0.2928 | 0.060551 | 0.043448 | 0.08216 | 0.12563 | 0.10769 | 0.20542 | 0.036219 | 0.19285 | 0.089462 | 0.36899 | 0.6265 | 0.67309 | 0.61449 | 0.84002 | 0.71642 | 0.70033 | 0.75611 | 0.76938 | 0.79729 | 0.7991 | 0.76599 | 0.73036 | 0.70655 | 0.69739 | 0.72408 | 0.75716 | 0.78154 | 0.61048 | 0.45016 | 1 | 1 | 1
5 | 7 | 18 | 0.1864 | 0.27472 | 0.08695 | 0.13998 | 0 | 0.083976 | 0.27938 | 0.056465 | 0.24502 | 0.17712 | 0.34757 | 0.19895 | 0.19627 | 0.27166 | 0.064167 | 0.046737 | 0.081054 | 0.11518 | 0.08476 | 0.23067 | 0.038685 | 0.27426 | 0.16898 | 0.10302 | 0.34483 | 0.33609 | 0.33822 | 0.64537 | 0.48805 | 0.45383 | 0.49251 | 0.46753 | 0.50709 | 0.47786 | 0.42816 | 0.43717 | 0.40762 | 0.34821 | 0.43342 | 0.46666 | 0.52199 | 0.12019 | 0.079113 | 1 | 1 | 1
5 | 7 | 19 | 0.15441 | 0.44471 | 0.10002 | 0.18196 | 0.037663 | 0.12238 | 0.35848 | 0.058214 | 0.21398 | 0.14505 | 0.3649 | 0.18826 | 0.16442 | 0.2623 | 0.08451 | 0.065565 | 0.085649 | 0.098648 | 0.061095 | 0.30609 | 0.036693 | 0.44544 | 0.33487 | 0.00050924 | 0.082921 | 0.080665 | 0.081331 | 0.31776 | 0.2249 | 0.1683 | 0.15412 | 0.14548 | 0.12185 | 0.086619 | 0.047465 | 0.048549 | 0.036319 | 0.024624 | 0.048132 | 0.092034 | 0.131 | 0.0023378 | 0 | 1 | 1 | 1
5 | 7 | 20 | 0.0804 | 0.42902 | 0.12014 | 0.23585 | 0.21714 | 0.10317 | 0.33177 | 0.039606 | 0.13896 | 0.071392 | 0.36273 | 0.16384 | 0.090237 | 0.23895 | 0.095864 | 0.076272 | 0.095715 | 0.069891 | 0.042293 | 0.32262 | 0.03185 | 0.42881 | 0.3286 | 2.1705e-08 | 4.909e-05 | 0.0011853 | 4.8149e-05 | 0.00079281 | 7.1446e-06 | 0 | 0 | 0 | 0 | 0 | 0 | 0 | 0 | 0 | 0 | 0.0057099 | 0.00049671 | 0 | 0 | 1 | 1 | 1
5 | 7 | 21 | 0.0047276 | 0.44652 | 0.12358 | 0.22957 | 0.41632 | 0.23205 | 0.32435 | 0.0041913 | 0.055467 | 0.0039174 | 0.39405 | 0.11913 | 0.012701 | 0.18994 | 0.076257 | 0.057864 | 0.10947 | 0.064202 | 0.042573 | 0.36995 | 0.068396 | 0.4464 | 0.34697 | 0 | 0 | 0 | 0 | 0 | 0 | 0 | 0 | 0 | 0 | 0 | 0 | 0 | 0 | 0 | 0 | 0 | 0 | 0 | 0 | 1 | 1 | 1
5 | 7 | 22 | 0 | 0.48014 | 0.16545 | 0.1811 | 0.52486 | 0.3671 | 0.33629 | 0 | 0.041806 | 0 | 0.41196 | 0.15775 | 0.00047756 | 0.23081 | 0.063732 | 0.046339 | 0.16789 | 0.050929 | 0.079537 | 0.3784 | 0.18617 | 0.48099 | 0.37269 | 0 | 0 | 0 | 0 | 0 | 0 | 0 | 0 | 0 | 0 | 0 | 0 | 0 | 0 | 0 | 0 | 0 | 0 | 0 | 0 | 1 | 1 | 1
5 | 7 | 23 | 0 | 0.29956 | 0.16769 | 0.18155 | 0.50148 | 0.43312 | 0.32123 | 0.0029161 | 0.035775 | 0 | 0.45723 | 0.22793 | 0 | 0.30016 | 0.075525 | 0.057181 | 0.26891 | 0.034937 | 0.14436 | 0.44413 | 0.20502 | 0.29885 | 0.19675 | 0 | 0 | 0 | 0 | 0 | 0 | 0 | 0 | 0 | 0 | 0 | 0 | 0 | 0 | 0 | 0 | 0 | 0 | 0 | 0 | 1 | 1 | 1
5 | 7 | 24 | 0 | 0.26698 | 0.14252 | 0.1888 | 0.45313 | 0.41221 | 0.31533 | 0.02724 | 0.042356 | 0 | 0.49371 | 0.29329 | 4.9624e-05 | 0.36317 | 0.082922 | 0.064073 | 0.31924 | 0.03066 | 0.22556 | 0.41963 | 0.12355 | 0.26708 | 0.15519 | 0 | 0 | 0 | 0 | 0 | 0 | 0 | 0 | 0 | 0 | 0 | 0 | 0 | 0 | 0 | 0 | 0 | 0 | 0 | 0 | 1 | 1 | 1
5 | 8 | 1 | 0 | 0.18875 | 0.15193 | 0.18718 | 0.48179 | 0.30526 | 0.31161 | 0.03994 | 0.043929 | 0 | 0.54773 | 0.32534 | 0.0008014 | 0.39398 | 0.08983 | 0.070568 | 0.3323 | 0.027826 | 0.28821 | 0.3774 | 0.099905 | 0.18874 | 0.083294 | 0 | 0 | 0 | 0 | 0 | 0 | 0 | 0 | 0 | 0 | 0 | 0 | 0 | 0 | 0 | 0 | 0 | 0 | 0 | 0 | 1 | 1 | 1
5 | 8 | 2 | 0 | 0.09236 | 0.17794 | 0.16632 | 0.4565 | 0.31651 | 0.32006 | 0.063796 | 0.041009 | 0 | 0.5139 | 0.30035 | 0.00029327 | 0.37244 | 0.12012 | 0.099482 | 0.24886 | 0.010346 | 0.33762 | 0.37161 | 0.11058 | 0.091751 | 0.014646 | 0 | 0 | 0 | 0 | 0 | 0 | 0 | 0 | 0 | 0 | 0 | 0 | 0 | 0 | 0 | 0 | 0 | 0 | 0 | 0 | 1 | 1 | 1
5 | 8 | 3 | 0.0026964 | 0.11612 | 0.1752 | 0.12671 | 0.34626 | 0.075206 | 0.3266 | 0.13542 | 0.049747 | 0.0020187 | 0.48635 | 0.18364 | 0.0070035 | 0.25179 | 0.15508 | 0.1335 | 0.13041 | 0.0087224 | 0.39516 | 0.40151 | 0.1406 | 0.1157 | 0.028759 | 0 | 0 | 0 | 0 | 0 | 0 | 0 | 0 | 0 | 0 | 0 | 0 | 0 | 0 | 0 | 0 | 0 | 0 | 0 | 0 | 1 | 1 | 1
5 | 8 | 4 | 0.044678 | 0.21519 | 0.15506 | 0.10713 | 0.19015 | 0.069977 | 0.29882 | 0.27109 | 0.10245 | 0.035903 | 0.5202 | 0.1924 | 0.054171 | 0.26596 | 0.19179 | 0.16971 | 0.054984 | 0.00066686 | 0.48641 | 0.41904 | 0.18351 | 0.21536 | 0.10516 | 0 | 0 | 0 | 0 | 0 | 0 | 0 | 0 | 0 | 0 | 0 | 0 | 0 | 0 | 0 | 0 | 0 | 0 | 0 | 0 | 1 | 1 | 1
5 | 8 | 5 | 0.066844 | 0.25725 | 0.1424 | 0.098851 | 0.054555 | 0.043145 | 0.25515 | 0.29278 | 0.12629 | 0.057507 | 0.53782 | 0.20297 | 0.076833 | 0.27734 | 0.23419 | 0.21196 | 0.020128 | 8.4718e-06 | 0.5422 | 0.41389 | 0.15913 | 0.25758 | 0.14323 | 5.4476e-07 | 0.00068419 | 0.019001 | 0.00067108 | 0.00047036 | 0 | 0 | 7.9731e-05 | 0 | 3.8369e-05 | 0.00089577 | 0.0051348 | 0.002666 | 0.0015092 | 0.00058233 | 0.0026431 | 0.048237 | 0.014133 | 0.02262 | 0.011353 | 1 | 1 | 1
5 | 8 | 6 | 0.046723 | 0.20921 | 0.12429 | 0.088103 | 0.0058285 | 0.022954 | 0.21908 | 0.23155 | 0.10463 | 0.037948 | 0.52377 | 0.17899 | 0.056129 | 0.25389 | 0.24746 | 0.22526 | 0.0081581 | 0 | 0.47623 | 0.39983 | 0.14022 | 0.20921 | 0.10132 | 0.0037859 | 0.13841 | 0.30579 | 0.13576 | 0.24264 | 0.072418 | 0.074409 | 0.17357 | 0.098917 | 0.1782 | 0.31413 | 0.35769 | 0.29183 | 0.26323 | 0.23256 | 0.28932 | 0.43987 | 0.38588 | 0.38564 | 0.064849 | 1 | 1 | 1
5 | 8 | 7 | 0.0028322 | 0.14288 | 0.096467 | 0.058228 | 0 | 0.02188 | 0.15617 | 0.1003 | 0.046471 | 0.0021452 | 0.3589 | 0.13014 | 0.0052022 | 0.20103 | 0.20677 | 0.1846 | 0.00052888 | 0 | 0.37739 | 0.32893 | 0.048733 | 0.14244 | 0.048663 | 0.042438 | 0.39623 | 0.54402 | 0.38864 | 0.61601 | 0.47841 | 0.4785 | 0.55366 | 0.51738 | 0.58906 | 0.664 | 0.68609 | 0.64092 | 0.5975 | 0.56893 | 0.63542 | 0.70545 | 0.6714 | 0.68279 | 0.14839 | 1 | 1 | 1
5 | 8 | 8 | 0 | 0.15601 | 0.071277 | 0.026808 | 0 | 0.011819 | 0.06605 | 0.0095301 | 0.010558 | 0 | 0.2765 | 0.1636 | 0.00012414 | 0.23695 | 0.16445 | 0.1427 | 6.4487e-06 | 0 | 0.31013 | 0.3181 | 0.037902 | 0.15576 | 0.057529 | 0.28736 | 0.62739 | 0.70293 | 0.61536 | 0.82699 | 0.71714 | 0.7135 | 0.77001 | 0.77077 | 0.85389 | 0.86801 | 0.86752 | 0.84754 | 0.76294 | 0.79332 | 0.84026 | 0.8542 | 0.83231 | 0.85787 | 0.14242 | 1 | 1 | 1
5 | 8 | 9 | 0 | 0.20514 | 0.041711 | 0.029978 | 0 | 0 | 0.049201 | 0 | 0.0032184 | 0 | 0.21552 | 0.2126 | 0 | 0.28998 | 0.16202 | 0.14031 | 1.869e-05 | 9.4421e-05 | 0.23636 | 0.25317 | 0.034211 | 0.20512 | 0.09775 | 0.52551 | 0.79082 | 0.83919 | 0.77566 | 0.94161 | 0.83796 | 0.8313 | 0.8807 | 0.9115 | 0.98441 | 0.98878 | 0.96011 | 0.95265 | 0.89961 | 0.90874 | 0.94447 | 0.92877 | 0.91942 | 0.95236 | 0.34834 | 1 | 1 | 1
5 | 8 | 10 | 0 | 0.23636 | 0.011679 | 0.03598 | 0 | 0 | 0.049706 | 0.0017384 | 0.036473 | 0 | 0.092262 | 0.14529 | 0.00026147 | 0.22077 | 0.19424 | 0.17214 | 0.0012215 | 0.0061923 | 0.16247 | 0.13963 | 0.048263 | 0.23606 | 0.1297 | 0.69427 | 0.88585 | 0.9207 | 0.86886 | 0.98899 | 0.8869 | 0.88592 | 0.93653 | 0.98422 | 1 | 1 | 1 | 0.99816 | 0.93206 | 0.95843 | 0.98959 | 0.95386 | 0.954 | 0.98501 | 0.53872 | 1 | 1 | 1
5 | 8 | 11 | 0 | 0.31711 | 0.00079866 | 0.043344 | 0 | 0 | 0.066938 | 0.013922 | 0.047318 | 0 | 0.035815 | 0.045276 | 0.0042226 | 0.11338 | 0.26638 | 0.24428 | 0.0034266 | 0.018138 | 0.09539 | 0.056462 | 0.060297 | 0.3171 | 0.20698 | 0.79373 | 0.92845 | 0.91101 | 0.91065 | 0.97298 | 0.90262 | 0.89456 | 0.94526 | 1 | 1 | 1 | 1 | 1 | 0.95097 | 0.99906 | 0.99208 | 0.95287 | 0.93508 | 0.95557 | 0.48361 | 1 | 1 | 1
5 | 8 | 12 | 0 | 0.38222 | 0 | 0.051422 | 0 | 0 | 0.081308 | 0.0017384 | 0.025299 | 0 | 0.0019177 | 0.0023018 | 0.00026147 | 0.049771 | 0.32382 | 0.30229 | 0.0098246 | 0.016576 | 0.05113 | 0.01339 | 0.05185 | 0.38239 | 0.27335 | 0.84829 | 0.94719 | 0.92507 | 0.92903 | 0.99262 | 0.89217 | 0.88654 | 0.94084 | 1 | 1 | 1 | 1 | 0.99387 | 0.97961 | 0.99082 | 0.98534 | 0.93179 | 0.92959 | 0.96598 | 0.54891 | 1 | 1 | 1
5 | 8 | 13 | 0 | 0.39057 | 0.0090615 | 0.062218 | 0 | 0 | 0.11407 | 0 | 0.018313 | 0 | 0 | 0 | 0 | 0.035821 | 0.35768 | 0.33667 | 0.016169 | 0.014017 | 0.02149 | 0.0003267 | 0.038975 | 0.39053 | 0.28481 | 0.84082 | 0.92729 | 0.95167 | 0.90951 | 0.91302 | 0.86873 | 0.86374 | 0.93292 | 0.99191 | 1 | 1 | 0.9862 | 0.99018 | 0.90454 | 0.96346 | 0.98168 | 0.9248 | 0.93094 | 0.9482 | 0.71151 | 1 | 1 | 1
5 | 8 | 14 | 0 | 0.39725 | 0.12867 | 0.084997 | 0 | 0.0090308 | 0.1472 | 0 | 0.012933 | 0 | 0 | 0 | 0 | 0.035729 | 0.41176 | 0.39179 | 0.018897 | 0.012345 | 0.0094692 | 0 | 0.033317 | 0.39793 | 0.28378 | 0.80554 | 0.91205 | 0.89312 | 0.89456 | 0.86165 | 0.86107 | 0.86214 | 0.92951 | 0.98572 | 1 | 1 | 0.99016 | 0.97997 | 0.94918 | 0.96764 | 0.97156 | 0.90871 | 0.93712 | 0.94083 | 0.48609 | 1 | 1 | 1
5 | 8 | 15 | 0 | 0.2272 | 0.42299 | 0.13766 | 0 | 0.023414 | 0.17841 | 0 | 0.0076325 | 0 | 0 | 0 | 0 | 0.021995 | 0.47313 | 0.45459 | 0.018197 | 0.010101 | 0.0055654 | 0 | 0.023548 | 0.22622 | 0.12805 | 0.71906 | 0.8657 | 0.82724 | 0.8491 | 0.82144 | 0.84994 | 0.84477 | 0.91001 | 0.96762 | 1 | 0.98047 | 0.9654 | 0.95884 | 0.94905 | 0.91919 | 0.95061 | 0.89074 | 0.88333 | 0.83799 | 0.50447 | 1 | 1 | 1
5 | 8 | 16 | 0 | 0.26649 | 0.66744 | 0.18837 | 0 | 0.060744 | 0.22888 | 0 | 0.0048227 | 0 | 0 | 0 | 0 | 0.012872 | 0.50505 | 0.48734 | 0.016175 | 0.0087892 | 0.0045958 | 0 | 0.0087184 | 0.26687 | 0.1517 | 0.57349 | 0.77315 | 0.75651 | 0.75833 | 0.78018 | 0.80615 | 0.79504 | 0.86444 | 0.90491 | 0.95235 | 0.91713 | 0.90087 | 0.8842 | 0.87077 | 0.83714 | 0.87661 | 0.85041 | 0.84109 | 0.68435 | 0.56558 | 1 | 1 | 1
5 | 8 | 17 | 0.00081885 | 0.1923 | 0.71983 | 0.29464 | 0 | 0.11136 | 0.27383 | 0.0225 | 0.0024967 | 0.00027558 | 0 | 0 | 0.0012813 | 0.011829 | 0.49073 | 0.47264 | 0.028484 | 0.010551 | 0.0050008 | 0.0006853 | 0.00058321 | 0.19195 | 0.08945 | 0.35642 | 0.60529 | 0.61353 | 0.59369 | 0.72961 | 0.70767 | 0.68282 | 0.73959 | 0.75513 | 0.78366 | 0.75869 | 0.75169 | 0.726 | 0.67318 | 0.69378 | 0.71976 | 0.72593 | 0.74543 | 0.57275 | 0.31457 | 1 | 1 | 1
5 | 8 | 18 | 0.027603 | 0.1804 | 0.72458 | 0.30285 | 0.047313 | 0.14596 | 0.32522 | 0.24123 | 0.075036 | 0.018311 | 0.0032486 | 0.001103 | 0.035559 | 0.047672 | 0.51355 | 0.49607 | 0.076333 | 0.018976 | 0.014414 | 0.028125 | 9.3579e-06 | 0.18021 | 0.077442 | 0.095384 | 0.32279 | 0.31888 | 0.3166 | 0.48713 | 0.48657 | 0.46609 | 0.471 | 0.44352 | 0.45277 | 0.42724 | 0.42063 | 0.42249 | 0.37297 | 0.38307 | 0.41887 | 0.41342 | 0.46743 | 0.17867 | 0.059077 | 1 | 1 | 1
5 | 8 | 19 | 0.24588 | 0.18971 | 0.70928 | 0.39723 | 0.25006 | 0.56851 | 0.38649 | 0.57278 | 0.30719 | 0.23779 | 0.065404 | 0.019238 | 0.25605 | 0.087365 | 0.6068 | 0.5921 | 0.10984 | 0.036719 | 0.031979 | 0.11668 | 0 | 0.1895 | 0.085726 | 0.00061876 | 0.076349 | 0.077442 | 0.074885 | 0.21551 | 0.25166 | 0.17917 | 0.14552 | 0.13551 | 0.10126 | 0.073105 | 0.049238 | 0.052155 | 0.032689 | 0.031543 | 0.051707 | 0.086354 | 0.12202 | 0.0047367 | 0 | 1 | 1 | 1
5 | 8 | 20 | 0.25425 | 0.22723 | 0.74917 | 0.50722 | 0.39119 | 0.89172 | 0.4113 | 0.60586 | 0.31081 | 0.24542 | 0.22534 | 0.027446 | 0.26376 | 0.095268 | 0.5789 | 0.56332 | 0.13638 | 0.028073 | 0.034417 | 0.16789 | 0.00038191 | 0.22739 | 0.11626 | 2.3751e-08 | 4.6627e-05 | 0.0013411 | 4.5733e-05 | 0.00072439 | 3.6046e-05 | 0 | 0 | 0 | 0 | 0 | 0 | 0 | 0 | 0 | 0 | 0.0062607 | 0.00076752 | 0 | 0 | 1 | 1 | 1
5 | 8 | 21 | 0.20545 | 0.21017 | 0.75906 | 0.44296 | 0.44784 | 0.87768 | 0.41436 | 0.53977 | 0.26191 | 0.19603 | 0.23439 | 0.059394 | 0.21498 | 0.13228 | 0.48747 | 0.46929 | 0.16263 | 0.042902 | 0.038211 | 0.11506 | 0.016983 | 0.21039 | 0.10001 | 0 | 0 | 0 | 0 | 0 | 0 | 0 | 0 | 0 | 0 | 0 | 0 | 0 | 0 | 0 | 0 | 0 | 0 | 0 | 0 | 1 | 1 | 1
5 | 8 | 22 | 0.1839 | 0.12511 | 0.81201 | 0.33398 | 0.54669 | 0.84166 | 0.41809 | 0.5301 | 0.24038 | 0.17428 | 0.18203 | 0.082193 | 0.19346 | 0.15435 | 0.48882 | 0.47068 | 0.13397 | 0.032092 | 0.046391 | 0.048261 | 0.054385 | 0.12492 | 0.033453 | 0 | 0 | 0 | 0 | 0 | 0 | 0 | 0 | 0 | 0 | 0 | 0 | 0 | 0 | 0 | 0 | 0 | 0 | 0 | 0 | 1 | 1 | 1
5 | 8 | 23 | 0.20929 | 0.06655 | 0.77359 | 0.26705 | 0.63224 | 0.76362 | 0.46755 | 0.54206 | 0.2683 | 0.20029 | 0.18861 | 0.13259 | 0.2192 | 0.20899 | 0.44515 | 0.42592 | 0.11665 | 0.023144 | 0.063313 | 0.03169 | 0.056315 | 0.066273 | 0.00050771 | 0 | 0 | 0 | 0 | 0 | 0 | 0 | 0 | 0 | 0 | 0 | 0 | 0 | 0 | 0 | 0 | 0 | 0 | 0 | 0 | 1 | 1 | 1
5 | 8 | 24 | 0.16511 | 0.056694 | 0.75403 | 0.23112 | 0.65196 | 0.6197 | 0.48361 | 0.53889 | 0.22413 | 0.15574 | 0.19288 | 0.13437 | 0.17503 | 0.21112 | 0.37043 | 0.34965 | 0.17329 | 0.067663 | 0.080989 | 0.030023 | 0.010033 | 0.056574 | 0 | 0 | 0 | 0 | 0 | 0 | 0 | 0 | 0 | 0 | 0 | 0 | 0 | 0 | 0 | 0 | 0 | 0 | 0 | 0 | 0 | 1 | 1 | 1
5 | 9 | 1 | 0.093703 | 0.060255 | 0.78185 | 0.24233 | 0.65309 | 0.67107 | 0.42406 | 0.53272 | 0.15011 | 0.083803 | 0.18261 | 0.080074 | 0.10328 | 0.15174 | 0.26626 | 0.24417 | 0.25726 | 0.11967 | 0.10416 | 0.037757 | 0.00021161 | 0.06009 | 0.00013824 | 0 | 0 | 0 | 0 | 0 | 0 | 0 | 0 | 0 | 0 | 0 | 0 | 0 | 0 | 0 | 0 | 0 | 0 | 0 | 0 | 1 | 1 | 1
5 | 9 | 2 | 0.10295 | 0.090254 | 0.80097 | 0.23859 | 0.63029 | 0.84372 | 0.4072 | 0.50825 | 0.16228 | 0.09342 | 0.06942 | 0.061712 | 0.11294 | 0.13491 | 0.19654 | 0.17443 | 0.41003 | 0.173 | 0.10615 | 0.012336 | 0 | 0.090369 | 0.0087457 | 0 | 0 | 0 | 0 | 0 | 0 | 0 | 0 | 0 | 0 | 0 | 0 | 0 | 0 | 0 | 0 | 0 | 0 | 0 | 0 | 1 | 1 | 1
5 | 9 | 3 | 0.10293 | 0.079846 | 0.76389 | 0.21195 | 0.57135 | 0.77617 | 0.41731 | 0.44303 | 0.1618 | 0.093334 | 0.0099279 | 0.029985 | 0.11286 | 0.098993 | 0.19768 | 0.17555 | 0.45855 | 0.17809 | 0.093281 | 0.00030973 | 0 | 0.079862 | 0.0039229 | 0 | 0 | 0 | 0 | 0 | 0 | 0 | 0 | 0 | 0 | 0 | 0 | 0 | 0 | 0 | 0 | 0 | 0 | 0 | 0 | 1 | 1 | 1
5 | 9 | 4 | 0.10266 | 0.052794 | 0.72417 | 0.14396 | 0.50392 | 0.55077 | 0.38834 | 0.4182 | 0.16177 | 0.093097 | 0.00039003 | 0.0016428 | 0.11262 | 0.05035 | 0.21446 | 0.19225 | 0.42511 | 0.20866 | 0.095682 | 0 | 0 | 0.052623 | 6.0238e-05 | 0 | 0 | 0 | 0 | 0 | 0 | 0 | 0 | 0 | 0 | 0 | 0 | 0 | 0 | 0 | 0 | 0 | 0 | 0 | 0 | 1 | 1 | 1
5 | 9 | 5 | 0.094125 | 0.053241 | 0.58707 | 0.10018 | 0.41905 | 0.37323 | 0.33954 | 0.37383 | 0.15339 | 0.084606 | 0 | 0 | 0.10411 | 0.016392 | 0.20142 | 0.17927 | 0.36053 | 0.22682 | 0.12022 | 0 | 0 | 0.053076 | 5.9073e-05 | 6.4123e-07 | 0.0008566 | 0.031593 | 0.00084017 | 0.00061077 | 0 | 0 | 0.00015282 | 0 | 9.0845e-05 | 0.00097153 | 0.0059496 | 0.003672 | 0.0020756 | 0.00073544 | 0.0036404 | 0.042641 | 0.01662 | 0.02327 | 0.089294 | 1 | 1 | 1
5 | 9 | 6 | 0.068009 | 0.081003 | 0.46933 | 0.087214 | 0.34584 | 0.29929 | 0.24448 | 0.25428 | 0.12713 | 0.058642 | 0 | 0 | 0.077946 | 0.010724 | 0.14706 | 0.12568 | 0.22177 | 0.22077 | 0.13084 | 0 | 0 | 0.081191 | 0.0037114 | 0.0040063 | 0.14018 | 0.36567 | 0.13749 | 0.23034 | 0.082871 | 0.096865 | 0.18071 | 0.056585 | 0.202 | 0.28475 | 0.34973 | 0.31984 | 0.28573 | 0.24046 | 0.31709 | 0.41392 | 0.38737 | 0.3773 | 0.48484 | 1 | 1 | 1
5 | 9 | 7 | 0.014553 | 0.051953 | 0.28874 | 0.065233 | 0.25066 | 0.18758 | 0.16061 | 0.11572 | 0.067502 | 0.0059209 | 0 | 0 | 0.023161 | 0.0079987 | 0.066352 | 0.048792 | 0.08692 | 0.13943 | 0.12398 | 0 | 0 | 0.051885 | 5.9073e-05 | 0.041923 | 0.38807 | 0.60726 | 0.38063 | 0.61315 | 0.49204 | 0.49768 | 0.54872 | 0.36929 | 0.59402 | 0.64665 | 0.66432 | 0.62664 | 0.61327 | 0.5943 | 0.62126 | 0.68828 | 0.65412 | 0.67487 | 0.58462 | 1 | 1 | 1
5 | 9 | 8 | 0.00086597 | 0.029045 | 0.16446 | 0.036314 | 0.10479 | 0.03328 | 0.10971 | 0.011257 | 0.031538 | 0.00016047 | 0 | 0 | 0.0018226 | 0.0031379 | 0.03571 | 0.021724 | 0.02554 | 0.097653 | 0.13169 | 0 | 0 | 0.028923 | 0 | 0.28415 | 0.61894 | 0.77535 | 0.60707 | 0.82946 | 0.73055 | 0.71574 | 0.76854 | 0.62231 | 0.84733 | 0.84999 | 0.85203 | 0.82589 | 0.8188 | 0.81164 | 0.8188 | 0.83507 | 0.81448 | 0.85664 | 0.65777 | 1 | 1 | 1
5 | 9 | 9 | 0.0029135 | 0.027092 | 0.10012 | 0.062125 | 0.016492 | 0.013135 | 0.090928 | 0 | 0.055828 | 0 | 0 | 0 | 0.011477 | 0.00021865 | 0.032551 | 0.019092 | 0.014848 | 0.14795 | 0.12538 | 0 | 0 | 0.027126 | 0 | 0.52357 | 0.78775 | 0.90384 | 0.77265 | 0.94515 | 0.8557 | 0.83724 | 0.88637 | 0.83646 | 0.98305 | 0.96669 | 0.95259 | 0.92564 | 0.93694 | 0.93364 | 0.91769 | 0.90934 | 0.89387 | 0.94817 | 0.81105 | 1 | 1 | 1
5 | 9 | 10 | 0.0051812 | 0.0097356 | 0.036955 | 0.10983 | 0.0038212 | 0 | 0.077784 | 0 | 0.059387 | 0 | 0.00062427 | 0 | 0.014314 | 0.00059709 | 0.043219 | 0.028099 | 0.01447 | 0.16046 | 0.12782 | 0 | 1.0988e-05 | 0.0096193 | 0 | 0.6958 | 0.88831 | 0.93395 | 0.87128 | 0.99097 | 0.91464 | 0.89297 | 0.94151 | 0.97935 | 1 | 1 | 0.99293 | 0.97879 | 0.9752 | 0.98531 | 0.97039 | 0.92639 | 0.93828 | 0.98176 | 0.70999 | 1 | 1 | 1
5 | 9 | 11 | 0.0018349 | 0.01678 | 0.014744 | 0.18703 | 0.028123 | 0 | 0.061862 | 0.0053927 | 0.054898 | 0 | 0.013227 | 0 | 0.010364 | 0.0065106 | 0.065609 | 0.048067 | 0.011733 | 0.10071 | 0.12456 | 0.00042528 | 0.00058389 | 0.016804 | 0 | 0.78911 | 0.92366 | 0.90416 | 0.90595 | 0.95378 | 0.92299 | 0.90314 | 0.95425 | 1 | 1 | 1 | 0.99756 | 0.96911 | 0.96178 | 0.99996 | 0.96079 | 0.86595 | 0.89828 | 0.97386 | 0.56338 | 1 | 1 | 1
5 | 9 | 12 | 0.0017427 | 0.0082132 | 0.014032 | 0.30769 | 0.084814 | 0.0142 | 0.062513 | 0.060631 | 0.042356 | 0.0010383 | 0.057421 | 0 | 0.0026591 | 0.014452 | 0.098959 | 0.079226 | 0.030172 | 0.057722 | 0.16016 | 0.016921 | 0.0055721 | 0.0075116 | 0.00084688 | 0.84082 | 0.93913 | 0.89296 | 0.92113 | 1 | 0.90688 | 0.89895 | 0.94353 | 1 | 1 | 1 | 0.96132 | 0.96697 | 0.94909 | 0.98333 | 0.95867 | 0.7883 | 0.9086 | 0.96136 | 0.56762 | 1 | 1 | 1
5 | 9 | 13 | 0.031566 | 0.15108 | 0.0030504 | 0.39116 | 0.1459 | 0.0087846 | 0.075735 | 0.17359 | 0.085964 | 0.022659 | 0.1081 | 0 | 0.040356 | 0.035549 | 0.14939 | 0.12793 | 0.084276 | 0.029618 | 0.17685 | 0.052086 | 0.0054535 | 0.15053 | 0.057673 | 0.84536 | 0.93228 | 0.8858 | 0.9144 | 0.99801 | 0.8887 | 0.87909 | 0.92847 | 0.99609 | 1 | 0.99969 | 0.95622 | 0.95591 | 0.93606 | 0.96392 | 0.9477 | 0.70773 | 0.85783 | 0.95264 | 0.70902 | 1 | 1 | 1
5 | 9 | 14 | 0.1156 | 0.40771 | 0.00017488 | 0.4656 | 0.21014 | 0.010804 | 0.099151 | 0.28094 | 0.17478 | 0.10609 | 0.14634 | 0.00085102 | 0.12555 | 0.055108 | 0.18423 | 0.16222 | 0.10682 | 0.021822 | 0.19176 | 0.073934 | 0.0016711 | 0.40937 | 0.28382 | 0.81294 | 0.9202 | 0.84863 | 0.90256 | 0.99111 | 0.88436 | 0.87242 | 0.93042 | 0.99332 | 1 | 1 | 0.97231 | 0.95693 | 0.93768 | 0.95871 | 0.94871 | 0.72545 | 0.79363 | 0.94805 | 0.60281 | 1 | 1 | 1
5 | 9 | 15 | 0.18789 | 0.26177 | 0 | 0.53725 | 0.30306 | 0.19136 | 0.13534 | 0.3534 | 0.24612 | 0.17857 | 0.21728 | 0.016492 | 0.19769 | 0.082758 | 0.20092 | 0.17877 | 0.094845 | 0.032019 | 0.13963 | 0.095379 | 3.7521e-05 | 0.26078 | 0.16169 | 0.72584 | 0.87386 | 0.82461 | 0.8571 | 0.98127 | 0.87679 | 0.85861 | 0.91601 | 0.97424 | 1 | 0.98015 | 0.95477 | 0.92193 | 0.86748 | 0.93737 | 0.91402 | 0.73989 | 0.81185 | 0.90897 | 0.56079 | 1 | 1 | 1
5 | 9 | 16 | 0.23937 | 0.33464 | 0 | 0.59162 | 0.37977 | 0.63814 | 0.20162 | 0.41933 | 0.29562 | 0.2303 | 0.29995 | 0.04991 | 0.24885 | 0.12144 | 0.23338 | 0.21115 | 0.16062 | 0.039449 | 0.16834 | 0.1165 | 0 | 0.33503 | 0.22055 | 0.58163 | 0.78428 | 0.76633 | 0.76925 | 0.94293 | 0.83353 | 0.8157 | 0.86577 | 0.90787 | 0.94517 | 0.91545 | 0.89318 | 0.85868 | 0.80129 | 0.86602 | 0.85131 | 0.73885 | 0.74113 | 0.83244 | 0.55747 | 1 | 1 | 1
5 | 9 | 17 | 0.28122 | 0.29288 | 0.0013607 | 0.62873 | 0.3851 | 0.83108 | 0.26473 | 0.44723 | 0.33454 | 0.27228 | 0.45578 | 0.093811 | 0.29023 | 0.1611 | 0.24911 | 0.22691 | 0.27527 | 0.052824 | 0.1278 | 0.14626 | 8.5727e-05 | 0.29269 | 0.18416 | 0.36137 | 0.61359 | 0.61217 | 0.60183 | 0.84796 | 0.72452 | 0.69802 | 0.74372 | 0.77702 | 0.78697 | 0.77182 | 0.73779 | 0.69609 | 0.62724 | 0.69586 | 0.69011 | 0.59078 | 0.67476 | 0.65595 | 0.41458 | 1 | 1 | 1
5 | 9 | 18 | 0.35879 | 0.27248 | 0.019512 | 0.58371 | 0.37788 | 0.92611 | 0.31422 | 0.46841 | 0.40659 | 0.35032 | 0.52274 | 0.27473 | 0.36689 | 0.35118 | 0.25193 | 0.22974 | 0.28373 | 0.10556 | 0.073022 | 0.213 | 0.0043186 | 0.27153 | 0.17202 | 0.10245 | 0.33886 | 0.324 | 0.33237 | 0.64594 | 0.49641 | 0.42824 | 0.49723 | 0.49184 | 0.4591 | 0.46611 | 0.42246 | 0.4297 | 0.36856 | 0.34822 | 0.42601 | 0.38545 | 0.45479 | 0.21281 | 0.090398 | 1 | 1 | 1
5 | 9 | 19 | 0.52301 | 0.45053 | 0.064785 | 0.60593 | 0.50304 | 0.97161 | 0.35044 | 0.48079 | 0.56202 | 0.51656 | 0.54205 | 0.29594 | 0.52958 | 0.36369 | 0.24395 | 0.22174 | 0.24827 | 0.31906 | 0.1031 | 0.3315 | 0.033227 | 0.45112 | 0.34301 | 0.0006203 | 0.085154 | 0.078089 | 0.083522 | 0.29485 | 0.25893 | 0.15885 | 0.16556 | 0.16288 | 0.1063 | 0.093182 | 0.055525 | 0.057063 | 0.032746 | 0.02602 | 0.056573 | 0.083867 | 0.11878 | 0.0051465 | 0 | 1 | 1 | 1
5 | 9 | 20 | 0.68915 | 0.46991 | 0.088856 | 0.66731 | 0.65352 | 0.99236 | 0.35567 | 0.52343 | 0.72197 | 0.68576 | 0.54678 | 0.328 | 0.69458 | 0.39338 | 0.23705 | 0.21482 | 0.25552 | 0.51998 | 0.084396 | 0.40966 | 0.021675 | 0.46951 | 0.37628 | 1.6576e-08 | 8.0016e-05 | 0.0016157 | 7.8482e-05 | 0.0012094 | 9.6446e-05 | 0 | 0 | 0 | 0 | 0 | 0 | 0 | 0 | 0 | 0 | 0.0076421 | 0.00082297 | 0 | 0 | 1 | 1 | 1
5 | 9 | 21 | 0.61682 | 0.56836 | 0.062448 | 0.61376 | 0.7603 | 0.94223 | 0.34153 | 0.47397 | 0.65043 | 0.61174 | 0.53195 | 0.39384 | 0.62247 | 0.45302 | 0.21211 | 0.18991 | 0.34143 | 0.60614 | 0.054067 | 0.43015 | 0.025246 | 0.56869 | 0.47921 | 0 | 0 | 0 | 0 | 0 | 0 | 0 | 0 | 0 | 0 | 0 | 0 | 0 | 0 | 0 | 0 | 0 | 0 | 0 | 0 | 1 | 1 | 1
5 | 9 | 22 | 0.49116 | 0.57824 | 0.083661 | 0.53305 | 0.80601 | 0.91132 | 0.31247 | 0.48519 | 0.5293 | 0.48385 | 0.52926 | 0.52198 | 0.49765 | 0.57645 | 0.21179 | 0.18958 | 0.26743 | 0.68292 | 0.053997 | 0.4132 | 0.068635 | 0.57833 | 0.49339 | 0 | 0 | 0 | 0 | 0 | 0 | 0 | 0 | 0 | 0 | 0 | 0 | 0 | 0 | 0 | 0 | 0 | 0 | 0 | 0 | 1 | 1 | 1
5 | 9 | 23 | 0.49648 | 0.55062 | 0.047814 | 0.48461 | 0.82336 | 0.90181 | 0.31287 | 0.53785 | 0.53723 | 0.48968 | 0.5287 | 0.56487 | 0.50336 | 0.61101 | 0.20979 | 0.1876 | 0.25533 | 0.74071 | 0.06141 | 0.40221 | 0.26059 | 0.55001 | 0.47048 | 0 | 0 | 0 | 0 | 0 | 0 | 0 | 0 | 0 | 0 | 0 | 0 | 0 | 0 | 0 | 0 | 0 | 0 | 0 | 0 | 1 | 1 | 1
5 | 9 | 24 | 0.52671 | 0.64967 | 0.016919 | 0.46224 | 0.82511 | 0.90344 | 0.32389 | 0.59924 | 0.56731 | 0.52056 | 0.51087 | 0.61881 | 0.53353 | 0.66384 | 0.18792 | 0.16587 | 0.26243 | 0.68855 | 0.049731 | 0.38147 | 0.1588 | 0.65 | 0.57363 | 0 | 0 | 0 | 0 | 0 | 0 | 0 | 0 | 0 | 0 | 0 | 0 | 0 | 0 | 0 | 0 | 0 | 0 | 0 | 0 | 1 | 1 | 1
5 | 10 | 1 | 0.49783 | 0.66242 | 0.0816 | 0.44235 | 0.81375 | 0.86592 | 0.31509 | 0.55242 | 0.5406 | 0.49138 | 0.49346 | 0.58801 | 0.50501 | 0.63319 | 0.1696 | 0.14776 | 0.26077 | 0.63979 | 0.040075 | 0.37152 | 0.11297 | 0.66275 | 0.58849 | 0 | 0 | 0 | 0 | 0 | 0 | 0 | 0 | 0 | 0 | 0 | 0 | 0 | 0 | 0 | 0 | 0 | 0 | 0 | 0 | 1 | 1 | 1
5 | 10 | 2 | 0.40749 | 0.59204 | 0.10298 | 0.41318 | 0.78404 | 0.59119 | 0.31127 | 0.46516 | 0.45314 | 0.39959 | 0.48801 | 0.54319 | 0.41522 | 0.59103 | 0.15035 | 0.12886 | 0.25943 | 0.57494 | 0.12764 | 0.28397 | 0.16557 | 0.592 | 0.51103 | 0 | 0 | 0 | 0 | 0 | 0 | 0 | 0 | 0 | 0 | 0 | 0 | 0 | 0 | 0 | 0 | 0 | 0 | 0 | 0 | 1 | 1 | 1
5 | 10 | 3 | 0.36719 | 0.51693 | 0.12307 | 0.37873 | 0.69944 | 0.60957 | 0.31201 | 0.42789 | 0.41779 | 0.35927 | 0.49751 | 0.52736 | 0.3757 | 0.57848 | 0.16828 | 0.14648 | 0.26952 | 0.54424 | 0.28321 | 0.17959 | 0.23786 | 0.5166 | 0.42838 | 0 | 0 | 0 | 0 | 0 | 0 | 0 | 0 | 0 | 0 | 0 | 0 | 0 | 0 | 0 | 0 | 0 | 0 | 0 | 0 | 1 | 1 | 1
5 | 10 | 4 | 0.28755 | 0.49929 | 0.13987 | 0.31781 | 0.56908 | 0.41241 | 0.30864 | 0.34055 | 0.34313 | 0.27908 | 0.43995 | 0.49467 | 0.29687 | 0.54955 | 0.12864 | 0.10773 | 0.34152 | 0.52003 | 0.26359 | 0.11421 | 0.2104 | 0.4994 | 0.40313 | 0 | 0 | 0 | 0 | 0 | 0 | 0 | 0 | 0 | 0 | 0 | 0 | 0 | 0 | 0 | 0 | 0 | 0 | 0 | 0 | 1 | 1 | 1
5 | 10 | 5 | 0.14321 | 0.44072 | 0.12728 | 0.26107 | 0.51451 | 0.34974 | 0.30673 | 0.19315 | 0.19937 | 0.13334 | 0.34715 | 0.4209 | 0.15273 | 0.48215 | 0.088458 | 0.069283 | 0.31879 | 0.53528 | 0.1727 | 0.06025 | 0.20712 | 0.44096 | 0.33626 | 8.1897e-07 | 0.0010086 | 0.040737 | 0.00098928 | 0.00049785 | 0 | 0 | 0.00024708 | 0 | 0.00013573 | 0.0015307 | 0.0077284 | 0.0037337 | 0.0018731 | 0.0010282 | 0.0037017 | 0.055963 | 0.018454 | 0.025292 | 0.12293 | 1 | 1 | 1
5 | 10 | 6 | 0.080617 | 0.31231 | 0.088484 | 0.22326 | 0.48068 | 0.38552 | 0.29151 | 0.073923 | 0.13928 | 0.071105 | 0.1908 | 0.30284 | 0.090496 | 0.37157 | 0.11189 | 0.091564 | 0.16329 | 0.50089 | 0.083635 | 0.014992 | 0.20123 | 0.31236 | 0.20155 | 0.0041199 | 0.1449 | 0.3931 | 0.14212 | 0.20043 | 0.067722 | 0.10391 | 0.21323 | 0.083904 | 0.22598 | 0.32219 | 0.37592 | 0.30065 | 0.25655 | 0.25848 | 0.29807 | 0.44182 | 0.38988 | 0.3864 | 0.60661 | 1 | 1 | 1
5 | 10 | 7 | 0.022708 | 0.15101 | 0.016881 | 0.12641 | 0.40846 | 0.1542 | 0.26645 | 0.0068678 | 0.077283 | 0.013969 | 0.088988 | 0.1653 | 0.031745 | 0.23922 | 0.095536 | 0.075959 | 0.086095 | 0.37176 | 0.023464 | 0.00072372 | 0.08962 | 0.15029 | 0.057805 | 0.042945 | 0.39071 | 0.66133 | 0.38322 | 0.61212 | 0.46442 | 0.50652 | 0.56319 | 0.40193 | 0.61496 | 0.66449 | 0.67306 | 0.62412 | 0.57751 | 0.59557 | 0.61876 | 0.691 | 0.66137 | 0.67037 | 0.86629 | 1 | 1 | 1
5 | 10 | 8 | 0.0014757 | 0.13314 | 0.0009101 | 0.083335 | 0.33605 | 0.053292 | 0.22465 | 0 | 0.050035 | 0.00062177 | 0.052073 | 0.031984 | 0.0068449 | 0.095871 | 0.08733 | 0.068215 | 0.079993 | 0.32605 | 0.0066104 | 0.013868 | 0.017026 | 0.13312 | 0.03776 | 0.28779 | 0.62842 | 0.84968 | 0.61637 | 0.84515 | 0.71357 | 0.73266 | 0.77557 | 0.76835 | 0.8586 | 0.86322 | 0.8358 | 0.83168 | 0.77541 | 0.80742 | 0.82454 | 0.83029 | 0.82151 | 0.83682 | 1 | 1 | 1 | 1
5 | 10 | 9 | 0.0072876 | 0.096995 | 0 | 0.11303 | 0.22429 | 0.083188 | 0.19303 | 0 | 0.060169 | 0.0023336 | 0.047258 | 0.0014163 | 0.01605 | 0.027833 | 0.11979 | 0.099171 | 0.062828 | 0.34099 | 0.0051411 | 0.032185 | 0.00036412 | 0.096813 | 0.014442 | 0.52723 | 0.79564 | 0.95672 | 0.78039 | 0.95618 | 0.86612 | 0.85691 | 0.89334 | 0.94107 | 0.98836 | 0.98154 | 0.9451 | 0.92963 | 0.8934 | 0.91547 | 0.92165 | 0.89551 | 0.89695 | 0.92169 | 1 | 1 | 1 | 1
5 | 10 | 10 | 0.052436 | 0.086313 | 0 | 0.15359 | 0.10842 | 0.052493 | 0.17894 | 0 | 0.10983 | 0.043231 | 0.0099294 | 0 | 0.062112 | 0.010217 | 0.15612 | 0.13452 | 0.026276 | 0.36245 | 0.0038188 | 0.067104 | 0 | 0.086119 | 0.0083347 | 0.69841 | 0.89333 | 1 | 0.87621 | 1 | 0.93823 | 0.91609 | 0.95147 | 1 | 1 | 1 | 0.98569 | 0.9823 | 0.92484 | 0.97383 | 0.97386 | 0.92089 | 0.92579 | 0.96237 | 1 | 1 | 1 | 1
5 | 10 | 11 | 0.10945 | 0.10428 | 0 | 0.19897 | 0.022313 | 0.045783 | 0.17789 | 0.0044987 | 0.16864 | 0.099911 | 0.0081419 | 0 | 0.11941 | 0.011604 | 0.16945 | 0.14762 | 0.038767 | 0.42704 | 0.0020423 | 0.14716 | 0.00014669 | 0.10424 | 0.017989 | 0.80075 | 0.93794 | 1 | 0.91995 | 1 | 0.95573 | 0.93225 | 0.96047 | 1 | 1 | 1 | 0.99973 | 0.97984 | 0.9449 | 0.98428 | 0.97142 | 0.91789 | 0.93005 | 0.96211 | 1 | 1 | 1 | 1
5 | 10 | 12 | 0.15703 | 0.1161 | 0 | 0.22072 | 0.010156 | 0.040419 | 0.18249 | 0.049159 | 0.21483 | 0.14743 | 0.049628 | 0 | 0.16679 | 0.026468 | 0.17196 | 0.15009 | 0.076817 | 0.45742 | 0.0038988 | 0.28505 | 0.0062918 | 0.11607 | 0.025688 | 0.84825 | 0.94728 | 0.98366 | 0.92912 | 1 | 0.94147 | 0.91039 | 0.95403 | 1 | 1 | 1 | 0.98244 | 0.98629 | 0.91907 | 0.96396 | 0.97782 | 0.89849 | 0.92142 | 0.93855 | 0.93347 | 1 | 1 | 1
5 | 10 | 13 | 0.22768 | 0.11922 | 0 | 0.25256 | 0.0025967 | 0.035045 | 0.19633 | 0.13008 | 0.28377 | 0.21846 | 0.11514 | 0 | 0.23714 | 0.036604 | 0.17451 | 0.1526 | 0.11865 | 0.46591 | 0.010447 | 0.40123 | 0.011013 | 0.11906 | 0.02878 | 0.84683 | 0.93393 | 0.98802 | 0.91603 | 0.99185 | 0.91961 | 0.8938 | 0.93003 | 1 | 1 | 1 | 0.96412 | 0.96085 | 0.91864 | 0.93501 | 0.9526 | 0.88735 | 0.90893 | 0.93324 | 0.98633 | 1 | 1 | 1
5 | 10 | 14 | 0.30708 | 0.1416 | 0 | 0.27641 | 0.004758 | 0.041746 | 0.22999 | 0.19976 | 0.36147 | 0.2987 | 0.19105 | 0.0012637 | 0.31622 | 0.059406 | 0.17793 | 0.15599 | 0.16804 | 0.47852 | 0.025738 | 0.47696 | 0.0060077 | 0.14146 | 0.045122 | 0.8133 | 0.92131 | 0.95379 | 0.90365 | 0.95115 | 0.90245 | 0.88881 | 0.93485 | 1 | 1 | 0.99925 | 0.96926 | 0.95641 | 0.94989 | 0.95213 | 0.9482 | 0.87692 | 0.91502 | 0.93592 | 0.88036 | 1 | 1 | 1
5 | 10 | 15 | 0.32974 | 0.17916 | 0.0059688 | 0.27756 | 0.029997 | 0.061378 | 0.24446 | 0.22903 | 0.38162 | 0.32135 | 0.30167 | 0.023329 | 0.33848 | 0.091363 | 0.1871 | 0.16506 | 0.25604 | 0.49417 | 0.042751 | 0.50884 | 0.0075233 | 0.17939 | 0.072508 | 0.73006 | 0.87943 | 0.91717 | 0.86257 | 0.95466 | 0.8785 | 0.84733 | 0.91566 | 0.99698 | 1 | 0.98318 | 0.94634 | 0.94095 | 0.92594 | 0.93856 | 0.93287 | 0.87225 | 0.87802 | 0.91057 | 0.88203 | 1 | 1 | 1
5 | 10 | 16 | 0.34185 | 0.14725 | 0.083415 | 0.27409 | 0.071509 | 0.098348 | 0.26695 | 0.23844 | 0.39287 | 0.33353 | 0.47309 | 0.06286 | 0.35045 | 0.12789 | 0.19365 | 0.17155 | 0.27546 | 0.48722 | 0.11774 | 0.53051 | 0.025121 | 0.14728 | 0.048146 | 0.57962 | 0.78225 | 0.82365 | 0.76725 | 0.86115 | 0.83684 | 0.78057 | 0.86372 | 0.93082 | 0.95723 | 0.92483 | 0.88654 | 0.86833 | 0.86154 | 0.85586 | 0.86088 | 0.82676 | 0.83152 | 0.82862 | 0.76607 | 1 | 1 | 1
5 | 10 | 17 | 0.35956 | 0.09054 | 0.26253 | 0.24849 | 0.12898 | 0.16451 | 0.31889 | 0.25141 | 0.4074 | 0.35108 | 0.57895 | 0.25921 | 0.36767 | 0.33117 | 0.20337 | 0.18121 | 0.29927 | 0.4776 | 0.099856 | 0.53449 | 0.0086935 | 0.090168 | 0.01189 | 0.35173 | 0.59796 | 0.64221 | 0.5865 | 0.58019 | 0.72304 | 0.68048 | 0.73458 | 0.78494 | 0.80626 | 0.77735 | 0.73751 | 0.70998 | 0.69169 | 0.68685 | 0.70389 | 0.71975 | 0.71802 | 0.65983 | 0.48903 | 1 | 1 | 1
5 | 10 | 18 | 0.46318 | 0.10255 | 0.41427 | 0.22381 | 0.23635 | 0.39036 | 0.40138 | 0.26594 | 0.50517 | 0.45587 | 0.56162 | 0.41836 | 0.47028 | 0.48318 | 0.24969 | 0.2275 | 0.24306 | 0.47277 | 0.097919 | 0.53107 | 0.014506 | 0.10233 | 0.018137 | 0.099399 | 0.33011 | 0.32756 | 0.32378 | 0.44625 | 0.48076 | 0.47087 | 0.46508 | 0.49482 | 0.51019 | 0.44056 | 0.45755 | 0.41464 | 0.38718 | 0.36609 | 0.41108 | 0.44767 | 0.46288 | 0.23881 | 0.090499 | 1 | 1 | 1
5 | 10 | 19 | 0.62179 | 0.14878 | 0.46336 | 0.25951 | 0.45343 | 0.7354 | 0.46317 | 0.25421 | 0.6569 | 0.61706 | 0.54181 | 0.44796 | 0.62765 | 0.50509 | 0.24005 | 0.21782 | 0.13468 | 0.58861 | 0.23118 | 0.52118 | 0.057701 | 0.14904 | 0.047348 | 0.00073288 | 0.081222 | 0.076457 | 0.079665 | 0.16544 | 0.2547 | 0.18319 | 0.14974 | 0.17015 | 0.13895 | 0.090819 | 0.069053 | 0.055092 | 0.040832 | 0.032837 | 0.054619 | 0.10197 | 0.12247 | 0.0067856 | 0 | 1 | 1 | 1
5 | 10 | 20 | 0.65375 | 0.11746 | 0.56977 | 0.40207 | 0.66887 | 0.81362 | 0.45607 | 0.21685 | 0.6876 | 0.64962 | 0.54625 | 0.48325 | 0.65938 | 0.53439 | 0.2545 | 0.23233 | 0.063435 | 0.52013 | 0.2313 | 0.4575 | 0.061031 | 0.11743 | 0.026611 | 2.7819e-08 | 3.1987e-05 | 0.0017402 | 3.1374e-05 | 0.00034175 | 0.00018333 | 0 | 0 | 0 | 0 | 0 | 0 | 0 | 0 | 0 | 0 | 0.0083515 | 0.00076232 | 0 | 0 | 1 | 1 | 1
5 | 10 | 21 | 0.51254 | 0.074413 | 0.60413 | 0.3683 | 0.72081 | 0.77248 | 0.3963 | 0.2016 | 0.55209 | 0.50593 | 0.56122 | 0.60188 | 0.51922 | 0.64666 | 0.23357 | 0.21134 | 0.059706 | 0.43352 | 0.29968 | 0.37273 | 0.10666 | 0.073857 | 0.0043935 | 0 | 0 | 0 | 0 | 0 | 0 | 0 | 0 | 0 | 0 | 0 | 0 | 0 | 0 | 0 | 0 | 0 | 0 | 0 | 0 | 1 | 1 | 1
5 | 10 | 22 | 0.38215 | 0.14517 | 0.55359 | 0.25306 | 0.72828 | 0.76353 | 0.38952 | 0.27904 | 0.43045 | 0.37418 | 0.55992 | 0.68315 | 0.39029 | 0.72262 | 0.25662 | 0.23445 | 0.085895 | 0.42709 | 0.29217 | 0.31342 | 0.40727 | 0.14533 | 0.045473 | 0 | 0 | 0 | 0 | 0 | 0 | 0 | 0 | 0 | 0 | 0 | 0 | 0 | 0 | 0 | 0 | 0 | 0 | 0 | 0 | 1 | 1 | 1
5 | 10 | 23 | 0.27386 | 0.1611 | 0.39286 | 0.17931 | 0.6981 | 0.73898 | 0.35644 | 0.28375 | 0.32551 | 0.26457 | 0.48247 | 0.65583 | 0.28263 | 0.69101 | 0.22644 | 0.20422 | 0.22965 | 0.42227 | 0.34758 | 0.27966 | 0.54986 | 0.16136 | 0.057142 | 0 | 0 | 0 | 0 | 0 | 0 | 0 | 0 | 0 | 0 | 0 | 0 | 0 | 0 | 0 | 0 | 0 | 0 | 0 | 0 | 1 | 1 | 1
5 | 10 | 24 | 0.2658 | 0.098598 | 0.28145 | 0.17878 | 0.67489 | 0.70033 | 0.32461 | 0.28929 | 0.32303 | 0.25723 | 0.42431 | 0.69407 | 0.2754 | 0.72996 | 0.16423 | 0.14249 | 0.27457 | 0.41235 | 0.3007 | 0.22733 | 0.43562 | 0.098249 | 0.01658 | 0 | 0 | 0 | 0 | 0 | 0 | 0 | 0 | 0 | 0 | 0 | 0 | 0 | 0 | 0 | 0 | 0 | 0 | 0 | 0 | 1 | 1 | 1
5 | 11 | 1 | 0.1758 | 0.10317 | 0.26601 | 0.18329 | 0.65223 | 0.56673 | 0.31137 | 0.26168 | 0.23364 | 0.16635 | 0.385 | 0.68906 | 0.18555 | 0.7245 | 0.13275 | 0.11172 | 0.22518 | 0.37677 | 0.21339 | 0.19529 | 0.40487 | 0.10327 | 0.016405 | 0 | 0 | 0 | 0 | 0 | 0 | 0 | 0 | 0 | 0 | 0 | 0 | 0 | 0 | 0 | 0 | 0 | 0 | 0 | 0 | 1 | 1 | 1
5 | 11 | 2 | 0.086485 | 0.069596 | 0.32652 | 0.16801 | 0.60699 | 0.48937 | 0.27363 | 0.14457 | 0.14432 | 0.076841 | 0.31463 | 0.65878 | 0.096246 | 0.69747 | 0.080422 | 0.061768 | 0.19653 | 0.35942 | 0.1844 | 0.16095 | 0.35926 | 0.069542 | 0.00025721 | 0 | 0 | 0 | 0 | 0 | 0 | 0 | 0 | 0 | 0 | 0 | 0 | 0 | 0 | 0 | 0 | 0 | 0 | 0 | 0 | 1 | 1 | 1
5 | 11 | 3 | 0.028751 | 0.035872 | 0.30092 | 0.12766 | 0.58572 | 0.45312 | 0.2069 | 0.051588 | 0.083498 | 0.019378 | 0.29485 | 0.60435 | 0.038032 | 0.64641 | 0.045767 | 0.030323 | 0.13525 | 0.30429 | 0.16521 | 0.11071 | 0.28035 | 0.035718 | 0 | 0 | 0 | 0 | 0 | 0 | 0 | 0 | 0 | 0 | 0 | 0 | 0 | 0 | 0 | 0 | 0 | 0 | 0 | 0 | 0 | 1 | 1 | 1
5 | 11 | 4 | 0.025848 | 0.028262 | 0.23464 | 0.078542 | 0.5904 | 0.47451 | 0.16479 | 0.012837 | 0.081763 | 0.016666 | 0.26601 | 0.57769 | 0.035286 | 0.62339 | 0.029137 | 0.016332 | 0.10927 | 0.28037 | 0.12434 | 0.064792 | 0.15911 | 0.028184 | 0 | 0 | 0 | 0 | 0 | 0 | 0 | 0 | 0 | 0 | 0 | 0 | 0 | 0 | 0 | 0 | 0 | 0 | 0 | 0 | 0 | 1 | 1 | 1
5 | 11 | 5 | 0.036051 | 0.030201 | 0.24161 | 0.047531 | 0.59682 | 0.4177 | 0.13466 | 0.0010342 | 0.092533 | 0.02673 | 0.18553 | 0.55439 | 0.045588 | 0.60254 | 0.024542 | 0.012718 | 0.09168 | 0.25005 | 0.11489 | 0.033215 | 0.058626 | 0.030136 | 0 | 9.6009e-07 | 0.0010945 | 0.032948 | 0.0010735 | 6.7721e-05 | 0 | 3.3e-07 | 0.00036385 | 0 | 0.00018815 | 0.0017583 | 0.0084813 | 0.0039532 | 0.002297 | 0.0011073 | 0.0039193 | 0.048251 | 0.014952 | 0.026298 | 0.085659 | 1 | 1 | 1
5 | 11 | 6 | 0.056632 | 0.040205 | 0.20646 | 0.043881 | 0.56564 | 0.34898 | 0.11278 | 0 | 0.11646 | 0.047467 | 0.14762 | 0.52434 | 0.066655 | 0.57665 | 0.020947 | 0.010023 | 0.10587 | 0.15687 | 0.11928 | 0.032108 | 0.0064688 | 0.040258 | 0 | 0.0042061 | 0.13569 | 0.36552 | 0.13309 | 0.062266 | 0.068376 | 0.10958 | 0.20973 | 0.072715 | 0.22645 | 0.3166 | 0.36949 | 0.29638 | 0.26862 | 0.25835 | 0.29383 | 0.4298 | 0.35398 | 0.38668 | 0.47147 | 1 | 1 | 1
5 | 11 | 7 | 0.014777 | 0.029009 | 0.054546 | 0.027499 | 0.4322 | 0.2198 | 0.086161 | 0 | 0.067774 | 0.0061715 | 0.095014 | 0.45062 | 0.023435 | 0.50988 | 0.015115 | 0.0059695 | 0.033301 | 0.059834 | 0.070171 | 0.018755 | 0.00012491 | 0.02893 | 0 | 0.043077 | 0.36953 | 0.64741 | 0.36244 | 0.40505 | 0.41751 | 0.50483 | 0.56996 | 0.27659 | 0.62047 | 0.65955 | 0.67431 | 0.62201 | 0.60067 | 0.59887 | 0.61667 | 0.67091 | 0.6358 | 0.6662 | 0.82981 | 1 | 1 | 1
5 | 11 | 8 | 0.00074392 | 0.028697 | 0.0035534 | 0.015222 | 0.32883 | 0.044883 | 0.053172 | 0 | 0.021512 | 0.0002064 | 0.083316 | 0.31983 | 0.0012096 | 0.38795 | 0.013512 | 0.0049513 | 0.014971 | 0.012135 | 0.039836 | 0.011829 | 0.00023619 | 0.028577 | 0 | 0.28233 | 0.61056 | 0.83622 | 0.59886 | 0.75485 | 0.69293 | 0.73814 | 0.77843 | 0.5826 | 0.8625 | 0.86379 | 0.84936 | 0.82085 | 0.79212 | 0.80996 | 0.81381 | 0.82388 | 0.79067 | 0.82909 | 1 | 1 | 1 | 1
5 | 11 | 9 | 0 | 0.047929 | 0 | 0.020363 | 0.26688 | 0.046025 | 0.028864 | 0 | 0.0019218 | 0 | 0.080116 | 0.15848 | 0 | 0.2312 | 0.018881 | 0.0085523 | 0.014785 | 0.002889 | 0.023139 | 0.033833 | 0.010741 | 0.047861 | 5.8183e-06 | 0.51387 | 0.77323 | 0.94971 | 0.7584 | 0.88277 | 0.84909 | 0.84754 | 0.89195 | 0.75348 | 0.997 | 0.98089 | 0.94196 | 0.93985 | 0.88152 | 0.90993 | 0.93178 | 0.89442 | 0.88485 | 0.91181 | 1 | 1 | 1 | 1
5 | 11 | 10 | 0 | 0.072034 | 0 | 0.037417 | 0.20317 | 0.027955 | 0.024846 | 0 | 4.4437e-05 | 0 | 0.082087 | 0.031684 | 0 | 0.096363 | 0.035772 | 0.021783 | 0.015133 | 6.213e-05 | 0.016882 | 0.074781 | 0.044649 | 0.072019 | 0.000483 | 0.6824 | 0.8727 | 1 | 0.85597 | 0.91394 | 0.9108 | 0.90482 | 0.94722 | 0.91477 | 1 | 1 | 0.98002 | 0.98083 | 0.91663 | 0.97082 | 0.97241 | 0.91672 | 0.92492 | 0.95474 | 1 | 1 | 1 | 1
5 | 11 | 11 | 0 | 0.08675 | 0 | 0.058716 | 0.17432 | 0.026386 | 0.027308 | 0.006184 | 0.0011865 | 0 | 0.096282 | 0.0060123 | 0 | 0.069995 | 0.060293 | 0.043231 | 0.031724 | 0.0015195 | 0.021122 | 0.13813 | 0.091149 | 0.086728 | 0.0075538 | 0.78236 | 0.918 | 0.99322 | 0.9004 | 0.91692 | 0.92045 | 0.91724 | 0.95835 | 1 | 1 | 1 | 0.98272 | 0.98543 | 0.93477 | 0.96705 | 0.97697 | 0.90047 | 0.93174 | 0.95371 | 0.96403 | 1 | 1 | 1
5 | 11 | 12 | 0.0014606 | 0.093153 | 0 | 0.10215 | 0.17361 | 0.027553 | 0.039341 | 0.062409 | 0.035501 | 0.00086955 | 0.10606 | 0.0083653 | 0.0018942 | 0.073233 | 0.081897 | 0.063131 | 0.052413 | 0.022402 | 0.02594 | 0.25198 | 0.22891 | 0.093179 | 0.010812 | 0.83095 | 0.92901 | 0.96468 | 0.9112 | 0.88916 | 0.9212 | 0.90719 | 0.94472 | 1 | 1 | 1 | 0.97376 | 0.97197 | 0.92107 | 0.94613 | 0.96362 | 0.87773 | 0.91578 | 0.93183 | 0.85845 | 1 | 1 | 1
5 | 11 | 13 | 0.025096 | 0.078828 | 0 | 0.16646 | 0.23112 | 0.027634 | 0.040116 | 0.12759 | 0.080477 | 0.016438 | 0.1573 | 0.028411 | 0.034041 | 0.096405 | 0.12585 | 0.10503 | 0.078871 | 0.062429 | 0.032179 | 0.41065 | 0.1978 | 0.07871 | 0.004006 | 0.83173 | 0.91759 | 0.93499 | 0.9 | 0.79334 | 0.91232 | 0.88608 | 0.93378 | 1 | 1 | 1 | 0.96784 | 0.95382 | 0.90995 | 0.95208 | 0.94563 | 0.83251 | 0.91036 | 0.86725 | 0.86038 | 1 | 1 | 1
5 | 11 | 14 | 0.055951 | 0.07806 | 0 | 0.22942 | 0.33601 | 0.035519 | 0.05911 | 0.18274 | 0.11245 | 0.046358 | 0.28693 | 0.075938 | 0.06551 | 0.1473 | 0.16274 | 0.14102 | 0.13922 | 0.11267 | 0.066757 | 0.50014 | 0.10716 | 0.077983 | 0.0034061 | 0.79227 | 0.898 | 0.94021 | 0.88078 | 0.75379 | 0.86899 | 0.88327 | 0.92295 | 1 | 1 | 1 | 0.96783 | 0.94981 | 0.93617 | 0.96813 | 0.94166 | 0.85054 | 0.90328 | 0.87914 | 0.91229 | 1 | 1 | 1
5 | 11 | 15 | 0.13681 | 0.081795 | 0 | 0.28622 | 0.49354 | 0.14633 | 0.075399 | 0.23841 | 0.19391 | 0.12706 | 0.41117 | 0.17189 | 0.14646 | 0.24191 | 0.17645 | 0.15453 | 0.18562 | 0.18539 | 0.11817 | 0.58428 | 0.10229 | 0.081866 | 0.0045727 | 0.69567 | 0.83942 | 0.86523 | 0.82333 | 0.62544 | 0.85989 | 0.85647 | 0.91095 | 0.99921 | 1 | 0.97671 | 0.93699 | 0.92899 | 0.86228 | 0.92593 | 0.92101 | 0.82097 | 0.88812 | 0.778 | 0.78868 | 1 | 1 | 1
5 | 11 | 16 | 0.27434 | 0.054965 | 0 | 0.34931 | 0.66673 | 0.32998 | 0.11895 | 0.28121 | 0.32905 | 0.26555 | 0.49766 | 0.3567 | 0.28355 | 0.42388 | 0.18526 | 0.16323 | 0.19786 | 0.23477 | 0.12234 | 0.60371 | 0.12935 | 0.05482 | 7.1951e-05 | 0.55958 | 0.75664 | 0.75696 | 0.74213 | 0.63388 | 0.82551 | 0.80769 | 0.86443 | 0.9356 | 0.9436 | 0.9206 | 0.8816 | 0.85535 | 0.80407 | 0.85132 | 0.848 | 0.77041 | 0.82917 | 0.74218 | 0.67294 | 1 | 1 | 1
5 | 11 | 17 | 0.40474 | 0.04988 | 0 | 0.41766 | 0.7644 | 0.53472 | 0.18197 | 0.32271 | 0.45129 | 0.39694 | 0.54881 | 0.47185 | 0.4126 | 0.53118 | 0.17717 | 0.15523 | 0.21433 | 0.24995 | 0.19318 | 0.63491 | 0.12928 | 0.049703 | 1.9115e-05 | 0.34251 | 0.58114 | 0.55661 | 0.57 | 0.54419 | 0.66731 | 0.66972 | 0.71564 | 0.7781 | 0.77485 | 0.76736 | 0.74128 | 0.67736 | 0.65392 | 0.69698 | 0.67154 | 0.69677 | 0.73123 | 0.62224 | 0.4428 | 1 | 1 | 1
5 | 11 | 18 | 0.55784 | 0.073477 | 0.00016137 | 0.45557 | 0.80769 | 0.67133 | 0.2582 | 0.36939 | 0.59601 | 0.55206 | 0.57493 | 0.48243 | 0.56425 | 0.5365 | 0.18421 | 0.16219 | 0.16003 | 0.25161 | 0.18067 | 0.62141 | 0.21417 | 0.073397 | 0.0014491 | 0.094147 | 0.31218 | 0.2609 | 0.3062 | 0.4018 | 0.49145 | 0.3608 | 0.41601 | 0.47838 | 0.4548 | 0.46498 | 0.44253 | 0.41692 | 0.34942 | 0.39033 | 0.41334 | 0.38728 | 0.50384 | 0.22055 | 0.085953 | 1 | 1 | 1
5 | 11 | 19 | 0.65404 | 0.098649 | 0.0097784 | 0.53899 | 0.84427 | 0.90598 | 0.33703 | 0.45785 | 0.68656 | 0.6497 | 0.61077 | 0.5035 | 0.65947 | 0.5529 | 0.20367 | 0.18151 | 0.19209 | 0.20125 | 0.24405 | 0.56926 | 0.50368 | 0.098271 | 0.016964 | 0.00082913 | 0.071559 | 0.055811 | 0.070187 | 0.09991 | 0.26548 | 0.12918 | 0.1245 | 0.15943 | 0.11377 | 0.099718 | 0.06716 | 0.059798 | 0.031611 | 0.039919 | 0.059285 | 0.095468 | 0.14836 | 0.0056988 | 0 | 1 | 1 | 1
5 | 11 | 20 | 0.6263 | 0.19622 | 0.084846 | 0.62378 | 0.89167 | 0.95109 | 0.38299 | 0.49425 | 0.6599 | 0.62144 | 0.73655 | 0.61008 | 0.63193 | 0.65214 | 0.22906 | 0.20683 | 0.25795 | 0.2316 | 0.38697 | 0.52094 | 0.63507 | 0.19652 | 0.086841 | 3.4333e-08 | 5.3132e-05 | 0.0019521 | 5.2114e-05 | 0.000594 | 0.00027697 | 6.965e-07 | 0 | 0 | 0 | 0 | 0 | 0 | 0 | 0 | 0 | 0.0092782 | 0.00094795 | 0 | 0 | 1 | 1 | 1
5 | 11 | 21 | 0.51464 | 0.20334 | 0.013315 | 0.57695 | 0.90005 | 0.92072 | 0.37765 | 0.51635 | 0.55552 | 0.50829 | 0.75221 | 0.72633 | 0.52152 | 0.76294 | 0.24268 | 0.22046 | 0.27824 | 0.29559 | 0.39779 | 0.38119 | 0.61568 | 0.20286 | 0.1007 | 0 | 0 | 0 | 0 | 0 | 0 | 0 | 0 | 0 | 0 | 0 | 0 | 0 | 0 | 0 | 0 | 0 | 0 | 0 | 0 | 1 | 1 | 1
5 | 11 | 22 | 0.37005 | 0.30723 | 0.003226 | 0.54852 | 0.89289 | 0.85379 | 0.3704 | 0.48741 | 0.41637 | 0.36155 | 0.66918 | 0.68861 | 0.37792 | 0.7232 | 0.24633 | 0.22412 | 0.18937 | 0.41805 | 0.42225 | 0.3017 | 0.50852 | 0.30783 | 0.19007 | 0 | 0 | 0 | 0 | 0 | 0 | 0 | 0 | 0 | 0 | 0 | 0 | 0 | 0 | 0 | 0 | 0 | 0 | 0 | 0 | 1 | 1 | 1
5 | 11 | 23 | 0.34148 | 0.25602 | 0.037189 | 0.57015 | 0.88906 | 0.79541 | 0.40391 | 0.42343 | 0.39148 | 0.33301 | 0.5583 | 0.64509 | 0.34993 | 0.68344 | 0.21934 | 0.19712 | 0.16244 | 0.43755 | 0.38827 | 0.26825 | 0.40531 | 0.25618 | 0.14383 | 0 | 0 | 0 | 0 | 0 | 0 | 0 | 0 | 0 | 0 | 0 | 0 | 0 | 0 | 0 | 0 | 0 | 0 | 0 | 0 | 1 | 1 | 1
5 | 11 | 24 | 0.35892 | 0.15164 | 0.10759 | 0.55639 | 0.86253 | 0.6615 | 0.4334 | 0.46195 | 0.40953 | 0.35085 | 0.41595 | 0.62535 | 0.36744 | 0.66459 | 0.20469 | 0.18252 | 0.17528 | 0.47272 | 0.35884 | 0.23596 | 0.33812 | 0.15129 | 0.055064 | 0 | 0 | 0 | 0 | 0 | 0 | 0 | 0 | 0 | 0 | 0 | 0 | 0 | 0 | 0 | 0 | 0 | 0 | 0 | 0 | 1 | 1 | 1
5 | 12 | 1 | 0.35716 | 0.11143 | 0.16025 | 0.48264 | 0.84378 | 0.56747 | 0.43538 | 0.48165 | 0.40792 | 0.34908 | 0.33239 | 0.65249 | 0.36571 | 0.69288 | 0.19656 | 0.17444 | 0.18207 | 0.5078 | 0.3906 | 0.22529 | 0.2786 | 0.11141 | 0.022692 | 0 | 0 | 0 | 0 | 0 | 0 | 0 | 0 | 0 | 0 | 0 | 0 | 0 | 0 | 0 | 0 | 0 | 0 | 0 | 0 | 1 | 1 | 1
5 | 12 | 2 | 0.32964 | 0.056864 | 0.25078 | 0.3949 | 0.8458 | 0.61825 | 0.47085 | 0.49218 | 0.3823 | 0.32137 | 0.27212 | 0.63447 | 0.3385 | 0.67198 | 0.17217 | 0.15031 | 0.18866 | 0.50015 | 0.29213 | 0.19196 | 0.19196 | 0.056617 | 0.00034788 | 0 | 0 | 0 | 0 | 0 | 0 | 0 | 0 | 0 | 0 | 0 | 0 | 0 | 0 | 0 | 0 | 0 | 0 | 0 | 0 | 1 | 1 | 1
5 | 12 | 3 | 0.26514 | 0.046424 | 0.28763 | 0.30988 | 0.86853 | 0.62447 | 0.49065 | 0.42197 | 0.31967 | 0.25615 | 0.22647 | 0.68057 | 0.27434 | 0.71798 | 0.17397 | 0.15207 | 0.18403 | 0.45786 | 0.25528 | 0.16495 | 0.060901 | 0.046305 | 0 | 0 | 0 | 0 | 0 | 0 | 0 | 0 | 0 | 0 | 0 | 0 | 0 | 0 | 0 | 0 | 0 | 0 | 0 | 0 | 0 | 1 | 1 | 1
5 | 12 | 4 | 0.21186 | 0.051502 | 0.3404 | 0.25351 | 0.88496 | 0.5998 | 0.48917 | 0.32307 | 0.26847 | 0.20253 | 0.20976 | 0.67921 | 0.22142 | 0.71616 | 0.18123 | 0.15925 | 0.26355 | 0.38974 | 0.25061 | 0.14884 | 0.019785 | 0.051455 | 0 | 0 | 0 | 1.5422e-08 | 0 | 0 | 0 | 0 | 0 | 0 | 0 | 0 | 0 | 0 | 0 | 0 | 0 | 0 | 0 | 0 | 9.2627e-08 | 1 | 1 | 1
5 | 12 | 5 | 0.17141 | 0.056711 | 0.3991 | 0.20461 | 0.88411 | 0.63176 | 0.50939 | 0.26286 | 0.23032 | 0.16206 | 0.21324 | 0.6425 | 0.18132 | 0.68099 | 0.17919 | 0.15723 | 0.29906 | 0.33768 | 0.2422 | 0.083252 | 0.028953 | 0.056743 | 0 | 1.1482e-06 | 0.0012483 | 0.043338 | 0.0012243 | 0.00032639 | 0 | 1.6927e-06 | 0.00034312 | 0 | 5.1644e-05 | 0.0012152 | 0.0098498 | 0.0049795 | 0.0026812 | 0.0013062 | 0.0049367 | 0.04249 | 0.022614 | 0.02759 | 0.14279 | 1 | 1 | 1
5 | 12 | 6 | 0.1027 | 0.043383 | 0.44207 | 0.17459 | 0.88733 | 0.67127 | 0.51971 | 0.23372 | 0.16175 | 0.09318 | 0.1747 | 0.62246 | 0.11264 | 0.667 | 0.16623 | 0.14445 | 0.36444 | 0.22895 | 0.20345 | 0.034771 | 0.033361 | 0.043323 | 0 | 0.0044314 | 0.12011 | 0.36244 | 0.11781 | 0.14149 | 0.082838 | 0.13045 | 0.17385 | 0.026562 | 0.048244 | 0.20818 | 0.38076 | 0.30485 | 0.26666 | 0.22032 | 0.30223 | 0.37052 | 0.28619 | 0.38486 | 0.59485 | 1 | 1 | 1
5 | 12 | 7 | 0.025802 | 0.034359 | 0.30507 | 0.075388 | 0.86718 | 0.27268 | 0.50145 | 0.14849 | 0.079897 | 0.01697 | 0.10649 | 0.51985 | 0.034529 | 0.57212 | 0.13193 | 0.11091 | 0.24157 | 0.11759 | 0.10857 | 0.038669 | 0.031976 | 0.034238 | 0 | 0.043211 | 0.3397 | 0.6269 | 0.33319 | 0.53512 | 0.42126 | 0.51378 | 0.53111 | 0.18253 | 0.29803 | 0.5053 | 0.67727 | 0.63907 | 0.5839 | 0.54138 | 0.63358 | 0.61646 | 0.55295 | 0.66638 | 0.85571 | 1 | 1 | 1
5 | 12 | 8 | 0.0013111 | 0.044347 | 0.32799 | 0.042839 | 0.83833 | 0.24404 | 0.47113 | 0.05109 | 0.044142 | 0.00073093 | 0.040808 | 0.38119 | 0.0017969 | 0.44511 | 0.12791 | 0.10701 | 0.18573 | 0.071066 | 0.056158 | 0.04467 | 0.050001 | 0.044288 | 0 | 0.26814 | 0.58287 | 0.81673 | 0.57169 | 0.7867 | 0.73717 | 0.74927 | 0.77278 | 0.44101 | 0.72042 | 0.74735 | 0.83685 | 0.82389 | 0.76709 | 0.77547 | 0.81682 | 0.74649 | 0.74612 | 0.83528 | 1 | 1 | 1 | 1
5 | 12 | 9 | 0.0025181 | 0.057372 | 0.37028 | 0.047567 | 0.79291 | 0.20954 | 0.44948 | 0.014555 | 0.04587 | 0.0018524 | 0.03072 | 0.21219 | 0.0036304 | 0.28283 | 0.13039 | 0.10941 | 0.1854 | 0.076113 | 0.036103 | 0.093079 | 0.10401 | 0.05729 | 4.634e-05 | 0.50944 | 0.77122 | 0.92049 | 0.75643 | 0.93974 | 0.87726 | 0.87134 | 0.90829 | 0.72679 | 0.96269 | 0.93327 | 0.92852 | 0.92785 | 0.88498 | 0.90419 | 0.91988 | 0.8068 | 0.83354 | 0.91644 | 1 | 1 | 1 | 1
5 | 12 | 10 | 0.052664 | 0.077253 | 0.50416 | 0.076565 | 0.74155 | 0.17754 | 0.4421 | 0.015286 | 0.10537 | 0.043276 | 0.064566 | 0.092511 | 0.061244 | 0.16378 | 0.17823 | 0.15632 | 0.20057 | 0.2531 | 0.068959 | 0.17794 | 0.1792 | 0.077172 | 0.0031674 | 0.69019 | 0.88585 | 0.95496 | 0.86886 | 0.98409 | 0.95058 | 0.94081 | 0.96682 | 0.95311 | 1 | 1 | 0.98238 | 0.96439 | 0.91195 | 0.99513 | 0.95611 | 0.79166 | 0.89216 | 0.88805 | 1 | 1 | 1 | 1
5 | 12 | 11 | 0.2484 | 0.10199 | 0.58132 | 0.13689 | 0.70226 | 0.1549 | 0.46358 | 0.048544 | 0.30499 | 0.23961 | 0.14276 | 0.036935 | 0.25789 | 0.1047 | 0.31525 | 0.29364 | 0.21602 | 0.67071 | 0.16541 | 0.3836 | 0.22019 | 0.10194 | 0.016583 | 0.79945 | 0.93859 | 0.95378 | 0.9206 | 1 | 0.96772 | 0.95075 | 0.98831 | 1 | 1 | 1 | 0.9905 | 0.93924 | 0.93278 | 0.99613 | 0.93118 | 0.80793 | 0.88302 | 0.84326 | 1 | 1 | 1 | 1
5 | 12 | 12 | 0.40637 | 0.12196 | 0.59726 | 0.215 | 0.65071 | 0.1437 | 0.52637 | 0.12556 | 0.4538 | 0.39874 | 0.20629 | 0.040289 | 0.41436 | 0.10847 | 0.47299 | 0.45446 | 0.23964 | 0.89787 | 0.32546 | 0.58404 | 0.29227 | 0.12194 | 0.029597 | 0.84679 | 0.94635 | 0.95168 | 0.92821 | 0.99647 | 0.95276 | 0.9335 | 0.97527 | 1 | 1 | 0.97895 | 0.96587 | 0.9501 | 0.92552 | 0.9705 | 0.94195 | 0.82212 | 0.89978 | 0.86339 | 0.95056 | 1 | 1 | 1
5 | 12 | 13 | 0.54781 | 0.12891 | 0.59519 | 0.27306 | 0.61953 | 0.17197 | 0.60676 | 0.26937 | 0.58661 | 0.54188 | 0.33281 | 0.10246 | 0.55433 | 0.17369 | 0.56693 | 0.55099 | 0.2804 | 0.9544 | 0.33669 | 0.71308 | 0.37062 | 0.12883 | 0.035072 | 0.84894 | 0.93647 | 0.961 | 0.91851 | 1 | 0.93333 | 0.92099 | 0.94301 | 1 | 1 | 0.98845 | 0.94441 | 0.92287 | 0.90481 | 0.97082 | 0.91495 | 0.86241 | 0.86306 | 0.87859 | 0.99062 | 1 | 1 | 1
5 | 12 | 14 | 0.64018 | 0.13761 | 0.64061 | 0.30771 | 0.60681 | 0.22983 | 0.6862 | 0.45867 | 0.67138 | 0.63529 | 0.47318 | 0.23465 | 0.64543 | 0.3049 | 0.53953 | 0.52278 | 0.30973 | 0.96185 | 0.43113 | 0.78764 | 0.46237 | 0.13759 | 0.041059 | 0.80938 | 0.91775 | 0.91586 | 0.90015 | 0.97861 | 0.8966 | 0.91142 | 0.91752 | 1 | 1 | 0.98723 | 0.9344 | 0.94582 | 0.95848 | 0.93058 | 0.9377 | 0.8051 | 0.81593 | 0.90503 | 0.97328 | 1 | 1 | 1
5 | 12 | 15 | 0.70436 | 0.13018 | 0.73285 | 0.31409 | 0.66538 | 0.32819 | 0.75475 | 0.63845 | 0.73063 | 0.70033 | 0.55659 | 0.40041 | 0.70878 | 0.46492 | 0.54937 | 0.53291 | 0.3652 | 0.95011 | 0.40839 | 0.82659 | 0.51886 | 0.12969 | 0.039421 | 0.73152 | 0.88313 | 0.82364 | 0.8662 | 0.99076 | 0.91719 | 0.90251 | 0.93009 | 1 | 1 | 0.90991 | 0.94229 | 0.91604 | 0.92896 | 0.93229 | 0.90817 | 0.58392 | 0.80233 | 0.81922 | 0.87345 | 1 | 1 | 1
5 | 12 | 16 | 0.73884 | 0.21852 | 0.66674 | 0.30331 | 0.73659 | 0.44723 | 0.8016 | 0.7304 | 0.76096 | 0.73506 | 0.61879 | 0.47973 | 0.74258 | 0.53757 | 0.5773 | 0.56168 | 0.42975 | 0.92917 | 0.30552 | 0.85904 | 0.51377 | 0.21879 | 0.10713 | 0.57561 | 0.77907 | 0.70962 | 0.76414 | 0.94901 | 0.84596 | 0.85361 | 0.88774 | 0.95253 | 0.9532 | 0.82362 | 0.85224 | 0.7742 | 0.85784 | 0.84333 | 0.76755 | 0.44044 | 0.71482 | 0.76907 | 0.78707 | 1 | 1 | 1
5 | 12 | 17 | 0.79535 | 0.22594 | 0.65493 | 0.30511 | 0.78875 | 0.65564 | 0.82408 | 0.77325 | 0.81253 | 0.7923 | 0.64656 | 0.4726 | 0.79826 | 0.52873 | 0.60068 | 0.58578 | 0.43246 | 0.93995 | 0.25393 | 0.86429 | 0.57779 | 0.22626 | 0.11349 | 0.34655 | 0.58809 | 0.55706 | 0.57681 | 0.84788 | 0.70719 | 0.73059 | 0.7587 | 0.81215 | 0.79192 | 0.59452 | 0.62804 | 0.58236 | 0.67001 | 0.64433 | 0.57736 | 0.46187 | 0.51254 | 0.60714 | 0.49791 | 1 | 1 | 1
5 | 12 | 18 | 0.87616 | 0.13884 | 0.68644 | 0.34099 | 0.79846 | 0.78818 | 0.8446 | 0.81495 | 0.89003 | 0.87482 | 0.58978 | 0.44365 | 0.87846 | 0.49966 | 0.65124 | 0.63798 | 0.40915 | 0.91402 | 0.4258 | 0.80389 | 0.57072 | 0.13806 | 0.048537 | 0.0994 | 0.3217 | 0.29682 | 0.31554 | 0.62154 | 0.4721 | 0.50496 | 0.50189 | 0.49462 | 0.47919 | 0.27798 | 0.38154 | 0.34267 | 0.35514 | 0.35286 | 0.33973 | 0.27867 | 0.34728 | 0.25092 | 0.12318 | 1 | 1 | 1
5 | 12 | 19 | 0.84625 | 0.20974 | 0.77227 | 0.43204 | 0.80059 | 0.89216 | 0.87651 | 0.84964 | 0.86059 | 0.84415 | 0.55503 | 0.46957 | 0.84866 | 0.51911 | 0.6361 | 0.62234 | 0.36972 | 0.79115 | 0.62314 | 0.70917 | 0.5704 | 0.2093 | 0.10626 | 0.00091225 | 0.082717 | 0.070591 | 0.081131 | 0.18967 | 0.24308 | 0.23418 | 0.17447 | 0.17034 | 0.1303 | 0.048344 | 0.056118 | 0.049004 | 0.042123 | 0.035046 | 0.048583 | 0.061053 | 0.082114 | 0.0086428 | 0 | 1 | 1 | 1
5 | 12 | 20 | 0.78198 | 0.35335 | 0.78164 | 0.51753 | 0.84378 | 0.95008 | 0.91142 | 0.83104 | 0.80068 | 0.77881 | 0.6236 | 0.65131 | 0.78514 | 0.69162 | 0.72663 | 0.71598 | 0.55815 | 0.66461 | 0.60736 | 0.66798 | 0.47684 | 0.35321 | 0.24637 | 4.8146e-08 | 0.00011716 | 0.00060643 | 0.00011491 | 0.0015835 | 0.00032146 | 1.1219e-05 | 0 | 0 | 0 | 0 | 0 | 0 | 0 | 0 | 0 | 0.0031379 | 2.9438e-05 | 0 | 0 | 1 | 1 | 1
5 | 12 | 21 | 0.73136 | 0.51127 | 0.74983 | 0.47738 | 0.85911 | 0.93285 | 0.8788 | 0.81698 | 0.7545 | 0.72754 | 0.63036 | 0.78283 | 0.73527 | 0.81473 | 0.68291 | 0.67072 | 0.66939 | 0.6626 | 0.80668 | 0.60333 | 0.31568 | 0.51186 | 0.4109 | 0 | 0 | 0 | 0 | 0 | 0 | 0 | 0 | 0 | 0 | 0 | 0 | 0 | 0 | 0 | 0 | 0 | 0 | 0 | 0 | 1 | 1 | 1
5 | 12 | 22 | 0.69442 | 0.52306 | 0.81382 | 0.36164 | 0.85761 | 0.9312 | 0.85523 | 0.83352 | 0.7183 | 0.68976 | 0.59275 | 0.72508 | 0.69849 | 0.75271 | 0.62419 | 0.61004 | 0.70103 | 0.74112 | 0.85528 | 0.5441 | 0.20396 | 0.52333 | 0.42808 | 0 | 0 | 0 | 0 | 0 | 0 | 0 | 0 | 0 | 0 | 0 | 0 | 0 | 0 | 0 | 0 | 0 | 0 | 0 | 0 | 1 | 1 | 1
5 | 12 | 23 | 0.74178 | 0.46327 | 0.80494 | 0.31036 | 0.81934 | 0.91159 | 0.84448 | 0.82092 | 0.76806 | 0.73873 | 0.53796 | 0.73879 | 0.74615 | 0.76948 | 0.56996 | 0.55411 | 0.65771 | 0.74251 | 0.70686 | 0.39573 | 0.30041 | 0.4632 | 0.36498 | 0 | 0 | 0 | 0 | 0 | 0 | 0 | 0 | 0 | 0 | 0 | 0 | 0 | 0 | 0 | 0 | 0 | 0 | 0 | 0 | 1 | 1 | 1
5 | 12 | 24 | 0.64694 | 0.40545 | 0.82068 | 0.27994 | 0.76446 | 0.85183 | 0.82958 | 0.77802 | 0.67684 | 0.64202 | 0.49522 | 0.72789 | 0.65199 | 0.75618 | 0.5305 | 0.5135 | 0.56379 | 0.70142 | 0.58673 | 0.36958 | 0.35724 | 0.40546 | 0.30034 | 0 | 0 | 0 | 0 | 0 | 0 | 0 | 0 | 0 | 0 | 0 | 0 | 0 | 0 | 0 | 0 | 0 | 0 | 0 | 0 | 1 | 1 | 1
5 | 13 | 1 | 0.55185 | 0.32593 | 0.71799 | 0.22352 | 0.68181 | 0.89058 | 0.81443 | 0.74792 | 0.58794 | 0.54559 | 0.46551 | 0.76964 | 0.55796 | 0.79909 | 0.54212 | 0.52545 | 0.50773 | 0.64628 | 0.62713 | 0.36541 | 0.26866 | 0.32576 | 0.21778 | 0 | 0 | 0 | 0 | 0 | 0 | 0 | 0 | 0 | 0 | 0 | 0 | 0 | 0 | 0 | 0 | 0 | 0 | 0 | 0 | 1 | 1 | 1
5 | 13 | 2 | 0.50735 | 0.26497 | 0.7131 | 0.20017 | 0.59035 | 0.8934 | 0.80144 | 0.72405 | 0.54638 | 0.50052 | 0.43884 | 0.72629 | 0.51396 | 0.7573 | 0.55419 | 0.53787 | 0.4745 | 0.5871 | 0.63301 | 0.34189 | 0.16912 | 0.26487 | 0.15531 | 0 | 0 | 0 | 0 | 0 | 0 | 0 | 0 | 0 | 0 | 0 | 0 | 0 | 0 | 0 | 0 | 0 | 0 | 0 | 0 | 1 | 1 | 1
5 | 13 | 3 | 0.51977 | 0.20674 | 0.75317 | 0.16756 | 0.5089 | 0.78261 | 0.78075 | 0.69244 | 0.5604 | 0.51347 | 0.39771 | 0.6684 | 0.5266 | 0.70623 | 0.49744 | 0.47953 | 0.56554 | 0.50127 | 0.5808 | 0.33117 | 0.13038 | 0.2067 | 0.099407 | 0 | 0 | 0 | 0 | 0 | 0 | 0 | 0 | 0 | 0 | 0 | 0 | 0 | 0 | 0 | 0 | 0 | 0 | 0 | 0 | 1 | 1 | 1
5 | 13 | 4 | 0.49924 | 0.13493 | 0.75161 | 0.16104 | 0.40736 | 0.73805 | 0.7559 | 0.65313 | 0.53964 | 0.49245 | 0.29465 | 0.58435 | 0.50607 | 0.62809 | 0.45359 | 0.43456 | 0.60143 | 0.45862 | 0.55647 | 0.30386 | 0.15902 | 0.13462 | 0.041502 | 0 | 0 | 1.772e-07 | 0 | 0 | 0 | 0 | 0 | 0 | 0 | 0 | 0 | 0 | 0 | 0 | 0 | 0 | 0 | 0 | 1.0643e-06 | 1 | 1 | 1
5 | 13 | 5 | 0.50322 | 0.1153 | 0.74285 | 0.16003 | 0.23828 | 0.5675 | 0.7321 | 0.60949 | 0.54355 | 0.49651 | 0.19771 | 0.53491 | 0.51003 | 0.58455 | 0.48585 | 0.46763 | 0.56065 | 0.48176 | 0.55645 | 0.30228 | 0.22061 | 0.11521 | 0.025567 | 1.3228e-06 | 0.0012705 | 0.044869 | 0.0012462 | 0.0013613 | 7.312e-07 | 3.1267e-06 | 0.00062897 | 1.4455e-07 | 0.00039007 | 0.0020918 | 0.0070502 | 0.0055053 | 0.0029602 | 0.0011982 | 0.005458 | 0.052466 | 0.02797 | 0.030353 | 0.13246 | 1 | 1 | 1
5 | 13 | 6 | 0.51707 | 0.099644 | 0.73984 | 0.19812 | 0.089651 | 0.4641 | 0.68721 | 0.53591 | 0.56075 | 0.51119 | 0.12132 | 0.48889 | 0.52436 | 0.54459 | 0.43834 | 0.41897 | 0.49445 | 0.44592 | 0.49239 | 0.27046 | 0.21294 | 0.099772 | 0.014288 | 0.0047948 | 0.12664 | 0.38499 | 0.12421 | 0.2021 | 0.058482 | 0.09451 | 0.19177 | 0.049746 | 0.20902 | 0.29696 | 0.27513 | 0.30193 | 0.24623 | 0.17188 | 0.29934 | 0.39382 | 0.39853 | 0.38427 | 0.61769 | 1 | 1 | 1
5 | 13 | 7 | 0.38783 | 0.037159 | 0.71228 | 0.18704 | 0.01313 | 0.21811 | 0.61766 | 0.42356 | 0.43437 | 0.3797 | 0.054142 | 0.39408 | 0.39571 | 0.45794 | 0.3071 | 0.28537 | 0.46111 | 0.36944 | 0.42968 | 0.2303 | 0.082675 | 0.036778 | 0.00022115 | 0.047023 | 0.37373 | 0.64473 | 0.36657 | 0.61045 | 0.4567 | 0.48775 | 0.5616 | 0.35996 | 0.59989 | 0.57643 | 0.64482 | 0.61863 | 0.55761 | 0.51067 | 0.61332 | 0.61903 | 0.66441 | 0.65609 | 0.86299 | 1 | 1 | 1
5 | 13 | 8 | 0.31755 | 0.053639 | 0.7353 | 0.18351 | 0 | 0.12476 | 0.53392 | 0.2859 | 0.36943 | 0.30896 | 0.035614 | 0.24402 | 0.3263 | 0.31405 | 0.23517 | 0.21295 | 0.38895 | 0.32742 | 0.43561 | 0.20879 | 0.13354 | 0.053632 | 0 | 0.27656 | 0.60751 | 0.82852 | 0.59586 | 0.85808 | 0.73972 | 0.74453 | 0.78572 | 0.63651 | 0.86126 | 0.7864 | 0.85785 | 0.80992 | 0.68629 | 0.75338 | 0.80297 | 0.73165 | 0.82577 | 0.83238 | 0.99874 | 1 | 1 | 1
5 | 13 | 9 | 0.27031 | 0.058451 | 0.7444 | 0.2634 | 0 | 0.13345 | 0.46856 | 0.18518 | 0.32432 | 0.26132 | 0.05662 | 0.12181 | 0.27943 | 0.1953 | 0.20954 | 0.18735 | 0.35681 | 0.41255 | 0.51588 | 0.28909 | 0.25439 | 0.058388 | 0 | 0.52191 | 0.79154 | 0.9224 | 0.77636 | 0.97525 | 0.87823 | 0.87497 | 0.90329 | 0.91279 | 0.9909 | 0.96375 | 0.92771 | 0.91822 | 0.89473 | 0.88901 | 0.91034 | 0.73233 | 0.90889 | 0.91 | 1 | 1 | 1 | 1
5 | 13 | 10 | 0.24653 | 0.066326 | 0.68577 | 0.28186 | 0 | 0.15966 | 0.42657 | 0.15015 | 0.30297 | 0.23758 | 0.085734 | 0.023629 | 0.25603 | 0.08815 | 0.18677 | 0.16474 | 0.36071 | 0.56234 | 0.47964 | 0.38175 | 0.39067 | 0.066242 | 7.3129e-05 | 0.69151 | 0.88745 | 0.97097 | 0.87043 | 1 | 0.9444 | 0.9363 | 0.9696 | 1 | 1 | 1 | 0.81512 | 0.93401 | 0.98843 | 1 | 0.92599 | 0.80582 | 0.93591 | 0.94137 | 1 | 1 | 1 | 1
5 | 13 | 11 | 0.20235 | 0.081071 | 0.5766 | 0.2694 | 0 | 0.21347 | 0.40411 | 0.15093 | 0.25711 | 0.19265 | 0.11306 | 0.0013593 | 0.21164 | 0.054445 | 0.15334 | 0.1318 | 0.37845 | 0.72925 | 0.38598 | 0.45785 | 0.5553 | 0.081027 | 0.0047576 | 0.78887 | 0.92549 | 0.96325 | 0.90775 | 1 | 0.95365 | 0.94966 | 0.97916 | 1 | 1 | 1 | 0.78868 | 0.92971 | 0.96068 | 1 | 0.92172 | 0.81209 | 0.89738 | 0.91077 | 0.99018 | 1 | 1 | 1
5 | 13 | 12 | 0.25929 | 0.091984 | 0.5188 | 0.23215 | 0 | 0.20167 | 0.40166 | 0.20246 | 0.31016 | 0.24972 | 0.19666 | 0.0078186 | 0.26794 | 0.07122 | 0.11524 | 0.094781 | 0.39994 | 0.77341 | 0.32486 | 0.48689 | 0.68807 | 0.09195 | 0.010518 | 0.86096 | 0.96088 | 0.98069 | 0.94246 | 1 | 0.94056 | 0.93827 | 0.97024 | 1 | 1 | 1 | 0.98053 | 0.96282 | 0.96742 | 1 | 0.95456 | 0.8806 | 0.9262 | 0.87049 | 0.98715 | 1 | 1 | 1
5 | 13 | 13 | 0.47142 | 0.095928 | 0.44233 | 0.18393 | 0 | 0.21743 | 0.41888 | 0.33135 | 0.51636 | 0.46476 | 0.32256 | 0.055531 | 0.47895 | 0.12452 | 0.10215 | 0.082239 | 0.42756 | 0.78658 | 0.45798 | 0.51849 | 0.77704 | 0.095842 | 0.013141 | 0.86321 | 0.95102 | 0.97372 | 0.93279 | 1 | 0.9114 | 0.90984 | 0.95938 | 1 | 1 | 1 | 0.97578 | 0.96469 | 0.92331 | 0.98539 | 0.9564 | 0.84883 | 0.9063 | 0.83506 | 1 | 1 | 1 | 1
5 | 13 | 14 | 0.6105 | 0.10436 | 0.3472 | 0.15572 | 0 | 0.25714 | 0.45314 | 0.52796 | 0.64533 | 0.60545 | 0.43315 | 0.1705 | 0.61634 | 0.24285 | 0.10806 | 0.08789 | 0.45366 | 0.82654 | 0.61571 | 0.53711 | 0.82187 | 0.10424 | 0.018571 | 0.8181 | 0.92674 | 0.97118 | 0.90897 | 1 | 0.90127 | 0.90625 | 0.95225 | 1 | 1 | 1 | 0.96701 | 0.94381 | 0.93983 | 0.92074 | 0.9357 | 0.83727 | 0.90808 | 0.88234 | 1 | 1 | 1 | 1
5 | 13 | 15 | 0.66725 | 0.12412 | 0.30162 | 0.14171 | 0.057449 | 0.35325 | 0.4995 | 0.70598 | 0.6967 | 0.66276 | 0.49675 | 0.32087 | 0.6722 | 0.39013 | 0.11524 | 0.094772 | 0.48134 | 0.85083 | 0.51999 | 0.52877 | 0.88517 | 0.12399 | 0.031996 | 0.72258 | 0.87267 | 0.89189 | 0.85594 | 0.99654 | 0.89151 | 0.8905 | 0.9412 | 0.99637 | 1 | 0.98143 | 0.88209 | 0.90093 | 0.85577 | 0.91672 | 0.8932 | 0.72934 | 0.85542 | 0.80433 | 0.96278 | 1 | 1 | 1
5 | 13 | 16 | 0.68149 | 0.15275 | 0.32699 | 0.14496 | 0.3204 | 0.36249 | 0.54124 | 0.77001 | 0.70886 | 0.67704 | 0.54584 | 0.40934 | 0.68611 | 0.47311 | 0.1211 | 0.10043 | 0.52282 | 0.86759 | 0.47331 | 0.5019 | 0.92209 | 0.1524 | 0.055823 | 0.56795 | 0.76853 | 0.77585 | 0.75379 | 0.96237 | 0.8423 | 0.83849 | 0.88051 | 0.93119 | 0.94526 | 0.91541 | 0.87434 | 0.81767 | 0.66435 | 0.78527 | 0.81065 | 0.65986 | 0.79477 | 0.63819 | 0.81592 | 1 | 1 | 1
5 | 13 | 17 | 0.69194 | 0.24052 | 0.37789 | 0.15959 | 0.56108 | 0.36515 | 0.59674 | 0.81395 | 0.71869 | 0.68766 | 0.56427 | 0.41099 | 0.69645 | 0.47237 | 0.13475 | 0.11365 | 0.57544 | 0.84036 | 0.4915 | 0.46154 | 0.90614 | 0.24037 | 0.13219 | 0.35336 | 0.60104 | 0.58537 | 0.58952 | 0.85315 | 0.73466 | 0.70444 | 0.75278 | 0.76022 | 0.78451 | 0.7722 | 0.75791 | 0.63083 | 0.60028 | 0.58782 | 0.62541 | 0.50235 | 0.70117 | 0.40481 | 0.56479 | 1 | 1 | 1
5 | 13 | 18 | 0.69414 | 0.34001 | 0.44236 | 0.19135 | 0.65954 | 0.32672 | 0.62467 | 0.83994 | 0.72007 | 0.68979 | 0.51633 | 0.38522 | 0.69852 | 0.44703 | 0.16158 | 0.13988 | 0.60582 | 0.77356 | 0.63591 | 0.40467 | 0.64386 | 0.33988 | 0.23211 | 0.10174 | 0.33711 | 0.3238 | 0.33064 | 0.62568 | 0.46897 | 0.46632 | 0.49423 | 0.4226 | 0.46155 | 0.48945 | 0.46461 | 0.40761 | 0.36297 | 0.3657 | 0.40411 | 0.38295 | 0.48067 | 0.17593 | 0.12377 | 1 | 1 | 1
5 | 13 | 19 | 0.70911 | 0.45086 | 0.49901 | 0.33378 | 0.74079 | 0.46382 | 0.64014 | 0.8425 | 0.73494 | 0.70513 | 0.49375 | 0.38077 | 0.71345 | 0.43928 | 0.18188 | 0.15989 | 0.58146 | 0.77424 | 0.66585 | 0.43077 | 0.43287 | 0.4511 | 0.34748 | 0.0013017 | 0.080731 | 0.087207 | 0.079183 | 0.12405 | 0.19916 | 0.23286 | 0.17416 | 0.13842 | 0.12161 | 0.12018 | 0.082314 | 0.066445 | 0.041698 | 0.038483 | 0.065874 | 0.09922 | 0.14822 | 0.0038553 | 0 | 1 | 1 | 1
5 | 13 | 20 | 0.6916 | 0.49039 | 0.57128 | 0.49135 | 0.7989 | 0.86533 | 0.6438 | 0.80182 | 0.72051 | 0.68766 | 0.45075 | 0.488 | 0.69644 | 0.54061 | 0.19539 | 0.17327 | 0.60812 | 0.72788 | 0.5824 | 0.46322 | 0.51091 | 0.49038 | 0.39454 | 1.3081e-07 | 6.6105e-05 | 0.0022647 | 6.4838e-05 | 0.00080124 | 0.00026017 | 2.1173e-05 | 0 | 0 | 0 | 0 | 0 | 0 | 0 | 0 | 0 | 0.010732 | 0.0011321 | 0 | 0 | 1 | 1 | 1
5 | 13 | 21 | 0.57758 | 0.51691 | 0.46181 | 0.541 | 0.79899 | 0.91115 | 0.61088 | 0.76263 | 0.61397 | 0.57199 | 0.46173 | 0.63292 | 0.5837 | 0.67627 | 0.21891 | 0.19669 | 0.76177 | 0.59892 | 0.59236 | 0.41784 | 0.50304 | 0.51681 | 0.42557 | 0 | 0 | 0 | 0 | 0 | 0 | 0 | 0 | 0 | 0 | 0 | 0 | 0 | 0 | 0 | 0 | 0 | 0 | 0 | 0 | 1 | 1 | 1
5 | 13 | 22 | 0.42616 | 0.54942 | 0.30704 | 0.53896 | 0.79872 | 0.84554 | 0.55917 | 0.71595 | 0.46898 | 0.41821 | 0.38909 | 0.69483 | 0.43344 | 0.73285 | 0.2219 | 0.19967 | 0.86172 | 0.46785 | 0.51108 | 0.27458 | 0.44697 | 0.54942 | 0.46155 | 0 | 0 | 0 | 0 | 0 | 0 | 0 | 0 | 0 | 0 | 0 | 0 | 0 | 0 | 0 | 0 | 0 | 0 | 0 | 0 | 1 | 1 | 1
5 | 13 | 23 | 0.40043 | 0.56575 | 0.17621 | 0.52761 | 0.79447 | 0.64046 | 0.48982 | 0.64488 | 0.44415 | 0.3921 | 0.35827 | 0.65094 | 0.40788 | 0.68708 | 0.19689 | 0.17477 | 0.87864 | 0.46637 | 0.64762 | 0.19489 | 0.39204 | 0.5654 | 0.48449 | 0 | 0 | 0 | 0 | 0 | 0 | 0 | 0 | 0 | 0 | 0 | 0 | 0 | 0 | 0 | 0 | 0 | 0 | 0 | 0 | 1 | 1 | 1
5 | 13 | 24 | 0.52374 | 0.65468 | 0.061581 | 0.49602 | 0.78016 | 0.48179 | 0.44228 | 0.60625 | 0.56485 | 0.51762 | 0.3166 | 0.66379 | 0.53064 | 0.70081 | 0.1682 | 0.1464 | 0.8612 | 0.33166 | 0.57194 | 0.11558 | 0.3476 | 0.65593 | 0.56779 | 0 | 0 | 0 | 0 | 0 | 0 | 0 | 0 | 0 | 0 | 0 | 0 | 0 | 0 | 0 | 0 | 0 | 0 | 0 | 0 | 1 | 1 | 1
5 | 14 | 1 | 0.58402 | 0.44704 | 0.0091646 | 0.53999 | 0.77052 | 0.3653 | 0.40861 | 0.57325 | 0.62051 | 0.57858 | 0.26431 | 0.68012 | 0.59015 | 0.71943 | 0.11425 | 0.093849 | 0.79852 | 0.32169 | 0.58779 | 0.072011 | 0.35505 | 0.44685 | 0.34858 | 0 | 0 | 0 | 0 | 0 | 0 | 0 | 0 | 0 | 0 | 0 | 0 | 0 | 0 | 0 | 0 | 0 | 0 | 0 | 0 | 1 | 1 | 1
5 | 14 | 2 | 0.57624 | 0.26939 | 0.0004469 | 0.54608 | 0.7547 | 0.26583 | 0.35488 | 0.55488 | 0.61302 | 0.57066 | 0.23313 | 0.6 | 0.58242 | 0.64256 | 0.075792 | 0.05744 | 0.6957 | 0.33784 | 0.59182 | 0.049307 | 0.32248 | 0.26865 | 0.16665 | 0 | 0 | 0 | 0 | 0 | 0 | 0 | 0 | 0 | 0 | 0 | 0 | 0 | 0 | 0 | 0 | 0 | 0 | 0 | 0 | 1 | 1 | 1
5 | 14 | 3 | 0.50864 | 0.23577 | 0 | 0.5749 | 0.72763 | 0.24944 | 0.33916 | 0.48698 | 0.55164 | 0.50248 | 0.19664 | 0.5406 | 0.51584 | 0.59009 | 0.063235 | 0.045886 | 0.6069 | 0.28277 | 0.48457 | 0.040121 | 0.26845 | 0.23551 | 0.12863 | 0 | 0 | 0 | 0 | 0 | 0 | 0 | 0 | 0 | 0 | 0 | 0 | 0 | 0 | 0 | 0 | 0 | 0 | 0 | 0 | 1 | 1 | 1
5 | 14 | 4 | 0.34342 | 0.23601 | 0 | 0.57284 | 0.71075 | 0.22673 | 0.33511 | 0.46328 | 0.39181 | 0.33476 | 0.19651 | 0.47811 | 0.35162 | 0.53244 | 0.058279 | 0.041397 | 0.55081 | 0.28219 | 0.3833 | 0.073544 | 0.29505 | 0.23596 | 0.1267 | 0 | 0 | 4.7177e-07 | 0 | 0 | 0 | 0 | 0 | 0 | 0 | 0 | 0 | 0 | 0 | 0 | 0 | 0 | 0 | 0 | 2.8336e-06 | 1 | 1 | 1
5 | 14 | 5 | 0.26719 | 0.22584 | 0 | 0.54992 | 0.68776 | 0.14311 | 0.35197 | 0.45771 | 0.32115 | 0.25814 | 0.12894 | 0.42565 | 0.2763 | 0.48744 | 0.063665 | 0.046275 | 0.5527 | 0.26487 | 0.32119 | 0.08756 | 0.26984 | 0.22563 | 0.11875 | 1.5266e-06 | 0.0014682 | 0.034601 | 0.00144 | 0.001349 | 2.9667e-06 | 9.7943e-06 | 0.00048606 | 2.8399e-07 | 0.00043129 | 0.0020906 | 0.010079 | 0.0049626 | 0.0033165 | 0.0017254 | 0.00492 | 0.054101 | 0.028055 | 0.027362 | 0.071353 | 1 | 1 | 1
5 | 14 | 6 | 0.22761 | 0.24423 | 0 | 0.5675 | 0.6098 | 0.077029 | 0.32764 | 0.39507 | 0.28411 | 0.21843 | 0.068946 | 0.30237 | 0.23714 | 0.37486 | 0.068377 | 0.050584 | 0.46999 | 0.23859 | 0.3053 | 0.12351 | 0.17861 | 0.24416 | 0.13474 | 0.0048635 | 0.13102 | 0.36284 | 0.1285 | 0.18213 | 0.07504 | 0.11189 | 0.17287 | 0.059913 | 0.18442 | 0.2781 | 0.35008 | 0.27523 | 0.25251 | 0.2285 | 0.27287 | 0.44641 | 0.38482 | 0.38047 | 0.45337 | 1 | 1 | 1
5 | 14 | 7 | 0.18841 | 0.25801 | 0 | 0.51163 | 0.375 | 0.01573 | 0.27583 | 0.20783 | 0.24562 | 0.17893 | 0.025149 | 0.071178 | 0.19806 | 0.13572 | 0.064296 | 0.04685 | 0.26279 | 0.16085 | 0.3065 | 0.10934 | 0.09345 | 0.258 | 0.1474 | 0.046996 | 0.38013 | 0.60915 | 0.37285 | 0.59933 | 0.47336 | 0.48093 | 0.54038 | 0.37262 | 0.5715 | 0.63294 | 0.65706 | 0.61077 | 0.60531 | 0.55009 | 0.60553 | 0.68761 | 0.6588 | 0.67669 | 0.61325 | 1 | 1 | 1
5 | 14 | 8 | 0.16499 | 0.25537 | 0 | 0.34624 | 0.1243 | 0 | 0.21172 | 0.064569 | 0.22435 | 0.15566 | 0.0013251 | 0.0033517 | 0.17497 | 0.032298 | 0.064505 | 0.047041 | 0.19247 | 0.10397 | 0.29767 | 0.06939 | 0.24251 | 0.25559 | 0.1426 | 0.28061 | 0.61391 | 0.77012 | 0.60214 | 0.84438 | 0.73042 | 0.72133 | 0.7598 | 0.65924 | 0.79847 | 0.84245 | 0.8342 | 0.82135 | 0.822 | 0.7718 | 0.8143 | 0.80793 | 0.83052 | 0.83986 | 0.65821 | 1 | 1 | 1
5 | 14 | 9 | 0.10502 | 0.18468 | 0 | 0.31712 | 0.015597 | 0 | 0.18953 | 0.038254 | 0.16334 | 0.095361 | 0 | 0 | 0.11486 | 0.0084284 | 0.075331 | 0.057005 | 0.12533 | 0.089675 | 0.21105 | 0.022159 | 0.42332 | 0.18441 | 0.081917 | 0.51671 | 0.78254 | 0.91436 | 0.76754 | 0.96178 | 0.86506 | 0.8512 | 0.86956 | 0.82406 | 0.97391 | 0.95795 | 0.94964 | 0.92041 | 0.95303 | 0.88474 | 0.9125 | 0.91605 | 0.91345 | 0.93632 | 0.82284 | 1 | 1 | 1
5 | 14 | 10 | 0.064238 | 0.15578 | 0 | 0.29655 | 0 | 0.023795 | 0.16817 | 0.06861 | 0.12132 | 0.054605 | 0 | 0 | 0.073897 | 0.007603 | 0.096512 | 0.076887 | 0.081172 | 0.094889 | 0.21181 | 0.00055631 | 0.51762 | 0.15557 | 0.056922 | 0.69288 | 0.889 | 0.96191 | 0.87195 | 0.9871 | 0.91625 | 0.91315 | 0.95115 | 0.98384 | 1 | 1 | 0.98786 | 0.97975 | 0.99513 | 0.9709 | 0.97133 | 0.94748 | 0.9271 | 0.97681 | 0.87322 | 1 | 1 | 1
5 | 14 | 11 | 0.06501 | 0.15423 | 0 | 0.25324 | 0 | 0.059595 | 0.14341 | 0.11874 | 0.12275 | 0.055453 | 0 | 0 | 0.074762 | 0.0048034 | 0.11423 | 0.093804 | 0.062748 | 0.099993 | 0.26835 | 0 | 0.55083 | 0.15422 | 0.053996 | 0.79742 | 0.93622 | 0.97776 | 0.91827 | 1 | 0.94285 | 0.92684 | 0.96031 | 1 | 1 | 1 | 0.99007 | 0.98736 | 0.97922 | 0.99315 | 0.97888 | 0.9459 | 0.95174 | 0.97315 | 0.85352 | 1 | 1 | 1
5 | 14 | 12 | 0.085645 | 0.13674 | 0.00086128 | 0.2101 | 0 | 0.11337 | 0.14443 | 0.10399 | 0.14461 | 0.076116 | 0 | 0 | 0.095581 | 0.011117 | 0.13232 | 0.11128 | 0.055919 | 0.11485 | 0.38329 | 0 | 0.55341 | 0.13661 | 0.041344 | 0.85097 | 0.95094 | 0.94324 | 0.93271 | 1 | 0.92827 | 0.91353 | 0.94892 | 1 | 1 | 1 | 0.99353 | 0.97458 | 0.97406 | 0.97284 | 0.96621 | 0.92877 | 0.93673 | 0.9567 | 0.66671 | 1 | 1 | 1
5 | 14 | 13 | 0.098525 | 0.12929 | 0.011196 | 0.17749 | 0 | 0.14574 | 0.14869 | 0.068631 | 0.15764 | 0.088972 | 0 | 0 | 0.10849 | 0.020241 | 0.14057 | 0.11931 | 0.038815 | 0.12791 | 0.34884 | 0 | 0.49737 | 0.12879 | 0.038802 | 0.84087 | 0.92739 | 0.9008 | 0.90961 | 0.99848 | 0.90336 | 0.89242 | 0.92559 | 0.996 | 1 | 1 | 0.97208 | 0.93329 | 0.93311 | 0.87923 | 0.92527 | 0.92278 | 0.92276 | 0.92547 | 0.55374 | 1 | 1 | 1
5 | 14 | 14 | 0.10259 | 0.21133 | 0.027309 | 0.13116 | 0 | 0.18037 | 0.14376 | 0.035552 | 0.16144 | 0.092993 | 0 | 0 | 0.11252 | 0.035576 | 0.14615 | 0.12476 | 0.031591 | 0.13722 | 0.30741 | 0 | 0.43793 | 0.21071 | 0.10968 | 0.79669 | 0.90342 | 0.90998 | 0.8861 | 0.98887 | 0.88967 | 0.88134 | 0.92687 | 1 | 1 | 1 | 0.97363 | 0.94173 | 0.83978 | 0.8689 | 0.93364 | 0.92048 | 0.91387 | 0.93429 | 0.58955 | 1 | 1 | 1
5 | 14 | 15 | 0.11014 | 0.40732 | 0.039005 | 0.099392 | 0.014308 | 0.16161 | 0.15995 | 0.052625 | 0.16824 | 0.10043 | 0.0037234 | 0 | 0.11996 | 0.055879 | 0.15169 | 0.13017 | 0.031716 | 0.15345 | 0.29617 | 0 | 0.42695 | 0.407 | 0.30654 | 0.70269 | 0.84894 | 0.83399 | 0.83267 | 0.97787 | 0.88089 | 0.8713 | 0.89557 | 0.98621 | 1 | 0.9768 | 0.95442 | 0.86903 | 0.73966 | 0.84003 | 0.86157 | 0.90461 | 0.90668 | 0.87789 | 0.32949 | 1 | 1 | 1
5 | 14 | 16 | 0.14535 | 0.65937 | 0.056347 | 0.082064 | 0.10026 | 0.17944 | 0.19237 | 0.089899 | 0.20455 | 0.13588 | 0.07282 | 0.0019307 | 0.15531 | 0.061333 | 0.15764 | 0.13601 | 0.029357 | 0.20826 | 0.34975 | 0 | 0.38289 | 0.66038 | 0.5764 | 0.56165 | 0.7602 | 0.73793 | 0.74563 | 0.93696 | 0.83179 | 0.81641 | 0.85777 | 0.91472 | 0.93243 | 0.9135 | 0.89982 | 0.74007 | 0.77957 | 0.73275 | 0.73372 | 0.86157 | 0.85993 | 0.73704 | 0.20714 | 1 | 1 | 1
5 | 14 | 17 | 0.16339 | 0.67276 | 0.07717 | 0.075443 | 0.27979 | 0.27537 | 0.25606 | 0.19032 | 0.22141 | 0.15384 | 0.22862 | 0.04574 | 0.17318 | 0.10831 | 0.17225 | 0.15038 | 0.029428 | 0.26992 | 0.33734 | 0.00031821 | 0.32663 | 0.673 | 0.60171 | 0.34437 | 0.58466 | 0.58146 | 0.57345 | 0.83932 | 0.70496 | 0.69313 | 0.71374 | 0.7252 | 0.77431 | 0.77587 | 0.75045 | 0.59041 | 0.57968 | 0.57216 | 0.58534 | 0.74711 | 0.73375 | 0.52209 | 0.10383 | 1 | 1 | 1
5 | 14 | 18 | 0.2025 | 0.63431 | 0.084517 | 0.072341 | 0.52767 | 0.26291 | 0.31275 | 0.37373 | 0.25522 | 0.19255 | 0.35428 | 0.25641 | 0.21148 | 0.33203 | 0.18666 | 0.16462 | 0.030725 | 0.35815 | 0.33085 | 0.013301 | 0.31695 | 0.63519 | 0.54871 | 0.096661 | 0.31303 | 0.34983 | 0.30703 | 0.61241 | 0.45484 | 0.41471 | 0.48232 | 0.37064 | 0.47639 | 0.45344 | 0.42155 | 0.38324 | 0.23933 | 0.34801 | 0.37995 | 0.47359 | 0.4986 | 0.26275 | 0.019319 | 1 | 1 | 1
5 | 14 | 19 | 0.39774 | 0.38589 | 0.11696 | 0.14615 | 0.76735 | 0.46713 | 0.40395 | 0.55648 | 0.44844 | 0.39045 | 0.34065 | 0.34602 | 0.40622 | 0.41431 | 0.21538 | 0.19317 | 0.043719 | 0.52329 | 0.19121 | 0.062463 | 0.45633 | 0.3857 | 0.28205 | 0.0012177 | 0.078997 | 0.099953 | 0.077483 | 0.13229 | 0.24081 | 0.19515 | 0.17286 | 0.1221 | 0.13978 | 0.1078 | 0.068883 | 0.067907 | 0.025385 | 0.038538 | 0.067324 | 0.12545 | 0.16016 | 0.0082304 | 0 | 1 | 1 | 1
5 | 14 | 20 | 0.49408 | 0.15522 | 0.25322 | 0.26466 | 0.87791 | 0.80936 | 0.43633 | 0.52948 | 0.53328 | 0.48701 | 0.23589 | 0.35408 | 0.50073 | 0.41722 | 0.27732 | 0.25529 | 0.051527 | 0.67069 | 0.085803 | 0.057245 | 0.5672 | 0.15324 | 0.073268 | 2.8276e-07 | 0.00016286 | 0.0022973 | 0.00015973 | 0.0019881 | 0.00063112 | 4.777e-05 | 0 | 0 | 0 | 0 | 0 | 0 | 0 | 0 | 0 | 0.010797 | 0.0012403 | 0 | 0 | 1 | 1 | 1
5 | 14 | 21 | 0.65577 | 0.36019 | 0.30201 | 0.27088 | 0.89074 | 0.80703 | 0.40121 | 0.43394 | 0.68929 | 0.65164 | 0.14259 | 0.3975 | 0.66135 | 0.45898 | 0.23352 | 0.2113 | 0.033186 | 0.56105 | 0.095293 | 0.027046 | 0.52067 | 0.36143 | 0.23788 | 0 | 0 | 0 | 0 | 0 | 0 | 0 | 0 | 0 | 0 | 0 | 0 | 0 | 0 | 0 | 0 | 0 | 0 | 0 | 0 | 1 | 1 | 1
5 | 14 | 22 | 0.65526 | 0.25075 | 0.21775 | 0.23504 | 0.89889 | 0.75612 | 0.29702 | 0.38218 | 0.68756 | 0.65092 | 0.11006 | 0.44276 | 0.66066 | 0.5016 | 0.19944 | 0.1773 | 0.021648 | 0.41687 | 0.12302 | 0.024149 | 0.58994 | 0.25044 | 0.14371 | 0 | 0 | 0 | 0 | 0 | 0 | 0 | 0 | 0 | 0 | 0 | 0 | 0 | 0 | 0 | 0 | 0 | 0 | 0 | 0 | 1 | 1 | 1
5 | 14 | 23 | 0.53208 | 0.20354 | 0.15273 | 0.2204 | 0.90418 | 0.65517 | 0.23131 | 0.35034 | 0.57116 | 0.52584 | 0.11156 | 0.45903 | 0.53866 | 0.5185 | 0.19028 | 0.16821 | 0.029844 | 0.29639 | 0.15012 | 0.010655 | 0.72292 | 0.20361 | 0.095562 | 0 | 0 | 0 | 0 | 0 | 0 | 0 | 0 | 0 | 0 | 0 | 0 | 0 | 0 | 0 | 0 | 0 | 0 | 0 | 0 | 1 | 1 | 1
5 | 14 | 24 | 0.38802 | 0.11713 | 0.14354 | 0.19629 | 0.8992 | 0.54748 | 0.21866 | 0.30207 | 0.43586 | 0.38009 | 0.15065 | 0.39859 | 0.39609 | 0.45949 | 0.18829 | 0.16623 | 0.030435 | 0.19238 | 0.17925 | 0.00087885 | 0.72573 | 0.11662 | 0.030165 | 0 | 0 | 0 | 0 | 0 | 0 | 0 | 0 | 0 | 0 | 0 | 0 | 0 | 0 | 0 | 0 | 0 | 0 | 0 | 0 | 1 | 1 | 1
5 | 15 | 1 | 0.26332 | 0.13394 | 0.22574 | 0.17062 | 0.89105 | 0.48587 | 0.18538 | 0.24809 | 0.31693 | 0.25419 | 0.15574 | 0.34828 | 0.27238 | 0.41237 | 0.18196 | 0.15997 | 0.042377 | 0.12814 | 0.1885 | 0.023577 | 0.54998 | 0.13418 | 0.036286 | 0 | 0 | 0 | 0 | 0 | 0 | 0 | 0 | 0 | 0 | 0 | 0 | 0 | 0 | 0 | 0 | 0 | 0 | 0 | 0 | 1 | 1 | 1
5 | 15 | 2 | 0.1902 | 0.071485 | 0.30764 | 0.18458 | 0.88193 | 0.60748 | 0.16191 | 0.22199 | 0.24708 | 0.18071 | 0.12369 | 0.32422 | 0.19981 | 0.39152 | 0.17377 | 0.15188 | 0.067023 | 0.11855 | 0.1623 | 0.054431 | 0.34225 | 0.070915 | 0.0030646 | 0 | 0 | 0 | 0 | 0 | 0 | 0 | 0 | 0 | 0 | 0 | 0 | 0 | 0 | 0 | 0 | 0 | 0 | 0 | 0 | 1 | 1 | 1
5 | 15 | 3 | 0.14911 | 0.12187 | 0.27983 | 0.18134 | 0.87071 | 0.67969 | 0.12592 | 0.16409 | 0.20749 | 0.13954 | 0.087417 | 0.28532 | 0.15895 | 0.35634 | 0.15218 | 0.13065 | 0.091397 | 0.11597 | 0.11259 | 0.042455 | 0.18665 | 0.12116 | 0.035566 | 0 | 0 | 0 | 0 | 0 | 0 | 0 | 0 | 0 | 0 | 0 | 0 | 0 | 0 | 0 | 0 | 0 | 0 | 0 | 0 | 1 | 1 | 1
5 | 15 | 4 | 0.11831 | 0.31567 | 0.22811 | 0.17144 | 0.85684 | 0.37024 | 0.10124 | 0.12917 | 0.1768 | 0.10866 | 0.051808 | 0.19603 | 0.12818 | 0.2708 | 0.14234 | 0.12103 | 0.10646 | 0.11333 | 0.07045 | 0.013843 | 0.10316 | 0.3161 | 0.20072 | 0 | 0 | 1.5785e-06 | 0 | 0 | 0 | 0 | 0 | 0 | 0 | 0 | 0 | 0 | 0 | 0 | 0 | 0 | 0 | 0 | 9.4809e-06 | 1 | 1 | 1
5 | 15 | 5 | 0.098531 | 0.39333 | 0.22308 | 0.16543 | 0.84902 | 0.4361 | 0.070332 | 0.10439 | 0.1591 | 0.089225 | 0.034565 | 0.068401 | 0.10868 | 0.13776 | 0.14426 | 0.12291 | 0.11231 | 0.082294 | 0.058837 | 0.017893 | 0.080351 | 0.39414 | 0.27796 | 1.9488e-06 | 0.0020271 | 0.040317 | 0.0019882 | 0.0020292 | 1.1301e-06 | 6.3417e-06 | 0.00074816 | 2.2481e-06 | 0.00060804 | 0.0030313 | 0.012927 | 0.0077486 | 0.004804 | 0.001863 | 0.007682 | 0.041294 | 0.033067 | 0.027363 | 0.11592 | 1 | 1 | 1
5 | 15 | 6 | 0.020322 | 0.26881 | 0.16755 | 0.16469 | 0.83315 | 0.44196 | 0.041745 | 0.060416 | 0.072955 | 0.011533 | 0.011044 | 0.0035584 | 0.02892 | 0.033254 | 0.14919 | 0.12773 | 0.092602 | 0.063685 | 0.029288 | 0.018333 | 0.09632 | 0.26792 | 0.16753 | 0.004833 | 0.13588 | 0.34253 | 0.13328 | 0.18258 | 0.029388 | 0.052654 | 0.17588 | 0.05376 | 0.21416 | 0.30952 | 0.37712 | 0.33083 | 0.30305 | 0.22586 | 0.32799 | 0.41037 | 0.39391 | 0.37832 | 0.40738 | 1 | 1 | 1
5 | 15 | 7 | 0.00094951 | 0.32839 | 0.051296 | 0.10774 | 0.78426 | 0.16168 | 0.011681 | 0.0062127 | 0.026097 | 0.00039631 | 0.00056417 | 0 | 0.0014063 | 0.0043899 | 0.12585 | 0.10503 | 0.065262 | 0.035882 | 0.019222 | 0.00048828 | 0.019854 | 0.32818 | 0.22087 | 0.049444 | 0.36463 | 0.5905 | 0.35764 | 0.53602 | 0.34997 | 0.43578 | 0.54031 | 0.22153 | 0.60867 | 0.65063 | 0.67575 | 0.64035 | 0.63569 | 0.53022 | 0.63485 | 0.68628 | 0.66237 | 0.65571 | 0.55127 | 1 | 1 | 1
5 | 15 | 8 | 0 | 0.41006 | 0.019864 | 0.058168 | 0.74032 | 0.029218 | 0.0006577 | 0 | 0.028444 | 0 | 0 | 0 | 0 | 0.0006328 | 0.083093 | 0.064245 | 0.054818 | 0.024954 | 0.013432 | 0 | 0.0066717 | 0.40992 | 0.30715 | 0.27088 | 0.5815 | 0.75552 | 0.57035 | 0.7728 | 0.58601 | 0.7088 | 0.77069 | 0.35517 | 0.85361 | 0.85424 | 0.85098 | 0.83176 | 0.83747 | 0.70426 | 0.82461 | 0.84002 | 0.82156 | 0.81996 | 0.60082 | 1 | 1 | 1
5 | 15 | 9 | 0 | 0.50752 | 0.03652 | 0.064051 | 0.73634 | 0.040738 | 0 | 0 | 0.03162 | 0 | 0 | 0 | 0 | 0.0047403 | 0.08368 | 0.064783 | 0.043388 | 0.027442 | 0.0093082 | 0 | 0.0098711 | 0.50796 | 0.40836 | 0.48486 | 0.72974 | 0.86668 | 0.71575 | 0.88404 | 0.70855 | 0.83944 | 0.88388 | 0.44786 | 0.99148 | 0.96353 | 0.92707 | 0.93993 | 0.92841 | 0.80812 | 0.93186 | 0.9131 | 0.88843 | 0.92031 | 0.71979 | 1 | 1 | 1
5 | 15 | 10 | 0 | 0.4896 | 0.050467 | 0.061807 | 0.728 | 0.055136 | 0 | 0 | 0.033029 | 0 | 0 | 0 | 0 | 0.0092712 | 0.091102 | 0.071763 | 0.018518 | 0.032626 | 0.0089463 | 4.4837e-05 | 0.033247 | 0.48968 | 0.39255 | 0.64527 | 0.82627 | 0.89694 | 0.81043 | 0.93436 | 0.77286 | 0.9107 | 0.94671 | 0.61504 | 1 | 1 | 0.98221 | 0.98872 | 0.91403 | 0.87354 | 0.98023 | 0.93793 | 0.92343 | 0.9706 | 0.62485 | 1 | 1 | 1
5 | 15 | 11 | 0 | 0.44158 | 0.062585 | 0.049309 | 0.71971 | 0.092556 | 0.00038168 | 0 | 0.016004 | 0 | 0 | 0 | 0 | 0.017208 | 0.081694 | 0.062925 | 0.012 | 0.024797 | 0.0078317 | 0.0019758 | 0.020268 | 0.44169 | 0.33875 | 0.75165 | 0.88285 | 0.91434 | 0.86592 | 0.94741 | 0.79683 | 0.92176 | 0.96022 | 0.69049 | 1 | 1 | 0.9879 | 0.93886 | 1 | 0.97457 | 0.93079 | 0.93486 | 0.92797 | 0.97904 | 0.65934 | 1 | 1 | 1
5 | 15 | 12 | 0 | 0.34906 | 0.05732 | 0.046771 | 0.72339 | 0.13982 | 0.0075008 | 0 | 0.0081196 | 0 | 0.00095681 | 0 | 0 | 0.02725 | 0.075032 | 0.056724 | 0.0046788 | 0.014221 | 0.0082227 | 0.01314 | 0.0074062 | 0.34854 | 0.24594 | 0.80994 | 0.90608 | 0.92645 | 0.88871 | 0.98095 | 0.8091 | 0.915 | 0.94852 | 0.77885 | 1 | 0.95459 | 0.98228 | 0.92656 | 0.99861 | 0.97289 | 0.9186 | 0.91879 | 0.92017 | 0.9615 | 0.65485 | 1 | 1 | 1
5 | 15 | 13 | 0 | 0.35412 | 0.049207 | 0.057607 | 0.7419 | 0.17534 | 0.036473 | 0.00022067 | 0.017158 | 0 | 0.016724 | 0 | 0 | 0.037145 | 0.066886 | 0.049217 | 0.0092948 | 0.011584 | 0.010598 | 0.031906 | 0.019512 | 0.35406 | 0.24609 | 0.83735 | 0.92401 | 0.90877 | 0.90629 | 0.97196 | 0.81728 | 0.89414 | 0.93619 | 0.92769 | 1 | 0.99823 | 0.96843 | 0.94773 | 0.96709 | 0.98338 | 0.93959 | 0.90836 | 0.91368 | 0.94364 | 0.61042 | 1 | 1 | 1
5 | 15 | 14 | 0.00036967 | 0.34846 | 0.031945 | 0.075207 | 0.77507 | 0.24092 | 0.077746 | 0.010365 | 0.042192 | 0 | 0.024376 | 0.00025071 | 0.00085079 | 0.051159 | 0.066477 | 0.048842 | 0.018807 | 0.012216 | 0.013042 | 0.046771 | 0.030062 | 0.34807 | 0.24387 | 0.79952 | 0.90735 | 0.86025 | 0.88995 | 0.958 | 0.81513 | 0.8851 | 0.93015 | 0.96416 | 1 | 0.99502 | 0.94647 | 0.9488 | 0.97026 | 0.95817 | 0.94066 | 0.90867 | 0.91091 | 0.93015 | 0.40936 | 1 | 1 | 1
5 | 15 | 15 | 0.0067552 | 0.41144 | 0.010407 | 0.091706 | 0.82915 | 0.33639 | 0.12207 | 0.092061 | 0.060393 | 0.00061704 | 0.057655 | 0.0078827 | 0.015374 | 0.070259 | 0.069022 | 0.051176 | 0.019499 | 0.015643 | 0.016987 | 0.077182 | 0.039879 | 0.41141 | 0.30735 | 0.69154 | 0.83647 | 0.80326 | 0.82044 | 0.89059 | 0.80341 | 0.86965 | 0.91268 | 0.89161 | 0.99855 | 0.95559 | 0.86697 | 0.82123 | 0.94826 | 0.90673 | 0.81418 | 0.89555 | 0.86867 | 0.8811 | 0.37661 | 1 | 1 | 1
5 | 15 | 16 | 0.028366 | 0.46219 | 0.00075006 | 0.11974 | 0.85685 | 0.41544 | 0.19263 | 0.23677 | 0.080662 | 0.01894 | 0.18193 | 0.079664 | 0.03728 | 0.14548 | 0.075793 | 0.05743 | 0.026021 | 0.017834 | 0.025725 | 0.10821 | 0.052857 | 0.4623 | 0.36165 | 0.52433 | 0.71109 | 0.68126 | 0.69746 | 0.7238 | 0.76443 | 0.83276 | 0.86796 | 0.75489 | 0.93355 | 0.77553 | 0.57817 | 0.83781 | 0.86715 | 0.84282 | 0.83061 | 0.84363 | 0.81561 | 0.83279 | 0.21238 | 1 | 1 | 1
5 | 15 | 17 | 0.1711 | 0.4746 | 0 | 0.18765 | 0.84419 | 0.59221 | 0.30003 | 0.43308 | 0.22953 | 0.16178 | 0.33525 | 0.30793 | 0.18091 | 0.38174 | 0.087757 | 0.068611 | 0.049249 | 0.016524 | 0.040498 | 0.11732 | 0.069753 | 0.47479 | 0.37447 | 0.32682 | 0.5562 | 0.54371 | 0.54554 | 0.64559 | 0.65616 | 0.72685 | 0.75609 | 0.63369 | 0.78973 | 0.65272 | 0.47581 | 0.66413 | 0.69325 | 0.67249 | 0.65842 | 0.72356 | 0.7083 | 0.6589 | 0.10576 | 1 | 1 | 1
5 | 15 | 18 | 0.29938 | 0.42446 | 0.00017488 | 0.27214 | 0.86239 | 0.69005 | 0.39383 | 0.56124 | 0.35402 | 0.29093 | 0.36807 | 0.38719 | 0.30855 | 0.45165 | 0.093666 | 0.074188 | 0.13901 | 0.017058 | 0.054966 | 0.15394 | 0.1392 | 0.42378 | 0.32928 | 0.091687 | 0.30125 | 0.32648 | 0.29548 | 0.39787 | 0.39362 | 0.45721 | 0.49127 | 0.33014 | 0.50257 | 0.42521 | 0.34478 | 0.39278 | 0.39898 | 0.36793 | 0.3894 | 0.46275 | 0.4771 | 0.30719 | 0.023781 | 1 | 1 | 1
5 | 15 | 19 | 0.37747 | 0.51736 | 0.0080938 | 0.43193 | 0.89268 | 0.85569 | 0.47338 | 0.62059 | 0.42466 | 0.36924 | 0.34741 | 0.40123 | 0.38546 | 0.4626 | 0.11011 | 0.089857 | 0.26994 | 0.023698 | 0.11315 | 0.24091 | 0.36968 | 0.5182 | 0.41475 | 0.0014888 | 0.072353 | 0.087458 | 0.070966 | 0.068231 | 0.147 | 0.24047 | 0.18055 | 0.11087 | 0.15575 | 0.10021 | 0.043458 | 0.061633 | 0.052401 | 0.041806 | 0.061104 | 0.128 | 0.14921 | 0.012032 | 0 | 1 | 1 | 1
5 | 15 | 20 | 0.50878 | 0.39528 | 0.080937 | 0.57768 | 0.89896 | 0.91545 | 0.49846 | 0.68444 | 0.55298 | 0.5028 | 0.26683 | 0.41055 | 0.51616 | 0.46949 | 0.13139 | 0.11038 | 0.32024 | 0.024108 | 0.20797 | 0.24949 | 0.42518 | 0.39428 | 0.30126 | 2.2108e-07 | 6.3582e-05 | 0.0025299 | 6.2363e-05 | 0.00060087 | 0.00032546 | 0.00011815 | 0 | 0 | 0 | 0 | 0 | 0 | 0 | 0 | 0 | 0.011905 | 0.0013501 | 0 | 0 | 1 | 1 | 1
5 | 15 | 21 | 0.49686 | 0.49484 | 0.19166 | 0.47881 | 0.89206 | 0.87199 | 0.4596 | 0.68892 | 0.53871 | 0.49024 | 0.18975 | 0.45918 | 0.5039 | 0.51573 | 0.14329 | 0.12197 | 0.32085 | 0.025961 | 0.25312 | 0.18957 | 0.36824 | 0.49582 | 0.38762 | 0 | 0 | 0 | 0 | 0 | 0 | 0 | 0 | 0 | 0 | 0 | 0 | 0 | 0 | 0 | 0 | 0 | 0 | 0 | 0 | 1 | 1 | 1
5 | 15 | 22 | 0.45501 | 0.34817 | 0.30503 | 0.42481 | 0.87774 | 0.83072 | 0.38372 | 0.69969 | 0.49777 | 0.44763 | 0.13122 | 0.50161 | 0.46225 | 0.55909 | 0.17428 | 0.15239 | 0.29755 | 0.027089 | 0.2251 | 0.20236 | 0.24774 | 0.34775 | 0.24408 | 0 | 0 | 0 | 0 | 0 | 0 | 0 | 0 | 0 | 0 | 0 | 0 | 0 | 0 | 0 | 0 | 0 | 0 | 0 | 0 | 1 | 1 | 1
5 | 15 | 23 | 0.46173 | 0.28439 | 0.50388 | 0.40706 | 0.86337 | 0.7647 | 0.32954 | 0.72222 | 0.50563 | 0.45466 | 0.10888 | 0.42556 | 0.46913 | 0.4833 | 0.16674 | 0.14495 | 0.24974 | 0.03868 | 0.19799 | 0.16521 | 0.20414 | 0.28408 | 0.17682 | 0 | 0 | 0 | 0 | 0 | 0 | 0 | 0 | 0 | 0 | 0 | 0 | 0 | 0 | 0 | 0 | 0 | 0 | 0 | 0 | 1 | 1 | 1
5 | 15 | 24 | 0.4604 | 0.26828 | 0.61841 | 0.36643 | 0.85183 | 0.67672 | 0.29451 | 0.67625 | 0.50474 | 0.45337 | 0.092914 | 0.38263 | 0.46786 | 0.44463 | 0.132 | 0.11099 | 0.14166 | 0.061467 | 0.12983 | 0.10761 | 0.23534 | 0.26837 | 0.15659 | 0 | 0 | 0 | 0 | 0 | 0 | 0 | 0 | 0 | 0 | 0 | 0 | 0 | 0 | 0 | 0 | 0 | 0 | 0 | 0 | 1 | 1 | 1
5 | 16 | 1 | 0.43073 | 0.21195 | 0.63715 | 0.25752 | 0.83909 | 0.63767 | 0.26101 | 0.59136 | 0.47818 | 0.42357 | 0.051894 | 0.35718 | 0.4387 | 0.42252 | 0.1655 | 0.14376 | 0.1159 | 0.057748 | 0.073828 | 0.062229 | 0.18011 | 0.21181 | 0.10521 | 0 | 0 | 0 | 0 | 0 | 0 | 0 | 0 | 0 | 0 | 0 | 0 | 0 | 0 | 0 | 0 | 0 | 0 | 0 | 0 | 1 | 1 | 1
5 | 16 | 2 | 0.32902 | 0.16797 | 0.60576 | 0.2244 | 0.825 | 0.51119 | 0.22184 | 0.53993 | 0.38185 | 0.32079 | 0.034335 | 0.30176 | 0.3379 | 0.37598 | 0.27217 | 0.25011 | 0.11747 | 0.02124 | 0.03033 | 0.022692 | 0.11327 | 0.16763 | 0.068308 | 0 | 0 | 0 | 0 | 0 | 0 | 0 | 0 | 0 | 0 | 0 | 0 | 0 | 0 | 0 | 0 | 0 | 0 | 0 | 0 | 1 | 1 | 1
5 | 16 | 3 | 0.18323 | 0.18503 | 0.5973 | 0.1529 | 0.81315 | 0.52461 | 0.2256 | 0.43545 | 0.23916 | 0.17357 | 0.023924 | 0.097142 | 0.19269 | 0.16528 | 0.32354 | 0.30201 | 0.08952 | 0.018492 | 0.010533 | 0.00057618 | 0.074839 | 0.18518 | 0.078335 | 0 | 0 | 0 | 0 | 0 | 0 | 0 | 0 | 0 | 0 | 0 | 0 | 0 | 0 | 0 | 0 | 0 | 0 | 0 | 0 | 1 | 1 | 1
5 | 16 | 4 | 0.10326 | 0.14799 | 0.59913 | 0.10889 | 0.81021 | 0.4232 | 0.22299 | 0.36471 | 0.16113 | 0.093548 | 0.016275 | 0.0049529 | 0.11304 | 0.038963 | 0.37458 | 0.35387 | 0.04527 | 0.024843 | 0.0051992 | 0 | 0.064865 | 0.14776 | 0.050851 | 0 | 0 | 0 | 0 | 0 | 0 | 0 | 0 | 0 | 0 | 0 | 0 | 0 | 0 | 0 | 0 | 0 | 0 | 0 | 0 | 1 | 1 | 1
5 | 16 | 5 | 0.061819 | 0.14646 | 0.62286 | 0.092939 | 0.80316 | 0.55894 | 0.22694 | 0.31255 | 0.12013 | 0.052395 | 0.011492 | 0 | 0.071638 | 0.0087945 | 0.33077 | 0.30933 | 0.021369 | 0.031429 | 0.0036189 | 0 | 0.12816 | 0.1465 | 0.047418 | 2.211e-06 | 0.0021714 | 0.026324 | 0.0021297 | 0.0019726 | 5.6145e-06 | 2.6549e-05 | 0.0010475 | 5.1795e-06 | 0.00060045 | 0.0034291 | 0.014793 | 0.0079415 | 0.004148 | 0.0021633 | 0.0078733 | 0.061033 | 0.036871 | 0.028515 | 0.00049678 | 1 | 1 | 1
5 | 16 | 6 | 0.017193 | 0.11661 | 0.57959 | 0.077235 | 0.7536 | 0.5732 | 0.22388 | 0.25513 | 0.069859 | 0.0085593 | 0.00065673 | 0 | 0.025907 | 0.00079855 | 0.28884 | 0.26692 | 0.017106 | 0.027695 | 0.00078628 | 0 | 0.13268 | 0.11634 | 0.027809 | 0.0051216 | 0.14041 | 0.28473 | 0.13772 | 0.21304 | 0.052561 | 0.1244 | 0.20303 | 0.039858 | 0.18361 | 0.29955 | 0.38646 | 0.32324 | 0.26731 | 0.23172 | 0.32046 | 0.43754 | 0.40737 | 0.33822 | 0.017854 | 1 | 1 | 1
5 | 16 | 7 | 0.00089914 | 0.13328 | 0.49705 | 0.024922 | 0.57516 | 0.16688 | 0.20571 | 0.13423 | 0.0023824 | 0.00034976 | 0 | 0 | 0.0013582 | 1.1913e-05 | 0.19893 | 0.17681 | 0.00053686 | 0.012911 | 1.1665e-05 | 0 | 0.053259 | 0.13336 | 0.037039 | 0.046112 | 0.36954 | 0.48891 | 0.36246 | 0.5927 | 0.39283 | 0.50608 | 0.55887 | 0.21031 | 0.546 | 0.65216 | 0.67763 | 0.64548 | 0.59757 | 0.54204 | 0.63994 | 0.64273 | 0.6676 | 0.56936 | 0.044427 | 1 | 1 | 1
5 | 16 | 8 | 0 | 0.11246 | 0.45463 | 0.0091012 | 0.42044 | 0.051621 | 0.20821 | 0.019876 | 0 | 0 | 0 | 0 | 0 | 5.6538e-05 | 0.1514 | 0.1299 | 4.2951e-06 | 0.015667 | 0 | 0 | 0.01862 | 0.11223 | 0.024641 | 0.27536 | 0.59727 | 0.67104 | 0.58582 | 0.83254 | 0.655 | 0.7447 | 0.78227 | 0.44426 | 0.84042 | 0.86769 | 0.84948 | 0.83945 | 0.77688 | 0.7264 | 0.83224 | 0.82606 | 0.81968 | 0.74674 | 0.1504 | 1 | 1 | 1
5 | 16 | 9 | 0 | 0.12798 | 0.44034 | 0.0054451 | 0.30075 | 0.077935 | 0.19974 | 0.00081149 | 0.0004451 | 0 | 0 | 0 | 0 | 0.0027232 | 0.10644 | 0.086349 | 6.4487e-06 | 0.019131 | 9.0717e-06 | 0.00075284 | 0.014119 | 0.1279 | 0.034347 | 0.50896 | 0.76967 | 0.78554 | 0.75491 | 0.95112 | 0.84644 | 0.86168 | 0.89908 | 0.68685 | 0.99047 | 0.97534 | 0.95061 | 0.94025 | 0.90745 | 0.83153 | 0.93218 | 0.89321 | 0.90064 | 0.84982 | 0.26311 | 1 | 1 | 1
5 | 16 | 10 | 0.0006495 | 0.14161 | 0.44173 | 0.0042416 | 0.1765 | 0.075212 | 0.1843 | 0 | 0.014515 | 0.00011927 | 0 | 0 | 0.0011192 | 0.010563 | 0.092585 | 0.073165 | 0.0005104 | 0.031897 | 0.00059837 | 0.029431 | 0.025782 | 0.14152 | 0.044701 | 0.68569 | 0.88066 | 0.83274 | 0.86378 | 0.99713 | 0.94072 | 0.92794 | 0.95566 | 0.88924 | 1 | 1 | 0.99177 | 0.98029 | 0.94391 | 0.93796 | 0.97187 | 0.8949 | 0.93023 | 0.80197 | 0.385 | 1 | 1 | 1
5 | 16 | 11 | 0.011659 | 0.15815 | 0.46073 | 0.0086621 | 0.073367 | 0.063398 | 0.18312 | 0 | 0.064826 | 0.0031835 | 0 | 0 | 0.020366 | 0.0067741 | 0.095422 | 0.07585 | 0.0069314 | 0.14718 | 0.0019964 | 0.074057 | 0.056947 | 0.1581 | 0.057424 | 0.80054 | 0.94094 | 0.82575 | 0.9229 | 1 | 0.95039 | 0.94082 | 0.9694 | 1 | 1 | 1 | 1 | 0.98519 | 0.96236 | 1 | 0.97673 | 0.86047 | 0.85347 | 0.72623 | 0.48511 | 1 | 1 | 1
5 | 16 | 12 | 0.030858 | 0.16686 | 0.44499 | 0.022075 | 0.011563 | 0.045519 | 0.19737 | 0 | 0.087952 | 0.021721 | 0 | 0 | 0.040466 | 0.013977 | 0.11288 | 0.092518 | 0.015416 | 0.23817 | 0.0041112 | 0.16733 | 0.14598 | 0.16679 | 0.064781 | 0.84983 | 0.95048 | 0.84237 | 0.93225 | 0.9991 | 0.93523 | 0.92454 | 0.95796 | 1 | 1 | 1 | 0.98136 | 0.98075 | 0.93848 | 1 | 0.97233 | 0.82427 | 0.88627 | 0.68236 | 0.59952 | 1 | 1 | 1
5 | 16 | 13 | 0.032649 | 0.17306 | 0.44241 | 0.0457 | 0.0073948 | 0.075217 | 0.21116 | 3.7789e-05 | 0.089396 | 0.023424 | 0.00055034 | 0 | 0.042216 | 0.035381 | 0.13869 | 0.11748 | 0.036877 | 0.21341 | 0.006513 | 0.21619 | 0.17687 | 0.17307 | 0.069289 | 0.85058 | 0.93842 | 0.81168 | 0.92043 | 0.97771 | 0.90985 | 0.8992 | 0.94185 | 1 | 1 | 0.99345 | 0.9754 | 0.97548 | 0.91993 | 0.96682 | 0.9671 | 0.78637 | 0.82159 | 0.69307 | 0.56112 | 1 | 1 | 1
5 | 16 | 14 | 0.033369 | 0.15669 | 0.4734 | 0.069121 | 0.064086 | 0.11296 | 0.2343 | 0.01159 | 0.089249 | 0.024024 | 0.01289 | 0.00011559 | 0.042819 | 0.05127 | 0.16046 | 0.13878 | 0.15408 | 0.19036 | 0.011689 | 0.25105 | 0.30319 | 0.15638 | 0.058608 | 0.81585 | 0.92587 | 0.76599 | 0.90812 | 0.97261 | 0.90271 | 0.89288 | 0.93695 | 1 | 1 | 0.99743 | 0.97755 | 0.96343 | 0.95411 | 0.97927 | 0.95516 | 0.56852 | 0.83532 | 0.70634 | 0.60106 | 1 | 1 | 1
5 | 16 | 15 | 0.068381 | 0.19398 | 0.52139 | 0.10071 | 0.21675 | 0.15318 | 0.25972 | 0.12195 | 0.12378 | 0.058549 | 0.077528 | 0.0026302 | 0.077786 | 0.066209 | 0.18915 | 0.1671 | 0.23714 | 0.22432 | 0.024886 | 0.27783 | 0.34559 | 0.19403 | 0.086997 | 0.73071 | 0.88355 | 0.75832 | 0.86661 | 0.96505 | 0.89381 | 0.88447 | 0.92425 | 0.99333 | 1 | 0.98084 | 0.95676 | 0.94325 | 0.9056 | 0.95457 | 0.93515 | 0.67394 | 0.74787 | 0.67135 | 0.63882 | 1 | 1 | 1
5 | 16 | 16 | 0.20467 | 0.19891 | 0.55615 | 0.12729 | 0.41377 | 0.19338 | 0.2881 | 0.31543 | 0.26017 | 0.19519 | 0.22325 | 0.021972 | 0.21404 | 0.083297 | 0.25435 | 0.23218 | 0.34587 | 0.30358 | 0.053673 | 0.28985 | 0.36721 | 0.19896 | 0.091426 | 0.57877 | 0.7858 | 0.70418 | 0.77073 | 0.87925 | 0.84886 | 0.8391 | 0.87685 | 0.92663 | 0.9484 | 0.91872 | 0.8916 | 0.86529 | 0.81048 | 0.88528 | 0.85786 | 0.73628 | 0.77263 | 0.62885 | 0.42009 | 1 | 1 | 1
5 | 16 | 17 | 0.39153 | 0.17478 | 0.58584 | 0.17082 | 0.57783 | 0.36054 | 0.32488 | 0.50778 | 0.44382 | 0.38436 | 0.35709 | 0.17295 | 0.40026 | 0.24659 | 0.29188 | 0.26997 | 0.18751 | 0.26461 | 0.11485 | 0.27918 | 0.17834 | 0.17475 | 0.071121 | 0.35926 | 0.61573 | 0.54869 | 0.60392 | 0.78538 | 0.73434 | 0.71975 | 0.75897 | 0.78003 | 0.79044 | 0.77632 | 0.74115 | 0.69428 | 0.66853 | 0.70885 | 0.68832 | 0.609 | 0.62263 | 0.48764 | 0.27495 | 1 | 1 | 1
5 | 16 | 18 | 0.42381 | 0.13821 | 0.60414 | 0.21727 | 0.68128 | 0.50004 | 0.42554 | 0.61683 | 0.46911 | 0.41618 | 0.39916 | 0.32524 | 0.43147 | 0.39651 | 0.27888 | 0.25686 | 0.20666 | 0.25168 | 0.28337 | 0.31142 | 0.16379 | 0.13802 | 0.042965 | 0.1048 | 0.34721 | 0.33305 | 0.34056 | 0.61266 | 0.51588 | 0.47961 | 0.48148 | 0.47818 | 0.47273 | 0.48982 | 0.47424 | 0.42507 | 0.3888 | 0.36261 | 0.42142 | 0.44597 | 0.41797 | 0.25921 | 0.054563 | 1 | 1 | 1
5 | 16 | 19 | 0.48449 | 0.12599 | 0.58945 | 0.31429 | 0.79082 | 0.79336 | 0.5192 | 0.69852 | 0.52349 | 0.47718 | 0.36665 | 0.35961 | 0.49112 | 0.42481 | 0.31861 | 0.29701 | 0.097838 | 0.35262 | 0.54905 | 0.35775 | 0.14204 | 0.12567 | 0.034863 | 0.0018239 | 0.085069 | 0.094426 | 0.083439 | 0.077654 | 0.17321 | 0.25668 | 0.18012 | 0.18286 | 0.14145 | 0.13355 | 0.099079 | 0.074344 | 0.052371 | 0.039165 | 0.073706 | 0.11933 | 0.12681 | 0.013547 | 0 | 1 | 1 | 1
5 | 16 | 20 | 0.64681 | 0.17011 | 0.57194 | 0.52118 | 0.90677 | 0.94126 | 0.56016 | 0.72537 | 0.68363 | 0.64297 | 0.291 | 0.36664 | 0.6529 | 0.4292 | 0.3908 | 0.37039 | 0.098879 | 0.3939 | 0.65117 | 0.35297 | 0.31133 | 0.17038 | 0.064482 | 6.0942e-07 | 0.00010494 | 0.0024302 | 0.00010293 | 0.00077561 | 0.00073557 | 0.00021549 | 2.1476e-07 | 3.507e-07 | 0 | 0 | 0 | 0 | 0 | 0 | 0 | 0.011307 | 0.001428 | 0 | 0 | 1 | 1 | 1
5 | 16 | 21 | 0.55409 | 0.1338 | 0.53835 | 0.46606 | 0.93906 | 0.9602 | 0.57671 | 0.72258 | 0.592 | 0.54817 | 0.18632 | 0.40484 | 0.56046 | 0.46557 | 0.38345 | 0.3629 | 0.15396 | 0.40802 | 0.61647 | 0.33745 | 0.3166 | 0.13386 | 0.037781 | 0 | 0 | 0 | 0 | 0 | 0 | 0 | 0 | 0 | 0 | 0 | 0 | 0 | 0 | 0 | 0 | 0 | 0 | 0 | 0 | 1 | 1 | 1
5 | 16 | 22 | 0.41927 | 0.070576 | 0.50745 | 0.37939 | 0.94406 | 0.96772 | 0.52347 | 0.70935 | 0.46328 | 0.41136 | 0.12532 | 0.44582 | 0.42673 | 0.50639 | 0.36872 | 0.3479 | 0.15049 | 0.35896 | 0.53593 | 0.28589 | 0.39275 | 0.070391 | 0.0008818 | 0 | 0 | 0 | 0 | 0 | 0 | 0 | 0 | 0 | 0 | 0 | 0 | 0 | 0 | 0 | 0 | 0 | 0 | 0 | 0 | 1 | 1 | 1
5 | 16 | 23 | 0.37311 | 0.036193 | 0.49689 | 0.36369 | 0.94552 | 0.95858 | 0.51858 | 0.69777 | 0.42216 | 0.36506 | 0.10789 | 0.40854 | 0.38138 | 0.47109 | 0.36375 | 0.34284 | 0.31004 | 0.32979 | 0.49387 | 0.24608 | 0.44961 | 0.036044 | 4.7206e-06 | 0 | 0 | 0 | 0 | 0 | 0 | 0 | 0 | 0 | 0 | 0 | 0 | 0 | 0 | 0 | 0 | 0 | 0 | 0 | 0 | 1 | 1 | 1
5 | 16 | 24 | 0.34206 | 0.025299 | 0.53069 | 0.3612 | 0.93925 | 0.937 | 0.51695 | 0.67879 | 0.39237 | 0.33365 | 0.12319 | 0.31952 | 0.35056 | 0.38532 | 0.29229 | 0.27039 | 0.55121 | 0.30524 | 0.45791 | 0.22229 | 0.31246 | 0.025155 | 0 | 0 | 0 | 0 | 0 | 0 | 0 | 0 | 0 | 0 | 0 | 0 | 0 | 0 | 0 | 0 | 0 | 0 | 0 | 0 | 0 | 1 | 1 | 1
5 | 17 | 1 | 0.33586 | 0.039598 | 0.57222 | 0.35965 | 0.92868 | 0.95785 | 0.53906 | 0.63082 | 0.38829 | 0.32766 | 0.093922 | 0.25669 | 0.34468 | 0.32894 | 0.23198 | 0.20976 | 0.50621 | 0.33189 | 0.41688 | 0.17133 | 0.18875 | 0.039502 | 0 | 0 | 0 | 0 | 0 | 0 | 0 | 0 | 0 | 0 | 0 | 0 | 0 | 0 | 0 | 0 | 0 | 0 | 0 | 0 | 0 | 1 | 1 | 1
5 | 17 | 2 | 0.29169 | 0.067305 | 0.57902 | 0.30303 | 0.9158 | 0.93468 | 0.57387 | 0.57452 | 0.34522 | 0.28294 | 0.076093 | 0.15739 | 0.30072 | 0.23119 | 0.1867 | 0.16467 | 0.29549 | 0.221 | 0.32044 | 0.1101 | 0.046622 | 0.067438 | 0 | 0 | 0 | 0 | 0 | 0 | 0 | 0 | 0 | 0 | 0 | 0 | 0 | 0 | 0 | 0 | 0 | 0 | 0 | 0 | 0 | 1 | 1 | 1
5 | 17 | 3 | 0.25355 | 0.051893 | 0.56227 | 0.24082 | 0.90821 | 0.84494 | 0.58904 | 0.50918 | 0.30716 | 0.24427 | 0.053403 | 0.065109 | 0.26263 | 0.13634 | 0.15205 | 0.13053 | 0.24673 | 0.34638 | 0.26584 | 0.074415 | 0.014215 | 0.05179 | 0 | 0 | 0 | 0 | 0 | 0 | 0 | 0 | 0 | 0 | 0 | 0 | 0 | 0 | 0 | 0 | 0 | 0 | 0 | 0 | 0 | 1 | 1 | 1
5 | 17 | 4 | 0.2787 | 0.050652 | 0.61194 | 0.18295 | 0.90328 | 0.84512 | 0.63222 | 0.49154 | 0.3343 | 0.27006 | 0.01624 | 0.0034963 | 0.28804 | 0.057602 | 0.13405 | 0.11297 | 0.25881 | 0.42714 | 0.24033 | 0.076138 | 0.00032095 | 0.050603 | 0 | 0 | 0 | 0 | 0 | 0 | 0 | 0 | 0 | 0 | 0 | 0 | 0 | 0 | 0 | 0 | 0 | 0 | 0 | 0 | 0 | 1 | 1 | 1
5 | 17 | 5 | 0.2543 | 0.049175 | 0.64804 | 0.16754 | 0.90283 | 0.88217 | 0.63636 | 0.4207 | 0.31142 | 0.24556 | 0.00082012 | 0 | 0.26389 | 0.020972 | 0.098824 | 0.079086 | 0.22466 | 0.48431 | 0.20611 | 0.14693 | 0 | 0.049071 | 0 | 2.4079e-06 | 0.0021888 | 0.030694 | 0.0021469 | 0.0027305 | 1.7851e-05 | 3.4324e-05 | 0.0010671 | 1.0432e-05 | 0.00045393 | 0.003521 | 0.015652 | 0.0074283 | 0.0036082 | 0.001825 | 0.0073645 | 0.071787 | 0.04106 | 0.033332 | 0.001177 | 1 | 1 | 1
5 | 17 | 6 | 0.16017 | 0.060979 | 0.5931 | 0.14905 | 0.89001 | 0.75143 | 0.62074 | 0.31545 | 0.21853 | 0.1507 | 0 | 0 | 0.17 | 0.0045643 | 0.078466 | 0.059927 | 0.17354 | 0.48821 | 0.1129 | 0.26322 | 0 | 0.060957 | 0 | 0.0053986 | 0.13508 | 0.30351 | 0.13249 | 0.20742 | 0.068256 | 0.10581 | 0.18575 | 0.076976 | 0.16323 | 0.29058 | 0.38525 | 0.30214 | 0.24155 | 0.20447 | 0.29954 | 0.4486 | 0.41133 | 0.38334 | 0.04371 | 1 | 1 | 1
5 | 17 | 7 | 0.062983 | 0.065415 | 0.41454 | 0.058314 | 0.83411 | 0.23241 | 0.53865 | 0.19889 | 0.1193 | 0.053303 | 0 | 0 | 0.07252 | 0.00048841 | 0.048509 | 0.032711 | 0.11436 | 0.39476 | 0.041005 | 0.20049 | 0 | 0.0653 | 9.4513e-05 | 0.048371 | 0.37811 | 0.51561 | 0.37086 | 0.58519 | 0.4581 | 0.49547 | 0.54473 | 0.4012 | 0.55263 | 0.64821 | 0.66836 | 0.62368 | 0.56887 | 0.50201 | 0.61832 | 0.67117 | 0.6685 | 0.67252 | 0.065534 | 1 | 1 | 1
5 | 17 | 8 | 0.027041 | 0.083063 | 0.29298 | 0.022126 | 0.76824 | 0.063561 | 0.47156 | 0.077325 | 0.08268 | 0.017806 | 0 | 0 | 0.036442 | 0.00089004 | 0.041647 | 0.026739 | 0.12136 | 0.39265 | 0.043582 | 0.15361 | 0 | 0.082925 | 0.0063504 | 0.2818 | 0.61761 | 0.66351 | 0.60577 | 0.83918 | 0.71898 | 0.73679 | 0.77157 | 0.6707 | 0.80927 | 0.86544 | 0.85118 | 0.82863 | 0.77775 | 0.79079 | 0.82152 | 0.7847 | 0.81716 | 0.84573 | 0.07582 | 1 | 1 | 1
5 | 17 | 9 | 0.016526 | 0.11597 | 0.29146 | 0.024493 | 0.68526 | 0.048655 | 0.45233 | 0.0071586 | 0.071178 | 0.0074325 | 0 | 0 | 0.025766 | 0.0033598 | 0.058651 | 0.041747 | 0.13865 | 0.45646 | 0.05988 | 0.17339 | 0.00051036 | 0.11573 | 0.027243 | 0.52067 | 0.79137 | 0.76153 | 0.7762 | 0.95443 | 0.87692 | 0.86314 | 0.89509 | 0.91712 | 0.96355 | 0.96756 | 0.94633 | 0.93326 | 0.90198 | 0.91468 | 0.92525 | 0.88445 | 0.86621 | 0.93762 | 0.13595 | 1 | 1 | 1
5 | 17 | 10 | 0.029347 | 0.18541 | 0.31157 | 0.034601 | 0.57841 | 0.049494 | 0.41786 | 0 | 0.085671 | 0.020143 | 0 | 0 | 0.038847 | 0.0093966 | 0.088625 | 0.069444 | 0.15587 | 0.38899 | 0.079707 | 0.22446 | 0.023787 | 0.18531 | 0.081042 | 0.69205 | 0.8901 | 0.82188 | 0.87304 | 0.99921 | 0.93922 | 0.92159 | 0.95224 | 1 | 1 | 1 | 0.98844 | 0.98891 | 0.92891 | 0.97484 | 0.98042 | 0.89617 | 0.90773 | 0.96892 | 0.18706 | 1 | 1 | 1
5 | 17 | 11 | 0.04596 | 0.25822 | 0.33618 | 0.047241 | 0.47828 | 0.090653 | 0.39021 | 0 | 0.10412 | 0.036691 | 0 | 0 | 0.055745 | 0.0095791 | 0.12704 | 0.10618 | 0.14933 | 0.30855 | 0.12059 | 0.32594 | 0.11897 | 0.25838 | 0.14595 | 0.79397 | 0.93389 | 0.77975 | 0.91599 | 0.99445 | 0.95324 | 0.93604 | 0.96867 | 1 | 1 | 1 | 0.99252 | 0.99603 | 0.95685 | 0.98323 | 0.98748 | 0.67549 | 0.91725 | 0.96643 | 0.13787 | 1 | 1 | 1
5 | 17 | 12 | 0.040703 | 0.2758 | 0.40388 | 0.082737 | 0.42063 | 0.12608 | 0.36238 | 0 | 0.097562 | 0.031342 | 0.00049975 | 0 | 0.050302 | 0.014045 | 0.18134 | 0.15937 | 0.12181 | 0.23771 | 0.28872 | 0.33691 | 0.14148 | 0.27574 | 0.16562 | 0.84338 | 0.9434 | 0.80778 | 0.92532 | 0.98773 | 0.93795 | 0.923 | 0.95744 | 1 | 1 | 0.99555 | 0.98102 | 0.98406 | 0.94321 | 0.96153 | 0.97561 | 0.80049 | 0.90871 | 0.93325 | 0.16193 | 1 | 1 | 1
5 | 17 | 13 | 0.047301 | 0.29052 | 0.49815 | 0.12277 | 0.40129 | 0.13777 | 0.37277 | 0.0065107 | 0.10405 | 0.037829 | 0.010449 | 0 | 0.056895 | 0.031285 | 0.25191 | 0.22973 | 0.1682 | 0.23086 | 0.41144 | 0.37786 | 0.40146 | 0.29041 | 0.18074 | 0.85554 | 0.94375 | 0.76879 | 0.92566 | 0.99795 | 0.91601 | 0.90684 | 0.93893 | 1 | 1 | 0.99229 | 0.97795 | 0.96769 | 0.96531 | 0.96959 | 0.95938 | 0.64518 | 0.90324 | 0.87437 | 0.24624 | 1 | 1 | 1
5 | 17 | 14 | 0.08729 | 0.3088 | 0.57341 | 0.14907 | 0.4428 | 0.16105 | 0.46866 | 0.076128 | 0.14328 | 0.077402 | 0.044624 | 0.0010372 | 0.096789 | 0.063363 | 0.3171 | 0.29548 | 0.17385 | 0.32118 | 0.30021 | 0.38597 | 0.40896 | 0.30873 | 0.19891 | 0.8141 | 0.92375 | 0.77192 | 0.90604 | 0.99073 | 0.91049 | 0.89768 | 0.93403 | 1 | 1 | 0.99687 | 0.97794 | 0.96487 | 0.93023 | 0.95257 | 0.95659 | 0.75084 | 0.90018 | 0.85332 | 0.18091 | 1 | 1 | 1
5 | 17 | 15 | 0.21847 | 0.32295 | 0.61943 | 0.16891 | 0.5498 | 0.2445 | 0.55468 | 0.24105 | 0.27583 | 0.20937 | 0.11032 | 0.018564 | 0.22811 | 0.086431 | 0.38206 | 0.36149 | 0.27001 | 0.68009 | 0.1726 | 0.3724 | 0.20487 | 0.32302 | 0.21199 | 0.73018 | 0.88315 | 0.7233 | 0.86622 | 0.98281 | 0.89807 | 0.88915 | 0.92488 | 0.99039 | 1 | 0.97491 | 0.95486 | 0.9332 | 0.90803 | 0.94486 | 0.92518 | 0.73272 | 0.83499 | 0.79242 | 0.1708 | 1 | 1 | 1
5 | 17 | 16 | 0.33909 | 0.30244 | 0.67121 | 0.19312 | 0.67774 | 0.32006 | 0.61708 | 0.41879 | 0.38595 | 0.33016 | 0.28311 | 0.040746 | 0.34706 | 0.10521 | 0.43322 | 0.41372 | 0.36836 | 0.833 | 0.1289 | 0.38987 | 0.07554 | 0.3024 | 0.19221 | 0.58035 | 0.78808 | 0.71182 | 0.77297 | 0.94308 | 0.84555 | 0.83919 | 0.8741 | 0.92493 | 0.92855 | 0.90761 | 0.89791 | 0.85773 | 0.82547 | 0.87186 | 0.85036 | 0.73546 | 0.79041 | 0.7263 | 0.34986 | 1 | 1 | 1
5 | 17 | 17 | 0.59792 | 0.27377 | 0.6648 | 0.24201 | 0.78057 | 0.36562 | 0.65475 | 0.5447 | 0.63839 | 0.59347 | 0.44904 | 0.19147 | 0.60462 | 0.26318 | 0.45846 | 0.43955 | 0.17008 | 0.78538 | 0.12525 | 0.36957 | 0.26346 | 0.27372 | 0.16336 | 0.35747 | 0.61212 | 0.58964 | 0.60038 | 0.83033 | 0.71933 | 0.71621 | 0.74808 | 0.76213 | 0.7611 | 0.77129 | 0.74043 | 0.69696 | 0.67214 | 0.68751 | 0.69097 | 0.69281 | 0.68942 | 0.59412 | 0.25994 | 1 | 1 | 1
5 | 17 | 18 | 0.61158 | 0.23571 | 0.64982 | 0.28685 | 0.8297 | 0.645 | 0.69472 | 0.62182 | 0.64374 | 0.60613 | 0.4804 | 0.3784 | 0.61702 | 0.44594 | 0.45024 | 0.43114 | 0.10768 | 0.66271 | 0.31024 | 0.36843 | 0.2091 | 0.23562 | 0.12685 | 0.1003 | 0.33437 | 0.35376 | 0.32796 | 0.59853 | 0.50047 | 0.47518 | 0.47057 | 0.46737 | 0.43816 | 0.46565 | 0.39939 | 0.4274 | 0.35678 | 0.39543 | 0.42373 | 0.44553 | 0.46672 | 0.33707 | 0.086351 | 1 | 1 | 1
5 | 17 | 19 | 0.63105 | 0.19901 | 0.63273 | 0.37003 | 0.85317 | 0.83861 | 0.75347 | 0.70847 | 0.66346 | 0.62611 | 0.46272 | 0.45174 | 0.63649 | 0.50712 | 0.4322 | 0.41267 | 0.3326 | 0.61122 | 0.46305 | 0.41403 | 0.21553 | 0.19897 | 0.092392 | 0.0025323 | 0.078664 | 0.099659 | 0.077156 | 0.11771 | 0.073846 | 0.25365 | 0.17802 | 0.18135 | 0.12357 | 0.12416 | 0.0717 | 0.078956 | 0.043495 | 0.052207 | 0.078278 | 0.12928 | 0.14253 | 0.016057 | 0 | 1 | 1 | 1
5 | 17 | 20 | 0.6087 | 0.15 | 0.66935 | 0.50601 | 0.88554 | 0.95583 | 0.79966 | 0.77678 | 0.64238 | 0.60342 | 0.44801 | 0.55736 | 0.61437 | 0.60825 | 0.46367 | 0.44489 | 0.27108 | 0.44238 | 0.41405 | 0.41918 | 0.17228 | 0.14978 | 0.052437 | 6.3603e-07 | 0.0001563 | 0.0025922 | 0.0001533 | 0.0020435 | 0.00017228 | 0.00033451 | 8.6561e-07 | 3.1775e-06 | 0 | 0 | 0 | 0 | 0 | 0 | 0 | 0.01302 | 0.00054231 | 0 | 0 | 1 | 1 | 1
5 | 17 | 21 | 0.56351 | 0.13224 | 0.68157 | 0.53413 | 0.88973 | 0.93084 | 0.81257 | 0.74947 | 0.59817 | 0.5573 | 0.41733 | 0.57628 | 0.56938 | 0.626 | 0.41135 | 0.39136 | 0.25709 | 0.37152 | 0.4992 | 0.3906 | 0.17101 | 0.13204 | 0.038521 | 0 | 0 | 0 | 0 | 0 | 0 | 0 | 0 | 0 | 0 | 0 | 0 | 0 | 0 | 0 | 0 | 0 | 0 | 0 | 0 | 1 | 1 | 1
5 | 17 | 22 | 0.58353 | 0.14259 | 0.65159 | 0.433 | 0.87994 | 0.86824 | 0.7967 | 0.71868 | 0.61909 | 0.57793 | 0.37063 | 0.49355 | 0.58952 | 0.54511 | 0.37531 | 0.35461 | 0.14713 | 0.41267 | 0.57928 | 0.36422 | 0.23815 | 0.14263 | 0.044379 | 0 | 0 | 0 | 0 | 0 | 0 | 0 | 0 | 0 | 0 | 0 | 0 | 0 | 0 | 0 | 0 | 0 | 0 | 0 | 0 | 1 | 1 | 1
5 | 17 | 23 | 0.58753 | 0.1261 | 0.58396 | 0.37412 | 0.87155 | 0.87162 | 0.79182 | 0.71909 | 0.62118 | 0.58173 | 0.34082 | 0.45419 | 0.59322 | 0.51203 | 0.3148 | 0.29315 | 0.12212 | 0.66743 | 0.57945 | 0.33922 | 0.13859 | 0.12608 | 0.032651 | 0 | 0 | 0 | 0 | 0 | 0 | 0 | 0 | 0 | 0 | 0 | 0 | 0 | 0 | 0 | 0 | 0 | 0 | 0 | 0 | 1 | 1 | 1
5 | 17 | 24 | 0.62411 | 0.10026 | 0.60165 | 0.34258 | 0.86383 | 0.85316 | 0.78904 | 0.71229 | 0.65781 | 0.61921 | 0.28062 | 0.39355 | 0.62976 | 0.45597 | 0.27009 | 0.24801 | 0.30341 | 0.72397 | 0.54767 | 0.2721 | 0.021714 | 0.10026 | 0.015367 | 0 | 0 | 0 | 0 | 0 | 0 | 0 | 0 | 0 | 0 | 0 | 0 | 0 | 0 | 0 | 0 | 0 | 0 | 0 | 0 | 1 | 1 | 1
5 | 18 | 1 | 0.58566 | 0.060105 | 0.67255 | 0.29474 | 0.8537 | 0.71232 | 0.74254 | 0.69803 | 0.62314 | 0.58042 | 0.24398 | 0.31199 | 0.59193 | 0.38196 | 0.19506 | 0.17296 | 0.44518 | 0.71041 | 0.52994 | 0.17152 | 0.00044975 | 0.059968 | 0.00023654 | 0 | 0 | 0 | 0 | 0 | 0 | 0 | 0 | 0 | 0 | 0 | 0 | 0 | 0 | 0 | 0 | 0 | 0 | 0 | 0 | 1 | 1 | 1
5 | 18 | 2 | 0.43737 | 0.039335 | 0.66242 | 0.22087 | 0.84255 | 0.55247 | 0.682 | 0.66249 | 0.48293 | 0.43008 | 0.15062 | 0.17324 | 0.44503 | 0.24296 | 0.15399 | 0.13243 | 0.47429 | 0.67623 | 0.53549 | 0.058022 | 0 | 0.039239 | 0 | 0 | 0 | 0 | 0 | 0 | 0 | 0 | 0 | 0 | 0 | 0 | 0 | 0 | 0 | 0 | 0 | 0 | 0 | 0 | 0 | 1 | 1 | 1
5 | 18 | 3 | 0.27599 | 0.030835 | 0.58156 | 0.17832 | 0.8408 | 0.41498 | 0.61315 | 0.58064 | 0.32686 | 0.26663 | 0.065666 | 0.12747 | 0.28464 | 0.20344 | 0.12328 | 0.10254 | 0.4305 | 0.71867 | 0.6088 | 0.033019 | 0 | 0.030806 | 0 | 0 | 0 | 0 | 0 | 0 | 0 | 0 | 0 | 0 | 0 | 0 | 0 | 0 | 0 | 0 | 0 | 0 | 0 | 0 | 0 | 1 | 1 | 1
5 | 18 | 4 | 0.24415 | 0.020301 | 0.55865 | 0.12444 | 0.84588 | 0.54014 | 0.56261 | 0.49331 | 0.29941 | 0.23499 | 0.040961 | 0.051872 | 0.25348 | 0.12159 | 0.08089 | 0.0622 | 0.42738 | 0.74441 | 0.62899 | 0.014524 | 0 | 0.02015 | 0 | 0 | 0 | 4.3611e-06 | 0 | 0 | 0 | 0 | 0 | 0 | 0 | 0 | 0 | 0 | 0 | 0 | 0 | 0 | 0 | 0 | 2.6194e-05 | 1 | 1 | 1
5 | 18 | 5 | 0.23644 | 0.039183 | 0.5208 | 0.081156 | 0.84051 | 0.45266 | 0.50975 | 0.43873 | 0.29425 | 0.22757 | 0.022478 | 0.0027692 | 0.24615 | 0.024498 | 0.045386 | 0.029986 | 0.36061 | 0.7386 | 0.59597 | 0.00037363 | 0 | 0.039208 | 0 | 2.9556e-06 | 0.0021556 | 0.041221 | 0.0021143 | 0.0022764 | 2.9184e-05 | 6.5088e-05 | 0.0013194 | 2.227e-05 | 0.0005568 | 0.0035549 | 0.014063 | 0.007303 | 0.0044189 | 0.002266 | 0.0072403 | 0.063885 | 0.040589 | 0.027433 | 0.084102 | 1 | 1 | 1
5 | 18 | 6 | 0.16586 | 0.043296 | 0.34095 | 0.052932 | 0.82661 | 0.4098 | 0.477 | 0.34724 | 0.22412 | 0.15639 | 0.0012527 | 0 | 0.17568 | 0.005396 | 0.040053 | 0.025371 | 0.27391 | 0.64122 | 0.51577 | 0 | 0 | 0.043288 | 0 | 0.0054618 | 0.13454 | 0.32289 | 0.13196 | 0.18335 | 0.080046 | 0.12847 | 0.18651 | 0.083457 | 0.16612 | 0.2732 | 0.35465 | 0.28965 | 0.26028 | 0.2183 | 0.28716 | 0.42125 | 0.40142 | 0.36265 | 0.28944 | 1 | 1 | 1
5 | 18 | 7 | 0.091846 | 0.040344 | 0.11473 | 0.015419 | 0.77794 | 0.21436 | 0.45162 | 0.20382 | 0.14981 | 0.082178 | 0 | 0 | 0.10163 | 0.0029047 | 0.032961 | 0.019426 | 0.15387 | 0.42086 | 0.4255 | 0 | 0 | 0.040278 | 0 | 0.048787 | 0.37648 | 0.55964 | 0.36926 | 0.56334 | 0.44038 | 0.49462 | 0.53589 | 0.41306 | 0.55786 | 0.62979 | 0.65449 | 0.6227 | 0.58095 | 0.52824 | 0.61735 | 0.63606 | 0.66012 | 0.65802 | 0.39886 | 1 | 1 | 1
5 | 18 | 8 | 0.045331 | 0.043886 | 0.044331 | 0.0082579 | 0.73585 | 0.089611 | 0.40607 | 0.07633 | 0.10267 | 0.03638 | 0 | 0 | 0.054992 | 0.00029095 | 0.03378 | 0.0201 | 0.078183 | 0.35227 | 0.44271 | 0 | 0 | 0.04386 | 0 | 0.28454 | 0.62081 | 0.74726 | 0.60891 | 0.81431 | 0.70804 | 0.71445 | 0.76911 | 0.74224 | 0.84643 | 0.85299 | 0.83611 | 0.82965 | 0.77852 | 0.80857 | 0.82253 | 0.80986 | 0.81951 | 0.83502 | 0.48966 | 1 | 1 | 1
5 | 18 | 9 | 0.004162 | 0.043573 | 0.0036324 | 0.0084224 | 0.70419 | 0.056016 | 0.41355 | 0.0070131 | 0.056572 | 0.0019783 | 0 | 0 | 0.012764 | 0.00044569 | 0.040025 | 0.025353 | 0.049409 | 0.31594 | 0.4831 | 0 | 0.0011638 | 0.043506 | 0 | 0.51974 | 0.78844 | 0.85757 | 0.77333 | 0.93124 | 0.83532 | 0.84767 | 0.8928 | 0.90809 | 0.98425 | 0.96778 | 0.94765 | 0.94271 | 0.89981 | 0.93613 | 0.93461 | 0.85392 | 0.90389 | 0.93268 | 0.59963 | 1 | 1 | 1
5 | 18 | 10 | 0.0017323 | 0.049387 | 1.3399e-05 | 0.018271 | 0.63771 | 0.072152 | 0.46495 | 0 | 0.048389 | 0.0010286 | 0 | 0 | 0.0055804 | 0.0072795 | 0.057305 | 0.040536 | 0.036823 | 0.22475 | 0.37744 | 0.0016477 | 0.052796 | 0.049368 | 0 | 0.69014 | 0.88753 | 0.90515 | 0.87051 | 0.97195 | 0.90378 | 0.91633 | 0.94556 | 1 | 1 | 1 | 0.99046 | 0.97905 | 0.95288 | 1 | 0.97064 | 0.81134 | 0.93375 | 0.97141 | 0.66971 | 1 | 1 | 1
5 | 18 | 11 | 0.028448 | 0.047795 | 0 | 0.04451 | 0.58025 | 0.13054 | 0.53288 | 0 | 0.084278 | 0.019726 | 0 | 0 | 0.037589 | 0.01548 | 0.087658 | 0.068548 | 0.016766 | 0.26967 | 0.33133 | 0.065556 | 0.2088 | 0.047567 | 0.0001272 | 0.78962 | 0.92846 | 0.93209 | 0.91066 | 0.96247 | 0.90725 | 0.91817 | 0.94865 | 1 | 1 | 1 | 1 | 0.98511 | 0.95474 | 1 | 0.97665 | 0.84914 | 0.92999 | 0.96841 | 0.71034 | 1 | 1 | 1
5 | 18 | 12 | 0.065874 | 0.086851 | 0 | 0.084754 | 0.56721 | 0.15468 | 0.59119 | 0.0036001 | 0.12419 | 0.056402 | 0.0019923 | 0 | 0.075701 | 0.028691 | 0.15257 | 0.13107 | 0.0082346 | 0.3933 | 0.37562 | 0.20261 | 0.18521 | 0.08669 | 0.0087386 | 0.84471 | 0.94517 | 0.92331 | 0.92705 | 0.98125 | 0.91201 | 0.91722 | 0.94664 | 1 | 1 | 1 | 0.98297 | 0.97528 | 0.96349 | 1 | 0.9669 | 0.80916 | 0.91914 | 0.87306 | 0.8136 | 1 | 1 | 1
5 | 18 | 13 | 0.098768 | 0.14953 | 0.0037651 | 0.13345 | 0.61549 | 0.16697 | 0.62547 | 0.043872 | 0.15891 | 0.089363 | 0.038411 | 0.0012637 | 0.10887 | 0.061285 | 0.22236 | 0.20014 | 0.032281 | 0.39031 | 0.32954 | 0.31651 | 0.39639 | 0.14984 | 0.047532 | 0.8455 | 0.9329 | 0.84538 | 0.91501 | 0.95179 | 0.89656 | 0.88977 | 0.92607 | 1 | 1 | 1 | 0.97319 | 0.96567 | 0.9244 | 0.98039 | 0.95738 | 0.69689 | 0.90817 | 0.8217 | 0.76201 | 1 | 1 | 1
5 | 18 | 14 | 0.096116 | 0.11805 | 0.050515 | 0.1742 | 0.71098 | 0.22522 | 0.69655 | 0.15678 | 0.1507 | 0.085994 | 0.11902 | 0.022447 | 0.10542 | 0.091095 | 0.28059 | 0.25859 | 0.19922 | 0.27063 | 0.25005 | 0.3748 | 0.56024 | 0.11734 | 0.032399 | 0.8029 | 0.9115 | 0.83787 | 0.89402 | 0.92498 | 0.88003 | 0.88329 | 0.89908 | 1 | 1 | 0.99471 | 0.96887 | 0.96634 | 0.93729 | 0.9625 | 0.95804 | 0.74585 | 0.90501 | 0.83145 | 0.77988 | 1 | 1 | 1
5 | 18 | 15 | 0.23435 | 0.23085 | 0.14836 | 0.21699 | 0.80979 | 0.33405 | 0.75064 | 0.32669 | 0.29079 | 0.22531 | 0.29617 | 0.036945 | 0.24384 | 0.10727 | 0.35056 | 0.32944 | 0.24712 | 0.31926 | 0.27495 | 0.41129 | 0.34079 | 0.23056 | 0.12463 | 0.71587 | 0.86621 | 0.73949 | 0.8496 | 0.86597 | 0.8666 | 0.8584 | 0.89525 | 0.99314 | 1 | 0.97189 | 0.9542 | 0.94675 | 0.92697 | 0.9348 | 0.93862 | 0.68307 | 0.86382 | 0.8066 | 0.60299 | 1 | 1 | 1
5 | 18 | 16 | 0.36208 | 0.39279 | 0.32737 | 0.25753 | 0.87908 | 0.38862 | 0.77975 | 0.49254 | 0.41389 | 0.35427 | 0.47603 | 0.060036 | 0.37078 | 0.12471 | 0.45024 | 0.43114 | 0.33634 | 0.37695 | 0.27305 | 0.43954 | 0.093647 | 0.39374 | 0.27579 | 0.56606 | 0.76836 | 0.69483 | 0.75363 | 0.78649 | 0.81859 | 0.7732 | 0.85494 | 0.92789 | 0.93192 | 0.9155 | 0.88507 | 0.874 | 0.84413 | 0.86629 | 0.8665 | 0.73582 | 0.8185 | 0.68008 | 0.54519 | 1 | 1 | 1
5 | 18 | 17 | 0.41493 | 0.31595 | 0.53606 | 0.34772 | 0.91664 | 0.65051 | 0.80785 | 0.63255 | 0.46158 | 0.40732 | 0.54538 | 0.24359 | 0.4228 | 0.31594 | 0.52685 | 0.50975 | 0.27815 | 0.45734 | 0.25592 | 0.46783 | 0.30743 | 0.31516 | 0.21439 | 0.34903 | 0.59354 | 0.53583 | 0.58216 | 0.73623 | 0.6653 | 0.55327 | 0.71194 | 0.78547 | 0.771 | 0.78443 | 0.76505 | 0.71177 | 0.68118 | 0.68431 | 0.70566 | 0.69814 | 0.68093 | 0.54147 | 0.3046 | 1 | 1 | 1
5 | 18 | 18 | 0.47222 | 0.40867 | 0.70448 | 0.44236 | 0.91357 | 0.86473 | 0.8266 | 0.76116 | 0.51198 | 0.46476 | 0.5366 | 0.40085 | 0.47898 | 0.4665 | 0.5459 | 0.52935 | 0.091925 | 0.44935 | 0.273 | 0.48313 | 0.44591 | 0.40919 | 0.29783 | 0.10262 | 0.33392 | 0.30223 | 0.32751 | 0.51933 | 0.4518 | 0.38987 | 0.47936 | 0.47932 | 0.46249 | 0.48499 | 0.46006 | 0.43397 | 0.42707 | 0.38845 | 0.43024 | 0.43258 | 0.44834 | 0.29878 | 0.082114 | 1 | 1 | 1
5 | 18 | 19 | 0.63642 | 0.35872 | 0.74046 | 0.48753 | 0.89861 | 0.93567 | 0.84988 | 0.85895 | 0.67222 | 0.63216 | 0.49194 | 0.44751 | 0.64237 | 0.50206 | 0.47642 | 0.45797 | 0.02074 | 0.50741 | 0.30255 | 0.50415 | 0.44184 | 0.35841 | 0.25375 | 0.0027437 | 0.081752 | 0.08313 | 0.080185 | 0.12581 | 0.062281 | 0.18541 | 0.19344 | 0.18912 | 0.14297 | 0.1387 | 0.10157 | 0.086773 | 0.070676 | 0.052824 | 0.086028 | 0.13372 | 0.14577 | 0.014724 | 0 | 1 | 1 | 1
5 | 18 | 20 | 0.61923 | 0.36515 | 0.71472 | 0.58273 | 0.90666 | 0.93182 | 0.85571 | 0.88046 | 0.65129 | 0.61395 | 0.41611 | 0.55626 | 0.62464 | 0.6078 | 0.55102 | 0.53461 | 0.023969 | 0.5693 | 0.28887 | 0.55262 | 0.19696 | 0.36542 | 0.25406 | 8.8524e-07 | 0.00019896 | 0.0027793 | 0.00019515 | 0.0028075 | 0.00026789 | 0.00015982 | 5.4538e-06 | 5.6865e-06 | 0 | 0 | 0 | 0 | 0 | 0 | 0 | 0.013183 | 0.0013704 | 0 | 0 | 1 | 1 | 1
5 | 18 | 21 | 0.59898 | 0.28907 | 0.66388 | 0.52962 | 0.92144 | 0.88526 | 0.84507 | 0.86407 | 0.63178 | 0.59333 | 0.32839 | 0.56664 | 0.60453 | 0.61694 | 0.56032 | 0.54419 | 0.06653 | 0.5988 | 0.22799 | 0.50223 | 0.33885 | 0.28868 | 0.18253 | 0 | 0 | 0 | 0 | 0 | 0 | 0 | 0 | 0 | 0 | 0 | 0 | 0 | 0 | 0 | 0 | 0 | 0 | 0 | 0 | 1 | 1 | 1
5 | 18 | 22 | 0.61639 | 0.28646 | 0.62881 | 0.44908 | 0.92492 | 0.87919 | 0.86185 | 0.87215 | 0.64929 | 0.61117 | 0.33656 | 0.48232 | 0.62193 | 0.53556 | 0.53712 | 0.52031 | 0.12213 | 0.6916 | 0.17493 | 0.43309 | 0.57429 | 0.28657 | 0.17435 | 0 | 0 | 0 | 0 | 0 | 0 | 0 | 0 | 0 | 0 | 0 | 0 | 0 | 0 | 0 | 0 | 0 | 0 | 0 | 0 | 1 | 1 | 1
5 | 18 | 23 | 0.61873 | 0.23611 | 0.61257 | 0.38649 | 0.92155 | 0.77547 | 0.8424 | 0.8758 | 0.65129 | 0.61352 | 0.3201 | 0.42431 | 0.62421 | 0.48418 | 0.48105 | 0.46271 | 0.24753 | 0.70911 | 0.13338 | 0.37563 | 0.4809 | 0.23592 | 0.12823 | 0 | 0 | 0 | 0 | 0 | 0 | 0 | 0 | 0 | 0 | 0 | 0 | 0 | 0 | 0 | 0 | 0 | 0 | 0 | 0 | 1 | 1 | 1
5 | 18 | 24 | 0.60683 | 0.21129 | 0.59548 | 0.38234 | 0.90533 | 0.60319 | 0.81419 | 0.85822 | 0.6409 | 0.60156 | 0.23292 | 0.35905 | 0.61256 | 0.42149 | 0.42818 | 0.40856 | 0.33818 | 0.72564 | 0.15726 | 0.31409 | 0.08376 | 0.21141 | 0.10203 | 0 | 0 | 0 | 0 | 0 | 0 | 0 | 0 | 0 | 0 | 0 | 0 | 0 | 0 | 0 | 0 | 0 | 0 | 0 | 0 | 1 | 1 | 1
5 | 19 | 1 | 0.55975 | 0.13974 | 0.58148 | 0.33831 | 0.87564 | 0.51916 | 0.79394 | 0.84153 | 0.5967 | 0.5538 | 0.16456 | 0.33931 | 0.56597 | 0.40679 | 0.37133 | 0.35055 | 0.41706 | 0.81659 | 0.10691 | 0.13918 | 0.12694 | 0.13963 | 0.04368 | 0 | 0 | 0 | 0 | 0 | 0 | 0 | 0 | 0 | 0 | 0 | 0 | 0 | 0 | 0 | 0 | 0 | 0 | 0 | 0 | 1 | 1 | 1
5 | 19 | 2 | 0.50268 | 0.075754 | 0.58005 | 0.28955 | 0.85713 | 0.43159 | 0.76896 | 0.83153 | 0.54312 | 0.49597 | 0.093886 | 0.27418 | 0.5095 | 0.34689 | 0.3598 | 0.33882 | 0.55557 | 0.79506 | 0.10061 | 0.060286 | 0.022668 | 0.075355 | 0.0041467 | 0 | 0 | 0 | 0 | 0 | 0 | 0 | 0 | 0 | 0 | 0 | 0 | 0 | 0 | 0 | 0 | 0 | 0 | 0 | 0 | 1 | 1 | 1
5 | 19 | 3 | 0.45609 | 0.087485 | 0.55253 | 0.24966 | 0.85016 | 0.443 | 0.7551 | 0.80416 | 0.50161 | 0.44916 | 0.026056 | 0.13501 | 0.46374 | 0.20729 | 0.36703 | 0.34617 | 0.47409 | 0.68335 | 0.10136 | 0.020685 | 0.043375 | 0.08735 | 0.0086409 | 0 | 0 | 0 | 0 | 0 | 0 | 0 | 0 | 0 | 0 | 0 | 0 | 0 | 0 | 0 | 0 | 0 | 0 | 0 | 0 | 1 | 1 | 1
5 | 19 | 4 | 0.36012 | 0.11389 | 0.54263 | 0.20957 | 0.84713 | 0.47812 | 0.76413 | 0.7803 | 0.40722 | 0.35155 | 0.010518 | 0.041403 | 0.36812 | 0.10887 | 0.38973 | 0.3693 | 0.45428 | 0.61208 | 0.11188 | 0.00052331 | 0.1164 | 0.11397 | 0.023375 | 0 | 0 | 6.6076e-06 | 0 | 0 | 0 | 0 | 0 | 0 | 0 | 0 | 0 | 0 | 0 | 0 | 0 | 0 | 0 | 0 | 3.9688e-05 | 1 | 1 | 1
5 | 19 | 5 | 0.36357 | 0.10716 | 0.51235 | 0.13841 | 0.8407 | 0.29416 | 0.76118 | 0.75195 | 0.41557 | 0.3558 | 0.0005734 | 0.002113 | 0.3723 | 0.016474 | 0.3884 | 0.36794 | 0.28094 | 0.58862 | 0.12812 | 0 | 0.06515 | 0.10723 | 0.019066 | 3.5824e-06 | 0.0027123 | 0.033469 | 0.0026603 | 0.0044511 | 6.7198e-05 | 0.00011831 | 0.0016403 | 3.796e-05 | 0.00077539 | 0.0042336 | 0.017938 | 0.0082501 | 0.0054422 | 0.0020977 | 0.0081792 | 0.066673 | 0.030929 | 0.017221 | 0.065372 | 1 | 1 | 1
5 | 19 | 6 | 0.28919 | 0.069608 | 0.41248 | 0.085446 | 0.80616 | 0.27509 | 0.75804 | 0.69151 | 0.34372 | 0.28057 | 0 | 0 | 0.29837 | 0.0062243 | 0.38334 | 0.36278 | 0.21428 | 0.5242 | 0.075607 | 0 | 0.011848 | 0.069512 | 0.00029765 | 0.0057742 | 0.15292 | 0.26153 | 0.14998 | 0.25789 | 0.11681 | 0.16956 | 0.21241 | 0.13223 | 0.18215 | 0.29712 | 0.38298 | 0.29623 | 0.27382 | 0.20504 | 0.29369 | 0.41856 | 0.34274 | 0.31396 | 0.20702 | 1 | 1 | 1
5 | 19 | 7 | 0.18438 | 0.041322 | 0.40411 | 0.032157 | 0.72034 | 0.11636 | 0.75006 | 0.5371 | 0.24005 | 0.17467 | 0 | 0 | 0.19381 | 0.0047904 | 0.3839 | 0.36336 | 0.10553 | 0.36428 | 0.033632 | 0 | 0.0002543 | 0.041185 | 0 | 0.045835 | 0.39018 | 0.54429 | 0.3827 | 0.60374 | 0.42563 | 0.52461 | 0.56201 | 0.53338 | 0.53469 | 0.64139 | 0.67872 | 0.62257 | 0.62288 | 0.5146 | 0.61723 | 0.66331 | 0.61101 | 0.59069 | 0.49156 | 1 | 1 | 1
5 | 19 | 8 | 0.15316 | 0.034547 | 0.43078 | 0.028654 | 0.63154 | 0.053721 | 0.71251 | 0.3988 | 0.21248 | 0.14375 | 0 | 0 | 0.16314 | 0.0012156 | 0.41819 | 0.39835 | 0.035781 | 0.32998 | 0.012395 | 0 | 0.0021764 | 0.034491 | 0 | 0.28007 | 0.61393 | 0.73554 | 0.60216 | 0.78571 | 0.62996 | 0.74775 | 0.75766 | 0.78448 | 0.80437 | 0.85021 | 0.85539 | 0.80429 | 0.82749 | 0.7622 | 0.79738 | 0.76677 | 0.76707 | 0.80093 | 0.64653 | 1 | 1 | 1
5 | 19 | 9 | 0.1003 | 0.031339 | 0.44236 | 0.026918 | 0.53954 | 0.076512 | 0.70407 | 0.28075 | 0.15822 | 0.09059 | 0 | 0 | 0.11009 | 0.0024799 | 0.42895 | 0.40935 | 0.041636 | 0.34529 | 0.0072009 | 0 | 0.090212 | 0.031241 | 0 | 0.51972 | 0.79022 | 0.87054 | 0.77507 | 0.92946 | 0.853 | 0.87237 | 0.87789 | 0.92958 | 0.96242 | 0.96629 | 0.9457 | 0.93609 | 0.90849 | 0.94163 | 0.92805 | 0.85489 | 0.86584 | 0.88074 | 0.78367 | 1 | 1 | 1
5 | 19 | 10 | 0.082544 | 0.042557 | 0.50423 | 0.035496 | 0.4323 | 0.1266 | 0.70481 | 0.17537 | 0.1396 | 0.072769 | 0 | 0 | 0.092209 | 0.0063038 | 0.45884 | 0.43994 | 0.056483 | 0.39748 | 0.012242 | 0 | 0.23544 | 0.042484 | 0 | 0.68456 | 0.88076 | 0.91709 | 0.86388 | 0.9537 | 0.84055 | 0.92579 | 0.94204 | 1 | 1 | 1 | 0.98788 | 0.98155 | 0.97983 | 0.99957 | 0.97312 | 0.87874 | 0.90142 | 0.94202 | 0.78634 | 1 | 1 | 1
5 | 19 | 11 | 0.12141 | 0.05925 | 0.44142 | 0.056085 | 0.3041 | 0.2113 | 0.73416 | 0.095003 | 0.18108 | 0.11194 | 0 | 0 | 0.13145 | 0.016512 | 0.49802 | 0.48013 | 0.066078 | 0.51568 | 0.023803 | 0.00024245 | 0.15971 | 0.059024 | 0.00038801 | 0.79039 | 0.93079 | 0.9249 | 0.91295 | 0.96139 | 0.92616 | 0.93912 | 0.95356 | 1 | 1 | 1 | 0.99635 | 0.98397 | 0.97497 | 1 | 0.97552 | 0.88049 | 0.90879 | 0.95958 | 0.68909 | 1 | 1 | 1
5 | 19 | 12 | 0.1415 | 0.11153 | 0.4046 | 0.071666 | 0.18447 | 0.31193 | 0.77349 | 0.058937 | 0.19788 | 0.13163 | 0 | 0 | 0.15106 | 0.023121 | 0.53125 | 0.51428 | 0.083208 | 0.57843 | 0.059471 | 0.010229 | 0.19574 | 0.11101 | 0.02674 | 0.84178 | 0.94245 | 0.88155 | 0.92438 | 0.93531 | 0.93162 | 0.92367 | 0.94518 | 1 | 1 | 1 | 0.98755 | 0.97872 | 0.96659 | 0.99413 | 0.97031 | 0.88251 | 0.87372 | 0.8791 | 0.5651 | 1 | 1 | 1
5 | 19 | 13 | 0.24062 | 0.26247 | 0.4194 | 0.094855 | 0.14333 | 0.33483 | 0.78338 | 0.097257 | 0.29704 | 0.23161 | 0.00029933 | 0 | 0.25011 | 0.031201 | 0.5353 | 0.51844 | 0.11951 | 0.55172 | 0.28716 | 0.052312 | 0.17136 | 0.26232 | 0.15375 | 0.84064 | 0.92754 | 0.86859 | 0.90976 | 0.90593 | 0.9015 | 0.90106 | 0.92768 | 1 | 1 | 0.99299 | 0.9775 | 0.96812 | 0.92954 | 0.96404 | 0.95981 | 0.88132 | 0.86535 | 0.8055 | 0.59116 | 1 | 1 | 1
5 | 19 | 14 | 0.32197 | 0.43042 | 0.47504 | 0.11377 | 0.18894 | 0.35199 | 0.79554 | 0.23241 | 0.37513 | 0.31365 | 0.0068262 | 5.5252e-05 | 0.33091 | 0.049344 | 0.5501 | 0.53366 | 0.22004 | 0.54741 | 0.32547 | 0.091941 | 0.32633 | 0.43115 | 0.31913 | 0.79861 | 0.90712 | 0.81496 | 0.88973 | 0.80106 | 0.90159 | 0.89439 | 0.92336 | 0.99309 | 1 | 0.99565 | 0.97597 | 0.96926 | 0.96062 | 0.9697 | 0.96094 | 0.88237 | 0.86028 | 0.7392 | 0.43996 | 1 | 1 | 1
5 | 19 | 15 | 0.361 | 0.41179 | 0.55588 | 0.1396 | 0.35309 | 0.43546 | 0.79401 | 0.4142 | 0.41141 | 0.35294 | 0.038578 | 0.0015961 | 0.36949 | 0.064807 | 0.55536 | 0.53908 | 0.13786 | 0.52531 | 0.26755 | 0.090372 | 0.18763 | 0.4113 | 0.31318 | 0.7014 | 0.85043 | 0.75087 | 0.83413 | 0.64919 | 0.88833 | 0.88424 | 0.9162 | 0.97069 | 0.97712 | 0.97783 | 0.95699 | 0.94053 | 0.93814 | 0.94451 | 0.93245 | 0.86805 | 0.84215 | 0.68516 | 0.28978 | 1 | 1 | 1
5 | 19 | 16 | 0.3813 | 0.49866 | 0.73665 | 0.18966 | 0.57104 | 0.48914 | 0.79473 | 0.59493 | 0.42959 | 0.37329 | 0.11553 | 0.01252 | 0.38945 | 0.079266 | 0.55274 | 0.53638 | 0.16462 | 0.44419 | 0.27392 | 0.098588 | 0.15195 | 0.49952 | 0.39345 | 0.55532 | 0.7562 | 0.69246 | 0.7417 | 0.52802 | 0.84149 | 0.84211 | 0.87804 | 0.91314 | 0.93235 | 0.91599 | 0.89249 | 0.87329 | 0.8658 | 0.86251 | 0.86579 | 0.81421 | 0.77299 | 0.63814 | 0.29695 | 1 | 1 | 1
5 | 19 | 17 | 0.42018 | 0.37385 | 0.80481 | 0.28966 | 0.71828 | 0.60798 | 0.80382 | 0.69361 | 0.46569 | 0.41251 | 0.26706 | 0.02768 | 0.42787 | 0.090368 | 0.5479 | 0.5314 | 0.19185 | 0.41018 | 0.22687 | 0.11795 | 0.15738 | 0.37369 | 0.26836 | 0.33054 | 0.56707 | 0.57278 | 0.5562 | 0.24721 | 0.68744 | 0.72261 | 0.74225 | 0.72183 | 0.774 | 0.78373 | 0.7593 | 0.70422 | 0.7 | 0.68835 | 0.69817 | 0.69214 | 0.69619 | 0.50452 | 0.21562 | 1 | 1 | 1
5 | 19 | 18 | 0.4929 | 0.27095 | 0.84627 | 0.35905 | 0.7829 | 0.74105 | 0.81849 | 0.77524 | 0.5341 | 0.4861 | 0.352 | 0.17407 | 0.49986 | 0.24337 | 0.54707 | 0.53055 | 0.10061 | 0.42031 | 0.1985 | 0.15239 | 0.56275 | 0.27049 | 0.16517 | 0.094404 | 0.31247 | 0.34606 | 0.30648 | 0.21445 | 0.39931 | 0.49217 | 0.50093 | 0.40431 | 0.48507 | 0.49886 | 0.41971 | 0.43242 | 0.42857 | 0.4022 | 0.4287 | 0.42227 | 0.46697 | 0.30417 | 0.05398 | 1 | 1 | 1
5 | 19 | 19 | 0.58393 | 0.25454 | 0.79743 | 0.41175 | 0.83611 | 0.89194 | 0.84021 | 0.8299 | 0.61709 | 0.57798 | 0.35146 | 0.42033 | 0.58954 | 0.48663 | 0.49917 | 0.48131 | 0.10111 | 0.61798 | 0.17515 | 0.21516 | 0.64921 | 0.25469 | 0.14239 | 0.0033664 | 0.079764 | 0.10822 | 0.078235 | 0.031224 | 0.029282 | 0.26581 | 0.21431 | 0.16507 | 0.15293 | 0.14747 | 0.087627 | 0.088495 | 0.073226 | 0.060348 | 0.087736 | 0.11148 | 0.15811 | 0.017792 | 0 | 1 | 1 | 1
5 | 19 | 20 | 0.72966 | 0.17753 | 0.6725 | 0.47739 | 0.89083 | 0.96963 | 0.84866 | 0.84813 | 0.75801 | 0.72662 | 0.31213 | 0.48969 | 0.73436 | 0.55078 | 0.44999 | 0.43088 | 0.086679 | 0.74006 | 0.26954 | 0.26605 | 0.24533 | 0.17705 | 0.077745 | 1.0384e-06 | 7.2224e-05 | 0.001845 | 7.084e-05 | 0.00053101 | 8.8468e-06 | 0.00061361 | 1.3734e-05 | 1.753e-05 | 0 | 0 | 0 | 0 | 0 | 0 | 0 | 0.0082139 | 0.0013967 | 0 | 0 | 1 | 1 | 1
5 | 19 | 21 | 0.68524 | 0.19239 | 0.59675 | 0.45433 | 0.8997 | 0.96256 | 0.86187 | 0.84425 | 0.7137 | 0.68106 | 0.33665 | 0.35811 | 0.69002 | 0.42448 | 0.40567 | 0.38556 | 0.070653 | 0.74289 | 0.32825 | 0.30449 | 0.29812 | 0.19238 | 0.086211 | 0 | 0 | 0 | 0 | 0 | 0 | 0 | 0 | 0 | 0 | 0 | 0 | 0 | 0 | 0 | 0 | 0 | 0 | 0 | 0 | 1 | 1 | 1
5 | 19 | 22 | 0.57663 | 0.18871 | 0.49867 | 0.41541 | 0.89012 | 0.95616 | 0.84673 | 0.83398 | 0.61081 | 0.57066 | 0.31899 | 0.17133 | 0.58241 | 0.23978 | 0.36686 | 0.346 | 0.21103 | 0.76421 | 0.19719 | 0.3511 | 0.22056 | 0.18878 | 0.082278 | 0 | 0 | 0 | 0 | 0 | 0 | 0 | 0 | 0 | 0 | 0 | 0 | 0 | 0 | 0 | 0 | 0 | 0 | 0 | 0 | 1 | 1 | 1
5 | 19 | 23 | 0.51409 | 0.15215 | 0.47864 | 0.37271 | 0.89594 | 0.90856 | 0.82225 | 0.81036 | 0.55384 | 0.50753 | 0.2679 | 0.11294 | 0.5208 | 0.18572 | 0.32074 | 0.29917 | 0.51591 | 0.78326 | 0.11732 | 0.29451 | 0.21532 | 0.15208 | 0.052901 | 0 | 0 | 0 | 0 | 0 | 0 | 0 | 0 | 0 | 0 | 0 | 0 | 0 | 0 | 0 | 0 | 0 | 0 | 0 | 0 | 1 | 1 | 1
5 | 19 | 24 | 0.47078 | 0.11413 | 0.4925 | 0.34145 | 0.90163 | 0.82244 | 0.79949 | 0.7856 | 0.51155 | 0.46343 | 0.26379 | 0.096966 | 0.47769 | 0.17204 | 0.2805 | 0.2585 | 0.56064 | 0.78043 | 0.15565 | 0.25509 | 0.21396 | 0.11384 | 0.026295 | 0 | 0 | 0 | 0 | 0 | 0 | 0 | 0 | 0 | 0 | 0 | 0 | 0 | 0 | 0 | 0 | 0 | 0 | 0 | 0 | 1 | 1 | 1
5 | 20 | 1 | 0.50838 | 0.12802 | 0.46338 | 0.23711 | 0.89341 | 0.77531 | 0.7765 | 0.77489 | 0.55105 | 0.50214 | 0.20474 | 0.059528 | 0.51553 | 0.13162 | 0.24006 | 0.21785 | 0.56811 | 0.775 | 0.24321 | 0.21802 | 0.23438 | 0.12818 | 0.032595 | 0 | 0 | 0 | 0 | 0 | 0 | 0 | 0 | 0 | 0 | 0 | 0 | 0 | 0 | 0 | 0 | 0 | 0 | 0 | 0 | 1 | 1 | 1
5 | 20 | 2 | 0.46804 | 0.085256 | 0.43266 | 0.14995 | 0.87417 | 0.70129 | 0.76506 | 0.74427 | 0.51035 | 0.46086 | 0.14807 | 0.025673 | 0.47519 | 0.093853 | 0.20787 | 0.18568 | 0.48993 | 0.77635 | 0.27051 | 0.14152 | 0.15605 | 0.084905 | 0.0087532 | 0 | 0 | 0 | 0 | 0 | 0 | 0 | 0 | 0 | 0 | 0 | 0 | 0 | 0 | 0 | 0 | 0 | 0 | 0 | 0 | 1 | 1 | 1
5 | 20 | 3 | 0.45638 | 0.1087 | 0.38814 | 0.13683 | 0.86144 | 0.58291 | 0.76784 | 0.72041 | 0.50045 | 0.44922 | 0.086803 | 0.0013876 | 0.46381 | 0.052111 | 0.19289 | 0.17079 | 0.45929 | 0.78688 | 0.24188 | 0.083989 | 0.0454 | 0.10858 | 0.021426 | 0 | 0 | 0 | 0 | 0 | 0 | 0 | 0 | 0 | 0 | 0 | 0 | 0 | 0 | 0 | 0 | 0 | 0 | 0 | 0 | 1 | 1 | 1
5 | 20 | 4 | 0.43544 | 0.14206 | 0.30826 | 0.13505 | 0.85352 | 0.69083 | 0.75464 | 0.73428 | 0.48427 | 0.4286 | 0.0251 | 0 | 0.4436 | 0.028888 | 0.18336 | 0.16136 | 0.41072 | 0.80441 | 0.2384 | 0.050675 | 0.0021447 | 0.14197 | 0.045118 | 0 | 0 | 1.2818e-05 | 0 | 0 | 0 | 0 | 0 | 0 | 0 | 0 | 0 | 0 | 0 | 0 | 0 | 0 | 0 | 0 | 7.6989e-05 | 1 | 1 | 1
5 | 20 | 5 | 0.29098 | 0.17981 | 0.2647 | 0.11334 | 0.82704 | 0.52321 | 0.75568 | 0.69673 | 0.34077 | 0.28168 | 0.0012576 | 0 | 0.29945 | 0.019819 | 0.1588 | 0.13715 | 0.47191 | 0.76009 | 0.23136 | 0.042874 | 2.7476e-05 | 0.17994 | 0.074015 | 3.7739e-06 | 0.0023293 | 0.045732 | 0.0022847 | 0.0012192 | 7.0802e-06 | 1.4164e-05 | 0.002115 | 4.7228e-05 | 0.00053388 | 0.0051869 | 0.013673 | 0.008471 | 0.0043284 | 0.0032617 | 0.0083983 | 0.064219 | 0.033886 | 0.027423 | 0.12864 | 1 | 1 | 1
5 | 20 | 6 | 0.28005 | 0.17102 | 0.2098 | 0.11388 | 0.74909 | 0.59204 | 0.75752 | 0.5754 | 0.33478 | 0.2713 | 0 | 0 | 0.28927 | 0.015574 | 0.13881 | 0.1176 | 0.51993 | 0.72014 | 0.21145 | 0.027892 | 0 | 0.17095 | 0.068269 | 0.0051598 | 0.12099 | 0.27935 | 0.11867 | 0.085065 | 0.028816 | 0.026468 | 0.21976 | 0.090568 | 0.16524 | 0.29689 | 0.32966 | 0.28682 | 0.24338 | 0.22988 | 0.28436 | 0.37064 | 0.35934 | 0.35027 | 0.34164 | 1 | 1 | 1
5 | 20 | 7 | 0.26049 | 0.15976 | 0.11241 | 0.054373 | 0.58008 | 0.24037 | 0.71341 | 0.46841 | 0.31508 | 0.25144 | 0 | 0 | 0.2697 | 0.010346 | 0.1359 | 0.11477 | 0.36596 | 0.62974 | 0.17358 | 0.0060947 | 0 | 0.15963 | 0.05952 | 0.056687 | 0.35354 | 0.5179 | 0.34676 | 0.2936 | 0.36453 | 0.34128 | 0.57383 | 0.48564 | 0.58433 | 0.61645 | 0.64877 | 0.60622 | 0.57503 | 0.50677 | 0.60102 | 0.67371 | 0.5936 | 0.55598 | 0.50724 | 1 | 1 | 1
5 | 20 | 8 | 0.26268 | 0.16106 | 0.064127 | 0.048633 | 0.42438 | 0.062542 | 0.62364 | 0.36966 | 0.31597 | 0.25347 | 0 | 0 | 0.2717 | 0.0086503 | 0.18039 | 0.15843 | 0.17329 | 0.6399 | 0.19822 | 0.014169 | 0 | 0.16105 | 0.05947 | 0.27775 | 0.60119 | 0.72326 | 0.58967 | 0.53483 | 0.71693 | 0.71137 | 0.78545 | 0.77728 | 0.85086 | 0.82809 | 0.84007 | 0.80544 | 0.816 | 0.75133 | 0.79852 | 0.81051 | 0.77455 | 0.75858 | 0.669 | 1 | 1 | 1
5 | 20 | 9 | 0.32234 | 0.14576 | 0.031038 | 0.08127 | 0.32875 | 0.078233 | 0.56181 | 0.3217 | 0.37722 | 0.31429 | 0 | 0 | 0.33154 | 0.024717 | 0.24557 | 0.22337 | 0.10631 | 0.64143 | 0.15918 | 0.057831 | 9.9855e-05 | 0.1457 | 0.047647 | 0.51472 | 0.78442 | 0.8498 | 0.76938 | 0.80267 | 0.86519 | 0.86739 | 0.90626 | 0.9307 | 0.98889 | 0.96081 | 0.94674 | 0.93103 | 0.92428 | 0.93558 | 0.92304 | 0.87673 | 0.87753 | 0.8842 | 0.87285 | 1 | 1 | 1
5 | 20 | 10 | 0.28591 | 0.12386 | 0.015402 | 0.11518 | 0.22167 | 0.14487 | 0.53235 | 0.30797 | 0.33795 | 0.27685 | 0.0013251 | 0 | 0.29473 | 0.037812 | 0.30807 | 0.28634 | 0.10352 | 0.64046 | 0.10135 | 0.16464 | 0.0072324 | 0.1235 | 0.033742 | 0.68631 | 0.88439 | 0.92575 | 0.86743 | 0.88552 | 0.9188 | 0.9214 | 0.9618 | 1 | 1 | 1 | 0.99154 | 0.98214 | 0.96384 | 1 | 0.97371 | 0.86487 | 0.88254 | 0.9537 | 0.90345 | 1 | 1 | 1
5 | 20 | 11 | 0.31987 | 0.16189 | 0.01665 | 0.17522 | 0.13826 | 0.25214 | 0.52644 | 0.32586 | 0.36931 | 0.31096 | 0.024482 | 0.0002859 | 0.32826 | 0.058676 | 0.38602 | 0.36552 | 0.07041 | 0.69063 | 0.096087 | 0.29892 | 0.13903 | 0.16094 | 0.069105 | 0.79343 | 0.9346 | 0.88736 | 0.91668 | 0.95553 | 0.93588 | 0.93345 | 0.96889 | 1 | 1 | 1 | 1 | 0.98402 | 0.99627 | 1 | 0.97557 | 0.8571 | 0.90307 | 0.93254 | 0.71569 | 1 | 1 | 1
5 | 20 | 12 | 0.46488 | 0.3967 | 0.043736 | 0.25905 | 0.17392 | 0.35123 | 0.5489 | 0.41151 | 0.5068 | 0.45761 | 0.055798 | 0.0054404 | 0.47197 | 0.070113 | 0.44733 | 0.42816 | 0.073513 | 0.78212 | 0.11414 | 0.40662 | 0.43746 | 0.39739 | 0.28321 | 0.83989 | 0.94042 | 0.88371 | 0.92239 | 0.8774 | 0.92932 | 0.92102 | 0.95481 | 1 | 1 | 1 | 0.98618 | 0.98297 | 0.98868 | 0.99073 | 0.97453 | 0.87676 | 0.85095 | 0.90932 | 0.73498 | 1 | 1 | 1
5 | 20 | 13 | 0.66224 | 0.45831 | 0.077296 | 0.32637 | 0.35995 | 0.38959 | 0.60103 | 0.59492 | 0.69458 | 0.65809 | 0.086851 | 0.015195 | 0.66763 | 0.082047 | 0.52342 | 0.50622 | 0.17348 | 0.86341 | 0.13348 | 0.48406 | 0.34274 | 0.45913 | 0.34885 | 0.83241 | 0.91868 | 0.84879 | 0.90107 | 0.75275 | 0.90526 | 0.89676 | 0.9331 | 1 | 1 | 0.99098 | 0.97176 | 0.97073 | 0.97387 | 0.9641 | 0.96239 | 0.86009 | 0.77763 | 0.79857 | 0.65354 | 1 | 1 | 1
5 | 20 | 14 | 0.72571 | 0.31534 | 0.11631 | 0.39118 | 0.59563 | 0.36567 | 0.66842 | 0.7244 | 0.7503 | 0.72197 | 0.15396 | 0.030236 | 0.72984 | 0.098933 | 0.59013 | 0.5749 | 0.32843 | 0.91889 | 0.29761 | 0.55176 | 0.076759 | 0.31397 | 0.2204 | 0.79271 | 0.90066 | 0.79599 | 0.88339 | 0.73727 | 0.90346 | 0.89379 | 0.93141 | 1 | 1 | 0.9927 | 0.97359 | 0.96846 | 0.96411 | 0.95998 | 0.96015 | 0.86086 | 0.75421 | 0.87978 | 0.48157 | 1 | 1 | 1
5 | 20 | 15 | 0.74974 | 0.46983 | 0.16939 | 0.46075 | 0.79068 | 0.42971 | 0.73127 | 0.80288 | 0.77093 | 0.7461 | 0.33019 | 0.064081 | 0.75332 | 0.13426 | 0.64203 | 0.62846 | 0.34136 | 0.94746 | 0.28135 | 0.59953 | 0.25673 | 0.47018 | 0.36724 | 0.69742 | 0.84544 | 0.74114 | 0.82923 | 0.56852 | 0.89578 | 0.88979 | 0.88946 | 0.9974 | 0.98869 | 0.97821 | 0.95896 | 0.94959 | 0.92355 | 0.94717 | 0.94143 | 0.85502 | 0.74991 | 0.82649 | 0.40412 | 1 | 1 | 1
5 | 20 | 16 | 0.7976 | 0.52915 | 0.27615 | 0.51779 | 0.88602 | 0.46953 | 0.77227 | 0.8727 | 0.81421 | 0.79453 | 0.56281 | 0.16444 | 0.80042 | 0.22938 | 0.68928 | 0.67731 | 0.31025 | 0.96492 | 0.26439 | 0.63628 | 0.45127 | 0.5305 | 0.42197 | 0.55575 | 0.75704 | 0.63086 | 0.74253 | 0.55869 | 0.85611 | 0.84632 | 0.83375 | 0.94055 | 0.92517 | 0.91067 | 0.89216 | 0.87823 | 0.83969 | 0.87526 | 0.87068 | 0.79109 | 0.70809 | 0.74531 | 0.3329 | 1 | 1 | 1
5 | 20 | 17 | 0.88804 | 0.26151 | 0.44467 | 0.58291 | 0.89882 | 0.59932 | 0.78993 | 0.92194 | 0.89955 | 0.88665 | 0.62355 | 0.46375 | 0.88995 | 0.52974 | 0.7117 | 0.70051 | 0.20511 | 0.96583 | 0.20614 | 0.67012 | 0.41184 | 0.2599 | 0.16829 | 0.35093 | 0.60381 | 0.43087 | 0.59224 | 0.61913 | 0.74475 | 0.73806 | 0.75602 | 0.8149 | 0.78204 | 0.74594 | 0.73632 | 0.70596 | 0.66955 | 0.69931 | 0.6999 | 0.4821 | 0.57607 | 0.62377 | 0.11663 | 1 | 1 | 1
5 | 20 | 18 | 0.91594 | 0.34805 | 0.5344 | 0.6154 | 0.88696 | 0.85779 | 0.80845 | 0.93323 | 0.92565 | 0.91506 | 0.65041 | 0.52025 | 0.91754 | 0.56985 | 0.73036 | 0.71983 | 0.1026 | 0.96186 | 0.29761 | 0.68309 | 0.094851 | 0.34836 | 0.23552 | 0.10613 | 0.3518 | 0.24918 | 0.34506 | 0.54213 | 0.5476 | 0.53052 | 0.53427 | 0.55077 | 0.49289 | 0.45455 | 0.41341 | 0.42437 | 0.38468 | 0.37671 | 0.42072 | 0.34917 | 0.39353 | 0.3563 | 0.0089621 | 1 | 1 | 1
5 | 20 | 19 | 0.85893 | 0.33184 | 0.56836 | 0.63737 | 0.88507 | 0.93885 | 0.83145 | 0.85945 | 0.86996 | 0.85666 | 0.70429 | 0.60025 | 0.86081 | 0.64401 | 0.73672 | 0.72642 | 0.078042 | 0.91037 | 0.46894 | 0.64306 | 0.051502 | 0.33133 | 0.22785 | 0.0025053 | 0.10176 | 0.066276 | 0.099807 | 0.1335 | 0.25338 | 0.23293 | 0.24048 | 0.2493 | 0.16317 | 0.12712 | 0.0837 | 0.08815 | 0.059265 | 0.052682 | 0.087393 | 0.10927 | 0.11268 | 0.023663 | 2.2585e-07 | 1 | 1 | 1
5 | 20 | 20 | 0.85078 | 0.41427 | 0.58546 | 0.62489 | 0.88528 | 0.95239 | 0.84913 | 0.7829 | 0.8654 | 0.84884 | 0.79436 | 0.67281 | 0.85322 | 0.71235 | 0.67129 | 0.6587 | 0.12343 | 0.94615 | 0.47385 | 0.67993 | 0.23536 | 0.41413 | 0.31178 | 8.9796e-07 | 0.00044417 | 0.0019284 | 0.00043566 | 0.0035924 | 0.0029812 | 0.00066318 | 3.0945e-05 | 4.5306e-05 | 0 | 0 | 0 | 0 | 0 | 0 | 0 | 0.0091882 | 0.00085664 | 0 | 0 | 1 | 1 | 1
5 | 20 | 21 | 0.79122 | 0.50939 | 0.61272 | 0.61199 | 0.87071 | 0.93487 | 0.85021 | 0.77381 | 0.80995 | 0.78831 | 0.76064 | 0.65809 | 0.79437 | 0.69721 | 0.58476 | 0.56937 | 0.23457 | 0.96722 | 0.44753 | 0.73706 | 0.63596 | 0.50963 | 0.41308 | 0 | 0 | 0 | 0 | 0 | 0 | 0 | 0 | 0 | 0 | 0 | 0 | 0 | 0 | 0 | 0 | 0 | 0 | 0 | 0 | 1 | 1 | 1
5 | 20 | 22 | 0.71228 | 0.53567 | 0.58852 | 0.55324 | 0.86739 | 0.88951 | 0.84552 | 0.76926 | 0.73697 | 0.70821 | 0.70728 | 0.60923 | 0.71645 | 0.64869 | 0.60925 | 0.59462 | 0.36373 | 0.96359 | 0.46343 | 0.78123 | 0.85671 | 0.5356 | 0.44657 | 0 | 0 | 0 | 0 | 0 | 0 | 0 | 0 | 0 | 0 | 0 | 0 | 0 | 0 | 0 | 0 | 0 | 0 | 0 | 0 | 1 | 1 | 1
5 | 20 | 23 | 0.64668 | 0.56186 | 0.59561 | 0.51257 | 0.86494 | 0.85452 | 0.85594 | 0.75833 | 0.67372 | 0.64131 | 0.70781 | 0.63913 | 0.65129 | 0.68127 | 0.71461 | 0.70353 | 0.26593 | 0.97985 | 0.48828 | 0.76899 | 0.88992 | 0.56159 | 0.47911 | 0 | 0 | 0 | 0 | 0 | 0 | 0 | 0 | 0 | 0 | 0 | 0 | 0 | 0 | 0 | 0 | 0 | 0 | 0 | 0 | 1 | 1 | 1
5 | 20 | 24 | 0.69759 | 0.6333 | 0.60963 | 0.48742 | 0.85787 | 0.88865 | 0.86668 | 0.76537 | 0.72436 | 0.69346 | 0.63962 | 0.61406 | 0.70209 | 0.65453 | 0.75847 | 0.74895 | 0.20631 | 0.96714 | 0.47849 | 0.70414 | 0.89443 | 0.63319 | 0.55997 | 0 | 0 | 0 | 0 | 0 | 0 | 0 | 0 | 0 | 0 | 0 | 0 | 0 | 0 | 0 | 0 | 0 | 0 | 0 | 0 | 1 | 1 | 1
5 | 21 | 1 | 0.72777 | 0.71881 | 0.64905 | 0.47126 | 0.8168 | 0.95196 | 0.86673 | 0.7785 | 0.75162 | 0.72397 | 0.59256 | 0.63063 | 0.73179 | 0.67158 | 0.76537 | 0.75611 | 0.25751 | 0.91813 | 0.58352 | 0.59681 | 0.87096 | 0.71924 | 0.65377 | 0 | 0 | 0 | 0 | 0 | 0 | 0 | 0 | 0 | 0 | 0 | 0 | 0 | 0 | 0 | 0 | 0 | 0 | 0 | 0 | 1 | 1 | 1
5 | 21 | 2 | 0.74476 | 0.69479 | 0.6729 | 0.50871 | 0.74103 | 0.94335 | 0.83634 | 0.76355 | 0.76767 | 0.74125 | 0.54305 | 0.63993 | 0.74861 | 0.67985 | 0.75844 | 0.74893 | 0.38888 | 0.885 | 0.61141 | 0.60908 | 0.84721 | 0.69456 | 0.63377 | 0 | 0 | 0 | 0 | 0 | 0 | 0 | 0 | 0 | 0 | 0 | 0 | 0 | 0 | 0 | 0 | 0 | 0 | 0 | 0 | 1 | 1 | 1
5 | 21 | 3 | 0.73367 | 0.71252 | 0.70466 | 0.54688 | 0.69423 | 0.91699 | 0.80707 | 0.7551 | 0.75666 | 0.72989 | 0.46226 | 0.64005 | 0.73755 | 0.68071 | 0.74431 | 0.73429 | 0.47438 | 0.93914 | 0.57896 | 0.58398 | 0.83736 | 0.7122 | 0.65603 | 0 | 0 | 0 | 0 | 0 | 0 | 0 | 0 | 0 | 0 | 0 | 0 | 0 | 0 | 0 | 0 | 0 | 0 | 0 | 0 | 1 | 1 | 1
5 | 21 | 4 | 0.7201 | 0.79148 | 0.742 | 0.65747 | 0.60844 | 0.90327 | 0.79192 | 0.74346 | 0.74643 | 0.71649 | 0.37758 | 0.61458 | 0.72451 | 0.65591 | 0.7425 | 0.73241 | 0.53256 | 0.95229 | 0.57238 | 0.55239 | 0.77731 | 0.7915 | 0.74591 | 0 | 0 | 1.2325e-05 | 0 | 0 | 0 | 0 | 0 | 0 | 0 | 0 | 0 | 0 | 0 | 0 | 0 | 0 | 0 | 0 | 7.4021e-05 | 1 | 1 | 1
5 | 21 | 5 | 0.62973 | 0.85866 | 0.76289 | 0.6946 | 0.44256 | 0.88214 | 0.77467 | 0.7321 | 0.65936 | 0.62434 | 0.30883 | 0.60557 | 0.63476 | 0.65115 | 0.74198 | 0.73187 | 0.69972 | 0.92648 | 0.61921 | 0.62509 | 0.7201 | 0.859 | 0.82277 | 4.671e-06 | 0.0036601 | 0.04594 | 0.0035899 | 0.0060772 | 0.00013778 | 0.00028385 | 0.0027789 | 7.593e-05 | 0.0015482 | 0.0075116 | 0.021663 | 0.011735 | 0.0053033 | 0.0037781 | 0.011634 | 0.024853 | 0.036948 | 0.037216 | 0.13313 | 1 | 1 | 1
5 | 21 | 6 | 0.60435 | 0.84536 | 0.75372 | 0.67091 | 0.23464 | 0.8012 | 0.74358 | 0.70798 | 0.63717 | 0.59883 | 0.2813 | 0.52964 | 0.6099 | 0.58138 | 0.73443 | 0.72405 | 0.68193 | 0.89141 | 0.60663 | 0.60385 | 0.58294 | 0.84551 | 0.80911 | 0.0062432 | 0.16833 | 0.32336 | 0.1651 | 0.2923 | 0.14547 | 0.17477 | 0.26189 | 0.095259 | 0.22021 | 0.35071 | 0.40149 | 0.33599 | 0.25111 | 0.25363 | 0.33311 | 0.18947 | 0.39952 | 0.39451 | 0.40132 | 1 | 1 | 1
5 | 21 | 7 | 0.60954 | 0.79327 | 0.72971 | 0.61919 | 0.053943 | 0.35031 | 0.69719 | 0.7255 | 0.64073 | 0.60389 | 0.20638 | 0.4168 | 0.61483 | 0.47335 | 0.72858 | 0.71799 | 0.69299 | 0.83854 | 0.6433 | 0.51664 | 0.47997 | 0.79312 | 0.75025 | 0.045168 | 0.39668 | 0.55433 | 0.38907 | 0.66165 | 0.53326 | 0.54122 | 0.60213 | 0.33998 | 0.53521 | 0.683 | 0.69313 | 0.65553 | 0.58918 | 0.54157 | 0.6499 | 0.43826 | 0.64169 | 0.67486 | 0.59668 | 1 | 1 | 1
5 | 21 | 8 | 0.68297 | 0.76668 | 0.74396 | 0.62255 | 0.031206 | 0.29716 | 0.59135 | 0.72175 | 0.71093 | 0.67865 | 0.21422 | 0.39198 | 0.68767 | 0.45236 | 0.68416 | 0.67201 | 0.68907 | 0.87798 | 0.71915 | 0.60613 | 0.55848 | 0.76644 | 0.71958 | 0.2771 | 0.61733 | 0.76576 | 0.60549 | 0.87166 | 0.7577 | 0.75788 | 0.80813 | 0.6228 | 0.71799 | 0.88377 | 0.86972 | 0.85468 | 0.79576 | 0.73545 | 0.84735 | 0.60079 | 0.7502 | 0.85413 | 0.946 | 1 | 1 | 1
5 | 21 | 9 | 0.72574 | 0.78362 | 0.76164 | 0.68603 | 0.1501 | 0.39638 | 0.45192 | 0.71546 | 0.75211 | 0.72228 | 0.2469 | 0.41416 | 0.73014 | 0.47307 | 0.6205 | 0.60623 | 0.69128 | 0.83959 | 0.69944 | 0.72171 | 0.62145 | 0.78337 | 0.73998 | 0.50767 | 0.77411 | 0.90072 | 0.75927 | 0.98028 | 0.86998 | 0.8644 | 0.92586 | 0.76098 | 0.81489 | 0.97853 | 0.97296 | 0.96773 | 0.92527 | 0.85271 | 0.95942 | 0.75301 | 0.82083 | 0.94197 | 0.99275 | 1 | 1 | 1
5 | 21 | 10 | 0.6681 | 0.84982 | 0.7623 | 0.70903 | 0.25983 | 0.4255 | 0.33023 | 0.68116 | 0.69563 | 0.66334 | 0.35581 | 0.47005 | 0.67276 | 0.52675 | 0.57833 | 0.56274 | 0.64255 | 0.75092 | 0.53951 | 0.7546 | 0.68291 | 0.85015 | 0.81224 | 0.67664 | 0.87078 | 0.97208 | 0.85408 | 1 | 0.92862 | 0.92998 | 0.97183 | 0.86326 | 0.84723 | 1 | 1 | 1 | 0.94858 | 0.9371 | 1 | 0.7992 | 0.90891 | 0.98147 | 1 | 1 | 1 | 1
5 | 21 | 11 | 0.64083 | 0.83818 | 0.73946 | 0.70358 | 0.3431 | 0.47644 | 0.30099 | 0.68098 | 0.67022 | 0.63567 | 0.51217 | 0.50204 | 0.6458 | 0.55283 | 0.54747 | 0.53095 | 0.66008 | 0.73561 | 0.47974 | 0.73383 | 0.72126 | 0.83859 | 0.79713 | 0.78167 | 0.91837 | 0.94108 | 0.90076 | 1 | 0.93096 | 0.93687 | 0.98323 | 0.90236 | 0.87411 | 1 | 1 | 1 | 0.96858 | 0.97546 | 1 | 0.66736 | 0.88122 | 0.99107 | 0.97517 | 1 | 1 | 1
5 | 21 | 12 | 0.66199 | 0.73186 | 0.77133 | 0.69128 | 0.41797 | 0.53638 | 0.26028 | 0.75793 | 0.69052 | 0.65723 | 0.58825 | 0.57989 | 0.66681 | 0.62779 | 0.53714 | 0.52033 | 0.77597 | 0.80052 | 0.55782 | 0.72695 | 0.76093 | 0.73187 | 0.67465 | 0.83357 | 0.93064 | 0.93704 | 0.9128 | 1 | 0.92231 | 0.92576 | 0.97044 | 0.95945 | 0.87224 | 1 | 1 | 1 | 0.92088 | 0.93371 | 1 | 0.65815 | 0.84576 | 0.9711 | 0.98736 | 1 | 1 | 1
5 | 21 | 13 | 0.69625 | 0.61115 | 0.85013 | 0.68205 | 0.52488 | 0.71297 | 0.2093 | 0.85576 | 0.7241 | 0.69225 | 0.62815 | 0.59858 | 0.70091 | 0.64313 | 0.55674 | 0.5405 | 0.82037 | 0.87458 | 0.50937 | 0.72939 | 0.83517 | 0.61059 | 0.53976 | 0.83923 | 0.9238 | 0.88586 | 0.90609 | 1 | 0.89289 | 0.90109 | 0.93044 | 1 | 0.85424 | 1 | 0.99303 | 0.9957 | 0.93925 | 0.88535 | 0.98715 | 0.50914 | 0.839 | 0.96451 | 0.90792 | 1 | 1 | 1
5 | 21 | 14 | 0.66689 | 0.6005 | 0.91133 | 0.67114 | 0.63657 | 0.66981 | 0.21401 | 0.92808 | 0.69508 | 0.6622 | 0.64405 | 0.5922 | 0.67165 | 0.63678 | 0.57639 | 0.56074 | 0.79957 | 0.71092 | 0.4867 | 0.73508 | 0.88072 | 0.60017 | 0.52443 | 0.79542 | 0.90169 | 0.83094 | 0.8844 | 1 | 0.88449 | 0.89334 | 0.87576 | 1 | 0.83945 | 1 | 1 | 0.99741 | 0.9468 | 0.82921 | 0.98884 | 0.45758 | 0.76625 | 0.96477 | 0.80085 | 1 | 1 | 1
5 | 21 | 15 | 0.64338 | 0.64372 | 0.91897 | 0.66522 | 0.7125 | 0.70999 | 0.23122 | 0.9614 | 0.67456 | 0.63856 | 0.68094 | 0.57971 | 0.64862 | 0.62486 | 0.59576 | 0.58071 | 0.77192 | 0.68535 | 0.44394 | 0.78919 | 0.91381 | 0.6435 | 0.5736 | 0.71165 | 0.86136 | 0.7835 | 0.84484 | 1 | 0.88175 | 0.87713 | 0.8627 | 1 | 0.82557 | 1 | 0.9807 | 0.97823 | 0.90664 | 0.81577 | 0.96983 | 0.30222 | 0.7834 | 0.93146 | 0.815 | 1 | 1 | 1
5 | 21 | 16 | 0.60281 | 0.72409 | 0.93241 | 0.66623 | 0.7256 | 0.85945 | 0.25482 | 0.97615 | 0.63089 | 0.59653 | 0.69377 | 0.5795 | 0.60764 | 0.62425 | 0.69245 | 0.68059 | 0.71925 | 0.15393 | 0.50514 | 0.82924 | 0.92073 | 0.72423 | 0.66385 | 0.56815 | 0.77331 | 0.7038 | 0.75849 | 0.96855 | 0.84381 | 0.83823 | 0.79895 | 0.95365 | 0.77712 | 0.9435 | 0.91586 | 0.90627 | 0.83863 | 0.7471 | 0.89849 | 0.17706 | 0.80377 | 0.84245 | 0.72786 | 1 | 1 | 1
5 | 21 | 17 | 0.75343 | 0.76643 | 0.94774 | 0.66229 | 0.65546 | 0.96638 | 0.28251 | 0.98083 | 0.78035 | 0.7508 | 0.70089 | 0.60526 | 0.75788 | 0.64646 | 0.76374 | 0.75443 | 0.70565 | 0.20808 | 0.40001 | 0.81969 | 0.91451 | 0.76695 | 0.70935 | 0.35939 | 0.61752 | 0.56611 | 0.60568 | 0.88538 | 0.73784 | 0.73941 | 0.72766 | 0.81706 | 0.65152 | 0.79891 | 0.76949 | 0.7465 | 0.67754 | 0.62365 | 0.74009 | 0.16951 | 0.72925 | 0.6302 | 0.55126 | 1 | 1 | 1
5 | 21 | 18 | 0.71133 | 0.68152 | 0.91764 | 0.65219 | 0.48754 | 0.97621 | 0.33884 | 0.97309 | 0.73436 | 0.70697 | 0.73609 | 0.67814 | 0.71525 | 0.71613 | 0.75507 | 0.74543 | 0.63322 | 0.40446 | 0.27865 | 0.81766 | 0.87178 | 0.68115 | 0.61992 | 0.10786 | 0.35816 | 0.35606 | 0.35129 | 0.64211 | 0.54994 | 0.52595 | 0.50098 | 0.50456 | 0.40896 | 0.5206 | 0.49155 | 0.46382 | 0.36826 | 0.36409 | 0.45984 | 0.24016 | 0.54154 | 0.33478 | 0.1842 | 1 | 1 | 1
5 | 21 | 19 | 0.71463 | 0.67264 | 0.88636 | 0.63927 | 0.38086 | 0.96588 | 0.40763 | 0.90779 | 0.74477 | 0.71149 | 0.77595 | 0.69438 | 0.71962 | 0.72936 | 0.7025 | 0.69098 | 0.48394 | 0.21102 | 0.15558 | 0.78393 | 0.80008 | 0.67259 | 0.60536 | 0.0041162 | 0.088359 | 0.11513 | 0.086665 | 0.19694 | 0.028463 | 0.12054 | 0.22951 | 0.2247 | 0.13758 | 0.16235 | 0.12861 | 0.10895 | 0.052613 | 0.058169 | 0.10801 | 0.064821 | 0.19017 | 0.021156 | 3.6132e-05 | 1 | 1 | 1
5 | 21 | 20 | 0.52122 | 0.66164 | 0.90962 | 0.72604 | 0.34507 | 0.92845 | 0.41861 | 0.77316 | 0.55638 | 0.51413 | 0.76529 | 0.68513 | 0.52723 | 0.7192 | 0.71588 | 0.70484 | 0.51594 | 0.092383 | 0.15809 | 0.74924 | 0.84668 | 0.66166 | 0.59141 | 1.8211e-06 | 0.00037065 | 0.0022063 | 0.00036354 | 0.0055837 | 1.3454e-05 | 0.00032486 | 4.569e-05 | 6.9996e-05 | 0 | 0 | 0 | 0 | 0 | 0 | 0 | 0.0093102 | 0.0020468 | 0 | 0 | 1 | 1 | 1
5 | 21 | 21 | 0.50231 | 0.62984 | 0.91401 | 0.75493 | 0.26162 | 0.9505 | 0.40287 | 0.7259 | 0.53385 | 0.49427 | 0.73223 | 0.69613 | 0.50778 | 0.73253 | 0.75875 | 0.74925 | 0.54508 | 0.13617 | 0.20229 | 0.72477 | 0.88532 | 0.62945 | 0.55943 | 0 | 0 | 0 | 0 | 0 | 0 | 0 | 0 | 0 | 0 | 0 | 0 | 0 | 0 | 0 | 0 | 0 | 0 | 0 | 0 | 1 | 1 | 1
5 | 21 | 22 | 0.82326 | 0.67253 | 0.87061 | 0.74143 | 0.3087 | 0.96069 | 0.3993 | 0.71072 | 0.84745 | 0.82211 | 0.65177 | 0.64606 | 0.82719 | 0.68323 | 0.75362 | 0.74393 | 0.61738 | 0.41668 | 0.34349 | 0.69883 | 0.92135 | 0.6724 | 0.60617 | 0 | 0 | 0 | 0 | 0 | 0 | 0 | 0 | 0 | 0 | 0 | 0 | 0 | 0 | 0 | 0 | 0 | 0 | 0 | 0 | 1 | 1 | 1
5 | 21 | 23 | 0.82894 | 0.72756 | 0.81373 | 0.73802 | 0.47366 | 0.97466 | 0.35228 | 0.71031 | 0.84447 | 0.82655 | 0.58424 | 0.6381 | 0.83155 | 0.6796 | 0.7154 | 0.70434 | 0.65022 | 0.77465 | 0.49137 | 0.69512 | 0.95298 | 0.72735 | 0.67245 | 0 | 0 | 0 | 0 | 0 | 0 | 0 | 0 | 0 | 0 | 0 | 0 | 0 | 0 | 0 | 0 | 0 | 0 | 0 | 0 | 1 | 1 | 1
5 | 21 | 24 | 0.79944 | 0.82178 | 0.78055 | 0.73256 | 0.56532 | 0.98948 | 0.33008 | 0.7032 | 0.81568 | 0.79636 | 0.55934 | 0.58933 | 0.80221 | 0.63411 | 0.63898 | 0.62531 | 0.59078 | 0.66828 | 0.63056 | 0.67801 | 0.95254 | 0.82209 | 0.77858 | 0 | 0 | 0 | 0 | 0 | 0 | 0 | 0 | 0 | 0 | 0 | 0 | 0 | 0 | 0 | 0 | 0 | 0 | 0 | 0 | 1 | 1 | 1
5 | 22 | 1 | 0.81158 | 0.839 | 0.81809 | 0.74917 | 0.58348 | 0.99941 | 0.29566 | 0.73568 | 0.83239 | 0.80955 | 0.46987 | 0.53627 | 0.81502 | 0.58473 | 0.51262 | 0.49513 | 0.55138 | 0.52851 | 0.6169 | 0.61181 | 0.94039 | 0.83913 | 0.80182 | 0 | 0 | 0 | 0 | 0 | 0 | 0 | 0 | 0 | 0 | 0 | 0 | 0 | 0 | 0 | 0 | 0 | 0 | 0 | 0 | 1 | 1 | 1
5 | 22 | 2 | 0.66041 | 0.82762 | 0.74848 | 0.73675 | 0.53679 | 1 | 0.23501 | 0.76883 | 0.69034 | 0.65584 | 0.38578 | 0.51548 | 0.66543 | 0.56636 | 0.41259 | 0.39263 | 0.49908 | 0.43876 | 0.71426 | 0.51093 | 0.91981 | 0.82797 | 0.78508 | 0 | 0 | 0 | 0 | 0 | 0 | 0 | 0 | 0 | 0 | 0 | 0 | 0 | 0 | 0 | 0 | 0 | 0 | 0 | 0 | 1 | 1 | 1
5 | 22 | 3 | 0.47042 | 0.73006 | 0.70675 | 0.71901 | 0.48656 | 0.98295 | 0.16753 | 0.6999 | 0.50981 | 0.46286 | 0.28854 | 0.51125 | 0.47712 | 0.56522 | 0.37833 | 0.35768 | 0.45378 | 0.23597 | 0.73269 | 0.38329 | 0.87083 | 0.72986 | 0.67538 | 0 | 0 | 0 | 0 | 0 | 0 | 0 | 0 | 0 | 0 | 0 | 0 | 0 | 0 | 0 | 0 | 0 | 0 | 0 | 0 | 1 | 1 | 1
5 | 22 | 4 | 0.41366 | 0.6711 | 0.70311 | 0.69679 | 0.50186 | 0.89883 | 0.11974 | 0.67678 | 0.46128 | 0.40618 | 0.16896 | 0.45863 | 0.42167 | 0.51351 | 0.36153 | 0.34058 | 0.48859 | 0.12452 | 0.66866 | 0.30727 | 0.80762 | 0.67095 | 0.60479 | 0 | 0 | 3.3573e-05 | 0 | 0 | 0 | 0 | 0 | 0 | 0 | 0 | 0 | 0 | 0 | 0 | 0 | 0 | 0 | 0 | 0.00020162 | 1 | 1 | 1
5 | 22 | 5 | 0.33041 | 0.63649 | 0.68442 | 0.68796 | 0.54288 | 0.83038 | 0.074271 | 0.589 | 0.38316 | 0.32219 | 0.11245 | 0.44201 | 0.33928 | 0.50227 | 0.34156 | 0.32028 | 0.60283 | 0.10877 | 0.66001 | 0.23345 | 0.75603 | 0.63698 | 0.55618 | 5.2482e-06 | 0.0035725 | 0.073917 | 0.003504 | 0.0083825 | 0.00026133 | 0.00036565 | 0.0030808 | 0.00015665 | 0.0016168 | 0.00757 | 0.015324 | 0.012184 | 0.0076022 | 0.0029832 | 0.01208 | 0.088561 | 0.052398 | 0.040634 | 0.20351 | 1 | 1 | 1
5 | 22 | 6 | 0.20278 | 0.47687 | 0.64765 | 0.65712 | 0.56033 | 0.87683 | 0.041816 | 0.37975 | 0.2597 | 0.19346 | 0.096763 | 0.36694 | 0.21237 | 0.4318 | 0.27977 | 0.25777 | 0.62787 | 0.084326 | 0.65973 | 0.14418 | 0.65366 | 0.47651 | 0.38379 | 0.0063393 | 0.17539 | 0.4127 | 0.17203 | 0.31423 | 0.18641 | 0.18701 | 0.26485 | 0.17084 | 0.23887 | 0.3521 | 0.3408 | 0.339 | 0.30252 | 0.20356 | 0.33609 | 0.43631 | 0.43838 | 0.41119 | 0.62588 | 1 | 1 | 1
5 | 22 | 7 | 0.083766 | 0.38025 | 0.57833 | 0.60818 | 0.56911 | 0.87232 | 0.019604 | 0.19827 | 0.14118 | 0.074493 | 0.070221 | 0.25515 | 0.093453 | 0.32936 | 0.17776 | 0.15584 | 0.62001 | 0.058475 | 0.78935 | 0.087475 | 0.53678 | 0.37938 | 0.28331 | 0.04545 | 0.40643 | 0.65891 | 0.39864 | 0.65453 | 0.54966 | 0.53624 | 0.60116 | 0.51737 | 0.57028 | 0.67687 | 0.66757 | 0.64768 | 0.63787 | 0.47734 | 0.64211 | 0.65721 | 0.69579 | 0.68906 | 0.87303 | 1 | 1 | 1
5 | 22 | 8 | 0.0065633 | 0.45673 | 0.52559 | 0.59461 | 0.51454 | 0.84944 | 0.0012401 | 0.091277 | 0.057404 | 0.0039548 | 0.055652 | 0.060887 | 0.014877 | 0.12582 | 0.12745 | 0.10657 | 0.62971 | 0.045256 | 0.7597 | 0.049189 | 0.54911 | 0.4567 | 0.35719 | 0.28507 | 0.63558 | 0.86673 | 0.62339 | 0.86324 | 0.76161 | 0.7492 | 0.80299 | 0.76162 | 0.86457 | 0.86508 | 0.85339 | 0.84474 | 0.85655 | 0.71647 | 0.83748 | 0.8758 | 0.86124 | 0.85143 | 1 | 1 | 1 | 1
5 | 22 | 9 | 0.00011925 | 0.5151 | 0.42562 | 0.6062 | 0.46057 | 0.625 | 0 | 0.029245 | 0.02467 | 0 | 0.032209 | 0.0028808 | 0.00061001 | 0.019534 | 0.10663 | 0.086526 | 0.65282 | 0.038451 | 0.70974 | 0.022915 | 0.54608 | 0.51489 | 0.42498 | 0.51487 | 0.78755 | 0.94175 | 0.77246 | 0.91653 | 0.87485 | 0.86691 | 0.91137 | 0.89337 | 1 | 0.96928 | 0.94336 | 0.93067 | 0.9737 | 0.81445 | 0.92268 | 0.95087 | 0.91419 | 0.90161 | 1 | 1 | 1 | 1
5 | 22 | 10 | 0 | 0.6047 | 0.32224 | 0.61086 | 0.45985 | 0.60322 | 0 | 0.0025646 | 0.014071 | 0 | 0.005314 | 0 | 0 | 0.01406 | 0.10964 | 0.089401 | 0.65826 | 0.02892 | 0.72923 | 0.02178 | 0.50884 | 0.60458 | 0.52671 | 0.68792 | 0.88745 | 1 | 0.87044 | 0.98463 | 0.92465 | 0.92378 | 0.95527 | 0.94639 | 1 | 1 | 1 | 1 | 1 | 0.87699 | 1 | 0.93766 | 0.94997 | 0.93152 | 1 | 1 | 1 | 1
5 | 22 | 11 | 0 | 0.70703 | 0.22582 | 0.59791 | 0.40748 | 0.63391 | 0 | 0.0072655 | 0.0045109 | 0 | 0.0024455 | 0 | 0 | 0.034443 | 0.12104 | 0.10037 | 0.68633 | 0.01947 | 0.67824 | 0.020708 | 0.55781 | 0.7072 | 0.64322 | 0.79408 | 0.93581 | 0.99769 | 0.91787 | 0.97517 | 0.9294 | 0.93041 | 0.96834 | 1 | 1 | 1 | 1 | 1 | 1 | 0.89865 | 1 | 0.9403 | 0.9425 | 0.98835 | 1 | 1 | 1 | 1
5 | 22 | 12 | 0.0033365 | 0.76155 | 0.19358 | 0.59166 | 0.29218 | 0.59237 | 0 | 0.090065 | 0.020573 | 0.0026159 | 0.044126 | 6.8145e-05 | 0.0036748 | 0.047107 | 0.13639 | 0.11524 | 0.72795 | 0.021356 | 0.6657 | 0.036333 | 0.63119 | 0.76163 | 0.70927 | 0.84319 | 0.94376 | 0.95991 | 0.92566 | 0.89413 | 0.91364 | 0.91386 | 0.95889 | 1 | 1 | 1 | 1 | 1 | 1 | 0.88865 | 1 | 0.92849 | 0.87129 | 0.9909 | 1 | 1 | 1 | 1
5 | 22 | 13 | 0.064173 | 0.79175 | 0.20044 | 0.58259 | 0.20519 | 0.48557 | 0 | 0.32774 | 0.11766 | 0.054833 | 0.15133 | 0.0038595 | 0.072959 | 0.065788 | 0.14557 | 0.12418 | 0.72248 | 0.023673 | 0.59396 | 0.090136 | 0.77093 | 0.7918 | 0.74591 | 0.84519 | 0.93192 | 0.96719 | 0.91405 | 0.897 | 0.89691 | 0.89521 | 0.93587 | 1 | 1 | 1 | 0.9935 | 1 | 0.99951 | 0.85742 | 1 | 0.91125 | 0.84533 | 0.94 | 1 | 1 | 1 | 1
5 | 22 | 14 | 0.23426 | 0.80572 | 0.19896 | 0.5862 | 0.20009 | 0.45625 | 0 | 0.63921 | 0.29159 | 0.22537 | 0.31302 | 0.056681 | 0.24388 | 0.12364 | 0.15651 | 0.13489 | 0.68587 | 0.023952 | 0.50066 | 0.13961 | 0.86488 | 0.80579 | 0.76239 | 0.8103 | 0.92049 | 0.86854 | 0.90285 | 0.98952 | 0.8818 | 0.88822 | 0.94178 | 1 | 1 | 1 | 0.92531 | 0.99904 | 1 | 0.85426 | 0.99046 | 0.92533 | 0.74733 | 0.93507 | 1 | 1 | 1 | 1
5 | 22 | 15 | 0.35561 | 0.79887 | 0.21624 | 0.62881 | 0.22899 | 0.4234 | 0.00024557 | 0.83958 | 0.4081 | 0.34777 | 0.44388 | 0.22129 | 0.36441 | 0.29179 | 0.17503 | 0.15312 | 0.72277 | 0.021938 | 0.42449 | 0.17809 | 0.91279 | 0.79902 | 0.75311 | 0.72128 | 0.8749 | 0.83756 | 0.85813 | 0.89758 | 0.88304 | 0.88323 | 0.93369 | 0.99089 | 1 | 0.9898 | 0.96899 | 0.96258 | 0.97785 | 0.81551 | 0.95431 | 0.92917 | 0.78185 | 0.91875 | 1 | 1 | 1 | 1
5 | 22 | 16 | 0.38596 | 0.75108 | 0.23196 | 0.67033 | 0.27031 | 0.51487 | 0.0048812 | 0.90159 | 0.43542 | 0.37821 | 0.56378 | 0.42453 | 0.39428 | 0.48885 | 0.18257 | 0.16058 | 0.72197 | 0.021412 | 0.41875 | 0.19909 | 0.92184 | 0.75096 | 0.69926 | 0.58134 | 0.79195 | 0.75344 | 0.77676 | 0.90857 | 0.83955 | 0.83581 | 0.89513 | 0.94271 | 0.96653 | 0.94334 | 0.92233 | 0.90756 | 0.9134 | 0.69566 | 0.89977 | 0.80232 | 0.61516 | 0.84629 | 0.87948 | 1 | 1 | 1
5 | 22 | 17 | 0.37937 | 0.72158 | 0.3064 | 0.71067 | 0.31577 | 0.66858 | 0.023385 | 0.93389 | 0.42585 | 0.37105 | 0.58854 | 0.49875 | 0.38725 | 0.55374 | 0.18895 | 0.1669 | 0.7211 | 0.024917 | 0.47384 | 0.30817 | 0.91126 | 0.72156 | 0.66285 | 0.36739 | 0.63112 | 0.5587 | 0.61902 | 0.84318 | 0.72042 | 0.72554 | 0.78035 | 0.81392 | 0.82841 | 0.81472 | 0.77272 | 0.74704 | 0.75319 | 0.56149 | 0.74063 | 0.57011 | 0.52806 | 0.62607 | 0.55902 | 1 | 1 | 1
5 | 22 | 18 | 0.46113 | 0.68668 | 0.56607 | 0.7235 | 0.37414 | 0.74235 | 0.035832 | 0.91322 | 0.50445 | 0.45397 | 0.5756 | 0.51638 | 0.46844 | 0.56717 | 0.2269 | 0.20467 | 0.74792 | 0.039644 | 0.43174 | 0.44588 | 0.84839 | 0.68682 | 0.61959 | 0.11261 | 0.36857 | 0.32367 | 0.3615 | 0.62285 | 0.5338 | 0.51178 | 0.5337 | 0.5448 | 0.55365 | 0.52546 | 0.46327 | 0.45899 | 0.42249 | 0.32144 | 0.45505 | 0.29196 | 0.35818 | 0.3885 | 0.16435 | 1 | 1 | 1
5 | 22 | 19 | 0.55743 | 0.60592 | 0.68479 | 0.73886 | 0.49514 | 0.80863 | 0.036677 | 0.8134 | 0.59612 | 0.55171 | 0.56642 | 0.55062 | 0.56392 | 0.59803 | 0.29982 | 0.278 | 0.73436 | 0.078463 | 0.44593 | 0.56661 | 0.65613 | 0.60522 | 0.53548 | 0.0037104 | 0.10192 | 0.094929 | 0.099963 | 0.24131 | 0.088493 | 0.11769 | 0.25002 | 0.26354 | 0.19598 | 0.16612 | 0.11791 | 0.11143 | 0.077811 | 0.048116 | 0.11047 | 0.071644 | 0.11837 | 0.027541 | 6.4075e-05 | 1 | 1 | 1
5 | 22 | 20 | 0.58065 | 0.67256 | 0.68262 | 0.78325 | 0.69566 | 0.82482 | 0.074809 | 0.73413 | 0.61768 | 0.57521 | 0.57305 | 0.60558 | 0.58686 | 0.65143 | 0.37731 | 0.35665 | 0.73081 | 0.13706 | 0.40452 | 0.60453 | 0.52315 | 0.67281 | 0.60137 | 1.7168e-06 | 0.00053895 | 0.00050443 | 0.00052862 | 0.0071069 | 0.00086014 | 0.00066804 | 7.2956e-05 | 9.9234e-05 | 0 | 0 | 0 | 0 | 0 | 0 | 0 | 0.00063386 | 0.0018181 | 0 | 0 | 1 | 1 | 1
5 | 22 | 21 | 0.52407 | 0.66685 | 0.64846 | 0.75652 | 0.82129 | 0.89808 | 0.082709 | 0.67583 | 0.56472 | 0.51788 | 0.63535 | 0.58932 | 0.5309 | 0.6339 | 0.31075 | 0.28905 | 0.77601 | 0.19324 | 0.39784 | 0.61235 | 0.51797 | 0.66701 | 0.59584 | 0 | 0 | 0 | 0 | 0 | 0 | 0 | 0 | 0 | 0 | 0 | 0 | 0 | 0 | 0 | 0 | 0 | 0 | 0 | 0 | 1 | 1 | 1
5 | 22 | 22 | 0.42098 | 0.61371 | 0.50991 | 0.74865 | 0.89011 | 0.96748 | 0.085134 | 0.58873 | 0.46324 | 0.41283 | 0.6111 | 0.57015 | 0.42819 | 0.61664 | 0.3209 | 0.29933 | 0.76502 | 0.29279 | 0.35595 | 0.73906 | 0.50527 | 0.61344 | 0.53907 | 0 | 0 | 0 | 0 | 0 | 0 | 0 | 0 | 0 | 0 | 0 | 0 | 0 | 0 | 0 | 0 | 0 | 0 | 0 | 0 | 1 | 1 | 1
5 | 22 | 23 | 0.47191 | 0.60787 | 0.4356 | 0.74241 | 0.90642 | 0.92568 | 0.070045 | 0.5768 | 0.51303 | 0.46464 | 0.58963 | 0.54983 | 0.47888 | 0.59897 | 0.37097 | 0.35019 | 0.73022 | 0.44679 | 0.37832 | 0.74959 | 0.45476 | 0.60771 | 0.53092 | 0 | 0 | 0 | 0 | 0 | 0 | 0 | 0 | 0 | 0 | 0 | 0 | 0 | 0 | 0 | 0 | 0 | 0 | 0 | 0 | 1 | 1 | 1
5 | 22 | 24 | 0.58698 | 0.6222 | 0.41777 | 0.75411 | 0.89013 | 0.961 | 0.044502 | 0.67556 | 0.62763 | 0.58227 | 0.56279 | 0.51003 | 0.59373 | 0.5624 | 0.30291 | 0.28114 | 0.71934 | 0.56879 | 0.45476 | 0.63183 | 0.46513 | 0.62209 | 0.54695 | 0 | 0 | 0 | 0 | 0 | 0 | 0 | 0 | 0 | 0 | 0 | 0 | 0 | 0 | 0 | 0 | 0 | 0 | 0 | 0 | 1 | 1 | 1
5 | 23 | 1 | 0.47531 | 0.64787 | 0.42683 | 0.72996 | 0.91787 | 0.95304 | 0.030271 | 0.59531 | 0.51855 | 0.46845 | 0.49546 | 0.45947 | 0.48258 | 0.51698 | 0.21092 | 0.18874 | 0.62806 | 0.50966 | 0.54388 | 0.55591 | 0.38231 | 0.64798 | 0.57421 | 0 | 0 | 0 | 0 | 0 | 0 | 0 | 0 | 0 | 0 | 0 | 0 | 0 | 0 | 0 | 0 | 0 | 0 | 0 | 0 | 1 | 1 | 1
5 | 23 | 2 | 0.32847 | 0.63567 | 0.40479 | 0.72062 | 0.95045 | 0.69307 | 0.032525 | 0.2872 | 0.37953 | 0.31996 | 0.36185 | 0.37978 | 0.33708 | 0.44392 | 0.14421 | 0.12288 | 0.59272 | 0.35224 | 0.60511 | 0.53983 | 0.2753 | 0.63556 | 0.56266 | 0 | 0 | 0 | 0 | 0 | 0 | 0 | 0 | 0 | 0 | 0 | 0 | 0 | 0 | 0 | 0 | 0 | 0 | 0 | 0 | 1 | 1 | 1
5 | 23 | 3 | 0.20985 | 0.6385 | 0.37704 | 0.71755 | 0.96026 | 0.30666 | 0.021439 | 0.062164 | 0.26433 | 0.2002 | 0.30474 | 0.2691 | 0.21909 | 0.33663 | 0.09142 | 0.072089 | 0.60532 | 0.24134 | 0.68848 | 0.44103 | 0.236 | 0.63881 | 0.56067 | 0 | 0 | 0 | 0 | 0 | 0 | 0 | 0 | 0 | 0 | 0 | 0 | 0 | 0 | 0 | 0 | 0 | 0 | 0 | 0 | 1 | 1 | 1
5 | 23 | 4 | 0.19471 | 0.55721 | 0.35027 | 0.70016 | 0.94752 | 0.29654 | 0.014467 | 0.0043215 | 0.24862 | 0.18483 | 0.26372 | 0.21897 | 0.20388 | 0.2913 | 0.055546 | 0.038957 | 0.58214 | 0.17114 | 0.71125 | 0.24498 | 0.21958 | 0.55707 | 0.47218 | 0 | 0 | 4.4975e-05 | 0 | 0 | 0 | 0 | 0 | 0 | 0 | 0 | 0 | 0 | 0 | 0 | 0 | 0 | 0 | 0 | 0.00027009 | 1 | 1 | 1
5 | 23 | 5 | 0.31062 | 0.49768 | 0.32999 | 0.71951 | 0.92169 | 0.48634 | 0.016798 | 0.0091721 | 0.36566 | 0.30241 | 0.22447 | 0.16802 | 0.31985 | 0.24659 | 0.049137 | 0.033252 | 0.5017 | 0.18512 | 0.66696 | 0.17191 | 0.16859 | 0.49792 | 0.39982 | 5.9449e-06 | 0.0047236 | 0.062077 | 0.004633 | 0.0091259 | 3.7013e-05 | 0.00035491 | 0.0035098 | 0.00018569 | 0.0027105 | 0.0093542 | 0.025922 | 0.015209 | 0.0072264 | 0.005012 | 0.015078 | 0.044681 | 0.049087 | 0.024194 | 0.19281 | 1 | 1 | 1
5 | 23 | 6 | 0.35577 | 0.36592 | 0.1932 | 0.72101 | 0.83951 | 0.25156 | 0.0011629 | 0.10094 | 0.40214 | 0.34702 | 0.16771 | 0.01165 | 0.36366 | 0.068978 | 0.061807 | 0.044592 | 0.27381 | 0.14229 | 0.69206 | 0.14838 | 0.11511 | 0.36564 | 0.2612 | 0.0066585 | 0.17981 | 0.38107 | 0.17636 | 0.28909 | 0.074736 | 0.17809 | 0.27085 | 0.15684 | 0.29038 | 0.37661 | 0.42002 | 0.3613 | 0.28862 | 0.27013 | 0.35819 | 0.25096 | 0.43955 | 0.34809 | 0.61767 | 1 | 1 | 1
5 | 23 | 7 | 0.53489 | 0.27694 | 0.066075 | 0.62238 | 0.68447 | 0.23568 | 0 | 0.28572 | 0.57505 | 0.52889 | 0.19578 | 0.012903 | 0.54163 | 0.076993 | 0.047901 | 0.032172 | 0.11908 | 0.13606 | 0.75604 | 0.18825 | 0.13538 | 0.27649 | 0.17088 | 0.051471 | 0.39876 | 0.61819 | 0.39112 | 0.65309 | 0.29855 | 0.47267 | 0.60277 | 0.44317 | 0.6626 | 0.6956 | 0.70239 | 0.66339 | 0.62035 | 0.56647 | 0.6577 | 0.44967 | 0.71832 | 0.60044 | 0.81558 | 1 | 1 | 1
5 | 23 | 8 | 0.65314 | 0.26676 | 0.016548 | 0.54581 | 0.50538 | 0.18754 | 0 | 0.54703 | 0.68518 | 0.64871 | 0.37632 | 0.07244 | 0.6585 | 0.14482 | 0.033034 | 0.019491 | 0.08604 | 0.13296 | 0.74742 | 0.25471 | 0.087327 | 0.26667 | 0.15692 | 0.28906 | 0.62122 | 0.80586 | 0.60931 | 0.85939 | 0.69932 | 0.55945 | 0.75772 | 0.71962 | 0.8934 | 0.88772 | 0.8809 | 0.8399 | 0.80859 | 0.77465 | 0.83269 | 0.6275 | 0.86934 | 0.74484 | 0.9894 | 1 | 1 | 1
5 | 23 | 9 | 0.66868 | 0.25216 | 0.0011344 | 0.54698 | 0.44322 | 0.19783 | 0 | 0.66011 | 0.69849 | 0.66428 | 0.53918 | 0.14597 | 0.67368 | 0.22228 | 0.030706 | 0.017585 | 0.060166 | 0.14981 | 0.65267 | 0.35022 | 0.052267 | 0.25172 | 0.14631 | 0.5191 | 0.78709 | 0.89408 | 0.77201 | 0.95802 | 0.86068 | 0.73685 | 0.83635 | 0.85161 | 1 | 0.99712 | 0.99125 | 0.95895 | 0.9264 | 0.94392 | 0.95072 | 0.7363 | 0.91701 | 0.85089 | 0.9517 | 1 | 1 | 1
5 | 23 | 10 | 0.61333 | 0.31602 | 0 | 0.50742 | 0.33633 | 0.14981 | 0 | 0.60743 | 0.64949 | 0.60856 | 0.54327 | 0.17242 | 0.61936 | 0.24668 | 0.03566 | 0.021663 | 0.029795 | 0.1644 | 0.49269 | 0.34697 | 0.064414 | 0.3159 | 0.20701 | 0.69052 | 0.88759 | 0.99499 | 0.87057 | 0.99127 | 0.90781 | 0.91586 | 0.78055 | 0.93995 | 1 | 1 | 1 | 1 | 1 | 1 | 1 | 0.92194 | 0.9461 | 0.9944 | 1 | 1 | 1 | 1
5 | 23 | 11 | 0.42443 | 0.38396 | 0 | 0.41129 | 0.14032 | 0.11587 | 0 | 0.5586 | 0.46836 | 0.41663 | 0.43855 | 0.18638 | 0.43187 | 0.2609 | 0.041324 | 0.026458 | 0.011789 | 0.17237 | 0.38437 | 0.25388 | 0.047518 | 0.38376 | 0.27958 | 0.7932 | 0.93199 | 1 | 0.91412 | 1 | 0.92121 | 0.93277 | 0.79955 | 0.95747 | 1 | 1 | 1 | 1 | 1 | 1 | 1 | 0.90228 | 0.92312 | 0.96361 | 1 | 1 | 1 | 1
5 | 23 | 12 | 0.30559 | 0.47775 | 0 | 0.32898 | 0.02058 | 0.066028 | 0 | 0.42204 | 0.35855 | 0.29699 | 0.31237 | 0.176 | 0.31451 | 0.25018 | 0.050039 | 0.034046 | 0.0071343 | 0.17918 | 0.36914 | 0.17532 | 0.032847 | 0.47769 | 0.38098 | 0.85342 | 0.95363 | 0.96494 | 0.93534 | 1 | 0.8739 | 0.91255 | 0.86364 | 1 | 1 | 1 | 1 | 1 | 0.99491 | 1 | 1 | 0.93988 | 0.90261 | 0.84327 | 0.92329 | 1 | 1 | 1
5 | 23 | 13 | 0.19467 | 0.56634 | 0 | 0.25822 | 0 | 0.035808 | 0 | 0.24183 | 0.25011 | 0.18501 | 0.22011 | 0.15522 | 0.20406 | 0.22991 | 0.055478 | 0.038881 | 0.0065495 | 0.16797 | 0.34146 | 0.12975 | 0.066185 | 0.56631 | 0.48125 | 0.85173 | 0.93838 | 0.97086 | 0.92039 | 1 | 0.884 | 0.87919 | 0.83933 | 1 | 1 | 1 | 0.98988 | 0.99652 | 0.95485 | 0.98799 | 0.98796 | 0.88055 | 0.82446 | 0.87964 | 1 | 1 | 1 | 1
5 | 23 | 14 | 0.15875 | 0.64477 | 0.001212 | 0.17945 | 0 | 0.025253 | 0 | 0.11969 | 0.21711 | 0.14923 | 0.16995 | 0.12265 | 0.16859 | 0.1973 | 0.057385 | 0.040592 | 0.0050455 | 0.16746 | 0.29234 | 0.12172 | 0.13127 | 0.64451 | 0.5752 | 0.80855 | 0.91843 | 0.93724 | 0.90083 | 0.99828 | 0.87149 | 0.88337 | 0.9362 | 1 | 1 | 0.92342 | 0.94781 | 0.98164 | 0.98034 | 0.99519 | 0.97321 | 0.92766 | 0.77454 | 0.97288 | 0.84593 | 1 | 1 | 1
5 | 23 | 15 | 0.12866 | 0.76984 | 0.016892 | 0.12733 | 0 | 0.034449 | 0 | 0.041708 | 0.18815 | 0.11918 | 0.14458 | 0.083492 | 0.13867 | 0.15717 | 0.062663 | 0.045365 | 0.0024217 | 0.16449 | 0.25082 | 0.11423 | 0.029229 | 0.77012 | 0.71665 | 0.69584 | 0.84395 | 0.86607 | 0.82777 | 0.98638 | 0.87666 | 0.87493 | 0.93328 | 1 | 0.91464 | 0.80445 | 0.74371 | 0.90278 | 0.95408 | 0.96915 | 0.89503 | 0.83448 | 0.75209 | 0.95571 | 0.80114 | 1 | 1 | 1
5 | 23 | 16 | 0.075985 | 0.82554 | 0.058046 | 0.09737 | 0 | 0.041154 | 0.00024036 | 0.0037657 | 0.134 | 0.066395 | 0.10566 | 0.042801 | 0.085776 | 0.11304 | 0.074036 | 0.055806 | 0.00010926 | 0.14242 | 0.22434 | 0.085888 | 0.0063651 | 0.82589 | 0.78267 | 0.54499 | 0.74264 | 0.8056 | 0.72841 | 0.96054 | 0.84014 | 0.84066 | 0.87781 | 0.93335 | 0.80309 | 0.71171 | 0.65193 | 0.7742 | 0.87931 | 0.89513 | 0.76755 | 0.88913 | 0.68611 | 0.85285 | 0.784 | 1 | 1 | 1
5 | 23 | 17 | 0.03967 | 0.80211 | 0.16027 | 0.074309 | 0.019933 | 0.042816 | 0.0068284 | 0 | 0.096443 | 0.030331 | 0.066943 | 0.016205 | 0.04925 | 0.082879 | 0.096572 | 0.076952 | 0.00016466 | 0.12808 | 0.17973 | 0.077487 | 0.01002 | 0.80245 | 0.75448 | 0.32411 | 0.55401 | 0.66702 | 0.54339 | 0.87781 | 0.73491 | 0.73758 | 0.77194 | 0.71749 | 0.8001 | 0.60516 | 0.14506 | 0.51567 | 0.72571 | 0.71733 | 0.51124 | 0.79765 | 0.632 | 0.67493 | 0.54121 | 1 | 1 | 1
5 | 23 | 18 | 0.016169 | 0.69644 | 0.34581 | 0.061049 | 0.1693 | 0.087237 | 0.060168 | 0 | 0.071214 | 0.0075813 | 0.042514 | 0.00086028 | 0.025456 | 0.059847 | 0.13943 | 0.11821 | 0.0018201 | 0.11505 | 0.22612 | 0.13104 | 0.025042 | 0.69634 | 0.63402 | 0.10659 | 0.33918 | 0.39427 | 0.33268 | 0.68855 | 0.54043 | 0.51322 | 0.53358 | 0.46563 | 0.52624 | 0.42866 | 0.12124 | 0.35702 | 0.45047 | 0.42133 | 0.35395 | 0.5229 | 0.44207 | 0.39787 | 0.15897 | 1 | 1 | 1
5 | 23 | 19 | 0.002459 | 0.60351 | 0.34089 | 0.070518 | 0.49979 | 0.53609 | 0.17429 | 0 | 0.055253 | 0.00070882 | 0.045409 | 0 | 0.011394 | 0.053441 | 0.19122 | 0.16914 | 0.0045395 | 0.13201 | 0.21461 | 0.21569 | 0.067156 | 0.60345 | 0.52461 | 0.0036165 | 0.097317 | 0.12759 | 0.095451 | 0.24663 | 0.14353 | 0.17383 | 0.25542 | 0.21617 | 0.18433 | 0.12656 | 0.015601 | 0.071151 | 0.094844 | 0.076516 | 0.07054 | 0.16948 | 0.15271 | 0.030057 | 2.3291e-05 | 1 | 1 | 1
5 | 23 | 20 | 0.014226 | 0.50859 | 0.36559 | 0.069069 | 0.67298 | 0.87376 | 0.20649 | 0 | 0.069757 | 0.0057508 | 0.09793 | 0 | 0.023572 | 0.029269 | 0.16911 | 0.14729 | 0.0104 | 0.20297 | 0.16233 | 0.29424 | 0.090941 | 0.50839 | 0.41746 | 2.1647e-06 | 0.00070311 | 0.0026659 | 0.00068963 | 0.0084528 | 0.0016618 | 0.0011898 | 0.00014706 | 5.6107e-05 | 0 | 0 | 0 | 0 | 0 | 0 | 0 | 0.013376 | 1.4816e-06 | 0 | 0 | 1 | 1 | 1
5 | 23 | 21 | 0.012844 | 0.44313 | 0.36045 | 0.057728 | 0.63901 | 0.87505 | 0.18967 | 0 | 0.067735 | 0.0044179 | 0.1278 | 0 | 0.021655 | 0.023594 | 0.12789 | 0.107 | 0.013979 | 0.25524 | 0.12555 | 0.28803 | 0.12291 | 0.44318 | 0.34112 | 0 | 0 | 0 | 0 | 0 | 0 | 0 | 0 | 0 | 0 | 0 | 0 | 0 | 0 | 0 | 0 | 0 | 0 | 0 | 0 | 1 | 1 | 1
5 | 23 | 22 | 0.00079383 | 0.34585 | 0.34077 | 0.080799 | 0.62712 | 0.77746 | 0.1695 | 0 | 0.042837 | 0.00025248 | 0.10148 | 0 | 0.0012574 | 0.039794 | 0.16255 | 0.14085 | 0.017914 | 0.21096 | 0.084092 | 0.32633 | 0.21933 | 0.34569 | 0.23858 | 0 | 0 | 0 | 0 | 0 | 0 | 0 | 0 | 0 | 0 | 0 | 0 | 0 | 0 | 0 | 0 | 0 | 0 | 0 | 0 | 1 | 1 | 1
5 | 23 | 23 | 0.00015268 | 0.26558 | 0.26477 | 0.07795 | 0.65694 | 0.76476 | 0.12773 | 0 | 0.038433 | 0 | 0.094809 | 0 | 0.00064218 | 0.02065 | 0.2459 | 0.2237 | 0.043449 | 0.13366 | 0.074814 | 0.31514 | 0.26626 | 0.26536 | 0.1572 | 0 | 0 | 0 | 0 | 0 | 0 | 0 | 0 | 0 | 0 | 0 | 0 | 0 | 0 | 0 | 0 | 0 | 0 | 0 | 0 | 1 | 1 | 1
5 | 23 | 24 | 0.0022992 | 0.21176 | 0.14984 | 0.067132 | 0.6597 | 0.46984 | 0.073531 | 0 | 0.054293 | 0 | 0.074742 | 0 | 0.010371 | 0.040382 | 0.32062 | 0.29905 | 0.13061 | 0.057859 | 0.089617 | 0.32288 | 0.22906 | 0.21131 | 0.10804 | 0 | 0 | 0 | 0 | 0 | 0 | 0 | 0 | 0 | 0 | 0 | 0 | 0 | 0 | 0 | 0 | 0 | 0 | 0 | 0 | 1 | 1 | 1
5 | 24 | 1 | 0.00015268 | 0.22764 | 0.12464 | 0.043325 | 0.57692 | 0.26724 | 0.018222 | 0 | 0.016979 | 0 | 0.038476 | 0 | 0.00064218 | 0.040364 | 0.29944 | 0.27763 | 0.19241 | 0.023661 | 0.083929 | 0.3792 | 0.17066 | 0.22617 | 0.13403 | 0 | 0 | 0 | 0 | 0 | 0 | 0 | 0 | 0 | 0 | 0 | 0 | 0 | 0 | 0 | 0 | 0 | 0 | 0 | 0 | 1 | 1 | 1
5 | 24 | 2 | 0 | 0.56081 | 0.10286 | 0.044593 | 0.45455 | 0.11272 | 0.00098749 | 0 | 0.00054604 | 0 | 0.033806 | 0 | 0 | 0.029835 | 0.19221 | 0.17015 | 0.175 | 0.017064 | 0.080922 | 0.47508 | 0.24825 | 0.56179 | 0.46277 | 0 | 0 | 0 | 0 | 0 | 0 | 0 | 0 | 0 | 0 | 0 | 0 | 0 | 0 | 0 | 0 | 0 | 0 | 0 | 0 | 1 | 1 | 1
5 | 24 | 3 | 0 | 0.64979 | 0.085774 | 0.053125 | 0.27826 | 0.054341 | 0 | 0 | 0 | 0 | 0.049505 | 0 | 0 | 0.025254 | 0.11684 | 0.096341 | 0.13954 | 0.023068 | 0.079535 | 0.52958 | 0.22384 | 0.64988 | 0.57672 | 0 | 0 | 0 | 0 | 0 | 0 | 0 | 0 | 0 | 0 | 0 | 0 | 0 | 0 | 0 | 0 | 0 | 0 | 0 | 0 | 1 | 1 | 1
5 | 24 | 4 | 0 | 0.72 | 0.094611 | 0.049796 | 0.14373 | 0.038757 | 0 | 0 | 0 | 0 | 0.085203 | 0 | 0 | 0.041772 | 0.095909 | 0.076313 | 0.15411 | 0.018928 | 0.073754 | 0.5076 | 0.22466 | 0.72078 | 0.65078 | 0 | 0 | 2.2346e-05 | 0 | 0 | 0 | 0 | 0 | 0 | 0 | 0 | 0 | 0 | 0 | 0 | 0 | 0 | 0 | 0 | 0.00013418 | 1 | 1 | 1
5 | 24 | 5 | 0 | 0.60719 | 0.098344 | 0.050228 | 0.071822 | 0.034399 | 0 | 0 | 0 | 0 | 0.11828 | 0.0017546 | 0 | 0.060829 | 0.10035 | 0.080531 | 0.23374 | 0.015415 | 0.056244 | 0.47121 | 0.19546 | 0.60722 | 0.52774 | 6.5965e-06 | 0.0047675 | 0.043446 | 0.0046761 | 0.0048264 | 0.00032015 | 0.00045972 | 0.0033276 | 0.00016729 | 0.0026166 | 0.01005 | 0.027085 | 0.016253 | 0.010885 | 0.0034898 | 0.016113 | 0.020674 | 0.017722 | 0.029364 | 0.16596 | 1 | 1 | 1
5 | 24 | 6 | 0 | 0.47564 | 0.052268 | 0.037231 | 0.013088 | 0.017898 | 0 | 0 | 0 | 0 | 0.13272 | 0.03113 | 0 | 0.10116 | 0.08362 | 0.064748 | 0.23146 | 0.013749 | 0.019447 | 0.36351 | 0.10833 | 0.47511 | 0.38434 | 0.006791 | 0.17546 | 0.29028 | 0.1721 | 0.21216 | 0.16724 | 0.18216 | 0.25737 | 0.11292 | 0.2644 | 0.37761 | 0.41701 | 0.35975 | 0.33853 | 0.21375 | 0.35666 | 0.14452 | 0.26262 | 0.38658 | 0.61796 | 1 | 1 | 1
5 | 24 | 7 | 0 | 0.44413 | 0.0042294 | 0.021255 | 0 | 0.013863 | 0 | 0 | 0 | 0 | 0.040664 | 0.04883 | 0 | 0.12172 | 0.042772 | 0.027735 | 0.14307 | 0.0079547 | 0.012792 | 0.26067 | 0.095227 | 0.44379 | 0.34692 | 0.047082 | 0.39206 | 0.49163 | 0.38454 | 0.39958 | 0.51593 | 0.5265 | 0.58183 | 0.37416 | 0.62896 | 0.69357 | 0.70762 | 0.65676 | 0.64203 | 0.57415 | 0.65112 | 0.36945 | 0.52127 | 0.69328 | 0.8643 | 1 | 1 | 1
5 | 24 | 8 | 0 | 0.46851 | 0 | 0.0029891 | 0 | 0 | 0 | 0 | 0 | 0 | 0.0020421 | 0.036181 | 0 | 0.10571 | 0.029065 | 0.016272 | 0.13185 | 0.013945 | 0.017284 | 0.13305 | 0.1355 | 0.46856 | 0.3694 | 0.27645 | 0.60948 | 0.66017 | 0.59779 | 0.56217 | 0.71267 | 0.72907 | 0.78492 | 0.68089 | 0.87451 | 0.88398 | 0.88675 | 0.85335 | 0.78641 | 0.81218 | 0.84602 | 0.62569 | 0.67626 | 0.86184 | 1 | 1 | 1 | 1
5 | 24 | 9 | 0 | 0.46699 | 0 | 0.007722 | 0 | 0 | 0 | 0 | 0 | 0 | 0 | 0.03412 | 0 | 0.10531 | 0.023071 | 0.011601 | 0.17389 | 0.016296 | 0.057469 | 0.026804 | 0.16863 | 0.46735 | 0.36383 | 0.51063 | 0.77964 | 0.85167 | 0.76469 | 0.82909 | 0.84265 | 0.8487 | 0.89982 | 0.77865 | 0.99616 | 0.99435 | 0.97973 | 0.95131 | 0.94196 | 0.94324 | 0.94314 | 0.70269 | 0.8568 | 0.94372 | 1 | 1 | 1 | 1
5 | 24 | 10 | 0 | 0.365 | 0 | 0.0161 | 0 | 0 | 0 | 0 | 0 | 0 | 0 | 0.0078016 | 0 | 0.071739 | 0.018755 | 0.0084478 | 0.19133 | 0.0061753 | 0.098812 | 0.010192 | 0.2001 | 0.36473 | 0.26011 | 0.67878 | 0.87665 | 0.92097 | 0.85984 | 0.95195 | 0.88811 | 0.8896 | 0.94147 | 0.85445 | 1 | 1 | 1 | 1 | 0.98911 | 0.99256 | 1 | 0.78529 | 0.78283 | 0.97952 | 1 | 1 | 1 | 1
5 | 24 | 11 | 0 | 0.30756 | 0.00017488 | 0.016263 | 0 | 0 | 0 | 0 | 0 | 0 | 0 | 0.0003611 | 0 | 0.034855 | 0.027125 | 0.014738 | 0.17025 | 0.0008403 | 0.10286 | 0.0064027 | 0.2456 | 0.30737 | 0.19904 | 0.79362 | 0.93539 | 0.97454 | 0.91746 | 1 | 0.90754 | 0.89721 | 0.95629 | 1 | 1 | 1 | 1 | 1 | 0.95604 | 1 | 1 | 0.82028 | 0.7949 | 0.98392 | 1 | 1 | 1 | 1
5 | 24 | 12 | 0 | 0.27149 | 0.0025257 | 0.030375 | 0 | 0 | 0 | 0 | 0 | 0 | 0 | 0 | 0 | 0.023666 | 0.042096 | 0.02713 | 0.23239 | 0.00028359 | 0.12231 | 0.020009 | 0.20512 | 0.27141 | 0.16148 | 0.8442 | 0.94515 | 0.95165 | 0.92703 | 0.99536 | 0.89091 | 0.87691 | 0.94417 | 1 | 1 | 1 | 1 | 1 | 0.93997 | 0.98882 | 0.99662 | 0.80305 | 0.75294 | 0.96478 | 1 | 1 | 1 | 1
5 | 24 | 13 | 0 | 0.23282 | 0.0083911 | 0.056155 | 0 | 0 | 0 | 0 | 0 | 0 | 0 | 0 | 0 | 0.011875 | 0.057058 | 0.040306 | 0.23669 | 0.0010666 | 0.14593 | 0.02411 | 0.15907 | 0.23273 | 0.12409 | 0.84068 | 0.92739 | 0.87956 | 0.90962 | 0.96631 | 0.87468 | 0.86279 | 0.91351 | 0.92576 | 1 | 0.9979 | 0.99168 | 0.99544 | 0.97191 | 0.95337 | 0.98689 | 0.77138 | 0.73301 | 0.96807 | 1 | 1 | 1 | 1
5 | 24 | 14 | 0 | 0.19297 | 0.0095857 | 0.086203 | 0 | 0.011579 | 0 | 0 | 0.00010413 | 0 | 0.0014073 | 0 | 0 | 0.018109 | 0.075892 | 0.057526 | 0.24238 | 0.0020686 | 0.15967 | 0.02428 | 0.15645 | 0.19267 | 0.089569 | 0.80778 | 0.91837 | 0.87422 | 0.90076 | 0.97475 | 0.87175 | 0.86624 | 0.91043 | 0.95852 | 1 | 1 | 0.9846 | 0.99026 | 0.98262 | 0.9471 | 0.98175 | 0.60818 | 0.78769 | 0.96926 | 1 | 1 | 1 | 1
5 | 24 | 15 | 0 | 0.20212 | 0.00085431 | 0.11214 | 0 | 0.026818 | 0 | 0.0066263 | 0.003416 | 0 | 0.032497 | 0.0011171 | 0 | 0.060178 | 0.092543 | 0.073127 | 0.22949 | 0.0028816 | 0.17368 | 0.017943 | 0.15107 | 0.20201 | 0.095837 | 0.71222 | 0.865 | 0.83189 | 0.84842 | 0.91708 | 0.86366 | 0.85285 | 0.87526 | 0.92311 | 1 | 0.96087 | 0.96418 | 0.95879 | 0.95923 | 0.92968 | 0.95056 | 0.48234 | 0.78439 | 0.94221 | 1 | 1 | 1 | 1
5 | 24 | 16 | 0.00040862 | 0.21464 | 0.0022174 | 0.12305 | 0.02112 | 0.067546 | 0.0019758 | 0.081191 | 0.017095 | 0 | 0.18059 | 0.020452 | 0.00088819 | 0.088224 | 0.10264 | 0.082713 | 0.20124 | 0.0038922 | 0.22127 | 0.021595 | 0.11758 | 0.21459 | 0.10675 | 0.56914 | 0.7774 | 0.75543 | 0.7625 | 0.90113 | 0.82996 | 0.82104 | 0.83544 | 0.87644 | 0.91976 | 0.8966 | 0.91214 | 0.85644 | 0.88771 | 0.87122 | 0.84909 | 0.45434 | 0.71677 | 0.86365 | 0.89318 | 1 | 1 | 1
5 | 24 | 17 | 0.014919 | 0.22037 | 0.027585 | 0.15501 | 0.12294 | 0.38384 | 0.031421 | 0.28147 | 0.064661 | 0.0077134 | 0.38104 | 0.055231 | 0.023127 | 0.11832 | 0.11577 | 0.095288 | 0.171 | 0.0062177 | 0.32517 | 0.026885 | 0.079431 | 0.22032 | 0.112 | 0.34677 | 0.59639 | 0.6062 | 0.58496 | 0.77773 | 0.72582 | 0.71263 | 0.66127 | 0.74566 | 0.74517 | 0.73091 | 0.75275 | 0.62254 | 0.72356 | 0.71311 | 0.6172 | 0.42202 | 0.69828 | 0.69205 | 0.60859 | 1 | 1 | 1
5 | 24 | 18 | 0.14704 | 0.2174 | 0.066397 | 0.21274 | 0.26722 | 0.52657 | 0.0695 | 0.48423 | 0.20645 | 0.13782 | 0.4576 | 0.26665 | 0.15701 | 0.34224 | 0.10272 | 0.082788 | 0.129 | 0.01644 | 0.34728 | 0.02657 | 0.050862 | 0.21719 | 0.11081 | 0.10453 | 0.34281 | 0.36854 | 0.33623 | 0.59507 | 0.52632 | 0.48261 | 0.5018 | 0.4616 | 0.46695 | 0.43423 | 0.43117 | 0.35064 | 0.44577 | 0.41613 | 0.34763 | 0.33567 | 0.51201 | 0.3643 | 0.22725 | 1 | 1 | 1
5 | 24 | 19 | 0.25121 | 0.23696 | 0.21912 | 0.29288 | 0.47766 | 0.67591 | 0.11846 | 0.58688 | 0.30597 | 0.2421 | 0.44964 | 0.34689 | 0.26045 | 0.41415 | 0.11767 | 0.097118 | 0.11547 | 0.047117 | 0.29138 | 0.04284 | 0.021392 | 0.23626 | 0.13448 | 0.0048878 | 0.088625 | 0.11592 | 0.086926 | 0.23303 | 0.032899 | 0.063683 | 0.24711 | 0.23636 | 0.15798 | 0.12612 | 0.10962 | 0.072031 | 0.09382 | 0.076655 | 0.071413 | 0.096057 | 0.19863 | 0.029498 | 0.00016689 | 1 | 1 | 1
5 | 24 | 20 | 0.3805 | 0.39724 | 0.45648 | 0.41305 | 0.66383 | 0.83321 | 0.11868 | 0.65263 | 0.42803 | 0.37239 | 0.39485 | 0.36732 | 0.38853 | 0.43077 | 0.14787 | 0.12645 | 0.089566 | 0.11631 | 0.25775 | 0.044431 | 0.045948 | 0.39772 | 0.28611 | 2.8539e-06 | 0.00066277 | 0.0022618 | 0.00065006 | 0.010091 | 1.9162e-05 | 0.00030779 | 0.00020911 | 0.00016629 | 0 | 0 | 0 | 0 | 0 | 0 | 0 | 0.0096044 | 0.0014255 | 0 | 0 | 1 | 1 | 1
5 | 24 | 21 | 0.54758 | 0.42771 | 0.50202 | 0.43758 | 0.71953 | 0.83778 | 0.090649 | 0.64386 | 0.58884 | 0.54204 | 0.32042 | 0.39062 | 0.55447 | 0.45403 | 0.23305 | 0.21083 | 0.06332 | 0.20637 | 0.29774 | 0.058302 | 0.086432 | 0.42763 | 0.3257 | 0 | 0 | 0 | 0 | 0 | 0 | 0 | 0 | 0 | 0 | 0 | 0 | 0 | 0 | 0 | 0 | 0 | 0 | 0 | 0 | 1 | 1 | 1
5 | 24 | 22 | 0.56519 | 0.46507 | 0.40723 | 0.38341 | 0.72559 | 0.86308 | 0.070732 | 0.61089 | 0.60612 | 0.56 | 0.24838 | 0.37511 | 0.572 | 0.44106 | 0.24271 | 0.2205 | 0.091046 | 0.24814 | 0.34486 | 0.062192 | 0.16926 | 0.46541 | 0.36206 | 0 | 0 | 0 | 0 | 0 | 0 | 0 | 0 | 0 | 0 | 0 | 0 | 0 | 0 | 0 | 0 | 0 | 0 | 0 | 0 | 1 | 1 | 1
5 | 24 | 23 | 0.39829 | 0.40949 | 0.43665 | 0.28571 | 0.70609 | 0.64124 | 0.04116 | 0.58767 | 0.44484 | 0.39038 | 0.23692 | 0.28672 | 0.40616 | 0.35605 | 0.16294 | 0.14124 | 0.16953 | 0.32692 | 0.3273 | 0.028689 | 0.32247 | 0.40938 | 0.30606 | 0 | 0 | 0 | 0 | 0 | 0 | 0 | 0 | 0 | 0 | 0 | 0 | 0 | 0 | 0 | 0 | 0 | 0 | 0 | 0 | 1 | 1 | 1
5 | 24 | 24 | 0.26731 | 0.35877 | 0.45109 | 0.20635 | 0.66907 | 0.50876 | 0.004675 | 0.56816 | 0.31966 | 0.25804 | 0.20654 | 0.18827 | 0.27619 | 0.26068 | 0.1097 | 0.089471 | 0.32372 | 0.40568 | 0.36619 | 0.00073929 | 0.3186 | 0.35829 | 0.25577 | 0 | 0 | 0 | 0 | 0 | 0 | 0 | 0 | 0 | 0 | 0 | 0 | 0 | 0 | 0 | 0 | 0 | 0 | 0 | 0 | 1 | 1 | 1
5 | 25 | 1 | 0.22805 | 0.39609 | 0.47978 | 0.16871 | 0.58617 | 0.39409 | 0.00014696 | 0.47842 | 0.28458 | 0.21888 | 0.13204 | 0.11342 | 0.23758 | 0.1887 | 0.081859 | 0.063084 | 0.37009 | 0.45061 | 0.37219 | 0 | 0.25093 | 0.39611 | 0.29001 | 0 | 0 | 0 | 0 | 0 | 0 | 0 | 0 | 0 | 0 | 0 | 0 | 0 | 0 | 0 | 0 | 0 | 0 | 0 | 0 | 1 | 1 | 1
5 | 25 | 2 | 0.19005 | 0.41218 | 0.49188 | 0.15856 | 0.42612 | 0.40944 | 0 | 0.40679 | 0.24787 | 0.18069 | 0.080829 | 0.019854 | 0.1998 | 0.083184 | 0.07444 | 0.056176 | 0.35108 | 0.41945 | 0.44754 | 0 | 0.20133 | 0.41284 | 0.30007 | 0 | 0 | 0 | 0 | 0 | 0 | 0 | 0 | 0 | 0 | 0 | 0 | 0 | 0 | 0 | 0 | 0 | 0 | 0 | 0 | 1 | 1 | 1
5 | 25 | 3 | 0.14557 | 0.25888 | 0.51844 | 0.11927 | 0.35117 | 0.3397 | 0 | 0.34224 | 0.20449 | 0.13607 | 0.044518 | 0.00083715 | 0.1555 | 0.029034 | 0.062532 | 0.045249 | 0.3549 | 0.34519 | 0.49957 | 0 | 0.11659 | 0.25835 | 0.15399 | 0 | 0 | 0 | 0 | 0 | 0 | 0 | 0 | 0 | 0 | 0 | 0 | 0 | 0 | 0 | 0 | 0 | 0 | 0 | 0 | 1 | 1 | 1
5 | 25 | 4 | 0.091217 | 0.20957 | 0.39686 | 0.081523 | 0.35719 | 0.24907 | 0 | 0.29463 | 0.14967 | 0.081612 | 0.023457 | 0 | 0.10108 | 0.014258 | 0.04834 | 0.032553 | 0.32437 | 0.29845 | 0.62346 | 0 | 0.054631 | 0.20936 | 0.10363 | 0 | 0 | 7.2804e-06 | 0 | 0 | 0 | 0 | 0 | 0 | 0 | 0 | 0 | 0 | 0 | 0 | 0 | 0 | 0 | 0 | 4.3714e-05 | 1 | 1 | 1
5 | 25 | 5 | 0.047708 | 0.18365 | 0.32589 | 0.048308 | 0.36048 | 0.16212 | 0 | 0.2435 | 0.10485 | 0.038294 | 0.0045267 | 0 | 0.057351 | 0.0026967 | 0.03953 | 0.024927 | 0.23853 | 0.24473 | 0.67513 | 0 | 0.0044261 | 0.18351 | 0.07979 | 7.844e-06 | 0.0051582 | 0.057279 | 0.0050593 | 0.007808 | 0.0001816 | 0.00052733 | 0.0039127 | 0.00021415 | 0.0020246 | 0.0099556 | 0.029533 | 0.015817 | 0.0099841 | 0.0059545 | 0.015682 | 0.12646 | 0.056637 | 0.031965 | 0.069853 | 1 | 1 | 1
5 | 25 | 6 | 0.01872 | 0.17013 | 0.25907 | 0.028217 | 0.30253 | 0.13932 | 0 | 0.18746 | 0.072354 | 0.010127 | 0.00020034 | 0 | 0.027544 | 0.000361 | 0.047436 | 0.031761 | 0.14423 | 0.14668 | 0.59837 | 0 | 7.6973e-05 | 0.17014 | 0.06686 | 0.0067713 | 0.17013 | 0.34531 | 0.16687 | 0.24043 | 0.12116 | 0.1766 | 0.25041 | 0.12614 | 0.1956 | 0.3585 | 0.41664 | 0.33797 | 0.3115 | 0.27735 | 0.33507 | 0.49368 | 0.44484 | 0.36793 | 0.17348 | 1 | 1 | 1
5 | 25 | 7 | 0.0010608 | 0.13552 | 0.1124 | 0.011897 | 0.18056 | 0.082731 | 0 | 0.062743 | 0.0082753 | 0.00049924 | 0 | 0 | 0.0015127 | 0.00010139 | 0.033035 | 0.019497 | 0.070621 | 0.044107 | 0.61211 | 0 | 0 | 0.13542 | 0.04022 | 0.049194 | 0.40124 | 0.56143 | 0.39354 | 0.58556 | 0.48674 | 0.51773 | 0.57339 | 0.37586 | 0.61277 | 0.68343 | 0.69876 | 0.66468 | 0.61729 | 0.62221 | 0.65897 | 0.72248 | 0.69182 | 0.64922 | 0.24597 | 1 | 1 | 1
5 | 25 | 8 | 0 | 0.10617 | 0.069377 | 0.0033697 | 0.033475 | 0.016098 | 0 | 0.0053737 | 0.00020968 | 0 | 0 | 0 | 0 | 0.0010617 | 0.023216 | 0.011712 | 0.058346 | 0.02721 | 0.68006 | 0 | 0 | 0.10591 | 0.020763 | 0.27811 | 0.61393 | 0.74792 | 0.60216 | 0.7917 | 0.69946 | 0.7413 | 0.75938 | 0.55453 | 0.85681 | 0.87856 | 0.86522 | 0.84925 | 0.80939 | 0.82179 | 0.84196 | 0.84779 | 0.83721 | 0.83725 | 0.42277 | 1 | 1 | 1
5 | 25 | 9 | 0 | 0.12016 | 0.081277 | 0.0030391 | 0 | 0.012703 | 0 | 0 | 0 | 0 | 0 | 0 | 0 | 0.013588 | 0.024048 | 0.012347 | 0.074017 | 0.023407 | 0.70855 | 0 | 0.00032095 | 0.11999 | 0.029526 | 0.50486 | 0.77044 | 0.87798 | 0.75567 | 0.89114 | 0.8382 | 0.84484 | 0.83755 | 0.7598 | 0.97964 | 0.97995 | 0.96061 | 0.95293 | 0.91809 | 0.9222 | 0.94475 | 0.90737 | 0.91212 | 0.93704 | 0.62602 | 1 | 1 | 1
5 | 25 | 10 | 0 | 0.1502 | 0.099407 | 0.0054227 | 0 | 0.031853 | 0 | 0 | 0 | 0 | 0 | 0 | 0 | 0.029535 | 0.03686 | 0.022677 | 0.11914 | 0.0072774 | 0.7328 | 0 | 0.013887 | 0.14961 | 0.056052 | 0.66841 | 0.86284 | 0.91029 | 0.8463 | 0.91154 | 0.899 | 0.86728 | 0.93289 | 0.85866 | 1 | 1 | 1 | 0.99649 | 0.94062 | 0.9764 | 0.98793 | 0.9277 | 0.94364 | 0.97296 | 0.56135 | 1 | 1 | 1
5 | 25 | 11 | 0 | 0.29233 | 0.097809 | 0.015609 | 0 | 0.031601 | 0 | 0 | 0 | 0 | 0 | 0 | 0 | 0.034727 | 0.049693 | 0.033743 | 0.14046 | 0.0046925 | 0.75675 | 0 | 0.02998 | 0.292 | 0.18547 | 0.77067 | 0.90945 | 0.91606 | 0.89201 | 0.85072 | 0.90332 | 0.89341 | 0.94837 | 1 | 1 | 1 | 1 | 0.9966 | 0.95201 | 0.97902 | 0.98805 | 0.86775 | 0.92095 | 0.95681 | 0.64243 | 1 | 1 | 1
5 | 25 | 12 | 0 | 0.49883 | 0.076897 | 0.032555 | 0 | 0.032794 | 0 | 0 | 0 | 0 | 0 | 0 | 0 | 0.047193 | 0.059167 | 0.042203 | 0.15637 | 0.0060268 | 0.76663 | 0.00057618 | 0.053797 | 0.50048 | 0.38411 | 0.81773 | 0.91621 | 0.87724 | 0.89865 | 0.82249 | 0.90036 | 0.78242 | 0.93638 | 1 | 1 | 1 | 0.99432 | 0.98646 | 0.98498 | 0.98136 | 0.97799 | 0.89601 | 0.90971 | 0.91001 | 0.58864 | 1 | 1 | 1
5 | 25 | 13 | 0 | 0.30976 | 0.042928 | 0.052564 | 0.0065999 | 0.035441 | 0 | 0 | 0.00048694 | 0 | 0 | 0.00012858 | 0 | 0.053593 | 0.078576 | 0.060026 | 0.15481 | 0.0084488 | 0.81953 | 0.022081 | 0.10773 | 0.30881 | 0.20998 | 0.81781 | 0.90248 | 0.90604 | 0.88518 | 0.7463 | 0.87142 | 0.817 | 0.88424 | 0.98208 | 1 | 0.9956 | 0.98288 | 0.96468 | 0.96284 | 0.97733 | 0.9564 | 0.88825 | 0.91208 | 0.91739 | 0.63496 | 1 | 1 | 1
5 | 25 | 14 | 0 | 0.3286 | 0.015784 | 0.074597 | 0.054375 | 0.03714 | 0.00019358 | 0.0087066 | 0.014561 | 0 | 0.0045659 | 0.0025806 | 0 | 0.066436 | 0.10857 | 0.088385 | 0.14428 | 0.0092195 | 0.81575 | 0.03801 | 0.17204 | 0.32845 | 0.22031 | 0.76776 | 0.87291 | 0.84015 | 0.85618 | 0.67398 | 0.80932 | 0.82505 | 0.86981 | 0.9981 | 1 | 1 | 0.97692 | 0.97023 | 0.93258 | 0.94111 | 0.9619 | 0.85521 | 0.86368 | 0.87904 | 0.58687 | 1 | 1 | 1
5 | 25 | 15 | 0 | 0.35919 | 0.0011908 | 0.095728 | 0.17005 | 0.093894 | 0.0038856 | 0.093649 | 0.032827 | 0 | 0.091033 | 0.010309 | 0.00017266 | 0.075399 | 0.15033 | 0.12885 | 0.13845 | 0.0062935 | 0.80658 | 0.035786 | 0.24651 | 0.35969 | 0.24518 | 0.67805 | 0.82171 | 0.77625 | 0.80595 | 0.64556 | 0.66612 | 0.83212 | 0.86644 | 0.93508 | 1 | 0.98133 | 0.96163 | 0.93843 | 0.92897 | 0.94423 | 0.93037 | 0.82544 | 0.84876 | 0.86092 | 0.40445 | 1 | 1 | 1
5 | 25 | 16 | 0.0064257 | 0.26098 | 0 | 0.13368 | 0.31737 | 0.26777 | 0.020003 | 0.23958 | 0.050315 | 0.0055111 | 0.30888 | 0.046924 | 0.0093756 | 0.11036 | 0.11426 | 0.093843 | 0.15136 | 0.0047194 | 0.79519 | 0.034598 | 0.26248 | 0.26105 | 0.14981 | 0.51307 | 0.69437 | 0.64378 | 0.68106 | 0.57722 | 0.48932 | 0.70235 | 0.65632 | 0.86139 | 0.93938 | 0.90186 | 0.87516 | 0.82335 | 0.8687 | 0.87885 | 0.81628 | 0.72394 | 0.80864 | 0.82299 | 0.25572 | 1 | 1 | 1
5 | 25 | 17 | 0.11046 | 0.12858 | 0 | 0.1667 | 0.49602 | 0.40387 | 0.045438 | 0.39138 | 0.16852 | 0.10137 | 0.44594 | 0.24071 | 0.11994 | 0.31471 | 0.099488 | 0.079711 | 0.16387 | 0.0032083 | 0.69309 | 0.030901 | 0.21069 | 0.12799 | 0.03918 | 0.32137 | 0.54092 | 0.46636 | 0.53055 | 0.56719 | 0.43925 | 0.4936 | 0.62994 | 0.67122 | 0.73843 | 0.78444 | 0.75645 | 0.64824 | 0.69582 | 0.72073 | 0.64267 | 0.62158 | 0.64435 | 0.65058 | 0.1317 | 1 | 1 | 1
5 | 25 | 18 | 0.2341 | 0.10855 | 0 | 0.17582 | 0.59166 | 0.43447 | 0.069953 | 0.52158 | 0.28995 | 0.22495 | 0.45849 | 0.3704 | 0.24351 | 0.43816 | 0.088878 | 0.069673 | 0.16735 | 0.0020037 | 0.59863 | 0.041262 | 0.18688 | 0.108 | 0.024545 | 0.090521 | 0.29272 | 0.29062 | 0.2871 | 0.46015 | 0.42178 | 0.12812 | 0.40327 | 0.43337 | 0.27284 | 0.51818 | 0.49964 | 0.38015 | 0.4127 | 0.42749 | 0.37689 | 0.4636 | 0.44411 | 0.38596 | 0.0061301 | 1 | 1 | 1
5 | 25 | 19 | 0.36539 | 0.19297 | 0 | 0.27368 | 0.68694 | 0.66267 | 0.091305 | 0.59062 | 0.41563 | 0.3574 | 0.45278 | 0.38899 | 0.37384 | 0.45053 | 0.063025 | 0.04571 | 0.17939 | 0.016508 | 0.49862 | 0.084927 | 0.30644 | 0.19284 | 0.088112 | 0.0057938 | 0.080723 | 0.085441 | 0.079176 | 0.17899 | 0.077126 | 0.018873 | 0.17913 | 0.19658 | 0.080323 | 0.17369 | 0.14763 | 0.089201 | 0.084245 | 0.08598 | 0.088435 | 0.14923 | 0.16324 | 0.035249 | 0 | 1 | 1 | 1
5 | 25 | 20 | 0.46599 | 0.28824 | 0 | 0.41194 | 0.7929 | 0.88712 | 0.063554 | 0.62485 | 0.51278 | 0.45946 | 0.42266 | 0.41853 | 0.47381 | 0.47722 | 0.092556 | 0.073145 | 0.1665 | 0.04363 | 0.34426 | 0.15839 | 0.512 | 0.28864 | 0.17308 | 3.6907e-06 | 0.0004859 | 0.0028398 | 0.00047658 | 0.0074085 | 0.00028372 | 3.7927e-06 | 0.0001214 | 8.6361e-05 | 0 | 0 | 0 | 0 | 0 | 0 | 0 | 0.012099 | 0.0026659 | 0 | 0 | 1 | 1 | 1
5 | 25 | 21 | 0.43548 | 0.26823 | 0 | 0.41662 | 0.81971 | 0.90962 | 0.029356 | 0.59206 | 0.48014 | 0.42798 | 0.34841 | 0.47996 | 0.44303 | 0.53399 | 0.083776 | 0.064878 | 0.1093 | 0.07418 | 0.23717 | 0.21708 | 0.61663 | 0.26736 | 0.16681 | 0 | 0 | 0 | 0 | 0 | 0 | 0 | 0 | 0 | 0 | 0 | 0 | 0 | 0 | 0 | 0 | 0 | 0 | 0 | 0 | 1 | 1 | 1
5 | 25 | 22 | 0.41754 | 0.4283 | 0 | 0.35548 | 0.80561 | 0.80798 | 0.0053337 | 0.57286 | 0.46651 | 0.41034 | 0.32759 | 0.55002 | 0.42575 | 0.60512 | 0.060382 | 0.043302 | 0.066916 | 0.22542 | 0.18834 | 0.21291 | 0.68462 | 0.42845 | 0.3238 | 0 | 0 | 0 | 0 | 0 | 0 | 0 | 0 | 0 | 0 | 0 | 0 | 0 | 0 | 0 | 0 | 0 | 0 | 0 | 0 | 1 | 1 | 1
5 | 25 | 23 | 0.31636 | 0.53522 | 0 | 0.29699 | 0.7801 | 0.79222 | 0.00025599 | 0.54683 | 0.36539 | 0.30733 | 0.29234 | 0.45046 | 0.32469 | 0.50497 | 0.066813 | 0.049151 | 0.049359 | 0.41774 | 0.18245 | 0.21733 | 0.67855 | 0.53567 | 0.43971 | 0 | 0 | 0 | 0 | 0 | 0 | 0 | 0 | 0 | 0 | 0 | 0 | 0 | 0 | 0 | 0 | 0 | 0 | 0 | 0 | 1 | 1 | 1
5 | 25 | 24 | 0.33402 | 0.52957 | 0 | 0.25408 | 0.73731 | 0.58386 | 0 | 0.50034 | 0.38562 | 0.32566 | 0.23239 | 0.40937 | 0.34272 | 0.47038 | 0.076686 | 0.058259 | 0.10911 | 0.5863 | 0.13379 | 0.21103 | 0.63913 | 0.52985 | 0.43546 | 0 | 0 | 0 | 0 | 0 | 0 | 0 | 0 | 0 | 0 | 0 | 0 | 0 | 0 | 0 | 0 | 0 | 0 | 0 | 0 | 1 | 1 | 1
5 | 26 | 1 | 0.35369 | 0.44897 | 0 | 0.30749 | 0.66987 | 0.61614 | 0 | 0.47274 | 0.40458 | 0.34557 | 0.19423 | 0.36216 | 0.36226 | 0.42597 | 0.073103 | 0.054938 | 0.075052 | 0.65018 | 0.14507 | 0.24554 | 0.58243 | 0.44866 | 0.35201 | 0 | 0 | 0 | 0 | 0 | 0 | 0 | 0 | 0 | 0 | 0 | 0 | 0 | 0 | 0 | 0 | 0 | 0 | 0 | 0 | 1 | 1 | 1
5 | 26 | 2 | 0.34936 | 0.42837 | 0 | 0.25044 | 0.62837 | 0.42657 | 0 | 0.43722 | 0.40161 | 0.34137 | 0.1566 | 0.32703 | 0.35814 | 0.39097 | 0.062498 | 0.045216 | 0.084771 | 0.62308 | 0.12421 | 0.18688 | 0.50325 | 0.42886 | 0.31977 | 0 | 0 | 0 | 0 | 0 | 0 | 0 | 0 | 0 | 0 | 0 | 0 | 0 | 0 | 0 | 0 | 0 | 0 | 0 | 0 | 1 | 1 | 1
5 | 26 | 3 | 0.2808 | 0.27355 | 0 | 0.16087 | 0.61235 | 0.40525 | 0 | 0.33031 | 0.3355 | 0.27208 | 0.12089 | 0.35016 | 0.29001 | 0.42065 | 0.054324 | 0.03785 | 0.088235 | 0.5703 | 0.064032 | 0.14443 | 0.46577 | 0.27288 | 0.16997 | 0 | 0 | 0 | 0 | 0 | 0 | 0 | 0 | 0 | 0 | 0 | 0 | 0 | 0 | 0 | 0 | 0 | 0 | 0 | 0 | 1 | 1 | 1
5 | 26 | 4 | 0.19004 | 0.25129 | 0 | 0.11201 | 0.61619 | 0.31692 | 0 | 0.26952 | 0.24645 | 0.18048 | 0.10649 | 0.23861 | 0.19958 | 0.30937 | 0.047946 | 0.032206 | 0.076133 | 0.48399 | 0.036613 | 0.10003 | 0.39252 | 0.25095 | 0.14439 | 0 | 0 | 7.9319e-05 | 0 | 0 | 0 | 0 | 0 | 0 | 0 | 0 | 0 | 0 | 0 | 0 | 0 | 0 | 0 | 0 | 0.00047641 | 1 | 1 | 1
5 | 26 | 5 | 0.14253 | 0.28333 | 0 | 0.083152 | 0.62079 | 0.24232 | 0 | 0.2121 | 0.20127 | 0.13299 | 0.074951 | 0.14091 | 0.15243 | 0.21287 | 0.036519 | 0.022387 | 0.14419 | 0.47742 | 0.031135 | 0.055367 | 0.36709 | 0.28357 | 0.16984 | 7.7918e-06 | 0.0045479 | 0.04978 | 0.0044607 | 0.0093186 | 0.00040856 | 0.00053659 | 0.0033513 | 0.00013959 | 0.0018948 | 0.0081037 | 0.02268 | 0.015271 | 0.0096743 | 0.0043641 | 0.015139 | 0.00044026 | 0.020177 | 0.048218 | 0.20087 | 1 | 1 | 1
5 | 26 | 6 | 0.094697 | 0.2393 | 0 | 0.0585 | 0.55416 | 0.2508 | 0 | 0.19854 | 0.15399 | 0.08521 | 0.039265 | 0.097347 | 0.10467 | 0.17343 | 0.02624 | 0.014043 | 0.0819 | 0.48826 | 0.013555 | 0.036135 | 0.28944 | 0.23907 | 0.1317 | 0.0067917 | 0.15812 | 0.29149 | 0.15509 | 0.27892 | 0.13469 | 0.17964 | 0.22439 | 0.081623 | 0.17013 | 0.29453 | 0.36697 | 0.33004 | 0.30864 | 0.23905 | 0.32721 | 0.035571 | 0.28817 | 0.43649 | 0.56563 | 1 | 1 | 1
5 | 26 | 7 | 0.031706 | 0.22752 | 0 | 0.017524 | 0.3755 | 0.16763 | 0 | 0.10684 | 0.086689 | 0.022305 | 0.0055422 | 0.0055591 | 0.041022 | 0.047519 | 0.015938 | 0.0065191 | 0.033779 | 0.45632 | 0.0051789 | 0.019433 | 0.11924 | 0.22715 | 0.12201 | 0.046047 | 0.37614 | 0.50806 | 0.36893 | 0.62741 | 0.43405 | 0.52221 | 0.56306 | 0.28435 | 0.53441 | 0.64697 | 0.60856 | 0.59456 | 0.64752 | 0.57077 | 0.58945 | 0.11141 | 0.57978 | 0.70671 | 0.7646 | 1 | 1 | 1
5 | 26 | 8 | 0.021122 | 0.28128 | 0 | 0.0063548 | 0.18086 | 0.058776 | 0 | 0.010732 | 0.075876 | 0.011918 | 0.0002093 | 0 | 0.03039 | 0.020825 | 0.011985 | 0.0040374 | 0.024025 | 0.51581 | 0.0051897 | 0.01925 | 0.087221 | 0.28144 | 0.16858 | 0.27029 | 0.59606 | 0.69959 | 0.58463 | 0.8388 | 0.64502 | 0.7374 | 0.77721 | 0.44081 | 0.83525 | 0.86199 | 0.78157 | 0.82117 | 0.84138 | 0.79447 | 0.81411 | 0.33326 | 0.78545 | 0.86442 | 0.84804 | 1 | 1 | 1
5 | 26 | 9 | 0.043994 | 0.27957 | 0 | 0.0048293 | 0.046115 | 0.044915 | 0 | 0 | 0.10246 | 0.034802 | 0 | 0 | 0.053816 | 0.018498 | 0.018092 | 0.0079947 | 0.015916 | 0.53407 | 0.0084889 | 0.059607 | 0.048425 | 0.27993 | 0.16482 | 0.48678 | 0.74415 | 0.8333 | 0.72989 | 0.93464 | 0.81638 | 0.84989 | 0.87785 | 0.53909 | 0.96634 | 0.97469 | 0.82951 | 0.91939 | 0.94705 | 0.90065 | 0.91149 | 0.52264 | 0.85688 | 0.9527 | 0.95556 | 1 | 1 | 1
5 | 26 | 10 | 0.031909 | 0.17779 | 0 | 0.0036999 | 0.0043959 | 0.031363 | 0 | 0 | 0.088521 | 0.022686 | 0 | 0 | 0.041455 | 0.040932 | 0.032183 | 0.018802 | 0.011197 | 0.40722 | 0.025011 | 0.12313 | 0.029867 | 0.17758 | 0.075617 | 0.65688 | 0.85016 | 0.93137 | 0.83386 | 0.98532 | 0.91785 | 0.89821 | 0.93355 | 0.69312 | 1 | 1 | 0.97692 | 0.92289 | 0.95133 | 0.96722 | 0.91496 | 0.70984 | 0.89357 | 0.97837 | 0.99257 | 1 | 1 | 1
5 | 26 | 11 | 0.019062 | 0.10735 | 0 | 0.00709 | 0 | 0.025262 | 0 | 0.0010428 | 0.074153 | 0.0099508 | 0.0015241 | 0.00073129 | 0.02837 | 0.057656 | 0.044387 | 0.029106 | 0.015869 | 0.21663 | 0.076878 | 0.2096 | 0.033088 | 0.10709 | 0.021664 | 0.76995 | 0.91014 | 0.91934 | 0.89269 | 0.9581 | 0.93383 | 0.90502 | 0.94781 | 0.90713 | 1 | 1 | 1 | 0.99682 | 0.95414 | 0.95565 | 0.98826 | 0.75146 | 0.84634 | 0.97767 | 0.84549 | 1 | 1 | 1
5 | 26 | 12 | 0.023373 | 0.074984 | 0 | 0.017653 | 0 | 0.022958 | 0 | 0.016742 | 0.078744 | 0.014188 | 0.031032 | 0.012541 | 0.032729 | 0.079581 | 0.060648 | 0.043546 | 0.032036 | 0.10526 | 0.13273 | 0.27607 | 0.061034 | 0.074241 | 0.0059223 | 0.82807 | 0.92864 | 0.90328 | 0.91084 | 0.95113 | 0.91583 | 0.88966 | 0.93793 | 1 | 1 | 1 | 0.97842 | 0.96564 | 0.93813 | 0.95056 | 0.95735 | 0.78802 | 0.78402 | 0.9332 | 0.81021 | 1 | 1 | 1
5 | 26 | 13 | 0.047407 | 0.18844 | 0 | 0.032716 | 0.0042955 | 0.02064 | 0 | 0.086846 | 0.10515 | 0.038066 | 0.12123 | 0.013508 | 0.057135 | 0.080058 | 0.081929 | 0.063153 | 0.036364 | 0.063171 | 0.17151 | 0.31704 | 0.11446 | 0.18754 | 0.092159 | 0.83495 | 0.92157 | 0.86001 | 0.9039 | 0.96199 | 0.89297 | 0.86809 | 0.91732 | 0.91569 | 1 | 0.98978 | 0.97531 | 0.95537 | 0.96922 | 0.95235 | 0.94717 | 0.73442 | 0.80176 | 0.92125 | 0.73484 | 1 | 1 | 1
5 | 26 | 14 | 0.06835 | 0.49698 | 0.0012686 | 0.052328 | 0.051432 | 0.022164 | 0 | 0.19273 | 0.12566 | 0.058718 | 0.29227 | 0.017862 | 0.078039 | 0.085165 | 0.10779 | 0.08764 | 0.03938 | 0.054033 | 0.25482 | 0.3433 | 0.14492 | 0.49917 | 0.3757 | 0.79465 | 0.90366 | 0.82086 | 0.88634 | 0.92643 | 0.87271 | 0.865 | 0.91758 | 0.92267 | 1 | 0.99256 | 0.97836 | 0.97426 | 0.95142 | 0.95121 | 0.96589 | 0.76934 | 0.81467 | 0.7785 | 0.65241 | 1 | 1 | 1
5 | 26 | 15 | 0.12611 | 0.27928 | 0.02439 | 0.082831 | 0.20516 | 0.076359 | 0.00030299 | 0.35043 | 0.184 | 0.11641 | 0.47632 | 0.033763 | 0.13588 | 0.098575 | 0.14407 | 0.12274 | 0.040186 | 0.067175 | 0.23574 | 0.29915 | 0.17121 | 0.27783 | 0.18436 | 0.71417 | 0.86688 | 0.7505 | 0.85027 | 0.91329 | 0.87988 | 0.86227 | 0.91178 | 0.90395 | 1 | 0.97846 | 0.96043 | 0.94652 | 0.92226 | 0.95099 | 0.93839 | 0.61134 | 0.82532 | 0.75043 | 0.57369 | 1 | 1 | 1
5 | 26 | 16 | 0.21935 | 0.39511 | 0.14399 | 0.11769 | 0.40219 | 0.3296 | 0.0061366 | 0.48188 | 0.27556 | 0.21007 | 0.54121 | 0.15842 | 0.22883 | 0.22796 | 0.18505 | 0.16304 | 0.047538 | 0.12413 | 0.23962 | 0.27369 | 0.191 | 0.39643 | 0.27414 | 0.56362 | 0.76875 | 0.64819 | 0.75402 | 0.88652 | 0.8353 | 0.81721 | 0.85039 | 0.85771 | 0.94403 | 0.90089 | 0.87749 | 0.87618 | 0.80772 | 0.8423 | 0.86865 | 0.6436 | 0.77319 | 0.57008 | 0.35368 | 1 | 1 | 1
5 | 26 | 17 | 0.33883 | 0.18351 | 0.32019 | 0.16671 | 0.61454 | 0.50738 | 0.030191 | 0.5662 | 0.38693 | 0.33007 | 0.5646 | 0.38236 | 0.34699 | 0.45228 | 0.22145 | 0.19923 | 0.06132 | 0.18395 | 0.29595 | 0.26418 | 0.2192 | 0.1831 | 0.083037 | 0.3529 | 0.60615 | 0.53028 | 0.59453 | 0.78192 | 0.74108 | 0.71301 | 0.72467 | 0.73448 | 0.80481 | 0.77725 | 0.69438 | 0.73115 | 0.64925 | 0.68612 | 0.72488 | 0.6212 | 0.65549 | 0.4622 | 0.27019 | 1 | 1 | 1
5 | 26 | 18 | 0.56978 | 0.048342 | 0.44704 | 0.24849 | 0.74368 | 0.59358 | 0.042746 | 0.68009 | 0.60626 | 0.56404 | 0.5742 | 0.42686 | 0.57591 | 0.48499 | 0.23944 | 0.21721 | 0.064304 | 0.25782 | 0.24769 | 0.2867 | 0.22513 | 0.047509 | 0.0013804 | 0.10712 | 0.3455 | 0.35383 | 0.33888 | 0.55728 | 0.52838 | 0.50933 | 0.5031 | 0.46781 | 0.51188 | 0.50327 | 0.3255 | 0.45824 | 0.38058 | 0.40127 | 0.45431 | 0.49531 | 0.46089 | 0.28698 | 0.062547 | 1 | 1 | 1
5 | 26 | 19 | 0.77493 | 0.086294 | 0.54655 | 0.41423 | 0.83637 | 0.79535 | 0.064859 | 0.73615 | 0.79841 | 0.77233 | 0.59058 | 0.48759 | 0.77882 | 0.54127 | 0.24533 | 0.22312 | 0.090858 | 0.49932 | 0.15167 | 0.36792 | 0.36513 | 0.086059 | 0.0088643 | 0.0047071 | 0.10251 | 0.10798 | 0.10054 | 0.1497 | 0.099384 | 0.22754 | 0.25655 | 0.22929 | 0.18997 | 0.17078 | 0.093834 | 0.12473 | 0.070223 | 0.073761 | 0.12366 | 0.18683 | 0.17942 | 0.024486 | 8.6873e-05 | 1 | 1 | 1
5 | 26 | 20 | 0.82669 | 0.16031 | 0.6089 | 0.63349 | 0.89207 | 0.88583 | 0.08236 | 0.76145 | 0.84328 | 0.8244 | 0.60054 | 0.55515 | 0.82947 | 0.60591 | 0.29517 | 0.27331 | 0.11113 | 0.82377 | 0.20969 | 0.47807 | 0.65044 | 0.1607 | 0.055482 | 3.8259e-06 | 0.00061324 | 0.0040988 | 0.00060148 | 0.0062925 | 0.00083154 | 0.002427 | 0.00032725 | 0.00016569 | 0 | 0 | 0 | 0 | 0 | 0 | 0 | 0.019472 | 0.0014016 | 0 | 0 | 1 | 1 | 1
5 | 26 | 21 | 0.80493 | 0.12657 | 0.63416 | 0.58936 | 0.90186 | 0.91959 | 0.044191 | 0.75027 | 0.82725 | 0.80297 | 0.60481 | 0.5477 | 0.80861 | 0.5972 | 0.35792 | 0.33691 | 0.094215 | 0.86402 | 0.22213 | 0.53702 | 0.76255 | 0.12639 | 0.034157 | 0 | 0 | 0 | 0 | 0 | 0 | 0 | 0 | 0 | 0 | 0 | 0 | 0 | 0 | 0 | 0 | 0 | 0 | 0 | 0 | 1 | 1 | 1
5 | 26 | 22 | 0.58374 | 0.11956 | 0.67446 | 0.51407 | 0.89237 | 0.89733 | 0.0091013 | 0.69742 | 0.61641 | 0.57773 | 0.59548 | 0.51346 | 0.58928 | 0.56469 | 0.3757 | 0.355 | 0.090067 | 0.84904 | 0.21336 | 0.49809 | 0.77236 | 0.11953 | 0.028048 | 0 | 0 | 0 | 0 | 0 | 0 | 0 | 0 | 0 | 0 | 0 | 0 | 0 | 0 | 0 | 0 | 0 | 0 | 0 | 0 | 1 | 1 | 1
5 | 26 | 23 | 0.43907 | 0.10127 | 0.69851 | 0.52418 | 0.86816 | 0.86815 | 0.00046079 | 0.6335 | 0.48195 | 0.43139 | 0.51442 | 0.48957 | 0.44634 | 0.54465 | 0.34859 | 0.32742 | 0.074114 | 0.82834 | 0.19276 | 0.48212 | 0.65972 | 0.10104 | 0.017355 | 0 | 0 | 0 | 0 | 0 | 0 | 0 | 0 | 0 | 0 | 0 | 0 | 0 | 0 | 0 | 0 | 0 | 0 | 0 | 0 | 1 | 1 | 1
5 | 26 | 24 | 0.38444 | 0.12059 | 0.68354 | 0.52764 | 0.84568 | 0.84937 | 0 | 0.57465 | 0.43318 | 0.37656 | 0.43926 | 0.43685 | 0.39266 | 0.4944 | 0.28972 | 0.26779 | 0.093097 | 0.7829 | 0.19675 | 0.44708 | 0.55152 | 0.12067 | 0.027876 | 0 | 0 | 0 | 0 | 0 | 0 | 0 | 0 | 0 | 0 | 0 | 0 | 0 | 0 | 0 | 0 | 0 | 0 | 0 | 0 | 1 | 1 | 1
5 | 27 | 1 | 0.32939 | 0.10273 | 0.66198 | 0.494 | 0.82059 | 0.87528 | 0 | 0.51992 | 0.38085 | 0.32094 | 0.37947 | 0.40484 | 0.33807 | 0.46488 | 0.30358 | 0.28179 | 0.093456 | 0.71426 | 0.15861 | 0.41963 | 0.49427 | 0.10264 | 0.017322 | 0 | 0 | 0 | 0 | 0 | 0 | 0 | 0 | 0 | 0 | 0 | 0 | 0 | 0 | 0 | 0 | 0 | 0 | 0 | 0 | 1 | 1 | 1
5 | 27 | 2 | 0.28683 | 0.089363 | 0.66534 | 0.40271 | 0.80066 | 0.90623 | 0 | 0.47013 | 0.33929 | 0.27784 | 0.28137 | 0.3966 | 0.29571 | 0.45851 | 0.27012 | 0.24803 | 0.11433 | 0.79509 | 0.1906 | 0.37937 | 0.41795 | 0.089098 | 0.010494 | 0 | 0 | 0 | 0 | 0 | 0 | 0 | 0 | 0 | 0 | 0 | 0 | 0 | 0 | 0 | 0 | 0 | 0 | 0 | 0 | 1 | 1 | 1
5 | 27 | 3 | 0.29488 | 0.12062 | 0.67977 | 0.34049 | 0.79207 | 0.8789 | 0 | 0.41613 | 0.34977 | 0.28638 | 0.24133 | 0.38158 | 0.30411 | 0.44413 | 0.26298 | 0.24085 | 0.10078 | 0.84173 | 0.23277 | 0.31356 | 0.33421 | 0.12048 | 0.029683 | 0 | 0 | 0 | 0 | 0 | 0 | 0 | 0 | 0 | 0 | 0 | 0 | 0 | 0 | 0 | 0 | 0 | 0 | 0 | 0 | 1 | 1 | 1
5 | 27 | 4 | 0.25456 | 0.16777 | 0.67305 | 0.311 | 0.78214 | 0.64209 | 0 | 0.35812 | 0.30976 | 0.24553 | 0.20997 | 0.37031 | 0.26387 | 0.43411 | 0.28971 | 0.26779 | 0.092666 | 0.86925 | 0.26919 | 0.2235 | 0.23246 | 0.16799 | 0.063028 | 0 | 0 | 7.1558e-05 | 0 | 0 | 0 | 0 | 0 | 0 | 0 | 0 | 0 | 0 | 0 | 0 | 0 | 0 | 0 | 0 | 0.00042978 | 1 | 1 | 1
5 | 27 | 5 | 0.21553 | 0.14694 | 0.65719 | 0.26312 | 0.76338 | 0.47198 | 0 | 0.30425 | 0.27272 | 0.20632 | 0.20756 | 0.35331 | 0.22516 | 0.41789 | 0.30384 | 0.28205 | 0.087086 | 0.85494 | 0.30363 | 0.12167 | 0.16906 | 0.14682 | 0.049085 | 8.3989e-06 | 0.0048019 | 0.073581 | 0.0047098 | 0.0035704 | 0.00038598 | 0.00070624 | 0.0040863 | 0.00015165 | 0.0028402 | 0.010131 | 0.02827 | 0.016915 | 0.0080927 | 0.0048963 | 0.016769 | 0.12203 | 0.045932 | 0.043939 | 0.17949 | 1 | 1 | 1
5 | 27 | 6 | 0.16325 | 0.13733 | 0.64558 | 0.20583 | 0.72221 | 0.38714 | 0 | 0.2349 | 0.22214 | 0.15385 | 0.19092 | 0.33861 | 0.17316 | 0.40583 | 0.30358 | 0.28179 | 0.066783 | 0.79781 | 0.22532 | 0.096782 | 0.10979 | 0.13729 | 0.041027 | 0.0069902 | 0.16327 | 0.40058 | 0.16014 | 0.18231 | 0.13677 | 0.19607 | 0.24506 | 0.073418 | 0.25989 | 0.34926 | 0.39609 | 0.34413 | 0.26869 | 0.24757 | 0.34117 | 0.4786 | 0.39947 | 0.42241 | 0.56193 | 1 | 1 | 1
5 | 27 | 7 | 0.095341 | 0.11939 | 0.64657 | 0.098338 | 0.6516 | 0.11685 | 0 | 0.14009 | 0.15118 | 0.08536 | 0.14679 | 0.28697 | 0.10484 | 0.35677 | 0.30383 | 0.28205 | 0.068758 | 0.71143 | 0.16861 | 0.051918 | 0.033456 | 0.11936 | 0.027992 | 0.049205 | 0.37775 | 0.65299 | 0.37051 | 0.45472 | 0.40284 | 0.53908 | 0.57816 | 0.2495 | 0.63525 | 0.67238 | 0.69065 | 0.63633 | 0.59161 | 0.59886 | 0.63087 | 0.70032 | 0.65957 | 0.68032 | 0.85759 | 1 | 1 | 1
5 | 27 | 8 | 0.13102 | 0.093428 | 0.63469 | 0.077795 | 0.55947 | 0.086963 | 0 | 0.053142 | 0.18928 | 0.12137 | 0.11839 | 0.21199 | 0.14086 | 0.28618 | 0.31518 | 0.29353 | 0.15964 | 0.7742 | 0.17111 | 0.06587 | 0.0070042 | 0.093325 | 0.011815 | 0.26899 | 0.58956 | 0.82807 | 0.57826 | 0.69245 | 0.63128 | 0.74733 | 0.78797 | 0.34388 | 0.88354 | 0.86514 | 0.8544 | 0.83243 | 0.82809 | 0.81303 | 0.82528 | 0.82621 | 0.81783 | 0.85436 | 1 | 1 | 1 | 1
5 | 27 | 9 | 0.18968 | 0.076813 | 0.64961 | 0.077974 | 0.4803 | 0.089299 | 0 | 0.035652 | 0.24865 | 0.18048 | 0.14355 | 0.10051 | 0.19959 | 0.17272 | 0.38585 | 0.36535 | 0.16541 | 0.79519 | 0.16545 | 0.16661 | 0.00015217 | 0.076818 | 0.002588 | 0.50176 | 0.76639 | 0.93178 | 0.7517 | 0.86662 | 0.78316 | 0.86722 | 0.9034 | 0.64074 | 1 | 0.97713 | 0.95549 | 0.93735 | 0.94568 | 0.95891 | 0.92931 | 0.88694 | 0.89944 | 0.94752 | 1 | 1 | 1 | 1
5 | 27 | 10 | 0.20111 | 0.044375 | 0.65838 | 0.11808 | 0.41879 | 0.047339 | 0 | 0.058944 | 0.2589 | 0.19183 | 0.18761 | 0.03178 | 0.21084 | 0.098268 | 0.46584 | 0.44712 | 0.15928 | 0.73973 | 0.18945 | 0.32744 | 6.8278e-05 | 0.044166 | 3.8318e-05 | 0.67922 | 0.87994 | 0.94454 | 0.86307 | 0.9727 | 0.93612 | 0.92322 | 0.95721 | 0.80739 | 1 | 1 | 0.99833 | 0.99278 | 0.99312 | 1 | 0.98426 | 0.90964 | 0.93249 | 0.98532 | 0.85373 | 1 | 1 | 1
5 | 27 | 11 | 0.19505 | 0.045266 | 0.6383 | 0.15015 | 0.37509 | 0.030263 | 0 | 0.13552 | 0.2518 | 0.18557 | 0.20362 | 0.031719 | 0.20464 | 0.099942 | 0.49951 | 0.48165 | 0.27492 | 0.6142 | 0.18791 | 0.48509 | 0.003426 | 0.044622 | 0.0011693 | 0.78957 | 0.93436 | 0.96408 | 0.91644 | 0.97401 | 0.9504 | 0.93481 | 0.96325 | 0.99501 | 1 | 1 | 0.99876 | 0.99616 | 1 | 0.99965 | 0.98761 | 0.89821 | 0.91797 | 0.98096 | 0.91393 | 1 | 1 | 1
5 | 27 | 12 | 0.22149 | 0.17011 | 0.65072 | 0.16859 | 0.33943 | 0.051792 | 0 | 0.26325 | 0.27614 | 0.21198 | 0.32229 | 0.067391 | 0.23075 | 0.1384 | 0.5413 | 0.52461 | 0.41393 | 0.50453 | 0.1588 | 0.58039 | 0.027152 | 0.16877 | 0.081012 | 0.84219 | 0.94476 | 0.90814 | 0.92665 | 0.95138 | 0.93069 | 0.91431 | 0.94907 | 1 | 1 | 1 | 0.98338 | 0.98399 | 0.99464 | 0.97276 | 0.97554 | 0.8763 | 0.90036 | 0.92838 | 0.68362 | 1 | 1 | 1
5 | 27 | 13 | 0.31932 | 0.58874 | 0.71883 | 0.19642 | 0.34402 | 0.072402 | 0.0011574 | 0.40441 | 0.37288 | 0.31103 | 0.4918 | 0.14705 | 0.32832 | 0.21933 | 0.61753 | 0.60317 | 0.4332 | 0.46543 | 0.16793 | 0.64421 | 0.070792 | 0.59077 | 0.48202 | 0.85001 | 0.93817 | 0.8254 | 0.92019 | 0.95608 | 0.91037 | 0.8916 | 0.93441 | 1 | 1 | 0.99212 | 0.98026 | 0.97149 | 0.96113 | 0.96296 | 0.96314 | 0.79341 | 0.88615 | 0.93294 | 0.39616 | 1 | 1 | 1
5 | 27 | 14 | 0.37508 | 0.53843 | 0.7648 | 0.23711 | 0.38391 | 0.1376 | 0.019095 | 0.52522 | 0.42295 | 0.3669 | 0.56179 | 0.27637 | 0.38318 | 0.3456 | 0.69336 | 0.68153 | 0.42241 | 0.49035 | 0.15648 | 0.64265 | 0.11901 | 0.53969 | 0.43368 | 0.81263 | 0.9242 | 0.81486 | 0.90648 | 0.96638 | 0.90278 | 0.8873 | 0.93822 | 0.98863 | 1 | 0.99648 | 0.98096 | 0.97625 | 0.95916 | 0.97046 | 0.96787 | 0.79756 | 0.87412 | 0.94739 | 0.33744 | 1 | 1 | 1
5 | 27 | 15 | 0.47704 | 0.19289 | 0.77769 | 0.283 | 0.43677 | 0.2379 | 0.051203 | 0.64082 | 0.51865 | 0.46997 | 0.5982 | 0.41249 | 0.48407 | 0.47607 | 0.75217 | 0.74243 | 0.49195 | 0.55257 | 0.12143 | 0.63505 | 0.13333 | 0.19142 | 0.10151 | 0.72501 | 0.88044 | 0.77542 | 0.86356 | 0.97093 | 0.89303 | 0.88167 | 0.93118 | 0.91506 | 1 | 0.98013 | 0.95998 | 0.95233 | 0.9379 | 0.95438 | 0.94415 | 0.85895 | 0.82164 | 0.92565 | 0.27344 | 1 | 1 | 1
5 | 27 | 16 | 0.61979 | 0.16357 | 0.7897 | 0.32523 | 0.50675 | 0.31408 | 0.087624 | 0.70845 | 0.65159 | 0.6145 | 0.62145 | 0.46299 | 0.62515 | 0.52081 | 0.80809 | 0.80042 | 0.50855 | 0.64861 | 0.17735 | 0.66383 | 0.16734 | 0.1631 | 0.065726 | 0.5753 | 0.78565 | 0.64658 | 0.77059 | 0.85665 | 0.85712 | 0.84137 | 0.88446 | 0.87289 | 0.95129 | 0.91861 | 0.90326 | 0.88171 | 0.86327 | 0.87968 | 0.87414 | 0.82852 | 0.71239 | 0.83453 | 0.090258 | 1 | 1 | 1
5 | 27 | 17 | 0.77485 | 0.20499 | 0.83214 | 0.34788 | 0.57089 | 0.4455 | 0.12014 | 0.76024 | 0.79601 | 0.77189 | 0.64101 | 0.46577 | 0.77839 | 0.52196 | 0.83963 | 0.83317 | 0.41813 | 0.73529 | 0.14746 | 0.66943 | 0.21832 | 0.20415 | 0.106 | 0.35217 | 0.60793 | 0.53816 | 0.59628 | 0.71923 | 0.76118 | 0.73103 | 0.76944 | 0.6178 | 0.80998 | 0.76194 | 0.77975 | 0.72392 | 0.70755 | 0.69076 | 0.7177 | 0.73224 | 0.66485 | 0.66215 | 0.049483 | 1 | 1 | 1
5 | 27 | 18 | 0.86688 | 0.41921 | 0.76215 | 0.3542 | 0.6053 | 0.64026 | 0.17075 | 0.78326 | 0.88124 | 0.86535 | 0.64385 | 0.46279 | 0.86926 | 0.51712 | 0.84819 | 0.84206 | 0.34486 | 0.8101 | 0.15246 | 0.68531 | 0.3401 | 0.42005 | 0.30571 | 0.10848 | 0.35569 | 0.34061 | 0.34887 | 0.5098 | 0.5559 | 0.5091 | 0.54506 | 0.38689 | 0.52016 | 0.50694 | 0.49501 | 0.4651 | 0.42204 | 0.3898 | 0.46111 | 0.50941 | 0.45623 | 0.3806 | 0.012604 | 1 | 1 | 1
5 | 27 | 19 | 0.85594 | 0.42686 | 0.71185 | 0.35138 | 0.65411 | 0.84164 | 0.26509 | 0.7792 | 0.86897 | 0.8539 | 0.66821 | 0.51517 | 0.85814 | 0.56213 | 0.84657 | 0.84038 | 0.41804 | 0.85451 | 0.20059 | 0.66583 | 0.6176 | 0.42763 | 0.3148 | 0.0060499 | 0.097602 | 0.12183 | 0.095731 | 0.15418 | 0.13048 | 0.071141 | 0.25191 | 0.16623 | 0.19399 | 0.17359 | 0.15342 | 0.13215 | 0.096643 | 0.072 | 0.13102 | 0.19556 | 0.18002 | 0.035781 | 1.0338e-05 | 1 | 1 | 1
5 | 27 | 20 | 0.82656 | 0.24038 | 0.75391 | 0.44698 | 0.73302 | 0.94218 | 0.31281 | 0.7667 | 0.84276 | 0.8242 | 0.7735 | 0.67663 | 0.82927 | 0.72083 | 0.80677 | 0.79906 | 0.43678 | 0.87368 | 0.27768 | 0.72126 | 0.82009 | 0.23903 | 0.1446 | 4.6762e-06 | 0.00047363 | 0.0043949 | 0.00046455 | 0.0054833 | 0.0014013 | 0.00034301 | 0.00034342 | 0.00015977 | 0 | 0 | 0 | 0 | 0 | 0 | 0 | 0.018981 | 0.0025006 | 0 | 0 | 1 | 1 | 1
5 | 27 | 21 | 0.75988 | 0.34414 | 0.82732 | 0.50604 | 0.74527 | 0.86298 | 0.26041 | 0.74866 | 0.78153 | 0.75659 | 0.73315 | 0.63479 | 0.76352 | 0.67042 | 0.79257 | 0.78432 | 0.58539 | 0.85027 | 0.40223 | 0.74491 | 0.80391 | 0.34429 | 0.23325 | 0 | 0 | 0 | 0 | 0 | 0 | 0 | 0 | 0 | 0 | 0 | 0 | 0 | 0 | 0 | 0 | 0 | 0 | 0 | 0 | 1 | 1 | 1
5 | 27 | 22 | 0.66 | 0.39699 | 0.90783 | 0.41187 | 0.72172 | 0.7939 | 0.19689 | 0.72404 | 0.69042 | 0.6555 | 0.7035 | 0.69197 | 0.66511 | 0.73012 | 0.78749 | 0.77905 | 0.695 | 0.86134 | 0.3968 | 0.62685 | 0.74576 | 0.39837 | 0.27569 | 0 | 0 | 0 | 0 | 0 | 0 | 0 | 0 | 0 | 0 | 0 | 0 | 0 | 0 | 0 | 0 | 0 | 0 | 0 | 0 | 1 | 1 | 1
5 | 27 | 23 | 0.51329 | 0.11493 | 0.88483 | 0.36415 | 0.6859 | 0.82766 | 0.1365 | 0.69064 | 0.55003 | 0.50626 | 0.65758 | 0.6556 | 0.51955 | 0.69396 | 0.71569 | 0.70465 | 0.83058 | 0.90156 | 0.45013 | 0.48363 | 0.6731 | 0.11371 | 0.03483 | 0 | 0 | 0 | 0 | 0 | 0 | 0 | 0 | 0 | 0 | 0 | 0 | 0 | 0 | 0 | 0 | 0 | 0 | 0 | 0 | 1 | 1 | 1
5 | 27 | 24 | 0.49442 | 0.098448 | 0.90685 | 0.36807 | 0.63984 | 0.8282 | 0.12448 | 0.66559 | 0.53421 | 0.48743 | 0.61521 | 0.60762 | 0.50116 | 0.64913 | 0.69034 | 0.6784 | 0.9138 | 0.92335 | 0.48317 | 0.38961 | 0.64705 | 0.098062 | 0.016718 | 0 | 0 | 0 | 0 | 0 | 0 | 0 | 0 | 0 | 0 | 0 | 0 | 0 | 0 | 0 | 0 | 0 | 0 | 0 | 0 | 1 | 1 | 1
5 | 28 | 1 | 0.53925 | 0.14531 | 0.93221 | 0.30137 | 0.57291 | 0.83711 | 0.096984 | 0.63183 | 0.57997 | 0.53342 | 0.49823 | 0.59301 | 0.54607 | 0.63832 | 0.65299 | 0.63978 | 0.8569 | 0.9495 | 0.47897 | 0.38809 | 0.58434 | 0.14529 | 0.047066 | 0 | 0 | 0 | 0 | 0 | 0 | 0 | 0 | 0 | 0 | 0 | 0 | 0 | 0 | 0 | 0 | 0 | 0 | 0 | 0 | 1 | 1 | 1
5 | 28 | 2 | 0.49381 | 0.17571 | 0.92668 | 0.26696 | 0.49682 | 0.85135 | 0.071274 | 0.58565 | 0.53477 | 0.48698 | 0.41115 | 0.55567 | 0.50072 | 0.60249 | 0.60786 | 0.59319 | 0.7777 | 0.94662 | 0.42744 | 0.35147 | 0.46189 | 0.17544 | 0.074219 | 0 | 0 | 0 | 0 | 0 | 0 | 0 | 0 | 0 | 0 | 0 | 0 | 0 | 0 | 0 | 0 | 0 | 0 | 0 | 0 | 1 | 1 | 1
5 | 28 | 3 | 0.4592 | 0.2467 | 0.88214 | 0.21426 | 0.42516 | 0.7473 | 0.044668 | 0.53338 | 0.50356 | 0.45216 | 0.42885 | 0.54511 | 0.46667 | 0.59309 | 0.5383 | 0.52152 | 0.67676 | 0.93072 | 0.43574 | 0.32136 | 0.36576 | 0.24636 | 0.14008 | 0 | 0 | 0 | 0 | 0 | 0 | 0 | 0 | 0 | 0 | 0 | 0 | 0 | 0 | 0 | 0 | 0 | 0 | 0 | 0 | 1 | 1 | 1
5 | 28 | 4 | 0.40469 | 0.37336 | 0.81224 | 0.18867 | 0.35144 | 0.55912 | 0.01789 | 0.49304 | 0.45212 | 0.397 | 0.44244 | 0.5523 | 0.41268 | 0.60447 | 0.49631 | 0.47837 | 0.57068 | 0.89852 | 0.51965 | 0.31389 | 0.30092 | 0.37341 | 0.2654 | 0 | 0 | 5.8276e-05 | 0 | 0 | 0 | 0 | 0 | 0 | 0 | 0 | 0 | 0 | 0 | 0 | 0 | 0 | 0 | 0 | 0.00035001 | 1 | 1 | 1
5 | 28 | 5 | 0.34186 | 0.47206 | 0.71834 | 0.18487 | 0.23882 | 0.4109 | 0.0013484 | 0.45718 | 0.39407 | 0.33374 | 0.43271 | 0.45795 | 0.35063 | 0.51372 | 0.40159 | 0.38142 | 0.46926 | 0.85942 | 0.46555 | 0.31121 | 0.29104 | 0.47248 | 0.36893 | 9.3045e-06 | 0.0060433 | 0.073262 | 0.0059274 | 0.012198 | 0.0006321 | 0.00072981 | 0.0052813 | 0.0002115 | 0.0032397 | 0.010799 | 0.028672 | 0.019001 | 0.014037 | 0.0059254 | 0.018838 | 0.10359 | 0.054541 | 0.050058 | 0.17003 | 1 | 1 | 1
5 | 28 | 6 | 0.23494 | 0.46541 | 0.5741 | 0.18107 | 0.1041 | 0.38273 | 1.8363e-05 | 0.3815 | 0.29034 | 0.22571 | 0.4173 | 0.37968 | 0.24429 | 0.44184 | 0.24082 | 0.21864 | 0.3436 | 0.78037 | 0.36301 | 0.30298 | 0.24826 | 0.46584 | 0.36135 | 0.0069938 | 0.17797 | 0.40499 | 0.17456 | 0.3023 | 0.15478 | 0.18583 | 0.28178 | 0.079519 | 0.22645 | 0.35287 | 0.39266 | 0.35455 | 0.35056 | 0.26044 | 0.3515 | 0.44745 | 0.41502 | 0.44186 | 0.57188 | 1 | 1 | 1
5 | 28 | 7 | 0.15815 | 0.34621 | 0.47307 | 0.14115 | 0.01634 | 0.1572 | 0 | 0.25282 | 0.21348 | 0.1482 | 0.34345 | 0.32172 | 0.16755 | 0.38776 | 0.14103 | 0.11979 | 0.2489 | 0.72847 | 0.31564 | 0.26893 | 0.15197 | 0.34578 | 0.24202 | 0.047886 | 0.39718 | 0.63488 | 0.38956 | 0.63183 | 0.4724 | 0.53208 | 0.59705 | 0.27199 | 0.57935 | 0.67677 | 0.69044 | 0.6596 | 0.66344 | 0.60078 | 0.65393 | 0.64643 | 0.64121 | 0.70579 | 0.83362 | 1 | 1 | 1
5 | 28 | 8 | 0.20052 | 0.30858 | 0.4398 | 0.14125 | 0 | 0.034506 | 0 | 0.15209 | 0.25521 | 0.19082 | 0.3223 | 0.28818 | 0.20979 | 0.35646 | 0.094096 | 0.074626 | 0.21753 | 0.8154 | 0.37314 | 0.33975 | 0.18419 | 0.30852 | 0.1986 | 0.27594 | 0.61767 | 0.81738 | 0.60583 | 0.84132 | 0.75681 | 0.75077 | 0.79257 | 0.45456 | 0.85909 | 0.8673 | 0.85661 | 0.85008 | 0.861 | 0.81185 | 0.84278 | 0.81715 | 0.79723 | 0.86711 | 0.94741 | 1 | 1 | 1
5 | 28 | 9 | 0.33876 | 0.26122 | 0.39103 | 0.15699 | 0 | 0.034367 | 0 | 0.1027 | 0.39262 | 0.33085 | 0.41438 | 0.27515 | 0.34778 | 0.34422 | 0.046112 | 0.030637 | 0.19671 | 0.84407 | 0.337 | 0.45657 | 0.16749 | 0.26117 | 0.15106 | 0.5008 | 0.76977 | 0.90672 | 0.75501 | 0.93378 | 0.88508 | 0.86459 | 0.8989 | 0.55247 | 0.99533 | 0.97777 | 0.95392 | 0.95379 | 0.96198 | 0.92043 | 0.9456 | 0.85723 | 0.84485 | 0.95238 | 1 | 1 | 1 | 1
5 | 28 | 10 | 0.37916 | 0.20421 | 0.30424 | 0.16638 | 0 | 0.030267 | 0 | 0.10019 | 0.42887 | 0.37132 | 0.4722 | 0.2801 | 0.38753 | 0.34946 | 0.030252 | 0.017226 | 0.22235 | 0.84149 | 0.31411 | 0.53761 | 0.16761 | 0.20399 | 0.098934 | 0.6764 | 0.87617 | 0.95759 | 0.85938 | 0.99863 | 0.93572 | 0.92387 | 0.95764 | 0.68948 | 1 | 1 | 1 | 1 | 1 | 1 | 0.99212 | 0.9034 | 0.90964 | 0.98875 | 0.93749 | 1 | 1 | 1
5 | 28 | 11 | 0.38351 | 0.17583 | 0.27041 | 0.14399 | 0 | 0.028606 | 0 | 0.15636 | 0.43132 | 0.37546 | 0.46556 | 0.29085 | 0.39158 | 0.3582 | 0.03292 | 0.019391 | 0.23958 | 0.81281 | 0.40766 | 0.53159 | 0.22371 | 0.17535 | 0.076314 | 0.77853 | 0.91968 | 0.94183 | 0.90205 | 1 | 0.93753 | 0.92512 | 0.97244 | 0.7689 | 1 | 1 | 1 | 0.99082 | 0.9817 | 1 | 0.98231 | 0.80212 | 0.90092 | 0.98225 | 0.82941 | 1 | 1 | 1
5 | 28 | 12 | 0.41579 | 0.23781 | 0.19782 | 0.10676 | 0 | 0.024417 | 0 | 0.26449 | 0.46275 | 0.40825 | 0.51001 | 0.34075 | 0.4237 | 0.40521 | 0.033448 | 0.019825 | 0.27689 | 0.80949 | 0.50309 | 0.57703 | 0.30784 | 0.23783 | 0.1277 | 0.83298 | 0.93339 | 0.90075 | 0.9155 | 1 | 0.91711 | 0.91053 | 0.95516 | 0.81409 | 1 | 1 | 0.99285 | 0.98998 | 0.96387 | 1 | 0.98148 | 0.79877 | 0.8699 | 0.96169 | 0.66607 | 1 | 1 | 1
5 | 28 | 13 | 0.44239 | 0.26652 | 0.11469 | 0.075952 | 0 | 0.014231 | 0 | 0.39567 | 0.48543 | 0.43479 | 0.57182 | 0.42014 | 0.44968 | 0.48146 | 0.033728 | 0.020056 | 0.33526 | 0.83394 | 0.55247 | 0.61584 | 0.36864 | 0.2657 | 0.16462 | 0.84494 | 0.93205 | 0.88507 | 0.91418 | 0.99077 | 0.89057 | 0.88646 | 0.93404 | 0.89027 | 1 | 1 | 0.98196 | 0.97026 | 0.96401 | 0.98372 | 0.96193 | 0.80212 | 0.82778 | 0.95467 | 0.6612 | 1 | 1 | 1
5 | 28 | 14 | 0.54027 | 0.4656 | 0.080669 | 0.062016 | 0 | 0.026082 | 0 | 0.51063 | 0.57796 | 0.53399 | 0.60326 | 0.45888 | 0.54663 | 0.5164 | 0.03598 | 0.02193 | 0.40089 | 0.87424 | 0.52201 | 0.62159 | 0.45956 | 0.46641 | 0.35709 | 0.80281 | 0.91301 | 0.84993 | 0.8955 | 0.98111 | 0.88246 | 0.87856 | 0.9277 | 0.91278 | 1 | 1 | 0.98154 | 0.97506 | 0.93129 | 0.95802 | 0.96669 | 0.62573 | 0.88961 | 0.94786 | 0.61985 | 1 | 1 | 1
5 | 28 | 15 | 0.65841 | 0.46714 | 0.080395 | 0.056283 | 0.030662 | 0.032985 | 0.00021955 | 0.61245 | 0.68806 | 0.65374 | 0.61874 | 0.46936 | 0.6634 | 0.52519 | 0.043626 | 0.028441 | 0.431 | 0.93048 | 0.59656 | 0.63959 | 0.59488 | 0.46798 | 0.35843 | 0.72025 | 0.87491 | 0.79018 | 0.85814 | 0.97384 | 0.87804 | 0.87548 | 0.92278 | 0.90663 | 1 | 0.98687 | 0.95377 | 0.94778 | 0.90082 | 0.96011 | 0.93964 | 0.56293 | 0.82608 | 0.9209 | 0.55909 | 1 | 1 | 1
5 | 28 | 16 | 0.75824 | 0.26386 | 0.066292 | 0.061165 | 0.20429 | 0.054797 | 0.0039996 | 0.7119 | 0.77953 | 0.75484 | 0.63037 | 0.47282 | 0.76183 | 0.52859 | 0.051472 | 0.035313 | 0.49643 | 0.8812 | 0.4667 | 0.66166 | 0.6661 | 0.26303 | 0.16219 | 0.5756 | 0.78604 | 0.70052 | 0.77097 | 0.92977 | 0.84054 | 0.83602 | 0.88208 | 0.8629 | 0.95355 | 0.92166 | 0.9025 | 0.87957 | 0.83597 | 0.86782 | 0.87201 | 0.50442 | 0.76736 | 0.85301 | 0.44571 | 1 | 1 | 1
5 | 28 | 17 | 0.83713 | 0.23509 | 0.078559 | 0.079292 | 0.4944 | 0.18356 | 0.014497 | 0.77499 | 0.85578 | 0.83545 | 0.6493 | 0.46595 | 0.84021 | 0.52132 | 0.052979 | 0.03665 | 0.56756 | 0.54789 | 0.57806 | 0.71215 | 0.73365 | 0.23509 | 0.12543 | 0.36068 | 0.62201 | 0.59059 | 0.61009 | 0.81104 | 0.74186 | 0.73727 | 0.76126 | 0.7161 | 0.81282 | 0.78448 | 0.76334 | 0.72337 | 0.68666 | 0.71751 | 0.71716 | 0.49769 | 0.69334 | 0.68399 | 0.30081 | 1 | 1 | 1
5 | 28 | 18 | 0.74775 | 0.17922 | 0.08034 | 0.12757 | 0.72676 | 0.32069 | 0.010581 | 0.80773 | 0.77058 | 0.74432 | 0.66014 | 0.47824 | 0.75158 | 0.52972 | 0.057089 | 0.040327 | 0.63689 | 0.28374 | 0.30146 | 0.75564 | 0.73477 | 0.17866 | 0.07998 | 0.11281 | 0.36522 | 0.35586 | 0.35822 | 0.59919 | 0.54293 | 0.52882 | 0.52475 | 0.48191 | 0.51649 | 0.49703 | 0.44932 | 0.4785 | 0.43482 | 0.38387 | 0.47439 | 0.26504 | 0.50965 | 0.40577 | 0.10421 | 1 | 1 | 1
5 | 28 | 19 | 0.62208 | 0.22742 | 0.14135 | 0.24523 | 0.8489 | 0.54776 | 0.0046137 | 0.77748 | 0.65038 | 0.61629 | 0.78109 | 0.57916 | 0.62691 | 0.62448 | 0.067384 | 0.049682 | 0.56272 | 0.28861 | 0.15363 | 0.69539 | 0.76668 | 0.22677 | 0.12492 | 0.0059679 | 0.10968 | 0.12836 | 0.10758 | 0.20596 | 0.14526 | 0.14849 | 0.23069 | 0.25805 | 0.19793 | 0.17045 | 0.12866 | 0.14223 | 0.09973 | 0.0698 | 0.14101 | 0.074317 | 0.2196 | 0.040776 | 0.00030507 | 1 | 1 | 1
5 | 28 | 20 | 0.6335 | 0.39788 | 0.19096 | 0.4174 | 0.89408 | 0.83692 | 0.00028731 | 0.76495 | 0.66588 | 0.62862 | 0.80872 | 0.68483 | 0.63894 | 0.72508 | 0.095701 | 0.07612 | 0.4337 | 0.29583 | 0.13803 | 0.73654 | 0.89728 | 0.39777 | 0.29367 | 4.9888e-06 | 0.00080506 | 0.0011164 | 0.00078962 | 0.0090739 | 0.0018692 | 0.0014719 | 0.00037778 | 0.00037574 | 0 | 0 | 0 | 0 | 0 | 0 | 0 | 1.0988e-05 | 0.003124 | 0 | 0 | 1 | 1 | 1
5 | 28 | 21 | 0.59631 | 0.57502 | 0.18285 | 0.36718 | 0.88307 | 0.81047 | 0 | 0.73488 | 0.63424 | 0.59141 | 0.70861 | 0.65217 | 0.60264 | 0.69216 | 0.10307 | 0.083121 | 0.40662 | 0.17072 | 0.23878 | 0.71935 | 0.93828 | 0.57582 | 0.48107 | 0 | 0 | 0 | 0 | 0 | 0 | 0 | 0 | 0 | 0 | 0 | 0 | 0 | 0 | 0 | 0 | 0 | 0 | 0 | 0 | 1 | 1 | 1
5 | 28 | 22 | 0.41977 | 0.56033 | 0.16536 | 0.32215 | 0.88108 | 0.84862 | 0 | 0.69833 | 0.45951 | 0.41122 | 0.59898 | 0.57128 | 0.42659 | 0.61661 | 0.11443 | 0.093998 | 0.33087 | 0.054656 | 0.36081 | 0.62773 | 0.92544 | 0.56043 | 0.47272 | 0 | 0 | 0 | 0 | 0 | 0 | 0 | 0 | 0 | 0 | 0 | 0 | 0 | 0 | 0 | 0 | 0 | 0 | 0 | 0 | 1 | 1 | 1
5 | 28 | 23 | 0.48912 | 0.51014 | 0.20319 | 0.29801 | 0.87718 | 0.7929 | 0 | 0.63108 | 0.52845 | 0.48196 | 0.46615 | 0.52242 | 0.49579 | 0.56869 | 0.14523 | 0.12386 | 0.28624 | 0.11707 | 0.45552 | 0.49296 | 0.89607 | 0.50952 | 0.42425 | 0 | 0 | 0 | 0 | 0 | 0 | 0 | 0 | 0 | 0 | 0 | 0 | 0 | 0 | 0 | 0 | 0 | 0 | 0 | 0 | 1 | 1 | 1
5 | 28 | 24 | 0.65245 | 0.57875 | 0.21557 | 0.29537 | 0.86068 | 0.73485 | 0 | 0.57559 | 0.6877 | 0.64851 | 0.41236 | 0.59051 | 0.6583 | 0.63863 | 0.15682 | 0.1352 | 0.39858 | 0.34849 | 0.50794 | 0.40756 | 0.89355 | 0.57822 | 0.50182 | 0 | 0 | 0 | 0 | 0 | 0 | 0 | 0 | 0 | 0 | 0 | 0 | 0 | 0 | 0 | 0 | 0 | 0 | 0 | 0 | 1 | 1 | 1
5 | 29 | 1 | 0.60474 | 0.74896 | 0.20624 | 0.25218 | 0.85569 | 0.72514 | 0 | 0.4695 | 0.63805 | 0.59931 | 0.40597 | 0.57732 | 0.61036 | 0.61998 | 0.17055 | 0.1487 | 0.38983 | 0.46908 | 0.49276 | 0.26148 | 0.88789 | 0.74918 | 0.69243 | 0 | 0 | 0 | 0 | 0 | 0 | 0 | 0 | 0 | 0 | 0 | 0 | 0 | 0 | 0 | 0 | 0 | 0 | 0 | 0 | 1 | 1 | 1
5 | 29 | 2 | 0.54432 | 0.86511 | 0.17499 | 0.28129 | 0.84991 | 0.65594 | 0 | 0.35683 | 0.58214 | 0.53815 | 0.39748 | 0.63581 | 0.5507 | 0.67854 | 0.21608 | 0.19386 | 0.3872 | 0.44866 | 0.54323 | 0.24575 | 0.86838 | 0.8662 | 0.82084 | 0 | 0 | 0 | 0 | 0 | 0 | 0 | 0 | 0 | 0 | 0 | 0 | 0 | 0 | 0 | 0 | 0 | 0 | 0 | 0 | 1 | 1 | 1
5 | 29 | 3 | 0.48497 | 0.72859 | 0.16466 | 0.30621 | 0.83157 | 0.54459 | 0 | 0.29978 | 0.5271 | 0.47814 | 0.36358 | 0.63292 | 0.49207 | 0.6712 | 0.22075 | 0.19853 | 0.46543 | 0.40562 | 0.51805 | 0.30502 | 0.79706 | 0.72786 | 0.68048 | 0 | 0 | 0 | 0 | 0 | 0 | 0 | 0 | 0 | 0 | 0 | 0 | 0 | 0 | 0 | 0 | 0 | 0 | 0 | 0 | 1 | 1 | 1
5 | 29 | 4 | 0.42391 | 0.75567 | 0.18831 | 0.29026 | 0.79873 | 0.50972 | 0 | 0.26806 | 0.46965 | 0.41634 | 0.31467 | 0.67235 | 0.43163 | 0.71346 | 0.20689 | 0.1847 | 0.44403 | 0.35156 | 0.39312 | 0.32035 | 0.68309 | 0.75556 | 0.70459 | 0 | 0 | 0.00011964 | 0 | 0 | 0 | 0 | 0 | 0 | 0 | 0 | 0 | 0 | 0 | 0 | 0 | 0 | 0 | 0 | 0.00071857 | 1 | 1 | 1
5 | 29 | 5 | 0.37248 | 0.7979 | 0.1683 | 0.28841 | 0.76267 | 0.42056 | 0 | 0.18279 | 0.4235 | 0.36473 | 0.2197 | 0.58957 | 0.38104 | 0.63465 | 0.20455 | 0.18238 | 0.35141 | 0.31948 | 0.39146 | 0.3414 | 0.64464 | 0.79868 | 0.74371 | 1.0329e-05 | 0.0070981 | 0.098387 | 0.006962 | 0.015597 | 0.00060326 | 0.00089565 | 0.0054016 | 0.0003739 | 0.0042566 | 0.012967 | 0.036619 | 0.020556 | 0.013895 | 0.0070321 | 0.02038 | 0.14216 | 0.071537 | 0.051924 | 0.24761 | 1 | 1 | 1
5 | 29 | 6 | 0.2552 | 0.65681 | 0.14062 | 0.26004 | 0.71222 | 0.23276 | 0 | 0.10049 | 0.31033 | 0.2462 | 0.15954 | 0.48489 | 0.26449 | 0.54033 | 0.1874 | 0.16536 | 0.18945 | 0.17049 | 0.33178 | 0.3108 | 0.54038 | 0.65687 | 0.58538 | 0.0072567 | 0.18608 | 0.44771 | 0.18251 | 0.33141 | 0.14948 | 0.1994 | 0.27191 | 0.099501 | 0.25414 | 0.36834 | 0.42781 | 0.35459 | 0.3441 | 0.27548 | 0.35154 | 0.50638 | 0.45906 | 0.44712 | 0.63395 | 1 | 1 | 1
5 | 29 | 7 | 0.14294 | 0.49304 | 0.13505 | 0.17757 | 0.61371 | 0.084051 | 0 | 0.012027 | 0.19924 | 0.13307 | 0.11202 | 0.35215 | 0.15249 | 0.41498 | 0.12994 | 0.10898 | 0.076619 | 0.11488 | 0.23417 | 0.23958 | 0.42057 | 0.49261 | 0.4028 | 0.045953 | 0.39773 | 0.68592 | 0.39011 | 0.64839 | 0.44751 | 0.54219 | 0.60014 | 0.35363 | 0.55325 | 0.67953 | 0.69958 | 0.65165 | 0.65275 | 0.56372 | 0.64606 | 0.73471 | 0.70623 | 0.70843 | 0.86356 | 1 | 1 | 1
5 | 29 | 8 | 0.11323 | 0.40644 | 0.14713 | 0.13324 | 0.50289 | 0.056391 | 0 | 0.00022067 | 0.17284 | 0.10375 | 0.073817 | 0.26342 | 0.12326 | 0.33679 | 0.12033 | 0.099681 | 0.03522 | 0.12879 | 0.17513 | 0.1672 | 0.52687 | 0.4058 | 0.30908 | 0.27731 | 0.61759 | 0.85598 | 0.60575 | 0.845 | 0.67251 | 0.74787 | 0.7951 | 0.53561 | 0.86114 | 0.87078 | 0.8668 | 0.84588 | 0.84513 | 0.80555 | 0.83862 | 0.86352 | 0.85125 | 0.86934 | 0.99632 | 1 | 1 | 1
5 | 29 | 9 | 0.064223 | 0.44298 | 0.16937 | 0.12715 | 0.40691 | 0.043326 | 0 | 0 | 0.12214 | 0.054722 | 0.069039 | 0.10447 | 0.073991 | 0.17574 | 0.12915 | 0.10821 | 0.022938 | 0.11362 | 0.16509 | 0.12308 | 0.5851 | 0.44298 | 0.34158 | 0.5017 | 0.77027 | 0.96172 | 0.7555 | 0.95665 | 0.86457 | 0.85608 | 0.89823 | 0.55838 | 0.99514 | 0.97797 | 0.95701 | 0.94595 | 0.95892 | 0.932 | 0.93782 | 0.9289 | 0.92154 | 0.95427 | 1 | 1 | 1 | 1
5 | 29 | 10 | 0.024378 | 0.45657 | 0.20307 | 0.10395 | 0.31414 | 0.03109 | 0 | 0.001941 | 0.07947 | 0.015142 | 0.07103 | 0.0055537 | 0.033697 | 0.060389 | 0.1306 | 0.10962 | 0.013622 | 0.087354 | 0.16949 | 0.10102 | 0.5656 | 0.45638 | 0.359 | 0.66162 | 0.85745 | 1 | 0.84101 | 0.99073 | 0.92515 | 0.90622 | 0.94786 | 0.58021 | 1 | 1 | 0.98865 | 0.99147 | 1 | 0.98103 | 0.98296 | 0.95254 | 0.93509 | 0.98938 | 1 | 1 | 1 | 1
5 | 29 | 11 | 0.015932 | 0.49771 | 0.28016 | 0.071696 | 0.2287 | 0.022236 | 0 | 0.020249 | 0.07097 | 0.006902 | 0.1166 | 0.00023316 | 0.025222 | 0.054211 | 0.12475 | 0.10395 | 0.01004 | 0.070537 | 0.15141 | 0.087178 | 0.48997 | 0.4977 | 0.40285 | 0.76057 | 0.89939 | 1 | 0.88215 | 1 | 0.93161 | 0.91729 | 0.95479 | 0.653 | 1 | 1 | 0.99804 | 0.98302 | 1 | 0.96577 | 0.97458 | 0.94476 | 0.9358 | 0.98364 | 1 | 1 | 1 | 1
5 | 29 | 12 | 0.017475 | 0.52247 | 0.29255 | 0.04943 | 0.22856 | 0.014245 | 0 | 0.042888 | 0.072752 | 0.0084299 | 0.16504 | 0.0038121 | 0.026802 | 0.068572 | 0.12709 | 0.10621 | 0.0090616 | 0.074603 | 0.18288 | 0.09039 | 0.44236 | 0.52219 | 0.43415 | 0.82123 | 0.92114 | 1 | 0.90348 | 0.99735 | 0.91852 | 0.89588 | 0.94106 | 0.82033 | 1 | 1 | 0.97914 | 0.97801 | 0.96797 | 0.93623 | 0.96961 | 0.91588 | 0.92686 | 0.96025 | 1 | 1 | 1 | 1
5 | 29 | 13 | 0.025904 | 0.59614 | 0.26801 | 0.03997 | 0.2678 | 0.026332 | 0 | 0.036375 | 0.081409 | 0.016678 | 0.21738 | 0.00122 | 0.035285 | 0.064772 | 0.12888 | 0.10794 | 0.009269 | 0.065856 | 0.10516 | 0.091407 | 0.45846 | 0.59636 | 0.51258 | 0.84221 | 0.92947 | 0.99973 | 0.91165 | 0.98398 | 0.88723 | 0.87085 | 0.92035 | 1 | 1 | 0.99724 | 0.96222 | 0.95664 | 0.95636 | 0.93489 | 0.94843 | 0.91788 | 0.91578 | 0.95079 | 1 | 1 | 1 | 1
5 | 29 | 14 | 0.056743 | 0.60734 | 0.23303 | 0.03517 | 0.32946 | 0.070228 | 0 | 0.060272 | 0.11442 | 0.04728 | 0.29538 | 0.0061388 | 0.066472 | 0.069598 | 0.13175 | 0.11073 | 0.012749 | 0.054839 | 0.098701 | 0.098223 | 0.49678 | 0.60755 | 0.52568 | 0.80603 | 0.91673 | 0.99069 | 0.89915 | 0.97692 | 0.8797 | 0.8693 | 0.92764 | 0.99914 | 1 | 0.99551 | 0.96965 | 0.96259 | 0.93956 | 0.97177 | 0.95432 | 0.92293 | 0.92471 | 0.94214 | 1 | 1 | 1 | 1
5 | 29 | 15 | 0.098471 | 0.55595 | 0.23597 | 0.035066 | 0.48043 | 0.17394 | 0 | 0.14172 | 0.15698 | 0.088849 | 0.38123 | 0.048384 | 0.10834 | 0.11497 | 0.1346 | 0.1135 | 0.017467 | 0.060678 | 0.11782 | 0.094872 | 0.50455 | 0.55533 | 0.47665 | 0.72166 | 0.87631 | 0.95345 | 0.85951 | 0.97002 | 0.88023 | 0.86538 | 0.92108 | 0.94963 | 1 | 0.97472 | 0.95499 | 0.94464 | 0.93595 | 0.94366 | 0.93653 | 0.91412 | 0.91779 | 0.92442 | 0.98246 | 1 | 1 | 1
5 | 29 | 16 | 0.15594 | 0.62984 | 0.21848 | 0.043015 | 0.66832 | 0.32926 | 0 | 0.3061 | 0.21288 | 0.14622 | 0.46285 | 0.19408 | 0.16557 | 0.26579 | 0.1352 | 0.11408 | 0.020635 | 0.076979 | 0.15987 | 0.079746 | 0.53172 | 0.62971 | 0.55617 | 0.57592 | 0.78571 | 0.87911 | 0.77064 | 0.9356 | 0.84119 | 0.82724 | 0.87569 | 0.87631 | 0.94036 | 0.91626 | 0.90009 | 0.87456 | 0.8496 | 0.8676 | 0.86705 | 0.87461 | 0.87658 | 0.85176 | 0.88471 | 1 | 1 | 1
5 | 29 | 17 | 0.26835 | 0.72007 | 0.22004 | 0.083762 | 0.80172 | 0.41514 | 5.4237e-05 | 0.43825 | 0.32259 | 0.2594 | 0.50383 | 0.37071 | 0.2775 | 0.44035 | 0.14522 | 0.12384 | 0.031854 | 0.10661 | 0.18429 | 0.08298 | 0.54917 | 0.72063 | 0.65373 | 0.36695 | 0.63118 | 0.71913 | 0.61908 | 0.85454 | 0.736 | 0.71101 | 0.76112 | 0.76298 | 0.81022 | 0.79685 | 0.77139 | 0.72226 | 0.72324 | 0.72103 | 0.71605 | 0.77544 | 0.77457 | 0.68696 | 0.64709 | 1 | 1 | 1
5 | 29 | 18 | 0.40265 | 0.67077 | 0.20381 | 0.11912 | 0.86414 | 0.50239 | 0.00074275 | 0.54043 | 0.44901 | 0.39479 | 0.50446 | 0.39152 | 0.41048 | 0.45409 | 0.16104 | 0.13935 | 0.043397 | 0.17195 | 0.25489 | 0.11251 | 0.55682 | 0.67013 | 0.61064 | 0.11549 | 0.37391 | 0.42543 | 0.36674 | 0.68955 | 0.5566 | 0.49612 | 0.53331 | 0.39152 | 0.52444 | 0.54895 | 0.49764 | 0.45222 | 0.44134 | 0.43542 | 0.44833 | 0.51273 | 0.57486 | 0.41516 | 0.19766 | 1 | 1 | 1
5 | 29 | 19 | 0.56905 | 0.75892 | 0.19662 | 0.18961 | 0.90166 | 0.71483 | 5.4237e-05 | 0.59946 | 0.60817 | 0.56367 | 0.48242 | 0.38738 | 0.57559 | 0.44972 | 0.18178 | 0.1598 | 0.059626 | 0.31093 | 0.348 | 0.1876 | 0.62343 | 0.75908 | 0.70505 | 0.0067898 | 0.11045 | 0.1091 | 0.10833 | 0.27821 | 0.072244 | 0.094145 | 0.26037 | 0.19421 | 0.20325 | 0.19884 | 0.15928 | 0.13204 | 0.11046 | 0.10173 | 0.13091 | 0.1979 | 0.25674 | 0.047207 | 0.00026173 | 1 | 1 | 1
5 | 29 | 20 | 0.61313 | 0.79785 | 0.2552 | 0.35261 | 0.93878 | 0.91895 | 0 | 0.63021 | 0.64782 | 0.60812 | 0.41434 | 0.38962 | 0.61895 | 0.44617 | 0.22022 | 0.19799 | 0.073134 | 0.45526 | 0.20374 | 0.26175 | 0.79967 | 0.79789 | 0.75333 | 5.748e-06 | 0.0012198 | 0.0043581 | 0.0011964 | 0.017109 | 0.00058078 | 0.0012626 | 0.0006837 | 0.00025053 | 0 | 0 | 0 | 0 | 0 | 0 | 0 | 0.019549 | 0.0028287 | 0 | 0 | 1 | 1 | 1
5 | 29 | 21 | 0.57171 | 0.82111 | 0.31369 | 0.38554 | 0.94529 | 0.91236 | 0 | 0.5937 | 0.60806 | 0.56595 | 0.31375 | 0.52578 | 0.57783 | 0.58103 | 0.20111 | 0.17896 | 0.054482 | 0.42226 | 0.15559 | 0.2454 | 0.88085 | 0.82094 | 0.78403 | 0 | 0 | 0 | 0 | 0 | 0 | 0 | 0 | 0 | 0 | 0 | 0 | 0 | 0 | 0 | 0 | 0 | 0 | 0 | 0 | 1 | 1 | 1
5 | 29 | 22 | 0.49937 | 0.87645 | 0.2719 | 0.35924 | 0.93929 | 0.85945 | 0 | 0.49383 | 0.54273 | 0.49306 | 0.253 | 0.54382 | 0.50664 | 0.59691 | 0.18392 | 0.16191 | 0.025468 | 0.28006 | 0.14121 | 0.18419 | 0.83983 | 0.87651 | 0.848 | 0 | 0 | 0 | 0 | 0 | 0 | 0 | 0 | 0 | 0 | 0 | 0 | 0 | 0 | 0 | 0 | 0 | 0 | 0 | 0 | 1 | 1 | 1
5 | 29 | 23 | 0.34333 | 0.91337 | 0.1524 | 0.35178 | 0.92632 | 0.85379 | 0 | 0.40199 | 0.39151 | 0.33463 | 0.21111 | 0.45238 | 0.3515 | 0.50622 | 0.16723 | 0.14544 | 0.0065163 | 0.14304 | 0.12796 | 0.13988 | 0.68642 | 0.9136 | 0.89081 | 0 | 0 | 0 | 0 | 0 | 0 | 0 | 0 | 0 | 0 | 0 | 0 | 0 | 0 | 0 | 0 | 0 | 0 | 0 | 0 | 1 | 1 | 1
5 | 29 | 24 | 0.2834 | 0.89569 | 0.072322 | 0.35842 | 0.90749 | 0.83128 | 0 | 0.33531 | 0.33748 | 0.27461 | 0.18111 | 0.43743 | 0.29252 | 0.49587 | 0.14124 | 0.11996 | 0.0005692 | 0.060392 | 0.1289 | 0.11344 | 0.47561 | 0.89554 | 0.87413 | 0 | 0 | 0 | 0 | 0 | 0 | 0 | 0 | 0 | 0 | 0 | 0 | 0 | 0 | 0 | 0 | 0 | 0 | 0 | 0 | 1 | 1 | 1
5 | 30 | 1 | 0.22791 | 0.91241 | 0.06067 | 0.31199 | 0.88626 | 0.73791 | 0 | 0.29507 | 0.28465 | 0.21878 | 0.20761 | 0.42417 | 0.23747 | 0.48394 | 0.12218 | 0.10147 | 7.5346e-06 | 0.032326 | 0.091397 | 0.080218 | 0.23394 | 0.91299 | 0.88512 | 0 | 0 | 0 | 0 | 0 | 0 | 0 | 0 | 0 | 0 | 0 | 0 | 0 | 0 | 0 | 0 | 0 | 0 | 0 | 0 | 1 | 1 | 1
5 | 30 | 2 | 0.15983 | 0.80129 | 0.064566 | 0.21787 | 0.86671 | 0.64265 | 0 | 0.2672 | 0.21807 | 0.15031 | 0.20612 | 0.40168 | 0.16965 | 0.46273 | 0.10014 | 0.080338 | 0 | 0.038893 | 0.094212 | 0.037417 | 0.097607 | 0.80187 | 0.75062 | 0 | 0 | 0 | 0 | 0 | 0 | 0 | 0 | 0 | 0 | 0 | 0 | 0 | 0 | 0 | 0 | 0 | 0 | 0 | 0 | 1 | 1 | 1
5 | 30 | 3 | 0.097431 | 0.55205 | 0.075136 | 0.15888 | 0.85125 | 0.54491 | 0 | 0.24369 | 0.15544 | 0.087742 | 0.18506 | 0.38241 | 0.10723 | 0.44491 | 0.083684 | 0.064789 | 0 | 0.028754 | 0.12098 | 0.020462 | 0.065588 | 0.55112 | 0.47612 | 0 | 0 | 0 | 0 | 0 | 0 | 0 | 0 | 0 | 0 | 0 | 0 | 0 | 0 | 0 | 0 | 0 | 0 | 0 | 0 | 1 | 1 | 1
5 | 30 | 4 | 0.063863 | 0.50172 | 0.061178 | 0.11943 | 0.83156 | 0.51867 | 0 | 0.2344 | 0.12213 | 0.0544 | 0.12976 | 0.36692 | 0.073682 | 0.431 | 0.074027 | 0.055793 | 0 | 0.025801 | 0.13119 | 0.026286 | 0.038327 | 0.50178 | 0.40657 | 0 | 0 | 0.00011325 | 0 | 0 | 0 | 0 | 0 | 0 | 0 | 0 | 0 | 0 | 0 | 0 | 0 | 0 | 0 | 0 | 0.00068018 | 1 | 1 | 1
5 | 30 | 5 | 0.030142 | 0.42047 | 0.034246 | 0.097551 | 0.81697 | 0.65574 | 0 | 0.21479 | 0.086084 | 0.021419 | 0.093265 | 0.3439 | 0.039145 | 0.40985 | 0.067849 | 0.0501 | 0 | 0.023793 | 0.1083 | 0.029387 | 0.0077461 | 0.42101 | 0.31073 | 9.6277e-06 | 0.0074522 | 0.097132 | 0.0073093 | 0.017012 | 0.00075061 | 0.00088466 | 0.0060946 | 0.00021211 | 0.0041664 | 0.014199 | 0.0399 | 0.020595 | 0.012994 | 0.0071777 | 0.020419 | 0.14702 | 0.073774 | 0.054388 | 0.22658 | 1 | 1 | 1
5 | 30 | 6 | 0.0017523 | 0.19604 | 0.0028131 | 0.064863 | 0.78645 | 0.58866 | 0 | 0.15196 | 0.042165 | 0.0011402 | 0.080855 | 0.30468 | 0.002172 | 0.37443 | 0.060911 | 0.043777 | 0 | 0.01543 | 0.093057 | 0.0098021 | 0.0093506 | 0.19528 | 0.097242 | 0.0073087 | 0.18489 | 0.45213 | 0.18135 | 0.33119 | 0.15373 | 0.1954 | 0.27245 | 0.051589 | 0.24461 | 0.37854 | 0.43627 | 0.36919 | 0.32382 | 0.29979 | 0.36602 | 0.51194 | 0.46007 | 0.44793 | 0.64331 | 1 | 1 | 1
5 | 30 | 7 | 0 | 0.12592 | 0 | 0.016511 | 0.72588 | 0.20576 | 0 | 0.058823 | 0.0182 | 0 | 0.066844 | 0.21874 | 0 | 0.29233 | 0.047421 | 0.03175 | 0 | 0.0041841 | 0.12904 | 0.00024663 | 0.0048794 | 0.12547 | 0.035976 | 0.047901 | 0.4014 | 0.68973 | 0.3937 | 0.65823 | 0.47284 | 0.53872 | 0.58877 | 0.25143 | 0.62934 | 0.69131 | 0.69856 | 0.66883 | 0.62098 | 0.62965 | 0.66309 | 0.74117 | 0.69733 | 0.70162 | 0.87407 | 1 | 1 | 1
5 | 30 | 8 | 0 | 0.13689 | 0 | 0.012875 | 0.67973 | 0.14713 | 0 | 0.0054021 | 0.013918 | 0 | 0.049745 | 0.10132 | 0 | 0.17432 | 0.031988 | 0.018637 | 0 | 0.0019811 | 0.17338 | 0 | 0.020595 | 0.13692 | 0.04013 | 0.27525 | 0.61362 | 0.8609 | 0.60186 | 0.84684 | 0.70753 | 0.75177 | 0.77469 | 0.46513 | 0.87616 | 0.86973 | 0.85941 | 0.84426 | 0.80146 | 0.84292 | 0.83701 | 0.86708 | 0.84101 | 0.85061 | 1 | 1 | 1 | 1
5 | 30 | 9 | 0 | 0.12196 | 0 | 0.015153 | 0.62654 | 0.099193 | 0 | 0 | 0.012488 | 0 | 0.053105 | 0.0055213 | 0 | 0.056467 | 0.025659 | 0.01358 | 0 | 0.00905 | 0.21841 | 0 | 0.032326 | 0.12198 | 0.029376 | 0.49826 | 0.76411 | 0.96449 | 0.74946 | 0.94397 | 0.8345 | 0.85745 | 0.8895 | 0.56273 | 1 | 0.97593 | 0.95433 | 0.93406 | 0.90929 | 0.9566 | 0.92604 | 0.9256 | 0.91495 | 0.93498 | 1 | 1 | 1 | 1
5 | 30 | 10 | 0 | 0.085705 | 0 | 0.017804 | 0.5413 | 0.087 | 0 | 0 | 0.01242 | 0 | 0.069211 | 0 | 0 | 0.033909 | 0.024083 | 0.012366 | 0 | 0.012984 | 0.24827 | 0 | 0.025403 | 0.085451 | 0.0083926 | 0.6655 | 0.86245 | 1 | 0.84592 | 0.98659 | 0.92591 | 0.89013 | 0.9334 | 0.71672 | 1 | 1 | 0.99051 | 0.97566 | 0.95847 | 1 | 0.96729 | 0.92663 | 0.93949 | 0.97039 | 1 | 1 | 1 | 1
5 | 30 | 11 | 0 | 0.090334 | 0 | 0.015332 | 0.47173 | 0.066094 | 0 | 0.0040429 | 0.014738 | 0 | 0.091832 | 0 | 0 | 0.046925 | 0.028143 | 0.01553 | 2.6772e-05 | 0.0048656 | 0.27212 | 0.0004426 | 0.030861 | 0.089898 | 0.012284 | 0.78097 | 0.9241 | 1 | 0.90639 | 0.99774 | 0.93636 | 0.90431 | 0.9579 | 0.92998 | 1 | 1 | 0.99808 | 0.98214 | 0.98381 | 1 | 0.97371 | 0.91661 | 0.93743 | 0.97425 | 1 | 1 | 1 | 1
5 | 30 | 12 | 0.0011015 | 0.1764 | 0 | 0.018414 | 0.44561 | 0.044968 | 0 | 0.046806 | 0.037759 | 0.00053684 | 0.15901 | 0.00038778 | 0.0015515 | 0.061375 | 0.029805 | 0.016857 | 0.0017587 | 0.00047218 | 0.335 | 0.017293 | 0.028178 | 0.17625 | 0.073878 | 0.82782 | 0.92872 | 1 | 0.91091 | 0.99046 | 0.91921 | 0.84458 | 0.94249 | 0.93604 | 1 | 1 | 0.9807 | 0.96801 | 0.95532 | 0.99317 | 0.9597 | 0.90952 | 0.91713 | 0.95298 | 1 | 1 | 1 | 1
5 | 30 | 13 | 0.020123 | 0.27637 | 0 | 0.028803 | 0.47608 | 0.079719 | 0 | 0.14796 | 0.074587 | 0.011472 | 0.28283 | 0.0081734 | 0.028919 | 0.072764 | 0.029457 | 0.016577 | 0.0054235 | 0.00043858 | 0.39126 | 0.042189 | 0.031333 | 0.2765 | 0.16406 | 0.82689 | 0.91263 | 0.99144 | 0.89514 | 0.97177 | 0.86089 | 0.86582 | 0.87792 | 0.89571 | 1 | 0.99594 | 0.96689 | 0.95669 | 0.93261 | 0.97046 | 0.94848 | 0.86278 | 0.90538 | 0.94137 | 1 | 1 | 1 | 1
5 | 30 | 14 | 0.061531 | 0.32636 | 0 | 0.044461 | 0.56493 | 0.11732 | 0 | 0.28079 | 0.11907 | 0.052012 | 0.40227 | 0.040097 | 0.071241 | 0.1064 | 0.029092 | 0.016285 | 0.011005 | 0.002648 | 0.36367 | 0.061096 | 0.01585 | 0.32645 | 0.21525 | 0.79365 | 0.90258 | 0.98186 | 0.88528 | 0.96395 | 0.88028 | 0.86996 | 0.84129 | 0.92238 | 1 | 0.99345 | 0.96983 | 0.96272 | 0.95158 | 0.97419 | 0.95445 | 0.90066 | 0.89696 | 0.94312 | 1 | 1 | 1 | 1
5 | 30 | 15 | 0.12061 | 0.33777 | 0 | 0.06046 | 0.6489 | 0.213 | 0 | 0.38695 | 0.18029 | 0.11114 | 0.49646 | 0.16643 | 0.13064 | 0.23629 | 0.029811 | 0.016864 | 0.019345 | 0.0057369 | 0.39247 | 0.084728 | 0.003277 | 0.33774 | 0.22851 | 0.71093 | 0.86285 | 0.94975 | 0.84631 | 0.91549 | 0.87154 | 0.85601 | 0.85 | 0.93138 | 1 | 0.97327 | 0.95366 | 0.94394 | 0.92692 | 0.95444 | 0.93584 | 0.87802 | 0.89427 | 0.91937 | 0.99682 | 1 | 1 | 1
5 | 30 | 16 | 0.15474 | 0.33851 | 0 | 0.093616 | 0.70206 | 0.32821 | 0.0023893 | 0.45006 | 0.21181 | 0.14502 | 0.5682 | 0.38292 | 0.1644 | 0.45169 | 0.036825 | 0.022639 | 0.035255 | 0.0079502 | 0.41015 | 0.12347 | 0.017273 | 0.33855 | 0.22861 | 0.56308 | 0.76449 | 0.86889 | 0.74983 | 0.91567 | 0.72732 | 0.74614 | 0.76804 | 0.87782 | 0.94777 | 0.92669 | 0.9011 | 0.87822 | 0.85606 | 0.88789 | 0.87068 | 0.84795 | 0.85222 | 0.84991 | 0.89178 | 1 | 1 | 1
5 | 30 | 17 | 0.2458 | 0.31427 | 0 | 0.16152 | 0.79732 | 0.52887 | 0.039206 | 0.53459 | 0.298 | 0.23627 | 0.59553 | 0.44194 | 0.25466 | 0.50246 | 0.041592 | 0.026686 | 0.051954 | 0.0052454 | 0.21791 | 0.16234 | 0.055165 | 0.31432 | 0.20329 | 0.35982 | 0.61255 | 0.70348 | 0.6008 | 0.76766 | 0.63401 | 0.6676 | 0.6896 | 0.79829 | 0.81471 | 0.78782 | 0.7765 | 0.73908 | 0.7033 | 0.72795 | 0.73273 | 0.73695 | 0.73285 | 0.68371 | 0.65666 | 1 | 1 | 1
5 | 30 | 18 | 0.4539 | 0.2578 | 0 | 0.25107 | 0.87995 | 0.56894 | 0.10354 | 0.64558 | 0.50249 | 0.44742 | 0.59243 | 0.42599 | 0.462 | 0.48481 | 0.044224 | 0.028958 | 0.07531 | 0.0090012 | 0.24252 | 0.22568 | 0.12378 | 0.25737 | 0.15175 | 0.11636 | 0.36525 | 0.42706 | 0.35824 | 0.64673 | 0.45988 | 0.44006 | 0.47279 | 0.51771 | 0.51694 | 0.52959 | 0.4765 | 0.45914 | 0.44274 | 0.45843 | 0.45519 | 0.52137 | 0.53516 | 0.41398 | 0.21706 | 1 | 1 | 1
5 | 30 | 19 | 0.49706 | 0.27925 | 0 | 0.36203 | 0.92981 | 0.79244 | 0.18729 | 0.73351 | 0.53891 | 0.49044 | 0.57999 | 0.4238 | 0.5041 | 0.47908 | 0.055272 | 0.038702 | 0.10569 | 0.035109 | 0.12469 | 0.31808 | 0.43745 | 0.27912 | 0.16971 | 0.0076463 | 0.10373 | 0.10838 | 0.10174 | 0.21138 | 0.090613 | 0.072776 | 0.19594 | 0.19845 | 0.20263 | 0.1929 | 0.15337 | 0.1392 | 0.11679 | 0.11777 | 0.13801 | 0.20856 | 0.23897 | 0.04979 | 0.0003222 | 1 | 1 | 1
5 | 30 | 20 | 0.50159 | 0.3057 | 0 | 0.619 | 0.9509 | 0.91313 | 0.18816 | 0.76758 | 0.54378 | 0.49513 | 0.62517 | 0.52986 | 0.50868 | 0.57924 | 0.070713 | 0.052736 | 0.15284 | 0.088994 | 0.084222 | 0.39775 | 0.82869 | 0.30543 | 0.19813 | 8.129e-06 | 0.00080234 | 0.0046916 | 0.00078696 | 0.011349 | 0.0007347 | 0.00038107 | 0.00024855 | 0.00034358 | 0 | 0 | 0 | 0 | 0 | 0 | 0 | 0.020336 | 0.0034596 | 0 | 0 | 1 | 1 | 1
5 | 30 | 21 | 0.45394 | 0.37524 | 0 | 0.60527 | 0.938 | 0.9171 | 0.19625 | 0.74699 | 0.49874 | 0.44685 | 0.61987 | 0.6508 | 0.46148 | 0.69795 | 0.059992 | 0.042954 | 0.16675 | 0.076054 | 0.14616 | 0.43938 | 0.84731 | 0.37528 | 0.26751 | 0 | 0 | 0 | 0 | 0 | 0 | 0 | 0 | 0 | 0 | 0 | 0 | 0 | 0 | 0 | 0 | 0 | 0 | 0 | 0 | 1 | 1 | 1
5 | 30 | 22 | 0.38428 | 0.41851 | 0 | 0.54884 | 0.91863 | 0.88928 | 0.2006 | 0.70933 | 0.43067 | 0.37604 | 0.53961 | 0.55492 | 0.39215 | 0.59815 | 0.089287 | 0.070063 | 0.10238 | 0.041663 | 0.13853 | 0.43138 | 0.78917 | 0.4186 | 0.31357 | 0 | 0 | 0 | 0 | 0 | 0 | 0 | 0 | 0 | 0 | 0 | 0 | 0 | 0 | 0 | 0 | 0 | 0 | 0 | 0 | 1 | 1 | 1
5 | 30 | 23 | 0.39528 | 0.42305 | 0 | 0.59425 | 0.91613 | 0.7904 | 0.18475 | 0.69748 | 0.44329 | 0.38749 | 0.45068 | 0.56712 | 0.40337 | 0.61386 | 0.11486 | 0.094418 | 0.069335 | 0.024324 | 0.11364 | 0.4166 | 0.69261 | 0.42292 | 0.32112 | 0 | 0 | 0 | 0 | 0 | 0 | 0 | 0 | 0 | 0 | 0 | 0 | 0 | 0 | 0 | 0 | 0 | 0 | 0 | 0 | 1 | 1 | 1
5 | 30 | 24 | 0.40857 | 0.44081 | 0 | 0.54885 | 0.89918 | 0.74377 | 0.18435 | 0.69639 | 0.4555 | 0.40088 | 0.43092 | 0.58835 | 0.41649 | 0.63287 | 0.11533 | 0.094863 | 0.077696 | 0.016438 | 0.16711 | 0.31827 | 0.62926 | 0.44102 | 0.33673 | 0 | 0 | 0 | 0 | 0 | 0 | 0 | 0 | 0 | 0 | 0 | 0 | 0 | 0 | 0 | 0 | 0 | 0 | 0 | 0 | 1 | 1 | 1
5 | 31 | 1 | 0.4247 | 0.39634 | 0 | 0.44805 | 0.87481 | 0.63923 | 0.16863 | 0.68318 | 0.47194 | 0.41738 | 0.4508 | 0.61707 | 0.43264 | 0.65792 | 0.093636 | 0.074164 | 0.083656 | 0.010869 | 0.14517 | 0.23395 | 0.59212 | 0.39653 | 0.28835 | 0 | 0 | 0 | 0 | 0 | 0 | 0 | 0 | 0 | 0 | 0 | 0 | 0 | 0 | 0 | 0 | 0 | 0 | 0 | 0 | 1 | 1 | 1
5 | 31 | 2 | 0.39799 | 0.28986 | 0 | 0.32133 | 0.86381 | 0.78627 | 0.17544 | 0.67906 | 0.44533 | 0.39015 | 0.42418 | 0.67426 | 0.40598 | 0.7105 | 0.07365 | 0.055451 | 0.074582 | 0.0034371 | 0.23098 | 0.10439 | 0.52181 | 0.2895 | 0.18295 | 0 | 0 | 0 | 0 | 0 | 0 | 0 | 0 | 0 | 0 | 0 | 0 | 0 | 0 | 0 | 0 | 0 | 0 | 0 | 0 | 1 | 1 | 1
5 | 31 | 3 | 0.38186 | 0.24758 | 0 | 0.25957 | 0.85465 | 0.61612 | 0.16638 | 0.68848 | 0.4314 | 0.37405 | 0.40203 | 0.72542 | 0.3902 | 0.75987 | 0.053803 | 0.0374 | 0.081536 | 5.2235e-05 | 0.20956 | 0.040549 | 0.44173 | 0.24767 | 0.13641 | 0 | 0 | 0 | 0 | 0 | 0 | 0 | 0 | 0 | 0 | 0 | 0 | 0 | 0 | 0 | 0 | 0 | 0 | 0 | 0 | 1 | 1 | 1
5 | 31 | 4 | 0.33593 | 0.16194 | 0 | 0.19058 | 0.84012 | 0.61334 | 0.15624 | 0.6625 | 0.3874 | 0.32759 | 0.36258 | 0.67916 | 0.34461 | 0.71586 | 0.031683 | 0.018397 | 0.10605 | 2.2373e-05 | 0.31688 | 0.011385 | 0.36793 | 0.16165 | 0.062888 | 0 | 0 | 3.8609e-05 | 0 | 0 | 0 | 0 | 0 | 0 | 0 | 0 | 0 | 0 | 0 | 0 | 0 | 0 | 0 | 0 | 0.00023188 | 1 | 1 | 1
5 | 31 | 5 | 0.28163 | 0.12564 | 0 | 0.13229 | 0.83309 | 0.61575 | 0.12912 | 0.56482 | 0.33658 | 0.27295 | 0.30392 | 0.60197 | 0.29088 | 0.64388 | 0.023019 | 0.011562 | 0.12715 | 0.0014223 | 0.33339 | 0.0041165 | 0.2861 | 0.12554 | 0.032957 | 9.0761e-06 | 0.0072446 | 0.085374 | 0.0071057 | 0.016257 | 0.00051957 | 0.00069229 | 0.0059857 | 0.00025421 | 0.004557 | 0.015042 | 0.036185 | 0.021038 | 0.013338 | 0.0067863 | 0.020857 | 0.14322 | 0.075842 | 0.053143 | 0.16055 | 1 | 1 | 1
5 | 31 | 6 | 0.19233 | 0.093975 | 0 | 0.079878 | 0.81069 | 0.49797 | 0.1039 | 0.44087 | 0.25115 | 0.18319 | 0.18384 | 0.55812 | 0.2022 | 0.60833 | 0.021065 | 0.010108 | 0.098382 | 0.0014223 | 0.34444 | 0.00010484 | 0.1977 | 0.09387 | 0.012168 | 0.0075382 | 0.18125 | 0.41058 | 0.17777 | 0.31016 | 0.1334 | 0.17497 | 0.26736 | 0.055752 | 0.28142 | 0.38378 | 0.43538 | 0.37078 | 0.32719 | 0.25473 | 0.36759 | 0.49334 | 0.45237 | 0.44187 | 0.442 | 1 | 1 | 1
5 | 31 | 7 | 0.056256 | 0.070306 | 0 | 0.020508 | 0.77092 | 0.14963 | 0.084106 | 0.29662 | 0.11087 | 0.047045 | 0.083967 | 0.44751 | 0.06512 | 0.50609 | 0.015549 | 0.0062548 | 0.06096 | 2.2373e-05 | 0.49316 | 0 | 0.098356 | 0.070151 | 0.00027591 | 0.049073 | 0.39616 | 0.64383 | 0.38856 | 0.64792 | 0.49012 | 0.52148 | 0.58842 | 0.23439 | 0.64786 | 0.69656 | 0.70166 | 0.66504 | 0.61692 | 0.54073 | 0.65933 | 0.71003 | 0.68915 | 0.69752 | 0.68179 | 1 | 1 | 1
5 | 31 | 8 | 0.002974 | 0.068222 | 0 | 0.011694 | 0.73241 | 0.10646 | 0.073633 | 0.14666 | 0.036827 | 0.0022775 | 0.053322 | 0.30071 | 0.0033317 | 0.3708 | 0.011538 | 0.0037738 | 0.068307 | 0 | 0.52531 | 0 | 0.055526 | 0.06812 | 3.7475e-05 | 0.27531 | 0.61677 | 0.79576 | 0.60495 | 0.84142 | 0.73652 | 0.74088 | 0.77845 | 0.57124 | 0.84575 | 0.88034 | 0.86102 | 0.83666 | 0.79675 | 0.79898 | 0.82948 | 0.79728 | 0.82348 | 0.84644 | 0.79976 | 1 | 1 | 1
5 | 31 | 9 | 0 | 0.07607 | 0 | 0.0093152 | 0.65783 | 0.091899 | 0.06004 | 0.034607 | 0.0099226 | 0 | 0.056532 | 0.10913 | 0 | 0.17859 | 0.012398 | 0.0042736 | 0.076972 | 4.8396e-05 | 0.62753 | 0 | 0.01887 | 0.076018 | 0.0023456 | 0.51038 | 0.78555 | 0.91381 | 0.77049 | 0.94298 | 0.83831 | 0.86205 | 0.89285 | 0.85439 | 0.99534 | 0.97737 | 0.94732 | 0.93615 | 0.93031 | 0.92498 | 0.92811 | 0.89512 | 0.90186 | 0.93909 | 0.90738 | 1 | 1 | 1
5 | 31 | 10 | 0 | 0.081081 | 0 | 0.0073952 | 0.53217 | 0.09195 | 0.054053 | 0.0025376 | 0.00031624 | 0 | 0.084096 | 0.024934 | 0 | 0.090099 | 0.015384 | 0.0061434 | 0.06202 | 0.0032054 | 0.76904 | 0 | 0.0004277 | 0.0809 | 0.0055197 | 0.68204 | 0.88464 | 0.97285 | 0.86768 | 0.98986 | 0.86807 | 0.90982 | 0.94456 | 1 | 1 | 1 | 0.98301 | 0.98459 | 0.97348 | 0.97395 | 0.97614 | 0.91726 | 0.92693 | 0.97606 | 0.97006 | 1 | 1 | 1
5 | 31 | 11 | 0 | 0.11071 | 0 | 0.013774 | 0.40007 | 0.097569 | 0.066122 | 0 | 6.4142e-05 | 0 | 0.10984 | 0.018121 | 0 | 0.084847 | 0.019405 | 0.0089045 | 0.049122 | 0.011536 | 0.87753 | 0 | 0 | 0.11032 | 0.024881 | 0.78536 | 0.93 | 0.95815 | 0.91217 | 0.99328 | 0.94244 | 0.9254 | 0.92886 | 1 | 1 | 1 | 0.99595 | 0.98592 | 0.97755 | 0.98495 | 0.97745 | 0.90532 | 0.92742 | 0.96834 | 0.86854 | 1 | 1 | 1
5 | 31 | 12 | 0 | 0.21124 | 0 | 0.013969 | 0.32067 | 0.096689 | 0.084771 | 0.0035267 | 0.0028073 | 0 | 0.17053 | 0.036009 | 0 | 0.10379 | 0.022229 | 0.010967 | 0.052215 | 0.026077 | 0.8386 | 3.8896e-05 | 0.00084259 | 0.21117 | 0.10401 | 0.83202 | 0.93399 | 0.94518 | 0.91608 | 0.96715 | 0.9239 | 0.90611 | 0.89181 | 1 | 1 | 1 | 0.97948 | 0.97027 | 0.97144 | 0.95805 | 0.96193 | 0.88629 | 0.9072 | 0.95257 | 0.82947 | 1 | 1 | 1
5 | 31 | 13 | 0.0032924 | 0.30718 | 0 | 0.12131 | 0.29762 | 0.12464 | 0.11701 | 0.04346 | 0.032528 | 0.0025747 | 0.27591 | 0.10751 | 0.0036331 | 0.17892 | 0.024939 | 0.013023 | 0.072827 | 0.064967 | 0.81603 | 0.0019488 | 0.035616 | 0.30727 | 0.19568 | 0.84109 | 0.9283 | 0.9168 | 0.9105 | 0.94695 | 0.896 | 0.87862 | 0.91085 | 1 | 1 | 0.99093 | 0.9665 | 0.95613 | 0.94746 | 0.96716 | 0.94792 | 0.87868 | 0.88136 | 0.93941 | 0.75297 | 1 | 1 | 1
5 | 31 | 14 | 0.059794 | 0.36355 | 0 | 0.33774 | 0.35273 | 0.15082 | 0.13602 | 0.15725 | 0.11529 | 0.050658 | 0.3823 | 0.24684 | 0.068812 | 0.31644 | 0.028479 | 0.015798 | 0.12206 | 0.11333 | 0.86177 | 0.019942 | 0.043046 | 0.36336 | 0.25756 | 0.78837 | 0.89694 | 0.88253 | 0.87975 | 0.87082 | 0.88739 | 0.87267 | 0.84731 | 1 | 1 | 0.99224 | 0.96883 | 0.96257 | 0.9177 | 0.94968 | 0.9543 | 0.88359 | 0.84293 | 0.86619 | 0.68076 | 1 | 1 | 1
5 | 31 | 15 | 0.17691 | 0.44501 | 0 | 0.37889 | 0.44982 | 0.18752 | 0.17167 | 0.32258 | 0.23364 | 0.16735 | 0.4574 | 0.42035 | 0.18648 | 0.48402 | 0.035352 | 0.021469 | 0.18791 | 0.14556 | 0.83776 | 0.026231 | 0.08986 | 0.44506 | 0.34316 | 0.6966 | 0.84667 | 0.80327 | 0.83044 | 0.64486 | 0.88043 | 0.86781 | 0.87951 | 0.98449 | 1 | 0.97534 | 0.95266 | 0.94332 | 0.92601 | 0.94651 | 0.93522 | 0.83459 | 0.80242 | 0.8819 | 0.46473 | 1 | 1 | 1
5 | 31 | 16 | 0.32849 | 0.49267 | 0 | 0.33289 | 0.51739 | 0.21286 | 0.22176 | 0.51155 | 0.38394 | 0.32065 | 0.49478 | 0.48799 | 0.33776 | 0.54543 | 0.091972 | 0.072634 | 0.25095 | 0.18862 | 0.84948 | 0.040845 | 0.037663 | 0.49228 | 0.40175 | 0.5518 | 0.7542 | 0.74471 | 0.73975 | 0.60666 | 0.82933 | 0.8181 | 0.84581 | 0.87799 | 0.94752 | 0.915 | 0.89602 | 0.87193 | 0.85937 | 0.86512 | 0.86445 | 0.83612 | 0.69652 | 0.77263 | 0.4853 | 1 | 1 | 1
5 | 31 | 17 | 0.34252 | 0.61945 | 0 | 0.36804 | 0.59215 | 0.219 | 0.25687 | 0.61488 | 0.39319 | 0.33417 | 0.47823 | 0.46253 | 0.35107 | 0.51759 | 0.14029 | 0.11905 | 0.32788 | 0.20457 | 0.63865 | 0.082334 | 0.028638 | 0.62048 | 0.52944 | 0.34881 | 0.59989 | 0.63085 | 0.58839 | 0.5784 | 0.72958 | 0.72002 | 0.69327 | 0.72455 | 0.81201 | 0.79835 | 0.77837 | 0.74296 | 0.69683 | 0.68968 | 0.73658 | 0.74857 | 0.70906 | 0.63967 | 0.33039 | 1 | 1 | 1
5 | 31 | 18 | 0.36777 | 0.49127 | 0.0021445 | 0.28574 | 0.73511 | 0.26199 | 0.29485 | 0.71022 | 0.41404 | 0.35921 | 0.47474 | 0.46263 | 0.37563 | 0.51817 | 0.18737 | 0.16533 | 0.35509 | 0.24711 | 0.53789 | 0.122 | 0.10152 | 0.49022 | 0.40834 | 0.11223 | 0.35902 | 0.40342 | 0.35214 | 0.40549 | 0.53194 | 0.50191 | 0.48717 | 0.46313 | 0.51625 | 0.53019 | 0.51774 | 0.48585 | 0.44862 | 0.45799 | 0.48168 | 0.52713 | 0.5224 | 0.3784 | 0.12556 | 1 | 1 | 1
5 | 31 | 19 | 0.51203 | 0.59248 | 0.027852 | 0.29623 | 0.86402 | 0.40358 | 0.3411 | 0.76302 | 0.554 | 0.50578 | 0.48421 | 0.48865 | 0.51907 | 0.5384 | 0.20583 | 0.18367 | 0.37224 | 0.35593 | 0.47446 | 0.16129 | 0.1938 | 0.5926 | 0.50949 | 0.0077871 | 0.11443 | 0.13287 | 0.11224 | 0.19974 | 0.16754 | 0.083304 | 0.20649 | 0.24771 | 0.20503 | 0.19484 | 0.17299 | 0.15439 | 0.11907 | 0.11788 | 0.15306 | 0.21606 | 0.23787 | 0.043756 | 0.00019908 | 1 | 1 | 1
5 | 31 | 20 | 0.58789 | 0.64883 | 0.065386 | 0.44759 | 0.92481 | 0.73365 | 0.36124 | 0.75808 | 0.62506 | 0.58265 | 0.52611 | 0.62247 | 0.59412 | 0.66486 | 0.31235 | 0.29068 | 0.40769 | 0.36967 | 0.36399 | 0.20827 | 0.23258 | 0.64947 | 0.56868 | 7.9968e-06 | 0.0011658 | 0.0053178 | 0.0011435 | 0.013361 | 0.0039598 | 0.00049366 | 0.00038692 | 0.00086165 | 0 | 0 | 0 | 0 | 0 | 0 | 0 | 0.021799 | 0.0032119 | 0 | 0 | 1 | 1 | 1
5 | 31 | 21 | 0.5599 | 0.54362 | 0.067433 | 0.4345 | 0.92385 | 0.78661 | 0.36925 | 0.70094 | 0.59714 | 0.55401 | 0.5169 | 0.7271 | 0.56617 | 0.76364 | 0.30115 | 0.27935 | 0.34044 | 0.20366 | 0.28185 | 0.25809 | 0.56471 | 0.54255 | 0.46812 | 0 | 0 | 0 | 0 | 0 | 0 | 0 | 0 | 0 | 0 | 0 | 0 | 0 | 0 | 0 | 0 | 0 | 0 | 0 | 0 | 1 | 1 | 1
5 | 31 | 22 | 0.50276 | 0.6729 | 0.073476 | 0.43983 | 0.9139 | 0.73299 | 0.33896 | 0.65649 | 0.54461 | 0.49627 | 0.40353 | 0.67727 | 0.50979 | 0.71155 | 0.22944 | 0.20723 | 0.35797 | 0.080382 | 0.2904 | 0.29952 | 0.83621 | 0.67345 | 0.59808 | 0 | 0 | 0 | 0 | 0 | 0 | 0 | 0 | 0 | 0 | 0 | 0 | 0 | 0 | 0 | 0 | 0 | 0 | 0 | 0 | 1 | 1 | 1
5 | 31 | 23 | 0.4081 | 0.66045 | 0.07696 | 0.37934 | 0.89959 | 0.71195 | 0.30839 | 0.6038 | 0.45373 | 0.4002 | 0.3695 | 0.66351 | 0.41582 | 0.69812 | 0.14373 | 0.12246 | 0.46339 | 0.055019 | 0.30639 | 0.22786 | 0.85255 | 0.66046 | 0.59036 | 0 | 0 | 0 | 0 | 0 | 0 | 0 | 0 | 0 | 0 | 0 | 0 | 0 | 0 | 0 | 0 | 0 | 0 | 0 | 0 | 1 | 1 | 1
5 | 31 | 24 | 0.36502 | 0.6427 | 0.078462 | 0.31175 | 0.88404 | 0.63765 | 0.29375 | 0.54866 | 0.41534 | 0.35702 | 0.37207 | 0.71779 | 0.37349 | 0.75203 | 0.048777 | 0.033035 | 0.43774 | 0.077247 | 0.36317 | 0.14041 | 0.81411 | 0.64298 | 0.56605 | 0 | 0 | 0 | 0 | 0 | 0 | 0 | 0 | 0 | 0 | 0 | 0 | 0 | 0 | 0 | 0 | 0 | 0 | 0 | 0 | 1 | 1 | 1
6 | 1 | 1 | 0.30281 | 0.55381 | 0.092541 | 0.27922 | 0.84913 | 0.64148 | 0.28116 | 0.49086 | 0.35581 | 0.29415 | 0.33683 | 0.7047 | 0.31174 | 0.73962 | 0.030073 | 0.01711 | 0.38025 | 0.085969 | 0.43465 | 0.050789 | 0.77531 | 0.55419 | 0.46191 | 0 | 0 | 0 | 0 | 0 | 0 | 0 | 0 | 0 | 0 | 0 | 0 | 0 | 0 | 0 | 0 | 0 | 0 | 0 | 0 | 1 | 1 | 1
6 | 1 | 2 | 0.24133 | 0.36417 | 0.062863 | 0.1938 | 0.8015 | 0.6854 | 0.24748 | 0.43071 | 0.2976 | 0.23229 | 0.24388 | 0.63771 | 0.25081 | 0.67722 | 0.058346 | 0.041478 | 0.36174 | 0.053952 | 0.50158 | 0.011149 | 0.71197 | 0.3637 | 0.26163 | 0 | 0 | 0 | 0 | 0 | 0 | 0 | 0 | 0 | 0 | 0 | 0 | 0 | 0 | 0 | 0 | 0 | 0 | 0 | 0 | 1 | 1 | 1
6 | 1 | 3 | 0.16546 | 0.26146 | 0.036098 | 0.16631 | 0.75421 | 0.76681 | 0.18462 | 0.37344 | 0.22367 | 0.15598 | 0.15336 | 0.57821 | 0.17527 | 0.62319 | 0.045692 | 0.03025 | 0.28985 | 0.013489 | 0.5163 | 0.00032245 | 0.64755 | 0.261 | 0.15567 | 0 | 0 | 0 | 0 | 0 | 0 | 0 | 0 | 0 | 0 | 0 | 0 | 0 | 0 | 0 | 0 | 0 | 0 | 0 | 0 | 1 | 1 | 1
6 | 1 | 4 | 0.09168 | 0.23916 | 0.010143 | 0.12295 | 0.73103 | 0.83455 | 0.15001 | 0.29395 | 0.14938 | 0.081973 | 0.13482 | 0.53778 | 0.10143 | 0.5877 | 0.023849 | 0.01221 | 0.26686 | 0.0039697 | 0.50792 | 0.0019311 | 0.55722 | 0.23913 | 0.12951 | 0 | 0 | 8.8776e-05 | 0 | 0 | 0 | 0 | 0 | 0 | 0 | 0 | 0 | 0 | 0 | 0 | 0 | 0 | 0 | 0 | 0.00053318 | 1 | 1 | 1
6 | 1 | 5 | 0.055399 | 0.20311 | 0.00069465 | 0.085775 | 0.71314 | 0.77081 | 0.13071 | 0.24222 | 0.11301 | 0.045936 | 0.087598 | 0.4889 | 0.06512 | 0.54247 | 0.02639 | 0.014149 | 0.24098 | 0.0010228 | 0.47445 | 5.2775e-05 | 0.39273 | 0.20326 | 0.094356 | 9.381e-06 | 0.0056392 | 0.08284 | 0.005531 | 0.013542 | 0.00076839 | 0.00074569 | 0.0041548 | 0.00027552 | 0.0028226 | 0.010993 | 0.027716 | 0.01479 | 0.011103 | 0.0070363 | 0.014663 | 0.15033 | 0.075281 | 0.052424 | 0.17259 | 1 | 1 | 1
6 | 1 | 6 | 0.030785 | 0.11335 | 0 | 0.056962 | 0.66541 | 0.52684 | 0.0998 | 0.18663 | 0.086669 | 0.022092 | 0.057832 | 0.44702 | 0.039842 | 0.50577 | 0.022205 | 0.010953 | 0.16542 | 0.0003414 | 0.44899 | 0 | 0.15702 | 0.11314 | 0.025504 | 0.0073324 | 0.15895 | 0.36232 | 0.15591 | 0.28698 | 0.15098 | 0.16589 | 0.20066 | 0.078357 | 0.17662 | 0.32376 | 0.3752 | 0.32453 | 0.27883 | 0.25877 | 0.32174 | 0.49195 | 0.43566 | 0.4047 | 0.48036 | 1 | 1 | 1
6 | 1 | 7 | 0.0018311 | 0.055163 | 0 | 0.012177 | 0.56416 | 0.12239 | 0.069709 | 0.081248 | 0.030062 | 0.0012134 | 0.026145 | 0.36893 | 0.0022469 | 0.43586 | 0.016341 | 0.0067807 | 0.090175 | 0.00020509 | 0.43202 | 0 | 0.024638 | 0.054892 | 0.00038263 | 0.050926 | 0.36444 | 0.60082 | 0.35745 | 0.6232 | 0.43143 | 0.4703 | 0.47457 | 0.21295 | 0.5732 | 0.62075 | 0.6708 | 0.61367 | 0.60682 | 0.51091 | 0.6084 | 0.70959 | 0.66943 | 0.64038 | 0.75982 | 1 | 1 | 1
6 | 1 | 8 | 0 | 0.044533 | 0 | 0.0054228 | 0.46318 | 0.036248 | 0.028903 | 0.0077335 | 0.013717 | 0 | 0.017846 | 0.2034 | 0 | 0.27691 | 0.012826 | 0.0045316 | 0.058444 | 0.00078686 | 0.39737 | 0 | 0.020952 | 0.044315 | 5.8183e-06 | 0.26364 | 0.56612 | 0.80579 | 0.55527 | 0.8188 | 0.63342 | 0.63507 | 0.6507 | 0.45919 | 0.80794 | 0.81326 | 0.84143 | 0.81788 | 0.80967 | 0.61964 | 0.81086 | 0.82203 | 0.79459 | 0.81868 | 0.93516 | 1 | 1 | 1
6 | 1 | 9 | 0 | 0.071075 | 0 | 0.0057203 | 0.35571 | 0.033021 | 0.0045869 | 0 | 0.0004618 | 0 | 0.029988 | 0.0236 | 0 | 0.083046 | 0.01621 | 0.0066947 | 0.041959 | 0.0028051 | 0.37833 | 0 | 0.016681 | 0.070935 | 0.00075491 | 0.4697 | 0.70972 | 0.90473 | 0.69611 | 0.91883 | 0.73424 | 0.69494 | 0.7025 | 0.61162 | 0.94743 | 0.92238 | 0.91399 | 0.91024 | 0.90035 | 0.82367 | 0.90242 | 0.88713 | 0.86248 | 0.8937 | 1 | 1 | 1 | 1
6 | 1 | 10 | 0 | 0.11433 | 0 | 0.0066575 | 0.24649 | 0.032775 | 0.011891 | 0 | 3.71e-05 | 0 | 0.045938 | 0.00076342 | 0 | 0.022086 | 0.02348 | 0.011916 | 0.029995 | 0.010445 | 0.38822 | 0 | 0.014552 | 0.11416 | 0.025621 | 0.61154 | 0.7862 | 0.95677 | 0.77113 | 0.96089 | 0.69448 | 0.72182 | 0.73096 | 0.78733 | 0.99984 | 0.93251 | 0.95422 | 0.92561 | 0.91988 | 0.87964 | 0.91766 | 0.90463 | 0.8885 | 0.92428 | 1 | 1 | 1 | 1
6 | 1 | 11 | 0 | 0.17929 | 0 | 0.010294 | 0.1505 | 0.034322 | 0.012311 | 0 | 0.0021506 | 0 | 0.054579 | 0 | 0 | 0.023117 | 0.032285 | 0.018875 | 0.019611 | 0.017905 | 0.43707 | 0 | 0.027347 | 0.17932 | 0.074552 | 0.67237 | 0.79389 | 0.95211 | 0.77867 | 0.97254 | 0.65593 | 0.70593 | 0.78797 | 0.65103 | 0.92848 | 0.88373 | 0.95018 | 0.92302 | 0.90884 | 0.89813 | 0.9151 | 0.89648 | 0.88445 | 0.94302 | 0.93631 | 1 | 1 | 1
6 | 1 | 12 | 0.00089411 | 0.21828 | 0 | 0.025965 | 0.1364 | 0.036943 | 0.02022 | 0 | 0.033514 | 0.00034511 | 0.083018 | 0 | 0.0013533 | 0.042753 | 0.038722 | 0.024317 | 0.022058 | 0.020548 | 0.46441 | 0.00011292 | 0.013109 | 0.21812 | 0.1112 | 0.68207 | 0.76521 | 0.93393 | 0.75054 | 0.94994 | 0.7629 | 0.71813 | 0.71958 | 0.45518 | 0.81986 | 0.83447 | 0.90625 | 0.86459 | 0.80593 | 0.88706 | 0.85716 | 0.87723 | 0.84982 | 0.92219 | 0.94128 | 1 | 1 | 1
6 | 1 | 13 | 0.01594 | 0.27339 | 0 | 0.05538 | 0.21601 | 0.056903 | 0.035893 | 0.0048735 | 0.070188 | 0.0073856 | 0.14296 | 0.00059903 | 0.024714 | 0.05831 | 0.1096 | 0.089455 | 0.029831 | 0.025673 | 0.48617 | 0.0046268 | 0.0098886 | 0.27316 | 0.165 | 0.65522 | 0.72339 | 0.90036 | 0.70952 | 0.81432 | 0.83956 | 0.67027 | 0.68287 | 0.39898 | 0.67547 | 0.75303 | 0.83501 | 0.78863 | 0.835 | 0.89238 | 0.78186 | 0.86825 | 0.77585 | 0.883 | 0.88226 | 1 | 1 | 1
6 | 1 | 14 | 0.042299 | 0.36077 | 0 | 0.14526 | 0.30589 | 0.086185 | 0.041519 | 0.050762 | 0.099528 | 0.032974 | 0.22898 | 0.014846 | 0.051947 | 0.078325 | 0.23136 | 0.20916 | 0.040544 | 0.029556 | 0.50136 | 0.019125 | 0.018201 | 0.36091 | 0.25083 | 0.58278 | 0.66371 | 0.80095 | 0.65098 | 0.6207 | 0.75135 | 0.7308 | 0.66524 | 0.5177 | 0.66225 | 0.62084 | 0.62899 | 0.76458 | 0.88445 | 0.77989 | 0.75801 | 0.87735 | 0.67106 | 0.85442 | 0.86696 | 1 | 1 | 1
6 | 1 | 15 | 0.070849 | 0.39706 | 0 | 0.24915 | 0.39842 | 0.12651 | 0.049441 | 0.12141 | 0.12911 | 0.061321 | 0.36237 | 0.099031 | 0.080675 | 0.16926 | 0.26647 | 0.24436 | 0.056094 | 0.025482 | 0.46357 | 0.035994 | 0.020499 | 0.39712 | 0.29059 | 0.49719 | 0.60207 | 0.7138 | 0.59052 | 0.582 | 0.75512 | 0.76184 | 0.50417 | 0.56914 | 0.42457 | 0.54023 | 0.84324 | 0.75443 | 0.77991 | 0.57269 | 0.74796 | 0.83065 | 0.56454 | 0.76957 | 0.87032 | 1 | 1 | 1
6 | 1 | 16 | 0.10771 | 0.4011 | 0 | 0.38737 | 0.51821 | 0.17 | 0.063401 | 0.22643 | 0.16521 | 0.097939 | 0.47947 | 0.2679 | 0.11743 | 0.3396 | 0.25406 | 0.23189 | 0.053549 | 0.020131 | 0.43574 | 0.091705 | 0.021447 | 0.40088 | 0.29836 | 0.35289 | 0.47335 | 0.6044 | 0.46428 | 0.51875 | 0.78943 | 0.60229 | 0.49881 | 0.57189 | 0.28331 | 0.34567 | 0.61227 | 0.58701 | 0.57455 | 0.40584 | 0.58197 | 0.766 | 0.50269 | 0.68288 | 0.79749 | 1 | 1 | 1
6 | 1 | 17 | 0.19759 | 0.43955 | 0 | 0.35148 | 0.64274 | 0.26519 | 0.072222 | 0.33274 | 0.25287 | 0.18797 | 0.54031 | 0.3927 | 0.20694 | 0.45894 | 0.27593 | 0.25388 | 0.025075 | 0.020638 | 0.3964 | 0.16091 | 0.0069325 | 0.43964 | 0.33673 | 0.21229 | 0.34742 | 0.43977 | 0.34076 | 0.46102 | 0.73403 | 0.53414 | 0.40636 | 0.34815 | 0.2044 | 0.22176 | 0.58283 | 0.47526 | 0.24086 | 0.3113 | 0.47118 | 0.67255 | 0.38037 | 0.5015 | 0.65301 | 1 | 1 | 1
6 | 1 | 18 | 0.35906 | 0.43612 | 0 | 0.2956 | 0.75266 | 0.37962 | 0.099741 | 0.39117 | 0.4116 | 0.35131 | 0.55535 | 0.40261 | 0.36786 | 0.46403 | 0.25499 | 0.23282 | 0.02827 | 0.023831 | 0.33013 | 0.19124 | 0.0013506 | 0.43566 | 0.33953 | 0.072039 | 0.1986 | 0.28548 | 0.1948 | 0.33518 | 0.55692 | 0.34769 | 0.26891 | 0.25182 | 0.11101 | 0.14851 | 0.34464 | 0.25666 | 0.10785 | 0.14515 | 0.25446 | 0.51868 | 0.31908 | 0.31382 | 0.18143 | 1 | 1 | 1
6 | 1 | 19 | 0.42442 | 0.52146 | 0 | 0.36982 | 0.85348 | 0.6267 | 0.13687 | 0.47858 | 0.4724 | 0.4172 | 0.53632 | 0.39913 | 0.43247 | 0.45973 | 0.32575 | 0.30425 | 0.042559 | 0.040727 | 0.23577 | 0.24475 | 0.020096 | 0.52166 | 0.42723 | 0.006651 | 0.046723 | 0.073228 | 0.045828 | 0.1441 | 0.16778 | 0.032253 | 0.084504 | 0.065174 | 0.025244 | 0.036366 | 0.10916 | 0.049163 | 0.008178 | 0.011837 | 0.048741 | 0.17915 | 0.1175 | 0.031647 | 0.00026162 | 1 | 1 | 1
6 | 1 | 20 | 0.4082 | 0.55087 | 0.0017538 | 0.41354 | 0.90981 | 0.87366 | 0.15277 | 0.53807 | 0.45658 | 0.40072 | 0.47278 | 0.42458 | 0.41633 | 0.47812 | 0.31575 | 0.29412 | 0.063202 | 0.05236 | 0.16091 | 0.40591 | 0.15291 | 0.55162 | 0.45394 | 6.5823e-06 | 0.00079923 | 0.00075177 | 0.00078391 | 0.010034 | 0.0027214 | 1.4558e-05 | 0.00012466 | 0.00015268 | 0 | 0 | 0 | 0 | 0 | 0 | 0 | 0.00050573 | 0.0029402 | 0 | 0 | 1 | 1 | 1
6 | 1 | 21 | 0.33977 | 0.39701 | 0.022224 | 0.4006 | 0.91483 | 0.84097 | 0.17891 | 0.52483 | 0.39067 | 0.33141 | 0.4461 | 0.5887 | 0.34835 | 0.6403 | 0.25075 | 0.22858 | 0.092855 | 0.041409 | 0.11991 | 0.38015 | 0.5477 | 0.39664 | 0.29568 | 0 | 0 | 0 | 0 | 0 | 0 | 0 | 0 | 0 | 0 | 0 | 0 | 0 | 0 | 0 | 0 | 0 | 0 | 0 | 0 | 1 | 1 | 1
6 | 1 | 22 | 0.28173 | 0.31188 | 0.051635 | 0.35622 | 0.89361 | 0.84143 | 0.15865 | 0.48516 | 0.33399 | 0.27264 | 0.42559 | 0.57686 | 0.29058 | 0.62561 | 0.14524 | 0.1239 | 0.087985 | 0.043219 | 0.071062 | 0.29833 | 0.60852 | 0.31167 | 0.2038 | 0 | 0 | 0 | 0 | 0 | 0 | 0 | 0 | 0 | 0 | 0 | 0 | 0 | 0 | 0 | 0 | 0 | 0 | 0 | 0 | 1 | 1 | 1
6 | 1 | 23 | 0.2966 | 0.24996 | 0.10328 | 0.34686 | 0.86914 | 0.79031 | 0.15188 | 0.48479 | 0.34883 | 0.28773 | 0.40219 | 0.48502 | 0.30543 | 0.53476 | 0.11159 | 0.091278 | 0.080517 | 0.026954 | 0.0355 | 0.21389 | 0.79857 | 0.24947 | 0.14468 | 0 | 0 | 0 | 0 | 0 | 0 | 0 | 0 | 0 | 0 | 0 | 0 | 0 | 0 | 0 | 0 | 0 | 0 | 0 | 0 | 1 | 1 | 1
6 | 1 | 24 | 0.35374 | 0.27715 | 0.15621 | 0.32558 | 0.83346 | 0.73226 | 0.14187 | 0.42246 | 0.40658 | 0.34591 | 0.40346 | 0.50451 | 0.3626 | 0.55766 | 0.14416 | 0.12283 | 0.057161 | 0.012423 | 0.026186 | 0.14993 | 0.8247 | 0.27714 | 0.16633 | 0 | 0 | 0 | 0 | 0 | 0 | 0 | 0 | 0 | 0 | 0 | 0 | 0 | 0 | 0 | 0 | 0 | 0 | 0 | 0 | 1 | 1 | 1
6 | 2 | 1 | 0.3188 | 0.28516 | 0.16186 | 0.25948 | 0.78749 | 0.66053 | 0.10631 | 0.37292 | 0.37169 | 0.31039 | 0.43332 | 0.51525 | 0.32771 | 0.56733 | 0.21798 | 0.19577 | 0.028384 | 0.007909 | 0.015547 | 0.091636 | 0.78218 | 0.28528 | 0.1729 | 0 | 0 | 0 | 0 | 0 | 0 | 0 | 0 | 0 | 0 | 0 | 0 | 0 | 0 | 0 | 0 | 0 | 0 | 0 | 0 | 1 | 1 | 1
6 | 2 | 2 | 0.2552 | 0.24667 | 0.08959 | 0.19581 | 0.72597 | 0.62426 | 0.11087 | 0.3489 | 0.31014 | 0.24614 | 0.42872 | 0.51214 | 0.26447 | 0.56424 | 0.16882 | 0.14706 | 0.0118 | 0.0016274 | 0.023823 | 0.052735 | 0.76353 | 0.24663 | 0.13687 | 0 | 0 | 0 | 0 | 0 | 0 | 0 | 0 | 0 | 0 | 0 | 0 | 0 | 0 | 0 | 0 | 0 | 0 | 0 | 0 | 1 | 1 | 1
6 | 2 | 3 | 0.20132 | 0.19838 | 0.13487 | 0.15666 | 0.69101 | 0.65768 | 0.090622 | 0.36113 | 0.25957 | 0.19214 | 0.37862 | 0.50211 | 0.21112 | 0.55512 | 0.056223 | 0.039661 | 0.025189 | 0.0019183 | 0.072442 | 0.05786 | 0.71566 | 0.19807 | 0.094532 | 0 | 0 | 0 | 0 | 0 | 0 | 0 | 0 | 0 | 0 | 0 | 0 | 0 | 0 | 0 | 0 | 0 | 0 | 0 | 0 | 1 | 1 | 1
6 | 2 | 4 | 0.11799 | 0.20485 | 0.17507 | 0.1309 | 0.68703 | 0.60625 | 0.070848 | 0.33347 | 0.17479 | 0.10812 | 0.29797 | 0.48179 | 0.12762 | 0.53878 | 0.035238 | 0.021322 | 0.0032938 | 0.0027135 | 0.090589 | 0.066699 | 0.64276 | 0.20512 | 0.094729 | 0 | 0 | 0.00014871 | 0 | 0 | 0 | 0 | 0 | 0 | 0 | 0 | 0 | 0 | 0 | 0 | 0 | 0 | 0 | 0 | 0.00089314 | 1 | 1 | 1
6 | 2 | 5 | 0.10511 | 0.12886 | 0.046214 | 0.095108 | 0.67953 | 0.57804 | 0.071454 | 0.25823 | 0.16428 | 0.095551 | 0.2005 | 0.39716 | 0.11508 | 0.45941 | 0.028152 | 0.01554 | 0.026353 | 0.0083527 | 0.11592 | 0.10562 | 0.54637 | 0.12857 | 0.036868 | 7.3221e-06 | 0.0017965 | 0.078419 | 0.001762 | 0.0040716 | 0.00051857 | 0.0012954 | 0.0063786 | 0.00051477 | 0.003091 | 0.0031731 | 5.189e-06 | 0.0013524 | 0.0069627 | 0.0027879 | 0.0013407 | 0.13715 | 0.063608 | 0.020002 | 0.2146 | 1 | 1 | 1
6 | 2 | 6 | 0.085398 | 0.10308 | 0.0029542 | 0.053645 | 0.67453 | 0.49528 | 0.050052 | 0.22518 | 0.14506 | 0.075984 | 0.20124 | 0.28581 | 0.095425 | 0.3575 | 0.035087 | 0.021193 | 0.073338 | 0.006377 | 0.077471 | 0.081034 | 0.34783 | 0.1028 | 0.018813 | 0.0057502 | 0.097269 | 0.27527 | 0.095405 | 0.16972 | 0.11359 | 0.20769 | 0.25909 | 0.12934 | 0.2223 | 0.13447 | 0.0011975 | 0.06391 | 0.16185 | 0.13646 | 0.063361 | 0.44031 | 0.27329 | 0.19461 | 0.50141 | 1 | 1 | 1
6 | 2 | 7 | 0.032397 | 0.12308 | 0 | 0.014875 | 0.64288 | 0.1611 | 0.01082 | 0.12484 | 0.087239 | 0.023583 | 0.14224 | 0.11197 | 0.04134 | 0.18245 | 0.022176 | 0.010943 | 0.028728 | 9.9819e-05 | 0.084856 | 0.027444 | 0.10395 | 0.12321 | 0.029278 | 0.034888 | 0.26693 | 0.47979 | 0.26181 | 0.48252 | 0.42176 | 0.5434 | 0.55128 | 0.3781 | 0.52588 | 0.2656 | 0.15591 | 0.25988 | 0.3657 | 0.31544 | 0.25765 | 0.60663 | 0.46162 | 0.36087 | 0.64492 | 1 | 1 | 1
6 | 2 | 8 | 0.0018101 | 0.095079 | 0 | 0.011112 | 0.55184 | 0.08948 | 0.00055096 | 0.018122 | 0.023738 | 0.0011938 | 0.071847 | 0.021728 | 0.0022269 | 0.086396 | 0.014146 | 0.0053532 | 0.0046235 | 2.4773e-05 | 0.079349 | 0.040387 | 0.042859 | 0.094991 | 0.012694 | 0.19238 | 0.43236 | 0.67355 | 0.42408 | 0.74023 | 0.63606 | 0.74243 | 0.75919 | 0.54423 | 0.79196 | 0.55547 | 0.19217 | 0.31296 | 0.35195 | 0.46417 | 0.31028 | 0.76425 | 0.59467 | 0.57623 | 0.8095 | 1 | 1 | 1
6 | 2 | 9 | 0 | 0.073257 | 0 | 0.0079978 | 0.41041 | 0.086005 | 0 | 0.00069228 | 0.00075267 | 0 | 0.070495 | 0.00098112 | 0 | 0.050457 | 0.010808 | 0.0033658 | 0.004553 | 0.001794 | 0.076798 | 0.02732 | 0.032751 | 0.073127 | 0.0014656 | 0.37046 | 0.57132 | 0.76792 | 0.56037 | 0.86515 | 0.73341 | 0.84195 | 0.87986 | 0.64351 | 0.95298 | 0.7579 | 0.23203 | 0.45571 | 0.46238 | 0.52473 | 0.45179 | 0.73415 | 0.67915 | 0.58739 | 0.91649 | 1 | 1 | 1
6 | 2 | 10 | 0 | 0.067344 | 0 | 0.0064025 | 0.28677 | 0.087144 | 0 | 0 | 0.0006257 | 0 | 0.1088 | 0.00036555 | 0 | 0.052864 | 0.014171 | 0.0053722 | 0.0037206 | 0.0158 | 0.098209 | 0.070225 | 0.040754 | 0.067281 | 2.0233e-05 | 0.54074 | 0.70575 | 0.82986 | 0.69222 | 0.91857 | 0.83951 | 0.90258 | 0.93852 | 0.81219 | 1 | 0.87456 | 0.54852 | 0.60507 | 0.60091 | 0.51744 | 0.59987 | 0.79999 | 0.72034 | 0.5511 | 1 | 1 | 1 | 1
6 | 2 | 11 | 0 | 0.062533 | 0 | 0.012633 | 0.20424 | 0.099215 | 0.00016766 | 0.0014758 | 0.018 | 0 | 0.11107 | 0.0081205 | 0 | 0.072237 | 0.025468 | 0.013729 | 0.00046926 | 0.032778 | 0.13785 | 0.098889 | 0.19684 | 0.062454 | 0 | 0.63218 | 0.75183 | 0.85382 | 0.73742 | 0.94736 | 0.85037 | 0.9129 | 0.93942 | 0.92178 | 1 | 0.8741 | 0.58276 | 0.67808 | 0.61823 | 0.42871 | 0.67225 | 0.75516 | 0.71279 | 0.63645 | 1 | 1 | 1 | 1
6 | 2 | 12 | 0 | 0.064423 | 0 | 0.046964 | 0.16736 | 0.10898 | 0.0025729 | 0.02401 | 0.022049 | 0 | 0.12049 | 0.039533 | 9.3388e-05 | 0.11061 | 0.14549 | 0.12423 | 0.00063817 | 0.046024 | 0.15534 | 0.21045 | 0.48239 | 0.064476 | 0 | 0.72081 | 0.81079 | 0.80905 | 0.79525 | 0.92689 | 0.90749 | 0.88649 | 0.9263 | 1 | 1 | 0.90855 | 0.43353 | 0.85063 | 0.75857 | 0.63541 | 0.84332 | 0.73855 | 0.57472 | 0.64808 | 0.97566 | 1 | 1 | 1
6 | 2 | 13 | 0.0055881 | 0.041595 | 0 | 0.087498 | 0.18384 | 0.11316 | 0.0045208 | 0.12902 | 0.047899 | 0.0047245 | 0.16915 | 0.063829 | 0.0073075 | 0.13435 | 0.2373 | 0.21509 | 0.010732 | 0.04075 | 0.14479 | 0.24899 | 0.44642 | 0.04146 | 0 | 0.7377 | 0.8141 | 0.68604 | 0.79849 | 0.88696 | 0.88078 | 0.86417 | 0.9015 | 0.98271 | 0.99789 | 0.93517 | 0.50529 | 0.73818 | 0.82978 | 0.68661 | 0.73184 | 0.62538 | 0.57609 | 0.56081 | 0.95527 | 1 | 1 | 1
6 | 2 | 14 | 0.10089 | 0.040298 | 0 | 0.10828 | 0.26386 | 0.13417 | 0.0089279 | 0.30366 | 0.15676 | 0.091547 | 0.301 | 0.13855 | 0.10998 | 0.20889 | 0.25894 | 0.23679 | 0.047619 | 0.031619 | 0.13336 | 0.15313 | 0.46666 | 0.040192 | 0 | 0.69225 | 0.78745 | 0.68452 | 0.77235 | 0.87099 | 0.88277 | 0.86177 | 0.90315 | 0.98343 | 0.98519 | 0.89093 | 0.47994 | 0.75977 | 0.65072 | 0.76825 | 0.75325 | 0.59848 | 0.53465 | 0.48089 | 0.97879 | 1 | 1 | 1
6 | 2 | 15 | 0.27728 | 0.053059 | 0.010328 | 0.14267 | 0.41998 | 0.15548 | 0.015539 | 0.51858 | 0.33482 | 0.26897 | 0.44619 | 0.31015 | 0.2869 | 0.37696 | 0.36327 | 0.34235 | 0.2496 | 0.030567 | 0.13131 | 0.19419 | 0.64833 | 0.052976 | 1.7998e-05 | 0.63894 | 0.77638 | 0.60182 | 0.76149 | 0.89209 | 0.86546 | 0.85659 | 0.88476 | 0.97147 | 0.97093 | 0.90651 | 0.66038 | 0.77617 | 0.65244 | 0.72924 | 0.76951 | 0.54337 | 0.5738 | 0.47098 | 0.90327 | 1 | 1 | 1
6 | 2 | 16 | 0.33828 | 0.072865 | 0.11513 | 0.19579 | 0.61864 | 0.18953 | 0.029764 | 0.72297 | 0.388 | 0.32972 | 0.53578 | 0.49504 | 0.34669 | 0.55511 | 0.36901 | 0.34822 | 0.28785 | 0.055462 | 0.165 | 0.26232 | 0.52551 | 0.072726 | 0.0014747 | 0.51159 | 0.69641 | 0.51933 | 0.68306 | 0.82936 | 0.82968 | 0.80223 | 0.80127 | 0.92916 | 0.92421 | 0.81083 | 0.64104 | 0.68905 | 0.74861 | 0.58653 | 0.68313 | 0.4774 | 0.48612 | 0.50095 | 0.67538 | 1 | 1 | 1
6 | 2 | 17 | 0.43982 | 0.10945 | 0.091489 | 0.26306 | 0.74735 | 0.24566 | 0.060334 | 0.85067 | 0.48767 | 0.43291 | 0.57852 | 0.50787 | 0.44783 | 0.55993 | 0.19745 | 0.17537 | 0.18099 | 0.10013 | 0.11447 | 0.28505 | 0.73247 | 0.10921 | 0.022821 | 0.33394 | 0.56944 | 0.4324 | 0.55852 | 0.74852 | 0.73079 | 0.72231 | 0.73624 | 0.79324 | 0.80296 | 0.73245 | 0.59893 | 0.49098 | 0.65756 | 0.51775 | 0.48677 | 0.39292 | 0.46396 | 0.37387 | 0.61332 | 1 | 1 | 1
6 | 2 | 18 | 0.44601 | 0.18367 | 0.019646 | 0.31903 | 0.8118 | 0.42081 | 0.10817 | 0.89155 | 0.48809 | 0.43834 | 0.57917 | 0.51613 | 0.45315 | 0.56703 | 0.27992 | 0.25792 | 0.17705 | 0.15943 | 0.11898 | 0.28124 | 0.55115 | 0.18383 | 0.077018 | 0.11311 | 0.3524 | 0.28269 | 0.34564 | 0.57882 | 0.5504 | 0.50987 | 0.5209 | 0.54947 | 0.50376 | 0.42484 | 0.4209 | 0.4165 | 0.40718 | 0.33521 | 0.41292 | 0.30162 | 0.41181 | 0.25074 | 0.17514 | 1 | 1 | 1
6 | 2 | 19 | 0.54598 | 0.19789 | 0.16564 | 0.454 | 0.86181 | 0.72461 | 0.15935 | 0.87156 | 0.58283 | 0.53971 | 0.53889 | 0.54014 | 0.55221 | 0.58975 | 0.22904 | 0.20687 | 0.070919 | 0.35969 | 0.095454 | 0.30827 | 0.43929 | 0.19745 | 0.09534 | 0.0053828 | 0.11417 | 0.069064 | 0.11198 | 0.2442 | 0.29166 | 0.1762 | 0.17125 | 0.20074 | 0.21293 | 0.15136 | 0.1227 | 0.12059 | 0.10238 | 0.083396 | 0.11956 | 0.11106 | 0.17457 | 0.025414 | 0.00016957 | 1 | 1 | 1
6 | 2 | 20 | 0.68095 | 0.29674 | 0.47029 | 0.62627 | 0.88987 | 0.90721 | 0.17642 | 0.82378 | 0.71012 | 0.67678 | 0.48469 | 0.55463 | 0.68584 | 0.60425 | 0.47439 | 0.45593 | 0.21369 | 0.34867 | 0.073114 | 0.39037 | 0.52354 | 0.29714 | 0.18157 | 6.4385e-06 | 0.0019331 | 0.0019772 | 0.0018961 | 0.016729 | 0.010592 | 0.0029974 | 0.00039985 | 0.001059 | 2.5575e-06 | 0 | 0 | 0 | 0 | 0 | 0 | 0.0053772 | 0.0043578 | 0 | 0 | 1 | 1 | 1
6 | 2 | 21 | 0.7277 | 0.27927 | 0.21279 | 0.5413 | 0.87434 | 0.86138 | 0.16458 | 0.75428 | 0.75943 | 0.72515 | 0.50497 | 0.52682 | 0.73291 | 0.5764 | 0.62113 | 0.60692 | 0.79684 | 0.5836 | 0.055416 | 0.36154 | 0.60977 | 0.27872 | 0.1743 | 0 | 0 | 0 | 0 | 0 | 0 | 0 | 0 | 0 | 0 | 0 | 0 | 0 | 0 | 0 | 0 | 0 | 0 | 0 | 0 | 1 | 1 | 1
6 | 2 | 22 | 0.46383 | 0.37248 | 0.15121 | 0.42935 | 0.85173 | 0.8394 | 0.13846 | 0.65573 | 0.50263 | 0.45607 | 0.48106 | 0.51843 | 0.47045 | 0.57139 | 0.33959 | 0.31836 | 0.45211 | 0.63256 | 0.040604 | 0.26752 | 0.47024 | 0.37293 | 0.25976 | 0 | 0 | 0 | 0 | 0 | 0 | 0 | 0 | 0 | 0 | 0 | 0 | 0 | 0 | 0 | 0 | 0 | 0 | 0 | 0 | 1 | 1 | 1
6 | 2 | 23 | 0.35679 | 0.34184 | 0.16747 | 0.37856 | 0.81323 | 0.75587 | 0.086555 | 0.60314 | 0.40589 | 0.34846 | 0.45602 | 0.46959 | 0.36509 | 0.52457 | 0.16512 | 0.14344 | 0.1403 | 0.65913 | 0.01317 | 0.2637 | 0.27631 | 0.34165 | 0.23465 | 0 | 0 | 0 | 0 | 0 | 0 | 0 | 0 | 0 | 0 | 0 | 0 | 0 | 0 | 0 | 0 | 0 | 0 | 0 | 0 | 1 | 1 | 1
6 | 2 | 24 | 0.30294 | 0.34168 | 0.25809 | 0.36091 | 0.77289 | 0.63314 | 0.053699 | 0.56618 | 0.35554 | 0.29422 | 0.39999 | 0.43504 | 0.31182 | 0.49339 | 0.067799 | 0.050155 | 0.079848 | 0.31605 | 0.0071607 | 0.28007 | 0.10395 | 0.34192 | 0.22969 | 0 | 0 | 0 | 0 | 0 | 0 | 0 | 0 | 0 | 0 | 0 | 0 | 0 | 0 | 0 | 0 | 0 | 0 | 0 | 0 | 1 | 1 | 1
6 | 3 | 1 | 0.26932 | 0.27092 | 0.27399 | 0.29941 | 0.74268 | 0.69028 | 0.03411 | 0.50458 | 0.32434 | 0.26046 | 0.29094 | 0.40296 | 0.27859 | 0.46584 | 0.023769 | 0.012214 | 0.30441 | 0.10746 | 0.0029325 | 0.19706 | 0.14352 | 0.27105 | 0.15889 | 0 | 0 | 0 | 0 | 0 | 0 | 0 | 0 | 0 | 0 | 0 | 0 | 0 | 0 | 0 | 0 | 0 | 0 | 0 | 0 | 1 | 1 | 1
6 | 3 | 2 | 0.23384 | 0.15332 | 0.27308 | 0.25273 | 0.71972 | 0.71043 | 0.024104 | 0.41675 | 0.28642 | 0.22417 | 0.18973 | 0.32556 | 0.24279 | 0.3919 | 0.042545 | 0.027525 | 0.31865 | 0.028617 | 0.0008727 | 0.1434 | 0.055189 | 0.15302 | 0.056061 | 0 | 0 | 0 | 0 | 0 | 0 | 0 | 0 | 0 | 0 | 0 | 0 | 0 | 0 | 0 | 0 | 0 | 0 | 0 | 0 | 1 | 1 | 1
6 | 3 | 3 | 0.3252 | 0.084223 | 0.23655 | 0.18609 | 0.71632 | 0.71152 | 0.0086483 | 0.372 | 0.37912 | 0.31705 | 0.16657 | 0.24844 | 0.33425 | 0.32264 | 0.060514 | 0.04342 | 0.16017 | 0.14653 | 0.0010508 | 0.091059 | 0.016688 | 0.083775 | 0.0088529 | 0 | 0 | 0 | 0 | 0 | 0 | 0 | 0 | 0 | 0 | 0 | 0 | 0 | 0 | 0 | 0 | 0 | 0 | 0 | 0 | 1 | 1 | 1
6 | 3 | 4 | 0.34448 | 0.098754 | 0.23192 | 0.15353 | 0.71053 | 0.69583 | 0.0050722 | 0.31831 | 0.39767 | 0.33655 | 0.14398 | 0.097407 | 0.3534 | 0.1684 | 0.061266 | 0.044099 | 0.21824 | 0.25565 | 0.0039047 | 0.05051 | 0.012923 | 0.098497 | 0.016053 | 0 | 0 | 6.4625e-06 | 0 | 0 | 0 | 0 | 0 | 0 | 0 | 0 | 0 | 0 | 0 | 0 | 0 | 0 | 0 | 0 | 3.8806e-05 | 1 | 1 | 1
6 | 3 | 5 | 0.26759 | 0.15837 | 0.21825 | 0.11166 | 0.68218 | 0.62604 | 0.00033441 | 0.26831 | 0.32395 | 0.25895 | 0.12377 | 0.010905 | 0.27705 | 0.072524 | 0.077257 | 0.058791 | 0.20616 | 0.16931 | 0.011563 | 0.036004 | 0.0011882 | 0.15901 | 0.052098 | 9.0556e-06 | 0.0087576 | 0.070411 | 0.0085897 | 0.011158 | 0.00063368 | 0.00084435 | 0.0069401 | 0.00035031 | 0.0056793 | 0.017997 | 0.052442 | 0.026407 | 0.015529 | 0.0078822 | 0.02618 | 0.16191 | 0.092306 | 0.045092 | 0.015877 | 1 | 1 | 1
6 | 3 | 6 | 0.12586 | 0.053129 | 0.18373 | 0.066013 | 0.63989 | 0.49156 | 0 | 0.25036 | 0.18317 | 0.11614 | 0.068438 | 0.00035667 | 0.13553 | 0.024406 | 0.08177 | 0.062996 | 0.098353 | 0.11246 | 0.012968 | 0.021987 | 0.039145 | 0.052717 | 0.00082539 | 0.0075664 | 0.18096 | 0.34097 | 0.17749 | 0.24983 | 0.13147 | 0.17866 | 0.26659 | 0.090206 | 0.25514 | 0.39331 | 0.44091 | 0.38492 | 0.33014 | 0.26962 | 0.38161 | 0.48605 | 0.44402 | 0.40674 | 0.084718 | 1 | 1 | 1
6 | 3 | 7 | 0.031926 | 0.033893 | 0.075594 | 0.018565 | 0.58721 | 0.16597 | 0 | 0.19881 | 0.086458 | 0.022998 | 0.030111 | 0 | 0.040974 | 0.011559 | 0.07373 | 0.055519 | 0.02285 | 0.066621 | 0.0051439 | 0.0054458 | 0.11966 | 0.033711 | 0 | 0.046925 | 0.38494 | 0.54391 | 0.37756 | 0.48865 | 0.45044 | 0.51196 | 0.55901 | 0.30203 | 0.61798 | 0.68159 | 0.69309 | 0.66844 | 0.64487 | 0.56344 | 0.6627 | 0.68222 | 0.66037 | 0.64243 | 0.29892 | 1 | 1 | 1
6 | 3 | 8 | 0.0016425 | 0.044918 | 0.017759 | 0.016571 | 0.48957 | 0.092383 | 0 | 0.13115 | 0.049461 | 0.0010383 | 0.0065773 | 0 | 0.0065784 | 0.0047664 | 0.064048 | 0.046625 | 0.019542 | 0.060842 | 0.003293 | 0.00019593 | 0.073507 | 0.044872 | 0 | 0.26692 | 0.60203 | 0.7221 | 0.59049 | 0.69192 | 0.74529 | 0.7385 | 0.76218 | 0.52247 | 0.84456 | 0.85988 | 0.84915 | 0.83412 | 0.82957 | 0.8206 | 0.82696 | 0.8141 | 0.80114 | 0.81931 | 0.42834 | 1 | 1 | 1
6 | 3 | 9 | 0 | 0.053797 | 0.0011626 | 0.019315 | 0.38747 | 0.10258 | 0 | 0.11509 | 0.030677 | 0 | 0.0049727 | 0 | 0.00027932 | 0.0051278 | 0.064051 | 0.04663 | 0.0031021 | 0.088276 | 0.0089062 | 0.0025859 | 0.062745 | 0.053499 | 0.00042985 | 0.4968 | 0.76807 | 0.79171 | 0.75335 | 0.83802 | 0.86101 | 0.85147 | 0.87935 | 0.79665 | 0.97898 | 0.95208 | 0.93487 | 0.92572 | 0.938 | 0.93886 | 0.91778 | 0.86642 | 0.87333 | 0.9273 | 0.34966 | 1 | 1 | 1
6 | 3 | 10 | 0 | 0.11721 | 0 | 0.034569 | 0.31084 | 0.13573 | 0 | 0.12143 | 0.0072229 | 0 | 0.0051777 | 0 | 0.00011974 | 0.0059264 | 0.081003 | 0.062289 | 0.00016344 | 0.11934 | 0.01732 | 0.011505 | 0.22926 | 0.11692 | 0.028846 | 0.67003 | 0.87266 | 0.84796 | 0.85593 | 0.94733 | 0.91474 | 0.89857 | 0.93024 | 0.97693 | 1 | 0.98929 | 0.97509 | 0.96924 | 0.98454 | 0.98689 | 0.96092 | 0.84777 | 0.87322 | 0.95742 | 0.52092 | 1 | 1 | 1
6 | 3 | 11 | 0.0081597 | 0.2186 | 0 | 0.057752 | 0.29906 | 0.14913 | 0 | 0.18454 | 0.049336 | 0.0071426 | 0.007723 | 0 | 0.010149 | 0.0086206 | 0.11168 | 0.091364 | 0.0085576 | 0.015485 | 0.027069 | 0.031448 | 0.21401 | 0.21731 | 0.12381 | 0.76708 | 0.91003 | 0.81983 | 0.89258 | 0.96652 | 0.90334 | 0.90667 | 0.94009 | 1 | 1 | 0.99356 | 0.96926 | 0.96434 | 0.98092 | 0.98304 | 0.95606 | 0.77821 | 0.81637 | 0.92974 | 0.44893 | 1 | 1 | 1
6 | 3 | 12 | 0.13656 | 0.59664 | 0 | 0.089702 | 0.26186 | 0.17756 | 0.0019018 | 0.26528 | 0.1959 | 0.1277 | 0.051183 | 0 | 0.14617 | 0.027348 | 0.1278 | 0.1069 | 0.07848 | 0.0083264 | 0.047102 | 0.066325 | 0.63076 | 0.59772 | 0.50283 | 0.81056 | 0.9107 | 0.83353 | 0.89324 | 0.94564 | 0.87633 | 0.87319 | 0.91868 | 1 | 1 | 0.98081 | 0.95292 | 0.95723 | 0.92085 | 0.96231 | 0.94901 | 0.71964 | 0.78041 | 0.91737 | 0.59466 | 1 | 1 | 1
6 | 3 | 13 | 0.2344 | 0.725 | 0 | 0.13344 | 0.21529 | 0.19255 | 0.029023 | 0.42807 | 0.29007 | 0.2252 | 0.12218 | 0 | 0.24379 | 0.040687 | 0.14925 | 0.1278 | 0.49906 | 0.027078 | 0.077639 | 0.1239 | 0.76822 | 0.72705 | 0.64069 | 0.80971 | 0.89373 | 0.79047 | 0.8766 | 0.92204 | 0.88468 | 0.82263 | 0.8824 | 0.96166 | 0.98533 | 0.96451 | 0.93755 | 0.93782 | 0.89085 | 0.91935 | 0.92977 | 0.69174 | 0.76016 | 0.85152 | 0.50027 | 1 | 1 | 1
6 | 3 | 14 | 0.34532 | 0.38478 | 0 | 0.18145 | 0.28511 | 0.18825 | 0.048299 | 0.58263 | 0.3962 | 0.33707 | 0.26668 | 0.00036999 | 0.3539 | 0.06145 | 0.22489 | 0.2027 | 0.4487 | 0.069445 | 0.14031 | 0.21027 | 0.62584 | 0.38359 | 0.29231 | 0.77448 | 0.88155 | 0.71178 | 0.86465 | 0.85353 | 0.88184 | 0.84648 | 0.88108 | 0.94221 | 0.99364 | 0.96589 | 0.94426 | 0.93564 | 0.92679 | 0.94986 | 0.92761 | 0.52143 | 0.75268 | 0.79687 | 0.42545 | 1 | 1 | 1
6 | 3 | 15 | 0.4589 | 0.30887 | 0.0015102 | 0.21853 | 0.40021 | 0.21689 | 0.090414 | 0.68598 | 0.50078 | 0.45149 | 0.46081 | 0.007401 | 0.46599 | 0.07221 | 0.39181 | 0.37146 | 0.47433 | 0.58232 | 0.159 | 0.25604 | 0.33872 | 0.30878 | 0.19939 | 0.68515 | 0.83295 | 0.71256 | 0.81698 | 0.74986 | 0.8564 | 0.8257 | 0.8663 | 0.92477 | 0.98589 | 0.95408 | 0.92507 | 0.92239 | 0.90477 | 0.93305 | 0.91447 | 0.64207 | 0.75205 | 0.83673 | 0.33744 | 1 | 1 | 1
6 | 3 | 16 | 0.63039 | 0.22428 | 0.050205 | 0.22963 | 0.54892 | 0.23253 | 0.16902 | 0.76148 | 0.66728 | 0.62616 | 0.57014 | 0.033468 | 0.63651 | 0.097139 | 0.5715 | 0.55571 | 0.46127 | 0.54295 | 0.085828 | 0.26563 | 0.46992 | 0.22399 | 0.11819 | 0.54982 | 0.74961 | 0.55266 | 0.73524 | 0.72117 | 0.78278 | 0.80842 | 0.8032 | 0.8718 | 0.91163 | 0.8992 | 0.88259 | 0.86863 | 0.86159 | 0.85326 | 0.86118 | 0.31066 | 0.69835 | 0.77429 | 0.15549 | 1 | 1 | 1
6 | 3 | 17 | 0.58916 | 0.18131 | 0.39634 | 0.26882 | 0.7223 | 0.28943 | 0.26136 | 0.81668 | 0.62528 | 0.58379 | 0.57778 | 0.18343 | 0.59522 | 0.25641 | 0.58885 | 0.57358 | 0.30316 | 0.15871 | 0.070801 | 0.26799 | 0.57349 | 0.1806 | 0.083214 | 0.33833 | 0.57413 | 0.46787 | 0.56312 | 0.53978 | 0.51326 | 0.6779 | 0.72265 | 0.56532 | 0.79798 | 0.79589 | 0.7833 | 0.75056 | 0.72529 | 0.72816 | 0.74411 | 0.3637 | 0.585 | 0.5617 | 0.11403 | 1 | 1 | 1
6 | 3 | 18 | 0.48032 | 0.28384 | 0.4362 | 0.3292 | 0.82571 | 0.41293 | 0.38179 | 0.84712 | 0.51941 | 0.47292 | 0.56484 | 0.34395 | 0.48697 | 0.41414 | 0.58767 | 0.57237 | 0.14274 | 0.075486 | 0.060467 | 0.34648 | 0.13411 | 0.2847 | 0.16382 | 0.10862 | 0.33505 | 0.27958 | 0.32863 | 0.35824 | 0.2554 | 0.47203 | 0.51994 | 0.29153 | 0.52949 | 0.56613 | 0.54242 | 0.50715 | 0.48278 | 0.44535 | 0.5028 | 0.24341 | 0.43573 | 0.34258 | 0.041305 | 1 | 1 | 1
6 | 3 | 19 | 0.48877 | 0.16556 | 0.34339 | 0.42232 | 0.88508 | 0.6149 | 0.50876 | 0.86161 | 0.53198 | 0.48218 | 0.49012 | 0.38343 | 0.49603 | 0.4459 | 0.57932 | 0.56376 | 0.34713 | 0.095445 | 0.10251 | 0.37272 | 0.26601 | 0.16499 | 0.068346 | 0.0079612 | 0.10859 | 0.090701 | 0.10651 | 0.15565 | 0.10301 | 0.067238 | 0.21698 | 0.12399 | 0.24946 | 0.22266 | 0.19099 | 0.1719 | 0.1492 | 0.12407 | 0.17042 | 0.10547 | 0.18812 | 0.048071 | 8.9658e-05 | 1 | 1 | 1
6 | 3 | 20 | 0.45729 | 0.16049 | 0.51222 | 0.54448 | 0.92235 | 0.89352 | 0.55928 | 0.83165 | 0.49899 | 0.44979 | 0.44189 | 0.42068 | 0.46436 | 0.47887 | 0.43462 | 0.41516 | 0.37005 | 0.17647 | 0.15138 | 0.42231 | 0.18596 | 0.16015 | 0.06197 | 1.0213e-05 | 0.00061787 | 0.00542 | 0.00060603 | 0.0067879 | 0.0015118 | 0.00019008 | 0.0011479 | 0.00040109 | 1.279e-05 | 0 | 0 | 0 | 0 | 0 | 0 | 0.022071 | 0.0039453 | 0 | 0 | 1 | 1 | 1
6 | 3 | 21 | 0.50963 | 0.20461 | 0.6228 | 0.48166 | 0.91274 | 0.78977 | 0.57303 | 0.79187 | 0.54906 | 0.50293 | 0.39609 | 0.48984 | 0.5163 | 0.54768 | 0.50103 | 0.48321 | 0.2433 | 0.29383 | 0.15621 | 0.47263 | 0.61308 | 0.20389 | 0.10443 | 0 | 0 | 0 | 0 | 0 | 0 | 0 | 0 | 0 | 0 | 0 | 0 | 0 | 0 | 0 | 0 | 0 | 0 | 0 | 0 | 1 | 1 | 1
6 | 3 | 22 | 0.58813 | 0.40521 | 0.56106 | 0.42212 | 0.89194 | 0.72521 | 0.51033 | 0.77717 | 0.62833 | 0.58338 | 0.46 | 0.45487 | 0.59481 | 0.51393 | 0.4613 | 0.44246 | 0.23461 | 0.30124 | 0.14327 | 0.41142 | 0.67632 | 0.40726 | 0.27692 | 0 | 0 | 0 | 0 | 0 | 0 | 0 | 0 | 0 | 0 | 0 | 0 | 0 | 0 | 0 | 0 | 0 | 0 | 0 | 0 | 1 | 1 | 1
6 | 3 | 23 | 0.45415 | 0.11237 | 0.50272 | 0.38731 | 0.88197 | 0.6659 | 0.42529 | 0.76428 | 0.49779 | 0.4469 | 0.47545 | 0.35585 | 0.46151 | 0.42107 | 0.42499 | 0.4053 | 0.21816 | 0.46413 | 0.10996 | 0.2953 | 0.12713 | 0.11092 | 0.034861 | 0 | 0 | 0 | 0 | 0 | 0 | 0 | 0 | 0 | 0 | 0 | 0 | 0 | 0 | 0 | 0 | 0 | 0 | 0 | 0 | 1 | 1 | 1
6 | 3 | 24 | 0.32663 | 0.14875 | 0.4867 | 0.37106 | 0.86924 | 0.62521 | 0.33993 | 0.77403 | 0.37716 | 0.31801 | 0.42553 | 0.24296 | 0.33518 | 0.31023 | 0.41615 | 0.39626 | 0.11857 | 0.33722 | 0.082201 | 0.24603 | 0.20458 | 0.14902 | 0.047242 | 0 | 0 | 0 | 0 | 0 | 0 | 0 | 0 | 0 | 0 | 0 | 0 | 0 | 0 | 0 | 0 | 0 | 0 | 0 | 0 | 1 | 1 | 1
6 | 4 | 1 | 0.25558 | 0.094938 | 0.49877 | 0.3519 | 0.86247 | 0.75938 | 0.30018 | 0.7365 | 0.30813 | 0.24617 | 0.33688 | 0.22476 | 0.2645 | 0.30057 | 0.35217 | 0.33108 | 0.045512 | 0.081627 | 0.073441 | 0.19956 | 0.59641 | 0.094831 | 0.012957 | 0 | 0 | 0 | 0 | 0 | 0 | 0 | 0 | 0 | 0 | 0 | 0 | 0 | 0 | 0 | 0 | 0 | 0 | 0 | 0 | 1 | 1 | 1
6 | 4 | 2 | 0.29145 | 0.050919 | 0.51314 | 0.28758 | 0.84581 | 0.68274 | 0.2986 | 0.70717 | 0.34425 | 0.28258 | 0.26016 | 0.12323 | 0.30037 | 0.19753 | 0.23451 | 0.2123 | 0.062641 | 0.20039 | 0.034644 | 0.083926 | 0.6297 | 0.050581 | 0.00020245 | 0 | 0 | 0 | 0 | 0 | 0 | 0 | 0 | 0 | 0 | 0 | 0 | 0 | 0 | 0 | 0 | 0 | 0 | 0 | 0 | 1 | 1 | 1
6 | 4 | 3 | 0.3577 | 0.072459 | 0.5051 | 0.23177 | 0.80474 | 0.70348 | 0.27707 | 0.6716 | 0.41101 | 0.35002 | 0.18734 | 0.020015 | 0.36662 | 0.083263 | 0.18936 | 0.1673 | 0.11044 | 0.27679 | 0.029631 | 0.046921 | 0.59203 | 0.072458 | 0.00056403 | 0 | 0 | 0 | 0 | 0 | 0 | 0 | 0 | 0 | 0 | 0 | 0 | 0 | 0 | 0 | 0 | 0 | 0 | 0 | 0 | 1 | 1 | 1
6 | 4 | 4 | 0.30706 | 0.080838 | 0.49447 | 0.19665 | 0.7863 | 0.63173 | 0.30061 | 0.65027 | 0.3595 | 0.29838 | 0.12899 | 0.00081868 | 0.31591 | 0.046869 | 0.18937 | 0.1673 | 0.17631 | 0.31539 | 0.029429 | 0.026548 | 0.39993 | 0.080983 | 0.0037927 | 0 | 0 | 0.00010036 | 0 | 0 | 0 | 0 | 0 | 0 | 0 | 0 | 0 | 0 | 0 | 0 | 0 | 0 | 0 | 0 | 0.00060272 | 1 | 1 | 1
6 | 4 | 5 | 0.26982 | 0.042742 | 0.47968 | 0.22339 | 0.80038 | 0.6693 | 0.30139 | 0.61194 | 0.32252 | 0.26062 | 0.049642 | 0 | 0.27875 | 0.020946 | 0.19012 | 0.16805 | 0.17638 | 0.23037 | 0.033232 | 0.0044523 | 0.35321 | 0.042629 | 6.0238e-05 | 8.6178e-06 | 0.0062994 | 0.089673 | 0.0061787 | 0.0037258 | 6.2135e-05 | 9.1634e-05 | 0.0028957 | 0.00023279 | 0.0021354 | 0.0065521 | 0.051153 | 0.017188 | 0.011628 | 0.0090667 | 0.01704 | 0.1496 | 0.071058 | 0.058983 | 0.20511 | 1 | 1 | 1
6 | 4 | 6 | 0.30473 | 0.021815 | 0.46073 | 0.23037 | 0.80003 | 0.54473 | 0.30738 | 0.56638 | 0.35871 | 0.29625 | 0.0044876 | 0 | 0.31381 | 0.0077254 | 0.19428 | 0.17217 | 0.21741 | 0.1544 | 0.038208 | 0.00010283 | 0.34846 | 0.021716 | 0 | 0.0068294 | 0.12402 | 0.35335 | 0.12164 | 0.10792 | 0.034141 | 0.041201 | 0.14513 | 0.073712 | 0.17833 | 0.17811 | 0.43417 | 0.29418 | 0.2697 | 0.28767 | 0.29165 | 0.46457 | 0.3073 | 0.42911 | 0.57922 | 1 | 1 | 1
6 | 4 | 7 | 0.30778 | 0.016471 | 0.36115 | 0.16344 | 0.76688 | 0.22771 | 0.28832 | 0.47247 | 0.36069 | 0.29918 | 0.00011554 | 0 | 0.3167 | 0.004489 | 0.21447 | 0.19226 | 0.16618 | 0.071769 | 0.022741 | 0 | 0.14214 | 0.016347 | 0 | 0.054199 | 0.31088 | 0.53254 | 0.30492 | 0.26204 | 0.41037 | 0.24346 | 0.45568 | 0.32675 | 0.50504 | 0.40602 | 0.63694 | 0.50221 | 0.56033 | 0.59175 | 0.4979 | 0.69232 | 0.5333 | 0.67687 | 0.82068 | 1 | 1 | 1
6 | 4 | 8 | 0.3074 | 0.034577 | 0.22454 | 0.14604 | 0.72962 | 0.18041 | 0.25735 | 0.37639 | 0.35978 | 0.29871 | 0.00011554 | 0 | 0.31624 | 0.0037802 | 0.19316 | 0.17107 | 0.099983 | 0.081929 | 0.022903 | 0.0008551 | 0.090704 | 0.034565 | 0 | 0.23294 | 0.49943 | 0.73848 | 0.48985 | 0.34392 | 0.65676 | 0.67642 | 0.67274 | 0.52681 | 0.75972 | 0.6356 | 0.58264 | 0.6755 | 0.73379 | 0.72826 | 0.6697 | 0.8105 | 0.74069 | 0.82423 | 0.98895 | 1 | 1 | 1
6 | 4 | 9 | 0.32297 | 0.047017 | 0.32491 | 0.19012 | 0.67338 | 0.16267 | 0.24241 | 0.3624 | 0.37591 | 0.31463 | 0.004386 | 0 | 0.33188 | 0.0036376 | 0.13305 | 0.11203 | 0.07581 | 0.15808 | 0.030933 | 0.033889 | 0.081039 | 0.047005 | 0 | 0.42526 | 0.65196 | 0.82284 | 0.63947 | 0.42544 | 0.77553 | 0.84035 | 0.78089 | 0.67593 | 0.91016 | 0.82894 | 0.74592 | 0.77091 | 0.79498 | 0.84165 | 0.76429 | 0.86488 | 0.82115 | 0.89934 | 1 | 1 | 1 | 1
6 | 4 | 10 | 0.31229 | 0.051145 | 0.48254 | 0.2489 | 0.58641 | 0.12594 | 0.24405 | 0.3636 | 0.36271 | 0.30339 | 0.046868 | 0 | 0.32083 | 0.01208 | 0.23716 | 0.21497 | 0.047698 | 0.26244 | 0.045002 | 0.10183 | 0.10485 | 0.050917 | 0.00020457 | 0.59877 | 0.77994 | 0.87516 | 0.76499 | 0.56452 | 0.80149 | 0.90376 | 0.89158 | 0.93772 | 1 | 0.9364 | 0.84607 | 0.8038 | 0.85882 | 0.94213 | 0.7969 | 0.88151 | 0.83739 | 0.9437 | 1 | 1 | 1 | 1
6 | 4 | 11 | 0.38488 | 0.090506 | 0.45123 | 0.32447 | 0.50521 | 0.11515 | 0.24374 | 0.45299 | 0.43207 | 0.37679 | 0.11312 | 0 | 0.39286 | 0.027907 | 0.32599 | 0.3045 | 0.031208 | 0.2757 | 0.080536 | 0.22579 | 0.13624 | 0.089669 | 0.015809 | 0.69079 | 0.82178 | 0.90644 | 0.80602 | 0.61923 | 0.86136 | 0.91817 | 0.90676 | 0.9854 | 0.99103 | 0.94792 | 0.79083 | 0.81849 | 0.85995 | 0.93192 | 0.81146 | 0.85814 | 0.77664 | 0.93935 | 1 | 1 | 1 | 1
6 | 4 | 12 | 0.51232 | 0.30526 | 0.50629 | 0.38879 | 0.51013 | 0.10864 | 0.31157 | 0.58499 | 0.55264 | 0.50582 | 0.23572 | 0.00060811 | 0.51911 | 0.057954 | 0.37958 | 0.35896 | 0.086594 | 0.2425 | 0.14838 | 0.37624 | 0.14214 | 0.30568 | 0.1905 | 0.74376 | 0.83632 | 0.85389 | 0.82029 | 0.52637 | 0.88519 | 0.89287 | 0.89161 | 0.98807 | 0.9988 | 0.95862 | 0.87841 | 0.79658 | 0.84113 | 0.89713 | 0.78974 | 0.74473 | 0.73196 | 0.88703 | 0.90586 | 1 | 1 | 1
6 | 4 | 13 | 0.63397 | 0.41344 | 0.52528 | 0.46938 | 0.54258 | 0.12635 | 0.37749 | 0.72386 | 0.66553 | 0.62899 | 0.41467 | 0.011561 | 0.63929 | 0.077361 | 0.46671 | 0.44801 | 0.1661 | 0.30221 | 0.1236 | 0.51562 | 0.19854 | 0.41501 | 0.29108 | 0.75814 | 0.83684 | 0.78767 | 0.8208 | 0.45162 | 0.85071 | 0.85376 | 0.87966 | 0.97043 | 0.95738 | 0.94557 | 0.89048 | 0.90112 | 0.89555 | 0.8818 | 0.89339 | 0.69678 | 0.70085 | 0.79478 | 0.73688 | 1 | 1 | 1
6 | 4 | 14 | 0.73506 | 0.14389 | 0.39912 | 0.54256 | 0.59003 | 0.14987 | 0.45168 | 0.79154 | 0.75868 | 0.73142 | 0.56212 | 0.03134 | 0.73903 | 0.10111 | 0.5767 | 0.56107 | 0.32963 | 0.44163 | 0.16747 | 0.59582 | 0.34593 | 0.14246 | 0.058613 | 0.71196 | 0.81063 | 0.69142 | 0.79509 | 0.42803 | 0.77997 | 0.78228 | 0.8867 | 0.94485 | 0.94203 | 0.92828 | 0.90731 | 0.91302 | 0.89102 | 0.91537 | 0.90518 | 0.55385 | 0.72908 | 0.80085 | 0.6168 | 1 | 1 | 1
6 | 4 | 15 | 0.80888 | 0.18866 | 0.17329 | 0.59714 | 0.64191 | 0.16166 | 0.50938 | 0.81523 | 0.82626 | 0.80623 | 0.60987 | 0.047377 | 0.8118 | 0.11904 | 0.45296 | 0.43393 | 0.31245 | 0.59562 | 0.082302 | 0.63668 | 0.37593 | 0.18865 | 0.082981 | 0.59099 | 0.7165 | 0.54999 | 0.70276 | 0.22613 | 0.63136 | 0.68068 | 0.83866 | 0.8112 | 0.94237 | 0.83525 | 0.83197 | 0.87802 | 0.88836 | 0.91764 | 0.87048 | 0.48569 | 0.64115 | 0.70479 | 0.30236 | 1 | 1 | 1
6 | 4 | 16 | 0.85953 | 0.20668 | 0.35621 | 0.63122 | 0.76008 | 0.18271 | 0.56975 | 0.8315 | 0.8718 | 0.85747 | 0.64969 | 0.057556 | 0.8616 | 0.12907 | 0.49789 | 0.47999 | 0.20121 | 0.73568 | 0.052453 | 0.69635 | 0.46481 | 0.20651 | 0.10058 | 0.45896 | 0.61914 | 0.45529 | 0.60727 | 0.19737 | 0.40208 | 0.56991 | 0.69986 | 0.81011 | 0.90029 | 0.82443 | 0.81364 | 0.72748 | 0.84816 | 0.8548 | 0.72123 | 0.43051 | 0.65032 | 0.63575 | 0.22804 | 1 | 1 | 1
6 | 4 | 17 | 0.91183 | 0.23881 | 0.52594 | 0.64649 | 0.84794 | 0.40141 | 0.60764 | 0.83345 | 0.92151 | 0.91083 | 0.6642 | 0.091875 | 0.91344 | 0.15869 | 0.55572 | 0.53945 | 0.23706 | 0.84937 | 0.058749 | 0.72312 | 0.63663 | 0.2381 | 0.13644 | 0.28101 | 0.46604 | 0.33199 | 0.4571 | 0.16868 | 0.44045 | 0.3838 | 0.50673 | 0.72631 | 0.63744 | 0.67385 | 0.62247 | 0.55225 | 0.72831 | 0.70655 | 0.54751 | 0.28557 | 0.53915 | 0.44289 | 0.1044 | 1 | 1 | 1
6 | 4 | 18 | 0.89208 | 0.42283 | 0.65659 | 0.63772 | 0.85688 | 0.61557 | 0.65332 | 0.82325 | 0.9029 | 0.8907 | 0.66261 | 0.28471 | 0.89389 | 0.35311 | 0.60332 | 0.5885 | 0.38789 | 0.88953 | 0.096867 | 0.69835 | 0.74128 | 0.42434 | 0.3019 | 0.096247 | 0.28577 | 0.17928 | 0.28029 | 0.11145 | 0.31523 | 0.44501 | 0.40853 | 0.43433 | 0.46083 | 0.35704 | 0.42064 | 0.37086 | 0.44999 | 0.45157 | 0.36768 | 0.20499 | 0.35437 | 0.23909 | 0.01939 | 1 | 1 | 1
6 | 4 | 19 | 0.82461 | 0.24156 | 0.72513 | 0.5826 | 0.81225 | 0.79572 | 0.70164 | 0.8054 | 0.83886 | 0.8219 | 0.65627 | 0.4979 | 0.82703 | 0.55378 | 0.60924 | 0.59461 | 0.48826 | 0.89386 | 0.1131 | 0.67196 | 0.79256 | 0.24088 | 0.1387 | 0.0070779 | 0.097905 | 0.056991 | 0.096028 | 0.077516 | 0.19102 | 0.16825 | 0.14539 | 0.17309 | 0.221 | 0.12763 | 0.12999 | 0.10607 | 0.13325 | 0.13026 | 0.10516 | 0.086944 | 0.14181 | 0.029329 | 2.4733e-05 | 1 | 1 | 1
6 | 4 | 20 | 0.79913 | 0.20801 | 0.81116 | 0.49176 | 0.7253 | 0.87799 | 0.73135 | 0.73962 | 0.81771 | 0.7964 | 0.72554 | 0.63171 | 0.80225 | 0.67717 | 0.69731 | 0.68562 | 0.52129 | 0.91703 | 0.11263 | 0.74547 | 0.90361 | 0.20838 | 0.096895 | 1.0898e-05 | 0.00067897 | 0.005089 | 0.00066596 | 0.0039251 | 0.0037905 | 0.0022861 | 0.0003485 | 0.00078195 | 1.6057e-05 | 0 | 0 | 0 | 0 | 0 | 0 | 0.02353 | 0.0025736 | 0 | 0 | 1 | 1 | 1
6 | 4 | 21 | 0.73688 | 0.062784 | 0.86787 | 0.43491 | 0.5979 | 0.78304 | 0.75887 | 0.667 | 0.76108 | 0.73338 | 0.82006 | 0.62872 | 0.74094 | 0.67056 | 0.61391 | 0.59943 | 0.62702 | 0.9118 | 0.1349 | 0.80457 | 0.93221 | 0.062145 | 0.0015087 | 0 | 0 | 0 | 0 | 0 | 0 | 0 | 0 | 0 | 0 | 0 | 0 | 0 | 0 | 0 | 0 | 0 | 0 | 0 | 0 | 1 | 1 | 1
6 | 4 | 22 | 0.62083 | 0.052722 | 0.8876 | 0.47308 | 0.53865 | 0.70011 | 0.75062 | 0.64308 | 0.65243 | 0.61553 | 0.85699 | 0.59058 | 0.62617 | 0.63461 | 0.60212 | 0.58726 | 0.68561 | 0.89991 | 0.16909 | 0.76461 | 0.95397 | 0.0527 | 0 | 0 | 0 | 0 | 0 | 0 | 0 | 0 | 0 | 0 | 0 | 0 | 0 | 0 | 0 | 0 | 0 | 0 | 0 | 0 | 0 | 1 | 1 | 1
6 | 4 | 23 | 0.52624 | 0.031385 | 0.81913 | 0.5165 | 0.50669 | 0.53207 | 0.69476 | 0.65041 | 0.5631 | 0.51951 | 0.83573 | 0.56526 | 0.53249 | 0.61134 | 0.55214 | 0.53577 | 0.6527 | 0.92423 | 0.21075 | 0.5599 | 0.95002 | 0.031206 | 0 | 0 | 0 | 0 | 0 | 0 | 0 | 0 | 0 | 0 | 0 | 0 | 0 | 0 | 0 | 0 | 0 | 0 | 0 | 0 | 0 | 1 | 1 | 1
6 | 4 | 24 | 0.52062 | 0.043451 | 0.76877 | 0.54396 | 0.5096 | 0.45012 | 0.70662 | 0.66338 | 0.56028 | 0.51419 | 0.75811 | 0.56304 | 0.52731 | 0.61063 | 0.50542 | 0.48773 | 0.4805 | 0.939 | 0.20248 | 0.48915 | 0.93454 | 0.043432 | 0 | 0 | 0 | 0 | 0 | 0 | 0 | 0 | 0 | 0 | 0 | 0 | 0 | 0 | 0 | 0 | 0 | 0 | 0 | 0 | 0 | 1 | 1 | 1
6 | 5 | 1 | 0.51857 | 0.050158 | 0.71984 | 0.55219 | 0.5469 | 0.3469 | 0.67598 | 0.63858 | 0.5578 | 0.51203 | 0.74833 | 0.54996 | 0.5252 | 0.59901 | 0.51546 | 0.49803 | 0.44729 | 0.94118 | 0.19444 | 0.54664 | 0.93264 | 0.050184 | 0 | 0 | 0 | 0 | 0 | 0 | 0 | 0 | 0 | 0 | 0 | 0 | 0 | 0 | 0 | 0 | 0 | 0 | 0 | 0 | 0 | 1 | 1 | 1
6 | 5 | 2 | 0.53296 | 0.040689 | 0.63178 | 0.56586 | 0.53026 | 0.35171 | 0.64216 | 0.58575 | 0.5723 | 0.52676 | 0.74573 | 0.51903 | 0.53958 | 0.5704 | 0.56333 | 0.54729 | 0.57509 | 0.95262 | 0.15499 | 0.52809 | 0.91519 | 0.0406 | 0 | 0 | 0 | 0 | 0 | 0 | 0 | 0 | 0 | 0 | 0 | 0 | 0 | 0 | 0 | 0 | 0 | 0 | 0 | 0 | 0 | 1 | 1 | 1
6 | 5 | 3 | 0.52865 | 0.041341 | 0.49836 | 0.56074 | 0.5318 | 0.4058 | 0.60124 | 0.58336 | 0.56559 | 0.52198 | 0.7527 | 0.48504 | 0.53491 | 0.53862 | 0.46583 | 0.44711 | 0.55633 | 0.96496 | 0.16534 | 0.50198 | 0.91828 | 0.041109 | 0.00010412 | 0 | 0 | 0 | 0 | 0 | 0 | 0 | 0 | 0 | 0 | 0 | 0 | 0 | 0 | 0 | 0 | 0 | 0 | 0 | 0 | 1 | 1 | 1
6 | 5 | 4 | 0.59581 | 0.08474 | 0.54827 | 0.51112 | 0.59781 | 0.40429 | 0.58375 | 0.55688 | 0.63186 | 0.59058 | 0.74988 | 0.46875 | 0.60185 | 0.5246 | 0.38161 | 0.36103 | 0.3253 | 0.9253 | 0.14944 | 0.52389 | 0.85528 | 0.084667 | 0.0070842 | 0 | 0 | 9.7566e-05 | 0 | 0 | 0 | 0 | 0 | 0 | 0 | 0 | 0 | 0 | 0 | 0 | 0 | 0 | 0 | 0 | 0.00058597 | 1 | 1 | 1
6 | 5 | 5 | 0.59283 | 0.12994 | 0.60165 | 0.46978 | 0.69513 | 0.2881 | 0.56592 | 0.54029 | 0.626 | 0.58708 | 0.71729 | 0.44983 | 0.59844 | 0.50693 | 0.40997 | 0.38995 | 0.233 | 0.90357 | 0.098495 | 0.49445 | 0.73005 | 0.12998 | 0.034946 | 7.3464e-06 | 0.0064086 | 0.042664 | 0.0062857 | 6.5575e-05 | 0 | 3.6554e-05 | 0.0035942 | 0.00040263 | 0.0023633 | 0.0088275 | 0.051929 | 0.018565 | 0.012566 | 0.0083006 | 0.018405 | 0.0029038 | 0.0045747 | 0.035961 | 0.20923 | 1 | 1 | 1
6 | 5 | 6 | 0.62098 | 0.15004 | 0.64259 | 0.41656 | 0.77079 | 0.2266 | 0.55638 | 0.53016 | 0.65512 | 0.61607 | 0.66998 | 0.4352 | 0.6267 | 0.49406 | 0.48654 | 0.46835 | 0.14845 | 0.86308 | 0.027916 | 0.4829 | 0.62068 | 0.1501 | 0.050018 | 0.0057512 | 0.11589 | 0.18861 | 0.11366 | 0.016265 | 0.0039033 | 0.023889 | 0.13597 | 0.08108 | 0.16882 | 0.24886 | 0.37001 | 0.31204 | 0.29845 | 0.25976 | 0.30936 | 0.060095 | 0.091289 | 0.34906 | 0.5568 | 1 | 1 | 1
6 | 5 | 7 | 0.58532 | 0.13792 | 0.65238 | 0.37646 | 0.83017 | 0.1888 | 0.58032 | 0.50102 | 0.61552 | 0.57894 | 0.62896 | 0.41181 | 0.59049 | 0.47226 | 0.46702 | 0.44832 | 0.1763 | 0.86633 | 0.01473 | 0.4596 | 0.57343 | 0.13758 | 0.043984 | 0.047756 | 0.25121 | 0.31069 | 0.2464 | 0.033404 | 0.067878 | 0.18523 | 0.39064 | 0.22069 | 0.35303 | 0.48992 | 0.47396 | 0.59248 | 0.59615 | 0.5454 | 0.58739 | 0.18027 | 0.24472 | 0.52423 | 0.71122 | 1 | 1 | 1
6 | 5 | 8 | 0.72244 | 0.18659 | 0.60701 | 0.35115 | 0.86149 | 0.25447 | 0.60395 | 0.52768 | 0.74585 | 0.71845 | 0.64199 | 0.38892 | 0.7264 | 0.44955 | 0.4673 | 0.44861 | 0.38052 | 0.95646 | 0.050313 | 0.53237 | 0.70332 | 0.18663 | 0.080769 | 0.20986 | 0.40836 | 0.4878 | 0.40053 | 0.12286 | 0.13302 | 0.24103 | 0.53804 | 0.31408 | 0.65761 | 0.63533 | 0.75305 | 0.64563 | 0.77773 | 0.79952 | 0.64008 | 0.38026 | 0.45822 | 0.71935 | 0.89697 | 1 | 1 | 1
6 | 5 | 9 | 0.88898 | 0.20681 | 0.6359 | 0.31291 | 0.85821 | 0.26212 | 0.64718 | 0.6068 | 0.90084 | 0.88768 | 0.6938 | 0.40592 | 0.89094 | 0.46629 | 0.48765 | 0.46948 | 0.5172 | 0.99074 | 0.18492 | 0.6208 | 0.76464 | 0.20664 | 0.10068 | 0.36852 | 0.53311 | 0.59024 | 0.52289 | 0.22954 | 0.22282 | 0.3131 | 0.65452 | 0.43694 | 0.76663 | 0.87459 | 0.84689 | 0.64942 | 0.8636 | 0.8958 | 0.64384 | 0.60474 | 0.50765 | 0.81356 | 0.93425 | 1 | 1 | 1
6 | 5 | 10 | 0.9757 | 0.24514 | 0.63949 | 0.28596 | 0.84834 | 0.2389 | 0.65929 | 0.76199 | 0.97947 | 0.9756 | 0.76004 | 0.44109 | 0.97631 | 0.49692 | 0.45073 | 0.43164 | 0.57932 | 0.997 | 0.26191 | 0.77902 | 0.83641 | 0.24499 | 0.13651 | 0.48347 | 0.6136 | 0.65013 | 0.60183 | 0.29847 | 0.38529 | 0.46577 | 0.67277 | 0.5051 | 0.84883 | 0.8637 | 0.7185 | 0.77058 | 0.92196 | 0.96471 | 0.76396 | 0.57579 | 0.6417 | 0.9177 | 0.98635 | 1 | 1 | 1
6 | 5 | 11 | 0.99515 | 0.29736 | 0.6178 | 0.30052 | 0.87567 | 0.38243 | 0.68416 | 0.8766 | 0.99588 | 0.99512 | 0.81323 | 0.53169 | 0.99527 | 0.58266 | 0.44667 | 0.42748 | 0.6624 | 0.99907 | 0.29896 | 0.84259 | 0.90837 | 0.29728 | 0.18741 | 0.56363 | 0.66275 | 0.67214 | 0.65004 | 0.31328 | 0.52509 | 0.34 | 0.65633 | 0.70404 | 0.79073 | 0.86957 | 0.90244 | 0.87236 | 0.81026 | 0.96078 | 0.86487 | 0.57036 | 0.70987 | 0.89144 | 0.99478 | 1 | 1 | 1
6 | 5 | 12 | 0.99893 | 0.34407 | 0.61627 | 0.36106 | 0.91851 | 0.38446 | 0.71702 | 0.92536 | 0.99908 | 0.99892 | 0.86883 | 0.60015 | 0.99895 | 0.64529 | 0.50803 | 0.49041 | 0.64313 | 0.99999 | 0.13511 | 0.84781 | 0.97097 | 0.34366 | 0.23951 | 0.61787 | 0.6924 | 0.61532 | 0.67913 | 0.25683 | 0.56462 | 0.43989 | 0.59894 | 0.75241 | 0.8678 | 0.97103 | 0.90802 | 0.85837 | 0.81129 | 0.88895 | 0.851 | 0.58419 | 0.56163 | 0.83252 | 0.9024 | 1 | 1 | 1
6 | 5 | 13 | 0.99973 | 0.46329 | 0.68374 | 0.42546 | 0.94041 | 0.42505 | 0.75607 | 0.94508 | 0.99981 | 0.99974 | 0.90187 | 0.62751 | 0.99975 | 0.66802 | 0.52812 | 0.51106 | 0.4976 | 0.99996 | 0.24367 | 0.84177 | 0.99282 | 0.46323 | 0.36489 | 0.6718 | 0.74164 | 0.56481 | 0.72742 | 0.26913 | 0.81865 | 0.7505 | 0.64845 | 0.86092 | 0.71463 | 0.93303 | 0.78368 | 0.8809 | 0.82376 | 0.92638 | 0.87334 | 0.56054 | 0.51082 | 0.79555 | 0.81521 | 1 | 1 | 1
6 | 5 | 14 | 0.99787 | 0.57553 | 0.82066 | 0.48562 | 0.95487 | 0.56 | 0.78395 | 0.94197 | 0.99816 | 0.99785 | 0.94953 | 0.66538 | 0.99792 | 0.70064 | 0.53567 | 0.51882 | 0.5408 | 0.99682 | 0.43141 | 0.85145 | 0.99814 | 0.57547 | 0.49224 | 0.62211 | 0.70921 | 0.54892 | 0.69562 | 0.28182 | 0.8551 | 0.79647 | 0.57668 | 0.81788 | 0.61867 | 0.84345 | 0.84848 | 0.8096 | 0.77856 | 0.9336 | 0.80264 | 0.55348 | 0.43093 | 0.7633 | 0.88739 | 1 | 1 | 1
6 | 5 | 15 | 0.98663 | 0.68923 | 0.81111 | 0.56962 | 0.97361 | 0.91764 | 0.8005 | 0.94038 | 0.98988 | 0.98676 | 0.97695 | 0.74388 | 0.98715 | 0.77736 | 0.59073 | 0.57552 | 0.4593 | 0.97181 | 0.60638 | 0.85906 | 0.99955 | 0.68957 | 0.61997 | 0.49246 | 0.5988 | 0.47114 | 0.58732 | 0.23767 | 0.8661 | 0.83904 | 0.53951 | 0.80575 | 0.55699 | 0.55951 | 0.58762 | 0.55312 | 0.6914 | 0.85288 | 0.54837 | 0.43465 | 0.34792 | 0.69942 | 0.82507 | 1 | 1 | 1
6 | 5 | 16 | 0.89945 | 0.71929 | 0.74741 | 0.61406 | 0.98895 | 0.95479 | 0.83605 | 0.93085 | 0.90681 | 0.89773 | 0.96113 | 0.70472 | 0.90072 | 0.73708 | 0.70464 | 0.6932 | 0.42501 | 0.91495 | 0.67623 | 0.88267 | 0.99957 | 0.71974 | 0.65412 | 0.38251 | 0.52026 | 0.38782 | 0.51029 | 0.26834 | 0.87804 | 0.86018 | 0.53127 | 0.82237 | 0.34915 | 0.66422 | 0.36407 | 0.39904 | 0.45721 | 0.83437 | 0.39561 | 0.31511 | 0.30478 | 0.61375 | 0.6013 | 1 | 1 | 1
6 | 5 | 17 | 0.86917 | 0.64182 | 0.63715 | 0.68418 | 0.99289 | 0.91157 | 0.8838 | 0.93147 | 0.88109 | 0.86732 | 0.94473 | 0.66999 | 0.87117 | 0.7097 | 0.73026 | 0.71973 | 0.37632 | 0.75152 | 0.68485 | 0.90476 | 0.99834 | 0.64189 | 0.56769 | 0.24145 | 0.40638 | 0.31463 | 0.39859 | 0.28255 | 0.77692 | 0.76983 | 0.45092 | 0.65232 | 0.16615 | 0.66084 | 0.26982 | 0.30823 | 0.32146 | 0.70233 | 0.30558 | 0.24844 | 0.27437 | 0.47915 | 0.40219 | 1 | 1 | 1
6 | 5 | 18 | 0.83114 | 0.53706 | 0.60153 | 0.71605 | 0.9858 | 1 | 0.908 | 0.9239 | 0.84621 | 0.82873 | 0.92618 | 0.55759 | 0.83368 | 0.60344 | 0.7485 | 0.73863 | 0.35028 | 0.69832 | 0.71934 | 0.8713 | 0.95594 | 0.53656 | 0.45348 | 0.087411 | 0.25574 | 0.19081 | 0.25084 | 0.28575 | 0.57444 | 0.57266 | 0.34196 | 0.44161 | 0.1952 | 0.4923 | 0.11869 | 0.19687 | 0.21685 | 0.32195 | 0.19518 | 0.19688 | 0.23235 | 0.22679 | 0.12636 | 1 | 1 | 1
6 | 5 | 19 | 0.78519 | 0.52469 | 0.67589 | 0.76599 | 0.94958 | 0.98804 | 0.91429 | 0.88863 | 0.80448 | 0.7822 | 0.84883 | 0.49013 | 0.78844 | 0.54234 | 0.73924 | 0.72903 | 0.35666 | 0.75148 | 0.71677 | 0.8925 | 0.78898 | 0.52408 | 0.44078 | 0.0066289 | 0.07072 | 0.031479 | 0.069364 | 0.14336 | 0.28816 | 0.16642 | 0.053805 | 0.030889 | 0.089279 | 0.18143 | 0.028524 | 0.03956 | 0.050247 | 0.07413 | 0.039221 | 0.063235 | 0.071927 | 0.018952 | 0.00018644 | 1 | 1 | 1
6 | 5 | 20 | 0.72127 | 0.63326 | 0.72448 | 0.69053 | 0.87925 | 0.88187 | 0.95318 | 0.73187 | 0.74513 | 0.7173 | 0.72804 | 0.47099 | 0.72529 | 0.52428 | 0.68438 | 0.67224 | 0.42087 | 0.87419 | 0.75076 | 0.83222 | 0.67089 | 0.63362 | 0.55402 | 1.2443e-05 | 0.0014789 | 0.00078649 | 0.0014506 | 0.0095233 | 0.011179 | 0.0032324 | 0.0002722 | 0.00012039 | 1.6518e-05 | 0 | 0 | 0 | 0 | 0 | 0 | 0.0037869 | 0.00024266 | 0 | 0 | 1 | 1 | 1
6 | 5 | 21 | 0.66327 | 0.64733 | 0.78614 | 0.63101 | 0.8279 | 0.94312 | 0.97268 | 0.56567 | 0.69329 | 0.65878 | 0.86264 | 0.517 | 0.66831 | 0.56486 | 0.67799 | 0.66563 | 0.49111 | 0.89141 | 0.64074 | 0.77741 | 0.68944 | 0.6476 | 0.5715 | 0 | 0 | 0 | 0 | 0 | 0 | 0 | 0 | 0 | 0 | 0 | 0 | 0 | 0 | 0 | 0 | 0 | 0 | 0 | 0 | 1 | 1 | 1
6 | 5 | 22 | 0.56506 | 0.58949 | 0.86481 | 0.56867 | 0.85658 | 0.89951 | 0.97396 | 0.47964 | 0.59886 | 0.55875 | 0.93107 | 0.65444 | 0.5708 | 0.69527 | 0.68996 | 0.67801 | 0.6346 | 0.89416 | 0.55301 | 0.75979 | 0.66302 | 0.58928 | 0.51019 | 0 | 0 | 0 | 0 | 0 | 0 | 0 | 0 | 0 | 0 | 0 | 0 | 0 | 0 | 0 | 0 | 0 | 0 | 0 | 0 | 1 | 1 | 1
6 | 5 | 23 | 0.56578 | 0.56432 | 0.89139 | 0.57511 | 0.91094 | 0.7092 | 0.97329 | 0.38967 | 0.6 | 0.55956 | 0.93402 | 0.72536 | 0.57159 | 0.7578 | 0.7142 | 0.70309 | 0.80966 | 0.89087 | 0.50728 | 0.77928 | 0.68707 | 0.56398 | 0.4828 | 0 | 0 | 0 | 0 | 0 | 0 | 0 | 0 | 0 | 0 | 0 | 0 | 0 | 0 | 0 | 0 | 0 | 0 | 0 | 0 | 1 | 1 | 1
6 | 5 | 24 | 0.64292 | 0.59657 | 0.93156 | 0.502 | 0.91441 | 0.56528 | 0.97449 | 0.35295 | 0.67673 | 0.63851 | 0.84378 | 0.74744 | 0.64857 | 0.77733 | 0.74726 | 0.73734 | 0.82637 | 0.89108 | 0.50506 | 0.75674 | 0.69011 | 0.59612 | 0.52147 | 0 | 0 | 0 | 0 | 0 | 0 | 0 | 0 | 0 | 0 | 0 | 0 | 0 | 0 | 0 | 0 | 0 | 0 | 0 | 0 | 1 | 1 | 1
6 | 6 | 1 | 0.5893 | 0.71323 | 0.94761 | 0.45811 | 0.83804 | 0.74733 | 0.9832 | 0.38009 | 0.62557 | 0.58396 | 0.77889 | 0.72326 | 0.59538 | 0.75837 | 0.80193 | 0.79404 | 0.87723 | 0.84719 | 0.59961 | 0.80427 | 0.7267 | 0.7131 | 0.65436 | 0 | 0 | 0 | 0 | 0 | 0 | 0 | 0 | 0 | 0 | 0 | 0 | 0 | 0 | 0 | 0 | 0 | 0 | 0 | 0 | 1 | 1 | 1
6 | 6 | 2 | 0.46467 | 0.85018 | 0.95418 | 0.44932 | 0.73228 | 0.8382 | 0.96207 | 0.4419 | 0.50578 | 0.45725 | 0.79031 | 0.59843 | 0.47164 | 0.6369 | 0.81457 | 0.80715 | 0.91016 | 0.53504 | 0.61955 | 0.72998 | 0.79492 | 0.85088 | 0.80786 | 0 | 0 | 0 | 0 | 0 | 0 | 0 | 0 | 0 | 0 | 0 | 0 | 0 | 0 | 0 | 0 | 0 | 0 | 0 | 0 | 1 | 1 | 1
6 | 6 | 3 | 0.42523 | 0.82301 | 0.94062 | 0.41921 | 0.69324 | 0.48939 | 0.94067 | 0.46099 | 0.47076 | 0.41766 | 0.71248 | 0.59792 | 0.43292 | 0.64616 | 0.81148 | 0.80394 | 0.93401 | 0.13546 | 0.62281 | 0.69619 | 0.80951 | 0.82283 | 0.78637 | 0 | 0 | 0 | 0 | 0 | 0 | 0 | 0 | 0 | 0 | 0 | 0 | 0 | 0 | 0 | 0 | 0 | 0 | 0 | 0 | 1 | 1 | 1
6 | 6 | 4 | 0.41609 | 0.83262 | 0.93843 | 0.37287 | 0.61821 | 0.18772 | 0.937 | 0.49483 | 0.46057 | 0.40818 | 0.71851 | 0.48517 | 0.42363 | 0.54251 | 0.82766 | 0.82075 | 0.97051 | 0.1311 | 0.56422 | 0.54465 | 0.81049 | 0.8325 | 0.79726 | 0 | 0 | 0.00013389 | 0 | 0 | 0 | 0 | 0 | 0 | 0 | 0 | 0 | 0 | 0 | 0 | 0 | 0 | 0 | 0 | 0.00080409 | 1 | 1 | 1
6 | 6 | 5 | 0.49515 | 0.8662 | 0.92723 | 0.3603 | 0.50421 | 0.39906 | 0.92906 | 0.45152 | 0.53408 | 0.48806 | 0.69454 | 0.3007 | 0.50175 | 0.35838 | 0.83063 | 0.82383 | 0.97169 | 0.31057 | 0.53096 | 0.50027 | 0.8019 | 0.86684 | 0.82795 | 7.3778e-06 | 0.0052177 | 0.045478 | 0.0051177 | 0.0089541 | 0.00073078 | 0.0011388 | 0.0074307 | 0.00088576 | 0.00322 | 0.01085 | 0.038264 | 0.0084405 | 0.0057007 | 0.00065257 | 0.008368 | 0.02733 | 0.049403 | 0.045423 | 0.13281 | 1 | 1 | 1
6 | 6 | 6 | 0.67045 | 0.74593 | 0.87485 | 0.36671 | 0.29198 | 0.59575 | 0.91254 | 0.44368 | 0.6988 | 0.6659 | 0.56239 | 0.37011 | 0.67522 | 0.43631 | 0.83681 | 0.83025 | 0.98434 | 0.52962 | 0.48612 | 0.46233 | 0.82841 | 0.74546 | 0.69768 | 0.0070149 | 0.13906 | 0.2364 | 0.1364 | 0.20857 | 0.12981 | 0.15988 | 0.25709 | 0.20589 | 0.20905 | 0.28095 | 0.38288 | 0.22065 | 0.16313 | 0.06079 | 0.21876 | 0.14624 | 0.32463 | 0.32411 | 0.42784 | 1 | 1 | 1
6 | 6 | 7 | 0.82806 | 0.72309 | 0.84316 | 0.34028 | 0.053186 | 0.32111 | 0.88189 | 0.51974 | 0.84991 | 0.82665 | 0.53127 | 0.39251 | 0.83164 | 0.45203 | 0.8251 | 0.81808 | 0.97692 | 0.86942 | 0.61498 | 0.43626 | 0.84824 | 0.72259 | 0.67079 | 0.047602 | 0.35879 | 0.41756 | 0.35191 | 0.49105 | 0.4141 | 0.54709 | 0.53374 | 0.58858 | 0.48992 | 0.62444 | 0.70809 | 0.59101 | 0.43886 | 0.28816 | 0.58594 | 0.43251 | 0.51676 | 0.56589 | 0.53844 | 1 | 1 | 1
6 | 6 | 8 | 0.73456 | 0.79672 | 0.88871 | 0.33661 | 0 | 0.24845 | 0.85632 | 0.59852 | 0.75394 | 0.73024 | 0.47449 | 0.47519 | 0.73788 | 0.5278 | 0.81952 | 0.81229 | 0.97667 | 0.72564 | 0.78339 | 0.31764 | 0.84384 | 0.7965 | 0.75528 | 0.25782 | 0.58564 | 0.55293 | 0.57441 | 0.5969 | 0.75378 | 0.76371 | 0.6892 | 0.82464 | 0.7006 | 0.8403 | 0.91883 | 0.83896 | 0.68756 | 0.64764 | 0.83176 | 0.58085 | 0.65596 | 0.80507 | 0.68882 | 1 | 1 | 1
6 | 6 | 9 | 0.76393 | 0.90929 | 0.92245 | 0.33874 | 0 | 0.21726 | 0.85043 | 0.68879 | 0.78493 | 0.76064 | 0.52719 | 0.62392 | 0.76747 | 0.6665 | 0.82016 | 0.81295 | 0.98124 | 0.29154 | 0.84588 | 0.30384 | 0.83962 | 0.90949 | 0.88614 | 0.48165 | 0.74995 | 0.68281 | 0.73557 | 0.6699 | 0.8793 | 0.8873 | 0.7668 | 0.9693 | 0.85129 | 0.92337 | 1 | 0.95934 | 0.89435 | 0.87482 | 0.95111 | 0.69602 | 0.73284 | 0.9054 | 0.83422 | 1 | 1 | 1
6 | 6 | 10 | 0.78642 | 0.97243 | 0.91156 | 0.33336 | 0 | 0.24168 | 0.86751 | 0.76383 | 0.80563 | 0.78345 | 0.55551 | 0.7404 | 0.78966 | 0.77019 | 0.81838 | 0.81111 | 0.99489 | 0.41272 | 0.92658 | 0.33186 | 0.83002 | 0.97261 | 0.96383 | 0.65672 | 0.85708 | 0.69992 | 0.84065 | 0.62879 | 0.93769 | 0.93578 | 0.75846 | 1 | 1 | 1 | 1 | 1 | 0.96111 | 0.99542 | 1 | 0.40573 | 0.76575 | 0.96151 | 0.83477 | 1 | 1 | 1
6 | 6 | 11 | 0.79001 | 0.99856 | 0.89992 | 0.34796 | 0 | 0.23559 | 0.87361 | 0.81006 | 0.80806 | 0.78696 | 0.54884 | 0.83583 | 0.79306 | 0.8572 | 0.7997 | 0.79172 | 0.99599 | 0.49455 | 0.9195 | 0.39994 | 0.8152 | 0.99867 | 0.99667 | 0.76839 | 0.9091 | 0.72539 | 0.89167 | 0.65734 | 0.95183 | 0.94971 | 0.77856 | 1 | 1 | 1 | 1 | 1 | 0.99898 | 1 | 1 | 0.38497 | 0.78664 | 0.97867 | 0.86147 | 1 | 1 | 1
6 | 6 | 12 | 0.79666 | 0.99981 | 0.88001 | 0.35334 | 0 | 0.16914 | 0.88225 | 0.85799 | 0.81837 | 0.79436 | 0.57294 | 0.86137 | 0.80026 | 0.87849 | 0.79781 | 0.78975 | 0.99516 | 0.47581 | 0.91383 | 0.48457 | 0.79114 | 0.99982 | 0.99965 | 0.82119 | 0.92147 | 0.76637 | 0.9038 | 0.7235 | 0.91681 | 0.93206 | 0.78373 | 1 | 1 | 1 | 1 | 1 | 0.96405 | 0.94192 | 1 | 0.55294 | 0.81615 | 0.96614 | 0.89015 | 1 | 1 | 1
6 | 6 | 13 | 0.66836 | 0.99992 | 0.94105 | 0.35858 | 0 | 0.22322 | 0.88467 | 0.87628 | 0.6911 | 0.66286 | 0.59251 | 0.85188 | 0.67229 | 0.86931 | 0.82083 | 0.81365 | 0.99216 | 0.46437 | 0.90779 | 0.54309 | 0.78883 | 0.99992 | 0.99989 | 0.83017 | 0.91502 | 0.70875 | 0.89748 | 0.75287 | 0.9095 | 0.90769 | 0.76133 | 1 | 1 | 0.95857 | 1 | 1 | 0.93711 | 0.97731 | 1 | 0.45822 | 0.80272 | 0.95267 | 0.86579 | 1 | 1 | 1
6 | 6 | 14 | 0.74097 | 1 | 0.96273 | 0.35339 | 0 | 0.337 | 0.88187 | 0.89779 | 0.76589 | 0.73768 | 0.64524 | 0.83393 | 0.74513 | 0.85083 | 0.85991 | 0.85424 | 0.9908 | 0.34516 | 0.85906 | 0.55374 | 0.7956 | 1 | 1 | 0.81074 | 0.92246 | 0.68219 | 0.90477 | 0.87635 | 0.89297 | 0.90689 | 0.83723 | 1 | 1 | 0.93411 | 1 | 1 | 0.99462 | 0.99632 | 1 | 0.50416 | 0.80332 | 0.96735 | 0.82716 | 1 | 1 | 1
6 | 6 | 15 | 0.73457 | 1 | 0.95097 | 0.34202 | 0.037777 | 0.40282 | 0.87875 | 0.91579 | 0.75759 | 0.73082 | 0.66949 | 0.87481 | 0.73845 | 0.8878 | 0.90201 | 0.89801 | 0.98951 | 0.41621 | 0.932 | 0.5211 | 0.81662 | 1 | 1 | 0.72472 | 0.88283 | 0.7128 | 0.86591 | 0.89894 | 0.9021 | 0.90291 | 0.81419 | 1 | 1 | 0.87704 | 1 | 0.99581 | 0.96505 | 0.97772 | 0.98726 | 0.53956 | 0.72277 | 0.9485 | 0.68123 | 1 | 1 | 1
6 | 6 | 16 | 0.71997 | 1 | 0.95751 | 0.33159 | 0.2266 | 0.52904 | 0.85795 | 0.93002 | 0.74538 | 0.71621 | 0.687 | 0.95423 | 0.72423 | 0.96207 | 0.91032 | 0.90664 | 0.9908 | 0.57194 | 0.94991 | 0.49919 | 0.90761 | 1 | 1 | 0.57799 | 0.7908 | 0.63993 | 0.77564 | 0.84868 | 0.81635 | 0.87347 | 0.71513 | 0.96184 | 1 | 0.93432 | 0.94453 | 0.93057 | 0.91282 | 0.82904 | 0.92258 | 0.46121 | 0.65764 | 0.87549 | 0.5103 | 1 | 1 | 1
6 | 6 | 17 | 0.67331 | 1 | 0.95359 | 0.34302 | 0.43956 | 0.63701 | 0.83507 | 0.93796 | 0.69601 | 0.66793 | 0.77778 | 0.96933 | 0.67722 | 0.97327 | 0.92326 | 0.92011 | 0.99212 | 0.24025 | 0.98028 | 0.48841 | 0.97569 | 1 | 0.99992 | 0.37533 | 0.6469 | 0.50264 | 0.6345 | 0.80087 | 0.7675 | 0.77517 | 0.56618 | 0.82341 | 0.90647 | 0.84789 | 0.80496 | 0.79241 | 0.76689 | 0.74397 | 0.78561 | 0.26028 | 0.55647 | 0.72709 | 0.32002 | 1 | 1 | 1
6 | 6 | 18 | 0.82184 | 0.99616 | 0.94798 | 0.37367 | 0.50007 | 0.62155 | 0.83674 | 0.93792 | 0.83968 | 0.81962 | 0.83477 | 0.97046 | 0.82481 | 0.97428 | 0.92353 | 0.92039 | 0.99252 | 0.28264 | 0.94626 | 0.47518 | 0.95477 | 0.99617 | 0.99504 | 0.12795 | 0.40508 | 0.31566 | 0.39732 | 0.62177 | 0.57905 | 0.56298 | 0.46833 | 0.55685 | 0.63475 | 0.63154 | 0.51612 | 0.50103 | 0.48999 | 0.46118 | 0.49673 | 0.2254 | 0.41014 | 0.42622 | 0.023444 | 1 | 1 | 1
6 | 6 | 19 | 0.89063 | 0.98885 | 0.95631 | 0.41354 | 0.57095 | 0.54293 | 0.82278 | 0.90174 | 0.90429 | 0.88966 | 0.88636 | 0.96118 | 0.89288 | 0.96606 | 0.90338 | 0.89943 | 0.99147 | 0.53571 | 0.94881 | 0.48005 | 0.70766 | 0.98892 | 0.98539 | 0.0065732 | 0.1343 | 0.09055 | 0.13173 | 0.32482 | 0.26368 | 0.22311 | 0.067229 | 0.10632 | 0.33506 | 0.26228 | 0.18175 | 0.17244 | 0.15077 | 0.12979 | 0.17096 | 0.078738 | 0.18163 | 0.064254 | 0.00016556 | 1 | 1 | 1
6 | 6 | 20 | 0.7947 | 0.96709 | 0.91902 | 0.49662 | 0.69305 | 0.79135 | 0.81017 | 0.85993 | 0.81544 | 0.79221 | 0.77957 | 0.94263 | 0.79815 | 0.94916 | 0.85116 | 0.84515 | 0.98751 | 0.36524 | 0.97206 | 0.46856 | 0.48272 | 0.96721 | 0.95799 | 1.1371e-05 | 0.0030537 | 0.0052623 | 0.0029951 | 0.035418 | 0.0087072 | 0.0050123 | 0.00010044 | 0.00063185 | 0.00014539 | 3.1553e-07 | 0 | 0 | 0 | 0 | 0 | 0.019249 | 0.0053292 | 0 | 0 | 1 | 1 | 1
6 | 6 | 21 | 0.58671 | 0.9172 | 0.87746 | 0.63332 | 0.70305 | 0.93315 | 0.83332 | 0.87376 | 0.61957 | 0.5808 | 0.69364 | 0.92858 | 0.59228 | 0.93666 | 0.83728 | 0.83073 | 0.96884 | 0.19968 | 0.96138 | 0.44623 | 0.40982 | 0.91706 | 0.9003 | 0 | 0 | 0 | 0 | 0 | 0 | 0 | 0 | 0 | 0 | 0 | 0 | 0 | 0 | 0 | 0 | 0 | 0 | 0 | 0 | 1 | 1 | 1
6 | 6 | 22 | 0.45085 | 0.89513 | 0.86822 | 0.63335 | 0.61375 | 0.89136 | 0.87341 | 0.87953 | 0.49126 | 0.44303 | 0.66726 | 0.91819 | 0.45774 | 0.92971 | 0.84711 | 0.84094 | 0.92488 | 0.15441 | 0.83321 | 0.42192 | 0.4141 | 0.89499 | 0.87336 | 0 | 0 | 0 | 0 | 0 | 0 | 0 | 0 | 0 | 0 | 0 | 0 | 0 | 0 | 0 | 0 | 0 | 0 | 0 | 0 | 1 | 1 | 1
6 | 6 | 23 | 0.46662 | 0.89876 | 0.88296 | 0.50783 | 0.52435 | 0.88173 | 0.86739 | 0.88053 | 0.51101 | 0.45973 | 0.61149 | 0.85371 | 0.47409 | 0.87126 | 0.84 | 0.83356 | 0.87233 | 0.10397 | 0.67495 | 0.43737 | 0.42771 | 0.89876 | 0.87601 | 0 | 0 | 0 | 0 | 0 | 0 | 0 | 0 | 0 | 0 | 0 | 0 | 0 | 0 | 0 | 0 | 0 | 0 | 0 | 0 | 1 | 1 | 1
6 | 6 | 24 | 0.45062 | 0.89807 | 0.91794 | 0.41433 | 0.41939 | 0.93547 | 0.86416 | 0.85972 | 0.49536 | 0.44345 | 0.63271 | 0.76362 | 0.45816 | 0.79238 | 0.79748 | 0.78941 | 0.80872 | 0.08266 | 0.63403 | 0.4496 | 0.39908 | 0.89806 | 0.87531 | 0 | 0 | 0 | 0 | 0 | 0 | 0 | 0 | 0 | 0 | 0 | 0 | 0 | 0 | 0 | 0 | 0 | 0 | 0 | 0 | 1 | 1 | 1
6 | 7 | 1 | 0.41572 | 0.89532 | 0.8822 | 0.36551 | 0.27915 | 0.88872 | 0.86341 | 0.81096 | 0.46337 | 0.40829 | 0.60897 | 0.62214 | 0.42374 | 0.66174 | 0.75206 | 0.74231 | 0.80153 | 0.042603 | 0.63132 | 0.45859 | 0.29827 | 0.89517 | 0.87372 | 0 | 0 | 0 | 0 | 0 | 0 | 0 | 0 | 0 | 0 | 0 | 0 | 0 | 0 | 0 | 0 | 0 | 0 | 0 | 0 | 1 | 1 | 1
6 | 7 | 2 | 0.33905 | 0.92193 | 0.80346 | 0.30198 | 0.10378 | 0.78773 | 0.84845 | 0.71794 | 0.39113 | 0.33087 | 0.59634 | 0.52508 | 0.34781 | 0.57548 | 0.70328 | 0.6918 | 0.82822 | 0.018186 | 0.5734 | 0.41433 | 0.25986 | 0.92199 | 0.90344 | 0 | 0 | 0 | 0 | 0 | 0 | 0 | 0 | 0 | 0 | 0 | 0 | 0 | 0 | 0 | 0 | 0 | 0 | 0 | 0 | 1 | 1 | 1
6 | 7 | 3 | 0.23347 | 0.93307 | 0.7299 | 0.27572 | 0.014034 | 0.8545 | 0.82056 | 0.55185 | 0.28616 | 0.22381 | 0.60677 | 0.43629 | 0.24243 | 0.496 | 0.64924 | 0.63591 | 0.78415 | 0.012533 | 0.55709 | 0.44454 | 0.24769 | 0.93335 | 0.91414 | 0 | 0 | 0 | 0 | 0 | 0 | 0 | 0 | 0 | 0 | 0 | 0 | 0 | 0 | 0 | 0 | 0 | 0 | 0 | 0 | 1 | 1 | 1
6 | 7 | 4 | 0.24384 | 0.87843 | 0.67457 | 0.26109 | 0 | 0.83388 | 0.79622 | 0.44815 | 0.30372 | 0.23539 | 0.53156 | 0.31667 | 0.25383 | 0.38233 | 0.60112 | 0.58623 | 0.70659 | 0.0073323 | 0.5486 | 0.46292 | 0.21414 | 0.87835 | 0.85226 | 0 | 0 | 0.0002205 | 0 | 0 | 0 | 0 | 0 | 0 | 0 | 0 | 0 | 0 | 0 | 0 | 0 | 0 | 0 | 0 | 0.0013243 | 1 | 1 | 1
6 | 7 | 5 | 0.1106 | 0.83638 | 0.63497 | 0.33651 | 0.00062068 | 0.71379 | 0.75217 | 0.35728 | 0.16803 | 0.10144 | 0.53405 | 0.23907 | 0.11995 | 0.3073 | 0.54083 | 0.52413 | 0.62395 | 0.025163 | 0.54366 | 0.46871 | 0.13731 | 0.83607 | 0.80437 | 9.0774e-06 | 0.011291 | 0.10714 | 0.011075 | 0.021794 | 0.0015726 | 0.0011968 | 0.009377 | 0.00090577 | 0.0071104 | 0.021209 | 0.064129 | 0.03246 | 0.019265 | 0.0088154 | 0.032181 | 0.11932 | 0.10448 | 0.064872 | 0.24344 | 1 | 1 | 1
6 | 7 | 6 | 0.0063555 | 0.85564 | 0.59372 | 0.38177 | 0.0023448 | 0.39902 | 0.73821 | 0.24165 | 0.04927 | 0.0054452 | 0.54404 | 0.23532 | 0.008455 | 0.31414 | 0.41267 | 0.39273 | 0.615 | 0.070566 | 0.55309 | 0.43293 | 0.072888 | 0.85532 | 0.8278 | 0.0078769 | 0.21861 | 0.43349 | 0.21442 | 0.3625 | 0.21808 | 0.18257 | 0.31475 | 0.20013 | 0.33235 | 0.42447 | 0.47416 | 0.43591 | 0.36616 | 0.30791 | 0.43216 | 0.40416 | 0.48228 | 0.45643 | 0.62071 | 1 | 1 | 1
6 | 7 | 7 | 0.0027507 | 0.94157 | 0.53961 | 0.26902 | 0.00062068 | 0.066326 | 0.74294 | 0.083042 | 0.036413 | 0.0020692 | 0.47975 | 0.065581 | 0.0032398 | 0.13276 | 0.28732 | 0.26539 | 0.66012 | 0.17973 | 0.55263 | 0.36396 | 0.022623 | 0.94187 | 0.92424 | 0.045454 | 0.444 | 0.67074 | 0.43549 | 0.68719 | 0.55326 | 0.54885 | 0.62827 | 0.57666 | 0.66776 | 0.73195 | 0.74716 | 0.72887 | 0.6815 | 0.62214 | 0.72261 | 0.58424 | 0.71642 | 0.71704 | 0.86051 | 1 | 1 | 1
6 | 7 | 8 | 0.048797 | 0.95468 | 0.47032 | 0.19413 | 0 | 0.11281 | 0.71996 | 0.0095178 | 0.10478 | 0.03982 | 0.47112 | 0.0045141 | 0.057866 | 0.065823 | 0.21001 | 0.18783 | 0.6081 | 0.14317 | 0.58188 | 0.31913 | 0.023605 | 0.95469 | 0.94418 | 0.28368 | 0.65816 | 0.81787 | 0.64554 | 0.83089 | 0.75794 | 0.76254 | 0.81996 | 0.81212 | 0.91122 | 0.92091 | 0.90389 | 0.89999 | 0.87701 | 0.83667 | 0.89226 | 0.5839 | 0.83384 | 0.87223 | 1 | 1 | 1 | 1
6 | 7 | 9 | 0.11873 | 0.96604 | 0.36232 | 0.14648 | 0 | 0.16845 | 0.68679 | 0.02587 | 0.18055 | 0.10958 | 0.41715 | 0.013784 | 0.12906 | 0.079361 | 0.14027 | 0.11905 | 0.47542 | 0.079095 | 0.63349 | 0.30704 | 0.037646 | 0.96606 | 0.95808 | 0.5199 | 0.81159 | 0.89208 | 0.79604 | 0.91846 | 0.87492 | 0.86466 | 0.92272 | 0.95646 | 1 | 1 | 0.99906 | 0.98488 | 0.98866 | 0.92872 | 0.97642 | 0.63281 | 0.83865 | 0.96969 | 1 | 1 | 1 | 1
6 | 7 | 10 | 0.084966 | 0.97332 | 0.24196 | 0.10219 | 0 | 0.13071 | 0.67634 | 0.071618 | 0.14328 | 0.075356 | 0.38051 | 0.048472 | 0.094807 | 0.12096 | 0.088633 | 0.069454 | 0.2963 | 0.043365 | 0.7711 | 0.24625 | 0.057562 | 0.97334 | 0.967 | 0.6949 | 0.90639 | 0.90491 | 0.88901 | 0.97055 | 0.92336 | 0.92493 | 0.9786 | 1 | 1 | 1 | 1 | 1 | 1 | 0.98436 | 1 | 0.63253 | 0.8692 | 1 | 1 | 1 | 1 | 1
6 | 7 | 11 | 0.057387 | 0.97634 | 0.13703 | 0.061754 | 0 | 0.096372 | 0.66464 | 0.056207 | 0.11556 | 0.04798 | 0.34636 | 0.058857 | 0.067187 | 0.13319 | 0.065962 | 0.048378 | 0.16115 | 0.041159 | 0.94227 | 0.18758 | 0.084299 | 0.97634 | 0.97087 | 0.80127 | 0.94876 | 0.89034 | 0.93057 | 0.97387 | 0.92675 | 0.93015 | 0.98731 | 1 | 1 | 1 | 1 | 1 | 1 | 0.9833 | 1 | 0.65889 | 0.78631 | 0.99858 | 1 | 1 | 1 | 1
6 | 7 | 12 | 0.024221 | 0.97836 | 0.073285 | 0.032093 | 0 | 0.12529 | 0.66112 | 0.0060307 | 0.079611 | 0.01555 | 0.24032 | 0.023269 | 0.033165 | 0.090684 | 0.055759 | 0.039133 | 0.072604 | 0.037304 | 0.93185 | 0.12576 | 0.10264 | 0.97839 | 0.973 | 0.86203 | 0.96716 | 0.85892 | 0.94861 | 1 | 0.914 | 0.91586 | 0.96965 | 1 | 1 | 1 | 1 | 1 | 1 | 0.99437 | 1 | 0.50227 | 0.75809 | 0.98333 | 1 | 1 | 1 | 1
6 | 7 | 13 | 0.0013831 | 0.9728 | 0.061156 | 0.014977 | 0 | 0.14785 | 0.68004 | 0 | 0.044906 | 0.00079771 | 0.11367 | 0.0012305 | 0.0024808 | 0.049884 | 0.052683 | 0.036387 | 0.023878 | 0.037361 | 0.85285 | 0.093175 | 0.089434 | 0.97277 | 0.96697 | 0.86542 | 0.954 | 0.87289 | 0.93571 | 0.98518 | 0.85783 | 0.88801 | 0.94731 | 1 | 1 | 1 | 1 | 1 | 0.99259 | 0.97247 | 0.99647 | 0.55577 | 0.77494 | 0.96932 | 1 | 1 | 1 | 1
6 | 7 | 14 | 0 | 0.97402 | 0.062083 | 0.0085085 | 0 | 0.16588 | 0.68916 | 0 | 0.038133 | 0 | 0.024747 | 0 | 0.00028009 | 0.020063 | 0.048077 | 0.032317 | 0.013986 | 0.056635 | 0.81981 | 0.086009 | 0.072144 | 0.97409 | 0.96709 | 0.8241 | 0.93807 | 0.82868 | 0.92009 | 0.97693 | 0.8484 | 0.88432 | 0.94143 | 1 | 1 | 1 | 1 | 1 | 0.98101 | 0.97151 | 1 | 0.53148 | 0.7753 | 0.97653 | 1 | 1 | 1 | 1
6 | 7 | 15 | 0 | 0.95829 | 0.083118 | 0.0087269 | 0.055056 | 0.17559 | 0.68858 | 0 | 0.047673 | 0 | 0.001152 | 0 | 0.0040843 | 0.0089207 | 0.046556 | 0.030984 | 0.010794 | 0.071206 | 0.6922 | 0.067499 | 0.048919 | 0.95834 | 0.94805 | 0.72928 | 0.88859 | 0.82039 | 0.87155 | 0.90411 | 0.86905 | 0.88697 | 0.89925 | 1 | 1 | 1 | 0.97969 | 0.98049 | 0.93601 | 0.96627 | 0.97207 | 0.63296 | 0.80233 | 0.93972 | 1 | 1 | 1 | 1
6 | 7 | 16 | 0 | 0.93046 | 0.11896 | 0.011436 | 0.30542 | 0.18905 | 0.69696 | 0 | 0.04748 | 0 | 0 | 0 | 0.0038149 | 0.014762 | 0.046847 | 0.031239 | 0.0081076 | 0.080891 | 0.60367 | 0.041448 | 0.038907 | 0.93055 | 0.91353 | 0.58891 | 0.80771 | 0.73857 | 0.79222 | 0.8956 | 0.85116 | 0.8425 | 0.88225 | 0.95408 | 0.99805 | 0.97803 | 0.93649 | 0.92657 | 0.86249 | 0.87035 | 0.91861 | 0.56604 | 0.73575 | 0.87746 | 0.90723 | 1 | 1 | 1
6 | 7 | 17 | 0.0055997 | 0.88551 | 0.17684 | 0.019075 | 0.5443 | 0.20581 | 0.71345 | 0.023124 | 0.045649 | 0.0047353 | 0 | 0 | 0.0060316 | 0.029216 | 0.052705 | 0.036409 | 0.0061852 | 0.083264 | 0.48055 | 0.031382 | 0.022958 | 0.8861 | 0.85211 | 0.38034 | 0.65713 | 0.59799 | 0.64453 | 0.78672 | 0.76529 | 0.74355 | 0.80016 | 0.83932 | 0.87643 | 0.86239 | 0.81745 | 0.78876 | 0.71497 | 0.7323 | 0.78198 | 0.53604 | 0.6712 | 0.70691 | 0.70533 | 1 | 1 | 1
6 | 7 | 18 | 0.099625 | 0.70292 | 0.30731 | 0.043723 | 0.68428 | 0.37404 | 0.72407 | 0.23761 | 0.15603 | 0.090357 | 0.015012 | 0.0025924 | 0.10872 | 0.033177 | 0.065661 | 0.048105 | 0.0070397 | 0.07324 | 0.35743 | 0.030573 | 0.025813 | 0.70274 | 0.64281 | 0.13197 | 0.42227 | 0.35126 | 0.41417 | 0.60485 | 0.59437 | 0.56942 | 0.60912 | 0.5904 | 0.6106 | 0.6113 | 0.57822 | 0.53518 | 0.49716 | 0.48057 | 0.53059 | 0.47879 | 0.51172 | 0.41807 | 0.21952 | 1 | 1 | 1
6 | 7 | 19 | 0.25381 | 0.55174 | 0.49631 | 0.10464 | 0.75662 | 0.61541 | 0.73183 | 0.50637 | 0.31198 | 0.24525 | 0.25916 | 0.059268 | 0.26354 | 0.12147 | 0.093073 | 0.073653 | 0.021933 | 0.075153 | 0.2476 | 0.043814 | 0.087401 | 0.55144 | 0.46791 | 0.007266 | 0.13965 | 0.12394 | 0.13697 | 0.26786 | 0.24237 | 0.18076 | 0.17515 | 0.15235 | 0.32079 | 0.25555 | 0.21172 | 0.18764 | 0.1619 | 0.14416 | 0.18603 | 0.20032 | 0.21157 | 0.064857 | 0.00055636 | 1 | 1 | 1
6 | 7 | 20 | 0.30123 | 0.44973 | 0.66813 | 0.17641 | 0.82867 | 0.9214 | 0.7342 | 0.62358 | 0.3557 | 0.29276 | 0.29754 | 0.30014 | 0.31039 | 0.3783 | 0.1594 | 0.13775 | 0.046036 | 0.079944 | 0.1963 | 0.046835 | 0.26833 | 0.44941 | 0.35299 | 1.391e-05 | 0.0024801 | 0.0051022 | 0.0024325 | 0.026353 | 0.0081931 | 0.0032784 | 0.0015108 | 0.0011088 | 0.00016536 | 2.8522e-06 | 0 | 0 | 0 | 0 | 0 | 0.017679 | 0.0055725 | 0 | 0 | 1 | 1 | 1
6 | 7 | 21 | 0.29198 | 0.40162 | 0.68716 | 0.20501 | 0.81965 | 0.92047 | 0.70379 | 0.62856 | 0.34609 | 0.28332 | 0.22712 | 0.29691 | 0.30109 | 0.36706 | 0.15315 | 0.1316 | 0.083916 | 0.073815 | 0.13645 | 0.014832 | 0.37794 | 0.40157 | 0.29683 | 0 | 0 | 0 | 0 | 0 | 0 | 0 | 0 | 0 | 0 | 0 | 0 | 0 | 0 | 0 | 0 | 0 | 0 | 0 | 0 | 1 | 1 | 1
6 | 7 | 22 | 0.2605 | 0.34376 | 0.65617 | 0.17972 | 0.80687 | 0.89984 | 0.68112 | 0.58637 | 0.31621 | 0.25163 | 0.17112 | 0.23671 | 0.26988 | 0.30782 | 0.12862 | 0.1077 | 0.073553 | 0.066448 | 0.07952 | 0.00037149 | 0.41208 | 0.34373 | 0.23485 | 0 | 0 | 0 | 0 | 0 | 0 | 0 | 0 | 0 | 0 | 0 | 0 | 0 | 0 | 0 | 0 | 0 | 0 | 0 | 0 | 1 | 1 | 1
6 | 7 | 23 | 0.21225 | 0.27175 | 0.62789 | 0.14526 | 0.80687 | 0.75105 | 0.67746 | 0.5199 | 0.26617 | 0.20253 | 0.17083 | 0.19209 | 0.22141 | 0.26257 | 0.10168 | 0.081803 | 0.032772 | 0.057028 | 0.055249 | 0 | 0.3969 | 0.27143 | 0.16437 | 0 | 0 | 0 | 0 | 0 | 0 | 0 | 0 | 0 | 0 | 0 | 0 | 0 | 0 | 0 | 0 | 0 | 0 | 0 | 0 | 1 | 1 | 1
6 | 7 | 24 | 0.26678 | 0.2493 | 0.52737 | 0.13093 | 0.79921 | 0.63765 | 0.67698 | 0.42204 | 0.32467 | 0.25832 | 0.1604 | 0.21517 | 0.27647 | 0.29023 | 0.083904 | 0.065005 | 0.019903 | 0.048715 | 0.061734 | 0 | 0.27817 | 0.24872 | 0.14497 | 0 | 0 | 0 | 0 | 0 | 0 | 0 | 0 | 0 | 0 | 0 | 0 | 0 | 0 | 0 | 0 | 0 | 0 | 0 | 0 | 1 | 1 | 1
6 | 8 | 1 | 0.21353 | 0.32998 | 0.45549 | 0.12367 | 0.76761 | 0.53756 | 0.66928 | 0.32577 | 0.27047 | 0.20427 | 0.12981 | 0.18102 | 0.22313 | 0.25547 | 0.053422 | 0.037061 | 0.021273 | 0.02688 | 0.094273 | 0 | 0.17999 | 0.32935 | 0.22739 | 0 | 0 | 0 | 0 | 0 | 0 | 0 | 0 | 0 | 0 | 0 | 0 | 0 | 0 | 0 | 0 | 0 | 0 | 0 | 0 | 1 | 1 | 1
6 | 8 | 2 | 0.15114 | 0.52925 | 0.41494 | 0.13375 | 0.70962 | 0.34938 | 0.65769 | 0.24426 | 0.20993 | 0.14166 | 0.046775 | 0.12393 | 0.16104 | 0.19883 | 0.039079 | 0.024545 | 0.019053 | 0.019851 | 0.10469 | 0 | 0.089017 | 0.52918 | 0.4395 | 0 | 0 | 0 | 0 | 0 | 0 | 0 | 0 | 0 | 0 | 0 | 0 | 0 | 0 | 0 | 0 | 0 | 0 | 0 | 0 | 1 | 1 | 1
6 | 8 | 3 | 0.079304 | 0.73368 | 0.3754 | 0.12837 | 0.65508 | 0.3587 | 0.62025 | 0.20266 | 0.13759 | 0.069762 | 0.015152 | 0.05473 | 0.089126 | 0.12556 | 0.03614 | 0.022062 | 0.011817 | 0.013087 | 0.10883 | 0 | 0.045815 | 0.73487 | 0.66177 | 0 | 0 | 0 | 0 | 0 | 0 | 0 | 0 | 0 | 0 | 0 | 0 | 0 | 0 | 0 | 0 | 0 | 0 | 0 | 0 | 1 | 1 | 1
6 | 8 | 4 | 0.017253 | 0.6638 | 0.34733 | 0.10626 | 0.6049 | 0.32617 | 0.56088 | 0.15857 | 0.070643 | 0.0085655 | 0.0027204 | 0.0099196 | 0.025889 | 0.073452 | 0.033562 | 0.01992 | 0.008371 | 0.0064829 | 0.1343 | 0 | 0.019977 | 0.66412 | 0.59023 | 0 | 0 | 0.00021334 | 0 | 0 | 0 | 0 | 0 | 0 | 0 | 0 | 0 | 0 | 0 | 0 | 0 | 0 | 0 | 0 | 0.0012813 | 1 | 1 | 1
6 | 8 | 5 | 0.00083889 | 0.51722 | 0.3363 | 0.098778 | 0.54136 | 0.23681 | 0.50259 | 0.10364 | 0.037716 | 0.00029409 | 0.0004782 | 0.00043239 | 0.0013005 | 0.025656 | 0.030186 | 0.017165 | 0.006035 | 0.0022619 | 0.13314 | 0 | 0.011623 | 0.51696 | 0.42801 | 8.6009e-06 | 0.010812 | 0.1074 | 0.010605 | 0.012361 | 0.0016077 | 0.0016531 | 0.0091427 | 0.00075558 | 0.0079902 | 0.021745 | 0.066861 | 0.026096 | 0.019263 | 0.012739 | 0.025872 | 0.18158 | 0.088284 | 0.065362 | 0.23978 | 1 | 1 | 1
6 | 8 | 6 | 0 | 0.4124 | 0.22579 | 0.088188 | 0.40839 | 0.16484 | 0.42941 | 0.047371 | 0.0084487 | 0 | 0.0057849 | 0 | 0 | 0.0050376 | 0.024865 | 0.012973 | 0.0021374 | 3.8635e-05 | 0.071195 | 0 | 0.0085807 | 0.41193 | 0.31365 | 0.0076564 | 0.21103 | 0.4036 | 0.20699 | 0.28816 | 0.19956 | 0.22023 | 0.30426 | 0.16505 | 0.33859 | 0.4197 | 0.46767 | 0.37982 | 0.36214 | 0.35291 | 0.37655 | 0.52426 | 0.43107 | 0.45914 | 0.65887 | 1 | 1 | 1
6 | 8 | 7 | 0 | 0.39603 | 0.098238 | 0.038952 | 0.1906 | 0.13209 | 0.35348 | 0.0046202 | 0.0002599 | 0 | 0.00035821 | 0 | 0 | 0.0018274 | 0.01595 | 0.0065292 | 3.266e-05 | 0.00026598 | 0.054681 | 0 | 0.00020222 | 0.39616 | 0.28874 | 0.043039 | 0.42573 | 0.61793 | 0.41757 | 0.61629 | 0.54889 | 0.55485 | 0.61992 | 0.45924 | 0.67419 | 0.71611 | 0.71985 | 0.68832 | 0.62544 | 0.66374 | 0.68241 | 0.74889 | 0.69996 | 0.70341 | 0.88823 | 1 | 1 | 1
6 | 8 | 8 | 0 | 0.32793 | 0.063742 | 0.022852 | 0.036859 | 0.054838 | 0.28778 | 0 | 0 | 0 | 0 | 0 | 0 | 0.0071052 | 0.023743 | 0.012117 | 0 | 0.00069482 | 0.051816 | 0 | 0.00037993 | 0.32766 | 0.22105 | 0.27704 | 0.64247 | 0.78578 | 0.63016 | 0.81681 | 0.7557 | 0.75407 | 0.80447 | 0.79144 | 0.88202 | 0.89554 | 0.88689 | 0.85695 | 0.82319 | 0.84248 | 0.84959 | 0.86284 | 0.83899 | 0.86386 | 1 | 1 | 1 | 1
6 | 8 | 9 | 0 | 0.30412 | 0.0097637 | 0.014302 | 0.0017638 | 0.035745 | 0.25518 | 0 | 0 | 0 | 0 | 0 | 0 | 0.025519 | 0.032933 | 0.019407 | 2.6772e-05 | 0.0012976 | 0.050388 | 0 | 0.016629 | 0.30409 | 0.19378 | 0.51211 | 0.8005 | 0.90962 | 0.78515 | 0.94643 | 0.8677 | 0.86205 | 0.9099 | 0.94092 | 1 | 0.98796 | 0.9738 | 0.9465 | 0.93253 | 0.9558 | 0.93837 | 0.91356 | 0.90891 | 0.94785 | 1 | 1 | 1 | 1
6 | 8 | 10 | 0 | 0.26545 | 0.00041954 | 0.0062262 | 0 | 0.036708 | 0.23922 | 0 | 0 | 0 | 0 | 0 | 0 | 0.03576 | 0.040541 | 0.025788 | 0.0018259 | 0.0022845 | 0.060367 | 0 | 0.043965 | 0.26525 | 0.15677 | 0.68173 | 0.8922 | 0.93843 | 0.87509 | 0.97557 | 0.92706 | 0.90984 | 0.94788 | 1 | 1 | 1 | 0.99706 | 1 | 0.99535 | 0.99213 | 1 | 0.88313 | 0.91787 | 0.97196 | 1 | 1 | 1 | 1
6 | 8 | 11 | 0 | 0.25139 | 0 | 0.0049534 | 0 | 0.061218 | 0.24959 | 0 | 0 | 0 | 0.0010708 | 0 | 0 | 0.044347 | 0.04653 | 0.030963 | 0.0097094 | 0.0015943 | 0.098609 | 0.0001782 | 0.091685 | 0.25123 | 0.14265 | 0.78418 | 0.93236 | 0.95218 | 0.91449 | 0.97844 | 0.92801 | 0.91765 | 0.95986 | 1 | 1 | 1 | 1 | 1 | 0.99421 | 0.98618 | 1 | 0.86918 | 0.89548 | 0.96875 | 1 | 1 | 1 | 1
6 | 8 | 12 | 0 | 0.25433 | 0 | 0.0080878 | 0 | 0.091985 | 0.25073 | 0 | 0 | 0 | 0.019166 | 0 | 0 | 0.037438 | 0.045395 | 0.029972 | 0.016027 | 0.00055486 | 0.18637 | 0.0071366 | 0.16112 | 0.25434 | 0.14369 | 0.83446 | 0.93839 | 0.93091 | 0.9204 | 0.96382 | 0.91557 | 0.89849 | 0.94833 | 1 | 1 | 1 | 0.98871 | 0.99534 | 0.98839 | 0.94494 | 0.98679 | 0.87643 | 0.82365 | 0.95507 | 0.99489 | 1 | 1 | 1
6 | 8 | 13 | 0 | 0.23507 | 0 | 0.013588 | 0 | 0.097011 | 0.27506 | 0 | 0 | 0 | 0.032796 | 0 | 0 | 0.023278 | 0.045741 | 0.030274 | 0.032173 | 8.4718e-06 | 0.25052 | 0.023474 | 0.21055 | 0.23497 | 0.12624 | 0.8397 | 0.92654 | 0.92633 | 0.90878 | 0.95349 | 0.87763 | 0.87444 | 0.92727 | 0.9911 | 1 | 0.9933 | 0.97912 | 0.97359 | 0.94707 | 0.9299 | 0.96523 | 0.87148 | 0.83436 | 0.94848 | 1 | 1 | 1 | 1
6 | 8 | 14 | 0 | 0.21706 | 0.0049686 | 0.018996 | 0 | 0.091794 | 0.33153 | 0 | 0.00017059 | 0 | 0.025699 | 0 | 0 | 0.024851 | 0.047632 | 0.031927 | 0.02736 | 7.3602e-06 | 0.29766 | 0.029046 | 0.22598 | 0.21687 | 0.11038 | 0.80754 | 0.91932 | 0.93507 | 0.9017 | 0.92467 | 0.87949 | 0.87351 | 0.92792 | 1 | 1 | 1 | 0.99351 | 0.98685 | 0.93788 | 0.95707 | 0.97838 | 0.88587 | 0.87388 | 0.95365 | 0.98974 | 1 | 1 | 1
6 | 8 | 15 | 0 | 0.22236 | 0.060674 | 0.025643 | 0 | 0.10585 | 0.37281 | 0.0017296 | 0.005156 | 0 | 0.0014754 | 0 | 0 | 0.041679 | 0.053644 | 0.037244 | 0.022461 | 0.00047239 | 0.30896 | 0.033865 | 0.23663 | 0.22214 | 0.11553 | 0.72379 | 0.88136 | 0.89618 | 0.86446 | 0.95569 | 0.85753 | 0.87386 | 0.93099 | 0.99785 | 1 | 1 | 0.96614 | 0.94413 | 0.90345 | 0.94454 | 0.93602 | 0.82486 | 0.85142 | 0.92961 | 0.90155 | 1 | 1 | 1
6 | 8 | 16 | 0 | 0.25536 | 0.1173 | 0.032358 | 0.026131 | 0.12726 | 0.40139 | 0.026911 | 0.013758 | 0 | 0.0034097 | 0.00058996 | 0 | 0.055501 | 0.06153 | 0.044338 | 0.013345 | 0.00076331 | 0.30138 | 0.031417 | 0.24129 | 0.25519 | 0.14654 | 0.57501 | 0.78723 | 0.8205 | 0.77214 | 0.90637 | 0.83377 | 0.83519 | 0.88466 | 0.94919 | 0.9596 | 0.9538 | 0.86046 | 0.87057 | 0.80679 | 0.87697 | 0.86309 | 0.82651 | 0.78209 | 0.86474 | 0.76628 | 1 | 1 | 1
6 | 8 | 17 | 0.0097085 | 0.30542 | 0.22672 | 0.049382 | 0.15324 | 0.16435 | 0.45531 | 0.14573 | 0.043791 | 0.0086024 | 0.07353 | 0.017143 | 0.009667 | 0.078859 | 0.073927 | 0.055703 | 0.0093111 | 0.001087 | 0.28229 | 0.022308 | 0.24425 | 0.30543 | 0.19466 | 0.37054 | 0.63622 | 0.64161 | 0.62403 | 0.7764 | 0.71667 | 0.74746 | 0.78564 | 0.825 | 0.85869 | 0.83275 | 0.77784 | 0.71549 | 0.708 | 0.6912 | 0.70935 | 0.7722 | 0.69593 | 0.71888 | 0.50782 | 1 | 1 | 1
6 | 8 | 18 | 0.16223 | 0.33294 | 0.33846 | 0.083538 | 0.32602 | 0.33797 | 0.53939 | 0.38665 | 0.22117 | 0.1535 | 0.32161 | 0.14161 | 0.17169 | 0.21342 | 0.090223 | 0.070936 | 0.011063 | 0.013162 | 0.17556 | 0.0098024 | 0.23895 | 0.33284 | 0.22431 | 0.1297 | 0.40282 | 0.40014 | 0.39509 | 0.61369 | 0.55957 | 0.55651 | 0.58302 | 0.5834 | 0.60762 | 0.59639 | 0.56982 | 0.4727 | 0.42634 | 0.39562 | 0.46864 | 0.58729 | 0.52484 | 0.44275 | 0.10903 | 1 | 1 | 1
6 | 8 | 19 | 0.27052 | 0.36254 | 0.48175 | 0.17483 | 0.54905 | 0.67562 | 0.63171 | 0.56926 | 0.32631 | 0.26181 | 0.3591 | 0.31868 | 0.2799 | 0.39125 | 0.1019 | 0.082016 | 0.0027843 | 0.082102 | 0.13069 | 0.010704 | 0.24726 | 0.36217 | 0.25859 | 0.0070078 | 0.13394 | 0.14495 | 0.13138 | 0.338 | 0.27491 | 0.20177 | 0.16992 | 0.035282 | 0.32258 | 0.25203 | 0.21112 | 0.16247 | 0.13118 | 0.10353 | 0.16108 | 0.26384 | 0.19914 | 0.078794 | 0.001464 | 1 | 1 | 1
6 | 8 | 20 | 0.33357 | 0.45687 | 0.61896 | 0.32165 | 0.76811 | 0.94465 | 0.65756 | 0.64989 | 0.38412 | 0.32505 | 0.32167 | 0.35773 | 0.34211 | 0.42344 | 0.15582 | 0.13423 | 0.0027736 | 0.17561 | 0.12206 | 0.01631 | 0.22114 | 0.45693 | 0.35625 | 1.5634e-05 | 0.0034403 | 0.0047918 | 0.0033743 | 0.03881 | 0.012024 | 0.0038195 | 0.001288 | 0.00011456 | 0.00027222 | 5.0666e-06 | 0 | 0 | 0 | 0 | 0 | 0.01648 | 0.0012178 | 0 | 0 | 1 | 1 | 1
6 | 8 | 21 | 0.42204 | 0.52172 | 0.64725 | 0.36659 | 0.83914 | 0.92829 | 0.66478 | 0.66552 | 0.47067 | 0.41488 | 0.25364 | 0.35956 | 0.43019 | 0.42205 | 0.19411 | 0.17202 | 0.0060021 | 0.14596 | 0.1152 | 0.00043826 | 0.19568 | 0.52222 | 0.42371 | 0 | 0 | 0 | 0 | 0 | 0 | 0 | 0 | 0 | 0 | 0 | 0 | 0 | 0 | 0 | 0 | 0 | 0 | 0 | 0 | 1 | 1 | 1
6 | 8 | 22 | 0.42117 | 0.45941 | 0.54493 | 0.25627 | 0.8446 | 0.887 | 0.6861 | 0.66914 | 0.46769 | 0.41366 | 0.17162 | 0.40741 | 0.42901 | 0.46741 | 0.2326 | 0.21037 | 0.026324 | 0.064678 | 0.10411 | 0 | 0.2185 | 0.45942 | 0.35961 | 0 | 0 | 0 | 0 | 0 | 0 | 0 | 0 | 0 | 0 | 0 | 0 | 0 | 0 | 0 | 0 | 0 | 0 | 0 | 0 | 1 | 1 | 1
6 | 8 | 23 | 0.40824 | 0.38124 | 0.4784 | 0.18623 | 0.83968 | 0.8152 | 0.66924 | 0.67774 | 0.45435 | 0.40042 | 0.13615 | 0.46769 | 0.41604 | 0.52923 | 0.27961 | 0.25759 | 0.034704 | 0.035218 | 0.063236 | 0 | 0.20362 | 0.38132 | 0.27343 | 0 | 0 | 0 | 0 | 0 | 0 | 0 | 0 | 0 | 0 | 0 | 0 | 0 | 0 | 0 | 0 | 0 | 0 | 0 | 0 | 1 | 1 | 1
6 | 8 | 24 | 0.42755 | 0.2557 | 0.49629 | 0.14292 | 0.81704 | 0.74196 | 0.64161 | 0.66515 | 0.47546 | 0.42039 | 0.13901 | 0.38163 | 0.43559 | 0.44357 | 0.26336 | 0.24123 | 0.032554 | 0.018148 | 0.074919 | 0 | 0.15147 | 0.25415 | 0.16184 | 0 | 0 | 0 | 0 | 0 | 0 | 0 | 0 | 0 | 0 | 0 | 0 | 0 | 0 | 0 | 0 | 0 | 0 | 0 | 0 | 1 | 1 | 1
6 | 9 | 1 | 0.3724 | 0.46054 | 0.51028 | 0.11286 | 0.78568 | 0.5575 | 0.59959 | 0.64393 | 0.42172 | 0.36438 | 0.13345 | 0.30709 | 0.38071 | 0.37411 | 0.21031 | 0.18812 | 0.027153 | 0.01736 | 0.17955 | 0 | 0.12941 | 0.46068 | 0.35955 | 0 | 0 | 0 | 0 | 0 | 0 | 0 | 0 | 0 | 0 | 0 | 0 | 0 | 0 | 0 | 0 | 0 | 0 | 0 | 0 | 1 | 1 | 1
6 | 9 | 2 | 0.31135 | 0.62108 | 0.50792 | 0.078269 | 0.76171 | 0.75106 | 0.56964 | 0.56597 | 0.36364 | 0.30272 | 0.08347 | 0.25459 | 0.32017 | 0.32532 | 0.18245 | 0.16045 | 0.026401 | 0.012864 | 0.25358 | 0 | 0.17876 | 0.62315 | 0.51861 | 0 | 0 | 0 | 0 | 0 | 0 | 0 | 0 | 0 | 0 | 0 | 0 | 0 | 0 | 0 | 0 | 0 | 0 | 0 | 0 | 1 | 1 | 1
6 | 9 | 3 | 0.25955 | 0.30135 | 0.47943 | 0.057275 | 0.75015 | 0.594 | 0.52472 | 0.51194 | 0.31646 | 0.25086 | 0.05239 | 0.20623 | 0.2691 | 0.2786 | 0.18978 | 0.16771 | 0.018586 | 0.011562 | 0.28941 | 7.0707e-05 | 0.26048 | 0.30062 | 0.19932 | 0 | 0 | 0 | 0 | 0 | 0 | 0 | 0 | 0 | 0 | 0 | 0 | 0 | 0 | 0 | 0 | 0 | 0 | 0 | 0 | 1 | 1 | 1
6 | 9 | 4 | 0.14322 | 0.13589 | 0.44192 | 0.040074 | 0.73918 | 0.33982 | 0.43585 | 0.46262 | 0.20066 | 0.13354 | 0.038893 | 0.16751 | 0.15292 | 0.24414 | 0.19203 | 0.16994 | 0.016567 | 0.0063531 | 0.30439 | 0.0025872 | 0.24747 | 0.13492 | 0.048004 | 0 | 0 | 0.00016984 | 0 | 0 | 0 | 0 | 0 | 0 | 0 | 0 | 0 | 0 | 0 | 0 | 0 | 0 | 0 | 0 | 0.00102 | 1 | 1 | 1
6 | 9 | 5 | 0.063826 | 0.16762 | 0.39071 | 0.027622 | 0.72124 | 0.20997 | 0.36872 | 0.40249 | 0.12141 | 0.054815 | 0.027297 | 0.067585 | 0.073391 | 0.13816 | 0.20279 | 0.18063 | 0.024673 | 0.00084027 | 0.25872 | 7.0707e-05 | 0.21728 | 0.16788 | 0.062559 | 9.143e-06 | 0.010557 | 0.10898 | 0.010355 | 0.013596 | 0.001043 | 0.0017912 | 0.0093477 | 0.00059011 | 0.0062225 | 0.021356 | 0.0666 | 0.028578 | 0.017216 | 0.0093024 | 0.028333 | 0.18837 | 0.10467 | 0.065969 | 0.1547 | 1 | 1 | 1
6 | 9 | 6 | 0.0036913 | 0.11664 | 0.26018 | 0.022542 | 0.63525 | 0.17337 | 0.30093 | 0.31223 | 0.050898 | 0.0029474 | 0.024198 | 0.0035999 | 0.0094614 | 0.037986 | 0.20842 | 0.18623 | 0.033554 | 1.1855e-05 | 0.1651 | 0 | 0.12717 | 0.11658 | 0.026455 | 0.0077472 | 0.19387 | 0.42133 | 0.19015 | 0.22256 | 0.1824 | 0.22158 | 0.29709 | 0.1166 | 0.28928 | 0.41042 | 0.46065 | 0.39497 | 0.33423 | 0.27694 | 0.39158 | 0.5236 | 0.47 | 0.44166 | 0.36247 | 1 | 1 | 1
6 | 9 | 7 | 0 | 0.062626 | 0.16948 | 0.013668 | 0.42778 | 0.10563 | 0.21889 | 0.13545 | 0.0050555 | 0 | 0.0014073 | 0 | 0.00033754 | 0.0058643 | 0.19075 | 0.16868 | 0.019399 | 0 | 0.12344 | 0 | 0.020398 | 0.062034 | 0.000956 | 0.046251 | 0.40272 | 0.63 | 0.395 | 0.58958 | 0.43849 | 0.53882 | 0.60653 | 0.3839 | 0.63889 | 0.70688 | 0.70649 | 0.67414 | 0.6373 | 0.55779 | 0.66835 | 0.73457 | 0.6945 | 0.67061 | 0.54425 | 1 | 1 | 1
6 | 9 | 8 | 0 | 0.13031 | 0.12096 | 0.0094591 | 0.22799 | 0.030192 | 0.1524 | 0.014221 | 0.00012185 | 0 | 0 | 0 | 0 | 0.0001849 | 0.2157 | 0.19349 | 0.010271 | 0 | 0.12667 | 0 | 0.036245 | 0.1303 | 0.035741 | 0.2719 | 0.62319 | 0.81771 | 0.61124 | 0.81287 | 0.7169 | 0.73176 | 0.7923 | 0.68192 | 0.87105 | 0.88972 | 0.85791 | 0.85211 | 0.81445 | 0.79616 | 0.8448 | 0.85179 | 0.8245 | 0.83233 | 0.80573 | 1 | 1 | 1
6 | 9 | 9 | 0 | 0.17704 | 0.092391 | 0.02063 | 0.10738 | 0.053264 | 0.12386 | 0.00017065 | 0 | 0 | 0 | 0 | 0 | 0.00067888 | 0.27092 | 0.24884 | 0.012766 | 0 | 0.14522 | 0 | 0.059062 | 0.17676 | 0.075553 | 0.49946 | 0.77919 | 0.94517 | 0.76425 | 0.8407 | 0.8539 | 0.84877 | 0.89491 | 0.91064 | 0.99876 | 0.98447 | 0.95985 | 0.95191 | 0.91083 | 0.9078 | 0.94374 | 0.91048 | 0.89128 | 0.92777 | 1 | 1 | 1 | 1
6 | 9 | 10 | 0 | 0.27256 | 0.09312 | 0.044835 | 0.034322 | 0.098435 | 0.11515 | 0 | 0 | 0 | 0 | 0 | 0 | 0.0063842 | 0.32835 | 0.30688 | 0.017668 | 0 | 0.14755 | 0.00015564 | 0.077645 | 0.2729 | 0.15811 | 0.66301 | 0.86824 | 0.98573 | 0.8516 | 0.84409 | 0.91239 | 0.8979 | 0.93628 | 0.99536 | 1 | 1 | 0.99576 | 0.99279 | 0.92826 | 0.99594 | 0.98427 | 0.92471 | 0.91678 | 0.94236 | 1 | 1 | 1 | 1
6 | 9 | 11 | 0 | 0.26999 | 0.1413 | 0.098297 | 0.004416 | 0.164 | 0.1023 | 0.00019565 | 0.00014482 | 0 | 0 | 0 | 0 | 0.012245 | 0.37468 | 0.35397 | 0.022284 | 0 | 0.18441 | 0.0063088 | 0.12613 | 0.26982 | 0.16096 | 0.75012 | 0.89271 | 0.99382 | 0.87559 | 0.72158 | 0.91171 | 0.89955 | 0.94389 | 1 | 1 | 1 | 0.9993 | 0.98137 | 0.93132 | 0.96416 | 0.97294 | 0.9031 | 0.9289 | 0.95353 | 0.99438 | 1 | 1 | 1
6 | 9 | 12 | 0 | 0.28769 | 0.2097 | 0.14695 | 0.003694 | 0.20418 | 0.12415 | 0.0015669 | 0.004091 | 0 | 0 | 0 | 0 | 0.017733 | 0.449 | 0.42987 | 0.034663 | 2.963e-05 | 0.21959 | 0.023816 | 0.13503 | 0.28739 | 0.17997 | 0.78595 | 0.88391 | 0.96941 | 0.86696 | 0.56568 | 0.87801 | 0.88235 | 0.9274 | 1 | 1 | 1 | 0.97455 | 0.96537 | 0.93846 | 0.9089 | 0.95708 | 0.8627 | 0.90995 | 0.93651 | 0.92649 | 1 | 1 | 1
6 | 9 | 13 | 0 | 0.35269 | 0.28299 | 0.17402 | 0.028495 | 0.24059 | 0.16399 | 0.00019565 | 0.0027323 | 0 | 0 | 0 | 0 | 0.016124 | 0.53917 | 0.52242 | 0.052105 | 0.0019907 | 0.28265 | 0.045881 | 0.15577 | 0.3529 | 0.24154 | 0.78333 | 0.86448 | 0.92873 | 0.8479 | 0.46829 | 0.80901 | 0.85356 | 0.90141 | 0.97722 | 1 | 0.98847 | 0.94811 | 0.94967 | 0.93 | 0.94425 | 0.94151 | 0.83475 | 0.89976 | 0.93201 | 0.8468 | 1 | 1 | 1
6 | 9 | 14 | 0 | 0.33727 | 0.33092 | 0.21043 | 0.092413 | 0.26008 | 0.21349 | 0.0042006 | 0.0022441 | 0 | 0 | 0 | 0 | 0.016542 | 0.59107 | 0.57587 | 0.073934 | 0.0088673 | 0.36668 | 0.054189 | 0.18243 | 0.33542 | 0.24916 | 0.74502 | 0.84833 | 0.87796 | 0.83207 | 0.41142 | 0.81479 | 0.84333 | 0.89435 | 0.97726 | 1 | 0.99514 | 0.97194 | 0.96605 | 0.94616 | 0.91184 | 0.95776 | 0.86371 | 0.90399 | 0.93599 | 0.63471 | 1 | 1 | 1
6 | 9 | 15 | 0.00034053 | 0.73777 | 0.36179 | 0.24009 | 0.20718 | 0.28472 | 0.26779 | 0.066861 | 0.016382 | 0 | 0 | 0 | 0.0008228 | 0.020452 | 0.6134 | 0.5989 | 0.12008 | 0.017926 | 0.39489 | 0.050803 | 0.20352 | 0.74011 | 0.65218 | 0.66393 | 0.80746 | 0.80235 | 0.79198 | 0.36569 | 0.78725 | 0.81763 | 0.88585 | 0.94908 | 1 | 0.98743 | 0.96347 | 0.93902 | 0.92249 | 0.93067 | 0.93095 | 0.86348 | 0.88282 | 0.91894 | 0.44081 | 1 | 1 | 1
6 | 9 | 16 | 0.015812 | 0.57936 | 0.26908 | 0.28351 | 0.37605 | 0.31754 | 0.34903 | 0.33932 | 0.064497 | 0.0095227 | 0.0032693 | 0 | 0.023868 | 0.025771 | 0.60598 | 0.59124 | 0.16983 | 0.017546 | 0.33844 | 0.033297 | 0.20692 | 0.57778 | 0.5157 | 0.52199 | 0.71018 | 0.69783 | 0.69657 | 0.3692 | 0.65539 | 0.79825 | 0.76913 | 0.89929 | 0.954 | 0.93247 | 0.91593 | 0.88489 | 0.72342 | 0.88117 | 0.87729 | 0.82453 | 0.83975 | 0.85084 | 0.22752 | 1 | 1 | 1
6 | 9 | 17 | 0.1785 | 0.79964 | 0.33003 | 0.33367 | 0.53991 | 0.4062 | 0.45608 | 0.66794 | 0.23772 | 0.16954 | 0.066748 | 0 | 0.18842 | 0.031093 | 0.6188 | 0.60447 | 0.21594 | 0.013111 | 0.25166 | 0.013714 | 0.1599 | 0.8024 | 0.72047 | 0.33679 | 0.57562 | 0.54284 | 0.56459 | 0.31608 | 0.67682 | 0.72124 | 0.61217 | 0.70287 | 0.84226 | 0.81477 | 0.80722 | 0.73205 | 0.68759 | 0.72949 | 0.72577 | 0.73653 | 0.73757 | 0.71201 | 0.02326 | 1 | 1 | 1
6 | 9 | 18 | 0.28801 | 0.36766 | 0.44941 | 0.38432 | 0.63831 | 0.571 | 0.56541 | 0.8059 | 0.34449 | 0.27965 | 0.24578 | 0.0054783 | 0.29747 | 0.031963 | 0.63722 | 0.62349 | 0.27049 | 0.016754 | 0.14504 | 0.0052419 | 0.12619 | 0.36587 | 0.281 | 0.11295 | 0.35116 | 0.34167 | 0.34443 | 0.31663 | 0.5154 | 0.50116 | 0.41521 | 0.32209 | 0.61377 | 0.57406 | 0.56668 | 0.46295 | 0.48679 | 0.44507 | 0.45897 | 0.55673 | 0.55208 | 0.41914 | 0.035979 | 1 | 1 | 1
6 | 9 | 19 | 0.2974 | 0.34191 | 0.54091 | 0.41562 | 0.73666 | 0.78211 | 0.63854 | 0.83577 | 0.34923 | 0.28848 | 0.30518 | 0.099771 | 0.30617 | 0.17285 | 0.62903 | 0.61504 | 0.26206 | 0.071243 | 0.072543 | 0.023824 | 0.20028 | 0.34202 | 0.23134 | 0.0067768 | 0.12039 | 0.12635 | 0.11808 | 0.17538 | 0.18562 | 0.17913 | 0.14974 | 0.025115 | 0.34391 | 0.25381 | 0.2134 | 0.1683 | 0.16029 | 0.13092 | 0.16686 | 0.24579 | 0.23851 | 0.069452 | 7.2883e-05 | 1 | 1 | 1
6 | 9 | 20 | 0.35203 | 0.25781 | 0.41465 | 0.45188 | 0.81842 | 0.96589 | 0.66773 | 0.84202 | 0.40477 | 0.34416 | 0.2391 | 0.19525 | 0.36088 | 0.27501 | 0.6247 | 0.61057 | 0.37156 | 0.11093 | 0.02599 | 0.046194 | 0.28227 | 0.25751 | 0.15037 | 1.6139e-05 | 0.001504 | 0.0058625 | 0.0014752 | 0.012213 | 0.0061568 | 0.0043287 | 0.0015151 | 5.8614e-05 | 0.0003801 | 1.5574e-05 | 0 | 0 | 0 | 0 | 0 | 0.023396 | 0.0052144 | 0 | 0 | 1 | 1 | 1
6 | 9 | 21 | 0.33203 | 0.22691 | 0.28899 | 0.44217 | 0.8524 | 0.94956 | 0.6893 | 0.81636 | 0.38057 | 0.32318 | 0.20155 | 0.13353 | 0.34027 | 0.20708 | 0.57257 | 0.55681 | 0.49723 | 0.089062 | 0.014807 | 0.0012457 | 0.27704 | 0.22743 | 0.11294 | 0 | 0 | 0 | 0 | 0 | 0 | 0 | 0 | 0 | 0 | 0 | 0 | 0 | 0 | 0 | 0 | 0 | 0 | 0 | 0 | 1 | 1 | 1
6 | 9 | 22 | 0.4108 | 0.05274 | 0.29507 | 0.4081 | 0.86035 | 0.88264 | 0.68148 | 0.81071 | 0.46124 | 0.4037 | 0.17113 | 0.085014 | 0.41924 | 0.15651 | 0.54017 | 0.52344 | 0.54197 | 0.041672 | 0.012903 | 0 | 0.30061 | 0.051976 | 0.0017609 | 0 | 0 | 0 | 0 | 0 | 0 | 0 | 0 | 0 | 0 | 0 | 0 | 0 | 0 | 0 | 0 | 0 | 0 | 0 | 0 | 1 | 1 | 1
6 | 9 | 23 | 0.36778 | 0.041951 | 0.3809 | 0.37669 | 0.85189 | 0.77618 | 0.65405 | 0.81881 | 0.41596 | 0.3595 | 0.13085 | 0.084908 | 0.37593 | 0.15985 | 0.52683 | 0.50972 | 0.3714 | 0.066826 | 0.022342 | 0 | 0.16016 | 0.041672 | 6.1404e-05 | 0 | 0 | 0 | 0 | 0 | 0 | 0 | 0 | 0 | 0 | 0 | 0 | 0 | 0 | 0 | 0 | 0 | 0 | 0 | 0 | 1 | 1 | 1
6 | 9 | 24 | 0.36817 | 0.079265 | 0.48067 | 0.3206 | 0.83053 | 0.87914 | 0.58359 | 0.82379 | 0.41746 | 0.36007 | 0.10561 | 0.059018 | 0.37649 | 0.1312 | 0.52974 | 0.51272 | 0.22968 | 0.14477 | 0.047322 | 0 | 0.10505 | 0.079184 | 0.0042932 | 0 | 0 | 0 | 0 | 0 | 0 | 0 | 0 | 0 | 0 | 0 | 0 | 0 | 0 | 0 | 0 | 0 | 0 | 0 | 0 | 1 | 1 | 1
6 | 10 | 1 | 0.38139 | 0.12137 | 0.53381 | 0.26848 | 0.81707 | 0.54167 | 0.50108 | 0.82758 | 0.43017 | 0.37345 | 0.10533 | 0.034456 | 0.38962 | 0.10386 | 0.54816 | 0.53167 | 0.17467 | 0.18524 | 0.071022 | 0 | 0.097599 | 0.12156 | 0.027691 | 0 | 0 | 0 | 0 | 0 | 0 | 0 | 0 | 0 | 0 | 0 | 0 | 0 | 0 | 0 | 0 | 0 | 0 | 0 | 0 | 1 | 1 | 1
6 | 10 | 2 | 0.38993 | 0.10641 | 0.52859 | 0.24533 | 0.80377 | 0.69875 | 0.40075 | 0.80889 | 0.43986 | 0.38234 | 0.087018 | 0.021575 | 0.39832 | 0.090181 | 0.52687 | 0.50976 | 0.18861 | 0.18602 | 0.074742 | 0 | 0.16212 | 0.10659 | 0.018149 | 0 | 0 | 0 | 0 | 0 | 0 | 0 | 0 | 0 | 0 | 0 | 0 | 0 | 0 | 0 | 0 | 0 | 0 | 0 | 0 | 1 | 1 | 1
6 | 10 | 3 | 0.33361 | 0.034951 | 0.5796 | 0.19446 | 0.80061 | 0.54826 | 0.30281 | 0.76629 | 0.38538 | 0.32528 | 0.037957 | 0.001221 | 0.34233 | 0.062354 | 0.48686 | 0.46867 | 0.19285 | 0.16512 | 0.11648 | 0 | 0.28441 | 0.034639 | 0.00028193 | 0 | 0 | 0 | 0 | 0 | 0 | 0 | 0 | 0 | 0 | 0 | 0 | 0 | 0 | 0 | 0 | 0 | 0 | 0 | 0 | 1 | 1 | 1
6 | 10 | 4 | 0.26337 | 0.026503 | 0.65857 | 0.17437 | 0.80181 | 0.32413 | 0.24875 | 0.68756 | 0.31774 | 0.25434 | 0.0020471 | 0 | 0.27255 | 0.035762 | 0.46671 | 0.44801 | 0.13986 | 0.17657 | 0.178 | 0 | 0.32315 | 0.026351 | 0 | 0 | 0 | 0.00021429 | 0 | 0 | 0 | 0 | 0 | 0 | 0 | 0 | 0 | 0 | 0 | 0 | 0 | 0 | 0 | 0 | 0.001287 | 1 | 1 | 1
6 | 10 | 5 | 0.21469 | 0.042462 | 0.66149 | 0.18076 | 0.79103 | 0.37619 | 0.18635 | 0.59299 | 0.27139 | 0.2054 | 0 | 0 | 0.22426 | 0.024829 | 0.46693 | 0.44823 | 0.093323 | 0.18822 | 0.19178 | 0 | 0.30984 | 0.042249 | 0.00020203 | 8.4669e-06 | 0.0092623 | 0.1101 | 0.0090847 | 0.001942 | 0.00095262 | 0.00032281 | 0.0089301 | 0.0010168 | 0.0065272 | 0.021458 | 0.0568 | 0.028477 | 0.019848 | 0.0083018 | 0.028233 | 0.18318 | 0.11134 | 0.062911 | 0.23837 | 1 | 1 | 1
6 | 10 | 6 | 0.1706 | 0.096321 | 0.61822 | 0.13627 | 0.72216 | 0.21211 | 0.13612 | 0.46096 | 0.23033 | 0.16139 | 0 | 0 | 0.18062 | 0.022488 | 0.45296 | 0.43392 | 0.053798 | 0.19692 | 0.16279 | 0 | 0.27022 | 0.096285 | 0.013385 | 0.0073223 | 0.17709 | 0.38555 | 0.17369 | 0.078331 | 0.1272 | 0.065526 | 0.29366 | 0.20279 | 0.2871 | 0.40413 | 0.43158 | 0.40074 | 0.37235 | 0.27036 | 0.3973 | 0.50856 | 0.46546 | 0.41204 | 0.63814 | 1 | 1 | 1
6 | 10 | 7 | 0.070256 | 0.1428 | 0.66901 | 0.090762 | 0.59929 | 0.11097 | 0.08784 | 0.30237 | 0.1273 | 0.060744 | 0 | 0 | 0.079892 | 0.019825 | 0.44667 | 0.42748 | 0.016389 | 0.16749 | 0.12222 | 0 | 0.11622 | 0.14283 | 0.044629 | 0.053159 | 0.38261 | 0.57069 | 0.37528 | 0.17627 | 0.41013 | 0.40633 | 0.57523 | 0.54409 | 0.64677 | 0.69899 | 0.702 | 0.66559 | 0.67093 | 0.6197 | 0.65988 | 0.71581 | 0.69798 | 0.67876 | 0.86149 | 1 | 1 | 1
6 | 10 | 8 | 0.01081 | 0.1655 | 0.72059 | 0.11266 | 0.52427 | 0.021603 | 0.053002 | 0.14997 | 0.063516 | 0.0034969 | 0 | 0.0003345 | 0.019762 | 0.038796 | 0.45661 | 0.43765 | 0.012031 | 0.23121 | 0.11188 | 0.00024245 | 0.038207 | 0.16561 | 0.062063 | 0.26325 | 0.57897 | 0.72972 | 0.56787 | 0.29119 | 0.55323 | 0.69458 | 0.75584 | 0.73896 | 0.86955 | 0.87751 | 0.86532 | 0.84733 | 0.84857 | 0.80338 | 0.84005 | 0.82827 | 0.83116 | 0.80925 | 0.98424 | 1 | 1 | 1
6 | 10 | 9 | 0.016334 | 0.14558 | 0.76128 | 0.15631 | 0.50306 | 0.024117 | 0.033711 | 0.032363 | 0.070694 | 0.0073371 | 0 | 0.0062345 | 0.025529 | 0.070823 | 0.43393 | 0.41445 | 0.019901 | 0.30318 | 0.12273 | 0.01155 | 0.039935 | 0.14549 | 0.047835 | 0.47104 | 0.72355 | 0.80976 | 0.70968 | 0.36394 | 0.77382 | 0.73888 | 0.85434 | 0.86941 | 0.97257 | 0.97326 | 0.95398 | 0.94307 | 0.9466 | 0.92825 | 0.93497 | 0.8862 | 0.88923 | 0.86042 | 1 | 1 | 1 | 1
6 | 10 | 10 | 0.054649 | 0.13128 | 0.75686 | 0.18004 | 0.47732 | 0.04331 | 0.01956 | 0.002207 | 0.11266 | 0.04526 | 0 | 0.014996 | 0.06442 | 0.082114 | 0.40597 | 0.38587 | 0.03039 | 0.36307 | 0.22115 | 0.10491 | 0.068416 | 0.13126 | 0.036397 | 0.62722 | 0.81677 | 0.8499 | 0.80112 | 0.46486 | 0.87113 | 0.80997 | 0.877 | 0.9578 | 1 | 1 | 0.99009 | 0.98043 | 0.96484 | 0.97499 | 0.97201 | 0.9043 | 0.91471 | 0.91294 | 1 | 1 | 1 | 1
6 | 10 | 11 | 0.087879 | 0.10464 | 0.70488 | 0.21992 | 0.44117 | 0.078992 | 0.01086 | 0 | 0.14713 | 0.078383 | 0.00058264 | 0.02106 | 0.097854 | 0.089964 | 0.39656 | 0.37627 | 0.049653 | 0.43585 | 0.33819 | 0.25746 | 0.12311 | 0.10448 | 0.018987 | 0.72899 | 0.8672 | 0.89313 | 0.85058 | 0.56521 | 0.89563 | 0.87298 | 0.8826 | 0.9818 | 1 | 1 | 0.99264 | 0.99983 | 0.95378 | 0.98126 | 0.99125 | 0.88923 | 0.88645 | 0.90349 | 1 | 1 | 1 | 1
6 | 10 | 12 | 0.10838 | 0.097766 | 0.66053 | 0.27205 | 0.48871 | 0.14787 | 0.022567 | 0 | 0.16505 | 0.098496 | 0.011421 | 0.010671 | 0.11799 | 0.076554 | 0.41799 | 0.39814 | 0.089964 | 0.51413 | 0.36767 | 0.42052 | 0.21146 | 0.097703 | 0.014086 | 0.7747 | 0.87159 | 0.83566 | 0.85488 | 0.58473 | 0.8538 | 0.87709 | 0.86442 | 0.9549 | 1 | 0.99955 | 0.96746 | 0.97675 | 0.92193 | 0.94648 | 0.96837 | 0.86389 | 0.85445 | 0.84837 | 0.93493 | 1 | 1 | 1
6 | 10 | 13 | 0.20359 | 0.087341 | 0.64133 | 0.34607 | 0.61686 | 0.18299 | 0.039705 | 0.0079978 | 0.26138 | 0.19438 | 0.035848 | 0.00058543 | 0.21332 | 0.050336 | 0.48761 | 0.46944 | 0.25875 | 0.56815 | 0.39655 | 0.55847 | 0.28828 | 0.086998 | 0.0098789 | 0.78156 | 0.86259 | 0.86064 | 0.84606 | 0.63642 | 0.82543 | 0.8349 | 0.836 | 0.91752 | 0.99756 | 0.98499 | 0.9547 | 0.96298 | 0.89609 | 0.92091 | 0.95472 | 0.85677 | 0.81965 | 0.82747 | 0.87924 | 1 | 1 | 1
6 | 10 | 14 | 0.28521 | 0.13606 | 0.62917 | 0.3966 | 0.74188 | 0.18566 | 0.085584 | 0.098482 | 0.33795 | 0.27626 | 0.049499 | 0 | 0.29412 | 0.032502 | 0.52226 | 0.50503 | 0.42912 | 0.69353 | 0.40143 | 0.61105 | 0.37078 | 0.13549 | 0.044837 | 0.7455 | 0.84865 | 0.89092 | 0.83238 | 0.67267 | 0.80629 | 0.80528 | 0.82435 | 0.92999 | 0.96103 | 0.98772 | 0.96404 | 0.96306 | 0.92479 | 0.90974 | 0.95479 | 0.87318 | 0.82607 | 0.84025 | 0.98992 | 1 | 1 | 1
6 | 10 | 15 | 0.41131 | 0.29902 | 0.63308 | 0.40921 | 0.82317 | 0.30007 | 0.14739 | 0.34661 | 0.45727 | 0.40355 | 0.052896 | 0 | 0.41907 | 0.042314 | 0.61368 | 0.5992 | 0.5867 | 0.81944 | 0.36161 | 0.64526 | 0.36445 | 0.29971 | 0.18089 | 0.66667 | 0.81066 | 0.79249 | 0.79511 | 0.74451 | 0.84044 | 0.69082 | 0.8723 | 0.89582 | 0.89913 | 0.96338 | 0.95038 | 0.91643 | 0.86541 | 0.94395 | 0.90856 | 0.86591 | 0.78556 | 0.81097 | 0.81652 | 1 | 1 | 1
6 | 10 | 16 | 0.56999 | 0.28114 | 0.68208 | 0.39508 | 0.88055 | 0.37964 | 0.23711 | 0.6124 | 0.6076 | 0.5644 | 0.11209 | 0.00034336 | 0.5763 | 0.062236 | 0.66964 | 0.65699 | 0.68186 | 0.87767 | 0.28951 | 0.69199 | 0.35691 | 0.28072 | 0.17477 | 0.53869 | 0.73426 | 0.73105 | 0.72018 | 0.81744 | 0.78108 | 0.72304 | 0.76838 | 0.75279 | 0.85727 | 0.89128 | 0.88933 | 0.88542 | 0.82961 | 0.8762 | 0.87781 | 0.83766 | 0.68991 | 0.68485 | 0.69446 | 1 | 1 | 1
6 | 10 | 17 | 0.66288 | 0.3445 | 0.73762 | 0.4515 | 0.89756 | 0.67433 | 0.38156 | 0.74218 | 0.69304 | 0.6584 | 0.34679 | 0.010381 | 0.66795 | 0.072805 | 0.7021 | 0.69057 | 0.34114 | 0.91231 | 0.33899 | 0.70756 | 0.35974 | 0.34457 | 0.2345 | 0.3507 | 0.59892 | 0.51543 | 0.58744 | 0.84324 | 0.73638 | 0.64611 | 0.61919 | 0.72451 | 0.71745 | 0.64241 | 0.78408 | 0.76537 | 0.69657 | 0.7529 | 0.7588 | 0.76193 | 0.51015 | 0.56535 | 0.57375 | 1 | 1 | 1
6 | 10 | 18 | 0.70459 | 0.37201 | 0.7854 | 0.46753 | 0.85885 | 0.91044 | 0.52793 | 0.81961 | 0.72829 | 0.70017 | 0.4793 | 0.097945 | 0.70862 | 0.16444 | 0.7022 | 0.69068 | 0.18117 | 0.9079 | 0.1985 | 0.68144 | 0.36119 | 0.37208 | 0.26357 | 0.12561 | 0.38474 | 0.30193 | 0.37737 | 0.69233 | 0.58479 | 0.52157 | 0.37503 | 0.51927 | 0.54512 | 0.39637 | 0.55696 | 0.54348 | 0.46996 | 0.48661 | 0.53881 | 0.58671 | 0.31793 | 0.37468 | 0.2227 | 1 | 1 | 1
6 | 10 | 19 | 0.80662 | 0.36831 | 0.77402 | 0.44267 | 0.85059 | 0.94493 | 0.63203 | 0.82769 | 0.82565 | 0.80417 | 0.49651 | 0.34492 | 0.8098 | 0.41595 | 0.65286 | 0.63965 | 0.15035 | 0.85024 | 0.24008 | 0.62502 | 0.44205 | 0.36857 | 0.25743 | 0.0074705 | 0.13342 | 0.095713 | 0.13086 | 0.35557 | 0.26224 | 0.19287 | 0.090872 | 0.10068 | 0.29934 | 0.17111 | 0.21068 | 0.20076 | 0.15374 | 0.1557 | 0.19903 | 0.26999 | 0.13718 | 0.061143 | 0.0020082 | 1 | 1 | 1
6 | 10 | 20 | 0.83116 | 0.29024 | 0.73631 | 0.51091 | 0.90093 | 0.9642 | 0.67242 | 0.80691 | 0.84739 | 0.82894 | 0.52175 | 0.45494 | 0.83387 | 0.51134 | 0.59391 | 0.5788 | 0.19364 | 0.85457 | 0.31514 | 0.61734 | 0.44788 | 0.29052 | 0.17657 | 1.7265e-05 | 0.0039359 | 0.0060966 | 0.0038605 | 0.046166 | 0.011997 | 0.0040068 | 0.00067979 | 0.0012109 | 0.00035442 | 1.6808e-05 | 0 | 0 | 0 | 0 | 0 | 0.026205 | 0.005331 | 0 | 0 | 1 | 1 | 1
6 | 10 | 21 | 0.79282 | 0.12753 | 0.7283 | 0.45766 | 0.91368 | 0.94693 | 0.69712 | 0.76304 | 0.81357 | 0.79027 | 0.54741 | 0.56252 | 0.79627 | 0.61281 | 0.54501 | 0.52843 | 0.1683 | 0.78368 | 0.27887 | 0.57387 | 0.45784 | 0.12684 | 0.039367 | 0 | 0 | 0 | 0 | 0 | 0 | 0 | 0 | 0 | 0 | 0 | 0 | 0 | 0 | 0 | 0 | 0 | 0 | 0 | 0 | 1 | 1 | 1
6 | 10 | 22 | 0.65168 | 0.10249 | 0.70974 | 0.43004 | 0.91182 | 0.96139 | 0.70307 | 0.74571 | 0.68108 | 0.64681 | 0.5798 | 0.58643 | 0.65664 | 0.63391 | 0.48421 | 0.46595 | 0.17239 | 0.78649 | 0.36011 | 0.43054 | 0.47264 | 0.10193 | 0.020575 | 0 | 0 | 0 | 0 | 0 | 0 | 0 | 0 | 0 | 0 | 0 | 0 | 0 | 0 | 0 | 0 | 0 | 0 | 0 | 0 | 1 | 1 | 1
6 | 10 | 23 | 0.51982 | 0.17692 | 0.73954 | 0.37579 | 0.892 | 0.9482 | 0.66653 | 0.73301 | 0.55738 | 0.51306 | 0.58289 | 0.53993 | 0.52619 | 0.58859 | 0.43573 | 0.41629 | 0.14538 | 0.81856 | 0.60168 | 0.43523 | 0.5054 | 0.17604 | 0.081538 | 0 | 0 | 0 | 0 | 0 | 0 | 0 | 0 | 0 | 0 | 0 | 0 | 0 | 0 | 0 | 0 | 0 | 0 | 0 | 0 | 1 | 1 | 1
6 | 10 | 24 | 0.46417 | 0.43641 | 0.75731 | 0.30788 | 0.86584 | 0.94111 | 0.60945 | 0.71293 | 0.50857 | 0.45724 | 0.57183 | 0.50559 | 0.47164 | 0.55872 | 0.39704 | 0.37675 | 0.10466 | 0.83591 | 0.68908 | 0.44028 | 0.47097 | 0.43765 | 0.31992 | 0 | 0 | 0 | 0 | 0 | 0 | 0 | 0 | 0 | 0 | 0 | 0 | 0 | 0 | 0 | 0 | 0 | 0 | 0 | 0 | 1 | 1 | 1
6 | 11 | 1 | 0.38016 | 0.39698 | 0.74852 | 0.29644 | 0.82505 | 0.8632 | 0.5319 | 0.67024 | 0.42821 | 0.37209 | 0.49785 | 0.45683 | 0.38827 | 0.51231 | 0.35066 | 0.32953 | 0.10251 | 0.79483 | 0.55517 | 0.4405 | 0.43938 | 0.39734 | 0.28706 | 0 | 0 | 0 | 0 | 0 | 0 | 0 | 0 | 0 | 0 | 0 | 0 | 0 | 0 | 0 | 0 | 0 | 0 | 0 | 0 | 1 | 1 | 1
6 | 11 | 2 | 0.32122 | 0.26594 | 0.76421 | 0.27705 | 0.76079 | 0.78025 | 0.50818 | 0.59759 | 0.37384 | 0.3128 | 0.40404 | 0.4398 | 0.33008 | 0.49711 | 0.31589 | 0.29426 | 0.049722 | 0.76339 | 0.30273 | 0.40886 | 0.51389 | 0.2657 | 0.15788 | 0 | 0 | 0 | 0 | 0 | 0 | 0 | 0 | 0 | 0 | 0 | 0 | 0 | 0 | 0 | 0 | 0 | 0 | 0 | 0 | 1 | 1 | 1
6 | 11 | 3 | 0.25294 | 0.16531 | 0.79766 | 0.24892 | 0.67243 | 0.79537 | 0.45049 | 0.50861 | 0.3055 | 0.2435 | 0.33726 | 0.44583 | 0.26187 | 0.50358 | 0.29802 | 0.27618 | 0.031379 | 0.71054 | 0.30977 | 0.36367 | 0.45885 | 0.16431 | 0.072307 | 0 | 0 | 0 | 0 | 0 | 0 | 0 | 0 | 0 | 0 | 0 | 0 | 0 | 0 | 0 | 0 | 0 | 0 | 0 | 0 | 1 | 1 | 1
6 | 11 | 4 | 0.28901 | 0.27646 | 0.78042 | 0.2063 | 0.58438 | 0.75004 | 0.3504 | 0.44139 | 0.34275 | 0.28025 | 0.30127 | 0.44821 | 0.29807 | 0.50688 | 0.24299 | 0.22078 | 0.019329 | 0.69502 | 0.23737 | 0.36571 | 0.34123 | 0.27706 | 0.1592 | 0 | 0 | 4.986e-05 | 0 | 0 | 0 | 0 | 0 | 0 | 0 | 0 | 0 | 0 | 0 | 0 | 0 | 0 | 0 | 0 | 0.00029942 | 1 | 1 | 1
6 | 11 | 5 | 0.3261 | 0.22554 | 0.66951 | 0.17717 | 0.51473 | 0.7655 | 0.23135 | 0.36311 | 0.38098 | 0.31811 | 0.24256 | 0.41525 | 0.3353 | 0.4775 | 0.21487 | 0.19267 | 0.0082935 | 0.6896 | 0.32697 | 0.34265 | 0.25194 | 0.2254 | 0.11778 | 9.4598e-06 | 0.0055656 | 0.039939 | 0.0054589 | 0.022219 | 0.0014807 | 0.0014085 | 0.0088026 | 0.00044669 | 0.0065662 | 0.019627 | 0.0067336 | 0.0078847 | 0.013066 | 0.0048332 | 0.007817 | 0.021214 | 0.034578 | 0.00831 | 0.080027 | 1 | 1 | 1
6 | 11 | 6 | 0.2452 | 0.19113 | 0.50441 | 0.18346 | 0.40808 | 0.46443 | 0.13208 | 0.28357 | 0.303 | 0.2365 | 0.1773 | 0.31658 | 0.25488 | 0.38942 | 0.12106 | 0.10045 | 0.0042822 | 0.58352 | 0.43181 | 0.25936 | 0.15129 | 0.19092 | 0.087106 | 0.0073987 | 0.15106 | 0.23841 | 0.14817 | 0.34133 | 0.20614 | 0.20195 | 0.27755 | 0.092536 | 0.26534 | 0.38249 | 0.11448 | 0.13809 | 0.29069 | 0.18085 | 0.13691 | 0.1312 | 0.23463 | 0.18428 | 0.29291 | 1 | 1 | 1
6 | 11 | 7 | 0.083248 | 0.18765 | 0.4593 | 0.11471 | 0.20853 | 0.13689 | 0.061381 | 0.16285 | 0.13803 | 0.073244 | 0.13404 | 0.079266 | 0.092569 | 0.14471 | 0.05161 | 0.035492 | 0.0027654 | 0.43518 | 0.56388 | 0.17382 | 0.08112 | 0.18774 | 0.081051 | 0.040598 | 0.36474 | 0.4259 | 0.35775 | 0.66728 | 0.54433 | 0.53491 | 0.57253 | 0.27219 | 0.52699 | 0.68995 | 0.61163 | 0.38806 | 0.54378 | 0.5175 | 0.38473 | 0.26874 | 0.45566 | 0.3126 | 0.52447 | 1 | 1 | 1
6 | 11 | 8 | 0.047035 | 0.14328 | 0.48642 | 0.08781 | 0.054324 | 0.09205 | 0.019483 | 0.053929 | 0.10315 | 0.037482 | 0.1078 | 0.0037974 | 0.056541 | 0.057919 | 0.034998 | 0.021117 | 0.0035557 | 0.39013 | 0.41449 | 0.24728 | 0.047556 | 0.14332 | 0.045099 | 0.25578 | 0.59319 | 0.62502 | 0.58182 | 0.83848 | 0.75444 | 0.73328 | 0.77566 | 0.51041 | 0.81698 | 0.86569 | 0.7748 | 0.73363 | 0.81225 | 0.79647 | 0.72733 | 0.46204 | 0.6839 | 0.44658 | 0.76744 | 1 | 1 | 1
6 | 11 | 9 | 0.068798 | 0.071801 | 0.45555 | 0.091171 | 0.0054238 | 0.088221 | 0.0065325 | 0.013318 | 0.12629 | 0.059189 | 0.11894 | 0.001316 | 0.078514 | 0.061309 | 0.039396 | 0.024814 | 0.0017414 | 0.42625 | 0.34295 | 0.34683 | 0.022778 | 0.071397 | 0.0023096 | 0.48829 | 0.76396 | 0.7733 | 0.74931 | 0.95228 | 0.86239 | 0.84503 | 0.88202 | 0.68118 | 0.98393 | 0.968 | 0.9404 | 0.90909 | 0.93101 | 0.91895 | 0.90129 | 0.60988 | 0.85021 | 0.59013 | 0.86774 | 1 | 1 | 1
6 | 11 | 10 | 0.12476 | 0.076341 | 0.39741 | 0.064953 | 0 | 0.090253 | 0.0058811 | 0.016506 | 0.18268 | 0.11507 | 0.13194 | 0.025201 | 0.13454 | 0.092794 | 0.052728 | 0.036433 | 0.0053582 | 0.45505 | 0.21507 | 0.43641 | 0.027252 | 0.075917 | 0.0046521 | 0.65369 | 0.85754 | 0.84295 | 0.8411 | 0.95975 | 0.90038 | 0.89285 | 0.93834 | 0.86936 | 1 | 1 | 0.98373 | 0.95529 | 0.9606 | 0.94205 | 0.94709 | 0.73371 | 0.89262 | 0.66044 | 0.87623 | 1 | 1 | 1
6 | 11 | 11 | 0.21194 | 0.15348 | 0.38145 | 0.044163 | 0 | 0.076028 | 0.00040273 | 0.055845 | 0.26982 | 0.20281 | 0.15649 | 0.07097 | 0.22168 | 0.14447 | 0.067366 | 0.049662 | 0.0067513 | 0.43412 | 0.2096 | 0.54675 | 0.066594 | 0.15252 | 0.062586 | 0.75707 | 0.90241 | 0.82313 | 0.88511 | 0.94855 | 0.91393 | 0.90048 | 0.93976 | 0.95453 | 1 | 1 | 0.97649 | 0.91209 | 0.99497 | 0.95764 | 0.90426 | 0.67031 | 0.81438 | 0.68766 | 0.78334 | 1 | 1 | 1
6 | 11 | 12 | 0.26531 | 0.4405 | 0.38757 | 0.035179 | 0 | 0.068255 | 0 | 0.14933 | 0.32082 | 0.25647 | 0.22689 | 0.10516 | 0.27466 | 0.1805 | 0.085523 | 0.066519 | 0.0039886 | 0.44326 | 0.40214 | 0.56617 | 0.099351 | 0.44244 | 0.31631 | 0.80757 | 0.90914 | 0.77766 | 0.89171 | 0.93103 | 0.89575 | 0.8805 | 0.9247 | 1 | 1 | 1 | 0.91867 | 0.90896 | 0.94429 | 0.93902 | 0.90116 | 0.67251 | 0.80841 | 0.60284 | 0.6175 | 1 | 1 | 1
6 | 11 | 13 | 0.29558 | 0.25685 | 0.39353 | 0.042076 | 0.0099021 | 0.069356 | 0.00035015 | 0.25276 | 0.34792 | 0.28671 | 0.33137 | 0.11238 | 0.30443 | 0.18679 | 0.11153 | 0.091222 | 0.0053998 | 0.49913 | 0.55093 | 0.57707 | 0.11718 | 0.25531 | 0.16292 | 0.8203 | 0.90524 | 0.77498 | 0.88789 | 0.91925 | 0.86655 | 0.85448 | 0.90751 | 0.99126 | 1 | 0.99382 | 0.93206 | 0.91217 | 0.93208 | 0.91942 | 0.90434 | 0.73759 | 0.79984 | 0.6023 | 0.56166 | 1 | 1 | 1
6 | 11 | 14 | 0.36375 | 0.41939 | 0.43763 | 0.057957 | 0.075004 | 0.084093 | 0.0057826 | 0.36078 | 0.41439 | 0.35578 | 0.50583 | 0.11869 | 0.37227 | 0.19132 | 0.13987 | 0.11864 | 0.0073137 | 0.56508 | 0.48174 | 0.57793 | 0.12068 | 0.4199 | 0.30975 | 0.77861 | 0.88623 | 0.75946 | 0.86924 | 0.91849 | 0.85507 | 0.85688 | 0.8735 | 0.9959 | 1 | 0.99123 | 0.92543 | 0.93413 | 0.90978 | 0.89052 | 0.92611 | 0.75204 | 0.76808 | 0.64941 | 0.48602 | 1 | 1 | 1
6 | 11 | 15 | 0.40393 | 0.44282 | 0.49574 | 0.10972 | 0.22107 | 0.12681 | 0.016032 | 0.45939 | 0.45074 | 0.39613 | 0.60942 | 0.17261 | 0.41183 | 0.24192 | 0.18003 | 0.15807 | 0.01385 | 0.58645 | 0.26191 | 0.56718 | 0.22315 | 0.44327 | 0.33611 | 0.69675 | 0.84752 | 0.66005 | 0.83127 | 0.89787 | 0.85853 | 0.85457 | 0.90311 | 0.98931 | 0.98665 | 0.98092 | 0.94456 | 0.85623 | 0.87174 | 0.86925 | 0.84888 | 0.57236 | 0.67831 | 0.5354 | 0.44566 | 1 | 1 | 1
6 | 11 | 16 | 0.46562 | 0.35817 | 0.54111 | 0.17147 | 0.39428 | 0.2356 | 0.034371 | 0.58995 | 0.50811 | 0.45843 | 0.64697 | 0.33672 | 0.4728 | 0.40334 | 0.22433 | 0.2021 | 0.029015 | 0.60157 | 0.2488 | 0.51173 | 0.17917 | 0.35878 | 0.24317 | 0.57174 | 0.78076 | 0.57436 | 0.76579 | 0.91379 | 0.82411 | 0.81609 | 0.86786 | 0.94129 | 0.94613 | 0.93982 | 0.90891 | 0.82619 | 0.8137 | 0.84802 | 0.8191 | 0.53445 | 0.68443 | 0.49918 | 0.15208 | 1 | 1 | 1
6 | 11 | 17 | 0.56385 | 0.10694 | 0.58389 | 0.15056 | 0.53371 | 0.34273 | 0.061413 | 0.71108 | 0.59967 | 0.55783 | 0.66346 | 0.48076 | 0.56989 | 0.53984 | 0.25468 | 0.23251 | 0.031298 | 0.58236 | 0.28079 | 0.47043 | 0.15285 | 0.10495 | 0.035379 | 0.37606 | 0.64444 | 0.45898 | 0.63208 | 0.86157 | 0.7473 | 0.72915 | 0.77702 | 0.81462 | 0.84319 | 0.82975 | 0.78913 | 0.70068 | 0.72993 | 0.71543 | 0.69466 | 0.40981 | 0.48987 | 0.43351 | 0.17122 | 1 | 1 | 1
6 | 11 | 18 | 0.68093 | 0.2824 | 0.60692 | 0.16156 | 0.59928 | 0.52081 | 0.11217 | 0.77047 | 0.71051 | 0.67681 | 0.67181 | 0.50752 | 0.68588 | 0.56058 | 0.25337 | 0.23119 | 0.039782 | 0.53203 | 0.46557 | 0.48199 | 0.46427 | 0.28114 | 0.18621 | 0.13086 | 0.40385 | 0.26252 | 0.39611 | 0.70984 | 0.58473 | 0.55965 | 0.55748 | 0.57384 | 0.59358 | 0.58731 | 0.48988 | 0.45995 | 0.43444 | 0.42512 | 0.456 | 0.25669 | 0.3848 | 0.26715 | 0.040851 | 1 | 1 | 1
6 | 11 | 19 | 0.71744 | 0.73077 | 0.59487 | 0.26043 | 0.66534 | 0.77047 | 0.20116 | 0.81212 | 0.74064 | 0.71327 | 0.68853 | 0.50903 | 0.72137 | 0.55998 | 0.25094 | 0.22875 | 0.041691 | 0.62862 | 0.44191 | 0.42419 | 0.38604 | 0.7339 | 0.63391 | 0.0072146 | 0.13561 | 0.086234 | 0.13301 | 0.36851 | 0.28582 | 0.20047 | 0.12173 | 0.055671 | 0.33047 | 0.27087 | 0.181 | 0.15835 | 0.13494 | 0.12428 | 0.15699 | 0.10417 | 0.13914 | 0.037075 | 0.00023029 | 1 | 1 | 1
6 | 11 | 20 | 0.79057 | 0.45127 | 0.61662 | 0.43332 | 0.78983 | 0.91992 | 0.24208 | 0.78113 | 0.81114 | 0.78793 | 0.6912 | 0.53636 | 0.794 | 0.58847 | 0.29527 | 0.2734 | 0.055066 | 0.79299 | 0.28431 | 0.40671 | 0.2481 | 0.45035 | 0.36197 | 1.6736e-05 | 0.0043825 | 0.0068901 | 0.0042985 | 0.049881 | 0.015115 | 0.0043048 | 0.0011468 | 0.0007674 | 0.00053745 | 3.9253e-05 | 0 | 0 | 0 | 0 | 0 | 0.026237 | 0.0050788 | 0 | 0 | 1 | 1 | 1
6 | 11 | 21 | 0.77015 | 0.38508 | 0.61891 | 0.4587 | 0.84108 | 0.92826 | 0.2205 | 0.72368 | 0.79468 | 0.76759 | 0.60857 | 0.50281 | 0.77421 | 0.55511 | 0.39482 | 0.3745 | 0.082532 | 0.70542 | 0.27604 | 0.45935 | 0.18422 | 0.38506 | 0.27863 | 0 | 0 | 0 | 0 | 0 | 0 | 0 | 0 | 0 | 0 | 0 | 0 | 0 | 0 | 0 | 0 | 0 | 0 | 0 | 0 | 1 | 1 | 1
6 | 11 | 22 | 0.57263 | 0.29672 | 0.54478 | 0.39245 | 0.82803 | 0.87856 | 0.18839 | 0.69438 | 0.60755 | 0.56671 | 0.51341 | 0.4786 | 0.57853 | 0.53176 | 0.4146 | 0.39468 | 0.073252 | 0.42851 | 0.31549 | 0.40406 | 0.316 | 0.29659 | 0.18745 | 0 | 0 | 0 | 0 | 0 | 0 | 0 | 0 | 0 | 0 | 0 | 0 | 0 | 0 | 0 | 0 | 0 | 0 | 0 | 0 | 1 | 1 | 1
6 | 11 | 23 | 0.40056 | 0.21229 | 0.45502 | 0.38849 | 0.79582 | 0.62885 | 0.15174 | 0.6711 | 0.4453 | 0.3924 | 0.43392 | 0.49648 | 0.40815 | 0.55103 | 0.35471 | 0.33365 | 0.03915 | 0.29571 | 0.29457 | 0.36506 | 0.36935 | 0.21129 | 0.11423 | 0 | 0 | 0 | 0 | 0 | 0 | 0 | 0 | 0 | 0 | 0 | 0 | 0 | 0 | 0 | 0 | 0 | 0 | 0 | 0 | 1 | 1 | 1
6 | 11 | 24 | 0.33843 | 0.33171 | 0.4399 | 0.33643 | 0.73477 | 0.76442 | 0.12293 | 0.66279 | 0.38885 | 0.32997 | 0.29486 | 0.48221 | 0.34695 | 0.5378 | 0.28199 | 0.26 | 0.023722 | 0.2337 | 0.22622 | 0.36604 | 0.2602 | 0.33145 | 0.22503 | 0 | 0 | 0 | 0 | 0 | 0 | 0 | 0 | 0 | 0 | 0 | 0 | 0 | 0 | 0 | 0 | 0 | 0 | 0 | 0 | 1 | 1 | 1
6 | 12 | 1 | 0.30947 | 0.48818 | 0.34648 | 0.3336 | 0.60732 | 0.41515 | 0.11148 | 0.64864 | 0.36382 | 0.30112 | 0.16822 | 0.43486 | 0.3186 | 0.49553 | 0.22771 | 0.20548 | 0.013847 | 0.26063 | 0.19381 | 0.31961 | 0.31304 | 0.48868 | 0.38607 | 0 | 0 | 0 | 0 | 0 | 0 | 0 | 0 | 0 | 0 | 0 | 0 | 0 | 0 | 0 | 0 | 0 | 0 | 0 | 0 | 1 | 1 | 1
6 | 12 | 2 | 0.22281 | 0.51487 | 0.29432 | 0.29365 | 0.4952 | 0.56577 | 0.091954 | 0.56701 | 0.27907 | 0.21356 | 0.083694 | 0.32747 | 0.2323 | 0.39611 | 0.18362 | 0.16162 | 0.0081909 | 0.29162 | 0.24474 | 0.25849 | 0.42843 | 0.51466 | 0.42478 | 0 | 0 | 0 | 0 | 0 | 0 | 0 | 0 | 0 | 0 | 0 | 0 | 0 | 0 | 0 | 0 | 0 | 0 | 0 | 0 | 1 | 1 | 1
6 | 12 | 3 | 0.14503 | 0.57789 | 0.27623 | 0.27933 | 0.36782 | 0.6146 | 0.064814 | 0.41653 | 0.20296 | 0.13539 | 0.045637 | 0.16832 | 0.15481 | 0.23805 | 0.13396 | 0.11289 | 0.072646 | 0.2982 | 0.18295 | 0.37743 | 0.51467 | 0.57775 | 0.49596 | 0 | 0 | 0 | 0 | 0 | 0 | 0 | 0 | 0 | 0 | 0 | 0 | 0 | 0 | 0 | 0 | 0 | 0 | 0 | 0 | 1 | 1 | 1
6 | 12 | 4 | 0.092175 | 0.6569 | 0.25283 | 0.23116 | 0.32049 | 0.32855 | 0.029355 | 0.28525 | 0.15114 | 0.082645 | 0.051362 | 0.10618 | 0.1021 | 0.18038 | 0.093366 | 0.073927 | 0.14159 | 0.32017 | 0.14674 | 0.34596 | 0.49295 | 0.65689 | 0.58632 | 0 | 0 | 0.00017908 | 0 | 0 | 0 | 0 | 0 | 0 | 0 | 0 | 0 | 0 | 0 | 0 | 0 | 0 | 0 | 0 | 0.0010755 | 1 | 1 | 1
6 | 12 | 5 | 0.034992 | 0.72945 | 0.21116 | 0.23769 | 0.31738 | 0.24992 | 0.0028578 | 0.21247 | 0.089603 | 0.026151 | 0.055251 | 0.051825 | 0.043963 | 0.12229 | 0.05153 | 0.035412 | 0.13304 | 0.36492 | 0.26778 | 0.26759 | 0.46432 | 0.73 | 0.66489 | 9.4174e-06 | 0.011112 | 0.10651 | 0.010899 | 0.023686 | 0.0016995 | 0.0019379 | 0.0096721 | 0.0011315 | 0.0075713 | 0.020708 | 0.067621 | 0.027086 | 0.016731 | 0.0066873 | 0.026853 | 0.16438 | 0.097156 | 0.061778 | 0.18702 | 1 | 1 | 1
6 | 12 | 6 | 0.0019629 | 0.66765 | 0.12064 | 0.23236 | 0.25263 | 0.3051 | 7.4784e-05 | 0.11965 | 0.012529 | 0.0013358 | 0.040928 | 0.024325 | 0.0023723 | 0.092511 | 0.021421 | 0.010425 | 0.10077 | 0.28081 | 0.25956 | 0.20835 | 0.35934 | 0.66747 | 0.60112 | 0.0079662 | 0.20974 | 0.42987 | 0.20572 | 0.35295 | 0.21401 | 0.22227 | 0.29956 | 0.19827 | 0.32124 | 0.40254 | 0.46214 | 0.38953 | 0.34654 | 0.25827 | 0.38619 | 0.48948 | 0.44659 | 0.44554 | 0.50349 | 1 | 1 | 1
6 | 12 | 7 | 0 | 0.63716 | 0.04896 | 0.13854 | 0.084565 | 0.11492 | 0 | 0.012252 | 0.00034335 | 0 | 0.016519 | 0.0013351 | 0 | 0.04575 | 0.010298 | 0.0031046 | 0.055875 | 0.21605 | 0.27776 | 0.12712 | 0.27676 | 0.6369 | 0.56625 | 0.042414 | 0.42523 | 0.64686 | 0.41708 | 0.67106 | 0.5495 | 0.54867 | 0.60146 | 0.57105 | 0.65863 | 0.70563 | 0.71221 | 0.67124 | 0.59943 | 0.58698 | 0.66548 | 0.70471 | 0.65978 | 0.69523 | 0.70244 | 1 | 1 | 1
6 | 12 | 8 | 0 | 0.64882 | 0.058313 | 0.076389 | 0.0093033 | 0.014088 | 0 | 0 | 0 | 0 | 0.00088125 | 0 | 0 | 0.028756 | 0.011125 | 0.0035399 | 0.045769 | 0.156 | 0.20075 | 0.10722 | 0.28698 | 0.64868 | 0.57852 | 0.26962 | 0.63071 | 0.83917 | 0.61862 | 0.85373 | 0.74563 | 0.74114 | 0.78179 | 0.80304 | 0.86665 | 0.88067 | 0.86095 | 0.84993 | 0.77145 | 0.79894 | 0.84263 | 0.82826 | 0.80278 | 0.85681 | 0.95981 | 1 | 1 | 1
6 | 12 | 9 | 0 | 0.6806 | 0.096383 | 0.10008 | 0 | 0.058292 | 0 | 0 | 0 | 0 | 0.0019475 | 0.00038333 | 0 | 0.041077 | 0.014611 | 0.0056463 | 0.039964 | 0.069797 | 0.16087 | 0.15545 | 0.20423 | 0.68085 | 0.61095 | 0.49239 | 0.77126 | 0.93432 | 0.75647 | 0.94105 | 0.83353 | 0.83596 | 0.86638 | 0.92166 | 0.96377 | 0.97062 | 0.94448 | 0.93663 | 0.8698 | 0.88345 | 0.92859 | 0.88106 | 0.86601 | 0.93671 | 1 | 1 | 1 | 1
6 | 12 | 10 | 0 | 0.64387 | 0.129 | 0.079495 | 0 | 0.098418 | 0 | 0 | 0 | 0 | 0.033976 | 0.0073029 | 0 | 0.072022 | 0.02103 | 0.010089 | 0.038673 | 0.025699 | 0.19081 | 0.20436 | 0.12078 | 0.64369 | 0.57322 | 0.66138 | 0.86728 | 0.94389 | 0.85066 | 0.99244 | 0.89933 | 0.88868 | 0.92468 | 0.99366 | 1 | 1 | 0.98845 | 0.97626 | 0.90062 | 0.96115 | 0.96788 | 0.8886 | 0.86202 | 0.96183 | 0.91045 | 1 | 1 | 1
6 | 12 | 11 | 0 | 0.63763 | 0.14667 | 0.057729 | 0 | 0.14057 | 0 | 0 | 0 | 0 | 0.045455 | 0.019422 | 0 | 0.087857 | 0.030305 | 0.017267 | 0.032613 | 0.012609 | 0.26071 | 0.19468 | 0.096438 | 0.63759 | 0.56407 | 0.76568 | 0.91169 | 0.94606 | 0.89421 | 0.99786 | 0.90462 | 0.89315 | 0.9325 | 1 | 1 | 1 | 0.99684 | 0.99174 | 0.93117 | 0.96201 | 0.98322 | 0.88318 | 0.8755 | 0.9674 | 0.82062 | 1 | 1 | 1
6 | 12 | 12 | 0 | 0.62423 | 0.1581 | 0.030336 | 0 | 0.11762 | 0 | 0 | 0.00081103 | 0 | 0.050169 | 0.019168 | 0 | 0.087222 | 0.03739 | 0.023116 | 0.033028 | 0.016612 | 0.20395 | 0.14406 | 0.086976 | 0.62396 | 0.55132 | 0.81666 | 0.91918 | 0.90422 | 0.90155 | 0.98782 | 0.88501 | 0.87281 | 0.91772 | 1 | 1 | 0.99887 | 0.97013 | 0.96768 | 0.92433 | 0.93802 | 0.95937 | 0.82472 | 0.8548 | 0.86953 | 0.76775 | 1 | 1 | 1
6 | 12 | 13 | 0.0052194 | 0.65668 | 0.17096 | 0.016393 | 0 | 0.11471 | 0 | 0 | 0.027389 | 0.0043785 | 0.063153 | 0.013693 | 0.0054521 | 0.079643 | 0.047406 | 0.031734 | 0.042378 | 0.064736 | 0.29028 | 0.10944 | 0.065219 | 0.65652 | 0.58791 | 0.81814 | 0.9029 | 0.92598 | 0.88559 | 0.95765 | 0.85235 | 0.84163 | 0.8922 | 0.98127 | 0.99692 | 0.97771 | 0.95947 | 0.93923 | 0.89476 | 0.91721 | 0.93117 | 0.7964 | 0.81294 | 0.90177 | 0.94436 | 1 | 1 | 1
6 | 12 | 14 | 0.0786 | 0.71089 | 0.17179 | 0.014926 | 0 | 0.16928 | 0 | 0 | 0.13925 | 0.07071 | 0.047975 | 0.022952 | 0.088048 | 0.092227 | 0.061859 | 0.044641 | 0.052673 | 0.221 | 0.44875 | 0.073071 | 0.050629 | 0.71095 | 0.64921 | 0.78981 | 0.89876 | 0.83972 | 0.88153 | 0.96013 | 0.84797 | 0.84069 | 0.88898 | 0.97681 | 1 | 0.97416 | 0.96497 | 0.95546 | 0.95291 | 0.94509 | 0.94725 | 0.64128 | 0.68331 | 0.92557 | 0.85353 | 1 | 1 | 1
6 | 12 | 15 | 0.0052194 | 0.741 | 0.17388 | 0.022108 | 0 | 0.20928 | 0.00080291 | 0.0047139 | 0.022781 | 0.0043785 | 0.025312 | 0.014994 | 0.0054521 | 0.082286 | 0.080608 | 0.061917 | 0.072253 | 0.14874 | 0.39998 | 0.057205 | 0.066373 | 0.74095 | 0.68635 | 0.7082 | 0.86066 | 0.84329 | 0.84416 | 0.93953 | 0.84219 | 0.83642 | 0.85894 | 0.96589 | 0.99767 | 0.97213 | 0.94528 | 0.94783 | 0.9409 | 0.92172 | 0.9397 | 0.73683 | 0.75029 | 0.85361 | 0.86672 | 1 | 1 | 1
6 | 12 | 16 | 0.0021858 | 0.7764 | 0.18631 | 0.033974 | 0.022333 | 0.24237 | 0.013845 | 0.05624 | 0.03965 | 0.0015431 | 0.0014025 | 0.0008464 | 0.0025841 | 0.06217 | 0.10185 | 0.081961 | 0.084296 | 0.097198 | 0.26116 | 0.050205 | 0.081998 | 0.77681 | 0.72276 | 0.57137 | 0.77915 | 0.77604 | 0.76421 | 0.91786 | 0.81656 | 0.79975 | 0.79953 | 0.91684 | 0.94106 | 0.9176 | 0.89748 | 0.89424 | 0.88227 | 0.84127 | 0.88656 | 0.6895 | 0.7504 | 0.76039 | 0.81716 | 1 | 1 | 1
6 | 12 | 17 | 0.047252 | 0.71478 | 0.21131 | 0.056547 | 0.13053 | 0.24601 | 0.046231 | 0.19544 | 0.099362 | 0.037894 | 0 | 0 | 0.055724 | 0.044032 | 0.12323 | 0.10249 | 0.10264 | 0.072989 | 0.38434 | 0.048379 | 0.082406 | 0.71517 | 0.64954 | 0.37533 | 0.64277 | 0.6251 | 0.63045 | 0.82825 | 0.73719 | 0.71975 | 0.74552 | 0.80169 | 0.83091 | 0.81636 | 0.79675 | 0.7797 | 0.75621 | 0.7032 | 0.773 | 0.64557 | 0.60496 | 0.61923 | 0.5413 | 1 | 1 | 1
6 | 12 | 18 | 0.23641 | 0.55698 | 0.23751 | 0.11001 | 0.28085 | 0.25587 | 0.10385 | 0.41607 | 0.29557 | 0.22783 | 0.003114 | 0 | 0.24628 | 0.032114 | 0.1491 | 0.12764 | 0.12036 | 0.076898 | 0.21605 | 0.062539 | 0.084959 | 0.55682 | 0.47221 | 0.13465 | 0.41593 | 0.40714 | 0.40795 | 0.66947 | 0.56423 | 0.53773 | 0.56158 | 0.55805 | 0.60025 | 0.60504 | 0.57115 | 0.52298 | 0.51433 | 0.45298 | 0.51849 | 0.49172 | 0.47551 | 0.39093 | 0.17871 | 1 | 1 | 1
6 | 12 | 19 | 0.31296 | 0.41749 | 0.29799 | 0.19726 | 0.48347 | 0.47901 | 0.20772 | 0.55207 | 0.36552 | 0.3044 | 0.05623 | 0.0014211 | 0.32182 | 0.037979 | 0.18022 | 0.15826 | 0.15269 | 0.12099 | 0.17934 | 0.12521 | 0.12777 | 0.41666 | 0.32347 | 0.0063524 | 0.15043 | 0.13931 | 0.14755 | 0.33658 | 0.27992 | 0.26593 | 0.13404 | 0.10984 | 0.33686 | 0.28367 | 0.2213 | 0.19519 | 0.18013 | 0.14301 | 0.19352 | 0.22173 | 0.22284 | 0.071859 | 0.001275 | 1 | 1 | 1
6 | 12 | 20 | 0.37718 | 0.44247 | 0.39689 | 0.34785 | 0.65435 | 0.83996 | 0.29481 | 0.61063 | 0.42802 | 0.36948 | 0.10175 | 0.024603 | 0.38571 | 0.093715 | 0.24021 | 0.218 | 0.17986 | 0.25479 | 0.084041 | 0.22457 | 0.21582 | 0.44199 | 0.34685 | 1.767e-05 | 0.0045439 | 0.0075757 | 0.0044568 | 0.043499 | 0.016897 | 0.010237 | 0.0011091 | 0.0021342 | 0.00067253 | 7.1656e-05 | 0 | 0 | 0 | 0 | 0 | 0.026096 | 0.0062044 | 0 | 0 | 1 | 1 | 1
6 | 12 | 21 | 0.36863 | 0.55413 | 0.47218 | 0.3948 | 0.68876 | 0.83205 | 0.32335 | 0.63027 | 0.41946 | 0.36077 | 0.051292 | 0.029098 | 0.37717 | 0.099096 | 0.30507 | 0.2833 | 0.14295 | 0.28926 | 0.1517 | 0.25169 | 0.37273 | 0.55426 | 0.46538 | 0 | 0 | 0 | 0 | 0 | 0 | 0 | 0 | 0 | 0 | 0 | 0 | 0 | 0 | 0 | 0 | 0 | 0 | 0 | 0 | 1 | 1 | 1
6 | 12 | 22 | 0.30824 | 0.62258 | 0.48385 | 0.38141 | 0.69807 | 0.82559 | 0.32428 | 0.59231 | 0.35988 | 0.29946 | 0.032435 | 0.017648 | 0.31697 | 0.084948 | 0.35895 | 0.33796 | 0.076399 | 0.18076 | 0.1165 | 0.24953 | 0.54673 | 0.62288 | 0.5423 | 0 | 0 | 0 | 0 | 0 | 0 | 0 | 0 | 0 | 0 | 0 | 0 | 0 | 0 | 0 | 0 | 0 | 0 | 0 | 0 | 1 | 1 | 1
6 | 12 | 23 | 0.28854 | 0.61294 | 0.50257 | 0.41788 | 0.71418 | 0.58957 | 0.282 | 0.49709 | 0.34237 | 0.27978 | 0.017997 | 0.00099046 | 0.29761 | 0.037231 | 0.43837 | 0.41899 | 0.035813 | 0.064709 | 0.07728 | 0.20196 | 0.50147 | 0.61294 | 0.53483 | 0 | 0 | 0 | 0 | 0 | 0 | 0 | 0 | 0 | 0 | 0 | 0 | 0 | 0 | 0 | 0 | 0 | 0 | 0 | 0 | 1 | 1 | 1
6 | 12 | 24 | 0.26932 | 0.59241 | 0.55042 | 0.38598 | 0.67957 | 0.39814 | 0.15248 | 0.44769 | 0.32469 | 0.26052 | 0.0010042 | 0 | 0.27864 | 0.014576 | 0.49669 | 0.47876 | 0.0252 | 0.027723 | 0.091912 | 0.13267 | 0.5419 | 0.59229 | 0.51247 | 0 | 0 | 0 | 0 | 0 | 0 | 0 | 0 | 0 | 0 | 0 | 0 | 0 | 0 | 0 | 0 | 0 | 0 | 0 | 0 | 1 | 1 | 1
6 | 13 | 1 | 0.2243 | 0.58571 | 0.56515 | 0.32066 | 0.52748 | 0.27137 | 0.077237 | 0.42293 | 0.28122 | 0.21515 | 0 | 0 | 0.23388 | 0.0070485 | 0.50173 | 0.48393 | 0.014254 | 0.012401 | 0.11783 | 0.086298 | 0.48749 | 0.58576 | 0.50266 | 0 | 0 | 0 | 0 | 0 | 0 | 0 | 0 | 0 | 0 | 0 | 0 | 0 | 0 | 0 | 0 | 0 | 0 | 0 | 0 | 1 | 1 | 1
6 | 13 | 2 | 0.16315 | 0.55225 | 0.5049 | 0.34281 | 0.23222 | 0.12007 | 0.045159 | 0.39392 | 0.22149 | 0.15367 | 0 | 0 | 0.17299 | 0.0043958 | 0.47635 | 0.45789 | 0.0094606 | 0.0061027 | 0.13599 | 0.036213 | 0.44579 | 0.55194 | 0.46863 | 0 | 0 | 0 | 0 | 0 | 0 | 0 | 0 | 0 | 0 | 0 | 0 | 0 | 0 | 0 | 0 | 0 | 0 | 0 | 0 | 1 | 1 | 1
6 | 13 | 3 | 0.099774 | 0.57846 | 0.46778 | 0.34061 | 0.035451 | 0.17867 | 0.0066519 | 0.35744 | 0.15858 | 0.090208 | 0 | 0 | 0.10968 | 0.0043371 | 0.44004 | 0.4207 | 0.0091334 | 0.005842 | 0.12133 | 0.00092847 | 0.39522 | 0.57882 | 0.49046 | 0 | 0 | 0 | 0 | 0 | 0 | 0 | 0 | 0 | 0 | 0 | 0 | 0 | 0 | 0 | 0 | 0 | 0 | 0 | 0 | 1 | 1 | 1
6 | 13 | 4 | 0.037945 | 0.50899 | 0.45069 | 0.37186 | 0 | 0.25141 | 0.00027164 | 0.31433 | 0.094129 | 0.02901 | 0 | 0 | 0.047433 | 0.0036183 | 0.40829 | 0.38824 | 0.0090361 | 0.011224 | 0.092694 | 0 | 0.31194 | 0.50891 | 0.41638 | 0 | 0 | 0.00016481 | 0 | 0 | 0 | 0 | 0 | 0 | 0 | 0 | 0 | 0 | 0 | 0 | 0 | 0 | 0 | 0 | 0.00098978 | 1 | 1 | 1
6 | 13 | 5 | 0.0030635 | 0.44559 | 0.45757 | 0.37919 | 0 | 0.28415 | 0 | 0.26779 | 0.054457 | 0.0014886 | 0 | 0 | 0.011492 | 0.005084 | 0.38116 | 0.36056 | 0.008397 | 0.0030461 | 0.073305 | 0 | 0.24886 | 0.44582 | 0.34176 | 9.1632e-06 | 0.0099079 | 0.11605 | 0.009718 | 0.022102 | 0.0013213 | 0.0013656 | 0.0074485 | 0.00085387 | 0.0062695 | 0.020272 | 0.054561 | 0.024391 | 0.016151 | 0.010165 | 0.024181 | 0.16044 | 0.10549 | 0.068135 | 0.23798 | 1 | 1 | 1
6 | 13 | 6 | 6.2171e-05 | 0.31146 | 0.46763 | 0.39843 | 0 | 0.25638 | 0 | 0.17239 | 0.015133 | 0 | 0 | 0 | 0.00055504 | 0.015272 | 0.35755 | 0.33653 | 0.0050371 | 4.585e-05 | 0.04616 | 0 | 0.14227 | 0.31128 | 0.2031 | 0.0079574 | 0.19818 | 0.44088 | 0.19438 | 0.34285 | 0.19198 | 0.19471 | 0.2591 | 0.18289 | 0.28715 | 0.38755 | 0.42431 | 0.3659 | 0.33745 | 0.30278 | 0.36276 | 0.46124 | 0.45828 | 0.45537 | 0.59851 | 1 | 1 | 1
6 | 13 | 7 | 0 | 0.19881 | 0.46601 | 0.3504 | 0 | 0.10917 | 0 | 0.040607 | 0.00048135 | 0 | 0 | 0.00010695 | 0 | 0.030013 | 0.33408 | 0.31269 | 7.8415e-05 | 0 | 0.04404 | 0 | 0.02602 | 0.19852 | 0.094819 | 0.042728 | 0.41274 | 0.65692 | 0.40483 | 0.65043 | 0.50963 | 0.5229 | 0.56644 | 0.53971 | 0.62506 | 0.68434 | 0.69273 | 0.64668 | 0.60245 | 0.62724 | 0.64112 | 0.70133 | 0.67977 | 0.69156 | 0.76982 | 1 | 1 | 1
6 | 13 | 8 | 0 | 0.12922 | 0.51589 | 0.29962 | 0 | 0.020819 | 0 | 0.0028528 | 0 | 0 | 0 | 0.0034476 | 0 | 0.06599 | 0.34374 | 0.3225 | 0 | 0 | 0.040122 | 0 | 0.0029497 | 0.12893 | 0.037132 | 0.26507 | 0.61826 | 0.83082 | 0.6064 | 0.83485 | 0.7214 | 0.71345 | 0.75693 | 0.77059 | 0.84397 | 0.86191 | 0.84153 | 0.81893 | 0.79913 | 0.81213 | 0.81189 | 0.82485 | 0.81191 | 0.84273 | 0.96094 | 1 | 1 | 1
6 | 13 | 9 | 0 | 0.10645 | 0.55274 | 0.31582 | 0 | 0.11073 | 0 | 0 | 0 | 0 | 0 | 0.029739 | 0 | 0.10026 | 0.3573 | 0.33628 | 0 | 0 | 0.036292 | 0 | 0.0044724 | 0.10626 | 0.02043 | 0.48915 | 0.76562 | 0.90773 | 0.75095 | 0.93163 | 0.8225 | 0.81718 | 0.85256 | 0.90159 | 0.95952 | 0.95804 | 0.92844 | 0.91107 | 0.90247 | 0.91025 | 0.90324 | 0.87959 | 0.8652 | 0.92566 | 0.95323 | 1 | 1 | 1
6 | 13 | 10 | 0 | 0.10914 | 0.5832 | 0.30806 | 0 | 0.16493 | 0 | 0 | 0 | 0 | 0 | 0.032699 | 0 | 0.10311 | 0.38012 | 0.35951 | 7.5346e-06 | 0 | 0.034035 | 0 | 0.035127 | 0.10892 | 0.022391 | 0.65258 | 0.85434 | 0.94413 | 0.83796 | 0.97648 | 0.86906 | 0.85483 | 0.89993 | 0.96115 | 1 | 0.99974 | 0.97134 | 0.95494 | 0.95265 | 0.9464 | 0.94674 | 0.87031 | 0.86324 | 0.95624 | 0.95103 | 1 | 1 | 1
6 | 13 | 11 | 0 | 0.14591 | 0.61628 | 0.27834 | 0 | 0.15091 | 0 | 0 | 0 | 0 | 0.0001111 | 0.02102 | 0 | 0.088922 | 0.40923 | 0.3892 | 0.00061285 | 7.3602e-06 | 0.034091 | 0 | 0.057977 | 0.146 | 0.046565 | 0.74923 | 0.89208 | 0.94408 | 0.87497 | 0.98522 | 0.87335 | 0.86605 | 0.90467 | 0.98474 | 1 | 0.99636 | 0.96833 | 0.95783 | 0.94508 | 0.9544 | 0.9496 | 0.88176 | 0.86661 | 0.94862 | 0.87983 | 1 | 1 | 1
6 | 13 | 12 | 0 | 0.14389 | 0.67303 | 0.20925 | 0 | 0.15586 | 0 | 0 | 0 | 0 | 0.0025254 | 0.01212 | 0 | 0.078704 | 0.43422 | 0.41473 | 0.0093341 | 0.00048651 | 0.033678 | 0 | 0.065045 | 0.14376 | 0.046814 | 0.79857 | 0.89898 | 0.91564 | 0.88175 | 0.97677 | 0.85529 | 0.84672 | 0.88596 | 0.97539 | 1 | 0.9833 | 0.94279 | 0.93593 | 0.9444 | 0.91287 | 0.92789 | 0.82439 | 0.79732 | 0.92658 | 0.89234 | 1 | 1 | 1
6 | 13 | 13 | 0 | 0.14798 | 0.71459 | 0.15645 | 0 | 0.20093 | 0 | 0 | 0 | 0 | 0.012205 | 0.0014993 | 0 | 0.064816 | 0.4594 | 0.44052 | 0.030752 | 0.0016813 | 0.025548 | 0 | 0.040289 | 0.14698 | 0.058081 | 0.80406 | 0.88736 | 0.88861 | 0.87034 | 0.95392 | 0.82825 | 0.81714 | 0.86526 | 0.95314 | 0.97643 | 0.96397 | 0.9284 | 0.93003 | 0.92694 | 0.89196 | 0.92204 | 0.8204 | 0.7741 | 0.88816 | 0.84593 | 1 | 1 | 1
6 | 13 | 14 | 0 | 0.37137 | 0.72807 | 0.13219 | 0 | 0.23597 | 0 | 0 | 0 | 0 | 0.0053464 | 5.0959e-05 | 0 | 0.056051 | 0.48015 | 0.46179 | 0.042172 | 0.0031051 | 0.018453 | 8.8737e-05 | 0.02376 | 0.3729 | 0.24658 | 0.77448 | 0.88091 | 0.8723 | 0.86403 | 0.92838 | 0.82357 | 0.81918 | 0.88133 | 0.96051 | 0.98462 | 0.9674 | 0.93915 | 0.93668 | 0.9343 | 0.93294 | 0.92864 | 0.80302 | 0.76327 | 0.91955 | 0.7831 | 1 | 1 | 1
6 | 13 | 15 | 0 | 0.22322 | 0.74831 | 0.12039 | 0 | 0.25166 | 0.0021818 | 0.0031885 | 0.0001397 | 0 | 0.00028578 | 0 | 0 | 0.046729 | 0.49722 | 0.47931 | 0.041292 | 0.0032811 | 0.016169 | 0.0037091 | 0.021798 | 0.22271 | 0.1194 | 0.69616 | 0.84521 | 0.80646 | 0.829 | 0.89882 | 0.81844 | 0.81992 | 0.8786 | 0.94787 | 0.97662 | 0.96042 | 0.93358 | 0.92423 | 0.89696 | 0.92626 | 0.9163 | 0.72091 | 0.73889 | 0.85949 | 0.66305 | 1 | 1 | 1
6 | 13 | 16 | 0 | 0.17673 | 0.80334 | 0.12734 | 0.043242 | 0.26691 | 0.038048 | 0.047648 | 0.0042533 | 0 | 0 | 0 | 0 | 0.033003 | 0.51974 | 0.50244 | 0.044527 | 0.0028775 | 0.016401 | 0.01781 | 0.015452 | 0.17613 | 0.078185 | 0.56084 | 0.7638 | 0.74471 | 0.74916 | 0.86579 | 0.78573 | 0.78918 | 0.83848 | 0.90178 | 0.92325 | 0.91043 | 0.87431 | 0.86704 | 0.83029 | 0.84405 | 0.85959 | 0.6833 | 0.66584 | 0.83073 | 0.62754 | 1 | 1 | 1
6 | 13 | 17 | 0.0064667 | 0.24434 | 0.8102 | 0.15605 | 0.23035 | 0.28077 | 0.13069 | 0.23636 | 0.016772 | 0.0055497 | 0 | 0 | 0.0066258 | 0.024804 | 0.55791 | 0.54171 | 0.051816 | 0.0024661 | 0.021751 | 0.031614 | 0.012752 | 0.24438 | 0.13376 | 0.36789 | 0.62884 | 0.62781 | 0.61679 | 0.82038 | 0.71134 | 0.69936 | 0.74804 | 0.77954 | 0.8109 | 0.79326 | 0.77141 | 0.73961 | 0.72371 | 0.7301 | 0.73326 | 0.64661 | 0.6615 | 0.69897 | 0.49198 | 1 | 1 | 1
6 | 13 | 18 | 0.11212 | 0.28064 | 0.78521 | 0.19192 | 0.38314 | 0.31685 | 0.26175 | 0.54419 | 0.16857 | 0.10297 | 0.011462 | 0 | 0.12136 | 0.023518 | 0.57211 | 0.55633 | 0.075257 | 0.0070144 | 0.056232 | 0.057037 | 0.0072277 | 0.28073 | 0.1687 | 0.12995 | 0.39922 | 0.36994 | 0.39157 | 0.62112 | 0.53513 | 0.52528 | 0.548 | 0.54268 | 0.5561 | 0.54745 | 0.55106 | 0.49728 | 0.5085 | 0.47443 | 0.49301 | 0.41806 | 0.45156 | 0.43559 | 0.16156 | 1 | 1 | 1
6 | 13 | 19 | 0.24712 | 0.27939 | 0.7614 | 0.31528 | 0.51496 | 0.36467 | 0.40041 | 0.71572 | 0.30439 | 0.23834 | 0.20394 | 0 | 0.25673 | 0.018824 | 0.57163 | 0.55583 | 0.10792 | 0.03082 | 0.18898 | 0.12449 | 0.015634 | 0.27959 | 0.16627 | 0.0068544 | 0.14618 | 0.14626 | 0.14337 | 0.33307 | 0.28626 | 0.1782 | 0.20023 | 0.091346 | 0.30834 | 0.27242 | 0.21532 | 0.18629 | 0.1799 | 0.1589 | 0.18469 | 0.17127 | 0.1907 | 0.087796 | 0.0018408 | 1 | 1 | 1
6 | 13 | 20 | 0.32079 | 0.21363 | 0.78358 | 0.51778 | 0.65594 | 0.6991 | 0.46917 | 0.74339 | 0.37308 | 0.31232 | 0.33145 | 0.00094383 | 0.32961 | 0.045913 | 0.60408 | 0.58929 | 0.1117 | 0.053902 | 0.34243 | 0.16106 | 0.0079603 | 0.21356 | 0.10613 | 1.7642e-05 | 0.0043654 | 0.0067068 | 0.0042817 | 0.046239 | 0.016653 | 0.0043536 | 0.002459 | 0.0010616 | 0.00070375 | 8.6925e-05 | 0 | 0 | 0 | 0 | 0 | 0.016975 | 0.0055127 | 0 | 0 | 1 | 1 | 1
6 | 13 | 21 | 0.38674 | 0.14008 | 0.77644 | 0.59443 | 0.66921 | 0.72576 | 0.45369 | 0.68241 | 0.43464 | 0.37878 | 0.28772 | 0.015568 | 0.39482 | 0.083648 | 0.59869 | 0.58373 | 0.052083 | 0.041666 | 0.43498 | 0.20289 | 0.008472 | 0.13897 | 0.052547 | 0 | 0 | 0 | 0 | 0 | 0 | 0 | 0 | 0 | 0 | 0 | 0 | 0 | 0 | 0 | 0 | 0 | 0 | 0 | 0 | 1 | 1 | 1
6 | 13 | 22 | 0.46883 | 0.30315 | 0.74127 | 0.58132 | 0.63515 | 0.66848 | 0.41355 | 0.62587 | 0.5132 | 0.46199 | 0.26435 | 0.0086495 | 0.47629 | 0.072005 | 0.53863 | 0.52186 | 0.027826 | 0.058098 | 0.51073 | 0.23235 | 0.012174 | 0.30369 | 0.18667 | 0 | 0 | 0 | 0 | 0 | 0 | 0 | 0 | 0 | 0 | 0 | 0 | 0 | 0 | 0 | 0 | 0 | 0 | 0 | 0 | 1 | 1 | 1
6 | 13 | 23 | 0.49655 | 0.3194 | 0.72812 | 0.57205 | 0.51756 | 0.45064 | 0.37207 | 0.60229 | 0.54146 | 0.4904 | 0.26867 | 0.046528 | 0.50405 | 0.11611 | 0.48435 | 0.4661 | 0.2381 | 0.058616 | 0.51662 | 0.15886 | 0.009559 | 0.31963 | 0.20651 | 0 | 0 | 0 | 0 | 0 | 0 | 0 | 0 | 0 | 0 | 0 | 0 | 0 | 0 | 0 | 0 | 0 | 0 | 0 | 0 | 1 | 1 | 1
6 | 13 | 24 | 0.38409 | 0.26856 | 0.74486 | 0.55711 | 0.243 | 0.37098 | 0.31694 | 0.60014 | 0.43143 | 0.376 | 0.23472 | 0.11712 | 0.3921 | 0.19442 | 0.41506 | 0.39516 | 0.50748 | 0.10504 | 0.48738 | 0.065714 | 0.0080934 | 0.26848 | 0.15861 | 0 | 0 | 0 | 0 | 0 | 0 | 0 | 0 | 0 | 0 | 0 | 0 | 0 | 0 | 0 | 0 | 0 | 0 | 0 | 0 | 1 | 1 | 1
6 | 14 | 1 | 0.30945 | 0.21732 | 0.75934 | 0.54786 | 0.038592 | 0.30956 | 0.26646 | 0.57661 | 0.36189 | 0.30081 | 0.17717 | 0.11549 | 0.31829 | 0.19325 | 0.34539 | 0.32418 | 0.52723 | 0.17532 | 0.40253 | 0.036272 | 0.011061 | 0.21707 | 0.11127 | 0 | 0 | 0 | 0 | 0 | 0 | 0 | 0 | 0 | 0 | 0 | 0 | 0 | 0 | 0 | 0 | 0 | 0 | 0 | 0 | 1 | 1 | 1
6 | 14 | 2 | 0.25032 | 0.20507 | 0.7543 | 0.57501 | 0 | 0.33837 | 0.16883 | 0.52046 | 0.30545 | 0.24123 | 0.11936 | 0.031843 | 0.25963 | 0.098427 | 0.2842 | 0.26222 | 0.49836 | 0.29597 | 0.32296 | 0.0089733 | 0.025812 | 0.20506 | 0.097608 | 0 | 0 | 0 | 0 | 0 | 0 | 0 | 0 | 0 | 0 | 0 | 0 | 0 | 0 | 0 | 0 | 0 | 0 | 0 | 0 | 1 | 1 | 1
6 | 14 | 3 | 0.20433 | 0.17327 | 0.75016 | 0.60564 | 0 | 0.18408 | 0.069381 | 0.41362 | 0.26239 | 0.19515 | 0.063673 | 0.0015606 | 0.2141 | 0.052657 | 0.27394 | 0.25188 | 0.3984 | 0.26874 | 0.24316 | 0.00021954 | 0.0089308 | 0.1729 | 0.073016 | 0 | 0 | 0 | 0 | 0 | 0 | 0 | 0 | 0 | 0 | 0 | 0 | 0 | 0 | 0 | 0 | 0 | 0 | 0 | 0 | 1 | 1 | 1
6 | 14 | 4 | 0.12861 | 0.20901 | 0.68373 | 0.57798 | 0.010233 | 0.23788 | 0.018252 | 0.30404 | 0.18718 | 0.11902 | 0.026801 | 0 | 0.13848 | 0.029057 | 0.25641 | 0.23424 | 0.32185 | 0.24699 | 0.17011 | 0 | 0.00020222 | 0.20921 | 0.099133 | 0 | 0 | 0.00022045 | 0 | 0 | 0 | 0 | 0 | 0 | 0 | 0 | 0 | 0 | 0 | 0 | 0 | 0 | 0 | 0 | 0.001324 | 1 | 1 | 1
6 | 14 | 5 | 0.058999 | 0.18183 | 0.54448 | 0.57862 | 0.05694 | 0.3343 | 0.0010257 | 0.23261 | 0.11655 | 0.049859 | 0.0014462 | 0 | 0.068701 | 0.018044 | 0.2214 | 0.19918 | 0.3034 | 0.22194 | 0.13727 | 0 | 0 | 0.18206 | 0.074942 | 9.31e-06 | 0.010584 | 0.11824 | 0.010381 | 0.022257 | 0.0014951 | 0.0017612 | 0.0092581 | 0.00085641 | 0.0062982 | 0.020508 | 0.059646 | 0.026221 | 0.017442 | 0.01033 | 0.025996 | 0.16203 | 0.10057 | 0.064289 | 0.25343 | 1 | 1 | 1
6 | 14 | 6 | 0.0058516 | 0.083561 | 0.40023 | 0.56281 | 0.088432 | 0.33167 | 0 | 0.15561 | 0.056886 | 0.002683 | 0 | 0 | 0.014262 | 0.011979 | 0.14602 | 0.12466 | 0.21246 | 0.17517 | 0.0784 | 0 | 0 | 0.083102 | 0.0086632 | 0.0077346 | 0.20125 | 0.44517 | 0.19739 | 0.33595 | 0.20145 | 0.20987 | 0.27976 | 0.18626 | 0.2871 | 0.38624 | 0.43283 | 0.37669 | 0.32562 | 0.30677 | 0.37346 | 0.46594 | 0.44991 | 0.43226 | 0.63526 | 1 | 1 | 1
6 | 14 | 7 | 0.00016224 | 0.077423 | 0.35195 | 0.4922 | 0.052804 | 0.23779 | 0 | 0.040369 | 0.010597 | 0 | 0 | 0 | 0.00065138 | 0.0073488 | 0.087852 | 0.068723 | 0.12638 | 0.11623 | 0.056383 | 0 | 0 | 0.077445 | 0.0027416 | 0.040874 | 0.41071 | 0.66118 | 0.40283 | 0.64803 | 0.52315 | 0.51925 | 0.56887 | 0.53897 | 0.62482 | 0.68367 | 0.67676 | 0.65595 | 0.58948 | 0.61534 | 0.65032 | 0.65654 | 0.67273 | 0.67479 | 0.86403 | 1 | 1 | 1
6 | 14 | 8 | 0 | 0.04863 | 0.30749 | 0.41341 | 0.0091385 | 0.21787 | 0 | 0.0030249 | 0.0012034 | 0 | 0 | 0 | 0 | 0.002478 | 0.063213 | 0.045872 | 0.098397 | 0.12243 | 0.067697 | 0 | 0 | 0.048428 | 4.1748e-05 | 0.26108 | 0.61104 | 0.82358 | 0.59933 | 0.83469 | 0.71365 | 0.70528 | 0.74398 | 0.76494 | 0.83628 | 0.84755 | 0.82219 | 0.82823 | 0.76655 | 0.8148 | 0.82111 | 0.7856 | 0.80531 | 0.82605 | 0.97398 | 1 | 1 | 1
6 | 14 | 9 | 0 | 0.055255 | 0.20214 | 0.39267 | 0 | 0.25837 | 0 | 0 | 3.2225e-05 | 0 | 0 | 0 | 0 | 0.0051386 | 0.051773 | 0.03558 | 0.10067 | 0.080727 | 0.092708 | 0 | 0 | 0.055123 | 6.2571e-05 | 0.48521 | 0.75945 | 0.92168 | 0.74489 | 0.93458 | 0.8154 | 0.80292 | 0.84725 | 0.89769 | 0.95808 | 0.94503 | 0.9129 | 0.91396 | 0.87166 | 0.91626 | 0.90611 | 0.83484 | 0.87975 | 0.8977 | 1 | 1 | 1 | 1
6 | 14 | 10 | 0 | 0.079173 | 0.1321 | 0.35336 | 0 | 0.21874 | 0 | 0 | 0 | 0 | 0 | 0 | 0 | 0.0091611 | 0.045923 | 0.030433 | 0.10891 | 0.033701 | 0.078776 | 0 | 0 | 0.07906 | 0.0043125 | 0.64351 | 0.84256 | 0.97045 | 0.82641 | 0.97679 | 0.85068 | 0.85163 | 0.89552 | 0.96004 | 0.9992 | 0.98037 | 0.94113 | 0.94321 | 0.89788 | 0.95765 | 0.93511 | 0.88308 | 0.90356 | 0.92132 | 1 | 1 | 1 | 1
6 | 14 | 11 | 0 | 0.11353 | 0.090564 | 0.26338 | 0 | 0.15417 | 0 | 0 | 0 | 0 | 0 | 0.0011642 | 0 | 0.032793 | 0.045695 | 0.030233 | 0.1205 | 0.017194 | 0.075093 | 0.00065397 | 0 | 0.11336 | 0.025061 | 0.7373 | 0.87779 | 0.97538 | 0.86097 | 0.98529 | 0.86353 | 0.85016 | 0.89911 | 0.97929 | 0.98956 | 0.98098 | 0.9551 | 0.94162 | 0.90518 | 0.92656 | 0.93353 | 0.86482 | 0.89861 | 0.9147 | 1 | 1 | 1 | 1
6 | 14 | 12 | 0 | 0.16983 | 0.086277 | 0.16814 | 0 | 0.11627 | 0 | 0 | 0.00063142 | 0 | 0 | 0.021748 | 0 | 0.088881 | 0.044142 | 0.028884 | 0.13081 | 0.021707 | 0.093888 | 0.025806 | 0.00013214 | 0.16972 | 0.067731 | 0.78758 | 0.88671 | 0.96393 | 0.86972 | 0.97405 | 0.84825 | 0.83507 | 0.8863 | 0.97384 | 0.98539 | 0.96269 | 0.93826 | 0.93131 | 0.87824 | 0.90907 | 0.92331 | 0.85 | 0.87793 | 0.9075 | 0.99664 | 1 | 1 | 1
6 | 14 | 13 | 0 | 0.23058 | 0.11246 | 0.098654 | 0 | 0.1249 | 0 | 0.0052223 | 0.018269 | 0 | 0.0007312 | 0.051785 | 0 | 0.12477 | 0.045839 | 0.030359 | 0.14089 | 0.031049 | 0.091539 | 0.072225 | 0.0057809 | 0.23052 | 0.12181 | 0.79698 | 0.8795 | 0.94445 | 0.86264 | 0.95533 | 0.81769 | 0.81416 | 0.86381 | 0.95145 | 0.97795 | 0.94751 | 0.92592 | 0.91473 | 0.87346 | 0.90412 | 0.90688 | 0.83628 | 0.86219 | 0.88692 | 0.98122 | 1 | 1 | 1
6 | 14 | 14 | 0.0016686 | 0.2874 | 0.14321 | 0.067331 | 0 | 0.12682 | 0 | 0.062896 | 0.02646 | 0.0010625 | 0.016055 | 0.054158 | 0.0020923 | 0.12669 | 0.047895 | 0.032157 | 0.16059 | 0.030351 | 0.094707 | 0.11139 | 0.01534 | 0.28738 | 0.17682 | 0.76902 | 0.87425 | 0.93318 | 0.85749 | 0.95184 | 0.81726 | 0.81245 | 0.87251 | 0.9528 | 0.97722 | 0.956 | 0.93184 | 0.92153 | 0.91281 | 0.92172 | 0.91362 | 0.84366 | 0.8589 | 0.85248 | 0.99038 | 1 | 1 | 1
6 | 14 | 15 | 0.035592 | 0.3321 | 0.16372 | 0.060855 | 0 | 0.14773 | 0 | 0.21034 | 0.087942 | 0.026474 | 0.084595 | 0.042527 | 0.044164 | 0.11285 | 0.048816 | 0.032966 | 0.16591 | 0.023699 | 0.096515 | 0.12586 | 0.037609 | 0.33218 | 0.22136 | 0.69434 | 0.8421 | 0.85773 | 0.82596 | 0.94663 | 0.81836 | 0.81311 | 0.86753 | 0.94692 | 0.97058 | 0.94595 | 0.91816 | 0.90609 | 0.89703 | 0.90852 | 0.89831 | 0.7326 | 0.86935 | 0.85674 | 0.7973 | 1 | 1 | 1
6 | 14 | 16 | 0.17472 | 0.33921 | 0.17766 | 0.068207 | 0.026923 | 0.16607 | 0 | 0.36601 | 0.23416 | 0.16554 | 0.27869 | 0.054205 | 0.18468 | 0.11685 | 0.048767 | 0.032923 | 0.17128 | 0.022729 | 0.10385 | 0.14676 | 0.037916 | 0.33909 | 0.23105 | 0.56202 | 0.76419 | 0.7793 | 0.74954 | 0.91521 | 0.78416 | 0.78041 | 0.83136 | 0.88708 | 0.91861 | 0.89729 | 0.87654 | 0.85218 | 0.83572 | 0.84994 | 0.84486 | 0.75343 | 0.79443 | 0.78835 | 0.65421 | 1 | 1 | 1
6 | 14 | 17 | 0.2643 | 0.35911 | 0.19708 | 0.079159 | 0.15376 | 0.19303 | 0.00018321 | 0.53221 | 0.31905 | 0.25535 | 0.48979 | 0.2557 | 0.27353 | 0.32908 | 0.051853 | 0.03565 | 0.17579 | 0.036955 | 0.10228 | 0.16796 | 0.042262 | 0.35956 | 0.24564 | 0.3675 | 0.62658 | 0.66188 | 0.61456 | 0.84459 | 0.70406 | 0.69942 | 0.74782 | 0.76591 | 0.81019 | 0.80118 | 0.77095 | 0.73537 | 0.70118 | 0.70962 | 0.72905 | 0.6792 | 0.69609 | 0.66475 | 0.52773 | 1 | 1 | 1
6 | 14 | 18 | 0.35701 | 0.25695 | 0.13394 | 0.10262 | 0.29704 | 0.23855 | 0.0047483 | 0.64428 | 0.40639 | 0.34874 | 0.54789 | 0.39274 | 0.36535 | 0.45853 | 0.058367 | 0.041479 | 0.16855 | 0.021317 | 0.11207 | 0.24536 | 0.020422 | 0.25643 | 0.15186 | 0.13337 | 0.40443 | 0.43048 | 0.39667 | 0.68357 | 0.53902 | 0.51852 | 0.5519 | 0.53961 | 0.57549 | 0.58572 | 0.58377 | 0.51549 | 0.41515 | 0.46187 | 0.51107 | 0.51379 | 0.55625 | 0.40272 | 0.15876 | 1 | 1 | 1
6 | 14 | 19 | 0.4724 | 0.25015 | 0.083299 | 0.18753 | 0.43883 | 0.653 | 0.034107 | 0.71024 | 0.51786 | 0.46581 | 0.58068 | 0.42577 | 0.48002 | 0.48447 | 0.074125 | 0.055901 | 0.17691 | 0.01523 | 0.15399 | 0.34948 | 0.053694 | 0.2494 | 0.1478 | 0.0063723 | 0.15006 | 0.17179 | 0.14718 | 0.34163 | 0.29464 | 0.23913 | 0.16716 | 0.095575 | 0.32274 | 0.2907 | 0.23416 | 0.19649 | 0.13797 | 0.1579 | 0.1948 | 0.23344 | 0.25714 | 0.077311 | 0.0020346 | 1 | 1 | 1
6 | 14 | 20 | 0.49139 | 0.39906 | 0.11235 | 0.38998 | 0.58904 | 0.94625 | 0.047338 | 0.73412 | 0.53339 | 0.48467 | 0.59401 | 0.47325 | 0.49846 | 0.52485 | 0.1199 | 0.099284 | 0.20572 | 0.038179 | 0.24156 | 0.48999 | 0.20556 | 0.40016 | 0.28079 | 1.972e-05 | 0.0049402 | 0.0087553 | 0.0048455 | 0.049003 | 0.019156 | 0.0083955 | 0.0026283 | 0.00093305 | 0.00083633 | 0.00011125 | 0 | 0 | 0 | 0 | 0 | 0.021712 | 0.0066282 | 0 | 0 | 1 | 1 | 1
6 | 14 | 21 | 0.48652 | 0.27682 | 0.11941 | 0.47512 | 0.60012 | 0.90781 | 0.010075 | 0.70873 | 0.52963 | 0.47987 | 0.60633 | 0.61016 | 0.49377 | 0.65691 | 0.16303 | 0.1413 | 0.18718 | 0.30361 | 0.38528 | 0.50236 | 0.64852 | 0.27669 | 0.1675 | 0 | 0 | 0 | 0 | 0 | 0 | 0 | 0 | 0 | 0 | 0 | 0 | 0 | 0 | 0 | 0 | 0 | 0 | 0 | 0 | 1 | 1 | 1
6 | 14 | 22 | 0.43597 | 0.16459 | 0.17789 | 0.43881 | 0.57605 | 0.83381 | 0.00049785 | 0.68787 | 0.48171 | 0.42865 | 0.56985 | 0.64289 | 0.44367 | 0.68323 | 0.17467 | 0.15277 | 0.13127 | 0.41539 | 0.47769 | 0.44979 | 0.84683 | 0.16337 | 0.073756 | 0 | 0 | 0 | 0 | 0 | 0 | 0 | 0 | 0 | 0 | 0 | 0 | 0 | 0 | 0 | 0 | 0 | 0 | 0 | 0 | 1 | 1 | 1
6 | 14 | 23 | 0.36968 | 0.31002 | 0.2329 | 0.42029 | 0.53783 | 0.55786 | 0 | 0.69456 | 0.418 | 0.36146 | 0.52136 | 0.64478 | 0.37785 | 0.68301 | 0.14017 | 0.11892 | 0.091143 | 0.37333 | 0.49585 | 0.31614 | 0.93623 | 0.31028 | 0.19668 | 0 | 0 | 0 | 0 | 0 | 0 | 0 | 0 | 0 | 0 | 0 | 0 | 0 | 0 | 0 | 0 | 0 | 0 | 0 | 0 | 1 | 1 | 1
6 | 14 | 24 | 0.34764 | 0.36704 | 0.22773 | 0.43201 | 0.45826 | 0.41088 | 0 | 0.6841 | 0.39707 | 0.33919 | 0.47671 | 0.67199 | 0.356 | 0.70697 | 0.11584 | 0.09536 | 0.08159 | 0.3165 | 0.41035 | 0.25677 | 0.8669 | 0.36686 | 0.26121 | 0 | 0 | 0 | 0 | 0 | 0 | 0 | 0 | 0 | 0 | 0 | 0 | 0 | 0 | 0 | 0 | 0 | 0 | 0 | 0 | 1 | 1 | 1
6 | 15 | 1 | 0.37274 | 0.45409 | 0.22386 | 0.44075 | 0.25086 | 0.32288 | 0 | 0.63459 | 0.42355 | 0.36495 | 0.39216 | 0.73071 | 0.38128 | 0.76535 | 0.10219 | 0.082284 | 0.081001 | 0.31355 | 0.33706 | 0.259 | 0.82523 | 0.45481 | 0.34523 | 0 | 0 | 0 | 0 | 0 | 0 | 0 | 0 | 0 | 0 | 0 | 0 | 0 | 0 | 0 | 0 | 0 | 0 | 0 | 0 | 1 | 1 | 1
6 | 15 | 2 | 0.34205 | 0.35946 | 0.18969 | 0.43698 | 0.043907 | 0.17193 | 0.00090582 | 0.58859 | 0.39346 | 0.3338 | 0.37851 | 0.67816 | 0.35071 | 0.71297 | 0.090178 | 0.070898 | 0.076357 | 0.38107 | 0.34928 | 0.22671 | 0.82958 | 0.35931 | 0.25275 | 0 | 0 | 0 | 0 | 0 | 0 | 0 | 0 | 0 | 0 | 0 | 0 | 0 | 0 | 0 | 0 | 0 | 0 | 0 | 0 | 1 | 1 | 1
6 | 15 | 3 | 0.29506 | 0.28617 | 0.15341 | 0.41253 | 0 | 0.089702 | 0.01336 | 0.54794 | 0.34773 | 0.28622 | 0.35374 | 0.64311 | 0.30395 | 0.68267 | 0.063459 | 0.046102 | 0.052391 | 0.41427 | 0.32235 | 0.22827 | 0.76986 | 0.28635 | 0.17352 | 0 | 0 | 0 | 0 | 0 | 0 | 0 | 0 | 0 | 0 | 0 | 0 | 0 | 0 | 0 | 0 | 0 | 0 | 0 | 0 | 1 | 1 | 1
6 | 15 | 4 | 0.27611 | 0.15185 | 0.13149 | 0.3766 | 0 | 0.098421 | 0.015696 | 0.51551 | 0.33109 | 0.26734 | 0.32925 | 0.60466 | 0.28537 | 0.64726 | 0.043788 | 0.028594 | 0.037962 | 0.33882 | 0.26191 | 0.17999 | 0.74262 | 0.15163 | 0.054545 | 0 | 0 | 0.00023907 | 0 | 0 | 0 | 0 | 0 | 0 | 0 | 0 | 0 | 0 | 0 | 0 | 0 | 0 | 0 | 0 | 0.0014359 | 1 | 1 | 1
6 | 15 | 5 | 0.23665 | 0.048859 | 0.12118 | 0.34725 | 0 | 0.085343 | 0.026644 | 0.4821 | 0.29307 | 0.22757 | 0.29002 | 0.5798 | 0.24615 | 0.62577 | 0.027437 | 0.014983 | 0.027659 | 0.2396 | 0.18954 | 0.12458 | 0.71952 | 0.048465 | 0.00082539 | 9.8662e-06 | 0.010101 | 0.11609 | 0.0099069 | 0.024269 | 0.0015496 | 0.0015666 | 0.0087555 | 0.00067959 | 0.0070825 | 0.01909 | 0.057071 | 0.025688 | 0.013986 | 0.0081145 | 0.025468 | 0.17189 | 0.10127 | 0.051552 | 0.25937 | 1 | 1 | 1
6 | 15 | 6 | 0.18293 | 0.021934 | 0.07381 | 0.28705 | 0 | 0.11544 | 0.033349 | 0.42352 | 0.2408 | 0.17351 | 0.23784 | 0.54394 | 0.19268 | 0.59365 | 0.020881 | 0.009974 | 0.013127 | 0.22641 | 0.086271 | 0.076832 | 0.57251 | 0.021782 | 0 | 0.0076997 | 0.19446 | 0.4306 | 0.19073 | 0.33639 | 0.2014 | 0.1985 | 0.27334 | 0.14542 | 0.29786 | 0.3792 | 0.42387 | 0.36589 | 0.30547 | 0.28773 | 0.36275 | 0.48676 | 0.43888 | 0.40483 | 0.63539 | 1 | 1 | 1
6 | 15 | 7 | 0.13267 | 0.021553 | 0.027088 | 0.22106 | 0 | 0.084531 | 0.022901 | 0.29991 | 0.18926 | 0.12279 | 0.18812 | 0.48456 | 0.14227 | 0.54094 | 0.016862 | 0.0071296 | 0.0013009 | 0.20516 | 0.057783 | 0.046038 | 0.3372 | 0.021566 | 0 | 0.040908 | 0.39701 | 0.64351 | 0.3894 | 0.63749 | 0.5172 | 0.49857 | 0.56209 | 0.42329 | 0.62649 | 0.67132 | 0.66822 | 0.63059 | 0.58518 | 0.59494 | 0.62517 | 0.68494 | 0.65128 | 0.63084 | 0.85907 | 1 | 1 | 1
6 | 15 | 8 | 0.15835 | 0.011463 | 0.0020355 | 0.17078 | 0 | 0.010652 | 0.015434 | 0.18193 | 0.21813 | 0.14903 | 0.1702 | 0.37162 | 0.1684 | 0.43433 | 0.019032 | 0.008639 | 1.7552e-05 | 0.29571 | 0.05764 | 0.051908 | 0.29247 | 0.01136 | 0 | 0.25561 | 0.5947 | 0.80418 | 0.5833 | 0.81066 | 0.71434 | 0.6895 | 0.74847 | 0.6211 | 0.83757 | 0.83172 | 0.81734 | 0.81473 | 0.77134 | 0.78098 | 0.80773 | 0.79085 | 0.79289 | 0.79984 | 0.98754 | 1 | 1 | 1
6 | 15 | 9 | 0.13965 | 0.021575 | 0 | 0.12249 | 0 | 0.021456 | 0.011722 | 0.1255 | 0.19879 | 0.13015 | 0.25745 | 0.2746 | 0.14961 | 0.34375 | 0.023982 | 0.012298 | 0 | 0.34696 | 0.063645 | 0.093818 | 0.26414 | 0.021516 | 0 | 0.47858 | 0.75013 | 0.91816 | 0.73575 | 0.93204 | 0.81157 | 0.80749 | 0.85468 | 0.85722 | 0.95125 | 0.93846 | 0.89838 | 0.89109 | 0.86252 | 0.89394 | 0.88344 | 0.85916 | 0.86997 | 0.87911 | 1 | 1 | 1 | 1
6 | 15 | 10 | 0.11028 | 0.039041 | 0 | 0.07064 | 0 | 0.03355 | 0.034951 | 0.12991 | 0.16607 | 0.10027 | 0.31552 | 0.19643 | 0.11977 | 0.26759 | 0.036782 | 0.02262 | 0 | 0.30355 | 0.07198 | 0.20064 | 0.18016 | 0.039012 | 0 | 0.64005 | 0.83863 | 0.96398 | 0.82255 | 0.97461 | 0.86028 | 0.84961 | 0.90004 | 0.87954 | 1 | 0.98007 | 0.95118 | 0.93368 | 0.91897 | 0.94799 | 0.92567 | 0.87578 | 0.88959 | 0.92985 | 1 | 1 | 1 | 1
6 | 15 | 11 | 0.18942 | 0.049844 | 0 | 0.033528 | 0 | 0.036782 | 0.054348 | 0.18534 | 0.24681 | 0.18001 | 0.33151 | 0.17298 | 0.1991 | 0.24486 | 0.060174 | 0.04314 | 0.00012141 | 0.25919 | 0.057363 | 0.3593 | 0.13632 | 0.049207 | 0.0013524 | 0.73879 | 0.87995 | 0.95425 | 0.86308 | 0.98464 | 0.86488 | 0.85748 | 0.91105 | 0.90095 | 1 | 0.98556 | 0.9527 | 0.93202 | 0.94154 | 0.95195 | 0.92402 | 0.86337 | 0.8923 | 0.912 | 0.95005 | 1 | 1 | 1
6 | 15 | 12 | 0.28281 | 0.19873 | 0 | 0.035579 | 0.0088914 | 0.032838 | 0.062958 | 0.29528 | 0.33753 | 0.27412 | 0.41495 | 0.20422 | 0.29202 | 0.27544 | 0.1078 | 0.087668 | 0.007921 | 0.35998 | 0.031025 | 0.49987 | 0.11257 | 0.19937 | 0.08615 | 0.78812 | 0.88753 | 0.9525 | 0.87051 | 0.97461 | 0.84371 | 0.84016 | 0.89455 | 0.89844 | 1 | 0.9661 | 0.94015 | 0.91543 | 0.91702 | 0.93649 | 0.90756 | 0.84049 | 0.87016 | 0.88835 | 0.98444 | 1 | 1 | 1
6 | 15 | 13 | 0.35352 | 0.17147 | 0.0033428 | 0.073069 | 0.091769 | 0.037912 | 0.057248 | 0.41249 | 0.40319 | 0.34522 | 0.50787 | 0.2825 | 0.36191 | 0.3511 | 0.15981 | 0.13815 | 0.020789 | 0.46571 | 0.022159 | 0.58335 | 0.17086 | 0.17016 | 0.080711 | 0.79441 | 0.87665 | 0.91027 | 0.85984 | 0.95382 | 0.82095 | 0.81621 | 0.87578 | 0.89616 | 0.9892 | 0.94515 | 0.9241 | 0.88223 | 0.89301 | 0.91885 | 0.87465 | 0.82639 | 0.85338 | 0.84921 | 0.85762 | 1 | 1 | 1
6 | 15 | 14 | 0.45037 | 0.43541 | 0.045079 | 0.10519 | 0.34237 | 0.12277 | 0.04274 | 0.49702 | 0.494 | 0.44304 | 0.58489 | 0.38038 | 0.45774 | 0.44334 | 0.19021 | 0.16814 | 0.022732 | 0.56377 | 0.023694 | 0.61266 | 0.13396 | 0.43677 | 0.31747 | 0.76457 | 0.86939 | 0.84152 | 0.85272 | 0.94673 | 0.81883 | 0.81767 | 0.87886 | 0.9195 | 0.99002 | 0.95483 | 0.93003 | 0.9022 | 0.90428 | 0.91052 | 0.89445 | 0.84241 | 0.84307 | 0.79611 | 0.58959 | 1 | 1 | 1
6 | 15 | 15 | 0.57571 | 0.369 | 0.12832 | 0.16082 | 0.63063 | 0.25016 | 0.034443 | 0.60445 | 0.61173 | 0.57001 | 0.61311 | 0.47294 | 0.58177 | 0.52957 | 0.22202 | 0.1998 | 0.025482 | 0.68631 | 0.027358 | 0.59493 | 0.15207 | 0.36906 | 0.26062 | 0.6857 | 0.83228 | 0.81981 | 0.81632 | 0.90614 | 0.82075 | 0.81837 | 0.87839 | 0.90879 | 0.97655 | 0.94688 | 0.91623 | 0.86071 | 0.8794 | 0.91551 | 0.85331 | 0.84312 | 0.82575 | 0.76408 | 0.6044 | 1 | 1 | 1
6 | 15 | 16 | 0.68332 | 0.27165 | 0.21396 | 0.25451 | 0.80006 | 0.39482 | 0.026698 | 0.70043 | 0.71053 | 0.6789 | 0.63005 | 0.53119 | 0.68791 | 0.58149 | 0.24587 | 0.22366 | 0.021714 | 0.7758 | 0.041036 | 0.57278 | 0.14891 | 0.27013 | 0.1775 | 0.55062 | 0.74929 | 0.75251 | 0.73493 | 0.88487 | 0.78648 | 0.78069 | 0.83859 | 0.89301 | 0.92746 | 0.89138 | 0.86188 | 0.72892 | 0.81418 | 0.84043 | 0.72266 | 0.81382 | 0.79544 | 0.68404 | 0.54251 | 1 | 1 | 1
6 | 15 | 17 | 0.78592 | 0.50742 | 0.27145 | 0.34495 | 0.83323 | 0.61114 | 0.016243 | 0.77186 | 0.80581 | 0.78305 | 0.6785 | 0.5834 | 0.78926 | 0.6283 | 0.24088 | 0.21866 | 0.018995 | 0.83237 | 0.06906 | 0.5441 | 0.18518 | 0.50867 | 0.39853 | 0.35198 | 0.5985 | 0.59675 | 0.58702 | 0.80603 | 0.71626 | 0.70438 | 0.74694 | 0.72109 | 0.80238 | 0.76268 | 0.72661 | 0.57075 | 0.65461 | 0.70195 | 0.56585 | 0.73517 | 0.6968 | 0.52733 | 0.26871 | 1 | 1 | 1
6 | 15 | 18 | 0.83907 | 0.42365 | 0.32047 | 0.41347 | 0.8049 | 0.71765 | 0.009312 | 0.81829 | 0.85546 | 0.83709 | 0.7774 | 0.64798 | 0.8418 | 0.68404 | 0.21315 | 0.19094 | 0.036561 | 0.85568 | 0.11064 | 0.54987 | 0.30804 | 0.42215 | 0.33831 | 0.12209 | 0.36754 | 0.40558 | 0.36049 | 0.66835 | 0.57475 | 0.51191 | 0.55619 | 0.44678 | 0.59623 | 0.49327 | 0.32941 | 0.32339 | 0.47103 | 0.45664 | 0.32061 | 0.55467 | 0.52665 | 0.31004 | 0.11898 | 1 | 1 | 1
6 | 15 | 19 | 0.80851 | 0.68811 | 0.3572 | 0.43766 | 0.81904 | 0.82563 | 0.01034 | 0.7929 | 0.82419 | 0.80558 | 0.86125 | 0.78027 | 0.81117 | 0.80859 | 0.19397 | 0.17187 | 0.077128 | 0.85159 | 0.23101 | 0.55389 | 0.70502 | 0.69064 | 0.59095 | 0.0078478 | 0.12431 | 0.1329 | 0.12193 | 0.35306 | 0.25841 | 0.15249 | 0.16218 | 0.021121 | 0.337 | 0.24893 | 0.10146 | 0.09218 | 0.16363 | 0.15221 | 0.091389 | 0.26286 | 0.21199 | 0.058339 | 0.0010646 | 1 | 1 | 1
6 | 15 | 20 | 0.81405 | 0.35509 | 0.42501 | 0.49514 | 0.87317 | 0.87595 | 0.0082917 | 0.79989 | 0.83195 | 0.81162 | 0.8668 | 0.82553 | 0.81705 | 0.84683 | 0.23497 | 0.21274 | 0.091344 | 0.85572 | 0.33912 | 0.63863 | 0.92027 | 0.35425 | 0.25656 | 2.1551e-05 | 0.0044308 | 0.0065576 | 0.0043458 | 0.05283 | 0.013238 | 0.0030235 | 0.0020542 | 0.00015693 | 0.001044 | 0.00016009 | 0 | 0 | 0 | 0 | 0 | 0.026509 | 0.0022337 | 0 | 0 | 1 | 1 | 1
6 | 15 | 21 | 0.76104 | 0.20653 | 0.48366 | 0.42702 | 0.88957 | 0.84917 | 0.00055628 | 0.82298 | 0.78281 | 0.7578 | 0.83654 | 0.83016 | 0.7647 | 0.84971 | 0.24664 | 0.22444 | 0.068263 | 0.82405 | 0.55815 | 0.66333 | 0.91473 | 0.20572 | 0.10705 | 0 | 0 | 0 | 0 | 0 | 0 | 0 | 0 | 0 | 0 | 0 | 0 | 0 | 0 | 0 | 0 | 0 | 0 | 0 | 0 | 1 | 1 | 1
6 | 15 | 22 | 0.67149 | 0.21533 | 0.48815 | 0.3724 | 0.8757 | 0.81426 | 0 | 0.808 | 0.69832 | 0.66671 | 0.79596 | 0.82732 | 0.67604 | 0.84912 | 0.22766 | 0.20543 | 0.054925 | 0.86133 | 0.56949 | 0.61047 | 0.87336 | 0.21516 | 0.10856 | 0 | 0 | 0 | 0 | 0 | 0 | 0 | 0 | 0 | 0 | 0 | 0 | 0 | 0 | 0 | 0 | 0 | 0 | 0 | 0 | 1 | 1 | 1
6 | 15 | 23 | 0.63253 | 0.23921 | 0.46656 | 0.42472 | 0.86228 | 0.77521 | 0 | 0.80364 | 0.66282 | 0.62731 | 0.73574 | 0.77123 | 0.63766 | 0.79699 | 0.17768 | 0.15575 | 0.041996 | 0.90867 | 0.5361 | 0.51648 | 0.84053 | 0.23926 | 0.12863 | 0 | 0 | 0 | 0 | 0 | 0 | 0 | 0 | 0 | 0 | 0 | 0 | 0 | 0 | 0 | 0 | 0 | 0 | 0 | 0 | 1 | 1 | 1
6 | 15 | 24 | 0.62942 | 0.2284 | 0.44365 | 0.54004 | 0.85288 | 0.75514 | 0 | 0.79084 | 0.66206 | 0.62448 | 0.68422 | 0.71982 | 0.6349 | 0.74903 | 0.14344 | 0.12211 | 0.065491 | 0.91838 | 0.37166 | 0.37747 | 0.84778 | 0.2281 | 0.12207 | 0 | 0 | 0 | 0 | 0 | 0 | 0 | 0 | 0 | 0 | 0 | 0 | 0 | 0 | 0 | 0 | 0 | 0 | 0 | 0 | 1 | 1 | 1
6 | 16 | 1 | 0.58359 | 0.26859 | 0.40749 | 0.53686 | 0.83794 | 0.80251 | 0 | 0.77277 | 0.61827 | 0.57786 | 0.64048 | 0.72774 | 0.58944 | 0.75792 | 0.13866 | 0.11745 | 0.089561 | 0.91343 | 0.31234 | 0.32605 | 0.80681 | 0.26874 | 0.15616 | 0 | 0 | 0 | 0 | 0 | 0 | 0 | 0 | 0 | 0 | 0 | 0 | 0 | 0 | 0 | 0 | 0 | 0 | 0 | 0 | 1 | 1 | 1
6 | 16 | 2 | 0.54407 | 0.25541 | 0.41416 | 0.51857 | 0.81006 | 0.87036 | 0 | 0.74968 | 0.58228 | 0.53796 | 0.62094 | 0.74967 | 0.55051 | 0.7781 | 0.12171 | 0.10102 | 0.051117 | 0.87639 | 0.29694 | 0.25471 | 0.68692 | 0.25551 | 0.14384 | 0 | 0 | 0 | 0 | 0 | 0 | 0 | 0 | 0 | 0 | 0 | 0 | 0 | 0 | 0 | 0 | 0 | 0 | 0 | 0 | 1 | 1 | 1
6 | 16 | 3 | 0.49381 | 0.20373 | 0.41641 | 0.49388 | 0.78561 | 0.88189 | 0 | 0.73991 | 0.53473 | 0.48698 | 0.61352 | 0.76911 | 0.50072 | 0.79441 | 0.11791 | 0.097349 | 0.021017 | 0.83287 | 0.23301 | 0.20734 | 0.65617 | 0.20378 | 0.095897 | 0 | 0 | 0 | 0 | 0 | 0 | 0 | 0 | 0 | 0 | 0 | 0 | 0 | 0 | 0 | 0 | 0 | 0 | 0 | 0 | 1 | 1 | 1
6 | 16 | 4 | 0.46487 | 0.12086 | 0.43446 | 0.43917 | 0.77276 | 0.85265 | 0 | 0.7216 | 0.50754 | 0.45768 | 0.61144 | 0.80556 | 0.47208 | 0.83107 | 0.11749 | 0.096942 | 0.057325 | 0.85139 | 0.15397 | 0.19292 | 0.64774 | 0.12047 | 0.031821 | 0 | 0 | 0.00010649 | 0 | 0 | 0 | 0 | 0 | 0 | 0 | 0 | 0 | 0 | 0 | 0 | 0 | 0 | 0 | 0 | 0.00063952 | 1 | 1 | 1
6 | 16 | 5 | 0.46573 | 0.11144 | 0.42116 | 0.37947 | 0.76052 | 0.82206 | 0 | 0.70508 | 0.50933 | 0.4587 | 0.53822 | 0.75597 | 0.47308 | 0.78316 | 0.11962 | 0.098999 | 0.086907 | 0.82847 | 0.15719 | 0.16197 | 0.35842 | 0.11157 | 0.021583 | 9.1112e-06 | 0.010404 | 0.10659 | 0.010205 | 0.023298 | 0.001614 | 0.0021398 | 0.0083819 | 0.0005996 | 0.0069988 | 0.017387 | 0.058631 | 0.023955 | 0.018564 | 0.011571 | 0.02375 | 0.16358 | 0.099158 | 0.059636 | 0.19097 | 1 | 1 | 1
6 | 16 | 6 | 0.45562 | 0.051954 | 0.36718 | 0.3161 | 0.70409 | 0.75265 | 0 | 0.66833 | 0.50132 | 0.4487 | 0.49396 | 0.70743 | 0.4633 | 0.74237 | 0.10858 | 0.088388 | 0.077531 | 0.74391 | 0.27847 | 0.1553 | 0.065916 | 0.051621 | 0.00033592 | 0.0071027 | 0.19671 | 0.41888 | 0.19294 | 0.34212 | 0.17751 | 0.22731 | 0.28079 | 0.10843 | 0.29487 | 0.36511 | 0.43485 | 0.355 | 0.34512 | 0.32688 | 0.35196 | 0.47399 | 0.44566 | 0.40138 | 0.53742 | 1 | 1 | 1
6 | 16 | 7 | 0.39457 | 0.057049 | 0.32986 | 0.1933 | 0.64633 | 0.29805 | 0 | 0.57084 | 0.43745 | 0.386 | 0.466 | 0.60372 | 0.40189 | 0.6452 | 0.11175 | 0.091431 | 0.048649 | 0.63781 | 0.59901 | 0.14573 | 0.056866 | 0.056827 | 0.00022755 | 0.039351 | 0.39934 | 0.64726 | 0.39169 | 0.6454 | 0.44397 | 0.53938 | 0.5872 | 0.3555 | 0.63644 | 0.66973 | 0.68744 | 0.64336 | 0.62431 | 0.63324 | 0.63784 | 0.68614 | 0.6713 | 0.64773 | 0.80968 | 1 | 1 | 1
6 | 16 | 8 | 0.52107 | 0.099642 | 0.36663 | 0.18428 | 0.61632 | 0.12303 | 0 | 0.54632 | 0.56016 | 0.51459 | 0.47886 | 0.54613 | 0.52767 | 0.59256 | 0.15038 | 0.1289 | 0.041582 | 0.68818 | 0.48319 | 0.1977 | 0.17492 | 0.09968 | 0.014708 | 0.25628 | 0.59564 | 0.81217 | 0.58422 | 0.83406 | 0.63024 | 0.7213 | 0.77088 | 0.52231 | 0.85144 | 0.85012 | 0.83774 | 0.81696 | 0.79136 | 0.82545 | 0.80994 | 0.8019 | 0.80606 | 0.80294 | 0.93639 | 1 | 1 | 1
6 | 16 | 9 | 0.67323 | 0.11856 | 0.43258 | 0.21293 | 0.58099 | 0.104 | 0 | 0.56793 | 0.70208 | 0.66882 | 0.44629 | 0.5513 | 0.67808 | 0.59987 | 0.18545 | 0.16343 | 0.040224 | 0.74256 | 0.35117 | 0.31075 | 0.25505 | 0.11867 | 0.026239 | 0.47463 | 0.74162 | 0.90049 | 0.7274 | 0.9264 | 0.76822 | 0.8299 | 0.87469 | 0.62173 | 0.96868 | 0.94205 | 0.92658 | 0.90492 | 0.89846 | 0.92183 | 0.89715 | 0.84233 | 0.87598 | 0.86439 | 0.98029 | 1 | 1 | 1
6 | 16 | 10 | 0.79103 | 0.093525 | 0.52745 | 0.2613 | 0.54535 | 0.075987 | 0 | 0.63419 | 0.81002 | 0.78815 | 0.44586 | 0.55106 | 0.79422 | 0.60022 | 0.24162 | 0.21942 | 0.090003 | 0.79677 | 0.24807 | 0.43467 | 0.2495 | 0.093232 | 0.01308 | 0.63739 | 0.83498 | 0.9489 | 0.81898 | 0.95149 | 0.855 | 0.87935 | 0.92144 | 0.69948 | 1 | 0.98664 | 0.9664 | 0.95685 | 0.95113 | 0.96893 | 0.94863 | 0.87258 | 0.9001 | 0.91424 | 1 | 1 | 1 | 1
6 | 16 | 11 | 0.87825 | 0.12268 | 0.60292 | 0.30305 | 0.53094 | 0.044159 | 0.00089496 | 0.72148 | 0.88996 | 0.87663 | 0.52156 | 0.52914 | 0.88021 | 0.57871 | 0.33506 | 0.3137 | 0.17271 | 0.85647 | 0.20063 | 0.56021 | 0.25448 | 0.12283 | 0.028898 | 0.75025 | 0.89488 | 0.96291 | 0.87773 | 0.98283 | 0.9201 | 0.89481 | 0.93238 | 0.89482 | 1 | 0.99641 | 0.97058 | 0.96842 | 0.92304 | 0.96434 | 0.9601 | 0.86705 | 0.89815 | 0.91038 | 0.99333 | 1 | 1 | 1
6 | 16 | 12 | 0.92699 | 0.10178 | 0.63756 | 0.33425 | 0.57538 | 0.053001 | 0.016039 | 0.80346 | 0.93464 | 0.92609 | 0.58286 | 0.52665 | 0.92826 | 0.57642 | 0.44881 | 0.42968 | 0.23372 | 0.91372 | 0.099972 | 0.61585 | 0.3025 | 0.10184 | 0.015881 | 0.80684 | 0.9092 | 0.94268 | 0.89177 | 0.97486 | 0.90545 | 0.87459 | 0.90843 | 0.98981 | 1 | 0.98482 | 0.952 | 0.95506 | 0.89937 | 0.92407 | 0.94686 | 0.8407 | 0.8751 | 0.88396 | 0.94192 | 1 | 1 | 1
6 | 16 | 13 | 0.9303 | 0.049815 | 0.6655 | 0.3397 | 0.64473 | 0.077579 | 0.061186 | 0.85413 | 0.93661 | 0.92929 | 0.66348 | 0.5462 | 0.93137 | 0.59464 | 0.53639 | 0.51956 | 0.38001 | 0.97613 | 0.23984 | 0.62404 | 0.39201 | 0.049493 | 0.00024557 | 0.81335 | 0.89754 | 0.90584 | 0.88033 | 0.94785 | 0.87424 | 0.84472 | 0.88567 | 0.97728 | 0.99498 | 0.96863 | 0.93485 | 0.93505 | 0.87645 | 0.90984 | 0.92702 | 0.83433 | 0.86294 | 0.86134 | 0.8117 | 1 | 1 | 1
6 | 16 | 14 | 0.92939 | 0.060565 | 0.66674 | 0.35911 | 0.67844 | 0.19979 | 0.13342 | 0.8886 | 0.93554 | 0.92833 | 0.74811 | 0.57394 | 0.93043 | 0.62067 | 0.64161 | 0.62803 | 0.48809 | 0.99307 | 0.43293 | 0.60417 | 0.47315 | 0.060464 | 6.8425e-05 | 0.78677 | 0.8946 | 0.89401 | 0.87745 | 0.95602 | 0.87729 | 0.8472 | 0.89716 | 0.98254 | 1 | 0.97234 | 0.94271 | 0.93941 | 0.91793 | 0.92406 | 0.93135 | 0.84631 | 0.84721 | 0.89721 | 0.75403 | 1 | 1 | 1
6 | 16 | 15 | 0.93554 | 0.080502 | 0.66384 | 0.4007 | 0.69701 | 0.42871 | 0.21142 | 0.90399 | 0.94134 | 0.9346 | 0.78813 | 0.59011 | 0.93652 | 0.63241 | 0.70579 | 0.6944 | 0.50409 | 0.99482 | 0.66355 | 0.53613 | 0.53301 | 0.080464 | 0.0044922 | 0.70704 | 0.85841 | 0.85955 | 0.84195 | 0.9471 | 0.86664 | 0.84713 | 0.89301 | 0.96368 | 0.99738 | 0.96424 | 0.92126 | 0.9188 | 0.89759 | 0.91915 | 0.91091 | 0.82782 | 0.81216 | 0.88391 | 0.72073 | 1 | 1 | 1
6 | 16 | 16 | 0.94262 | 0.088014 | 0.67228 | 0.44106 | 0.70802 | 0.61825 | 0.31887 | 0.90395 | 0.94753 | 0.94174 | 0.81058 | 0.66619 | 0.94345 | 0.7021 | 0.81761 | 0.81032 | 0.48928 | 0.99632 | 0.74384 | 0.50608 | 0.66797 | 0.087015 | 0.015223 | 0.57412 | 0.78164 | 0.79448 | 0.76665 | 0.89264 | 0.83965 | 0.81406 | 0.85595 | 0.92609 | 0.9462 | 0.91129 | 0.88675 | 0.86147 | 0.84293 | 0.87222 | 0.85407 | 0.80907 | 0.80407 | 0.8226 | 0.60331 | 1 | 1 | 1
6 | 16 | 17 | 0.95787 | 0.31402 | 0.68772 | 0.45342 | 0.71572 | 0.83206 | 0.45212 | 0.90206 | 0.96228 | 0.95735 | 0.85919 | 0.7722 | 0.95861 | 0.79918 | 0.87006 | 0.86478 | 0.51599 | 0.99621 | 0.75187 | 0.54925 | 0.74297 | 0.31507 | 0.1924 | 0.37222 | 0.63482 | 0.65992 | 0.62265 | 0.78078 | 0.74179 | 0.73228 | 0.77617 | 0.79186 | 0.82313 | 0.80081 | 0.77447 | 0.74533 | 0.68897 | 0.74651 | 0.73893 | 0.73086 | 0.69793 | 0.68287 | 0.4379 | 1 | 1 | 1
6 | 16 | 18 | 0.94788 | 0.28139 | 0.69822 | 0.43638 | 0.69388 | 0.84076 | 0.56653 | 0.89279 | 0.95331 | 0.94723 | 0.93858 | 0.84492 | 0.94879 | 0.8653 | 0.86261 | 0.85704 | 0.65312 | 0.99388 | 0.70168 | 0.56767 | 0.76399 | 0.28182 | 0.16601 | 0.13498 | 0.40692 | 0.43789 | 0.39912 | 0.63757 | 0.56739 | 0.54274 | 0.58742 | 0.51679 | 0.59252 | 0.58992 | 0.5205 | 0.52703 | 0.44313 | 0.48109 | 0.52251 | 0.54246 | 0.5446 | 0.41183 | 0.15936 | 1 | 1 | 1
6 | 16 | 19 | 0.90734 | 0.13301 | 0.69741 | 0.45011 | 0.68266 | 0.87425 | 0.63226 | 0.86892 | 0.91577 | 0.90602 | 0.96048 | 0.84732 | 0.90876 | 0.86515 | 0.83336 | 0.82667 | 0.69653 | 0.97679 | 0.63149 | 0.61682 | 0.76647 | 0.13187 | 0.047261 | 0.0070923 | 0.14323 | 0.16588 | 0.14049 | 0.33262 | 0.27652 | 0.26396 | 0.12708 | 0.04748 | 0.27624 | 0.30805 | 0.20347 | 0.20445 | 0.1532 | 0.16787 | 0.20269 | 0.25687 | 0.22162 | 0.086721 | 0.001411 | 1 | 1 | 1
6 | 16 | 20 | 0.85908 | 0.23247 | 0.70274 | 0.5479 | 0.71906 | 0.91615 | 0.6096 | 0.874 | 0.87165 | 0.85706 | 0.94088 | 0.83793 | 0.8612 | 0.85669 | 0.76262 | 0.75327 | 0.7099 | 0.95505 | 0.55936 | 0.74637 | 0.8335 | 0.23303 | 0.11721 | 2.1524e-05 | 0.0047293 | 0.010743 | 0.0046386 | 0.047058 | 0.016148 | 0.010534 | 0.0021707 | 0.00064019 | 0.00087004 | 0.0001762 | 0 | 0 | 0 | 0 | 0 | 0.034582 | 0.0062209 | 0 | 0 | 1 | 1 | 1
6 | 16 | 21 | 0.80997 | 0.17452 | 0.77385 | 0.55218 | 0.7257 | 0.89001 | 0.55828 | 0.84006 | 0.8259 | 0.80712 | 0.92535 | 0.82398 | 0.81266 | 0.8442 | 0.71642 | 0.7054 | 0.80247 | 0.92871 | 0.51767 | 0.75839 | 0.87151 | 0.17399 | 0.075576 | 0 | 0 | 3.8965e-08 | 0 | 0 | 0 | 0 | 0 | 0 | 0 | 0 | 0 | 0 | 0 | 0 | 0 | 2.0374e-07 | 0 | 0 | 0 | 1 | 1 | 1
6 | 16 | 22 | 0.78929 | 0.22293 | 0.77674 | 0.44936 | 0.71507 | 0.86882 | 0.53481 | 0.81072 | 0.80867 | 0.78642 | 0.88325 | 0.80765 | 0.79254 | 0.82987 | 0.63812 | 0.62443 | 0.87294 | 0.93209 | 0.50691 | 0.58771 | 0.85011 | 0.22304 | 0.11281 | 0 | 0 | 0 | 0 | 0 | 0 | 0 | 0 | 0 | 0 | 0 | 0 | 0 | 0 | 0 | 0 | 0 | 0 | 0 | 0 | 1 | 1 | 1
6 | 16 | 23 | 0.73709 | 0.22514 | 0.73385 | 0.3521 | 0.68706 | 0.77459 | 0.52986 | 0.78775 | 0.75941 | 0.73329 | 0.82031 | 0.7849 | 0.74086 | 0.80894 | 0.61371 | 0.59922 | 0.84144 | 0.95401 | 0.37193 | 0.55352 | 0.84568 | 0.22514 | 0.11596 | 0 | 0 | 0 | 0 | 0 | 0 | 0 | 0 | 0 | 0 | 0 | 0 | 0 | 0 | 0 | 0 | 0 | 0 | 0 | 0 | 1 | 1 | 1
6 | 16 | 24 | 0.70166 | 0.21023 | 0.71611 | 0.31697 | 0.64389 | 0.56081 | 0.52738 | 0.75513 | 0.72768 | 0.69752 | 0.77489 | 0.77406 | 0.70605 | 0.79875 | 0.61664 | 0.60224 | 0.79793 | 0.95614 | 0.31425 | 0.43072 | 0.83505 | 0.2102 | 0.10252 | 0 | 0 | 0 | 0 | 0 | 0 | 0 | 0 | 0 | 0 | 0 | 0 | 0 | 0 | 0 | 0 | 0 | 0 | 0 | 0 | 1 | 1 | 1
6 | 17 | 1 | 0.65035 | 0.18423 | 0.7722 | 0.27008 | 0.58983 | 0.5182 | 0.50794 | 0.74491 | 0.6824 | 0.64585 | 0.76166 | 0.78513 | 0.65571 | 0.81168 | 0.62931 | 0.61533 | 0.70878 | 0.93845 | 0.26514 | 0.3724 | 0.76105 | 0.18408 | 0.080389 | 0 | 0 | 0 | 0 | 0 | 0 | 0 | 0 | 0 | 0 | 0 | 0 | 0 | 0 | 0 | 0 | 0 | 0 | 0 | 0 | 1 | 1 | 1
6 | 17 | 2 | 0.51995 | 0.17489 | 0.90275 | 0.23889 | 0.53221 | 0.51795 | 0.4698 | 0.72401 | 0.55617 | 0.51299 | 0.74995 | 0.74191 | 0.52612 | 0.77076 | 0.60468 | 0.5899 | 0.54761 | 0.91799 | 0.30378 | 0.31556 | 0.72486 | 0.17499 | 0.070024 | 0 | 0 | 0 | 0 | 0 | 0 | 0 | 0 | 0 | 0 | 0 | 0 | 0 | 0 | 0 | 0 | 0 | 0 | 0 | 0 | 1 | 1 | 1
6 | 17 | 3 | 0.51115 | 0.12116 | 0.94707 | 0.25898 | 0.45284 | 0.46187 | 0.40447 | 0.72235 | 0.5521 | 0.50471 | 0.74463 | 0.70183 | 0.51805 | 0.73469 | 0.59714 | 0.58213 | 0.46097 | 0.88552 | 0.50855 | 0.33958 | 0.66085 | 0.12084 | 0.031398 | 0 | 0 | 0 | 0 | 0 | 0 | 0 | 0 | 0 | 0 | 0 | 0 | 0 | 0 | 0 | 0 | 0 | 0 | 0 | 0 | 1 | 1 | 1
6 | 17 | 4 | 0.48386 | 0.12307 | 0.94891 | 0.29426 | 0.33562 | 0.4183 | 0.34599 | 0.68941 | 0.52598 | 0.47699 | 0.71567 | 0.67204 | 0.49096 | 0.7096 | 0.5779 | 0.56229 | 0.43362 | 0.90193 | 0.67295 | 0.37747 | 0.67207 | 0.12294 | 0.031272 | 0 | 0 | 0.00015924 | 0 | 0 | 0 | 0 | 0 | 0 | 0 | 0 | 0 | 0 | 0 | 0 | 0 | 0 | 0 | 0 | 0.00095636 | 1 | 1 | 1
6 | 17 | 5 | 0.45328 | 0.1389 | 0.96305 | 0.36073 | 0.18378 | 0.32698 | 0.30586 | 0.61011 | 0.49838 | 0.44622 | 0.68766 | 0.61553 | 0.46087 | 0.65576 | 0.54827 | 0.53178 | 0.33427 | 0.85213 | 0.77024 | 0.44268 | 0.58186 | 0.13919 | 0.039619 | 9.745e-06 | 0.011684 | 0.10279 | 0.01146 | 0.021084 | 0.0013796 | 0.0017039 | 0.0090331 | 0.00062118 | 0.0082613 | 0.02252 | 0.067168 | 0.030476 | 0.021132 | 0.011184 | 0.030214 | 0.16754 | 0.10897 | 0.05336 | 0.17212 | 1 | 1 | 1
6 | 17 | 6 | 0.38458 | 0.069515 | 0.97643 | 0.40437 | 0.033027 | 0.23959 | 0.24466 | 0.54539 | 0.43468 | 0.37692 | 0.62298 | 0.59998 | 0.39299 | 0.64695 | 0.53351 | 0.51659 | 0.23691 | 0.7157 | 0.741 | 0.36726 | 0.40179 | 0.069213 | 0.00085062 | 0.007739 | 0.2056 | 0.42833 | 0.20166 | 0.3273 | 0.19844 | 0.2102 | 0.28706 | 0.097582 | 0.32896 | 0.41149 | 0.45558 | 0.40007 | 0.36872 | 0.31979 | 0.39663 | 0.48593 | 0.46815 | 0.42024 | 0.54313 | 1 | 1 | 1
6 | 17 | 7 | 0.25819 | 0.056715 | 0.98365 | 0.36718 | 0 | 0.11751 | 0.21163 | 0.44073 | 0.31162 | 0.24897 | 0.57934 | 0.50644 | 0.26723 | 0.5545 | 0.48476 | 0.46651 | 0.19988 | 0.45918 | 0.73343 | 0.26387 | 0.29533 | 0.056473 | 0.00011137 | 0.040404 | 0.40577 | 0.65531 | 0.39799 | 0.64761 | 0.53586 | 0.52851 | 0.58803 | 0.26371 | 0.6673 | 0.69032 | 0.70243 | 0.66204 | 0.65851 | 0.62469 | 0.65635 | 0.69875 | 0.69175 | 0.66658 | 0.81863 | 1 | 1 | 1
6 | 17 | 8 | 0.19458 | 0.084575 | 0.97099 | 0.35046 | 0 | 0.030383 | 0.15212 | 0.31857 | 0.25079 | 0.18502 | 0.57447 | 0.5241 | 0.20409 | 0.57191 | 0.43394 | 0.41446 | 0.18387 | 0.34027 | 0.73996 | 0.25522 | 0.32908 | 0.084423 | 0.0073366 | 0.25525 | 0.59936 | 0.81488 | 0.58787 | 0.83604 | 0.74877 | 0.72891 | 0.76896 | 0.40278 | 0.86549 | 0.85613 | 0.8324 | 0.84079 | 0.83477 | 0.80652 | 0.83357 | 0.80915 | 0.80761 | 0.82959 | 0.95523 | 1 | 1 | 1
6 | 17 | 9 | 0.18116 | 0.13119 | 0.9463 | 0.35956 | 0 | 0.080791 | 0.13152 | 0.21673 | 0.24009 | 0.17188 | 0.56081 | 0.62087 | 0.19107 | 0.66538 | 0.40277 | 0.3826 | 0.1814 | 0.24057 | 0.70557 | 0.25018 | 0.34016 | 0.1311 | 0.036902 | 0.47999 | 0.75491 | 0.93341 | 0.74044 | 0.94266 | 0.85348 | 0.84427 | 0.87898 | 0.6266 | 0.98721 | 0.9606 | 0.92726 | 0.91725 | 0.91546 | 0.92014 | 0.90938 | 0.87328 | 0.89614 | 0.91615 | 1 | 1 | 1 | 1
6 | 17 | 10 | 0.13241 | 0.17996 | 0.92017 | 0.33905 | 0 | 0.069413 | 0.10978 | 0.14077 | 0.19183 | 0.12294 | 0.55442 | 0.64413 | 0.1424 | 0.68392 | 0.3554 | 0.33435 | 0.20597 | 0.16351 | 0.71992 | 0.27706 | 0.4462 | 0.17999 | 0.07507 | 0.65324 | 0.8587 | 0.98033 | 0.84224 | 0.97495 | 0.9081 | 0.89557 | 0.93153 | 0.86823 | 1 | 1 | 0.97315 | 0.95879 | 0.93473 | 0.97612 | 0.95056 | 0.89548 | 0.92539 | 0.94518 | 1 | 1 | 1 | 1
6 | 17 | 11 | 0.060823 | 0.20417 | 0.92777 | 0.31661 | 0 | 0.034177 | 0.11128 | 0.12299 | 0.11725 | 0.051155 | 0.59928 | 0.64586 | 0.07038 | 0.68627 | 0.32081 | 0.29923 | 0.2248 | 0.12447 | 0.7955 | 0.26196 | 0.56491 | 0.20414 | 0.096986 | 0.76129 | 0.90857 | 0.9911 | 0.89116 | 0.99064 | 0.90933 | 0.90387 | 0.93875 | 1 | 1 | 1 | 0.97494 | 0.95916 | 0.93657 | 0.98203 | 0.95093 | 0.88869 | 0.9257 | 0.93337 | 1 | 1 | 1 | 1
6 | 17 | 12 | 0.045903 | 0.21729 | 0.939 | 0.26423 | 0 | 0.057499 | 0.11231 | 0.18381 | 0.10235 | 0.036408 | 0.67471 | 0.61276 | 0.055454 | 0.65429 | 0.27854 | 0.25651 | 0.26161 | 0.090726 | 0.81863 | 0.22532 | 0.58686 | 0.21716 | 0.11002 | 0.81379 | 0.91668 | 0.96725 | 0.89911 | 0.98721 | 0.88771 | 0.88307 | 0.91722 | 1 | 1 | 0.99079 | 0.95567 | 0.95595 | 0.90445 | 0.95353 | 0.94774 | 0.84737 | 0.90116 | 0.91283 | 0.96084 | 1 | 1 | 1
6 | 17 | 13 | 0.071851 | 0.24208 | 0.93872 | 0.20426 | 0 | 0.090888 | 0.11088 | 0.30937 | 0.12917 | 0.062199 | 0.71389 | 0.59965 | 0.081542 | 0.64295 | 0.2807 | 0.25869 | 0.28264 | 0.061934 | 0.80751 | 0.19726 | 0.57046 | 0.24199 | 0.13295 | 0.82009 | 0.90475 | 0.94192 | 0.88741 | 0.97114 | 0.85851 | 0.85253 | 0.89291 | 0.9828 | 1 | 0.96381 | 0.94752 | 0.9346 | 0.87926 | 0.93989 | 0.92658 | 0.85566 | 0.88651 | 0.89631 | 0.92064 | 1 | 1 | 1
6 | 17 | 14 | 0.13977 | 0.26283 | 0.96097 | 0.15923 | 0 | 0.11185 | 0.12022 | 0.49793 | 0.19749 | 0.1301 | 0.71102 | 0.60157 | 0.14951 | 0.64205 | 0.30815 | 0.28642 | 0.32427 | 0.060933 | 0.6929 | 0.21632 | 0.60089 | 0.26206 | 0.16044 | 0.78771 | 0.89568 | 0.90578 | 0.87851 | 0.96191 | 0.85322 | 0.84895 | 0.89711 | 0.98481 | 1 | 0.97316 | 0.95049 | 0.94722 | 0.91867 | 0.93206 | 0.93909 | 0.86837 | 0.8969 | 0.9126 | 0.73309 | 1 | 1 | 1
6 | 17 | 15 | 0.24279 | 0.4343 | 0.9831 | 0.13964 | 0.01042 | 0.13588 | 0.14131 | 0.68803 | 0.29876 | 0.23375 | 0.71764 | 0.68141 | 0.25222 | 0.71704 | 0.36306 | 0.34214 | 0.36762 | 0.074316 | 0.73223 | 0.22919 | 0.65552 | 0.43395 | 0.33637 | 0.71061 | 0.86265 | 0.88066 | 0.84611 | 0.96177 | 0.85348 | 0.84899 | 0.89716 | 0.96947 | 0.98428 | 0.96131 | 0.93487 | 0.93401 | 0.91133 | 0.92804 | 0.92599 | 0.86583 | 0.8906 | 0.89576 | 0.65605 | 1 | 1 | 1
6 | 17 | 16 | 0.34266 | 0.67828 | 0.98125 | 0.13924 | 0.099876 | 0.17965 | 0.16787 | 0.82658 | 0.39291 | 0.33426 | 0.77017 | 0.7591 | 0.35114 | 0.7872 | 0.42468 | 0.40498 | 0.38833 | 0.10107 | 0.8736 | 0.25492 | 0.66987 | 0.68064 | 0.58162 | 0.57087 | 0.77684 | 0.77648 | 0.76195 | 0.93167 | 0.82037 | 0.80259 | 0.85237 | 0.92909 | 0.93528 | 0.89443 | 0.8881 | 0.8718 | 0.81829 | 0.84116 | 0.86432 | 0.83527 | 0.85861 | 0.83845 | 0.38926 | 1 | 1 | 1
6 | 17 | 17 | 0.47602 | 0.37314 | 0.99137 | 0.15078 | 0.3292 | 0.24763 | 0.20113 | 0.88173 | 0.51548 | 0.46862 | 0.81507 | 0.81019 | 0.48272 | 0.83402 | 0.45161 | 0.43253 | 0.39028 | 0.20697 | 0.82988 | 0.27401 | 0.75542 | 0.3723 | 0.27561 | 0.37643 | 0.64083 | 0.65304 | 0.62855 | 0.84625 | 0.73761 | 0.71822 | 0.76253 | 0.8016 | 0.82563 | 0.80369 | 0.78005 | 0.75267 | 0.7196 | 0.72801 | 0.7462 | 0.74745 | 0.75421 | 0.7075 | 0.25584 | 1 | 1 | 1
6 | 17 | 18 | 0.72086 | 0.24663 | 0.9965 | 0.1733 | 0.51352 | 0.28494 | 0.21717 | 0.90441 | 0.7487 | 0.71752 | 0.84622 | 0.80271 | 0.72548 | 0.82533 | 0.46183 | 0.44301 | 0.33161 | 0.43321 | 0.74519 | 0.28589 | 0.79662 | 0.24548 | 0.1486 | 0.13776 | 0.41337 | 0.44377 | 0.40545 | 0.63848 | 0.55502 | 0.52502 | 0.57514 | 0.5592 | 0.60079 | 0.58879 | 0.54758 | 0.52107 | 0.50616 | 0.48105 | 0.51659 | 0.54668 | 0.6056 | 0.45028 | 0.059946 | 1 | 1 | 1
6 | 17 | 19 | 0.82355 | 0.35054 | 0.98993 | 0.23339 | 0.65095 | 0.54496 | 0.23566 | 0.8832 | 0.84113 | 0.82133 | 0.82834 | 0.78726 | 0.82648 | 0.81221 | 0.47345 | 0.45492 | 0.26671 | 0.65031 | 0.65714 | 0.34612 | 0.82854 | 0.35009 | 0.24701 | 0.0070502 | 0.14709 | 0.17855 | 0.14427 | 0.30731 | 0.3037 | 0.23766 | 0.12491 | 0.1077 | 0.26594 | 0.30923 | 0.21924 | 0.20159 | 0.18378 | 0.1645 | 0.19986 | 0.25809 | 0.27823 | 0.10169 | 0.0018029 | 1 | 1 | 1
6 | 17 | 20 | 0.83689 | 0.53411 | 0.98153 | 0.37824 | 0.76087 | 0.8591 | 0.22214 | 0.8478 | 0.85184 | 0.83462 | 0.80265 | 0.75389 | 0.8394 | 0.78031 | 0.50059 | 0.48276 | 0.24005 | 0.68918 | 0.60728 | 0.46622 | 0.94611 | 0.53462 | 0.4378 | 2.0484e-05 | 0.0047163 | 0.01076 | 0.0046258 | 0.042419 | 0.020607 | 0.0085006 | 0.0030048 | 0.001727 | 0.00096505 | 0.00024729 | 0 | 0 | 0 | 0 | 0 | 0.034955 | 0.007052 | 0 | 0 | 1 | 1 | 1
6 | 17 | 21 | 0.82161 | 0.58361 | 0.92919 | 0.41184 | 0.77606 | 0.88855 | 0.24156 | 0.80874 | 0.83845 | 0.81922 | 0.73185 | 0.75446 | 0.82443 | 0.78288 | 0.52989 | 0.51287 | 0.20665 | 0.59218 | 0.51766 | 0.39891 | 0.95715 | 0.58339 | 0.50357 | 0 | 0 | 1.5649e-07 | 0 | 0 | 0 | 0 | 0 | 0 | 0 | 0 | 0 | 0 | 0 | 0 | 0 | 8.1827e-07 | 0 | 0 | 0 | 1 | 1 | 1
6 | 17 | 22 | 0.76185 | 0.67161 | 0.84003 | 0.38533 | 0.77587 | 0.85748 | 0.187 | 0.7589 | 0.78266 | 0.75847 | 0.63305 | 0.73775 | 0.76535 | 0.76829 | 0.5049 | 0.48719 | 0.15965 | 0.46664 | 0.4797 | 0.23386 | 0.91582 | 0.67145 | 0.6056 | 0 | 0 | 0 | 0 | 0 | 0 | 0 | 0 | 0 | 0 | 0 | 0 | 0 | 0 | 0 | 0 | 0 | 0 | 0 | 0 | 1 | 1 | 1
6 | 17 | 23 | 0.70286 | 0.78331 | 0.68519 | 0.40731 | 0.76866 | 0.64417 | 0.13123 | 0.74581 | 0.72657 | 0.69838 | 0.51077 | 0.6933 | 0.70689 | 0.72741 | 0.47188 | 0.4533 | 0.13924 | 0.32995 | 0.51423 | 0.19049 | 0.84865 | 0.78328 | 0.73671 | 0 | 0 | 0 | 0 | 0 | 0 | 0 | 0 | 0 | 0 | 0 | 0 | 0 | 0 | 0 | 0 | 0 | 0 | 0 | 0 | 1 | 1 | 1
6 | 17 | 24 | 0.71701 | 0.89442 | 0.65316 | 0.3694 | 0.74925 | 0.38234 | 0.07238 | 0.72921 | 0.74176 | 0.71307 | 0.44013 | 0.65372 | 0.72118 | 0.68945 | 0.44093 | 0.42161 | 0.15636 | 0.36517 | 0.47452 | 0.17412 | 0.77868 | 0.89476 | 0.8662 | 0 | 0 | 0 | 0 | 0 | 0 | 0 | 0 | 0 | 0 | 0 | 0 | 0 | 0 | 0 | 0 | 0 | 0 | 0 | 0 | 1 | 1 | 1
6 | 18 | 1 | 0.71933 | 0.92944 | 0.73075 | 0.43329 | 0.68106 | 0.29411 | 0.045744 | 0.633 | 0.74607 | 0.71577 | 0.39674 | 0.68362 | 0.7238 | 0.71705 | 0.40308 | 0.38292 | 0.18056 | 0.46289 | 0.45926 | 0.15191 | 0.73107 | 0.93007 | 0.90515 | 0 | 0 | 0 | 0 | 0 | 0 | 0 | 0 | 0 | 0 | 0 | 0 | 0 | 0 | 0 | 0 | 0 | 0 | 0 | 0 | 1 | 1 | 1
6 | 18 | 2 | 0.62373 | 0.82648 | 0.74931 | 0.40681 | 0.53859 | 0.30497 | 0.024432 | 0.46307 | 0.65647 | 0.61868 | 0.35288 | 0.76146 | 0.62924 | 0.79006 | 0.3555 | 0.33445 | 0.15361 | 0.40181 | 0.49961 | 0.064492 | 0.63519 | 0.82683 | 0.78375 | 0 | 0 | 0 | 0 | 0 | 0 | 0 | 0 | 0 | 0 | 0 | 0 | 0 | 0 | 0 | 0 | 0 | 0 | 0 | 0 | 1 | 1 | 1
6 | 18 | 3 | 0.49195 | 0.63553 | 0.75777 | 0.31355 | 0.35483 | 0.15128 | 0.0084981 | 0.35999 | 0.53211 | 0.48498 | 0.31856 | 0.79399 | 0.49875 | 0.82083 | 0.32078 | 0.29921 | 0.11689 | 0.328 | 0.5534 | 0.030612 | 0.54891 | 0.63458 | 0.57323 | 0 | 0 | 0 | 0 | 0 | 0 | 0 | 0 | 0 | 0 | 0 | 0 | 0 | 0 | 0 | 0 | 0 | 0 | 0 | 0 | 1 | 1 | 1
6 | 18 | 4 | 0.40974 | 0.64834 | 0.73693 | 0.28131 | 0.24809 | 0.13169 | 0.00050846 | 0.2996 | 0.45734 | 0.40218 | 0.25794 | 0.732 | 0.41775 | 0.76364 | 0.26962 | 0.24754 | 0.082379 | 0.24063 | 0.55198 | 0.058626 | 0.51742 | 0.64836 | 0.57577 | 0 | 0 | 0.00023661 | 0 | 0 | 0 | 0 | 0 | 0 | 0 | 0 | 0 | 0 | 0 | 0 | 0 | 0 | 0 | 0 | 0.0014211 | 1 | 1 | 1
6 | 18 | 5 | 0.3069 | 0.63758 | 0.68877 | 0.29296 | 0.21642 | 0.089514 | 0 | 0.20886 | 0.36011 | 0.29836 | 0.19516 | 0.62794 | 0.31586 | 0.66662 | 0.19452 | 0.17244 | 0.062931 | 0.17844 | 0.47574 | 0.092839 | 0.46901 | 0.63783 | 0.56038 | 9.3812e-06 | 0.010655 | 0.12479 | 0.010451 | 0.025444 | 0.0017166 | 0.0016071 | 0.0083241 | 0.0006714 | 0.0068533 | 0.01889 | 0.058401 | 0.028381 | 0.019059 | 0.0078151 | 0.028138 | 0.18625 | 0.11264 | 0.067633 | 0.24628 | 1 | 1 | 1
6 | 18 | 6 | 0.19198 | 0.56211 | 0.5358 | 0.30254 | 0.1418 | 0.039191 | 0 | 0.11995 | 0.24824 | 0.18242 | 0.13778 | 0.5774 | 0.20149 | 0.62351 | 0.10074 | 0.080987 | 0.042443 | 0.10305 | 0.39472 | 0.075599 | 0.30699 | 0.56258 | 0.47033 | 0.0076216 | 0.19612 | 0.46172 | 0.19236 | 0.35731 | 0.21178 | 0.20628 | 0.2687 | 0.12409 | 0.29299 | 0.37949 | 0.42149 | 0.38726 | 0.34314 | 0.2494 | 0.38393 | 0.5174 | 0.47379 | 0.45126 | 0.6171 | 1 | 1 | 1
6 | 18 | 7 | 0.12469 | 0.36411 | 0.38758 | 0.21727 | 0.027055 | 0.015935 | 0 | 0.013864 | 0.18293 | 0.11503 | 0.082253 | 0.52064 | 0.13452 | 0.57264 | 0.030448 | 0.017484 | 0.032789 | 0.074777 | 0.44513 | 0.034771 | 0.13175 | 0.36338 | 0.26453 | 0.040369 | 0.40496 | 0.67807 | 0.3972 | 0.66614 | 0.53591 | 0.52127 | 0.57677 | 0.35316 | 0.6458 | 0.68415 | 0.68498 | 0.65501 | 0.63966 | 0.58947 | 0.64939 | 0.72488 | 0.69803 | 0.69114 | 0.82824 | 1 | 1 | 1
6 | 18 | 8 | 0.083658 | 0.31416 | 0.30944 | 0.13284 | 0 | 0 | 0 | 0.00018731 | 0.14159 | 0.073999 | 0.075195 | 0.44252 | 0.093447 | 0.49877 | 0.022738 | 0.011354 | 0.034958 | 0.093907 | 0.47174 | 0.0008963 | 0.085068 | 0.31397 | 0.20579 | 0.25564 | 0.60208 | 0.83822 | 0.59054 | 0.84676 | 0.73381 | 0.71818 | 0.75594 | 0.5317 | 0.84503 | 0.86163 | 0.83856 | 0.82658 | 0.8045 | 0.79923 | 0.81948 | 0.83557 | 0.8257 | 0.83765 | 0.95908 | 1 | 1 | 1
6 | 18 | 9 | 0.069787 | 0.2817 | 0.28488 | 0.11055 | 0 | 0 | 0 | 0 | 0.12842 | 0.060311 | 0.081638 | 0.40227 | 0.079666 | 0.46523 | 0.030604 | 0.017508 | 0.042855 | 0.10126 | 0.50549 | 0 | 0.022751 | 0.28166 | 0.17125 | 0.47558 | 0.74814 | 0.93348 | 0.73379 | 0.94501 | 0.83882 | 0.82036 | 0.85093 | 0.72358 | 0.94324 | 0.95645 | 0.91791 | 0.91753 | 0.87823 | 0.89146 | 0.90965 | 0.87657 | 0.89585 | 0.91481 | 1 | 1 | 1 | 1
6 | 18 | 10 | 0.050161 | 0.23854 | 0.26513 | 0.067073 | 0 | 0 | 0 | 0 | 0.10761 | 0.040736 | 0.093197 | 0.31672 | 0.059855 | 0.38475 | 0.039476 | 0.024885 | 0.0455 | 0.11069 | 0.51932 | 0 | 0.0020518 | 0.2385 | 0.12908 | 0.63756 | 0.838 | 0.97694 | 0.82193 | 0.98673 | 0.88573 | 0.86647 | 0.90613 | 0.80402 | 1 | 0.99645 | 0.95543 | 0.95962 | 0.90229 | 0.93991 | 0.95138 | 0.89953 | 0.92229 | 0.94012 | 1 | 1 | 1 | 1
6 | 18 | 11 | 0.037598 | 0.18561 | 0.27033 | 0.032693 | 0 | 0.0099317 | 0 | 0 | 0.094873 | 0.028353 | 0.09528 | 0.21127 | 0.047245 | 0.28161 | 0.054518 | 0.038029 | 0.046902 | 0.093164 | 0.55651 | 0.00041017 | 0.0062712 | 0.18547 | 0.081562 | 0.74491 | 0.88902 | 0.99013 | 0.87197 | 0.98918 | 0.89203 | 0.87819 | 0.92061 | 0.8915 | 1 | 0.99477 | 0.96129 | 0.94908 | 0.94232 | 0.97898 | 0.94093 | 0.91222 | 0.91713 | 0.93534 | 1 | 1 | 1 | 1
6 | 18 | 12 | 0.017782 | 0.14481 | 0.34527 | 0.015306 | 0 | 0 | 0 | 0.004639 | 0.072652 | 0.0086813 | 0.12455 | 0.16852 | 0.027054 | 0.23847 | 0.069348 | 0.051478 | 0.051182 | 0.05339 | 0.63383 | 0.017082 | 0.015676 | 0.14459 | 0.048246 | 0.80594 | 0.90832 | 0.97527 | 0.8909 | 0.97875 | 0.86694 | 0.85469 | 0.90413 | 0.98311 | 1 | 0.97721 | 0.95431 | 0.94314 | 0.93984 | 0.95243 | 0.93504 | 0.8837 | 0.89468 | 0.91744 | 0.98575 | 1 | 1 | 1
6 | 18 | 13 | 0.017175 | 0.13277 | 0.43301 | 0.011868 | 0 | 0 | 0 | 0.049423 | 0.07203 | 0.008089 | 0.22219 | 0.22888 | 0.026444 | 0.29927 | 0.074422 | 0.056158 | 0.067895 | 0.024741 | 0.68663 | 0.080485 | 0.038469 | 0.13257 | 0.038867 | 0.80975 | 0.89353 | 0.96217 | 0.8764 | 0.95611 | 0.83673 | 0.82984 | 0.88174 | 0.97423 | 0.99745 | 0.9546 | 0.93784 | 0.9167 | 0.88198 | 0.93831 | 0.90883 | 0.85799 | 0.87773 | 0.90281 | 0.99368 | 1 | 1 | 1
6 | 18 | 14 | 0.034576 | 0.14535 | 0.4885 | 0.017227 | 0 | 0 | 0 | 0.12291 | 0.091632 | 0.025359 | 0.37221 | 0.33337 | 0.044188 | 0.40036 | 0.080229 | 0.061557 | 0.084048 | 0.0080447 | 0.76316 | 0.16104 | 0.071028 | 0.1451 | 0.048996 | 0.78129 | 0.88812 | 0.96044 | 0.8711 | 0.95024 | 0.83343 | 0.82985 | 0.8875 | 0.97677 | 0.9985 | 0.96294 | 0.94194 | 0.93167 | 0.92901 | 0.94576 | 0.92367 | 0.87699 | 0.88685 | 0.91396 | 0.98763 | 1 | 1 | 1
6 | 18 | 15 | 0.048621 | 0.19533 | 0.60065 | 0.023337 | 0.018323 | 0.021203 | 0 | 0.20711 | 0.1046 | 0.039046 | 0.47213 | 0.41555 | 0.058104 | 0.47759 | 0.084923 | 0.065948 | 0.084984 | 0.0036109 | 0.76062 | 0.19634 | 0.1154 | 0.19525 | 0.089547 | 0.70223 | 0.8518 | 0.93139 | 0.83547 | 0.94641 | 0.82987 | 0.83003 | 0.88729 | 0.94802 | 0.98462 | 0.95445 | 0.9298 | 0.92118 | 0.89369 | 0.929 | 0.91327 | 0.87052 | 0.88059 | 0.8917 | 0.95358 | 1 | 1 | 1
6 | 18 | 16 | 0.11391 | 0.24259 | 0.62827 | 0.034569 | 0.13255 | 0.027442 | 0 | 0.34124 | 0.17345 | 0.10443 | 0.54822 | 0.44417 | 0.12393 | 0.50338 | 0.086485 | 0.067414 | 0.086035 | 0.0038513 | 0.72673 | 0.24857 | 0.19899 | 0.24247 | 0.13376 | 0.56889 | 0.77318 | 0.85675 | 0.75835 | 0.91786 | 0.80296 | 0.79653 | 0.84897 | 0.90932 | 0.92694 | 0.90786 | 0.88184 | 0.86002 | 0.82252 | 0.86259 | 0.85264 | 0.83606 | 0.84747 | 0.82168 | 0.86086 | 1 | 1 | 1
6 | 18 | 17 | 0.16491 | 0.29796 | 0.61925 | 0.064598 | 0.35108 | 0.16502 | 0 | 0.41924 | 0.22045 | 0.15505 | 0.60503 | 0.43222 | 0.17433 | 0.49128 | 0.082256 | 0.06345 | 0.079746 | 0.0029744 | 0.70045 | 0.33715 | 0.43711 | 0.29792 | 0.18758 | 0.37535 | 0.638 | 0.71967 | 0.62577 | 0.8486 | 0.71932 | 0.71418 | 0.76318 | 0.79978 | 0.81022 | 0.80295 | 0.78471 | 0.74901 | 0.70305 | 0.73939 | 0.74257 | 0.75546 | 0.77097 | 0.69462 | 0.64562 | 1 | 1 | 1
6 | 18 | 18 | 0.31078 | 0.33893 | 0.54379 | 0.1441 | 0.54317 | 0.35037 | 0 | 0.43187 | 0.36345 | 0.30224 | 0.60946 | 0.41172 | 0.31965 | 0.47114 | 0.075938 | 0.057563 | 0.070674 | 0.014447 | 0.56579 | 0.45223 | 0.73347 | 0.3385 | 0.23442 | 0.13825 | 0.41405 | 0.46941 | 0.40612 | 0.68967 | 0.55742 | 0.53236 | 0.57811 | 0.5699 | 0.54071 | 0.57981 | 0.56907 | 0.52537 | 0.4668 | 0.49236 | 0.52086 | 0.58514 | 0.60002 | 0.42976 | 0.20294 | 1 | 1 | 1
6 | 18 | 19 | 0.45512 | 0.46167 | 0.57925 | 0.20431 | 0.71881 | 0.66762 | 0 | 0.46425 | 0.5012 | 0.44826 | 0.63767 | 0.42505 | 0.46284 | 0.47868 | 0.077706 | 0.059217 | 0.077227 | 0.10401 | 0.39939 | 0.52082 | 0.87285 | 0.46197 | 0.35871 | 0.0075556 | 0.1474 | 0.19445 | 0.14457 | 0.35112 | 0.28943 | 0.22902 | 0.048478 | 0.12104 | 0.29837 | 0.31082 | 0.23152 | 0.20593 | 0.16852 | 0.17598 | 0.20416 | 0.28949 | 0.25447 | 0.09428 | 0.0016783 | 1 | 1 | 1
6 | 18 | 20 | 0.51675 | 0.49888 | 0.64034 | 0.34289 | 0.8296 | 0.83283 | 0 | 0.50164 | 0.5586 | 0.51057 | 0.73531 | 0.58039 | 0.52377 | 0.62914 | 0.11614 | 0.095655 | 0.1124 | 0.096409 | 0.363 | 0.59009 | 0.89857 | 0.49917 | 0.40052 | 2.2834e-05 | 0.0053929 | 0.01246 | 0.0052895 | 0.056133 | 0.020697 | 0.0078497 | 0.00026992 | 0.0021707 | 0.0011181 | 0.00025993 | 0 | 0 | 0 | 0 | 0 | 0.035056 | 0.0069488 | 0 | 0 | 1 | 1 | 1
6 | 18 | 21 | 0.4956 | 0.46061 | 0.78832 | 0.37368 | 0.85237 | 0.79386 | 0 | 0.50019 | 0.53715 | 0.48891 | 0.72194 | 0.65335 | 0.5026 | 0.69545 | 0.13143 | 0.11043 | 0.11557 | 0.034423 | 0.39518 | 0.68462 | 0.81151 | 0.4609 | 0.35774 | 0 | 0 | 6.2828e-07 | 0 | 0 | 0 | 0 | 0 | 0 | 0 | 0 | 0 | 0 | 0 | 0 | 0 | 3.2851e-06 | 0 | 0 | 0 | 1 | 1 | 1
6 | 18 | 22 | 0.45679 | 0.34019 | 0.74153 | 0.31079 | 0.85774 | 0.78906 | 0 | 0.45339 | 0.5023 | 0.44987 | 0.67189 | 0.61882 | 0.46444 | 0.66205 | 0.094296 | 0.074796 | 0.074839 | 0.029387 | 0.46192 | 0.68719 | 0.74541 | 0.33969 | 0.23646 | 0 | 0 | 0 | 0 | 0 | 0 | 0 | 0 | 0 | 0 | 0 | 0 | 0 | 0 | 0 | 0 | 0 | 0 | 0 | 0 | 1 | 1 | 1
6 | 18 | 23 | 0.35929 | 0.31595 | 0.63644 | 0.26194 | 0.85433 | 0.67552 | 0 | 0.38498 | 0.409 | 0.35111 | 0.60001 | 0.5393 | 0.36768 | 0.58881 | 0.066844 | 0.049185 | 0.047427 | 0.042538 | 0.41743 | 0.6267 | 0.69442 | 0.31595 | 0.20557 | 0 | 0 | 0 | 0 | 0 | 0 | 0 | 0 | 0 | 0 | 0 | 0 | 0 | 0 | 0 | 0 | 0 | 0 | 0 | 0 | 1 | 1 | 1
6 | 18 | 24 | 0.27063 | 0.27025 | 0.47616 | 0.27262 | 0.83326 | 0.61807 | 0 | 0.31161 | 0.32485 | 0.26168 | 0.47615 | 0.45715 | 0.27977 | 0.51171 | 0.065233 | 0.047706 | 0.037956 | 0.057413 | 0.32004 | 0.59116 | 0.66619 | 0.2703 | 0.15893 | 0 | 0 | 0 | 0 | 0 | 0 | 0 | 0 | 0 | 0 | 0 | 0 | 0 | 0 | 0 | 0 | 0 | 0 | 0 | 0 | 1 | 1 | 1
6 | 19 | 1 | 0.1997 | 0.19383 | 0.30408 | 0.31229 | 0.77183 | 0.77057 | 0 | 0.25076 | 0.25597 | 0.1902 | 0.36458 | 0.42919 | 0.20921 | 0.4882 | 0.057927 | 0.04108 | 0.038511 | 0.19658 | 0.32631 | 0.51447 | 0.63166 | 0.19365 | 0.089201 | 0 | 0 | 0 | 0 | 0 | 0 | 0 | 0 | 0 | 0 | 0 | 0 | 0 | 0 | 0 | 0 | 0 | 0 | 0 | 0 | 1 | 1 | 1
6 | 19 | 2 | 0.17586 | 0.1378 | 0.18796 | 0.3469 | 0.69863 | 0.8195 | 0 | 0.23899 | 0.23142 | 0.16605 | 0.30244 | 0.40442 | 0.18528 | 0.46524 | 0.052825 | 0.036513 | 0.047886 | 0.41905 | 0.30567 | 0.40805 | 0.54212 | 0.13754 | 0.043265 | 0 | 0 | 0 | 0 | 0 | 0 | 0 | 0 | 0 | 0 | 0 | 0 | 0 | 0 | 0 | 0 | 0 | 0 | 0 | 0 | 1 | 1 | 1
6 | 19 | 3 | 0.23871 | 0.12264 | 0.15868 | 0.30739 | 0.64952 | 0.60302 | 0 | 0.21661 | 0.29721 | 0.22997 | 0.3083 | 0.38443 | 0.24852 | 0.44633 | 0.05482 | 0.038293 | 0.055798 | 0.54273 | 0.31175 | 0.304 | 0.43174 | 0.12259 | 0.030286 | 0 | 0 | 0 | 0 | 0 | 0 | 0 | 0 | 0 | 0 | 0 | 0 | 0 | 0 | 0 | 0 | 0 | 0 | 0 | 0 | 1 | 1 | 1
6 | 19 | 4 | 0.21652 | 0.097759 | 0.13975 | 0.25205 | 0.60042 | 0.36205 | 0 | 0.16806 | 0.27267 | 0.20716 | 0.32219 | 0.37967 | 0.226 | 0.44295 | 0.047323 | 0.031663 | 0.069545 | 0.58881 | 0.33605 | 0.19118 | 0.35098 | 0.097569 | 0.014931 | 0 | 0 | 0.00021377 | 0 | 0 | 0 | 0 | 0 | 0 | 0 | 0 | 0 | 0 | 0 | 0 | 0 | 0 | 0 | 0 | 0.0012839 | 1 | 1 | 1
6 | 19 | 5 | 0.2114 | 0.10097 | 0.11435 | 0.21997 | 0.54421 | 0.22777 | 0 | 0.10677 | 0.26913 | 0.20222 | 0.2561 | 0.36375 | 0.22112 | 0.42883 | 0.031878 | 0.018545 | 0.076625 | 0.64289 | 0.2937 | 0.13544 | 0.36785 | 0.10092 | 0.015978 | 9.6521e-06 | 0.010636 | 0.11432 | 0.010432 | 0.020365 | 0.0010131 | 0.0014652 | 0.0087841 | 0.00047191 | 0.0067457 | 0.020128 | 0.062529 | 0.026863 | 0.017808 | 0.010804 | 0.026633 | 0.1655 | 0.1087 | 0.066732 | 0.24053 | 1 | 1 | 1
6 | 19 | 6 | 0.18025 | 0.1012 | 0.04102 | 0.17739 | 0.43939 | 0.12633 | 0.0001418 | 0.053797 | 0.23862 | 0.17088 | 0.16255 | 0.32007 | 0.19008 | 0.38734 | 0.033869 | 0.020178 | 0.080315 | 0.65237 | 0.1513 | 0.10768 | 0.29853 | 0.10124 | 0.015468 | 0.007501 | 0.19312 | 0.42816 | 0.18942 | 0.31052 | 0.14132 | 0.19928 | 0.27938 | 0.08571 | 0.30175 | 0.39251 | 0.43578 | 0.37894 | 0.34183 | 0.33073 | 0.37568 | 0.48322 | 0.45841 | 0.44984 | 0.61572 | 1 | 1 | 1
6 | 19 | 7 | 0.13611 | 0.075972 | 0.0030212 | 0.06643 | 0.25154 | 0.059596 | 0.0022553 | 0.0088576 | 0.1928 | 0.12625 | 0.11775 | 0.26512 | 0.14572 | 0.33756 | 0.024011 | 0.012316 | 0.043803 | 0.66655 | 0.15217 | 0.068523 | 0.17298 | 0.075908 | 0.0025059 | 0.042274 | 0.38689 | 0.65032 | 0.37947 | 0.58706 | 0.4117 | 0.50063 | 0.57898 | 0.24703 | 0.63728 | 0.67741 | 0.684 | 0.65552 | 0.63098 | 0.6326 | 0.64989 | 0.69309 | 0.67567 | 0.68921 | 0.82751 | 1 | 1 | 1
6 | 19 | 8 | 0.16321 | 0.053006 | 0 | 0.03205 | 0.088551 | 0.0076932 | 0.0062002 | 0.0027525 | 0.22246 | 0.15384 | 0.13285 | 0.15393 | 0.17317 | 0.22879 | 0.023653 | 0.012046 | 0.036984 | 0.77795 | 0.16013 | 0.082217 | 0.10847 | 0.052969 | 3.6037e-05 | 0.25168 | 0.57802 | 0.81805 | 0.56694 | 0.75653 | 0.64742 | 0.66717 | 0.76042 | 0.37848 | 0.85668 | 0.84388 | 0.83328 | 0.82113 | 0.80865 | 0.81479 | 0.81408 | 0.79738 | 0.79861 | 0.83619 | 0.95927 | 1 | 1 | 1
6 | 19 | 9 | 0.16457 | 0.027113 | 0 | 0.048786 | 0.012272 | 0 | 0.025873 | 0.024898 | 0.22182 | 0.15492 | 0.19044 | 0.026889 | 0.17425 | 0.090233 | 0.035829 | 0.021815 | 0.044518 | 0.75213 | 0.14684 | 0.2001 | 0.046211 | 0.026988 | 0 | 0.46656 | 0.73208 | 0.8987 | 0.71805 | 0.89897 | 0.83077 | 0.81817 | 0.8576 | 0.52335 | 0.96016 | 0.93049 | 0.89942 | 0.93254 | 0.91411 | 0.90852 | 0.92453 | 0.80981 | 0.86819 | 0.90531 | 1 | 1 | 1 | 1
6 | 19 | 10 | 0.19965 | 0.021994 | 0 | 0.097769 | 0 | 0 | 0.023146 | 0.065908 | 0.25821 | 0.19048 | 0.15834 | 0.0011359 | 0.2095 | 0.040404 | 0.051874 | 0.035684 | 0.043464 | 0.68681 | 0.1425 | 0.37016 | 0.020386 | 0.02185 | 0 | 0.63328 | 0.83225 | 0.95009 | 0.81629 | 0.94959 | 0.89584 | 0.8708 | 0.89798 | 0.72538 | 0.99269 | 0.97317 | 0.95157 | 0.97415 | 0.95724 | 0.95728 | 0.96578 | 0.86187 | 0.89543 | 0.94338 | 1 | 1 | 1 | 1
6 | 19 | 11 | 0.1954 | 0.043415 | 0 | 0.15699 | 0.00052254 | 0 | 0.038616 | 0.1288 | 0.25252 | 0.18598 | 0.15305 | 0 | 0.20504 | 0.039764 | 0.07961 | 0.060993 | 0.039112 | 0.49892 | 0.14487 | 0.52896 | 0.018768 | 0.04339 | 0 | 0.73647 | 0.87949 | 0.9552 | 0.86263 | 0.94997 | 0.90734 | 0.88054 | 0.90596 | 0.83762 | 1 | 0.9838 | 0.9634 | 0.97309 | 0.95667 | 0.9434 | 0.96474 | 0.83242 | 0.89355 | 0.93387 | 1 | 1 | 1 | 1
6 | 19 | 12 | 0.20639 | 0.059694 | 0 | 0.23998 | 0.012746 | 0 | 0.046525 | 0.21549 | 0.26231 | 0.1969 | 0.21675 | 0.00026829 | 0.21585 | 0.057066 | 0.10802 | 0.087853 | 0.02775 | 0.32749 | 0.14593 | 0.60053 | 0.027801 | 0.059574 | 0.00016053 | 0.80489 | 0.90747 | 0.93686 | 0.89007 | 0.95394 | 0.89102 | 0.86038 | 0.90295 | 0.98846 | 1 | 0.97099 | 0.94831 | 0.94483 | 0.94393 | 0.94587 | 0.93671 | 0.83916 | 0.85905 | 0.91785 | 0.9756 | 1 | 1 | 1
6 | 19 | 13 | 0.26393 | 0.090686 | 0 | 0.32137 | 0.060829 | 0 | 0.044275 | 0.30715 | 0.319 | 0.25501 | 0.33346 | 0.0046319 | 0.27321 | 0.069498 | 0.12814 | 0.10723 | 0.02944 | 0.32518 | 0.16186 | 0.6398 | 0.042833 | 0.090519 | 0.010804 | 0.81449 | 0.89875 | 0.89543 | 0.88152 | 0.94467 | 0.86257 | 0.8355 | 0.88116 | 0.97866 | 1 | 0.94753 | 0.93836 | 0.92506 | 0.92839 | 0.92127 | 0.91712 | 0.83482 | 0.86257 | 0.90674 | 0.85562 | 1 | 1 | 1
6 | 19 | 14 | 0.32071 | 0.14395 | 0 | 0.40074 | 0.11092 | 0 | 0.040089 | 0.37197 | 0.3722 | 0.31212 | 0.42268 | 0.0068488 | 0.32941 | 0.070927 | 0.15492 | 0.13334 | 0.03879 | 0.3747 | 0.18333 | 0.66287 | 0.06144 | 0.14384 | 0.046801 | 0.78197 | 0.88882 | 0.89276 | 0.87178 | 0.93963 | 0.85968 | 0.83007 | 0.88754 | 0.98533 | 0.99994 | 0.9592 | 0.94173 | 0.93305 | 0.93309 | 0.92522 | 0.92504 | 0.84515 | 0.87058 | 0.91535 | 0.83193 | 1 | 1 | 1
6 | 19 | 15 | 0.40491 | 0.20494 | 0 | 0.46986 | 0.15856 | 0 | 0.033854 | 0.43007 | 0.45115 | 0.39706 | 0.48182 | 0.035613 | 0.41272 | 0.10263 | 0.19239 | 0.1703 | 0.039423 | 0.44122 | 0.18436 | 0.61863 | 0.080062 | 0.20508 | 0.096042 | 0.70202 | 0.85173 | 0.82947 | 0.8354 | 0.93888 | 0.85845 | 0.83354 | 0.88497 | 0.97911 | 0.98474 | 0.95341 | 0.92248 | 0.91265 | 0.87724 | 0.90773 | 0.90482 | 0.84376 | 0.86714 | 0.89143 | 0.60296 | 1 | 1 | 1
6 | 19 | 16 | 0.52646 | 0.21685 | 0 | 0.52912 | 0.24372 | 0.04384 | 0.027232 | 0.48124 | 0.56711 | 0.52033 | 0.50932 | 0.12872 | 0.53329 | 0.20259 | 0.22935 | 0.20712 | 0.082371 | 0.52185 | 0.18505 | 0.59341 | 0.11872 | 0.21694 | 0.10728 | 0.56899 | 0.77304 | 0.73405 | 0.75822 | 0.9051 | 0.83036 | 0.78728 | 0.83794 | 0.92916 | 0.94318 | 0.91089 | 0.89086 | 0.85206 | 0.82017 | 0.82675 | 0.84474 | 0.8152 | 0.82803 | 0.82792 | 0.31473 | 1 | 1 | 1
6 | 19 | 17 | 0.59006 | 0.1883 | 0 | 0.57411 | 0.37693 | 0.37961 | 0.022632 | 0.50569 | 0.62542 | 0.58459 | 0.52131 | 0.23448 | 0.59601 | 0.30711 | 0.25938 | 0.23723 | 0.1521 | 0.64279 | 0.17253 | 0.57853 | 0.16511 | 0.18805 | 0.084879 | 0.37627 | 0.63829 | 0.61403 | 0.62605 | 0.83514 | 0.74327 | 0.69589 | 0.7544 | 0.81971 | 0.83461 | 0.81403 | 0.79504 | 0.74878 | 0.68321 | 0.70922 | 0.74235 | 0.7417 | 0.7652 | 0.69488 | 0.18614 | 1 | 1 | 1
6 | 19 | 18 | 0.61676 | 0.18801 | 0 | 0.58917 | 0.53014 | 0.51676 | 0.019762 | 0.48382 | 0.64864 | 0.6114 | 0.52707 | 0.31584 | 0.62215 | 0.38499 | 0.25897 | 0.23681 | 0.18051 | 0.73163 | 0.14542 | 0.57104 | 0.26193 | 0.18664 | 0.096015 | 0.14148 | 0.4167 | 0.44446 | 0.40871 | 0.67831 | 0.55104 | 0.51788 | 0.5532 | 0.56055 | 0.63525 | 0.61246 | 0.59558 | 0.5057 | 0.43877 | 0.48173 | 0.50136 | 0.58701 | 0.61646 | 0.43283 | 0.10157 | 1 | 1 | 1
6 | 19 | 19 | 0.66429 | 0.48704 | 0.0034254 | 0.56642 | 0.68858 | 0.69304 | 0.017069 | 0.47698 | 0.69231 | 0.65951 | 0.51484 | 0.34803 | 0.66903 | 0.41374 | 0.23454 | 0.21232 | 0.17274 | 0.78225 | 0.1391 | 0.54514 | 0.52583 | 0.48859 | 0.37232 | 0.0073082 | 0.1469 | 0.18809 | 0.14409 | 0.35099 | 0.27622 | 0.26335 | 0.1163 | 0.11007 | 0.20772 | 0.33117 | 0.24582 | 0.19672 | 0.15095 | 0.16715 | 0.19503 | 0.30459 | 0.2788 | 0.096689 | 0.00061129 | 1 | 1 | 1
6 | 19 | 20 | 0.73238 | 0.4127 | 0.046594 | 0.63888 | 0.83217 | 0.72052 | 0.024348 | 0.4699 | 0.75852 | 0.72905 | 0.45456 | 0.36773 | 0.73674 | 0.42855 | 0.27783 | 0.2558 | 0.15016 | 0.79016 | 0.16984 | 0.53841 | 0.67717 | 0.41265 | 0.30897 | 2.4788e-05 | 0.0055528 | 0.011188 | 0.0054464 | 0.058042 | 0.018372 | 0.010508 | 0.0017384 | 0.0013725 | 0.00070342 | 0.00031816 | 0 | 0 | 0 | 0 | 0 | 0.035281 | 0.0049414 | 0 | 0 | 1 | 1 | 1
6 | 19 | 21 | 0.68593 | 0.33898 | 0.13679 | 0.61331 | 0.84362 | 0.86048 | 0.035971 | 0.41459 | 0.71397 | 0.6817 | 0.40421 | 0.46139 | 0.69064 | 0.51731 | 0.29046 | 0.26853 | 0.18801 | 0.72072 | 0.18054 | 0.49046 | 0.60992 | 0.33826 | 0.2377 | 0 | 0 | 9.8489e-07 | 0 | 0 | 0 | 0 | 0 | 0 | 0 | 0 | 0 | 0 | 0 | 0 | 0 | 5.1497e-06 | 0 | 0 | 0 | 1 | 1 | 1
6 | 19 | 22 | 0.58933 | 0.40216 | 0.23472 | 0.55955 | 0.80477 | 0.91418 | 0.04895 | 0.3898 | 0.62447 | 0.58382 | 0.48515 | 0.5595 | 0.59524 | 0.61312 | 0.2805 | 0.25849 | 0.21059 | 0.74213 | 0.17839 | 0.45721 | 0.5659 | 0.40129 | 0.30726 | 0 | 0 | 0 | 0 | 0 | 0 | 0 | 0 | 0 | 0 | 0 | 0 | 0 | 0 | 0 | 0 | 0 | 0 | 0 | 0 | 1 | 1 | 1
6 | 19 | 23 | 0.4722 | 0.64698 | 0.31719 | 0.48204 | 0.75586 | 0.84753 | 0.057016 | 0.34715 | 0.51235 | 0.46478 | 0.41074 | 0.50345 | 0.47902 | 0.55316 | 0.28188 | 0.25988 | 0.22075 | 0.7945 | 0.2404 | 0.40935 | 0.51363 | 0.64826 | 0.55852 | 0 | 0 | 0 | 0 | 0 | 0 | 0 | 0 | 0 | 0 | 0 | 0 | 0 | 0 | 0 | 0 | 0 | 0 | 0 | 0 | 1 | 1 | 1
6 | 19 | 24 | 0.45928 | 0.58694 | 0.38018 | 0.50137 | 0.69984 | 0.74565 | 0.053488 | 0.27383 | 0.50299 | 0.45213 | 0.34566 | 0.51484 | 0.46665 | 0.56563 | 0.26391 | 0.24178 | 0.21631 | 0.82412 | 0.2804 | 0.35753 | 0.43498 | 0.58695 | 0.5046 | 0 | 0 | 0 | 0 | 0 | 0 | 0 | 0 | 0 | 0 | 0 | 0 | 0 | 0 | 0 | 0 | 0 | 0 | 0 | 0 | 1 | 1 | 1
6 | 20 | 1 | 0.45335 | 0.5257 | 0.37016 | 0.47667 | 0.63966 | 0.67647 | 0.050901 | 0.25618 | 0.49909 | 0.44639 | 0.38637 | 0.54834 | 0.46103 | 0.59958 | 0.26234 | 0.2402 | 0.30158 | 0.83134 | 0.31029 | 0.32789 | 0.37237 | 0.52617 | 0.42869 | 0 | 0 | 0 | 0 | 0 | 0 | 0 | 0 | 0 | 0 | 0 | 0 | 0 | 0 | 0 | 0 | 0 | 0 | 0 | 0 | 1 | 1 | 1
6 | 20 | 2 | 0.39026 | 0.33719 | 0.35258 | 0.40321 | 0.59343 | 0.67721 | 0.03026 | 0.24059 | 0.43805 | 0.38235 | 0.4353 | 0.51323 | 0.39832 | 0.56503 | 0.26037 | 0.23822 | 0.44646 | 0.79892 | 0.15705 | 0.30084 | 0.29567 | 0.33634 | 0.23729 | 0 | 0 | 0 | 0 | 0 | 0 | 0 | 0 | 0 | 0 | 0 | 0 | 0 | 0 | 0 | 0 | 0 | 0 | 0 | 0 | 1 | 1 | 1
6 | 20 | 3 | 0.33812 | 0.32529 | 0.33128 | 0.32897 | 0.5765 | 0.6569 | 0.0087481 | 0.19961 | 0.38977 | 0.32984 | 0.43823 | 0.47543 | 0.34682 | 0.52906 | 0.24669 | 0.22449 | 0.56083 | 0.75965 | 0.14388 | 0.27287 | 0.23807 | 0.32553 | 0.21259 | 0 | 0 | 0 | 0 | 0 | 0 | 0 | 0 | 0 | 0 | 0 | 0 | 0 | 0 | 0 | 0 | 0 | 0 | 0 | 0 | 1 | 1 | 1
6 | 20 | 4 | 0.27303 | 0.22592 | 0.25032 | 0.25513 | 0.57432 | 0.53507 | 0.00049785 | 0.15841 | 0.32681 | 0.26404 | 0.35748 | 0.47586 | 0.28211 | 0.53104 | 0.23112 | 0.20889 | 0.61644 | 0.7111 | 0.18792 | 0.15768 | 0.18752 | 0.22464 | 0.13004 | 0 | 0 | 4.3632e-05 | 0 | 0 | 0 | 0 | 0 | 0 | 0 | 0 | 0 | 0 | 0 | 0 | 0 | 0 | 0 | 0 | 0.00026201 | 1 | 1 | 1
6 | 20 | 5 | 0.23472 | 0.40718 | 0.20527 | 0.1887 | 0.54059 | 0.48428 | 0 | 0.12105 | 0.29083 | 0.22557 | 0.28313 | 0.47593 | 0.24418 | 0.5312 | 0.21354 | 0.19134 | 0.64761 | 0.621 | 0.2292 | 0.075494 | 0.094624 | 0.40839 | 0.28832 | 8.8225e-06 | 0.011614 | 0.095764 | 0.011391 | 0.023869 | 0.001109 | 0.0015231 | 0.0087831 | 0.00063278 | 0.0073809 | 0.01862 | 0.069704 | 0.031842 | 0.019713 | 0.0099118 | 0.031568 | 0.16149 | 0.11125 | 0.06437 | 0.1142 | 1 | 1 | 1
6 | 20 | 6 | 0.1986 | 0.29134 | 0.10392 | 0.14809 | 0.46802 | 0.33226 | 0 | 0.088374 | 0.25649 | 0.18933 | 0.24059 | 0.4664 | 0.20835 | 0.52515 | 0.18447 | 0.16246 | 0.5246 | 0.50179 | 0.18486 | 0.042058 | 0.024756 | 0.29152 | 0.17887 | 0.0074627 | 0.20241 | 0.38207 | 0.19853 | 0.32463 | 0.16168 | 0.20772 | 0.29076 | 0.11626 | 0.32174 | 0.38763 | 0.4528 | 0.41253 | 0.3616 | 0.31524 | 0.40899 | 0.4625 | 0.46555 | 0.44034 | 0.29105 | 1 | 1 | 1
6 | 20 | 7 | 0.15155 | 0.1226 | 0.0083609 | 0.074254 | 0.31447 | 0.099681 | 0 | 0.019729 | 0.20741 | 0.14163 | 0.22773 | 0.37999 | 0.16103 | 0.44458 | 0.13394 | 0.11287 | 0.34443 | 0.3338 | 0.1152 | 0.052721 | 0.00054907 | 0.12209 | 0.034665 | 0.040178 | 0.39875 | 0.58796 | 0.39111 | 0.63293 | 0.44972 | 0.5292 | 0.586 | 0.31659 | 0.63664 | 0.67501 | 0.6908 | 0.68169 | 0.64399 | 0.60859 | 0.67584 | 0.65295 | 0.68329 | 0.67816 | 0.49977 | 1 | 1 | 1
6 | 20 | 8 | 0.20207 | 0.051332 | 0 | 0.078668 | 0.20954 | 0.036906 | 0 | 0.025774 | 0.25849 | 0.19262 | 0.3096 | 0.24461 | 0.2116 | 0.31506 | 0.11758 | 0.097029 | 0.228 | 0.3697 | 0.085214 | 0.11037 | 4.2585e-05 | 0.050711 | 0.00080142 | 0.25587 | 0.60147 | 0.71463 | 0.58994 | 0.78037 | 0.72874 | 0.72214 | 0.76507 | 0.58767 | 0.85031 | 0.84522 | 0.83637 | 0.83803 | 0.81706 | 0.78003 | 0.83083 | 0.75858 | 0.80811 | 0.81874 | 0.45559 | 1 | 1 | 1
6 | 20 | 9 | 0.29114 | 0.10435 | 0 | 0.11756 | 0.11919 | 0.072317 | 0 | 0.089269 | 0.34454 | 0.28238 | 0.39294 | 0.13085 | 0.30015 | 0.20176 | 0.14251 | 0.12121 | 0.19288 | 0.45773 | 0.05825 | 0.14953 | 0.0022856 | 0.10411 | 0.019797 | 0.48291 | 0.7615 | 0.81576 | 0.7469 | 0.88741 | 0.85501 | 0.83606 | 0.8757 | 0.83763 | 0.97089 | 0.95249 | 0.92655 | 0.90256 | 0.90972 | 0.91122 | 0.89481 | 0.8635 | 0.88095 | 0.90317 | 0.49551 | 1 | 1 | 1
6 | 20 | 10 | 0.38291 | 0.19475 | 0 | 0.17162 | 0.056916 | 0.043788 | 0.00066841 | 0.15425 | 0.43495 | 0.37551 | 0.43364 | 0.101 | 0.39162 | 0.17431 | 0.17139 | 0.14953 | 0.166 | 0.51238 | 0.027602 | 0.16015 | 0.022923 | 0.19495 | 0.086425 | 0.65289 | 0.85966 | 0.84366 | 0.84318 | 0.96803 | 0.90719 | 0.88101 | 0.9162 | 0.97468 | 1 | 0.99051 | 0.96221 | 0.9534 | 0.95835 | 0.94649 | 0.94522 | 0.8739 | 0.89509 | 0.93783 | 0.49272 | 1 | 1 | 1
6 | 20 | 11 | 0.34867 | 0.21893 | 0 | 0.23352 | 0.010006 | 0.02963 | 0.010919 | 0.21517 | 0.39873 | 0.34033 | 0.47294 | 0.097576 | 0.35712 | 0.17005 | 0.20904 | 0.18685 | 0.13333 | 0.54598 | 0.12867 | 0.1877 | 0.039232 | 0.21873 | 0.11218 | 0.75533 | 0.90269 | 0.85362 | 0.88538 | 0.99042 | 0.929 | 0.8935 | 0.92238 | 0.99837 | 1 | 0.99018 | 0.96369 | 0.97429 | 0.95119 | 0.94672 | 0.96592 | 0.81717 | 0.90185 | 0.92418 | 0.51148 | 1 | 1 | 1
6 | 20 | 12 | 0.33498 | 0.27373 | 0 | 0.3006 | 0 | 0.022487 | 0.028716 | 0.26119 | 0.38367 | 0.32621 | 0.49987 | 0.13237 | 0.34325 | 0.20625 | 0.23669 | 0.21446 | 0.14632 | 0.59811 | 0.36552 | 0.2266 | 0.085406 | 0.27407 | 0.15914 | 0.81045 | 0.91397 | 0.85997 | 0.89645 | 0.97656 | 0.9034 | 0.87569 | 0.91185 | 0.99687 | 1 | 0.98029 | 0.95447 | 0.94542 | 0.94233 | 0.93126 | 0.93731 | 0.83564 | 0.88001 | 0.90791 | 0.51862 | 1 | 1 | 1
6 | 20 | 13 | 0.42118 | 0.23026 | 0 | 0.36261 | 0.010088 | 0.028945 | 0.061141 | 0.29382 | 0.46883 | 0.41385 | 0.52135 | 0.18482 | 0.42919 | 0.25648 | 0.27307 | 0.25101 | 0.18025 | 0.62285 | 0.21874 | 0.24457 | 0.16205 | 0.23021 | 0.12135 | 0.81812 | 0.90274 | 0.85218 | 0.88543 | 0.95846 | 0.87464 | 0.84694 | 0.88283 | 0.97286 | 1 | 0.96002 | 0.93593 | 0.92563 | 0.92283 | 0.91862 | 0.91769 | 0.83174 | 0.86527 | 0.88248 | 0.55711 | 1 | 1 | 1
6 | 20 | 14 | 0.46439 | 0.18306 | 0.0012332 | 0.40583 | 0.073338 | 0.035892 | 0.10127 | 0.33383 | 0.50696 | 0.45718 | 0.54839 | 0.28388 | 0.47158 | 0.35336 | 0.30963 | 0.28791 | 0.21407 | 0.70409 | 0.3815 | 0.24552 | 0.23593 | 0.18298 | 0.078834 | 0.78804 | 0.89561 | 0.87314 | 0.87844 | 0.95565 | 0.86756 | 0.84562 | 0.89571 | 0.97817 | 1 | 0.97368 | 0.94655 | 0.93396 | 0.92417 | 0.93759 | 0.92594 | 0.85132 | 0.8793 | 0.88936 | 0.61738 | 1 | 1 | 1
6 | 20 | 15 | 0.53694 | 0.13433 | 0.035932 | 0.41218 | 0.20142 | 0.049274 | 0.14746 | 0.38351 | 0.57562 | 0.53074 | 0.58597 | 0.37902 | 0.54346 | 0.44185 | 0.33643 | 0.31508 | 0.30091 | 0.78047 | 0.38502 | 0.23477 | 0.24103 | 0.13393 | 0.041775 | 0.71068 | 0.86199 | 0.8187 | 0.84546 | 0.95425 | 0.86084 | 0.84749 | 0.89833 | 0.97933 | 0.99486 | 0.96549 | 0.93126 | 0.92269 | 0.89768 | 0.92096 | 0.91477 | 0.84529 | 0.87352 | 0.85607 | 0.44086 | 1 | 1 | 1
6 | 20 | 16 | 0.60338 | 0.15112 | 0.28872 | 0.40525 | 0.32089 | 0.11551 | 0.18346 | 0.45667 | 0.63571 | 0.59777 | 0.6042 | 0.47241 | 0.60885 | 0.52969 | 0.40189 | 0.38171 | 0.24297 | 0.79375 | 0.23312 | 0.24087 | 0.20819 | 0.15005 | 0.061367 | 0.5734 | 0.779 | 0.72945 | 0.76407 | 0.92724 | 0.83664 | 0.81012 | 0.85173 | 0.92952 | 0.94093 | 0.91934 | 0.89003 | 0.86349 | 0.81957 | 0.81691 | 0.85608 | 0.81654 | 0.82588 | 0.75107 | 0.28272 | 1 | 1 | 1
6 | 20 | 17 | 0.70839 | 0.39663 | 0.56075 | 0.41423 | 0.37866 | 0.41312 | 0.24356 | 0.56632 | 0.73495 | 0.70451 | 0.66115 | 0.52003 | 0.71284 | 0.56903 | 0.49265 | 0.47462 | 0.27072 | 0.8058 | 0.21439 | 0.26757 | 0.20091 | 0.39761 | 0.27976 | 0.3783 | 0.64235 | 0.6158 | 0.63004 | 0.85276 | 0.74506 | 0.73027 | 0.76798 | 0.81909 | 0.82003 | 0.81711 | 0.76601 | 0.73706 | 0.69691 | 0.73736 | 0.73074 | 0.74464 | 0.74156 | 0.57952 | 0.2121 | 1 | 1 | 1
6 | 20 | 18 | 0.75773 | 0.39385 | 0.58117 | 0.41025 | 0.44702 | 0.5873 | 0.32515 | 0.68599 | 0.78067 | 0.75458 | 0.70006 | 0.61938 | 0.76157 | 0.66165 | 0.47405 | 0.45553 | 0.34946 | 0.785 | 0.21974 | 0.31582 | 0.19423 | 0.39352 | 0.29178 | 0.14233 | 0.42374 | 0.43527 | 0.41562 | 0.69033 | 0.59071 | 0.56093 | 0.58018 | 0.60845 | 0.59873 | 0.59698 | 0.51552 | 0.5166 | 0.49027 | 0.49448 | 0.51216 | 0.57377 | 0.60047 | 0.37396 | 0.074998 | 1 | 1 | 1
6 | 20 | 19 | 0.73703 | 0.46252 | 0.63088 | 0.41424 | 0.62125 | 0.71114 | 0.41978 | 0.76094 | 0.75844 | 0.73309 | 0.79881 | 0.70739 | 0.74066 | 0.73989 | 0.5079 | 0.49027 | 0.38946 | 0.73115 | 0.28695 | 0.38834 | 0.3447 | 0.46338 | 0.3529 | 0.0072852 | 0.14866 | 0.1715 | 0.14581 | 0.35242 | 0.30589 | 0.2457 | 0.1429 | 0.11118 | 0.19398 | 0.31989 | 0.20736 | 0.20947 | 0.17991 | 0.17768 | 0.20767 | 0.29594 | 0.21944 | 0.08189 | 0.00079179 | 1 | 1 | 1
6 | 20 | 20 | 0.75616 | 0.31539 | 0.68279 | 0.53787 | 0.7963 | 0.96004 | 0.4624 | 0.78004 | 0.78162 | 0.75337 | 0.82012 | 0.79489 | 0.76039 | 0.82156 | 0.64335 | 0.62983 | 0.3978 | 0.723 | 0.36319 | 0.43494 | 0.61272 | 0.31507 | 0.20868 | 2.5244e-05 | 0.0062326 | 0.011016 | 0.0061131 | 0.063195 | 0.02331 | 0.010117 | 0.0022849 | 0.0023969 | 0.00062787 | 0.00030806 | 0 | 0 | 0 | 0 | 0 | 0.034793 | 0.0067304 | 0 | 0 | 1 | 1 | 1
6 | 20 | 21 | 0.61716 | 0.22119 | 0.70156 | 0.55592 | 0.85435 | 0.90148 | 0.52637 | 0.74757 | 0.64895 | 0.61181 | 0.77244 | 0.79285 | 0.62253 | 0.81783 | 0.74292 | 0.73285 | 0.29797 | 0.67134 | 0.41609 | 0.4097 | 0.70468 | 0.22024 | 0.122 | 0 | 0 | 1.4223e-06 | 0 | 0 | 0 | 0 | 0 | 0 | 0 | 0 | 0 | 0 | 0 | 0 | 0 | 7.4368e-06 | 0 | 0 | 0 | 1 | 1 | 1
6 | 20 | 22 | 0.49049 | 0.32511 | 0.72684 | 0.42024 | 0.86749 | 0.88754 | 0.59036 | 0.78099 | 0.53176 | 0.48365 | 0.68427 | 0.74677 | 0.49745 | 0.77632 | 0.74837 | 0.73849 | 0.27684 | 0.63764 | 0.37606 | 0.32284 | 0.67632 | 0.32589 | 0.2064 | 0 | 0 | 0 | 0 | 0 | 0 | 0 | 0 | 0 | 0 | 0 | 0 | 0 | 0 | 0 | 0 | 0 | 0 | 0 | 0 | 1 | 1 | 1
6 | 20 | 23 | 0.38337 | 0.22895 | 0.66824 | 0.39389 | 0.84712 | 0.82049 | 0.61716 | 0.78247 | 0.43047 | 0.37522 | 0.50181 | 0.67442 | 0.39134 | 0.70924 | 0.7099 | 0.69865 | 0.34851 | 0.61761 | 0.34066 | 0.16638 | 0.63867 | 0.22897 | 0.11957 | 0 | 0 | 0 | 0 | 0 | 0 | 0 | 0 | 0 | 0 | 0 | 0 | 0 | 0 | 0 | 0 | 0 | 0 | 0 | 0 | 1 | 1 | 1
6 | 20 | 24 | 0.33684 | 0.11161 | 0.69081 | 0.34649 | 0.82499 | 0.73325 | 0.64799 | 0.75355 | 0.38711 | 0.32833 | 0.41114 | 0.635 | 0.34534 | 0.67543 | 0.57966 | 0.56412 | 0.34616 | 0.61095 | 0.32737 | 0.11044 | 0.64826 | 0.11098 | 0.027253 | 0 | 0 | 0 | 0 | 0 | 0 | 0 | 0 | 0 | 0 | 0 | 0 | 0 | 0 | 0 | 0 | 0 | 0 | 0 | 0 | 1 | 1 | 1
6 | 21 | 1 | 0.33652 | 0.11624 | 0.7678 | 0.2713 | 0.80728 | 0.72592 | 0.66984 | 0.75618 | 0.38654 | 0.32796 | 0.31796 | 0.59185 | 0.34498 | 0.63531 | 0.46996 | 0.45134 | 0.23714 | 0.56336 | 0.28957 | 0.10053 | 0.71541 | 0.11572 | 0.029597 | 0 | 0 | 0 | 0 | 0 | 0 | 0 | 0 | 0 | 0 | 0 | 0 | 0 | 0 | 0 | 0 | 0 | 0 | 0 | 0 | 1 | 1 | 1
6 | 21 | 2 | 0.3849 | 0.21915 | 0.72325 | 0.18115 | 0.77708 | 0.80948 | 0.65811 | 0.72501 | 0.43463 | 0.37718 | 0.26171 | 0.5728 | 0.39326 | 0.61911 | 0.40186 | 0.38167 | 0.18915 | 0.55205 | 0.3002 | 0.038727 | 0.62318 | 0.21938 | 0.10818 | 0 | 0 | 0 | 0 | 0 | 0 | 0 | 0 | 0 | 0 | 0 | 0 | 0 | 0 | 0 | 0 | 0 | 0 | 0 | 0 | 1 | 1 | 1
6 | 21 | 3 | 0.3902 | 0.24545 | 0.74637 | 0.12626 | 0.75418 | 0.77284 | 0.64559 | 0.67395 | 0.43904 | 0.38244 | 0.21709 | 0.55311 | 0.39843 | 0.60128 | 0.3702 | 0.3494 | 0.17789 | 0.50411 | 0.39632 | 0.00098615 | 0.40518 | 0.24513 | 0.13866 | 0 | 0 | 0 | 0 | 0 | 0 | 0 | 0 | 0 | 0 | 0 | 0 | 0 | 0 | 0 | 0 | 0 | 0 | 0 | 0 | 1 | 1 | 1
6 | 21 | 4 | 0.36694 | 0.32856 | 0.73902 | 0.060336 | 0.7267 | 0.78841 | 0.64974 | 0.62958 | 0.41745 | 0.359 | 0.1947 | 0.53176 | 0.37544 | 0.58166 | 0.30713 | 0.2854 | 0.1363 | 0.45324 | 0.41132 | 0 | 0.15904 | 0.32859 | 0.21836 | 0 | 0 | 0.00016679 | 0 | 0 | 0 | 0 | 0 | 0 | 0 | 0 | 0 | 0 | 0 | 0 | 0 | 0 | 0 | 0 | 0.0010017 | 1 | 1 | 1
6 | 21 | 5 | 0.31084 | 0.3904 | 0.63705 | 0.028456 | 0.69108 | 0.70498 | 0.6161 | 0.61662 | 0.36244 | 0.3021 | 0.19167 | 0.51519 | 0.31956 | 0.56669 | 0.22542 | 0.20321 | 0.077849 | 0.3095 | 0.33986 | 0 | 0.065875 | 0.39107 | 0.27636 | 8.4082e-06 | 0.011286 | 0.11643 | 0.011069 | 0.023659 | 0.0012124 | 0.0017564 | 0.0089949 | 0.00076036 | 0.006297 | 0.021225 | 0.066435 | 0.028708 | 0.017605 | 0.011008 | 0.028462 | 0.18028 | 0.10705 | 0.062663 | 0.219 | 1 | 1 | 1
6 | 21 | 6 | 0.28547 | 0.28533 | 0.48346 | 0.022399 | 0.63806 | 0.49441 | 0.54143 | 0.55115 | 0.34245 | 0.27717 | 0.15707 | 0.4994 | 0.29501 | 0.55372 | 0.14163 | 0.12039 | 0.026285 | 0.21401 | 0.18501 | 0 | 0.022318 | 0.28551 | 0.17273 | 0.0073745 | 0.20596 | 0.4491 | 0.20201 | 0.34916 | 0.17513 | 0.22221 | 0.29505 | 0.14786 | 0.30745 | 0.40913 | 0.44288 | 0.39088 | 0.34205 | 0.32968 | 0.38752 | 0.50234 | 0.46543 | 0.43527 | 0.60566 | 1 | 1 | 1
6 | 21 | 7 | 0.15259 | 0.11794 | 0.39987 | 0.013634 | 0.51626 | 0.18093 | 0.48508 | 0.38844 | 0.20881 | 0.14277 | 0.11202 | 0.44763 | 0.16212 | 0.50649 | 0.071097 | 0.053125 | 0.0014988 | 0.11707 | 0.12596 | 0 | 0.00091205 | 0.11697 | 0.034542 | 0.038955 | 0.40897 | 0.66307 | 0.40113 | 0.65294 | 0.51916 | 0.53739 | 0.57649 | 0.45501 | 0.63769 | 0.68542 | 0.68042 | 0.66754 | 0.59882 | 0.61696 | 0.66181 | 0.69991 | 0.6809 | 0.67375 | 0.8266 | 1 | 1 | 1
6 | 21 | 8 | 0.091961 | 0.15603 | 0.43549 | 0.0069831 | 0.33202 | 0.066852 | 0.44177 | 0.25996 | 0.15076 | 0.08241 | 0.09198 | 0.35187 | 0.10187 | 0.42061 | 0.05289 | 0.036575 | 1.7552e-05 | 0.1134 | 0.082477 | 0 | 0.018381 | 0.15626 | 0.053294 | 0.25816 | 0.61464 | 0.82253 | 0.60285 | 0.83169 | 0.74541 | 0.72456 | 0.76157 | 0.76787 | 0.84832 | 0.85554 | 0.8432 | 0.82533 | 0.76282 | 0.78766 | 0.81824 | 0.80697 | 0.81581 | 0.81563 | 0.95341 | 1 | 1 | 1
6 | 21 | 9 | 0.036153 | 0.11621 | 0.38492 | 0.0075749 | 0.15646 | 0.10715 | 0.38772 | 0.18489 | 0.091285 | 0.02731 | 0.069697 | 0.15752 | 0.04515 | 0.22899 | 0.054025 | 0.037584 | 0 | 0.098888 | 0.032968 | 0 | 0.074097 | 0.11612 | 0.026227 | 0.48586 | 0.76785 | 0.92196 | 0.75313 | 0.9329 | 0.84832 | 0.84041 | 0.87142 | 0.92024 | 0.96654 | 0.95674 | 0.92454 | 0.91918 | 0.87048 | 0.90002 | 0.91128 | 0.86826 | 0.88082 | 0.89679 | 1 | 1 | 1 | 1
6 | 21 | 10 | 0.0020423 | 0.081969 | 0.29436 | 0.0090129 | 0.036822 | 0.1122 | 0.35225 | 0.11498 | 0.02236 | 0.0014096 | 0.077988 | 0.022745 | 0.0024478 | 0.085325 | 0.067042 | 0.049367 | 0 | 0.043823 | 0.023961 | 0 | 0.16489 | 0.081845 | 0.0057411 | 0.65049 | 0.8568 | 0.95701 | 0.84037 | 0.97789 | 0.90768 | 0.88325 | 0.91539 | 0.98651 | 1 | 0.99969 | 0.96613 | 0.95594 | 0.89824 | 0.9443 | 0.94773 | 0.88312 | 0.9049 | 0.92038 | 0.99546 | 1 | 1 | 1
6 | 21 | 11 | 0 | 0.06162 | 0.27064 | 0.022561 | 0.002975 | 0.14178 | 0.37149 | 0.074838 | 0.00069759 | 0 | 0.13089 | 0.0010947 | 0 | 0.058188 | 0.09102 | 0.071698 | 5.0802e-05 | 0.013968 | 0.028455 | 0 | 0.2326 | 0.061563 | 8.4967e-05 | 0.74968 | 0.89586 | 0.96091 | 0.87869 | 0.98515 | 0.9115 | 0.89159 | 0.92324 | 1 | 1 | 0.99838 | 0.96615 | 0.96412 | 0.91376 | 0.93796 | 0.95584 | 0.86765 | 0.89835 | 0.92447 | 0.95609 | 1 | 1 | 1
6 | 21 | 12 | 0 | 0.039717 | 0.24422 | 0.047102 | 0 | 0.20427 | 0.4249 | 0.1076 | 0.00074685 | 0 | 0.14141 | 0.0039612 | 0 | 0.068352 | 0.12636 | 0.10552 | 0.003391 | 0.0054325 | 0.06436 | 0 | 0.30996 | 0.039369 | 0.00012353 | 0.79886 | 0.90101 | 0.94076 | 0.88374 | 0.97106 | 0.89175 | 0.86978 | 0.90675 | 0.99383 | 0.99243 | 0.97829 | 0.94207 | 0.9408 | 0.89702 | 0.90981 | 0.93272 | 0.83742 | 0.86973 | 0.87865 | 0.94109 | 1 | 1 | 1
6 | 21 | 13 | 0.0048244 | 0.079413 | 0.26183 | 0.084231 | 0.016233 | 0.24144 | 0.48286 | 0.23253 | 0.025385 | 0.0040082 | 0.23287 | 0.011398 | 0.0050799 | 0.076491 | 0.16121 | 0.13952 | 0.013841 | 0.0044679 | 0.22956 | 0 | 0.36128 | 0.078331 | 0.011422 | 0.80355 | 0.88664 | 0.91372 | 0.86964 | 0.94606 | 0.86115 | 0.84077 | 0.87852 | 0.97273 | 0.96918 | 0.95361 | 0.92706 | 0.92108 | 0.86928 | 0.88466 | 0.91317 | 0.82714 | 0.8522 | 0.84859 | 0.88357 | 1 | 1 | 1
6 | 21 | 14 | 0.084197 | 0.35258 | 0.29522 | 0.11858 | 0.11082 | 0.29628 | 0.57126 | 0.47865 | 0.1408 | 0.075065 | 0.31249 | 0.044686 | 0.093422 | 0.1137 | 0.20462 | 0.18246 | 0.032473 | 0.0092004 | 0.43587 | 0 | 0.38209 | 0.35342 | 0.23486 | 0.77994 | 0.88613 | 0.8922 | 0.86914 | 0.94706 | 0.85824 | 0.84217 | 0.88584 | 0.97648 | 0.99308 | 0.96442 | 0.93902 | 0.91869 | 0.90808 | 0.92786 | 0.9108 | 0.84402 | 0.86513 | 0.85955 | 0.76505 | 1 | 1 | 1
6 | 21 | 15 | 0.19227 | 0.41711 | 0.3424 | 0.16145 | 0.28747 | 0.31309 | 0.63036 | 0.73066 | 0.25172 | 0.18319 | 0.35933 | 0.12695 | 0.20224 | 0.19782 | 0.25667 | 0.23451 | 0.043482 | 0.014805 | 0.31999 | 0 | 0.36203 | 0.41791 | 0.30377 | 0.70637 | 0.85598 | 0.85854 | 0.83957 | 0.94385 | 0.8542 | 0.84414 | 0.89179 | 0.97193 | 0.98278 | 0.95328 | 0.92673 | 0.9144 | 0.9064 | 0.90863 | 0.90655 | 0.83843 | 0.85761 | 0.84461 | 0.69927 | 1 | 1 | 1
6 | 21 | 16 | 0.23214 | 0.28256 | 0.41218 | 0.19567 | 0.47995 | 0.32733 | 0.67498 | 0.84739 | 0.28841 | 0.22298 | 0.40817 | 0.28769 | 0.24163 | 0.3591 | 0.30204 | 0.28024 | 0.083202 | 0.024474 | 0.19879 | 0 | 0.3837 | 0.28144 | 0.18399 | 0.57394 | 0.77851 | 0.77483 | 0.76359 | 0.9143 | 0.82592 | 0.80623 | 0.84535 | 0.92181 | 0.93438 | 0.89641 | 0.88109 | 0.86687 | 0.85721 | 0.84694 | 0.85942 | 0.8122 | 0.80909 | 0.81962 | 0.55938 | 1 | 1 | 1
6 | 21 | 17 | 0.26517 | 0.39065 | 0.51039 | 0.22955 | 0.63102 | 0.37347 | 0.7278 | 0.88874 | 0.32079 | 0.25634 | 0.45281 | 0.38685 | 0.27453 | 0.45196 | 0.34392 | 0.32268 | 0.17686 | 0.029061 | 0.33392 | 0 | 0.35522 | 0.39104 | 0.27986 | 0.37854 | 0.64128 | 0.63452 | 0.62899 | 0.84289 | 0.74367 | 0.72201 | 0.75702 | 0.81052 | 0.81532 | 0.80144 | 0.7607 | 0.75331 | 0.737 | 0.72729 | 0.74684 | 0.74386 | 0.71691 | 0.68365 | 0.33501 | 1 | 1 | 1
6 | 21 | 18 | 0.27297 | 0.37933 | 0.57736 | 0.28296 | 0.71272 | 0.45071 | 0.75891 | 0.89597 | 0.32665 | 0.26396 | 0.4535 | 0.41139 | 0.28204 | 0.47152 | 0.36262 | 0.34169 | 0.21907 | 0.030298 | 0.31277 | 0.0011938 | 0.31601 | 0.37866 | 0.28008 | 0.14184 | 0.41652 | 0.44107 | 0.40854 | 0.68333 | 0.54694 | 0.55505 | 0.59334 | 0.58754 | 0.5902 | 0.5963 | 0.51596 | 0.49038 | 0.46947 | 0.49623 | 0.48617 | 0.57361 | 0.58166 | 0.41487 | 0.12934 | 1 | 1 | 1
6 | 21 | 19 | 0.31614 | 0.50712 | 0.62009 | 0.33639 | 0.78016 | 0.72934 | 0.77906 | 0.8946 | 0.36632 | 0.30728 | 0.4785 | 0.44028 | 0.32464 | 0.49765 | 0.34985 | 0.32871 | 0.18263 | 0.022147 | 0.32933 | 0.045321 | 0.40517 | 0.50755 | 0.40813 | 0.0082872 | 0.14276 | 0.17809 | 0.14002 | 0.35005 | 0.2651 | 0.19619 | 0.11306 | 0.082197 | 0.26451 | 0.32379 | 0.20829 | 0.19592 | 0.16615 | 0.18098 | 0.19423 | 0.29727 | 0.21317 | 0.091535 | 0.00092601 | 1 | 1 | 1
6 | 21 | 20 | 0.43523 | 0.5179 | 0.66322 | 0.42118 | 0.84535 | 0.95754 | 0.7817 | 0.89947 | 0.48413 | 0.42838 | 0.4592 | 0.49661 | 0.4434 | 0.54445 | 0.44428 | 0.42504 | 0.093155 | 0.0050005 | 0.42228 | 0.061947 | 0.57455 | 0.51783 | 0.42641 | 2.782e-05 | 0.005245 | 0.011661 | 0.0051444 | 0.058484 | 0.016683 | 0.0051237 | 0.0025281 | 0.0013523 | 0.0012817 | 0.00045616 | 0 | 3.38e-07 | 0 | 0 | 3.351e-07 | 0.03543 | 0.006396 | 0 | 0 | 1 | 1 | 1
6 | 21 | 21 | 0.4263 | 0.53562 | 0.69161 | 0.44795 | 0.86008 | 0.87336 | 0.78924 | 0.88885 | 0.47192 | 0.41876 | 0.49584 | 0.68405 | 0.434 | 0.72498 | 0.49197 | 0.47392 | 0.036627 | 0.00038183 | 0.35456 | 0.032004 | 0.60589 | 0.53597 | 0.44142 | 0 | 0 | 1.9344e-06 | 0 | 0 | 0 | 0 | 0 | 0 | 0 | 0 | 0 | 0 | 0 | 0 | 0 | 1.0115e-05 | 0 | 0 | 0 | 1 | 1 | 1
6 | 21 | 22 | 0.4234 | 0.46057 | 0.74756 | 0.34367 | 0.84137 | 0.72564 | 0.77529 | 0.88159 | 0.46894 | 0.41579 | 0.38647 | 0.72301 | 0.43109 | 0.757 | 0.4716 | 0.45302 | 0.014034 | 0.020685 | 0.37325 | 0.015927 | 0.56629 | 0.46064 | 0.3604 | 0 | 0 | 0 | 0 | 0 | 0 | 0 | 0 | 0 | 0 | 0 | 0 | 0 | 0 | 0 | 0 | 0 | 0 | 0 | 0 | 1 | 1 | 1
6 | 21 | 23 | 0.44124 | 0.35754 | 0.73625 | 0.248 | 0.83697 | 0.80632 | 0.75385 | 0.87258 | 0.48766 | 0.43413 | 0.28916 | 0.67548 | 0.44904 | 0.71187 | 0.47728 | 0.45884 | 0.0071576 | 0.093476 | 0.36006 | 0.0012767 | 0.57765 | 0.35747 | 0.24989 | 0 | 0 | 0 | 0 | 0 | 0 | 0 | 0 | 0 | 0 | 0 | 0 | 0 | 0 | 0 | 0 | 0 | 0 | 0 | 0 | 1 | 1 | 1
6 | 21 | 24 | 0.40866 | 0.24695 | 0.70487 | 0.21872 | 0.83361 | 0.75837 | 0.73132 | 0.86523 | 0.45497 | 0.40087 | 0.24276 | 0.61348 | 0.41648 | 0.65607 | 0.44633 | 0.42713 | 0.032631 | 0.15856 | 0.29179 | 0.0033416 | 0.51237 | 0.24624 | 0.14414 | 0 | 0 | 0 | 0 | 0 | 0 | 0 | 0 | 0 | 0 | 0 | 0 | 0 | 0 | 0 | 0 | 0 | 0 | 0 | 0 | 1 | 1 | 1
6 | 22 | 1 | 0.40099 | 0.27726 | 0.69944 | 0.19407 | 0.82738 | 0.47002 | 0.70371 | 0.84358 | 0.4488 | 0.39328 | 0.21047 | 0.54135 | 0.40905 | 0.59139 | 0.45234 | 0.43328 | 0.078192 | 0.22994 | 0.26429 | 9.0746e-05 | 0.32094 | 0.27737 | 0.16515 | 0 | 0 | 0 | 0 | 0 | 0 | 0 | 0 | 0 | 0 | 0 | 0 | 0 | 0 | 0 | 0 | 0 | 0 | 0 | 0 | 1 | 1 | 1
6 | 22 | 2 | 0.381 | 0.26141 | 0.62264 | 0.13852 | 0.83343 | 0.37995 | 0.67752 | 0.80202 | 0.43167 | 0.37336 | 0.1574 | 0.44432 | 0.38951 | 0.50339 | 0.44546 | 0.42624 | 0.1393 | 0.14767 | 0.20583 | 0 | 0.1679 | 0.26175 | 0.14724 | 0 | 0 | 0 | 0 | 0 | 0 | 0 | 0 | 0 | 0 | 0 | 0 | 0 | 0 | 0 | 0 | 0 | 0 | 0 | 0 | 1 | 1 | 1
6 | 22 | 3 | 0.2919 | 0.14434 | 0.5659 | 0.07284 | 0.83277 | 0.39491 | 0.65604 | 0.74694 | 0.34419 | 0.28298 | 0.11002 | 0.31118 | 0.30075 | 0.37883 | 0.40997 | 0.38995 | 0.15459 | 0.070484 | 0.11517 | 0 | 0.071918 | 0.1433 | 0.055274 | 0 | 0 | 0 | 0 | 0 | 0 | 0 | 0 | 0 | 0 | 0 | 0 | 0 | 0 | 0 | 0 | 0 | 0 | 0 | 0 | 1 | 1 | 1
6 | 22 | 4 | 0.24703 | 0.24253 | 0.51205 | 0.058788 | 0.82897 | 0.27996 | 0.65501 | 0.66228 | 0.30307 | 0.23803 | 0.11622 | 0.1784 | 0.25647 | 0.24846 | 0.38535 | 0.36483 | 0.18866 | 0.041801 | 0.0801 | 0 | 0.048365 | 0.24193 | 0.13903 | 0 | 0 | 0.00017654 | 0 | 0 | 0 | 0 | 0 | 0 | 0 | 0 | 0 | 0 | 0 | 0 | 0 | 0 | 0 | 0 | 0.0010603 | 1 | 1 | 1
6 | 22 | 5 | 0.19285 | 0.45265 | 0.42288 | 0.043946 | 0.8369 | 0.2797 | 0.67464 | 0.55829 | 0.24978 | 0.18338 | 0.078398 | 0.13219 | 0.20247 | 0.20768 | 0.34965 | 0.32851 | 0.1413 | 0.021709 | 0.022049 | 0 | 0.036195 | 0.45306 | 0.34754 | 8.9487e-06 | 0.0098717 | 0.12007 | 0.0096824 | 0.022023 | 0.0012785 | 0.0016321 | 0.0076868 | 0.00073633 | 0.0066129 | 0.020123 | 0.052918 | 0.024816 | 0.017576 | 0.0089167 | 0.024603 | 0.1704 | 0.10839 | 0.063214 | 0.24783 | 1 | 1 | 1
6 | 22 | 6 | 0.15521 | 0.55299 | 0.32853 | 0.034336 | 0.78609 | 0.35598 | 0.67995 | 0.42063 | 0.21626 | 0.14613 | 0.046091 | 0.066162 | 0.16542 | 0.13837 | 0.24996 | 0.22778 | 0.084429 | 0.006675 | 0.028333 | 0 | 0.015248 | 0.55351 | 0.4591 | 0.0074555 | 0.20238 | 0.45021 | 0.1985 | 0.34161 | 0.19908 | 0.216 | 0.27255 | 0.17532 | 0.31513 | 0.40228 | 0.43696 | 0.34808 | 0.34391 | 0.29971 | 0.34509 | 0.48813 | 0.46333 | 0.43726 | 0.62402 | 1 | 1 | 1
6 | 22 | 7 | 0.027222 | 0.52626 | 0.28258 | 0.018258 | 0.61775 | 0.24638 | 0.66304 | 0.28539 | 0.078785 | 0.018203 | 0.0071859 | 0.011462 | 0.035692 | 0.07494 | 0.17167 | 0.14982 | 0.018537 | 0.00070134 | 0.050155 | 0 | 0.00035033 | 0.52644 | 0.43291 | 0.038228 | 0.40814 | 0.66421 | 0.40032 | 0.64766 | 0.53797 | 0.54098 | 0.56656 | 0.50904 | 0.63662 | 0.68042 | 0.68684 | 0.64153 | 0.57709 | 0.59164 | 0.63602 | 0.69045 | 0.67784 | 0.67685 | 0.84177 | 1 | 1 | 1
6 | 22 | 8 | 0.0011779 | 0.453 | 0.29815 | 0.011697 | 0.42909 | 0.12386 | 0.62612 | 0.15441 | 0.021663 | 0.00060758 | 0.00028578 | 0.00048617 | 0.0016245 | 0.031597 | 0.13948 | 0.11825 | 0.0065429 | 9.5918e-06 | 0.01921 | 0 | 0 | 0.45344 | 0.34761 | 0.25366 | 0.60578 | 0.81902 | 0.59416 | 0.83495 | 0.74566 | 0.72871 | 0.759 | 0.75527 | 0.82273 | 0.84245 | 0.83264 | 0.81044 | 0.72171 | 0.7769 | 0.80348 | 0.79832 | 0.80436 | 0.81474 | 0.95935 | 1 | 1 | 1
6 | 22 | 9 | 0 | 0.26469 | 0.2998 | 0.012162 | 0.26543 | 0.092751 | 0.58427 | 0.05281 | 0.00069181 | 0 | 0 | 0 | 0 | 0.0047265 | 0.13414 | 0.11305 | 0.0046601 | 0 | 0.0031735 | 0 | 0 | 0.2644 | 0.15736 | 0.47572 | 0.75187 | 0.90933 | 0.73746 | 0.92721 | 0.85898 | 0.82816 | 0.83733 | 0.88061 | 0.9431 | 0.93086 | 0.91088 | 0.90073 | 0.85146 | 0.87395 | 0.893 | 0.85408 | 0.86927 | 0.89092 | 0.9901 | 1 | 1 | 1
6 | 22 | 10 | 0 | 0.11771 | 0.28031 | 0.026124 | 0.1594 | 0.12382 | 0.54746 | 0.0047045 | 0 | 0 | 0 | 0 | 0 | 0.0098724 | 0.14994 | 0.12847 | 0.0086276 | 1.2998e-05 | 0.0054403 | 0 | 0 | 0.11675 | 0.034312 | 0.63648 | 0.83897 | 0.94248 | 0.82289 | 0.94277 | 0.90309 | 0.89078 | 0.90176 | 0.9681 | 0.99338 | 0.97694 | 0.93829 | 0.93445 | 0.87305 | 0.91114 | 0.92642 | 0.87439 | 0.89114 | 0.91793 | 0.94883 | 1 | 1 | 1
6 | 22 | 11 | 0 | 0.16312 | 0.32833 | 0.056443 | 0.11406 | 0.15248 | 0.52411 | 0 | 0 | 0 | 0 | 0 | 0 | 0.020087 | 0.21119 | 0.18901 | 0.019136 | 0.00092127 | 0.066882 | 0.00015155 | 0 | 0.16217 | 0.070162 | 0.73495 | 0.87881 | 0.93207 | 0.86196 | 0.95714 | 0.91348 | 0.89692 | 0.90606 | 0.98272 | 1 | 0.96383 | 0.92949 | 0.93494 | 0.90458 | 0.91511 | 0.92691 | 0.85631 | 0.87737 | 0.90988 | 0.88267 | 1 | 1 | 1
6 | 22 | 12 | 0 | 0.3994 | 0.38305 | 0.11434 | 0.096486 | 0.20533 | 0.56222 | 0.00031263 | 0 | 0 | 0.0013686 | 0.00037888 | 0 | 0.049756 | 0.28505 | 0.26309 | 0.035659 | 0.0069255 | 0.42917 | 0.0070579 | 0.000191 | 0.39989 | 0.28841 | 0.77943 | 0.8793 | 0.89814 | 0.86244 | 0.87994 | 0.88701 | 0.87339 | 0.89054 | 0.96138 | 0.98885 | 0.93939 | 0.92384 | 0.92432 | 0.88242 | 0.89832 | 0.91638 | 0.8412 | 0.86478 | 0.88434 | 0.72557 | 1 | 1 | 1
6 | 22 | 13 | 0 | 0.49919 | 0.49636 | 0.1839 | 0.16857 | 0.26665 | 0.60308 | 0.015799 | 0.00092886 | 0 | 0.026125 | 0.006979 | 0 | 0.071991 | 0.38859 | 0.36815 | 0.054706 | 0.010137 | 0.50891 | 0.057539 | 0.008365 | 0.49912 | 0.40529 | 0.77985 | 0.86047 | 0.85692 | 0.84397 | 0.74409 | 0.85781 | 0.84667 | 0.86955 | 0.96186 | 0.96939 | 0.93675 | 0.89593 | 0.90675 | 0.84613 | 0.90054 | 0.89896 | 0.82794 | 0.84755 | 0.87214 | 0.58181 | 1 | 1 | 1
6 | 22 | 14 | 0.0046536 | 0.61984 | 0.56939 | 0.26727 | 0.2973 | 0.31243 | 0.6611 | 0.1418 | 0.030311 | 0.0038481 | 0.075036 | 0.016306 | 0.0049189 | 0.083002 | 0.4772 | 0.45877 | 0.090254 | 0.010777 | 0.37748 | 0.079071 | 0.022298 | 0.62203 | 0.51581 | 0.74226 | 0.84347 | 0.83239 | 0.8273 | 0.74456 | 0.86059 | 0.84015 | 0.87647 | 0.96294 | 0.92319 | 0.9428 | 0.90462 | 0.86836 | 0.87682 | 0.87358 | 0.86091 | 0.83719 | 0.82481 | 0.88899 | 0.49051 | 1 | 1 | 1
6 | 22 | 15 | 0.080642 | 0.22531 | 0.58053 | 0.32599 | 0.46625 | 0.31617 | 0.74508 | 0.35347 | 0.13767 | 0.071552 | 0.16025 | 0.03615 | 0.089903 | 0.10692 | 0.57164 | 0.55585 | 0.1497 | 0.0093656 | 0.31916 | 0.11048 | 0.04474 | 0.2238 | 0.13237 | 0.66458 | 0.80592 | 0.81714 | 0.79047 | 0.68684 | 0.85223 | 0.84168 | 0.86778 | 0.95642 | 0.94184 | 0.92051 | 0.90077 | 0.88271 | 0.80601 | 0.85712 | 0.87513 | 0.83172 | 0.82007 | 0.86298 | 0.53434 | 1 | 1 | 1
6 | 22 | 16 | 0.17863 | 0.15884 | 0.59005 | 0.35802 | 0.59687 | 0.3798 | 0.77803 | 0.58685 | 0.23717 | 0.16931 | 0.28844 | 0.054346 | 0.18848 | 0.11854 | 0.65809 | 0.64506 | 0.21049 | 0.0077647 | 0.30006 | 0.1418 | 0.062546 | 0.15759 | 0.06925 | 0.53333 | 0.7244 | 0.73253 | 0.71051 | 0.53502 | 0.83337 | 0.80933 | 0.8362 | 0.91165 | 0.89377 | 0.87354 | 0.81484 | 0.81911 | 0.79738 | 0.81879 | 0.81208 | 0.80577 | 0.80348 | 0.79223 | 0.39021 | 1 | 1 | 1
6 | 22 | 17 | 0.25145 | 0.34945 | 0.69441 | 0.42139 | 0.66005 | 0.53262 | 0.79879 | 0.7253 | 0.30825 | 0.24262 | 0.40789 | 0.23494 | 0.26099 | 0.30569 | 0.72911 | 0.71853 | 0.24619 | 0.0062785 | 0.29454 | 0.17413 | 0.10997 | 0.35001 | 0.23439 | 0.3553 | 0.60092 | 0.63688 | 0.5894 | 0.55382 | 0.75141 | 0.72558 | 0.75829 | 0.79928 | 0.81029 | 0.77482 | 0.69231 | 0.66526 | 0.69853 | 0.71331 | 0.65955 | 0.73418 | 0.73342 | 0.6809 | 0.36078 | 1 | 1 | 1
6 | 22 | 18 | 0.27759 | 0.37876 | 0.78233 | 0.45847 | 0.68781 | 0.62918 | 0.81277 | 0.80448 | 0.33018 | 0.26849 | 0.44322 | 0.44035 | 0.2865 | 0.5011 | 0.72769 | 0.71707 | 0.24294 | 0.010822 | 0.19293 | 0.24125 | 0.18101 | 0.37752 | 0.28624 | 0.12776 | 0.37544 | 0.42983 | 0.36825 | 0.34495 | 0.60289 | 0.55559 | 0.56538 | 0.54006 | 0.60922 | 0.58213 | 0.38647 | 0.43938 | 0.45756 | 0.45 | 0.43561 | 0.57915 | 0.56798 | 0.43456 | 0.13591 | 1 | 1 | 1
6 | 22 | 19 | 0.36463 | 0.68892 | 0.7789 | 0.44009 | 0.72938 | 0.8787 | 0.82455 | 0.86697 | 0.41428 | 0.35653 | 0.43664 | 0.57482 | 0.373 | 0.62186 | 0.68551 | 0.67341 | 0.20117 | 0.02264 | 0.28116 | 0.38799 | 0.49853 | 0.69122 | 0.59481 | 0.0063581 | 0.13225 | 0.17603 | 0.12971 | 0.16307 | 0.32289 | 0.30224 | 0.12766 | 0.10384 | 0.19709 | 0.31352 | 0.1504 | 0.17926 | 0.16551 | 0.15733 | 0.17773 | 0.29939 | 0.23303 | 0.10133 | 0.0014082 | 1 | 1 | 1
6 | 22 | 20 | 0.45492 | 0.46089 | 0.72388 | 0.4855 | 0.8161 | 0.98254 | 0.84345 | 0.87599 | 0.50045 | 0.44796 | 0.48625 | 0.66724 | 0.46257 | 0.71091 | 0.6239 | 0.60974 | 0.2903 | 0.079935 | 0.29577 | 0.51588 | 0.87074 | 0.46067 | 0.36427 | 2.289e-05 | 0.0042731 | 0.010509 | 0.0041912 | 0.020976 | 0.027296 | 0.01674 | 0.0023758 | 0.0019067 | 0.00081017 | 0.0004588 | 0 | 1.3453e-06 | 0 | 0 | 1.3337e-06 | 0.034001 | 0.0073823 | 0 | 0 | 1 | 1 | 1
6 | 22 | 21 | 0.49115 | 0.27307 | 0.73554 | 0.50585 | 0.84978 | 0.91023 | 0.80591 | 0.86878 | 0.53246 | 0.48432 | 0.52696 | 0.5822 | 0.49812 | 0.62597 | 0.59598 | 0.58093 | 0.36757 | 0.1414 | 0.37396 | 0.52979 | 0.88636 | 0.27187 | 0.17538 | 0 | 0 | 2.5199e-06 | 0 | 0 | 0 | 0 | 0 | 0 | 0 | 0 | 0 | 0 | 0 | 0 | 0 | 1.3176e-05 | 0 | 0 | 0 | 1 | 1 | 1
6 | 22 | 22 | 0.53403 | 0.32862 | 0.72314 | 0.43038 | 0.85453 | 0.93805 | 0.78385 | 0.8616 | 0.57345 | 0.52787 | 0.52239 | 0.5284 | 0.54066 | 0.57781 | 0.5328 | 0.51586 | 0.58864 | 0.3665 | 0.42769 | 0.47969 | 0.84775 | 0.32772 | 0.22903 | 0 | 0 | 0 | 0 | 0 | 0 | 0 | 0 | 0 | 0 | 0 | 0 | 0 | 0 | 0 | 0 | 0 | 0 | 0 | 0 | 1 | 1 | 1
6 | 22 | 23 | 0.54607 | 0.56998 | 0.67052 | 0.36726 | 0.84882 | 0.94987 | 0.77591 | 0.86005 | 0.58402 | 0.53996 | 0.47127 | 0.50213 | 0.55246 | 0.55512 | 0.46934 | 0.45071 | 0.74036 | 0.67823 | 0.49229 | 0.37611 | 0.80663 | 0.57144 | 0.46715 | 0 | 0 | 0 | 0 | 0 | 0 | 0 | 0 | 0 | 0 | 0 | 0 | 0 | 0 | 0 | 0 | 0 | 0 | 0 | 0 | 1 | 1 | 1
6 | 22 | 24 | 0.54893 | 0.46349 | 0.60043 | 0.31524 | 0.8361 | 0.69382 | 0.75853 | 0.8632 | 0.58599 | 0.54275 | 0.37656 | 0.47122 | 0.55519 | 0.52696 | 0.39595 | 0.37565 | 0.6335 | 0.68748 | 0.51948 | 0.33021 | 0.75969 | 0.4634 | 0.36536 | 0 | 0 | 0 | 0 | 0 | 0 | 0 | 0 | 0 | 0 | 0 | 0 | 0 | 0 | 0 | 0 | 0 | 0 | 0 | 0 | 1 | 1 | 1
6 | 23 | 1 | 0.56388 | 0.36852 | 0.57811 | 0.28936 | 0.83026 | 0.55562 | 0.73666 | 0.85183 | 0.60229 | 0.55826 | 0.27755 | 0.43441 | 0.57032 | 0.49232 | 0.33225 | 0.31084 | 0.58823 | 0.70757 | 0.47017 | 0.29087 | 0.71406 | 0.36834 | 0.26274 | 0 | 0 | 0 | 0 | 0 | 0 | 0 | 0 | 0 | 0 | 0 | 0 | 0 | 0 | 0 | 0 | 0 | 0 | 0 | 0 | 1 | 1 | 1
6 | 23 | 2 | 0.50715 | 0.29125 | 0.64467 | 0.25052 | 0.83685 | 0.43687 | 0.71509 | 0.82024 | 0.54631 | 0.50034 | 0.19945 | 0.41362 | 0.51378 | 0.47429 | 0.27363 | 0.25157 | 0.53402 | 0.80634 | 0.29859 | 0.23481 | 0.67819 | 0.29085 | 0.18474 | 0 | 0 | 0 | 0 | 0 | 0 | 0 | 0 | 0 | 0 | 0 | 0 | 0 | 0 | 0 | 0 | 0 | 0 | 0 | 0 | 1 | 1 | 1
6 | 23 | 3 | 0.49602 | 0.28679 | 0.69188 | 0.27134 | 0.82895 | 0.44626 | 0.69468 | 0.797 | 0.53774 | 0.48936 | 0.14599 | 0.3845 | 0.50305 | 0.44614 | 0.21895 | 0.19674 | 0.50464 | 0.81278 | 0.14941 | 0.17746 | 0.66809 | 0.28722 | 0.17134 | 0 | 0 | 0 | 0 | 0 | 0 | 0 | 0 | 0 | 0 | 0 | 0 | 0 | 0 | 0 | 0 | 0 | 0 | 0 | 0 | 1 | 1 | 1
6 | 23 | 4 | 0.46719 | 0.16073 | 0.57613 | 0.24768 | 0.81739 | 0.48136 | 0.66467 | 0.74808 | 0.51253 | 0.46047 | 0.10799 | 0.36814 | 0.47479 | 0.43728 | 0.17784 | 0.1559 | 0.45361 | 0.8284 | 0.10877 | 0.1268 | 0.61721 | 0.16024 | 0.063664 | 0 | 0 | 0.00018014 | 0 | 0 | 0 | 0 | 0 | 0 | 0 | 0 | 0 | 0 | 0 | 0 | 0 | 0 | 0 | 0 | 0.0010819 | 1 | 1 | 1
6 | 23 | 5 | 0.36715 | 0.1265 | 0.40566 | 0.22043 | 0.79136 | 0.27298 | 0.64749 | 0.68798 | 0.41297 | 0.35851 | 0.063113 | 0.2164 | 0.37495 | 0.28726 | 0.13018 | 0.10924 | 0.3377 | 0.811 | 0.08735 | 0.11403 | 0.60541 | 0.12606 | 0.036268 | 8.9043e-06 | 0.0086189 | 0.10135 | 0.0084537 | 0.021532 | 0.00096772 | 0.001584 | 0.002911 | 0.00031212 | 0.0061449 | 0.01481 | 0.054168 | 0.022948 | 0.0094876 | 0.0083414 | 0.022751 | 0.10725 | 0.077307 | 0.062663 | 0.23544 | 1 | 1 | 1
6 | 23 | 6 | 0.3966 | 0.17162 | 0.31752 | 0.1815 | 0.70322 | 0.3076 | 0.60904 | 0.62248 | 0.44717 | 0.38923 | 0.005755 | 0.095752 | 0.40507 | 0.16841 | 0.061722 | 0.044603 | 0.26157 | 0.78645 | 0.04674 | 0.10193 | 0.49348 | 0.1715 | 0.069334 | 0.0074252 | 0.17936 | 0.40223 | 0.17592 | 0.34175 | 0.17664 | 0.21693 | 0.15826 | 0.1009 | 0.29135 | 0.33623 | 0.4342 | 0.35986 | 0.24637 | 0.30352 | 0.35677 | 0.35948 | 0.35642 | 0.43597 | 0.59548 | 1 | 1 | 1
6 | 23 | 7 | 0.33301 | 0.22586 | 0.277 | 0.065786 | 0.44789 | 0.21267 | 0.51469 | 0.53896 | 0.38392 | 0.32454 | 0.0001378 | 0.0051989 | 0.34161 | 0.056445 | 0.016893 | 0.0072654 | 0.23064 | 0.68033 | 0.012068 | 0.07764 | 0.38855 | 0.22625 | 0.1128 | 0.039529 | 0.38476 | 0.60712 | 0.37738 | 0.65179 | 0.53686 | 0.51198 | 0.44627 | 0.49182 | 0.59681 | 0.61861 | 0.64312 | 0.61625 | 0.50071 | 0.60423 | 0.61096 | 0.54416 | 0.56302 | 0.66509 | 0.83086 | 1 | 1 | 1
6 | 23 | 8 | 0.28507 | 0.17572 | 0.21697 | 0.044497 | 0.28329 | 0.052718 | 0.37462 | 0.45334 | 0.3391 | 0.27629 | 0.002077 | 0.00065815 | 0.29418 | 0.049699 | 0.0094341 | 0.002646 | 0.21927 | 0.62749 | 0.0090991 | 0.081954 | 0.40063 | 0.17579 | 0.071186 | 0.25049 | 0.59588 | 0.77209 | 0.58446 | 0.83671 | 0.73928 | 0.72735 | 0.72692 | 0.76546 | 0.72897 | 0.81517 | 0.81442 | 0.79901 | 0.76657 | 0.76095 | 0.79215 | 0.71281 | 0.74691 | 0.8206 | 0.96972 | 1 | 1 | 1
6 | 23 | 9 | 0.23573 | 0.093639 | 0.14982 | 0.046218 | 0.19889 | 0.08717 | 0.33511 | 0.38754 | 0.29204 | 0.22663 | 0.039878 | 0.011727 | 0.24522 | 0.078031 | 0.012099 | 0.0041079 | 0.15664 | 0.5417 | 0.015403 | 0.12557 | 0.32078 | 0.093361 | 0.013318 | 0.46392 | 0.73443 | 0.85607 | 0.72035 | 0.94314 | 0.85708 | 0.82562 | 0.80737 | 0.86 | 0.83258 | 0.89391 | 0.90842 | 0.88591 | 0.85547 | 0.84691 | 0.87831 | 0.77391 | 0.83197 | 0.90011 | 1 | 1 | 1 | 1
6 | 23 | 10 | 0.18102 | 0.05987 | 0.10046 | 0.099574 | 0.14544 | 0.11936 | 0.31397 | 0.3869 | 0.23806 | 0.17146 | 0.11119 | 0.019357 | 0.19065 | 0.087633 | 0.020735 | 0.0098934 | 0.09961 | 0.40385 | 0.02496 | 0.26445 | 0.18567 | 0.05975 | 0.00019443 | 0.62571 | 0.82537 | 0.91359 | 0.80954 | 0.97817 | 0.91376 | 0.88506 | 0.82264 | 0.87244 | 1 | 0.93295 | 0.9438 | 0.92972 | 0.87654 | 0.91078 | 0.92174 | 0.75396 | 0.86151 | 0.92598 | 1 | 1 | 1 | 1
6 | 23 | 11 | 0.16537 | 0.039115 | 0.062763 | 0.23316 | 0.091174 | 0.19557 | 0.30707 | 0.42813 | 0.22028 | 0.1554 | 0.12411 | 0.017655 | 0.1747 | 0.085024 | 0.040853 | 0.026126 | 0.067925 | 0.31718 | 0.029542 | 0.41304 | 0.11633 | 0.038957 | 0 | 0.72898 | 0.87187 | 0.95332 | 0.85515 | 0.99179 | 0.92336 | 0.894 | 0.83426 | 0.90198 | 1 | 0.95744 | 0.94949 | 0.91458 | 0.91299 | 0.9296 | 0.90673 | 0.81331 | 0.87856 | 0.93042 | 1 | 1 | 1 | 1
6 | 23 | 12 | 0.2777 | 0.037692 | 0.067231 | 0.35496 | 0.11442 | 0.21324 | 0.32817 | 0.5745 | 0.32978 | 0.26857 | 0.15025 | 0.01929 | 0.28651 | 0.086372 | 0.10148 | 0.081657 | 0.044665 | 0.47763 | 0.032929 | 0.47275 | 0.091143 | 0.036697 | 0.0021616 | 0.78611 | 0.88702 | 0.92783 | 0.87001 | 0.97925 | 0.90019 | 0.8763 | 0.84376 | 0.97984 | 1 | 0.9531 | 0.92557 | 0.88265 | 0.86019 | 0.93179 | 0.87507 | 0.83205 | 0.83514 | 0.89913 | 0.9222 | 1 | 1 | 1
6 | 23 | 13 | 0.47305 | 0.2487 | 0.079804 | 0.4113 | 0.18928 | 0.21311 | 0.37112 | 0.78493 | 0.51725 | 0.46631 | 0.22402 | 0.034911 | 0.48047 | 0.1054 | 0.16647 | 0.14471 | 0.057795 | 0.6267 | 0.049977 | 0.50679 | 0.12233 | 0.24849 | 0.14172 | 0.79302 | 0.87499 | 0.89747 | 0.85822 | 0.94502 | 0.85951 | 0.84194 | 0.86776 | 0.91773 | 0.962 | 0.93764 | 0.90571 | 0.88459 | 0.85286 | 0.91973 | 0.87699 | 0.79802 | 0.80707 | 0.88766 | 0.91756 | 1 | 1 | 1
6 | 23 | 14 | 0.61423 | 0.48915 | 0.10902 | 0.43918 | 0.31485 | 0.21529 | 0.44025 | 0.91611 | 0.64901 | 0.60926 | 0.37625 | 0.044131 | 0.62005 | 0.11366 | 0.25696 | 0.23482 | 0.070641 | 0.71197 | 0.089995 | 0.51552 | 0.16401 | 0.49032 | 0.37912 | 0.75242 | 0.85459 | 0.87267 | 0.83821 | 0.95747 | 0.86475 | 0.84312 | 0.87295 | 0.94588 | 0.95531 | 0.94488 | 0.70986 | 0.90588 | 0.89261 | 0.9093 | 0.8981 | 0.73685 | 0.83943 | 0.90359 | 0.80074 | 1 | 1 | 1
6 | 23 | 15 | 0.67081 | 0.45292 | 0.16897 | 0.48463 | 0.48365 | 0.24204 | 0.50517 | 0.94893 | 0.69791 | 0.66605 | 0.52166 | 0.094626 | 0.67539 | 0.16153 | 0.34616 | 0.32497 | 0.15058 | 0.77738 | 0.1531 | 0.50216 | 0.20733 | 0.45322 | 0.34901 | 0.67913 | 0.82252 | 0.79836 | 0.80675 | 0.95607 | 0.86462 | 0.84592 | 0.87981 | 0.9056 | 0.88905 | 0.94123 | 0.88591 | 0.89917 | 0.78097 | 0.84572 | 0.89144 | 0.71595 | 0.81263 | 0.88043 | 0.62025 | 1 | 1 | 1
6 | 23 | 16 | 0.76372 | 0.33257 | 0.28175 | 0.51802 | 0.64774 | 0.41201 | 0.59326 | 0.95872 | 0.78435 | 0.76037 | 0.55151 | 0.29786 | 0.7672 | 0.36952 | 0.38728 | 0.3668 | 0.18243 | 0.82739 | 0.29942 | 0.50055 | 0.27723 | 0.33143 | 0.23585 | 0.57022 | 0.77293 | 0.67653 | 0.75811 | 0.9345 | 0.83642 | 0.81318 | 0.84909 | 0.90762 | 0.89273 | 0.89631 | 0.87176 | 0.85874 | 0.8208 | 0.84103 | 0.85137 | 0.52319 | 0.74736 | 0.81005 | 0.42077 | 1 | 1 | 1
6 | 23 | 17 | 0.85534 | 0.46832 | 0.44052 | 0.54962 | 0.76934 | 0.52209 | 0.68345 | 0.95974 | 0.86941 | 0.85345 | 0.56554 | 0.41915 | 0.85769 | 0.48288 | 0.44647 | 0.42727 | 0.21693 | 0.89452 | 0.48012 | 0.48979 | 0.43767 | 0.47028 | 0.34674 | 0.37577 | 0.63531 | 0.57367 | 0.62313 | 0.86263 | 0.75709 | 0.73179 | 0.76672 | 0.80903 | 0.77332 | 0.76236 | 0.77307 | 0.74234 | 0.7008 | 0.70321 | 0.73596 | 0.52051 | 0.71514 | 0.68637 | 0.23861 | 1 | 1 | 1
6 | 23 | 18 | 0.89639 | 0.1281 | 0.59589 | 0.58466 | 0.80926 | 0.78324 | 0.71137 | 0.95242 | 0.90647 | 0.89501 | 0.55078 | 0.43696 | 0.89807 | 0.49367 | 0.50879 | 0.49119 | 0.2399 | 0.92116 | 0.43577 | 0.51776 | 0.63706 | 0.12667 | 0.046563 | 0.14356 | 0.42094 | 0.37631 | 0.41287 | 0.69136 | 0.58279 | 0.57219 | 0.59164 | 0.59344 | 0.57486 | 0.55995 | 0.57818 | 0.49579 | 0.4672 | 0.47684 | 0.49154 | 0.33516 | 0.57955 | 0.39214 | 0.060758 | 1 | 1 | 1
6 | 23 | 19 | 0.90163 | 0.10285 | 0.64259 | 0.63609 | 0.83582 | 0.95334 | 0.75776 | 0.90266 | 0.91057 | 0.90022 | 0.52732 | 0.49385 | 0.90313 | 0.54546 | 0.52298 | 0.50577 | 0.184 | 0.91692 | 0.49088 | 0.54489 | 0.75253 | 0.10228 | 0.020836 | 0.0072818 | 0.14315 | 0.11999 | 0.14041 | 0.32688 | 0.29991 | 0.27473 | 0.1434 | 0.085801 | 0.12522 | 0.3074 | 0.24193 | 0.20364 | 0.17077 | 0.17062 | 0.20189 | 0.10642 | 0.19553 | 0.089096 | 0.0010412 | 1 | 1 | 1
6 | 23 | 20 | 0.89228 | 0.18468 | 0.65172 | 0.61193 | 0.90736 | 0.9949 | 0.79998 | 0.8722 | 0.90444 | 0.89112 | 0.49319 | 0.59241 | 0.89429 | 0.64274 | 0.60235 | 0.58751 | 0.16754 | 0.91455 | 0.49771 | 0.62772 | 0.84565 | 0.18539 | 0.073049 | 2.775e-05 | 0.0054535 | 0.0039887 | 0.005349 | 0.050073 | 0.020964 | 0.01267 | 0.0037618 | 0.0013184 | 0.00039041 | 0.00031466 | 0 | 3.0469e-06 | 0 | 0 | 3.0207e-06 | 0.0023347 | 0.0064097 | 0 | 0 | 1 | 1 | 1
6 | 23 | 21 | 0.78091 | 0.082429 | 0.68333 | 0.5105 | 0.9105 | 0.98466 | 0.78797 | 0.847 | 0.801 | 0.77794 | 0.52192 | 0.5394 | 0.78428 | 0.58768 | 0.65088 | 0.6376 | 0.22907 | 0.8813 | 0.47544 | 0.56854 | 0.87481 | 0.081956 | 0.0081319 | 0 | 0 | 3.9635e-08 | 0 | 0 | 0 | 0 | 0 | 0 | 0 | 0 | 0 | 0 | 0 | 0 | 0 | 2.0724e-07 | 0 | 0 | 0 | 1 | 1 | 1
6 | 23 | 22 | 0.63129 | 0.077176 | 0.64335 | 0.484 | 0.91071 | 0.98307 | 0.79968 | 0.8056 | 0.66098 | 0.62595 | 0.51722 | 0.50567 | 0.63632 | 0.55779 | 0.61987 | 0.60558 | 0.30469 | 0.88204 | 0.55282 | 0.47587 | 0.84209 | 0.076942 | 0.0038457 | 0 | 0 | 0 | 0 | 0 | 0 | 0 | 0 | 0 | 0 | 0 | 0 | 0 | 0 | 0 | 0 | 0 | 0 | 0 | 0 | 1 | 1 | 1
6 | 23 | 23 | 0.54521 | 0.10947 | 0.63155 | 0.43913 | 0.91292 | 0.97466 | 0.8199 | 0.76914 | 0.58128 | 0.53879 | 0.49099 | 0.48294 | 0.55132 | 0.53712 | 0.57592 | 0.56025 | 0.23983 | 0.90008 | 0.54337 | 0.42324 | 0.82733 | 0.1096 | 0.020106 | 0 | 0 | 0 | 0 | 0 | 0 | 0 | 0 | 0 | 0 | 0 | 0 | 0 | 0 | 0 | 0 | 0 | 0 | 0 | 0 | 1 | 1 | 1
6 | 23 | 24 | 0.52991 | 0.094415 | 0.63659 | 0.3315 | 0.90569 | 0.90011 | 0.82139 | 0.74626 | 0.5684 | 0.52352 | 0.44457 | 0.46664 | 0.53641 | 0.52344 | 0.52497 | 0.50782 | 0.36324 | 0.92101 | 0.26825 | 0.40998 | 0.81651 | 0.094258 | 0.012706 | 0 | 0 | 0 | 0 | 0 | 0 | 0 | 0 | 0 | 0 | 0 | 0 | 0 | 0 | 0 | 0 | 0 | 0 | 0 | 0 | 1 | 1 | 1
6 | 24 | 1 | 0.53276 | 0.097737 | 0.62755 | 0.28912 | 0.89225 | 0.78717 | 0.79321 | 0.72615 | 0.57224 | 0.52658 | 0.4138 | 0.42881 | 0.53941 | 0.48665 | 0.49462 | 0.47663 | 0.35788 | 0.92121 | 0.18663 | 0.43584 | 0.76825 | 0.097168 | 0.017736 | 0 | 0 | 0 | 0 | 0 | 0 | 0 | 0 | 0 | 0 | 0 | 0 | 0 | 0 | 0 | 0 | 0 | 0 | 0 | 0 | 1 | 1 | 1
6 | 24 | 2 | 0.50492 | 0.21498 | 0.56835 | 0.26218 | 0.8746 | 0.49044 | 0.76138 | 0.68319 | 0.54636 | 0.49842 | 0.37932 | 0.42022 | 0.5119 | 0.47984 | 0.4348 | 0.41533 | 0.3407 | 0.90688 | 0.10223 | 0.44534 | 0.696 | 0.21516 | 0.10491 | 0 | 0 | 0 | 0 | 0 | 0 | 0 | 0 | 0 | 0 | 0 | 0 | 0 | 0 | 0 | 0 | 0 | 0 | 0 | 0 | 1 | 1 | 1
6 | 24 | 3 | 0.45103 | 0.27405 | 0.52947 | 0.25572 | 0.86375 | 0.37619 | 0.71279 | 0.64263 | 0.49332 | 0.44349 | 0.29971 | 0.41553 | 0.4582 | 0.47601 | 0.39888 | 0.37863 | 0.44779 | 0.9138 | 0.12539 | 0.42461 | 0.65533 | 0.27479 | 0.15545 | 0 | 0 | 0 | 0 | 0 | 0 | 0 | 0 | 0 | 0 | 0 | 0 | 0 | 0 | 0 | 0 | 0 | 0 | 0 | 0 | 1 | 1 | 1
6 | 24 | 4 | 0.46998 | 0.14987 | 0.52677 | 0.2535 | 0.83756 | 0.45066 | 0.66035 | 0.63421 | 0.5145 | 0.46319 | 0.28336 | 0.40279 | 0.47746 | 0.46285 | 0.3474 | 0.32623 | 0.41967 | 0.89971 | 0.16539 | 0.32217 | 0.61535 | 0.14971 | 0.052408 | 0 | 0 | 0.00015541 | 0 | 0 | 0 | 0 | 0 | 0 | 0 | 0 | 0 | 0 | 0 | 0 | 0 | 0 | 0 | 0 | 0.00093337 | 1 | 1 | 1
6 | 24 | 5 | 0.44057 | 0.046989 | 0.51165 | 0.24704 | 0.79267 | 0.57179 | 0.5726 | 0.63345 | 0.48531 | 0.43319 | 0.27591 | 0.41548 | 0.44812 | 0.476 | 0.26351 | 0.2414 | 0.38596 | 0.84498 | 0.1436 | 0.25157 | 0.53928 | 0.046487 | 0.00079538 | 9.5559e-06 | 0.0085509 | 0.11076 | 0.0083869 | 0.020507 | 0.0011575 | 0.0015346 | 0.0069313 | 0.00069605 | 0.0064156 | 0.018145 | 0.05006 | 0.01777 | 0.0099928 | 0.0089403 | 0.017617 | 0.16952 | 0.10111 | 0.061069 | 0.20967 | 1 | 1 | 1
6 | 24 | 6 | 0.41783 | 0.046711 | 0.41433 | 0.16489 | 0.67049 | 0.6072 | 0.55536 | 0.61202 | 0.46487 | 0.41034 | 0.25327 | 0.4168 | 0.42575 | 0.4783 | 0.19024 | 0.16819 | 0.23781 | 0.74181 | 0.047782 | 0.23891 | 0.36219 | 0.046749 | 0 | 0.0072836 | 0.19453 | 0.44351 | 0.1908 | 0.35183 | 0.19882 | 0.21855 | 0.27802 | 0.18151 | 0.31136 | 0.3885 | 0.44377 | 0.29105 | 0.24191 | 0.31235 | 0.28855 | 0.49086 | 0.46244 | 0.43437 | 0.5852 | 1 | 1 | 1
6 | 24 | 7 | 0.38441 | 0.024043 | 0.35146 | 0.069197 | 0.42871 | 0.26957 | 0.48802 | 0.54593 | 0.42946 | 0.37597 | 0.20247 | 0.37848 | 0.39208 | 0.44164 | 0.12825 | 0.10735 | 0.15463 | 0.70779 | 0.046037 | 0.21651 | 0.29583 | 0.023909 | 0 | 0.036686 | 0.39576 | 0.6558 | 0.38817 | 0.66993 | 0.5454 | 0.53951 | 0.54852 | 0.53947 | 0.62992 | 0.68057 | 0.6886 | 0.56916 | 0.42868 | 0.57414 | 0.56427 | 0.6863 | 0.68329 | 0.67422 | 0.78432 | 1 | 1 | 1
6 | 24 | 8 | 0.48536 | 0.026199 | 0.38599 | 0.040199 | 0.23058 | 0.12595 | 0.39283 | 0.52683 | 0.52617 | 0.47835 | 0.16333 | 0.32837 | 0.49226 | 0.39751 | 0.11901 | 0.098408 | 0.13358 | 0.85513 | 0.02068 | 0.30299 | 0.38465 | 0.026172 | 0 | 0.25003 | 0.60036 | 0.82164 | 0.58885 | 0.85458 | 0.75183 | 0.73227 | 0.76379 | 0.77067 | 0.82928 | 0.85914 | 0.83072 | 0.76563 | 0.70573 | 0.69369 | 0.75905 | 0.79969 | 0.8147 | 0.81372 | 0.94857 | 1 | 1 | 1
6 | 24 | 9 | 0.63853 | 0.026082 | 0.40123 | 0.036973 | 0.12202 | 0.1229 | 0.42104 | 0.57824 | 0.67004 | 0.63366 | 0.18016 | 0.20878 | 0.64383 | 0.28234 | 0.12409 | 0.10331 | 0.13093 | 0.86156 | 0.041878 | 0.41419 | 0.35292 | 0.025875 | 0 | 0.47061 | 0.7478 | 0.91737 | 0.73346 | 0.95482 | 0.86219 | 0.84348 | 0.87111 | 0.87239 | 0.95671 | 0.94594 | 0.86777 | 0.8583 | 0.80235 | 0.86964 | 0.85093 | 0.85923 | 0.88214 | 0.88166 | 1 | 1 | 1 | 1
6 | 24 | 10 | 0.764 | 0.06772 | 0.37118 | 0.034936 | 0.022767 | 0.12259 | 0.4506 | 0.65036 | 0.78463 | 0.76066 | 0.27074 | 0.069706 | 0.76748 | 0.1385 | 0.14221 | 0.12091 | 0.10448 | 0.84479 | 0.1124 | 0.50897 | 0.38453 | 0.067862 | 0 | 0.64334 | 0.84907 | 0.96275 | 0.83279 | 0.99394 | 0.91381 | 0.89275 | 0.91314 | 0.94303 | 1 | 0.97844 | 0.94817 | 0.93631 | 0.87456 | 0.94971 | 0.92827 | 0.87728 | 0.90386 | 0.94015 | 1 | 1 | 1 | 1
6 | 24 | 11 | 0.88162 | 0.063349 | 0.35014 | 0.058058 | 0 | 0.135 | 0.51284 | 0.72058 | 0.89371 | 0.88015 | 0.43291 | 0.020665 | 0.88363 | 0.086632 | 0.17113 | 0.14928 | 0.069069 | 0.79324 | 0.21019 | 0.54049 | 0.46495 | 0.063261 | 0 | 0.74455 | 0.89042 | 0.96104 | 0.87335 | 0.99637 | 0.92008 | 0.8993 | 0.9126 | 0.96825 | 1 | 0.98166 | 0.95866 | 0.93215 | 0.89899 | 0.94497 | 0.92415 | 0.855 | 0.88261 | 0.93218 | 1 | 1 | 1 | 1
6 | 24 | 12 | 0.93668 | 0.068348 | 0.34145 | 0.10162 | 0 | 0.15817 | 0.58061 | 0.77445 | 0.94324 | 0.93589 | 0.54089 | 0.020139 | 0.93777 | 0.086172 | 0.23136 | 0.20914 | 0.057824 | 0.81849 | 0.29126 | 0.5877 | 0.58456 | 0.068284 | 2.923e-05 | 0.79692 | 0.89918 | 0.95136 | 0.88194 | 0.9911 | 0.89647 | 0.88028 | 0.90143 | 0.94109 | 1 | 0.96476 | 0.92968 | 0.91996 | 0.89764 | 0.93303 | 0.91207 | 0.81675 | 0.87467 | 0.91246 | 0.99038 | 1 | 1 | 1
6 | 24 | 13 | 0.95303 | 0.071451 | 0.33206 | 0.13623 | 0 | 0.14721 | 0.65939 | 0.8007 | 0.95754 | 0.95238 | 0.60788 | 0.065204 | 0.95379 | 0.13379 | 0.3181 | 0.29651 | 0.046967 | 0.90807 | 0.33124 | 0.62301 | 0.68697 | 0.070917 | 0.0030293 | 0.79999 | 0.88265 | 0.92351 | 0.86573 | 0.97434 | 0.8718 | 0.8534 | 0.86034 | 0.88798 | 0.98931 | 0.94538 | 0.91564 | 0.92188 | 0.84947 | 0.9114 | 0.91397 | 0.77491 | 0.86134 | 0.9023 | 0.95487 | 1 | 1 | 1
6 | 24 | 14 | 0.95593 | 0.17636 | 0.40603 | 0.16036 | 0.020558 | 0.14848 | 0.72163 | 0.82246 | 0.96005 | 0.95531 | 0.60286 | 0.20081 | 0.95662 | 0.2731 | 0.4125 | 0.39254 | 0.043246 | 0.95507 | 0.39338 | 0.63479 | 0.71895 | 0.17561 | 0.079993 | 0.75481 | 0.85737 | 0.89886 | 0.84093 | 0.92526 | 0.85843 | 0.85379 | 0.79997 | 0.88364 | 0.96644 | 0.95117 | 0.9218 | 0.9159 | 0.82813 | 0.92767 | 0.90804 | 0.77886 | 0.85688 | 0.90097 | 0.8279 | 1 | 1 | 1
6 | 24 | 15 | 0.95196 | 0.43749 | 0.50665 | 0.19437 | 0.12417 | 0.21559 | 0.7516 | 0.83194 | 0.95643 | 0.95128 | 0.60873 | 0.35 | 0.95271 | 0.42018 | 0.49901 | 0.48115 | 0.065032 | 0.97809 | 0.49052 | 0.63656 | 0.74964 | 0.43872 | 0.32118 | 0.6976 | 0.84567 | 0.83186 | 0.82945 | 0.94996 | 0.86533 | 0.85795 | 0.86285 | 0.93451 | 0.97086 | 0.93597 | 0.90428 | 0.90582 | 0.87984 | 0.91129 | 0.89804 | 0.70396 | 0.83571 | 0.84194 | 0.70932 | 1 | 1 | 1
6 | 24 | 16 | 0.94177 | 0.40123 | 0.58494 | 0.24729 | 0.26348 | 0.30946 | 0.77625 | 0.84237 | 0.94699 | 0.94091 | 0.62869 | 0.36913 | 0.94265 | 0.43212 | 0.56253 | 0.54647 | 0.10233 | 0.98918 | 0.52274 | 0.61072 | 0.78224 | 0.40147 | 0.29309 | 0.56158 | 0.76167 | 0.70757 | 0.74707 | 0.93212 | 0.82036 | 0.82328 | 0.8497 | 0.92312 | 0.79467 | 0.86853 | 0.87292 | 0.82803 | 0.81328 | 0.85533 | 0.82092 | 0.49596 | 0.80875 | 0.7134 | 0.56435 | 1 | 1 | 1
6 | 24 | 17 | 0.93162 | 0.29438 | 0.64062 | 0.28941 | 0.38638 | 0.43323 | 0.79509 | 0.86362 | 0.93779 | 0.93063 | 0.63547 | 0.39577 | 0.93266 | 0.45793 | 0.62404 | 0.60989 | 0.16258 | 0.98996 | 0.57698 | 0.59998 | 0.7497 | 0.29319 | 0.19669 | 0.36884 | 0.62316 | 0.59114 | 0.61121 | 0.87593 | 0.75216 | 0.7446 | 0.78458 | 0.82026 | 0.57126 | 0.77424 | 0.7675 | 0.70384 | 0.69524 | 0.72197 | 0.69779 | 0.38405 | 0.70715 | 0.62781 | 0.48079 | 1 | 1 | 1
6 | 24 | 18 | 0.91778 | 0.44296 | 0.6046 | 0.3652 | 0.50424 | 0.64023 | 0.81175 | 0.86976 | 0.92607 | 0.91672 | 0.65435 | 0.41093 | 0.91916 | 0.47104 | 0.69293 | 0.68108 | 0.21464 | 0.9784 | 0.6206 | 0.61244 | 0.72587 | 0.44379 | 0.3317 | 0.13951 | 0.40826 | 0.3691 | 0.40043 | 0.71506 | 0.56284 | 0.58274 | 0.61082 | 0.60051 | 0.35603 | 0.57793 | 0.57228 | 0.47891 | 0.48027 | 0.44709 | 0.4748 | 0.3131 | 0.52098 | 0.38274 | 0.138 | 1 | 1 | 1
6 | 24 | 19 | 0.86756 | 0.37795 | 0.58882 | 0.43969 | 0.65434 | 0.85632 | 0.84352 | 0.81103 | 0.87939 | 0.86565 | 0.66791 | 0.44289 | 0.86955 | 0.49529 | 0.75811 | 0.74859 | 0.26999 | 0.94954 | 0.59092 | 0.64488 | 0.70809 | 0.3778 | 0.27253 | 0.0073047 | 0.14726 | 0.14635 | 0.14444 | 0.39134 | 0.27032 | 0.30274 | 0.14005 | 0.099406 | 0.12418 | 0.31896 | 0.23834 | 0.19713 | 0.17661 | 0.15791 | 0.19543 | 0.10485 | 0.20803 | 0.084177 | 0.00077066 | 1 | 1 | 1
6 | 24 | 20 | 0.80643 | 0.32968 | 0.58834 | 0.50948 | 0.79864 | 0.97843 | 0.85699 | 0.76328 | 0.82577 | 0.80403 | 0.81715 | 0.61076 | 0.80965 | 0.65603 | 0.68138 | 0.66914 | 0.32204 | 0.93853 | 0.66103 | 0.71978 | 0.82773 | 0.32892 | 0.22839 | 2.9618e-05 | 0.0072262 | 0.0063977 | 0.0070877 | 0.073854 | 0.020506 | 0.016532 | 0.0039661 | 0.002779 | 0.00039257 | 0.00044373 | 0 | 3.0813e-06 | 0 | 0 | 3.0549e-06 | 0.00015682 | 0.0080334 | 0 | 0 | 1 | 1 | 1
6 | 24 | 21 | 0.65747 | 0.44542 | 0.57966 | 0.49648 | 0.82932 | 0.96876 | 0.84804 | 0.76373 | 0.68568 | 0.65255 | 0.8366 | 0.70398 | 0.66224 | 0.74408 | 0.63234 | 0.61846 | 0.30503 | 0.93079 | 0.63188 | 0.72037 | 0.8474 | 0.44708 | 0.3249 | 0 | 0 | 0 | 0 | 0 | 0 | 0 | 0 | 0 | 0 | 0 | 0 | 0 | 0 | 0 | 0 | 0 | 0 | 0 | 0 | 1 | 1 | 1
6 | 24 | 22 | 0.54335 | 0.15523 | 0.54758 | 0.48846 | 0.80885 | 0.95846 | 0.81174 | 0.75696 | 0.58067 | 0.53709 | 0.80583 | 0.60998 | 0.54965 | 0.65137 | 0.5601 | 0.54396 | 0.24276 | 0.94288 | 0.57378 | 0.73832 | 0.85869 | 0.15382 | 0.067974 | 0 | 0 | 0 | 0 | 0 | 0 | 0 | 0 | 0 | 0 | 0 | 0 | 0 | 0 | 0 | 0 | 0 | 0 | 0 | 0 | 1 | 1 | 1
6 | 24 | 23 | 0.45903 | 0.17965 | 0.51325 | 0.49758 | 0.79164 | 0.93953 | 0.79628 | 0.7559 | 0.5009 | 0.4516 | 0.73838 | 0.54839 | 0.46613 | 0.58969 | 0.48544 | 0.46721 | 0.37001 | 0.95658 | 0.56925 | 0.66203 | 0.75211 | 0.17978 | 0.073802 | 0 | 0 | 0 | 0 | 0 | 0 | 0 | 0 | 0 | 0 | 0 | 0 | 0 | 0 | 0 | 0 | 0 | 0 | 0 | 0 | 1 | 1 | 1
6 | 24 | 24 | 0.45266 | 0.14256 | 0.46639 | 0.49453 | 0.72423 | 0.7987 | 0.78195 | 0.76135 | 0.49606 | 0.44533 | 0.65433 | 0.67164 | 0.46 | 0.71112 | 0.43975 | 0.4204 | 0.66755 | 0.9646 | 0.61749 | 0.5841 | 0.66354 | 0.14207 | 0.048899 | 0 | 0 | 0 | 0 | 0 | 0 | 0 | 0 | 0 | 0 | 0 | 0 | 0 | 0 | 0 | 0 | 0 | 0 | 0 | 0 | 1 | 1 | 1
6 | 25 | 1 | 0.48224 | 0.20101 | 0.47292 | 0.4768 | 0.54211 | 0.62079 | 0.75161 | 0.72715 | 0.52498 | 0.47543 | 0.62901 | 0.72257 | 0.48944 | 0.75598 | 0.42404 | 0.40432 | 0.71714 | 0.92916 | 0.63052 | 0.47185 | 0.627 | 0.20107 | 0.093278 | 0 | 0 | 0 | 0 | 0 | 0 | 0 | 0 | 0 | 0 | 0 | 0 | 0 | 0 | 0 | 0 | 0 | 0 | 0 | 0 | 1 | 1 | 1
6 | 25 | 2 | 0.4954 | 0.22394 | 0.60032 | 0.51918 | 0.28911 | 0.43018 | 0.71239 | 0.68887 | 0.53674 | 0.48867 | 0.66029 | 0.71148 | 0.50237 | 0.74187 | 0.43149 | 0.41195 | 0.68909 | 0.85494 | 0.69204 | 0.40458 | 0.56848 | 0.22385 | 0.11575 | 0 | 0 | 0 | 0 | 0 | 0 | 0 | 0 | 0 | 0 | 0 | 0 | 0 | 0 | 0 | 0 | 0 | 0 | 0 | 0 | 1 | 1 | 1
6 | 25 | 3 | 0.50017 | 0.25352 | 0.56536 | 0.54834 | 0.18623 | 0.47663 | 0.6437 | 0.68421 | 0.54407 | 0.49394 | 0.58594 | 0.74394 | 0.50752 | 0.77463 | 0.40323 | 0.38308 | 0.58669 | 0.76228 | 0.69744 | 0.30303 | 0.53856 | 0.25403 | 0.13767 | 0 | 0 | 0 | 0 | 0 | 0 | 0 | 0 | 0 | 0 | 0 | 0 | 0 | 0 | 0 | 0 | 0 | 0 | 0 | 0 | 1 | 1 | 1
6 | 25 | 4 | 0.3978 | 0.14367 | 0.41506 | 0.56554 | 0.14492 | 0.37749 | 0.56708 | 0.67942 | 0.44397 | 0.38979 | 0.49222 | 0.73013 | 0.40562 | 0.76113 | 0.35625 | 0.33521 | 0.5661 | 0.56585 | 0.68156 | 0.2638 | 0.50368 | 0.14317 | 0.04994 | 0 | 0 | 0.00015134 | 0 | 0 | 0 | 0 | 0 | 0 | 0 | 0 | 0 | 0 | 0 | 0 | 0 | 0 | 0 | 0 | 0.00090896 | 1 | 1 | 1
6 | 25 | 5 | 0.34334 | 0.13377 | 0.44456 | 0.58793 | 0.062048 | 0.1823 | 0.47928 | 0.66684 | 0.39593 | 0.3353 | 0.39069 | 0.69147 | 0.35217 | 0.7284 | 0.31892 | 0.29733 | 0.49232 | 0.38938 | 0.66264 | 0.2713 | 0.43022 | 0.13375 | 0.03818 | 9.0228e-06 | 0.0087487 | 0.10724 | 0.008581 | 0.02143 | 0.0012554 | 0.0013102 | 0.0078248 | 0.00069627 | 0.0041179 | 0.015847 | 0.043737 | 0.024055 | 0.017532 | 0.0077474 | 0.023849 | 0.14855 | 0.097193 | 0.056598 | 0.22169 | 1 | 1 | 1
6 | 25 | 6 | 0.22706 | 0.10624 | 0.4246 | 0.56224 | 0.023562 | 0.20957 | 0.38641 | 0.47951 | 0.2845 | 0.21809 | 0.29178 | 0.58336 | 0.2367 | 0.62944 | 0.2233 | 0.20109 | 0.31356 | 0.16504 | 0.63796 | 0.21745 | 0.27403 | 0.10602 | 0.020492 | 0.0072152 | 0.20196 | 0.44047 | 0.19809 | 0.35978 | 0.20483 | 0.2069 | 0.29546 | 0.20003 | 0.24979 | 0.38038 | 0.41975 | 0.37303 | 0.3548 | 0.29635 | 0.36983 | 0.46366 | 0.45309 | 0.43119 | 0.61281 | 1 | 1 | 1
6 | 25 | 7 | 0.070201 | 0.11432 | 0.32789 | 0.47367 | 0.0041549 | 0.15316 | 0.29191 | 0.23355 | 0.12534 | 0.060356 | 0.14383 | 0.45104 | 0.079559 | 0.50637 | 0.14303 | 0.12174 | 0.23555 | 0.038175 | 0.64483 | 0.11391 | 0.10651 | 0.11434 | 0.024098 | 0.037154 | 0.41555 | 0.66098 | 0.40758 | 0.6751 | 0.54463 | 0.53615 | 0.59143 | 0.55893 | 0.60704 | 0.6804 | 0.67471 | 0.64292 | 0.63852 | 0.59535 | 0.6374 | 0.66578 | 0.68491 | 0.67769 | 0.84097 | 1 | 1 | 1
6 | 25 | 8 | 0.015744 | 0.10207 | 0.46508 | 0.38832 | 0 | 0.19493 | 0.23143 | 0.070274 | 0.069765 | 0.0071202 | 0.087512 | 0.36419 | 0.024672 | 0.4286 | 0.086465 | 0.067422 | 0.19738 | 0.031584 | 0.61188 | 0.060555 | 0.10196 | 0.10209 | 0.01621 | 0.25542 | 0.61669 | 0.82742 | 0.60487 | 0.8605 | 0.74592 | 0.72806 | 0.77806 | 0.79024 | 0.82127 | 0.86255 | 0.82719 | 0.81271 | 0.79862 | 0.77784 | 0.80573 | 0.77845 | 0.82338 | 0.82869 | 0.97149 | 1 | 1 | 1
6 | 25 | 9 | 0.00079883 | 0.069063 | 0.5137 | 0.38747 | 0 | 0.19555 | 0.18535 | 0.0059829 | 0.048227 | 0.0002571 | 0.094542 | 0.27024 | 0.0054128 | 0.33964 | 0.056875 | 0.040154 | 0.17324 | 0.055801 | 0.5676 | 0.075921 | 0.071 | 0.068745 | 0.00054057 | 0.4855 | 0.77097 | 0.93326 | 0.75619 | 0.96145 | 0.8548 | 0.8432 | 0.87033 | 0.92703 | 0.96638 | 0.96654 | 0.93193 | 0.89905 | 0.9113 | 0.87163 | 0.89133 | 0.86613 | 0.89625 | 0.90912 | 1 | 1 | 1 | 1
6 | 25 | 10 | 0 | 0.094666 | 0.45069 | 0.34457 | 0 | 0.15294 | 0.14899 | 0 | 0.022981 | 0 | 0.081772 | 0.18843 | 0.00025701 | 0.26283 | 0.034388 | 0.020621 | 0.14071 | 0.047624 | 0.55988 | 0.13012 | 0.068474 | 0.094468 | 0.01322 | 0.65262 | 0.8611 | 0.96728 | 0.84459 | 0.99703 | 0.89775 | 0.88814 | 0.92023 | 0.99168 | 1 | 1 | 0.97278 | 0.94461 | 0.94051 | 0.92199 | 0.9365 | 0.86497 | 0.9194 | 0.93504 | 1 | 1 | 1 | 1
6 | 25 | 11 | 0 | 0.14733 | 0.38712 | 0.27552 | 0 | 0.11356 | 0.14436 | 0 | 0.0031918 | 0 | 0.11283 | 0.087971 | 0 | 0.15892 | 0.024659 | 0.012811 | 0.13733 | 0.029851 | 0.50837 | 0.1487 | 0.067025 | 0.14717 | 0.049883 | 0.75883 | 0.90727 | 0.98397 | 0.88988 | 1 | 0.90415 | 0.90346 | 0.94198 | 1 | 1 | 1 | 0.97347 | 0.96934 | 0.91817 | 0.96693 | 0.96101 | 0.88168 | 0.91722 | 0.91484 | 1 | 1 | 1 | 1
6 | 25 | 12 | 0 | 0.21846 | 0.31564 | 0.18337 | 0 | 0.14875 | 0.14522 | 0 | 0.0071372 | 0 | 0.20438 | 0.05436 | 0 | 0.12198 | 0.023322 | 0.011787 | 0.13243 | 0.022483 | 0.44691 | 0.17322 | 0.088239 | 0.21859 | 0.10851 | 0.81125 | 0.91505 | 0.96774 | 0.89751 | 0.99414 | 0.88503 | 0.88396 | 0.92473 | 1 | 1 | 0.98904 | 0.9524 | 0.95057 | 0.89777 | 0.9488 | 0.94241 | 0.8592 | 0.90015 | 0.9014 | 0.96919 | 1 | 1 | 1
6 | 25 | 13 | 0 | 0.24134 | 0.27236 | 0.11373 | 0 | 0.20071 | 0.15617 | 0 | 0.013968 | 0 | 0.26414 | 0.11804 | 0 | 0.19201 | 0.02226 | 0.010989 | 0.12354 | 0.015674 | 0.40158 | 0.1893 | 0.12151 | 0.24129 | 0.1317 | 0.81641 | 0.90064 | 0.93164 | 0.88337 | 0.97329 | 0.85189 | 0.854 | 0.89974 | 0.97783 | 0.99995 | 0.96454 | 0.93942 | 0.92024 | 0.89617 | 0.90502 | 0.91234 | 0.8296 | 0.88474 | 0.88496 | 0.85465 | 1 | 1 | 1
6 | 25 | 14 | 0.00055563 | 0.2507 | 0.25737 | 0.071402 | 0 | 0.20774 | 0.18348 | 0.010964 | 0.025351 | 3.2726e-05 | 0.31534 | 0.19407 | 0.0010292 | 0.26829 | 0.023103 | 0.011622 | 0.13063 | 0.021219 | 0.35961 | 0.1854 | 0.16202 | 0.24994 | 0.14846 | 0.78413 | 0.89024 | 0.92283 | 0.87317 | 0.96848 | 0.84938 | 0.8476 | 0.89938 | 0.976 | 1 | 0.96958 | 0.947 | 0.9404 | 0.88688 | 0.91335 | 0.93233 | 0.85515 | 0.89032 | 0.8318 | 0.87096 | 1 | 1 | 1
6 | 25 | 15 | 0.015836 | 0.41353 | 0.24632 | 0.041498 | 0.044205 | 0.22506 | 0.23228 | 0.11624 | 0.066831 | 0.0070207 | 0.36407 | 0.2488 | 0.024189 | 0.31947 | 0.027304 | 0.014867 | 0.1453 | 0.030541 | 0.3037 | 0.17188 | 0.16303 | 0.41362 | 0.30843 | 0.7075 | 0.85648 | 0.90048 | 0.84006 | 0.96237 | 0.84413 | 0.85082 | 0.89857 | 0.97541 | 0.99428 | 0.95967 | 0.93494 | 0.9256 | 0.85553 | 0.89664 | 0.91766 | 0.82995 | 0.88589 | 0.85573 | 0.84067 | 1 | 1 | 1
6 | 25 | 16 | 0.12679 | 0.54005 | 0.2357 | 0.027929 | 0.25311 | 0.22024 | 0.27611 | 0.28377 | 0.18568 | 0.11731 | 0.43417 | 0.31331 | 0.13669 | 0.3804 | 0.033059 | 0.019511 | 0.17824 | 0.045909 | 0.25787 | 0.16404 | 0.17299 | 0.54074 | 0.44227 | 0.57152 | 0.7738 | 0.80799 | 0.75896 | 0.93442 | 0.80011 | 0.81298 | 0.86437 | 0.92369 | 0.93196 | 0.90082 | 0.87036 | 0.86199 | 0.77608 | 0.85329 | 0.85459 | 0.78716 | 0.85482 | 0.79036 | 0.6373 | 1 | 1 | 1
6 | 25 | 17 | 0.23592 | 0.50586 | 0.23142 | 0.021211 | 0.47302 | 0.22697 | 0.33267 | 0.44834 | 0.29146 | 0.22674 | 0.49091 | 0.38338 | 0.24529 | 0.44855 | 0.045305 | 0.029907 | 0.19754 | 0.060733 | 0.21836 | 0.15003 | 0.19717 | 0.50694 | 0.39912 | 0.38153 | 0.6442 | 0.67817 | 0.63185 | 0.85901 | 0.73402 | 0.73409 | 0.77686 | 0.82243 | 0.79024 | 0.80522 | 0.76841 | 0.75338 | 0.71902 | 0.73684 | 0.74691 | 0.68551 | 0.775 | 0.64711 | 0.50015 | 1 | 1 | 1
6 | 25 | 18 | 0.35766 | 0.20569 | 0.22913 | 0.021329 | 0.59484 | 0.21019 | 0.40622 | 0.58492 | 0.40969 | 0.3498 | 0.48691 | 0.38743 | 0.36639 | 0.45008 | 0.068415 | 0.050642 | 0.25794 | 0.12078 | 0.21261 | 0.13759 | 0.25844 | 0.20371 | 0.11842 | 0.14776 | 0.43089 | 0.45565 | 0.42263 | 0.71846 | 0.56865 | 0.58244 | 0.61106 | 0.62777 | 0.57442 | 0.59414 | 0.53913 | 0.50279 | 0.5057 | 0.5027 | 0.49847 | 0.52879 | 0.6132 | 0.40019 | 0.17687 | 1 | 1 | 1
6 | 25 | 19 | 0.40987 | 0.34409 | 0.26293 | 0.050097 | 0.68362 | 0.3154 | 0.4861 | 0.68987 | 0.45615 | 0.4021 | 0.46621 | 0.38282 | 0.41768 | 0.44242 | 0.11325 | 0.092898 | 0.28068 | 0.25929 | 0.32829 | 0.16935 | 0.5193 | 0.34461 | 0.22897 | 0.0081831 | 0.14721 | 0.18468 | 0.14439 | 0.3806 | 0.29397 | 0.21186 | 0.11607 | 0.14926 | 0.12774 | 0.33087 | 0.22234 | 0.20672 | 0.18868 | 0.18583 | 0.20495 | 0.26125 | 0.24925 | 0.088512 | 0.0044155 | 1 | 1 | 1
6 | 25 | 20 | 0.48352 | 0.3265 | 0.31432 | 0.16485 | 0.76533 | 0.78508 | 0.51567 | 0.64805 | 0.52606 | 0.47672 | 0.43306 | 0.45667 | 0.49069 | 0.51211 | 0.19489 | 0.1728 | 0.29595 | 0.3967 | 0.35853 | 0.22171 | 0.71967 | 0.32577 | 0.22477 | 2.9016e-05 | 0.0065805 | 0.011806 | 0.0064543 | 0.072742 | 0.021962 | 0.0063935 | 0.0028855 | 0.0027463 | 0.00049268 | 0.00055655 | 0 | 3.0789e-06 | 0 | 0 | 3.0524e-06 | 0.033469 | 0.0047384 | 0 | 0 | 1 | 1 | 1
6 | 25 | 21 | 0.53985 | 0.46904 | 0.34671 | 0.20389 | 0.78177 | 0.77295 | 0.46752 | 0.53507 | 0.57989 | 0.53392 | 0.46796 | 0.56245 | 0.54657 | 0.613 | 0.21796 | 0.19574 | 0.33726 | 0.33699 | 0.36085 | 0.21758 | 0.75007 | 0.47036 | 0.35476 | 0 | 0 | 3.2264e-06 | 0 | 0 | 0 | 0 | 0 | 0 | 0 | 0 | 0 | 0 | 0 | 0 | 0 | 1.687e-05 | 0 | 0 | 0 | 1 | 1 | 1
6 | 25 | 22 | 0.52567 | 0.28916 | 0.36863 | 0.2454 | 0.7811 | 0.55598 | 0.37678 | 0.46753 | 0.56418 | 0.51918 | 0.4363 | 0.58547 | 0.53218 | 0.62917 | 0.17305 | 0.15118 | 0.2659 | 0.25669 | 0.28336 | 0.17865 | 0.71567 | 0.28861 | 0.18436 | 0 | 0 | 0 | 0 | 0 | 0 | 0 | 0 | 0 | 0 | 0 | 0 | 0 | 0 | 0 | 0 | 0 | 0 | 0 | 0 | 1 | 1 | 1
6 | 25 | 23 | 0.52879 | 0.21685 | 0.3408 | 0.23086 | 0.78203 | 0.39574 | 0.3089 | 0.41535 | 0.56962 | 0.52273 | 0.34147 | 0.63839 | 0.53564 | 0.67762 | 0.16425 | 0.1425 | 0.21868 | 0.21553 | 0.30894 | 0.1366 | 0.66139 | 0.21608 | 0.11599 | 0 | 0 | 0 | 0 | 0 | 0 | 0 | 0 | 0 | 0 | 0 | 0 | 0 | 0 | 0 | 0 | 0 | 0 | 0 | 0 | 1 | 1 | 1
6 | 25 | 24 | 0.46275 | 0.29867 | 0.29751 | 0.23725 | 0.75636 | 0.28666 | 0.21977 | 0.37009 | 0.5063 | 0.45565 | 0.2735 | 0.70285 | 0.47009 | 0.73951 | 0.17618 | 0.15426 | 0.22616 | 0.19155 | 0.37905 | 0.11597 | 0.63966 | 0.29936 | 0.18049 | 0 | 0 | 0 | 0 | 0 | 0 | 0 | 0 | 0 | 0 | 0 | 0 | 0 | 0 | 0 | 0 | 0 | 0 | 0 | 0 | 1 | 1 | 1
6 | 26 | 1 | 0.39691 | 0.1985 | 0.26845 | 0.22825 | 0.70083 | 0.26007 | 0.13423 | 0.30301 | 0.44293 | 0.38886 | 0.22064 | 0.67627 | 0.40471 | 0.71285 | 0.16732 | 0.14552 | 0.16873 | 0.17972 | 0.3919 | 0.083719 | 0.65215 | 0.19792 | 0.097304 | 0 | 0 | 0 | 0 | 0 | 0 | 0 | 0 | 0 | 0 | 0 | 0 | 0 | 0 | 0 | 0 | 0 | 0 | 0 | 0 | 1 | 1 | 1
6 | 26 | 2 | 0.39516 | 0.20872 | 0.29186 | 0.21642 | 0.60186 | 0.24133 | 0.082474 | 0.26763 | 0.44454 | 0.38758 | 0.19868 | 0.63013 | 0.40346 | 0.66931 | 0.17331 | 0.15143 | 0.14978 | 0.16503 | 0.44116 | 0.030117 | 0.57485 | 0.20772 | 0.11105 | 0 | 0 | 0 | 0 | 0 | 0 | 0 | 0 | 0 | 0 | 0 | 0 | 0 | 0 | 0 | 0 | 0 | 0 | 0 | 0 | 1 | 1 | 1
6 | 26 | 3 | 0.3385 | 0.42142 | 0.34251 | 0.19385 | 0.47668 | 0.060946 | 0.047319 | 0.22103 | 0.39123 | 0.33041 | 0.20545 | 0.6206 | 0.34736 | 0.66242 | 0.18199 | 0.16 | 0.14957 | 0.15202 | 0.50333 | 0.0087907 | 0.53369 | 0.42146 | 0.31765 | 0 | 0 | 0 | 0 | 0 | 0 | 0 | 0 | 0 | 0 | 0 | 0 | 0 | 0 | 0 | 0 | 0 | 0 | 0 | 0 | 1 | 1 | 1
6 | 26 | 4 | 0.22211 | 0.61189 | 0.32273 | 0.21064 | 0.35553 | 0.034988 | 0.022489 | 0.20965 | 0.27787 | 0.21279 | 0.18501 | 0.60472 | 0.23153 | 0.64933 | 0.19055 | 0.16848 | 0.10634 | 0.11328 | 0.4465 | 0.00021954 | 0.41717 | 0.61351 | 0.51346 | 0 | 0 | 0.00012202 | 0 | 0 | 0 | 0 | 0 | 0 | 0 | 0 | 0 | 0 | 0 | 0 | 0 | 0 | 0 | 0 | 0.00073288 | 1 | 1 | 1
6 | 26 | 5 | 0.13183 | 0.42719 | 0.31577 | 0.21669 | 0.26466 | 0.039509 | 0.0039506 | 0.19502 | 0.19035 | 0.12225 | 0.14935 | 0.54831 | 0.14169 | 0.59798 | 0.19076 | 0.16869 | 0.10204 | 0.091329 | 0.31649 | 0 | 0.35482 | 0.42711 | 0.32542 | 8.3236e-06 | 0.0087946 | 0.10751 | 0.008626 | 0.018529 | 0.0010739 | 0.0012675 | 0.0067065 | 0.00058729 | 0.0051109 | 0.015454 | 0.048852 | 0.02576 | 0.016012 | 0.0069347 | 0.025539 | 0.15972 | 0.092089 | 0.052947 | 0.22501 | 1 | 1 | 1
6 | 26 | 6 | 0.05224 | 0.24761 | 0.28442 | 0.2047 | 0.20771 | 0.014321 | 0.0015545 | 0.12967 | 0.10883 | 0.043244 | 0.11305 | 0.46223 | 0.061463 | 0.51722 | 0.17635 | 0.15444 | 0.084346 | 0.050175 | 0.23176 | 0 | 0.18208 | 0.2464 | 0.15022 | 0.0071752 | 0.19903 | 0.42226 | 0.19521 | 0.32752 | 0.1993 | 0.19886 | 0.2729 | 0.18291 | 0.28197 | 0.37918 | 0.43852 | 0.38404 | 0.34266 | 0.2864 | 0.38075 | 0.48244 | 0.43982 | 0.40353 | 0.5663 | 1 | 1 | 1
6 | 26 | 7 | 0.0031774 | 0.32418 | 0.10768 | 0.12227 | 0.081111 | 0.0093746 | 0.00010052 | 0.02684 | 0.048166 | 0.0022622 | 0.11364 | 0.40602 | 0.0060277 | 0.46714 | 0.12028 | 0.099647 | 0.04011 | 0.014031 | 0.18553 | 0 | 0.075951 | 0.32462 | 0.20918 | 0.037405 | 0.40966 | 0.63517 | 0.40181 | 0.63968 | 0.5338 | 0.50956 | 0.57353 | 0.53461 | 0.62938 | 0.66969 | 0.68344 | 0.65592 | 0.63013 | 0.58746 | 0.65029 | 0.69342 | 0.66484 | 0.64553 | 0.76395 | 1 | 1 | 1
6 | 26 | 8 | 0.00331 | 0.27555 | 0.087192 | 0.072437 | 0.010689 | 0 | 3.0213e-06 | 0.0016682 | 0.05653 | 0 | 0.10529 | 0.34331 | 0.011538 | 0.40967 | 0.10488 | 0.084849 | 0.050412 | 0.013974 | 0.15698 | 0.00016383 | 0.082495 | 0.2756 | 0.16408 | 0.25392 | 0.61125 | 0.80317 | 0.59953 | 0.82142 | 0.73351 | 0.71126 | 0.76686 | 0.7689 | 0.83945 | 0.85341 | 0.82932 | 0.81606 | 0.81369 | 0.76927 | 0.80905 | 0.79889 | 0.79684 | 0.81066 | 0.90791 | 1 | 1 | 1
6 | 26 | 9 | 0.0002198 | 0.19645 | 0.09235 | 0.069426 | 0 | 0 | 0.0010944 | 0 | 0.038372 | 0 | 0.1399 | 0.25631 | 0.00070675 | 0.32779 | 0.12188 | 0.10118 | 0.044067 | 0.0014009 | 0.12387 | 0.0069784 | 0.093483 | 0.19612 | 0.092976 | 0.47801 | 0.75804 | 0.90604 | 0.7435 | 0.92459 | 0.84408 | 0.80852 | 0.86472 | 0.90435 | 0.94425 | 0.95099 | 0.90965 | 0.90385 | 0.9121 | 0.86592 | 0.89609 | 0.87115 | 0.86257 | 0.89015 | 0.99626 | 1 | 1 | 1
6 | 26 | 10 | 0 | 0.17362 | 0.1444 | 0.057348 | 0 | 0 | 0.015926 | 0.00010413 | 0.02008 | 0 | 0.22564 | 0.1532 | 0 | 0.22411 | 0.14328 | 0.12196 | 0.054054 | 0.00027602 | 0.14941 | 0.040815 | 0.12437 | 0.17357 | 0.070324 | 0.64353 | 0.84934 | 0.9525 | 0.83306 | 0.96224 | 0.89513 | 0.86634 | 0.91569 | 0.96752 | 1 | 0.98038 | 0.957 | 0.947 | 0.93333 | 0.92954 | 0.93887 | 0.87326 | 0.89725 | 0.92286 | 1 | 1 | 1 | 1
6 | 26 | 11 | 0 | 0.14024 | 0.20602 | 0.058132 | 0 | 0 | 0.024564 | 0.0074699 | 0.030676 | 0 | 0.30466 | 0.13243 | 0.00019036 | 0.20388 | 0.15841 | 0.13676 | 0.051321 | 0.00014327 | 0.18995 | 0.1799 | 0.15339 | 0.14005 | 0.04451 | 0.74401 | 0.88996 | 0.95089 | 0.8729 | 0.97092 | 0.89471 | 0.86652 | 0.92017 | 0.99429 | 1 | 0.98786 | 0.95536 | 0.94644 | 0.95817 | 0.93132 | 0.93831 | 0.87549 | 0.88239 | 0.91409 | 0.99826 | 1 | 1 | 1
6 | 26 | 12 | 0.00054579 | 0.13079 | 0.26485 | 0.076277 | 0 | 0 | 0.047036 | 0.070777 | 0.047039 | 2.3651e-05 | 0.39477 | 0.18715 | 0.004094 | 0.26036 | 0.16609 | 0.14431 | 0.027575 | 0.0012244 | 0.25041 | 0.33479 | 0.24873 | 0.13048 | 0.038365 | 0.79618 | 0.89849 | 0.93304 | 0.88127 | 0.95505 | 0.8757 | 0.85348 | 0.89876 | 0.98725 | 1 | 0.97178 | 0.93081 | 0.93507 | 0.94131 | 0.91393 | 0.92704 | 0.85296 | 0.86598 | 0.89993 | 0.90836 | 1 | 1 | 1
6 | 26 | 13 | 0.012964 | 0.1706 | 0.23368 | 0.10646 | 0.021704 | 0.011163 | 0.080932 | 0.17353 | 0.065845 | 0.0043154 | 0.49296 | 0.25583 | 0.021664 | 0.32512 | 0.16297 | 0.14124 | 0.017556 | 0.0080743 | 0.36183 | 0.47525 | 0.30856 | 0.17012 | 0.072006 | 0.80402 | 0.88708 | 0.91803 | 0.87007 | 0.93277 | 0.84961 | 0.82802 | 0.8689 | 0.96123 | 0.98712 | 0.95412 | 0.92551 | 0.91466 | 0.91816 | 0.89138 | 0.90681 | 0.8427 | 0.85591 | 0.86939 | 0.90822 | 1 | 1 | 1
6 | 26 | 14 | 0.084971 | 0.30285 | 0.18724 | 0.1388 | 0.14592 | 0.086509 | 0.11781 | 0.26649 | 0.14172 | 0.075232 | 0.60011 | 0.3581 | 0.094564 | 0.42421 | 0.16332 | 0.14159 | 0.028572 | 0.040108 | 0.35706 | 0.55595 | 0.3467 | 0.30318 | 0.18859 | 0.77082 | 0.875 | 0.92065 | 0.85822 | 0.87328 | 0.84489 | 0.82737 | 0.88426 | 0.97714 | 0.99885 | 0.96428 | 0.92922 | 0.92748 | 0.88417 | 0.92061 | 0.91951 | 0.84898 | 0.87818 | 0.88797 | 0.87355 | 1 | 1 | 1
6 | 26 | 15 | 0.21886 | 0.34261 | 0.13244 | 0.18115 | 0.36319 | 0.28633 | 0.14832 | 0.36829 | 0.27649 | 0.2098 | 0.6543 | 0.41964 | 0.22854 | 0.47932 | 0.15157 | 0.13006 | 0.034209 | 0.083025 | 0.51971 | 0.56912 | 0.37085 | 0.3432 | 0.22672 | 0.69761 | 0.84431 | 0.89872 | 0.82813 | 0.85934 | 0.84814 | 0.8349 | 0.89116 | 0.96861 | 0.99071 | 0.95793 | 0.92709 | 0.8965 | 0.87051 | 0.91308 | 0.8888 | 0.85172 | 0.87363 | 0.85876 | 0.85866 | 1 | 1 | 1
6 | 26 | 16 | 0.32773 | 0.22323 | 0.11474 | 0.22646 | 0.55157 | 0.51289 | 0.24487 | 0.48799 | 0.3762 | 0.31884 | 0.65007 | 0.47964 | 0.33596 | 0.53494 | 0.15821 | 0.13657 | 0.039919 | 0.13011 | 0.20278 | 0.54766 | 0.40612 | 0.22157 | 0.13157 | 0.56391 | 0.76361 | 0.82953 | 0.74897 | 0.80724 | 0.81977 | 0.80189 | 0.84894 | 0.9233 | 0.9239 | 0.90487 | 0.87623 | 0.85405 | 0.81475 | 0.83364 | 0.84672 | 0.82362 | 0.84291 | 0.81981 | 0.7284 | 1 | 1 | 1
6 | 26 | 17 | 0.55177 | 0.47222 | 0.10254 | 0.294 | 0.63652 | 0.72261 | 0.36416 | 0.60848 | 0.5903 | 0.54592 | 0.71866 | 0.52719 | 0.55823 | 0.57678 | 0.15833 | 0.13668 | 0.047406 | 0.21984 | 0.13177 | 0.54678 | 0.47179 | 0.47338 | 0.36038 | 0.37486 | 0.63168 | 0.69703 | 0.61957 | 0.74324 | 0.74077 | 0.72641 | 0.76462 | 0.81422 | 0.82693 | 0.8123 | 0.75666 | 0.73833 | 0.70113 | 0.70957 | 0.73199 | 0.7473 | 0.77225 | 0.69736 | 0.54234 | 1 | 1 | 1
6 | 26 | 18 | 0.72537 | 0.43422 | 0.078128 | 0.38937 | 0.69957 | 0.70713 | 0.4323 | 0.67569 | 0.75229 | 0.72199 | 0.80932 | 0.59823 | 0.72985 | 0.64151 | 0.16559 | 0.14382 | 0.059498 | 0.43315 | 0.17682 | 0.53566 | 0.49889 | 0.43434 | 0.33059 | 0.14515 | 0.41818 | 0.4417 | 0.41016 | 0.57551 | 0.55324 | 0.53554 | 0.57663 | 0.59263 | 0.59178 | 0.62585 | 0.58295 | 0.5285 | 0.49041 | 0.48148 | 0.52396 | 0.57417 | 0.61949 | 0.44055 | 0.11441 | 1 | 1 | 1
6 | 26 | 19 | 0.77027 | 0.35462 | 0.098 | 0.53055 | 0.76157 | 0.84382 | 0.52023 | 0.7153 | 0.79163 | 0.7672 | 0.88197 | 0.68273 | 0.77385 | 0.71858 | 0.20718 | 0.185 | 0.091458 | 0.61541 | 0.40689 | 0.51383 | 0.58669 | 0.35355 | 0.2583 | 0.0080363 | 0.14376 | 0.17335 | 0.14101 | 0.32688 | 0.24839 | 0.25572 | 0.11764 | 0.084946 | 0.14854 | 0.35164 | 0.24564 | 0.22137 | 0.18411 | 0.17423 | 0.21947 | 0.30826 | 0.22805 | 0.10707 | 0.0015909 | 1 | 1 | 1
6 | 26 | 20 | 0.75029 | 0.49821 | 0.19802 | 0.68669 | 0.83003 | 0.92608 | 0.54727 | 0.72303 | 0.77466 | 0.74716 | 0.83612 | 0.74849 | 0.75435 | 0.77969 | 0.27222 | 0.25015 | 0.11189 | 0.65823 | 0.50414 | 0.54334 | 0.77309 | 0.49821 | 0.40329 | 2.8951e-05 | 0.0057764 | 0.011316 | 0.0056657 | 0.062586 | 0.015039 | 0.010971 | 0.0029625 | 0.0014081 | 0.000998 | 0.00067548 | 0 | 3.0724e-06 | 0 | 0 | 3.046e-06 | 0.03511 | 0.0070437 | 0 | 0 | 1 | 1 | 1
6 | 26 | 21 | 0.6248 | 0.62347 | 0.27632 | 0.59511 | 0.85058 | 0.90822 | 0.54928 | 0.67729 | 0.6565 | 0.61962 | 0.7803 | 0.73994 | 0.63015 | 0.76863 | 0.27159 | 0.24951 | 0.11174 | 0.56382 | 0.55467 | 0.59041 | 0.80865 | 0.62432 | 0.53638 | 0 | 0 | 3.9848e-06 | 0 | 0 | 0 | 0 | 0 | 0 | 0 | 0 | 0 | 0 | 0 | 0 | 0 | 2.0836e-05 | 0 | 0 | 0 | 1 | 1 | 1
6 | 26 | 22 | 0.49344 | 0.54375 | 0.31073 | 0.49628 | 0.82932 | 0.86443 | 0.52416 | 0.69045 | 0.5358 | 0.48684 | 0.7261 | 0.74524 | 0.50056 | 0.77232 | 0.25155 | 0.22937 | 0.12413 | 0.54197 | 0.45144 | 0.54472 | 0.72243 | 0.54353 | 0.45779 | 0 | 0 | 0 | 0 | 0 | 0 | 0 | 0 | 0 | 0 | 0 | 0 | 0 | 0 | 0 | 0 | 0 | 0 | 0 | 0 | 1 | 1 | 1
6 | 26 | 23 | 0.33218 | 0.50345 | 0.33099 | 0.4496 | 0.80085 | 0.84028 | 0.4898 | 0.71544 | 0.38127 | 0.32343 | 0.64612 | 0.79233 | 0.3405 | 0.81754 | 0.21619 | 0.19397 | 0.1032 | 0.63717 | 0.55498 | 0.46254 | 0.72057 | 0.50302 | 0.41443 | 0 | 0 | 0 | 0 | 0 | 0 | 0 | 0 | 0 | 0 | 0 | 0 | 0 | 0 | 0 | 0 | 0 | 0 | 0 | 0 | 1 | 1 | 1
6 | 26 | 24 | 0.26387 | 0.54901 | 0.37472 | 0.4379 | 0.77446 | 0.78603 | 0.48046 | 0.71689 | 0.31702 | 0.25466 | 0.62538 | 0.7969 | 0.27287 | 0.82219 | 0.20272 | 0.18056 | 0.10928 | 0.69228 | 0.49273 | 0.38688 | 0.70223 | 0.54987 | 0.45041 | 0 | 0 | 0 | 0 | 0 | 0 | 0 | 0 | 0 | 0 | 0 | 0 | 0 | 0 | 0 | 0 | 0 | 0 | 0 | 0 | 1 | 1 | 1
6 | 27 | 1 | 0.26883 | 0.38539 | 0.53793 | 0.44778 | 0.74186 | 0.55508 | 0.48054 | 0.6917 | 0.32329 | 0.25988 | 0.60438 | 0.7447 | 0.27802 | 0.77182 | 0.18011 | 0.15814 | 0.092696 | 0.70031 | 0.38691 | 0.34801 | 0.67984 | 0.38561 | 0.27653 | 0 | 0 | 0 | 0 | 0 | 0 | 0 | 0 | 0 | 0 | 0 | 0 | 0 | 0 | 0 | 0 | 0 | 0 | 0 | 0 | 1 | 1 | 1
6 | 27 | 2 | 0.29382 | 0.15238 | 0.60574 | 0.34635 | 0.72155 | 0.52654 | 0.43832 | 0.67502 | 0.3451 | 0.28477 | 0.55553 | 0.73119 | 0.30251 | 0.76239 | 0.15377 | 0.13221 | 0.06813 | 0.69451 | 0.2687 | 0.35408 | 0.61809 | 0.1514 | 0.061589 | 0 | 0 | 0 | 0 | 0 | 0 | 0 | 0 | 0 | 0 | 0 | 0 | 0 | 0 | 0 | 0 | 0 | 0 | 0 | 0 | 1 | 1 | 1
6 | 27 | 3 | 0.39686 | 0.12036 | 0.59377 | 0.25106 | 0.70639 | 0.41973 | 0.37851 | 0.65665 | 0.44717 | 0.38946 | 0.48961 | 0.69416 | 0.40529 | 0.72848 | 0.12354 | 0.10278 | 0.051636 | 0.65523 | 0.15946 | 0.37854 | 0.50037 | 0.11972 | 0.033404 | 0 | 0 | 0 | 0 | 0 | 0 | 0 | 0 | 0 | 0 | 0 | 0 | 0 | 0 | 0 | 0 | 0 | 0 | 0 | 0 | 1 | 1 | 1
6 | 27 | 4 | 0.40886 | 0.21262 | 0.56853 | 0.15767 | 0.69939 | 0.31492 | 0.31463 | 0.61131 | 0.45654 | 0.40129 | 0.41785 | 0.64858 | 0.41689 | 0.68833 | 0.1041 | 0.084105 | 0.040253 | 0.61557 | 0.18119 | 0.4184 | 0.31335 | 0.21321 | 0.098695 | 0 | 0 | 9.2864e-05 | 0 | 0 | 0 | 0 | 0 | 0 | 0 | 0 | 0 | 0 | 0 | 0 | 0 | 0 | 0 | 0 | 0.00055775 | 1 | 1 | 1
6 | 27 | 5 | 0.38928 | 0.14952 | 0.5991 | 0.11163 | 0.72002 | 0.23651 | 0.25311 | 0.58055 | 0.43845 | 0.38156 | 0.39273 | 0.57934 | 0.39756 | 0.62351 | 0.10045 | 0.080624 | 0.045436 | 0.65046 | 0.21846 | 0.29556 | 0.23792 | 0.14942 | 0.0511 | 8.564e-06 | 0.0084657 | 0.1047 | 0.0083034 | 0.020719 | 0.00080047 | 0.0011957 | 0.006908 | 0.00040903 | 0.0050434 | 0.013602 | 0.045576 | 0.023574 | 0.015849 | 0.0070987 | 0.023372 | 0.16802 | 0.094969 | 0.057978 | 0.20541 | 1 | 1 | 1
6 | 27 | 6 | 0.33311 | 0.093849 | 0.48569 | 0.081308 | 0.67598 | 0.17419 | 0.20891 | 0.5096 | 0.38511 | 0.3248 | 0.3324 | 0.54126 | 0.34187 | 0.59336 | 0.081574 | 0.062839 | 0.039713 | 0.57548 | 0.183 | 0.18204 | 0.15577 | 0.093453 | 0.013998 | 0.0069359 | 0.1928 | 0.41537 | 0.1891 | 0.33634 | 0.16119 | 0.2037 | 0.28715 | 0.11412 | 0.2973 | 0.34837 | 0.42987 | 0.37343 | 0.34904 | 0.29186 | 0.37022 | 0.492 | 0.44896 | 0.42501 | 0.52355 | 1 | 1 | 1
6 | 27 | 7 | 0.25847 | 0.11151 | 0.37889 | 0.028027 | 0.52821 | 0.085218 | 0.15939 | 0.39536 | 0.31264 | 0.24934 | 0.22584 | 0.43284 | 0.26762 | 0.48979 | 0.03824 | 0.023879 | 0.034865 | 0.41133 | 0.26081 | 0.12874 | 0.14592 | 0.11135 | 0.023579 | 0.037307 | 0.40314 | 0.63149 | 0.39541 | 0.64462 | 0.528 | 0.52051 | 0.58122 | 0.4263 | 0.61933 | 0.6583 | 0.67144 | 0.65231 | 0.63834 | 0.5991 | 0.64671 | 0.6804 | 0.6672 | 0.67061 | 0.80821 | 1 | 1 | 1
6 | 27 | 8 | 0.2198 | 0.14826 | 0.33819 | 0.010108 | 0.39385 | 0.025429 | 0.13375 | 0.30137 | 0.2764 | 0.21055 | 0.2098 | 0.36813 | 0.22935 | 0.42942 | 0.020725 | 0.0098783 | 0.053184 | 0.40876 | 0.27329 | 0.14141 | 0.20007 | 0.14822 | 0.049466 | 0.25236 | 0.60738 | 0.77957 | 0.59574 | 0.82102 | 0.7378 | 0.72168 | 0.75882 | 0.69808 | 0.84244 | 0.84313 | 0.8137 | 0.83374 | 0.80968 | 0.78962 | 0.82658 | 0.75391 | 0.80193 | 0.81065 | 0.9424 | 1 | 1 | 1
6 | 27 | 9 | 0.18759 | 0.1751 | 0.2915 | 0.0065978 | 0.30322 | 0.025493 | 0.13193 | 0.22157 | 0.24546 | 0.17821 | 0.27754 | 0.36478 | 0.19735 | 0.43051 | 0.013852 | 0.0051646 | 0.052954 | 0.41646 | 0.29107 | 0.25722 | 0.27674 | 0.17507 | 0.071397 | 0.47956 | 0.76186 | 0.88523 | 0.74726 | 0.92558 | 0.85963 | 0.83039 | 0.86505 | 0.87745 | 0.95878 | 0.93939 | 0.91323 | 0.91484 | 0.91289 | 0.89212 | 0.90698 | 0.82395 | 0.86878 | 0.89468 | 1 | 1 | 1 | 1
6 | 27 | 10 | 0.15177 | 0.19146 | 0.19699 | 0.011845 | 0.24356 | 0.020847 | 0.15569 | 0.17602 | 0.20999 | 0.14219 | 0.30317 | 0.32007 | 0.1616 | 0.38727 | 0.014261 | 0.005433 | 0.049414 | 0.35954 | 0.33024 | 0.32354 | 0.424 | 0.19155 | 0.084513 | 0.64688 | 0.85441 | 0.93889 | 0.83803 | 0.97019 | 0.90512 | 0.88327 | 0.90943 | 0.96832 | 0.99846 | 0.98087 | 0.9569 | 0.97077 | 0.94617 | 0.94179 | 0.96244 | 0.82186 | 0.89669 | 0.91978 | 1 | 1 | 1 | 1
6 | 27 | 11 | 0.12979 | 0.17133 | 0.10284 | 0.030565 | 0.22171 | 0.015708 | 0.19498 | 0.20048 | 0.18776 | 0.12008 | 0.31714 | 0.27141 | 0.13959 | 0.33919 | 0.026807 | 0.014522 | 0.055617 | 0.31469 | 0.33537 | 0.39733 | 0.61942 | 0.17133 | 0.067919 | 0.75382 | 0.90224 | 0.96901 | 0.88494 | 0.9868 | 0.92089 | 0.8982 | 0.93632 | 1 | 1 | 0.99962 | 0.96514 | 0.94766 | 0.93288 | 0.9592 | 0.93952 | 0.8666 | 0.90428 | 0.91447 | 1 | 1 | 1 | 1
6 | 27 | 12 | 0.14545 | 0.1316 | 0.06029 | 0.064842 | 0.29155 | 0.02533 | 0.26128 | 0.31363 | 0.2017 | 0.13557 | 0.36714 | 0.27712 | 0.15499 | 0.34617 | 0.058722 | 0.041838 | 0.056784 | 0.31182 | 0.32075 | 0.46234 | 0.59638 | 0.13134 | 0.038615 | 0.80433 | 0.90798 | 0.95728 | 0.89057 | 0.97022 | 0.89617 | 0.87978 | 0.91693 | 1 | 1 | 0.98761 | 0.95443 | 0.94076 | 0.89088 | 0.92879 | 0.93268 | 0.84962 | 0.88569 | 0.88025 | 0.99773 | 1 | 1 | 1
6 | 27 | 13 | 0.25586 | 0.13582 | 0.063463 | 0.12716 | 0.45243 | 0.034516 | 0.32345 | 0.46249 | 0.30783 | 0.24643 | 0.45593 | 0.30271 | 0.26468 | 0.36932 | 0.10065 | 0.080832 | 0.064943 | 0.37783 | 0.36715 | 0.51335 | 0.59576 | 0.13573 | 0.040338 | 0.81658 | 0.90092 | 0.93108 | 0.88365 | 0.94884 | 0.87256 | 0.85066 | 0.89268 | 0.96779 | 1 | 0.9604 | 0.93929 | 0.91895 | 0.91741 | 0.91642 | 0.91106 | 0.83297 | 0.85528 | 0.88061 | 0.96513 | 1 | 1 | 1
6 | 27 | 14 | 0.47891 | 0.14467 | 0.04954 | 0.1949 | 0.64465 | 0.1017 | 0.41646 | 0.62455 | 0.52531 | 0.47264 | 0.5215 | 0.36733 | 0.48665 | 0.43083 | 0.12699 | 0.10612 | 0.05807 | 0.41793 | 0.38608 | 0.52222 | 0.65014 | 0.14483 | 0.045036 | 0.78691 | 0.89298 | 0.93352 | 0.87586 | 0.94358 | 0.86503 | 0.84842 | 0.89927 | 0.97756 | 1 | 0.97026 | 0.94464 | 0.92839 | 0.92846 | 0.9277 | 0.92042 | 0.84831 | 0.85777 | 0.89731 | 0.95666 | 1 | 1 | 1
6 | 27 | 15 | 0.55513 | 0.098843 | 0.057294 | 0.27215 | 0.80116 | 0.17286 | 0.53371 | 0.73491 | 0.59272 | 0.54917 | 0.5606 | 0.43791 | 0.56145 | 0.49813 | 0.14616 | 0.12477 | 0.048157 | 0.53391 | 0.5824 | 0.52258 | 0.6198 | 0.098563 | 0.016234 | 0.70952 | 0.8583 | 0.88372 | 0.84184 | 0.93923 | 0.86667 | 0.84544 | 0.89035 | 0.97478 | 0.97991 | 0.96281 | 0.92581 | 0.91904 | 0.91749 | 0.89625 | 0.91115 | 0.84385 | 0.84917 | 0.87945 | 0.8511 | 1 | 1 | 1
6 | 27 | 16 | 0.60096 | 0.091918 | 0.10376 | 0.37057 | 0.88 | 0.34778 | 0.61777 | 0.8084 | 0.63456 | 0.59548 | 0.59642 | 0.45876 | 0.60662 | 0.51555 | 0.17885 | 0.15691 | 0.042102 | 0.57304 | 0.59908 | 0.50495 | 0.52483 | 0.090424 | 0.021509 | 0.57713 | 0.78055 | 0.80874 | 0.76559 | 0.91794 | 0.83463 | 0.81263 | 0.85406 | 0.92442 | 0.93837 | 0.91453 | 0.8654 | 0.86113 | 0.86077 | 0.82703 | 0.85373 | 0.81138 | 0.83427 | 0.83082 | 0.66394 | 1 | 1 | 1
6 | 27 | 17 | 0.6462 | 0.41719 | 0.24371 | 0.47373 | 0.90559 | 0.47183 | 0.65014 | 0.8545 | 0.67651 | 0.64132 | 0.60649 | 0.47036 | 0.65131 | 0.52589 | 0.23753 | 0.21531 | 0.072634 | 0.60168 | 0.42449 | 0.48235 | 0.48475 | 0.41891 | 0.2937 | 0.38168 | 0.64172 | 0.66506 | 0.62942 | 0.84679 | 0.74422 | 0.71661 | 0.77007 | 0.81773 | 0.82118 | 0.81266 | 0.75217 | 0.73617 | 0.74436 | 0.69642 | 0.72985 | 0.69701 | 0.74327 | 0.69824 | 0.44532 | 1 | 1 | 1
6 | 27 | 18 | 0.68648 | 0.32787 | 0.41823 | 0.51698 | 0.90586 | 0.59694 | 0.68471 | 0.89147 | 0.71293 | 0.68201 | 0.58799 | 0.48722 | 0.69095 | 0.53827 | 0.32089 | 0.29934 | 0.071131 | 0.58618 | 0.38343 | 0.44464 | 0.4775 | 0.32782 | 0.21853 | 0.14769 | 0.42587 | 0.45083 | 0.4177 | 0.69346 | 0.59708 | 0.54794 | 0.59545 | 0.60692 | 0.59907 | 0.57634 | 0.5264 | 0.51704 | 0.49482 | 0.4909 | 0.5126 | 0.51275 | 0.61184 | 0.42818 | 0.15412 | 1 | 1 | 1
6 | 27 | 19 | 0.74666 | 0.24054 | 0.66963 | 0.57694 | 0.90393 | 0.84018 | 0.72839 | 0.87714 | 0.76822 | 0.743 | 0.63121 | 0.58502 | 0.75031 | 0.62834 | 0.42605 | 0.40639 | 0.076642 | 0.66841 | 0.62221 | 0.41616 | 0.54432 | 0.23993 | 0.13686 | 0.0074064 | 0.14899 | 0.18064 | 0.14614 | 0.37514 | 0.3049 | 0.26672 | 0.16154 | 0.095018 | 0.12576 | 0.3205 | 0.21669 | 0.21491 | 0.18615 | 0.17964 | 0.21307 | 0.26242 | 0.28025 | 0.099621 | 0.0011971 | 1 | 1 | 1
6 | 27 | 20 | 0.81612 | 0.26937 | 0.81361 | 0.63784 | 0.92739 | 0.98679 | 0.76017 | 0.84114 | 0.83631 | 0.81411 | 0.65828 | 0.72513 | 0.81946 | 0.76061 | 0.51539 | 0.49797 | 0.098766 | 0.74378 | 0.43449 | 0.38121 | 0.70113 | 0.26916 | 0.16081 | 2.5132e-05 | 0.0068046 | 0.011791 | 0.0066741 | 0.070827 | 0.02285 | 0.011455 | 0.0035433 | 0.0017941 | 0.00046552 | 0.00062979 | 0 | 3.0819e-06 | 0 | 0 | 3.0554e-06 | 0.035507 | 0.0088563 | 0 | 0 | 1 | 1 | 1
6 | 27 | 21 | 0.73266 | 0.31799 | 0.8687 | 0.55334 | 0.93326 | 0.92978 | 0.74403 | 0.82157 | 0.75536 | 0.72881 | 0.64638 | 0.74292 | 0.7365 | 0.77387 | 0.57288 | 0.55712 | 0.10547 | 0.69966 | 0.31211 | 0.31031 | 0.71652 | 0.31734 | 0.21503 | 0 | 0 | 4.8216e-06 | 0 | 0 | 0 | 0 | 0 | 0 | 0 | 0 | 0 | 0 | 0 | 0 | 0 | 2.5211e-05 | 0 | 0 | 0 | 1 | 1 | 1
6 | 27 | 22 | 0.65837 | 0.50134 | 0.86734 | 0.51899 | 0.91274 | 0.95262 | 0.72937 | 0.81813 | 0.68738 | 0.65359 | 0.52158 | 0.70389 | 0.66326 | 0.73534 | 0.64986 | 0.63655 | 0.091244 | 0.71472 | 0.47802 | 0.22445 | 0.66202 | 0.50258 | 0.3918 | 0 | 0 | 0 | 0 | 0 | 0 | 0 | 0 | 0 | 0 | 0 | 0 | 0 | 0 | 0 | 0 | 0 | 0 | 0 | 0 | 1 | 1 | 1
6 | 27 | 23 | 0.59447 | 0.37675 | 0.83517 | 0.54752 | 0.87615 | 0.72461 | 0.72999 | 0.8277 | 0.6275 | 0.58874 | 0.45071 | 0.707 | 0.60006 | 0.73855 | 0.66236 | 0.64947 | 0.1012 | 0.76225 | 0.3659 | 0.17178 | 0.55579 | 0.37554 | 0.28365 | 0 | 0 | 0 | 0 | 0 | 0 | 0 | 0 | 0 | 0 | 0 | 0 | 0 | 0 | 0 | 0 | 0 | 0 | 0 | 0 | 1 | 1 | 1
6 | 27 | 24 | 0.57294 | 0.52249 | 0.82188 | 0.56361 | 0.83766 | 0.50684 | 0.72504 | 0.84039 | 0.60881 | 0.56714 | 0.45962 | 0.74067 | 0.57899 | 0.77248 | 0.60069 | 0.58579 | 0.13332 | 0.71682 | 0.2984 | 0.15203 | 0.39471 | 0.52341 | 0.41954 | 0 | 0 | 0 | 0 | 0 | 0 | 0 | 0 | 0 | 0 | 0 | 0 | 0 | 0 | 0 | 0 | 0 | 0 | 0 | 0 | 1 | 1 | 1
6 | 28 | 1 | 0.5441 | 0.44303 | 0.7807 | 0.57097 | 0.83389 | 0.48859 | 0.69082 | 0.86327 | 0.58406 | 0.53826 | 0.40924 | 0.70838 | 0.5508 | 0.74072 | 0.54801 | 0.53152 | 0.28121 | 0.65178 | 0.35364 | 0.12962 | 0.23652 | 0.44367 | 0.33422 | 0 | 0 | 0 | 0 | 0 | 0 | 0 | 0 | 0 | 0 | 0 | 0 | 0 | 0 | 0 | 0 | 0 | 0 | 0 | 0 | 1 | 1 | 1
6 | 28 | 2 | 0.44369 | 0.20199 | 0.75349 | 0.54687 | 0.83462 | 0.8326 | 0.66716 | 0.86753 | 0.4848 | 0.43582 | 0.37178 | 0.67953 | 0.45069 | 0.71494 | 0.47674 | 0.4583 | 0.54415 | 0.64839 | 0.31871 | 0.10285 | 0.038702 | 0.20104 | 0.10447 | 0 | 0 | 0 | 0 | 0 | 0 | 0 | 0 | 0 | 0 | 0 | 0 | 0 | 0 | 0 | 0 | 0 | 0 | 0 | 0 | 1 | 1 | 1
6 | 28 | 3 | 0.47601 | 0.15891 | 0.68955 | 0.48024 | 0.82232 | 0.66436 | 0.63813 | 0.83126 | 0.51981 | 0.46923 | 0.35683 | 0.65368 | 0.48337 | 0.69383 | 0.40157 | 0.38138 | 0.73219 | 0.63476 | 0.34124 | 0.078675 | 0.009571 | 0.15857 | 0.060653 | 0 | 0 | 0 | 0 | 0 | 0 | 0 | 0 | 0 | 0 | 0 | 0 | 0 | 0 | 0 | 0 | 0 | 0 | 0 | 0 | 1 | 1 | 1
6 | 28 | 4 | 0.47352 | 0.16647 | 0.61714 | 0.40691 | 0.80677 | 0.61733 | 0.59863 | 0.80523 | 0.5168 | 0.46661 | 0.31822 | 0.58179 | 0.48081 | 0.62524 | 0.34478 | 0.32356 | 0.62139 | 0.60645 | 0.32243 | 0.054772 | 0.027395 | 0.16638 | 0.06465 | 0 | 0 | 9.0917e-05 | 0 | 0 | 0 | 0 | 0 | 0 | 0 | 0 | 0 | 0 | 0 | 0 | 0 | 0 | 0 | 0 | 0.00054606 | 1 | 1 | 1
6 | 28 | 5 | 0.45034 | 0.17729 | 0.56174 | 0.34626 | 0.79135 | 0.6006 | 0.55273 | 0.77618 | 0.49534 | 0.4432 | 0.18033 | 0.55505 | 0.45792 | 0.60417 | 0.27698 | 0.25495 | 0.49484 | 0.60182 | 0.24343 | 0.048445 | 0.092759 | 0.17771 | 0.069338 | 9.3987e-06 | 0.0080211 | 0.092985 | 0.0078674 | 0.018302 | 0.0010029 | 0.0010285 | 0.0066177 | 0.00050495 | 0.005387 | 0.014842 | 0.039575 | 0.025109 | 0.013759 | 0.0074394 | 0.024894 | 0.14364 | 0.090723 | 0.060169 | 0.15353 | 1 | 1 | 1
6 | 28 | 6 | 0.40191 | 0.07234 | 0.41776 | 0.29417 | 0.72767 | 0.46282 | 0.52065 | 0.71572 | 0.44991 | 0.39425 | 0.13541 | 0.49842 | 0.40999 | 0.55268 | 0.23044 | 0.20821 | 0.34351 | 0.53352 | 0.10642 | 0.058984 | 0.11652 | 0.071923 | 0.0029237 | 0.0069576 | 0.19998 | 0.40142 | 0.19615 | 0.3287 | 0.17927 | 0.20074 | 0.28135 | 0.18826 | 0.30966 | 0.37975 | 0.42802 | 0.3854 | 0.3305 | 0.30168 | 0.38209 | 0.44498 | 0.45201 | 0.43597 | 0.45122 | 1 | 1 | 1
6 | 28 | 7 | 0.33518 | 0.050787 | 0.29778 | 0.15878 | 0.63279 | 0.17661 | 0.46316 | 0.63901 | 0.38567 | 0.32668 | 0.080607 | 0.40604 | 0.34371 | 0.46911 | 0.20954 | 0.18735 | 0.18006 | 0.37127 | 0.077118 | 0.048819 | 0.098492 | 0.050593 | 2.923e-05 | 0.036495 | 0.41033 | 0.6302 | 0.40247 | 0.60921 | 0.52385 | 0.5272 | 0.58143 | 0.54912 | 0.64503 | 0.67689 | 0.67782 | 0.64404 | 0.61312 | 0.6186 | 0.63851 | 0.63343 | 0.67297 | 0.66849 | 0.74793 | 1 | 1 | 1
6 | 28 | 8 | 0.30189 | 0.06019 | 0.2442 | 0.13278 | 0.60666 | 0.079914 | 0.34763 | 0.54052 | 0.35475 | 0.2932 | 0.062548 | 0.25196 | 0.31081 | 0.32415 | 0.24731 | 0.22511 | 0.12949 | 0.39369 | 0.10545 | 0.058815 | 0.20833 | 0.060184 | 0 | 0.2516 | 0.60933 | 0.81075 | 0.59765 | 0.79169 | 0.73569 | 0.72587 | 0.77271 | 0.78129 | 0.84785 | 0.85407 | 0.83418 | 0.80974 | 0.74641 | 0.80655 | 0.80278 | 0.79125 | 0.80345 | 0.8105 | 0.93763 | 1 | 1 | 1
6 | 28 | 9 | 0.2815 | 0.058531 | 0.1742 | 0.15982 | 0.58882 | 0.046605 | 0.33062 | 0.46882 | 0.33571 | 0.27269 | 0.063735 | 0.068513 | 0.29064 | 0.13428 | 0.25444 | 0.23226 | 0.15848 | 0.44399 | 0.12596 | 0.073721 | 0.26988 | 0.058503 | 0 | 0.47904 | 0.76155 | 0.90232 | 0.74695 | 0.93124 | 0.84732 | 0.82466 | 0.87526 | 0.9107 | 0.9729 | 0.94763 | 0.92256 | 0.90843 | 0.85271 | 0.89248 | 0.90063 | 0.85724 | 0.87374 | 0.88129 | 0.95707 | 1 | 1 | 1
6 | 28 | 10 | 0.2565 | 0.052887 | 0.12651 | 0.19949 | 0.56507 | 0.085868 | 0.33788 | 0.43721 | 0.31291 | 0.24767 | 0.095789 | 0.035928 | 0.26598 | 0.10581 | 0.27071 | 0.24863 | 0.17245 | 0.49687 | 0.16686 | 0.15149 | 0.27644 | 0.052914 | 0 | 0.64447 | 0.85171 | 0.95137 | 0.83538 | 0.96997 | 0.90195 | 0.88553 | 0.91842 | 0.97637 | 1 | 0.99787 | 0.95601 | 0.95563 | 0.88132 | 0.93667 | 0.94743 | 0.87873 | 0.89292 | 0.91308 | 0.98898 | 1 | 1 | 1
6 | 28 | 11 | 0.19334 | 0.02967 | 0.14824 | 0.28739 | 0.5577 | 0.12037 | 0.36282 | 0.45346 | 0.24889 | 0.18367 | 0.18117 | 0.019763 | 0.20275 | 0.086613 | 0.30131 | 0.27951 | 0.17749 | 0.46261 | 0.20672 | 0.27986 | 0.31585 | 0.029489 | 0 | 0.74449 | 0.89146 | 0.96667 | 0.87437 | 0.97959 | 0.90532 | 0.89394 | 0.92938 | 0.98256 | 1 | 0.99568 | 0.97142 | 0.95807 | 0.90087 | 0.92159 | 0.94985 | 0.86929 | 0.89709 | 0.8961 | 1 | 1 | 1 | 1
6 | 28 | 12 | 0.21177 | 0.036304 | 0.1539 | 0.37751 | 0.58246 | 0.15658 | 0.43123 | 0.55175 | 0.26439 | 0.20188 | 0.30053 | 0.026951 | 0.22073 | 0.094042 | 0.35799 | 0.33698 | 0.1772 | 0.43358 | 0.1953 | 0.35726 | 0.30769 | 0.035673 | 0.0011048 | 0.78097 | 0.88173 | 0.91654 | 0.86483 | 0.9019 | 0.8956 | 0.87974 | 0.9066 | 0.84326 | 1 | 0.93765 | 0.9459 | 0.91352 | 0.899 | 0.94317 | 0.90567 | 0.8232 | 0.86245 | 0.88564 | 0.88628 | 1 | 1 | 1
6 | 28 | 13 | 0.38727 | 0.17242 | 0.25287 | 0.46909 | 0.64074 | 0.1924 | 0.52166 | 0.66746 | 0.43749 | 0.3797 | 0.3734 | 0.074396 | 0.39569 | 0.14709 | 0.42385 | 0.40414 | 0.18492 | 0.44452 | 0.23636 | 0.38771 | 0.25621 | 0.17202 | 0.073545 | 0.81286 | 0.89675 | 0.918 | 0.87955 | 0.95116 | 0.86336 | 0.85224 | 0.89439 | 0.95873 | 0.99785 | 0.95459 | 0.93607 | 0.91345 | 0.89663 | 0.92138 | 0.90561 | 0.83456 | 0.8647 | 0.86802 | 0.88353 | 1 | 1 | 1
6 | 28 | 14 | 0.49522 | 0.38641 | 0.36146 | 0.54946 | 0.71768 | 0.20766 | 0.64049 | 0.79162 | 0.53871 | 0.48882 | 0.43834 | 0.14103 | 0.50251 | 0.21084 | 0.48861 | 0.47047 | 0.20932 | 0.44883 | 0.30645 | 0.42647 | 0.25466 | 0.38792 | 0.26263 | 0.77673 | 0.88133 | 0.89777 | 0.86443 | 0.86647 | 0.86373 | 0.85142 | 0.89203 | 0.96825 | 0.99626 | 0.9603 | 0.93988 | 0.93174 | 0.90541 | 0.92645 | 0.92374 | 0.84871 | 0.87243 | 0.90002 | 0.74676 | 1 | 1 | 1
6 | 28 | 15 | 0.51848 | 0.23872 | 0.42032 | 0.61309 | 0.78164 | 0.21922 | 0.69315 | 0.8582 | 0.55731 | 0.51187 | 0.4672 | 0.31253 | 0.52504 | 0.38077 | 0.52466 | 0.5075 | 0.28102 | 0.49415 | 0.18203 | 0.41344 | 0.29063 | 0.23853 | 0.13096 | 0.70024 | 0.84693 | 0.84585 | 0.8307 | 0.83198 | 0.86301 | 0.8534 | 0.89285 | 0.96462 | 0.98147 | 0.95118 | 0.92422 | 0.91985 | 0.91029 | 0.89321 | 0.91195 | 0.84433 | 0.8626 | 0.88479 | 0.6106 | 1 | 1 | 1
6 | 28 | 16 | 0.57104 | 0.11985 | 0.52013 | 0.67727 | 0.82686 | 0.29552 | 0.72849 | 0.89195 | 0.60659 | 0.56515 | 0.50836 | 0.46111 | 0.57704 | 0.52279 | 0.56209 | 0.54601 | 0.39873 | 0.54144 | 0.36277 | 0.42778 | 0.31866 | 0.11912 | 0.033903 | 0.57061 | 0.77155 | 0.77799 | 0.75676 | 0.80421 | 0.83972 | 0.82018 | 0.85726 | 0.92134 | 0.93704 | 0.90134 | 0.87309 | 0.86419 | 0.85806 | 0.82552 | 0.85677 | 0.80946 | 0.82585 | 0.82442 | 0.54961 | 1 | 1 | 1
6 | 28 | 17 | 0.63981 | 0.15093 | 0.58518 | 0.73395 | 0.84994 | 0.44833 | 0.74829 | 0.90913 | 0.66998 | 0.63475 | 0.53 | 0.47028 | 0.6449 | 0.52593 | 0.61257 | 0.59805 | 0.47219 | 0.57686 | 0.37154 | 0.4686 | 0.31507 | 0.15116 | 0.04924 | 0.37836 | 0.63723 | 0.65293 | 0.62501 | 0.74547 | 0.7621 | 0.74021 | 0.77348 | 0.80903 | 0.80665 | 0.80482 | 0.75948 | 0.75302 | 0.73963 | 0.71151 | 0.74655 | 0.72351 | 0.7441 | 0.69801 | 0.43654 | 1 | 1 | 1
6 | 28 | 18 | 0.72084 | 0.10206 | 0.71958 | 0.73783 | 0.85671 | 0.60926 | 0.76017 | 0.90703 | 0.7475 | 0.7173 | 0.53807 | 0.46899 | 0.72529 | 0.5244 | 0.65397 | 0.6408 | 0.48719 | 0.57225 | 0.19987 | 0.48795 | 0.36733 | 0.10149 | 0.020308 | 0.14733 | 0.42812 | 0.44167 | 0.41991 | 0.64075 | 0.621 | 0.5826 | 0.61303 | 0.6177 | 0.5932 | 0.59325 | 0.53645 | 0.50454 | 0.50716 | 0.47542 | 0.50021 | 0.57153 | 0.59159 | 0.43757 | 0.16266 | 1 | 1 | 1
6 | 28 | 19 | 0.71034 | 0.16307 | 0.73861 | 0.67144 | 0.83344 | 0.75853 | 0.79523 | 0.8619 | 0.73384 | 0.70603 | 0.52861 | 0.48361 | 0.71432 | 0.53228 | 0.63999 | 0.62636 | 0.48269 | 0.66751 | 0.38904 | 0.44327 | 0.50716 | 0.16249 | 0.066651 | 0.0066923 | 0.13629 | 0.14563 | 0.13368 | 0.38453 | 0.36042 | 0.30925 | 0.20306 | 0.18239 | 0.0027224 | 0.02213 | 0.22177 | 0.1759 | 0.19259 | 0.17166 | 0.17439 | 0.24212 | 0.1131 | 0.10528 | 0.0021152 | 1 | 1 | 1
6 | 28 | 20 | 0.74646 | 0.33996 | 0.67069 | 0.67055 | 0.80276 | 0.96256 | 0.83499 | 0.84369 | 0.77067 | 0.7432 | 0.5743 | 0.64452 | 0.75051 | 0.68469 | 0.56635 | 0.55039 | 0.60148 | 0.75632 | 0.56723 | 0.4041 | 0.69351 | 0.34091 | 0.21998 | 2.4197e-05 | 0.0085438 | 0.0057415 | 0.00838 | 0.076081 | 0.03591 | 0.017622 | 0.0065315 | 0.0041711 | 4.7582e-07 | 0 | 0 | 0 | 0 | 0 | 0 | 0.0011979 | 0.0066633 | 0 | 0 | 1 | 1 | 1
6 | 28 | 21 | 0.69982 | 0.28402 | 0.78291 | 0.60932 | 0.7816 | 0.93299 | 0.84361 | 0.8549 | 0.72684 | 0.69579 | 0.54929 | 0.7751 | 0.70436 | 0.80865 | 0.49218 | 0.47414 | 0.72952 | 0.67964 | 0.7248 | 0.37581 | 0.76435 | 0.28439 | 0.16935 | 0 | 0 | 0 | 0 | 0 | 0 | 0 | 0 | 0 | 0 | 0 | 0 | 0 | 0 | 0 | 0 | 0 | 0 | 0 | 0 | 1 | 1 | 1
6 | 28 | 22 | 0.6019 | 0.12986 | 0.70815 | 0.50258 | 0.75877 | 0.89351 | 0.8334 | 0.84354 | 0.63598 | 0.59653 | 0.46013 | 0.69515 | 0.60764 | 0.72683 | 0.43058 | 0.41102 | 0.65505 | 0.67019 | 0.70121 | 0.31297 | 0.69421 | 0.1293 | 0.040057 | 0 | 0 | 0 | 0 | 0 | 0 | 0 | 0 | 0 | 0 | 0 | 0 | 0 | 0 | 0 | 0 | 0 | 0 | 0 | 0 | 1 | 1 | 1
6 | 28 | 23 | 0.48772 | 0.085263 | 0.61586 | 0.43997 | 0.7451 | 0.83048 | 0.78522 | 0.82204 | 0.52671 | 0.48047 | 0.38907 | 0.66589 | 0.49435 | 0.7012 | 0.38038 | 0.35977 | 0.62226 | 0.7159 | 0.62518 | 0.206 | 0.56664 | 0.084799 | 0.0094916 | 0 | 0 | 0 | 0 | 0 | 0 | 0 | 0 | 0 | 0 | 0 | 0 | 0 | 0 | 0 | 0 | 0 | 0 | 0 | 0 | 1 | 1 | 1
6 | 28 | 24 | 0.48223 | 0.12736 | 0.49719 | 0.42684 | 0.75391 | 0.76043 | 0.75074 | 0.80847 | 0.52436 | 0.47533 | 0.33932 | 0.68481 | 0.48934 | 0.72028 | 0.32826 | 0.30679 | 0.58154 | 0.72397 | 0.45306 | 0.16739 | 0.4519 | 0.1273 | 0.033839 | 0 | 0 | 0 | 0 | 0 | 0 | 0 | 0 | 0 | 0 | 0 | 0 | 0 | 0 | 0 | 0 | 0 | 0 | 0 | 0 | 1 | 1 | 1
6 | 29 | 1 | 0.48842 | 0.1644 | 0.3389 | 0.42978 | 0.76383 | 0.58219 | 0.73843 | 0.78957 | 0.53051 | 0.48165 | 0.24352 | 0.69336 | 0.49551 | 0.72942 | 0.29617 | 0.27431 | 0.4418 | 0.73499 | 0.31237 | 0.10978 | 0.36347 | 0.16461 | 0.060335 | 0 | 0 | 0 | 0 | 0 | 0 | 0 | 0 | 0 | 0 | 0 | 0 | 0 | 0 | 0 | 0 | 0 | 0 | 0 | 0 | 1 | 1 | 1
6 | 29 | 2 | 0.48566 | 0.13807 | 0.22531 | 0.38051 | 0.76025 | 0.68877 | 0.71813 | 0.76624 | 0.52735 | 0.47877 | 0.17158 | 0.64906 | 0.4927 | 0.68971 | 0.26576 | 0.24364 | 0.25323 | 0.75405 | 0.28068 | 0.055086 | 0.23034 | 0.13813 | 0.040877 | 0 | 0 | 0 | 0 | 0 | 0 | 0 | 0 | 0 | 0 | 0 | 0 | 0 | 0 | 0 | 0 | 0 | 0 | 0 | 0 | 1 | 1 | 1
6 | 29 | 3 | 0.49688 | 0.082533 | 0.17255 | 0.37977 | 0.74536 | 0.60389 | 0.70118 | 0.72366 | 0.53735 | 0.49004 | 0.16047 | 0.55511 | 0.50371 | 0.60081 | 0.25619 | 0.23402 | 0.20363 | 0.75628 | 0.28685 | 0.033304 | 0.051227 | 0.082307 | 0.0066475 | 0 | 0 | 0 | 0 | 0 | 0 | 0 | 0 | 0 | 0 | 0 | 0 | 0 | 0 | 0 | 0 | 0 | 0 | 0 | 0 | 1 | 1 | 1
6 | 29 | 4 | 0.53766 | 0.065276 | 0.15672 | 0.36156 | 0.72402 | 0.70491 | 0.68211 | 0.68877 | 0.57619 | 0.53145 | 0.096223 | 0.51558 | 0.54415 | 0.56694 | 0.24135 | 0.21913 | 0.22355 | 0.7363 | 0.29415 | 0.042264 | 0.026384 | 0.065257 | 9.5711e-05 | 0 | 0 | 8.597e-05 | 0 | 0 | 0 | 0 | 0 | 0 | 0 | 0 | 0 | 0 | 0 | 0 | 0 | 0 | 0 | 0 | 0.00051635 | 1 | 1 | 1
6 | 29 | 5 | 0.56556 | 0.038596 | 0.10678 | 0.33364 | 0.69875 | 0.78718 | 0.67455 | 0.66306 | 0.60487 | 0.56012 | 0.048964 | 0.48164 | 0.57213 | 0.53825 | 0.23364 | 0.21141 | 0.30841 | 0.78449 | 0.20837 | 0.029351 | 0.051926 | 0.038508 | 0 | 8.4379e-06 | 0.0072148 | 0.1018 | 0.0070765 | 0.012798 | 0.00053346 | 0.00097578 | 0.0056891 | 0.00041867 | 0.0048317 | 0.015233 | 0.038338 | 0.02192 | 0.01353 | 0.0059205 | 0.021731 | 0.15983 | 0.083457 | 0.058861 | 0.20529 | 1 | 1 | 1
6 | 29 | 6 | 0.47604 | 0.02308 | 0.082173 | 0.31235 | 0.65081 | 0.64337 | 0.65099 | 0.61258 | 0.51909 | 0.46916 | 0.035306 | 0.39763 | 0.48329 | 0.4577 | 0.22612 | 0.20389 | 0.31057 | 0.68601 | 0.067603 | 0.039362 | 0.099698 | 0.023011 | 0 | 0.0066347 | 0.18569 | 0.4355 | 0.18213 | 0.20163 | 0.13658 | 0.19897 | 0.27331 | 0.17732 | 0.29658 | 0.39069 | 0.42654 | 0.36594 | 0.33383 | 0.27714 | 0.36279 | 0.48582 | 0.43839 | 0.43546 | 0.63458 | 1 | 1 | 1
6 | 29 | 7 | 0.37115 | 0.017301 | 0.043524 | 0.24153 | 0.57598 | 0.199 | 0.60429 | 0.46398 | 0.41734 | 0.36264 | 0.019625 | 0.34441 | 0.379 | 0.41122 | 0.23672 | 0.2145 | 0.18385 | 0.5926 | 0.021828 | 0.045907 | 0.11314 | 0.017284 | 0 | 0.036414 | 0.39288 | 0.64446 | 0.38535 | 0.46061 | 0.42036 | 0.51766 | 0.57943 | 0.54141 | 0.63463 | 0.68406 | 0.68736 | 0.63643 | 0.63021 | 0.58546 | 0.63097 | 0.68565 | 0.6622 | 0.68014 | 0.85389 | 1 | 1 | 1
6 | 29 | 8 | 0.3822 | 0.010673 | 0.013415 | 0.28792 | 0.49488 | 0.17726 | 0.52177 | 0.36374 | 0.43176 | 0.3744 | 0.020489 | 0.25369 | 0.39054 | 0.32682 | 0.32089 | 0.29933 | 0.14915 | 0.64454 | 0.034895 | 0.070148 | 0.33663 | 0.010679 | 0 | 0.25107 | 0.59751 | 0.80378 | 0.58605 | 0.73817 | 0.60745 | 0.71093 | 0.75806 | 0.7711 | 0.84292 | 0.84766 | 0.83152 | 0.81655 | 0.81597 | 0.77327 | 0.80954 | 0.78162 | 0.78178 | 0.82751 | 0.98785 | 1 | 1 | 1
6 | 29 | 9 | 0.37011 | 0 | 0.023307 | 0.31895 | 0.41608 | 0.17053 | 0.51043 | 0.3251 | 0.41908 | 0.362 | 0.042223 | 0.10517 | 0.37838 | 0.17705 | 0.39092 | 0.37052 | 0.2005 | 0.66289 | 0.080661 | 0.11827 | 0.37507 | 0 | 0 | 0.4757 | 0.7544 | 0.86852 | 0.73993 | 0.86667 | 0.82357 | 0.83364 | 0.8752 | 0.9055 | 0.96227 | 0.92798 | 0.91514 | 0.90849 | 0.89939 | 0.86974 | 0.90069 | 0.84432 | 0.8436 | 0.8996 | 1 | 1 | 1 | 1
6 | 29 | 10 | 0.37185 | 0.010571 | 0.026501 | 0.33734 | 0.33358 | 0.21621 | 0.5077 | 0.31819 | 0.42161 | 0.36389 | 0.067676 | 0.0056346 | 0.38024 | 0.061969 | 0.46209 | 0.44327 | 0.21299 | 0.71433 | 0.15047 | 0.27393 | 0.32786 | 0.010564 | 0 | 0.64214 | 0.84843 | 0.92869 | 0.83216 | 0.92487 | 0.89998 | 0.8946 | 0.91829 | 0.96548 | 0.99752 | 0.97096 | 0.95084 | 0.95765 | 0.9467 | 0.93336 | 0.94942 | 0.85424 | 0.88281 | 0.92805 | 1 | 1 | 1 | 1
6 | 29 | 11 | 0.36717 | 0.017014 | 0.0081122 | 0.35641 | 0.24761 | 0.18592 | 0.4687 | 0.30885 | 0.41315 | 0.35856 | 0.11805 | 0 | 0.37499 | 0.038728 | 0.51983 | 0.50253 | 0.31338 | 0.67992 | 0.2744 | 0.37002 | 0.28465 | 0.016591 | 0.00037861 | 0.74849 | 0.8956 | 0.94195 | 0.87843 | 0.93754 | 0.91255 | 0.91097 | 0.93705 | 0.99301 | 1 | 0.98575 | 0.96283 | 0.94215 | 0.94986 | 0.94761 | 0.93406 | 0.84935 | 0.88376 | 0.92583 | 0.98083 | 1 | 1 | 1
6 | 29 | 12 | 0.49431 | 0.10896 | 0.064532 | 0.3948 | 0.1861 | 0.15194 | 0.46235 | 0.37087 | 0.53665 | 0.48772 | 0.19964 | 4.6668e-05 | 0.50143 | 0.0486 | 0.56214 | 0.54607 | 0.44862 | 0.64371 | 0.29567 | 0.39716 | 0.25932 | 0.10822 | 0.027481 | 0.79659 | 0.89921 | 0.90847 | 0.88197 | 0.97042 | 0.87932 | 0.88356 | 0.9092 | 0.97464 | 0.98912 | 0.95917 | 0.93264 | 0.93677 | 0.93534 | 0.90753 | 0.92872 | 0.82578 | 0.85798 | 0.90461 | 0.82694 | 1 | 1 | 1
6 | 29 | 13 | 0.59008 | 0.35999 | 0.070782 | 0.42903 | 0.17594 | 0.18068 | 0.53187 | 0.49724 | 0.62605 | 0.58471 | 0.30444 | 0.0020601 | 0.59612 | 0.064822 | 0.60761 | 0.59293 | 0.54873 | 0.70921 | 0.47758 | 0.38731 | 0.23466 | 0.36154 | 0.23447 | 0.80547 | 0.88862 | 0.887 | 0.87159 | 0.91053 | 0.85459 | 0.85689 | 0.89478 | 0.95761 | 0.99403 | 0.93832 | 0.9278 | 0.9042 | 0.90146 | 0.90864 | 0.89643 | 0.81202 | 0.85117 | 0.89344 | 0.75058 | 1 | 1 | 1
6 | 29 | 14 | 0.62472 | 0.23069 | 0.18855 | 0.43786 | 0.22168 | 0.15937 | 0.64576 | 0.61481 | 0.6568 | 0.61958 | 0.3987 | 0.024118 | 0.63013 | 0.09234 | 0.60639 | 0.59167 | 0.58926 | 0.76832 | 0.4604 | 0.35738 | 0.25663 | 0.22944 | 0.13427 | 0.77501 | 0.87908 | 0.8799 | 0.86222 | 0.89326 | 0.85877 | 0.84827 | 0.89622 | 0.96612 | 0.98967 | 0.95036 | 0.93013 | 0.91334 | 0.90612 | 0.92117 | 0.9055 | 0.83008 | 0.86606 | 0.89884 | 0.70759 | 1 | 1 | 1
6 | 29 | 15 | 0.64625 | 0.38314 | 0.32228 | 0.43423 | 0.31632 | 0.13052 | 0.69683 | 0.68574 | 0.67614 | 0.64131 | 0.4822 | 0.05772 | 0.6513 | 0.12704 | 0.59612 | 0.58108 | 0.5806 | 0.77118 | 0.57181 | 0.3362 | 0.30454 | 0.38405 | 0.26591 | 0.69805 | 0.84389 | 0.79226 | 0.82771 | 0.90299 | 0.84462 | 0.84377 | 0.88867 | 0.95125 | 0.97808 | 0.94414 | 0.89788 | 0.91283 | 0.88391 | 0.89869 | 0.90499 | 0.76115 | 0.84506 | 0.88244 | 0.59218 | 1 | 1 | 1
6 | 29 | 16 | 0.6774 | 0.30643 | 0.45263 | 0.431 | 0.43364 | 0.18259 | 0.71996 | 0.74474 | 0.70495 | 0.67288 | 0.50687 | 0.16124 | 0.68205 | 0.22936 | 0.58271 | 0.56725 | 0.55358 | 0.75657 | 0.61271 | 0.31989 | 0.31499 | 0.30665 | 0.19353 | 0.56446 | 0.76199 | 0.68038 | 0.74738 | 0.78691 | 0.82944 | 0.77481 | 0.84632 | 0.91623 | 0.92784 | 0.8927 | 0.8601 | 0.86597 | 0.83427 | 0.84574 | 0.85854 | 0.78042 | 0.80814 | 0.82113 | 0.35459 | 1 | 1 | 1
6 | 29 | 17 | 0.714 | 0.16551 | 0.61705 | 0.43739 | 0.52993 | 0.24608 | 0.74829 | 0.80135 | 0.73882 | 0.70999 | 0.50847 | 0.39459 | 0.71819 | 0.4642 | 0.56847 | 0.55258 | 0.49908 | 0.74217 | 0.48624 | 0.33685 | 0.35787 | 0.16509 | 0.067182 | 0.37202 | 0.62258 | 0.54048 | 0.61065 | 0.66596 | 0.7614 | 0.66304 | 0.75997 | 0.80691 | 0.80717 | 0.76639 | 0.7589 | 0.76184 | 0.72296 | 0.72674 | 0.7553 | 0.68197 | 0.6589 | 0.68331 | 0.29808 | 1 | 1 | 1
6 | 29 | 18 | 0.74417 | 0.091155 | 0.59604 | 0.43727 | 0.5933 | 0.40379 | 0.76966 | 0.84799 | 0.76754 | 0.74072 | 0.46546 | 0.42969 | 0.74809 | 0.49041 | 0.52383 | 0.50665 | 0.50024 | 0.67965 | 0.36891 | 0.31262 | 0.35463 | 0.089527 | 0.021804 | 0.14289 | 0.40404 | 0.32674 | 0.39629 | 0.51384 | 0.56036 | 0.49618 | 0.60057 | 0.59445 | 0.6156 | 0.55022 | 0.52814 | 0.50411 | 0.45812 | 0.49233 | 0.49978 | 0.56566 | 0.49678 | 0.44176 | 0.080404 | 1 | 1 | 1
6 | 29 | 19 | 0.73248 | 0.37362 | 0.53033 | 0.42976 | 0.65793 | 0.63079 | 0.78553 | 0.82371 | 0.75496 | 0.72859 | 0.44358 | 0.40798 | 0.73628 | 0.46806 | 0.48951 | 0.47139 | 0.4543 | 0.73036 | 0.66483 | 0.30019 | 0.51574 | 0.3747 | 0.25428 | 0.0075578 | 0.13972 | 0.13378 | 0.13705 | 0.23906 | 0.24394 | 0.29055 | 0.13021 | 0.17719 | 0.1402 | 0.30119 | 0.21747 | 0.20701 | 0.16513 | 0.1833 | 0.20524 | 0.29319 | 0.19902 | 0.10704 | 0.00056475 | 1 | 1 | 1
6 | 29 | 20 | 0.73279 | 0.39275 | 0.45602 | 0.49289 | 0.76611 | 0.89389 | 0.81125 | 0.78445 | 0.76123 | 0.72985 | 0.40211 | 0.40767 | 0.7375 | 0.46308 | 0.47102 | 0.45242 | 0.43631 | 0.7851 | 0.70178 | 0.33498 | 0.7044 | 0.39388 | 0.27386 | 2.5809e-05 | 0.0051206 | 0.0071747 | 0.0050224 | 0.039974 | 0.020269 | 0.01655 | 0.0019856 | 0.0040926 | 0.00091683 | 0.00045768 | 0 | 3.0517e-06 | 0 | 0 | 3.0255e-06 | 0.02843 | 0.0065674 | 0 | 0 | 1 | 1 | 1
6 | 29 | 21 | 0.53462 | 0.13718 | 0.50259 | 0.47158 | 0.80141 | 0.85149 | 0.82222 | 0.7965 | 0.57152 | 0.52811 | 0.43143 | 0.5434 | 0.54086 | 0.5925 | 0.44909 | 0.42996 | 0.40818 | 0.73065 | 0.65147 | 0.36681 | 0.79419 | 0.13572 | 0.053573 | 0 | 0 | 2.5348e-06 | 0 | 0 | 0 | 0 | 0 | 0 | 0 | 0 | 0 | 0 | 0 | 0 | 0 | 1.3254e-05 | 0 | 0 | 0 | 1 | 1 | 1
6 | 29 | 22 | 0.39135 | 0.20593 | 0.51145 | 0.39491 | 0.78718 | 0.71175 | 0.81336 | 0.819 | 0.43655 | 0.38307 | 0.41794 | 0.67511 | 0.39903 | 0.7167 | 0.36882 | 0.34801 | 0.48395 | 0.69689 | 0.49985 | 0.32652 | 0.79205 | 0.20643 | 0.093394 | 0 | 0 | 0 | 0 | 0 | 0 | 0 | 0 | 0 | 0 | 0 | 0 | 0 | 0 | 0 | 0 | 0 | 0 | 0 | 0 | 1 | 1 | 1
6 | 29 | 23 | 0.36305 | 0.13058 | 0.49365 | 0.32798 | 0.79403 | 0.79952 | 0.83966 | 0.82024 | 0.41279 | 0.35492 | 0.38194 | 0.65996 | 0.37144 | 0.69856 | 0.2743 | 0.25226 | 0.60359 | 0.70907 | 0.47649 | 0.36821 | 0.74402 | 0.13043 | 0.037047 | 0 | 0 | 0 | 0 | 0 | 0 | 0 | 0 | 0 | 0 | 0 | 0 | 0 | 0 | 0 | 0 | 0 | 0 | 0 | 0 | 1 | 1 | 1
6 | 29 | 24 | 0.34597 | 0.07163 | 0.49092 | 0.34303 | 0.81462 | 0.65966 | 0.79956 | 0.79172 | 0.39669 | 0.33769 | 0.33001 | 0.61205 | 0.35453 | 0.65341 | 0.18239 | 0.16042 | 0.64895 | 0.69981 | 0.50767 | 0.28744 | 0.6904 | 0.070975 | 0.0036456 | 0 | 0 | 0 | 0 | 0 | 0 | 0 | 0 | 0 | 0 | 0 | 0 | 0 | 0 | 0 | 0 | 0 | 0 | 0 | 0 | 1 | 1 | 1
6 | 30 | 1 | 0.33473 | 0.1523 | 0.41044 | 0.29629 | 0.82546 | 0.7407 | 0.75576 | 0.77515 | 0.38522 | 0.32622 | 0.24127 | 0.5908 | 0.34327 | 0.63522 | 0.12254 | 0.10183 | 0.62377 | 0.70274 | 0.42485 | 0.18708 | 0.64277 | 0.15301 | 0.04679 | 0 | 0 | 0 | 0 | 0 | 0 | 0 | 0 | 0 | 0 | 0 | 0 | 0 | 0 | 0 | 0 | 0 | 0 | 0 | 0 | 1 | 1 | 1
6 | 30 | 2 | 0.3602 | 0.047987 | 0.44152 | 0.2316 | 0.80974 | 0.79293 | 0.73295 | 0.77349 | 0.40978 | 0.352 | 0.25217 | 0.57254 | 0.36857 | 0.61938 | 0.10876 | 0.088558 | 0.59006 | 0.69358 | 0.41223 | 0.07039 | 0.5676 | 0.047534 | 0.00074413 | 0 | 0 | 0 | 0 | 0 | 0 | 0 | 0 | 0 | 0 | 0 | 0 | 0 | 0 | 0 | 0 | 0 | 0 | 0 | 0 | 1 | 1 | 1
6 | 30 | 3 | 0.40151 | 0.040952 | 0.40866 | 0.15362 | 0.75901 | 0.83145 | 0.70802 | 0.77808 | 0.44983 | 0.39389 | 0.2496 | 0.53654 | 0.40964 | 0.58789 | 0.087843 | 0.068696 | 0.58425 | 0.71947 | 0.33722 | 0.055191 | 0.52676 | 0.040864 | 0 | 0 | 0 | 0 | 0 | 0 | 0 | 0 | 0 | 0 | 0 | 0 | 0 | 0 | 0 | 0 | 0 | 0 | 0 | 0 | 0 | 1 | 1 | 1
6 | 30 | 4 | 0.41532 | 0.040535 | 0.3695 | 0.10571 | 0.74112 | 0.78851 | 0.67725 | 0.71935 | 0.4614 | 0.40763 | 0.18919 | 0.45619 | 0.4231 | 0.51219 | 0.072545 | 0.054427 | 0.61086 | 0.77051 | 0.31955 | 0.058053 | 0.44694 | 0.04036 | 0 | 0 | 0 | 7.2524e-05 | 0 | 0 | 0 | 0 | 0 | 0 | 0 | 0 | 0 | 0 | 0 | 0 | 0 | 0 | 0 | 0 | 0.00043559 | 1 | 1 | 1
6 | 30 | 5 | 0.44399 | 0.071626 | 0.30341 | 0.084567 | 0.75752 | 0.69955 | 0.64143 | 0.62378 | 0.49099 | 0.43702 | 0.089976 | 0.39414 | 0.45187 | 0.45491 | 0.056322 | 0.039652 | 0.56419 | 0.74509 | 0.3127 | 0.049991 | 0.35449 | 0.071752 | 0 | 7.9672e-06 | 0.0073533 | 0.09074 | 0.0072123 | 0.017682 | 0.00069515 | 0.00099517 | 0.0057823 | 0.00040903 | 0.004688 | 0.014682 | 0.037133 | 0.021332 | 0.012135 | 0.0068691 | 0.021149 | 0.10736 | 0.076837 | 0.056964 | 0.19429 | 1 | 1 | 1
6 | 30 | 6 | 0.39227 | 0.061298 | 0.23373 | 0.059694 | 0.70564 | 0.44069 | 0.58848 | 0.53139 | 0.4398 | 0.38436 | 0.041893 | 0.3528 | 0.4003 | 0.42135 | 0.033212 | 0.019658 | 0.3396 | 0.73609 | 0.20298 | 0.051453 | 0.2645 | 0.061317 | 0 | 0.0065736 | 0.19658 | 0.41979 | 0.19281 | 0.34143 | 0.15577 | 0.20427 | 0.28061 | 0.15844 | 0.30737 | 0.38917 | 0.4257 | 0.36682 | 0.32407 | 0.30498 | 0.36367 | 0.36557 | 0.44096 | 0.43156 | 0.62744 | 1 | 1 | 1
6 | 30 | 7 | 0.36545 | 0.035698 | 0.13529 | 0.01541 | 0.55174 | 0.15423 | 0.51942 | 0.43416 | 0.41143 | 0.3568 | 0.047468 | 0.21341 | 0.37327 | 0.28846 | 0.018352 | 0.0081731 | 0.21456 | 0.66098 | 0.13214 | 0.043919 | 0.15163 | 0.035559 | 0 | 0.036164 | 0.40555 | 0.64516 | 0.39778 | 0.65633 | 0.4532 | 0.53791 | 0.58345 | 0.52622 | 0.64018 | 0.67578 | 0.67482 | 0.63991 | 0.61228 | 0.58572 | 0.63441 | 0.60103 | 0.67083 | 0.67331 | 0.84729 | 1 | 1 | 1
6 | 30 | 8 | 0.47561 | 0.032969 | 0.057193 | 0.010127 | 0.41596 | 0.16408 | 0.45785 | 0.34795 | 0.51975 | 0.46888 | 0.061748 | 0.01281 | 0.48302 | 0.068341 | 0.018583 | 0.0083193 | 0.12812 | 0.72797 | 0.11953 | 0.067156 | 0.15546 | 0.032829 | 0 | 0.2519 | 0.60463 | 0.8165 | 0.59304 | 0.83962 | 0.63953 | 0.71821 | 0.76525 | 0.77792 | 0.83702 | 0.85009 | 0.82614 | 0.79747 | 0.79568 | 0.77735 | 0.79062 | 0.78476 | 0.78724 | 0.81844 | 0.97597 | 1 | 1 | 1
6 | 30 | 9 | 0.53113 | 0.053297 | 0.023172 | 0.010206 | 0.27224 | 0.1332 | 0.43644 | 0.34847 | 0.57309 | 0.5253 | 0.078879 | 5.0959e-05 | 0.53815 | 0.048287 | 0.020902 | 0.0099884 | 0.097333 | 0.77073 | 0.11307 | 0.10874 | 0.16286 | 0.053218 | 6.4909e-05 | 0.47615 | 0.75736 | 0.91706 | 0.74284 | 0.94661 | 0.85104 | 0.84028 | 0.86045 | 0.91087 | 0.95743 | 0.93961 | 0.90886 | 0.89693 | 0.84081 | 0.879 | 0.88922 | 0.85873 | 0.86356 | 0.88881 | 1 | 1 | 1 | 1
6 | 30 | 10 | 0.46047 | 0.080534 | 0.017243 | 0.021462 | 0.19779 | 0.098787 | 0.46536 | 0.39834 | 0.50484 | 0.45346 | 0.14967 | 0 | 0.46794 | 0.04232 | 0.026928 | 0.014574 | 0.079243 | 0.74662 | 0.094955 | 0.14676 | 0.14498 | 0.08056 | 0.0042102 | 0.64434 | 0.85168 | 0.96129 | 0.83535 | 0.99085 | 0.91578 | 0.90106 | 0.918 | 0.98295 | 1 | 0.98467 | 0.95478 | 0.92615 | 0.88841 | 0.92987 | 0.9182 | 0.87117 | 0.89595 | 0.92666 | 1 | 1 | 1 | 1
6 | 30 | 11 | 0.36468 | 0.087942 | 0.013619 | 0.049812 | 0.14166 | 0.095315 | 0.51056 | 0.47649 | 0.41106 | 0.35607 | 0.2651 | 0 | 0.37256 | 0.046851 | 0.035226 | 0.021306 | 0.057697 | 0.5704 | 0.091061 | 0.15094 | 0.14256 | 0.087848 | 0.0086306 | 0.7469 | 0.89414 | 0.96976 | 0.877 | 0.99801 | 0.92835 | 0.90389 | 0.92561 | 0.99389 | 1 | 0.98966 | 0.94594 | 0.93178 | 0.94791 | 0.91442 | 0.92378 | 0.8606 | 0.88506 | 0.9254 | 1 | 1 | 1 | 1
6 | 30 | 12 | 0.3953 | 0.1008 | 0.0068961 | 0.10383 | 0.14844 | 0.10274 | 0.56769 | 0.56878 | 0.44236 | 0.38737 | 0.35982 | 0.0013208 | 0.40325 | 0.059798 | 0.047432 | 0.031761 | 0.046257 | 0.4542 | 0.11272 | 0.17313 | 0.18613 | 0.10045 | 0.017975 | 0.79816 | 0.90117 | 0.9443 | 0.8839 | 0.98946 | 0.91005 | 0.88397 | 0.90703 | 0.98303 | 0.98451 | 0.97028 | 0.92568 | 0.91545 | 0.92928 | 0.90131 | 0.90759 | 0.8303 | 0.86132 | 0.90242 | 0.98663 | 1 | 1 | 1
6 | 30 | 13 | 0.46381 | 0.17292 | 0.0056095 | 0.14473 | 0.22169 | 0.13432 | 0.6471 | 0.70665 | 0.50816 | 0.45686 | 0.37574 | 0.024573 | 0.47127 | 0.092631 | 0.065849 | 0.048281 | 0.039376 | 0.4388 | 0.10826 | 0.18127 | 0.20891 | 0.17252 | 0.073306 | 0.80727 | 0.89058 | 0.90358 | 0.8735 | 0.96847 | 0.87877 | 0.86024 | 0.88434 | 0.96847 | 0.98015 | 0.94329 | 0.91691 | 0.89788 | 0.9002 | 0.8684 | 0.89017 | 0.82733 | 0.85041 | 0.88939 | 0.82147 | 1 | 1 | 1
6 | 30 | 14 | 0.50186 | 0.31555 | 0.011493 | 0.19587 | 0.33335 | 0.17662 | 0.71255 | 0.83026 | 0.54277 | 0.4952 | 0.42465 | 0.057716 | 0.50876 | 0.13075 | 0.09571 | 0.076129 | 0.042014 | 0.46333 | 0.18743 | 0.20993 | 0.22835 | 0.31558 | 0.20509 | 0.77894 | 0.88304 | 0.9079 | 0.86612 | 0.96158 | 0.87103 | 0.85375 | 0.89109 | 0.96305 | 0.983 | 0.94352 | 0.9259 | 0.90641 | 0.9072 | 0.90695 | 0.89863 | 0.83967 | 0.86545 | 0.89362 | 0.82655 | 1 | 1 | 1
6 | 30 | 15 | 0.53901 | 0.43186 | 0.03216 | 0.24654 | 0.48514 | 0.21509 | 0.74275 | 0.88418 | 0.57642 | 0.53266 | 0.46132 | 0.073453 | 0.54533 | 0.14615 | 0.10503 | 0.08499 | 0.052658 | 0.458 | 0.15618 | 0.19079 | 0.19696 | 0.43192 | 0.32867 | 0.70154 | 0.84674 | 0.85356 | 0.83051 | 0.95852 | 0.84979 | 0.83099 | 0.88509 | 0.96218 | 0.96965 | 0.93813 | 0.91235 | 0.89217 | 0.87288 | 0.89937 | 0.88451 | 0.83883 | 0.86363 | 0.85151 | 0.68496 | 1 | 1 | 1
6 | 30 | 16 | 0.60408 | 0.52937 | 0.03906 | 0.29451 | 0.60132 | 0.26747 | 0.771 | 0.90491 | 0.63903 | 0.59889 | 0.46218 | 0.094918 | 0.60995 | 0.17138 | 0.11588 | 0.095397 | 0.07201 | 0.46776 | 0.28238 | 0.19718 | 0.19474 | 0.53088 | 0.42025 | 0.55879 | 0.75283 | 0.77538 | 0.7384 | 0.9187 | 0.79344 | 0.7619 | 0.83758 | 0.90535 | 0.91194 | 0.88484 | 0.84638 | 0.80999 | 0.78126 | 0.80334 | 0.80304 | 0.8147 | 0.82836 | 0.73295 | 0.55818 | 1 | 1 | 1
6 | 30 | 17 | 0.61292 | 0.26758 | 0.037208 | 0.31086 | 0.65001 | 0.31536 | 0.78123 | 0.90585 | 0.64508 | 0.60751 | 0.44735 | 0.065686 | 0.61835 | 0.13422 | 0.14592 | 0.12453 | 0.099221 | 0.52782 | 0.19751 | 0.19322 | 0.13947 | 0.26679 | 0.16564 | 0.3655 | 0.60581 | 0.64814 | 0.5942 | 0.83232 | 0.66921 | 0.61931 | 0.69262 | 0.79249 | 0.78845 | 0.78502 | 0.74097 | 0.68467 | 0.66333 | 0.68635 | 0.67879 | 0.74358 | 0.74624 | 0.60739 | 0.3768 | 1 | 1 | 1
6 | 30 | 18 | 0.63864 | 0.16573 | 0.022726 | 0.3182 | 0.70903 | 0.41657 | 0.80007 | 0.89937 | 0.66977 | 0.6337 | 0.4498 | 0.12964 | 0.64389 | 0.2007 | 0.16149 | 0.13979 | 0.14591 | 0.5609 | 0.19143 | 0.23008 | 0.14392 | 0.16431 | 0.07673 | 0.13945 | 0.38567 | 0.4291 | 0.37827 | 0.66012 | 0.58009 | 0.40338 | 0.45784 | 0.54828 | 0.51111 | 0.56667 | 0.54788 | 0.48396 | 0.4365 | 0.42374 | 0.4798 | 0.56443 | 0.53999 | 0.36584 | 0.10835 | 1 | 1 | 1
6 | 30 | 19 | 0.65278 | 0.36625 | 0.011324 | 0.37411 | 0.77839 | 0.70383 | 0.80845 | 0.87833 | 0.68156 | 0.64783 | 0.41445 | 0.27278 | 0.65765 | 0.3446 | 0.17173 | 0.14988 | 0.19954 | 0.64788 | 0.39605 | 0.25741 | 0.31129 | 0.3671 | 0.2487 | 0.0085864 | 0.1327 | 0.17551 | 0.13015 | 0.35373 | 0.25211 | 0.21076 | 0.073669 | 0.073699 | 0.16251 | 0.3136 | 0.22809 | 0.19856 | 0.15863 | 0.14479 | 0.19685 | 0.29776 | 0.24981 | 0.076035 | 0.00052191 | 1 | 1 | 1
6 | 30 | 20 | 0.69173 | 0.35387 | 0.052208 | 0.50227 | 0.82734 | 0.94155 | 0.80777 | 0.87171 | 0.72085 | 0.68781 | 0.37106 | 0.36985 | 0.69659 | 0.43355 | 0.22436 | 0.20214 | 0.22563 | 0.73517 | 0.51094 | 0.2865 | 0.58728 | 0.35473 | 0.23558 | 3.0717e-05 | 0.0059465 | 0.010739 | 0.0058325 | 0.068137 | 0.018513 | 0.0072637 | 0.00097592 | 0.001158 | 0.00069506 | 0.00062861 | 0 | 3.0305e-06 | 0 | 0 | 3.0045e-06 | 0.032115 | 0.0076666 | 0 | 0 | 1 | 1 | 1
6 | 30 | 21 | 0.62791 | 0.12565 | 0.093661 | 0.50477 | 0.83428 | 0.8981 | 0.80293 | 0.86635 | 0.66115 | 0.62304 | 0.35397 | 0.46019 | 0.63348 | 0.51684 | 0.22863 | 0.2064 | 0.20105 | 0.68407 | 0.54231 | 0.23791 | 0.70201 | 0.1244 | 0.042673 | 0 | 0 | 3.9409e-06 | 0 | 0 | 0 | 0 | 0 | 0 | 0 | 0 | 0 | 0 | 0 | 0 | 0 | 2.0606e-05 | 0 | 0 | 0 | 1 | 1 | 1
6 | 30 | 22 | 0.49737 | 0.16708 | 0.068403 | 0.38838 | 0.84752 | 0.85223 | 0.79198 | 0.85688 | 0.53657 | 0.49036 | 0.32982 | 0.54047 | 0.50401 | 0.59211 | 0.23041 | 0.20818 | 0.11811 | 0.67954 | 0.50244 | 0.15374 | 0.66825 | 0.16703 | 0.064865 | 0 | 0 | 0 | 0 | 0 | 0 | 0 | 0 | 0 | 0 | 0 | 0 | 0 | 0 | 0 | 0 | 0 | 0 | 0 | 0 | 1 | 1 | 1
6 | 30 | 23 | 0.44328 | 0.19054 | 0.026858 | 0.37876 | 0.85109 | 0.76414 | 0.78506 | 0.83508 | 0.4861 | 0.43566 | 0.24341 | 0.55847 | 0.45054 | 0.60638 | 0.19212 | 0.17004 | 0.045508 | 0.68763 | 0.46368 | 0.13948 | 0.61526 | 0.19015 | 0.088373 | 0 | 0 | 0 | 0 | 0 | 0 | 0 | 0 | 0 | 0 | 0 | 0 | 0 | 0 | 0 | 0 | 0 | 0 | 0 | 0 | 1 | 1 | 1
6 | 30 | 24 | 0.47117 | 0.28877 | 0.0084133 | 0.37814 | 0.84113 | 0.6828 | 0.77277 | 0.80966 | 0.51447 | 0.46422 | 0.19844 | 0.56504 | 0.47847 | 0.61168 | 0.1546 | 0.13304 | 0.032428 | 0.69395 | 0.43658 | 0.13999 | 0.52859 | 0.2893 | 0.17215 | 0 | 0 | 0 | 0 | 0 | 0 | 0 | 0 | 0 | 0 | 0 | 0 | 0 | 0 | 0 | 0 | 0 | 0 | 0 | 0 | 1 | 1 | 1
7 | 1 | 1 | 0.48986 | 0.24393 | 0.00061866 | 0.33698 | 0.82058 | 0.66167 | 0.76568 | 0.80996 | 0.53288 | 0.48326 | 0.162 | 0.57762 | 0.49709 | 0.62467 | 0.10817 | 0.088002 | 0.033041 | 0.67002 | 0.40681 | 0.09034 | 0.4354 | 0.24366 | 0.13656 | 0 | 0 | 0 | 0 | 0 | 0 | 0 | 0 | 0 | 0 | 0 | 0 | 0 | 0 | 0 | 0 | 0 | 0 | 0 | 0 | 1 | 1 | 1
7 | 1 | 2 | 0.46055 | 0.24399 | 0 | 0.2351 | 0.80681 | 0.71214 | 0.7428 | 0.78515 | 0.50345 | 0.4533 | 0.14641 | 0.55803 | 0.4678 | 0.60536 | 0.08225 | 0.063453 | 0.049162 | 0.64569 | 0.34928 | 0.062884 | 0.38801 | 0.2438 | 0.13582 | 0 | 0 | 0 | 0 | 0 | 0 | 0 | 0 | 0 | 0 | 0 | 0 | 0 | 0 | 0 | 0 | 0 | 0 | 0 | 0 | 1 | 1 | 1
7 | 1 | 3 | 0.45473 | 0.26926 | 0 | 0.14317 | 0.79363 | 0.67117 | 0.71774 | 0.72416 | 0.50067 | 0.44783 | 0.14279 | 0.54219 | 0.46244 | 0.59267 | 0.06094 | 0.043812 | 0.053863 | 0.65644 | 0.27056 | 0.037975 | 0.29512 | 0.26951 | 0.15576 | 0 | 0 | 0 | 0 | 0 | 0 | 0 | 0 | 0 | 0 | 0 | 0 | 0 | 0 | 0 | 0 | 0 | 0 | 0 | 0 | 1 | 1 | 1
7 | 1 | 4 | 0.38318 | 0.21858 | 0 | 0.10899 | 0.77981 | 0.66633 | 0.70542 | 0.65401 | 0.43104 | 0.37515 | 0.10346 | 0.49106 | 0.39127 | 0.54508 | 0.042138 | 0.027164 | 0.07052 | 0.64625 | 0.22669 | 0.020388 | 0.20605 | 0.21859 | 0.10986 | 0 | 0 | 3.5632e-05 | 0 | 0 | 0 | 0 | 0 | 0 | 0 | 0 | 0 | 0 | 0 | 0 | 0 | 0 | 0 | 0 | 0.00021399 | 1 | 1 | 1
7 | 1 | 5 | 0.33702 | 0.1503 | 0 | 0.075156 | 0.77059 | 0.5831 | 0.69166 | 0.56631 | 0.38804 | 0.32862 | 0.048879 | 0.43303 | 0.34563 | 0.49027 | 0.033169 | 0.019604 | 0.12305 | 0.57236 | 0.14843 | 0.018946 | 0.11486 | 0.15028 | 0.051224 | 7.1329e-06 | 0.0055845 | 0.06715 | 0.0054774 | 0.015651 | 0.00054526 | 0.00017312 | 0.0044142 | 0.00023161 | 0.0034875 | 0.011989 | 0.026265 | 0.015319 | 0.0093716 | 0.0055175 | 0.015187 | 0.094292 | 0.03499 | 0.049021 | 0.14341 | 1 | 1 | 1
7 | 1 | 6 | 0.30074 | 0.069702 | 0 | 0.050357 | 0.73779 | 0.52705 | 0.68891 | 0.47615 | 0.35494 | 0.29223 | 0.039672 | 0.41051 | 0.30986 | 0.47168 | 0.022095 | 0.010887 | 0.1539 | 0.43411 | 0.09167 | 0.0035281 | 0.072437 | 0.069445 | 0.00094721 | 0.0065052 | 0.16671 | 0.35045 | 0.16352 | 0.32131 | 0.14848 | 0.077966 | 0.22577 | 0.13601 | 0.26317 | 0.3607 | 0.36203 | 0.30687 | 0.27726 | 0.27971 | 0.30424 | 0.34672 | 0.3144 | 0.40537 | 0.49226 | 1 | 1 | 1
7 | 1 | 7 | 0.23002 | 0.032863 | 0 | 0.025767 | 0.63984 | 0.24134 | 0.65655 | 0.37086 | 0.28531 | 0.2207 | 0.033213 | 0.37321 | 0.23937 | 0.43654 | 0.011268 | 0.0036361 | 0.1061 | 0.31285 | 0.068053 | 8.2716e-05 | 0.018288 | 0.032626 | 2.5302e-06 | 0.039522 | 0.38683 | 0.58592 | 0.37941 | 0.63707 | 0.48704 | 0.44992 | 0.54321 | 0.50436 | 0.60593 | 0.64599 | 0.64568 | 0.59002 | 0.55789 | 0.58476 | 0.58495 | 0.5436 | 0.5805 | 0.64927 | 0.77088 | 1 | 1 | 1
7 | 1 | 8 | 0.19554 | 0.039874 | 0 | 0.023878 | 0.56766 | 0.074671 | 0.63611 | 0.27817 | 0.25285 | 0.18615 | 0.0084671 | 0.33036 | 0.20521 | 0.39988 | 0.011975 | 0.0040382 | 0.044989 | 0.29991 | 0.05024 | 0 | 0.00040375 | 0.039815 | 0 | 0.24569 | 0.57811 | 0.73864 | 0.56702 | 0.82318 | 0.63294 | 0.60967 | 0.74268 | 0.75753 | 0.80788 | 0.81496 | 0.80045 | 0.71268 | 0.74164 | 0.77336 | 0.70656 | 0.68764 | 0.73786 | 0.78175 | 0.92111 | 1 | 1 | 1
7 | 1 | 9 | 0.17096 | 0.049283 | 0 | 0.041623 | 0.50341 | 0.085272 | 0.59193 | 0.28913 | 0.22924 | 0.1615 | 0.0075661 | 0.20414 | 0.18078 | 0.27872 | 0.022268 | 0.01103 | 0.016798 | 0.28455 | 0.046832 | 0 | 0 | 0.049139 | 7.3129e-05 | 0.46421 | 0.73632 | 0.86796 | 0.72221 | 0.93208 | 0.81781 | 0.81086 | 0.85112 | 0.89799 | 0.92366 | 0.91379 | 0.86533 | 0.84717 | 0.81822 | 0.87317 | 0.8399 | 0.82235 | 0.8155 | 0.84424 | 1 | 1 | 1 | 1
7 | 1 | 10 | 0.14464 | 0.081393 | 0 | 0.070209 | 0.43508 | 0.089428 | 0.60646 | 0.3264 | 0.20257 | 0.13498 | 0.0080222 | 0.03738 | 0.15443 | 0.10074 | 0.043996 | 0.028806 | 0.019702 | 0.2038 | 0.061197 | 0.0003352 | 4.7674e-05 | 0.081392 | 0.0048273 | 0.62703 | 0.82887 | 0.9116 | 0.81298 | 0.97724 | 0.88329 | 0.8831 | 0.89931 | 0.96304 | 0.96479 | 0.95435 | 0.91473 | 0.88984 | 0.87645 | 0.9138 | 0.8822 | 0.84743 | 0.84924 | 0.89077 | 1 | 1 | 1 | 1
7 | 1 | 11 | 0.14584 | 0.099532 | 0 | 0.12568 | 0.36193 | 0.13711 | 0.61978 | 0.40241 | 0.20398 | 0.13622 | 0.0086856 | 0.0018992 | 0.15566 | 0.046768 | 0.089269 | 0.070068 | 0.047101 | 0.11295 | 0.068133 | 0.012884 | 0.0021417 | 0.099485 | 0.015067 | 0.72443 | 0.86757 | 0.91932 | 0.85094 | 0.98672 | 0.92079 | 0.86505 | 0.9123 | 0.98533 | 0.96772 | 0.94044 | 0.90806 | 0.90319 | 0.88022 | 0.91058 | 0.89544 | 0.82736 | 0.85056 | 0.89171 | 0.99708 | 1 | 1 | 1
7 | 1 | 12 | 0.16952 | 0.10647 | 0 | 0.22483 | 0.34494 | 0.18377 | 0.65132 | 0.51866 | 0.22678 | 0.15991 | 0.028115 | 0.0056555 | 0.17919 | 0.07003 | 0.13642 | 0.11529 | 0.066067 | 0.06313 | 0.072359 | 0.024576 | 0.0080789 | 0.10545 | 0.027106 | 0.77932 | 0.88009 | 0.88595 | 0.86322 | 0.97862 | 0.90031 | 0.87674 | 0.88488 | 0.98256 | 0.97173 | 0.93684 | 0.89944 | 0.87597 | 0.85577 | 0.89688 | 0.86845 | 0.80365 | 0.82948 | 0.87291 | 0.89359 | 1 | 1 | 1
7 | 1 | 13 | 0.22854 | 0.32978 | 0 | 0.30569 | 0.37932 | 0.2072 | 0.69134 | 0.63351 | 0.28474 | 0.21934 | 0.086413 | 0.018441 | 0.23802 | 0.085354 | 0.17914 | 0.15718 | 0.086097 | 0.061533 | 0.065872 | 0.06246 | 0.024381 | 0.33024 | 0.21507 | 0.78596 | 0.86708 | 0.87339 | 0.85046 | 0.95204 | 0.87337 | 0.84287 | 0.86323 | 0.95306 | 0.94599 | 0.91483 | 0.88394 | 0.87184 | 0.84321 | 0.8563 | 0.86435 | 0.81264 | 0.82191 | 0.86393 | 0.82813 | 1 | 1 | 1
7 | 1 | 14 | 0.29602 | 0.43265 | 0 | 0.36274 | 0.45409 | 0.23311 | 0.72876 | 0.73794 | 0.34951 | 0.28733 | 0.18194 | 0.045081 | 0.30503 | 0.11686 | 0.22061 | 0.19839 | 0.14611 | 0.075508 | 0.11352 | 0.10395 | 0.04845 | 0.43404 | 0.314 | 0.75949 | 0.86108 | 0.86215 | 0.84457 | 0.95052 | 0.85863 | 0.84597 | 0.87606 | 0.9565 | 0.9563 | 0.91833 | 0.88635 | 0.86568 | 0.85933 | 0.88778 | 0.85825 | 0.8258 | 0.83956 | 0.86287 | 0.75319 | 1 | 1 | 1
7 | 1 | 15 | 0.36065 | 0.20423 | 0.000488 | 0.41568 | 0.55173 | 0.25883 | 0.74632 | 0.82454 | 0.41095 | 0.35257 | 0.3232 | 0.060951 | 0.36913 | 0.13156 | 0.26679 | 0.24468 | 0.23834 | 0.10309 | 0.12175 | 0.13154 | 0.078595 | 0.20334 | 0.1059 | 0.68448 | 0.8269 | 0.80589 | 0.81105 | 0.95099 | 0.86239 | 0.84723 | 0.8769 | 0.94458 | 0.93289 | 0.91181 | 0.87289 | 0.84372 | 0.82681 | 0.86867 | 0.83647 | 0.8202 | 0.82584 | 0.83953 | 0.6489 | 1 | 1 | 1
7 | 1 | 16 | 0.41362 | 0.16599 | 0.011688 | 0.43538 | 0.66702 | 0.26984 | 0.76349 | 0.86697 | 0.45999 | 0.40595 | 0.42375 | 0.12268 | 0.42145 | 0.19202 | 0.31729 | 0.29568 | 0.31037 | 0.16827 | 0.11917 | 0.15895 | 0.11506 | 0.16557 | 0.067276 | 0.56341 | 0.75916 | 0.75319 | 0.74461 | 0.92094 | 0.8418 | 0.81661 | 0.83626 | 0.90224 | 0.89453 | 0.87513 | 0.84875 | 0.8198 | 0.77428 | 0.80085 | 0.81277 | 0.76624 | 0.79569 | 0.78753 | 0.54058 | 1 | 1 | 1
7 | 1 | 17 | 0.48122 | 0.18565 | 0.089193 | 0.45788 | 0.75201 | 0.36182 | 0.78575 | 0.88229 | 0.52344 | 0.47431 | 0.48533 | 0.29646 | 0.48834 | 0.36827 | 0.36155 | 0.3406 | 0.35895 | 0.27096 | 0.21313 | 0.16781 | 0.12066 | 0.18409 | 0.09604 | 0.37166 | 0.62069 | 0.6313 | 0.60879 | 0.84969 | 0.75734 | 0.72579 | 0.75214 | 0.80032 | 0.7911 | 0.77317 | 0.75018 | 0.68489 | 0.64589 | 0.62986 | 0.67901 | 0.66837 | 0.68122 | 0.6505 | 0.4123 | 1 | 1 | 1
7 | 1 | 18 | 0.5571 | 0.54621 | 0.25399 | 0.47872 | 0.80688 | 0.40137 | 0.79727 | 0.87403 | 0.59242 | 0.55085 | 0.48024 | 0.38655 | 0.56308 | 0.45222 | 0.40332 | 0.38316 | 0.34212 | 0.40385 | 0.43676 | 0.20133 | 0.13425 | 0.5476 | 0.44105 | 0.14859 | 0.41941 | 0.4319 | 0.41137 | 0.67865 | 0.58498 | 0.53792 | 0.56994 | 0.5588 | 0.61431 | 0.58498 | 0.57661 | 0.51311 | 0.44712 | 0.46462 | 0.5087 | 0.52803 | 0.53233 | 0.40679 | 0.15236 | 1 | 1 | 1
7 | 1 | 19 | 0.69016 | 0.5778 | 0.48279 | 0.49644 | 0.82303 | 0.68714 | 0.80409 | 0.86441 | 0.71822 | 0.68605 | 0.46813 | 0.38896 | 0.69486 | 0.44956 | 0.40773 | 0.38766 | 0.31331 | 0.65181 | 0.55585 | 0.27314 | 0.2982 | 0.57912 | 0.47791 | 0.0076986 | 0.15058 | 0.17504 | 0.1477 | 0.36812 | 0.29034 | 0.24223 | 0.12491 | 0.12244 | 0.20851 | 0.32658 | 0.24415 | 0.21671 | 0.16332 | 0.16795 | 0.21485 | 0.28092 | 0.20741 | 0.092813 | 0.0012296 | 1 | 1 | 1
7 | 1 | 20 | 0.75761 | 0.30468 | 0.5599 | 0.53714 | 0.84281 | 0.95167 | 0.80006 | 0.87071 | 0.78439 | 0.75506 | 0.4184 | 0.42791 | 0.76203 | 0.4857 | 0.41162 | 0.39164 | 0.36573 | 0.72303 | 0.53596 | 0.31538 | 0.75189 | 0.3038 | 0.20406 | 2.7782e-05 | 0.0067506 | 0.011981 | 0.0066212 | 0.070155 | 0.021159 | 0.010772 | 0.0035513 | 0.0030434 | 0.0013743 | 0.00064802 | 0 | 5.3527e-06 | 0 | 0 | 5.3067e-06 | 0.033865 | 0.0061415 | 0 | 0 | 1 | 1 | 1
7 | 1 | 21 | 0.60338 | 0.21694 | 0.56457 | 0.46747 | 0.85677 | 0.87969 | 0.79882 | 0.87227 | 0.63612 | 0.59784 | 0.39958 | 0.49769 | 0.6089 | 0.55405 | 0.4329 | 0.41339 | 0.52355 | 0.71143 | 0.64537 | 0.2809 | 0.86499 | 0.21652 | 0.11259 | 0 | 0 | 3.9066e-06 | 0 | 0 | 0 | 0 | 0 | 0 | 0 | 0 | 0 | 0 | 0 | 0 | 0 | 2.0427e-05 | 0 | 0 | 0 | 1 | 1 | 1
7 | 1 | 22 | 0.46535 | 0.19849 | 0.55216 | 0.43548 | 0.86049 | 0.76291 | 0.79899 | 0.86823 | 0.50666 | 0.45797 | 0.43633 | 0.4883 | 0.47235 | 0.54134 | 0.49376 | 0.47575 | 0.5606 | 0.7591 | 0.53753 | 0.27034 | 0.84733 | 0.19848 | 0.091607 | 0 | 0 | 0 | 0 | 0 | 0 | 0 | 0 | 0 | 0 | 0 | 0 | 0 | 0 | 0 | 0 | 0 | 0 | 0 | 0 | 1 | 1 | 1
7 | 1 | 23 | 0.40892 | 0.15672 | 0.55882 | 0.41563 | 0.85224 | 0.73385 | 0.78471 | 0.84085 | 0.45538 | 0.40117 | 0.38696 | 0.49829 | 0.41677 | 0.55148 | 0.48295 | 0.46466 | 0.49787 | 0.7457 | 0.45302 | 0.27663 | 0.76388 | 0.15627 | 0.059824 | 0 | 0 | 0 | 0 | 0 | 0 | 0 | 0 | 0 | 0 | 0 | 0 | 0 | 0 | 0 | 0 | 0 | 0 | 0 | 0 | 1 | 1 | 1
7 | 1 | 24 | 0.38293 | 0.2003 | 0.55284 | 0.39935 | 0.84661 | 0.6123 | 0.76651 | 0.82193 | 0.43074 | 0.37487 | 0.34735 | 0.50475 | 0.391 | 0.5591 | 0.42289 | 0.40316 | 0.44087 | 0.7191 | 0.41122 | 0.19666 | 0.62706 | 0.20063 | 0.089989 | 0 | 0 | 0 | 0 | 0 | 0 | 0 | 0 | 0 | 0 | 0 | 0 | 0 | 0 | 0 | 0 | 0 | 0 | 0 | 0 | 1 | 1 | 1
7 | 2 | 1 | 0.3888 | 0.14528 | 0.51988 | 0.35028 | 0.83705 | 0.7411 | 0.75022 | 0.80187 | 0.4378 | 0.38104 | 0.2756 | 0.46665 | 0.39705 | 0.52098 | 0.34415 | 0.32292 | 0.41621 | 0.71443 | 0.41596 | 0.17985 | 0.54475 | 0.14493 | 0.049807 | 0 | 0 | 0 | 0 | 0 | 0 | 0 | 0 | 0 | 0 | 0 | 0 | 0 | 0 | 0 | 0 | 0 | 0 | 0 | 0 | 1 | 1 | 1
7 | 2 | 2 | 0.37199 | 0.15483 | 0.48552 | 0.26896 | 0.8224 | 0.76891 | 0.72192 | 0.77875 | 0.42081 | 0.36388 | 0.21421 | 0.46327 | 0.38023 | 0.5209 | 0.25724 | 0.23509 | 0.41474 | 0.71153 | 0.30808 | 0.14239 | 0.49183 | 0.15478 | 0.054715 | 0 | 0 | 0 | 0 | 0 | 0 | 0 | 0 | 0 | 0 | 0 | 0 | 0 | 0 | 0 | 0 | 0 | 0 | 0 | 0 | 1 | 1 | 1
7 | 2 | 3 | 0.37106 | 0.1568 | 0.50953 | 0.20618 | 0.7998 | 0.68146 | 0.69199 | 0.73926 | 0.42088 | 0.36309 | 0.18107 | 0.42625 | 0.37945 | 0.48454 | 0.206 | 0.18382 | 0.3692 | 0.65662 | 0.17679 | 0.090191 | 0.42751 | 0.15708 | 0.053661 | 0 | 0 | 0 | 0 | 0 | 0 | 0 | 0 | 0 | 0 | 0 | 0 | 0 | 0 | 0 | 0 | 0 | 0 | 0 | 0 | 1 | 1 | 1
7 | 2 | 4 | 0.35522 | 0.077735 | 0.49069 | 0.1344 | 0.78909 | 0.54062 | 0.67682 | 0.69824 | 0.40524 | 0.34699 | 0.13787 | 0.41068 | 0.36366 | 0.47152 | 0.18728 | 0.16524 | 0.26181 | 0.63026 | 0.12269 | 0.059661 | 0.44787 | 0.077514 | 0.004478 | 0 | 0 | 2.5408e-05 | 0 | 0 | 0 | 0 | 0 | 0 | 0 | 0 | 0 | 0 | 0 | 0 | 0 | 0 | 0 | 0 | 0.00015257 | 1 | 1 | 1
7 | 2 | 5 | 0.34832 | 0.036525 | 0.41474 | 0.075266 | 0.7604 | 0.44641 | 0.66025 | 0.66835 | 0.39902 | 0.34007 | 0.114 | 0.38784 | 0.35687 | 0.44986 | 0.17102 | 0.14917 | 0.24963 | 0.61842 | 0.12233 | 0.046337 | 0.41528 | 0.036346 | 5.7909e-05 | 6.8802e-06 | 0.0054361 | 0.086667 | 0.0053318 | 0.0022889 | 0.0006168 | 0.00064701 | 0.0051833 | 0.000322 | 0.0039918 | 0.01201 | 0.034895 | 0.017953 | 0.0078105 | 0.0048525 | 0.017799 | 0.15259 | 0.08238 | 0.048999 | 0.11653 | 1 | 1 | 1
7 | 2 | 6 | 0.33992 | 0.025736 | 0.36833 | 0.055781 | 0.65402 | 0.3455 | 0.63149 | 0.62012 | 0.39147 | 0.33166 | 0.10056 | 0.36939 | 0.34861 | 0.43371 | 0.13402 | 0.11296 | 0.22064 | 0.60729 | 0.078622 | 0.033354 | 0.34228 | 0.025649 | 0 | 0.0061488 | 0.17642 | 0.40749 | 0.17304 | 0.14007 | 0.18333 | 0.18249 | 0.27305 | 0.18687 | 0.29148 | 0.36843 | 0.42192 | 0.34477 | 0.27189 | 0.26108 | 0.34181 | 0.47494 | 0.44003 | 0.39707 | 0.47391 | 1 | 1 | 1
7 | 2 | 7 | 0.31541 | 0.02786 | 0.28177 | 0.022323 | 0.39977 | 0.21359 | 0.58794 | 0.54354 | 0.36823 | 0.30692 | 0.1059 | 0.32292 | 0.32431 | 0.3965 | 0.078168 | 0.059658 | 0.14441 | 0.53498 | 0.041942 | 0.024007 | 0.14262 | 0.027885 | 0 | 0.032814 | 0.38256 | 0.628 | 0.37523 | 0.41116 | 0.51835 | 0.50925 | 0.57249 | 0.53404 | 0.6222 | 0.65041 | 0.66087 | 0.61303 | 0.56599 | 0.56756 | 0.60777 | 0.66931 | 0.66093 | 0.64313 | 0.75067 | 1 | 1 | 1
7 | 2 | 8 | 0.28071 | 0.016333 | 0.26946 | 0.013364 | 0.19342 | 0.068691 | 0.53259 | 0.44297 | 0.33309 | 0.27162 | 0.10313 | 0.10929 | 0.28958 | 0.178 | 0.067996 | 0.050239 | 0.10446 | 0.50708 | 0.04546 | 0.026764 | 0.05078 | 0.01619 | 0 | 0.24174 | 0.58666 | 0.77898 | 0.57542 | 0.74246 | 0.72556 | 0.68788 | 0.75352 | 0.75767 | 0.81646 | 0.81629 | 0.81054 | 0.76845 | 0.75892 | 0.74674 | 0.76185 | 0.77944 | 0.78027 | 0.79017 | 0.87083 | 1 | 1 | 1
7 | 2 | 9 | 0.31412 | 0.032937 | 0.28593 | 0.024132 | 0.079731 | 0.097867 | 0.49395 | 0.46486 | 0.36585 | 0.30545 | 0.064136 | 0.0056292 | 0.32286 | 0.051097 | 0.087684 | 0.068548 | 0.068208 | 0.45545 | 0.068222 | 0.044539 | 0.017863 | 0.032876 | 0 | 0.4608 | 0.7348 | 0.88022 | 0.72072 | 0.84791 | 0.84069 | 0.82196 | 0.8552 | 0.89273 | 0.91398 | 0.91646 | 0.88756 | 0.86417 | 0.83245 | 0.87463 | 0.85675 | 0.8331 | 0.85444 | 0.87545 | 0.98155 | 1 | 1 | 1
7 | 2 | 10 | 0.37513 | 0.054918 | 0.26782 | 0.044917 | 0.013088 | 0.10561 | 0.51106 | 0.53077 | 0.42673 | 0.36751 | 0.046356 | 0 | 0.38378 | 0.032353 | 0.11045 | 0.09018 | 0.093942 | 0.36609 | 0.095135 | 0.059582 | 0.015651 | 0.054869 | 4.1748e-05 | 0.62588 | 0.82857 | 0.87691 | 0.81269 | 0.96059 | 0.88935 | 0.87115 | 0.90666 | 0.95435 | 0.96793 | 0.94463 | 0.91523 | 0.89509 | 0.91543 | 0.90206 | 0.88741 | 0.84574 | 0.86202 | 0.90875 | 1 | 1 | 1 | 1
7 | 2 | 11 | 0.34833 | 0.077604 | 0.25254 | 0.076107 | 0 | 0.1573 | 0.54041 | 0.61414 | 0.39744 | 0.33984 | 0.045622 | 0.00052667 | 0.35664 | 0.051173 | 0.13921 | 0.11799 | 0.14099 | 0.3028 | 0.16793 | 0.068665 | 0.016059 | 0.077651 | 0.0026624 | 0.72729 | 0.8716 | 0.88932 | 0.85489 | 0.97385 | 0.90813 | 0.88403 | 0.90654 | 0.97353 | 0.97401 | 0.94552 | 0.91849 | 0.90921 | 0.92324 | 0.91578 | 0.9014 | 0.81379 | 0.86467 | 0.90536 | 1 | 1 | 1 | 1
7 | 2 | 12 | 0.37896 | 0.076549 | 0.24914 | 0.1111 | 0 | 0.21712 | 0.57 | 0.67529 | 0.4258 | 0.37069 | 0.069537 | 0.0096933 | 0.3869 | 0.075308 | 0.16444 | 0.14269 | 0.14195 | 0.31136 | 0.35643 | 0.10678 | 0.031959 | 0.076499 | 0.0025456 | 0.77951 | 0.88046 | 0.90478 | 0.86358 | 0.96311 | 0.88712 | 0.87015 | 0.89101 | 0.95986 | 0.97548 | 0.93007 | 0.89958 | 0.89106 | 0.89984 | 0.89893 | 0.88341 | 0.80173 | 0.84083 | 0.87765 | 0.95355 | 1 | 1 | 1
7 | 2 | 13 | 0.48792 | 0.070098 | 0.28608 | 0.12919 | 0 | 0.25684 | 0.65241 | 0.75753 | 0.53084 | 0.48128 | 0.17259 | 0.02105 | 0.49514 | 0.08955 | 0.20248 | 0.18032 | 0.14437 | 0.38664 | 0.43625 | 0.18341 | 0.07359 | 0.06947 | 0.0029271 | 0.79366 | 0.87556 | 0.87797 | 0.85877 | 0.94913 | 0.85752 | 0.8421 | 0.87843 | 0.94508 | 0.9632 | 0.92288 | 0.8865 | 0.87951 | 0.88734 | 0.88739 | 0.87196 | 0.80666 | 0.83822 | 0.87294 | 0.78493 | 1 | 1 | 1
7 | 2 | 14 | 0.55769 | 0.18656 | 0.36198 | 0.13044 | 0 | 0.28696 | 0.70262 | 0.82917 | 0.59578 | 0.55188 | 0.28279 | 0.024018 | 0.56409 | 0.092825 | 0.24764 | 0.22544 | 0.18777 | 0.50543 | 0.28708 | 0.20037 | 0.11373 | 0.18576 | 0.089402 | 0.76242 | 0.86418 | 0.87235 | 0.84761 | 0.94486 | 0.85145 | 0.8368 | 0.88121 | 0.94776 | 0.95106 | 0.92462 | 0.8984 | 0.87361 | 0.89021 | 0.89642 | 0.86611 | 0.818 | 0.83804 | 0.87587 | 0.76808 | 1 | 1 | 1
7 | 2 | 15 | 0.58152 | 0.47163 | 0.39952 | 0.12454 | 0.016255 | 0.29294 | 0.74018 | 0.88076 | 0.61534 | 0.57561 | 0.36222 | 0.022623 | 0.58725 | 0.090193 | 0.30048 | 0.27866 | 0.21311 | 0.54801 | 0.31914 | 0.17364 | 0.14028 | 0.47343 | 0.35216 | 0.69022 | 0.83315 | 0.80115 | 0.81718 | 0.94577 | 0.85232 | 0.83725 | 0.87596 | 0.94093 | 0.95549 | 0.91989 | 0.89093 | 0.85984 | 0.86847 | 0.86358 | 0.85245 | 0.81239 | 0.80842 | 0.85231 | 0.56294 | 1 | 1 | 1
7 | 2 | 16 | 0.64791 | 0.32692 | 0.42829 | 0.1216 | 0.11883 | 0.35638 | 0.75939 | 0.90539 | 0.67934 | 0.64325 | 0.41485 | 0.038616 | 0.65319 | 0.10762 | 0.33906 | 0.31774 | 0.21431 | 0.57195 | 0.27864 | 0.13558 | 0.15559 | 0.32638 | 0.223 | 0.56112 | 0.75663 | 0.73677 | 0.74212 | 0.9176 | 0.82171 | 0.80794 | 0.84723 | 0.89622 | 0.90138 | 0.87061 | 0.83538 | 0.80956 | 0.77484 | 0.82146 | 0.80261 | 0.79172 | 0.81321 | 0.79178 | 0.36665 | 1 | 1 | 1
7 | 2 | 17 | 0.66316 | 0.29182 | 0.4629 | 0.12593 | 0.32408 | 0.40109 | 0.77436 | 0.92091 | 0.6919 | 0.65846 | 0.44394 | 0.08935 | 0.66801 | 0.16065 | 0.35153 | 0.33041 | 0.2104 | 0.6331 | 0.29584 | 0.1373 | 0.17731 | 0.29102 | 0.18984 | 0.37128 | 0.61991 | 0.61375 | 0.60802 | 0.84837 | 0.74872 | 0.72952 | 0.7611 | 0.79556 | 0.79661 | 0.77457 | 0.7485 | 0.65287 | 0.6266 | 0.66859 | 0.64727 | 0.72543 | 0.74333 | 0.62181 | 0.22258 | 1 | 1 | 1
7 | 2 | 18 | 0.67974 | 0.41763 | 0.46636 | 0.14759 | 0.52224 | 0.42657 | 0.79065 | 0.90302 | 0.70636 | 0.67513 | 0.44702 | 0.19094 | 0.68424 | 0.26848 | 0.32518 | 0.30367 | 0.2019 | 0.70914 | 0.32734 | 0.16673 | 0.20495 | 0.41799 | 0.3095 | 0.14325 | 0.40606 | 0.43738 | 0.39828 | 0.6929 | 0.57422 | 0.55617 | 0.57757 | 0.59904 | 0.5925 | 0.57965 | 0.52284 | 0.45747 | 0.36008 | 0.42303 | 0.45354 | 0.55089 | 0.61365 | 0.34968 | 0.134 | 1 | 1 | 1
7 | 2 | 19 | 0.72422 | 0.43746 | 0.4199 | 0.22676 | 0.69313 | 0.60911 | 0.80319 | 0.86138 | 0.75027 | 0.72067 | 0.43141 | 0.20114 | 0.72857 | 0.2699 | 0.30537 | 0.2836 | 0.21477 | 0.79271 | 0.36529 | 0.23199 | 0.39193 | 0.43724 | 0.33802 | 0.0072927 | 0.14432 | 0.17924 | 0.14156 | 0.38047 | 0.3305 | 0.23796 | 0.12814 | 0.11741 | 0.19249 | 0.32308 | 0.21757 | 0.1846 | 0.11577 | 0.14215 | 0.18301 | 0.29297 | 0.25068 | 0.073577 | 0.0010422 | 1 | 1 | 1
7 | 2 | 20 | 0.68271 | 0.48845 | 0.39849 | 0.29628 | 0.80295 | 0.86035 | 0.81431 | 0.85691 | 0.71164 | 0.67854 | 0.41143 | 0.3092 | 0.68756 | 0.37752 | 0.34795 | 0.32677 | 0.26941 | 0.86029 | 0.52348 | 0.25711 | 0.63184 | 0.48814 | 0.39608 | 2.5466e-05 | 0.0071354 | 0.011868 | 0.0069986 | 0.070294 | 0.029959 | 0.0093548 | 0.0035097 | 0.002212 | 0.0012651 | 0.00053087 | 0 | 1.3416e-06 | 0 | 0 | 1.3301e-06 | 0.032885 | 0.0082257 | 0 | 0 | 1 | 1 | 1
7 | 2 | 21 | 0.56987 | 0.60881 | 0.45538 | 0.24758 | 0.81141 | 0.82224 | 0.80373 | 0.8589 | 0.60603 | 0.56405 | 0.42026 | 0.40104 | 0.57596 | 0.46659 | 0.35006 | 0.32891 | 0.229 | 0.81436 | 0.5817 | 0.23097 | 0.77931 | 0.61105 | 0.50242 | 0 | 0 | 3.9153e-06 | 0 | 0 | 0 | 0 | 0 | 0 | 0 | 0 | 0 | 0 | 0 | 0 | 0 | 2.0472e-05 | 0 | 0 | 0 | 1 | 1 | 1
7 | 2 | 22 | 0.44416 | 0.18913 | 0.45586 | 0.1857 | 0.80434 | 0.72505 | 0.80326 | 0.85216 | 0.48901 | 0.43689 | 0.36254 | 0.3796 | 0.45172 | 0.44368 | 0.3369 | 0.31556 | 0.14237 | 0.74313 | 0.49613 | 0.16299 | 0.75879 | 0.18625 | 0.11263 | 0 | 0 | 0 | 0 | 0 | 0 | 0 | 0 | 0 | 0 | 0 | 0 | 0 | 0 | 0 | 0 | 0 | 0 | 0 | 0 | 1 | 1 | 1
7 | 2 | 23 | 0.32132 | 0.4236 | 0.43097 | 0.11844 | 0.80905 | 0.7621 | 0.79002 | 0.82568 | 0.37077 | 0.31244 | 0.25652 | 0.32294 | 0.32971 | 0.38812 | 0.28626 | 0.26431 | 0.090675 | 0.66598 | 0.35079 | 0.17649 | 0.68107 | 0.4247 | 0.30734 | 0 | 0 | 0 | 0 | 0 | 0 | 0 | 0 | 0 | 0 | 0 | 0 | 0 | 0 | 0 | 0 | 0 | 0 | 0 | 0 | 1 | 1 | 1
7 | 2 | 24 | 0.30021 | 0.37195 | 0.48646 | 0.071682 | 0.82816 | 0.67669 | 0.76447 | 0.81165 | 0.3527 | 0.29143 | 0.21694 | 0.30641 | 0.30908 | 0.37413 | 0.21091 | 0.18873 | 0.16296 | 0.39251 | 0.35899 | 0.13227 | 0.5899 | 0.37219 | 0.26164 | 0 | 0 | 0 | 0 | 0 | 0 | 0 | 0 | 0 | 0 | 0 | 0 | 0 | 0 | 0 | 0 | 0 | 0 | 0 | 0 | 1 | 1 | 1
7 | 3 | 1 | 0.3143 | 0.24921 | 0.47649 | 0.050404 | 0.8256 | 0.39667 | 0.75362 | 0.81311 | 0.36657 | 0.30571 | 0.18101 | 0.29295 | 0.32312 | 0.36424 | 0.15457 | 0.13301 | 0.22583 | 0.13906 | 0.3546 | 0.060514 | 0.54783 | 0.24816 | 0.15005 | 0 | 0 | 0 | 0 | 0 | 0 | 0 | 0 | 0 | 0 | 0 | 0 | 0 | 0 | 0 | 0 | 0 | 0 | 0 | 0 | 1 | 1 | 1
7 | 3 | 2 | 0.33575 | 0.3572 | 0.41578 | 0.031141 | 0.82052 | 0.37082 | 0.7577 | 0.81594 | 0.38854 | 0.3276 | 0.11991 | 0.21358 | 0.34463 | 0.28715 | 0.12594 | 0.1051 | 0.20146 | 0.058605 | 0.39344 | 0.033301 | 0.50551 | 0.3586 | 0.23304 | 0 | 0 | 0 | 0 | 0 | 0 | 0 | 0 | 0 | 0 | 0 | 0 | 0 | 0 | 0 | 0 | 0 | 0 | 0 | 0 | 1 | 1 | 1
7 | 3 | 3 | 0.30488 | 0.1167 | 0.3484 | 0.030031 | 0.82108 | 0.4741 | 0.74027 | 0.78791 | 0.35779 | 0.29624 | 0.095553 | 0.11331 | 0.31381 | 0.18271 | 0.096358 | 0.076745 | 0.17512 | 0.074536 | 0.4951 | 0.036782 | 0.49595 | 0.11584 | 0.033238 | 0 | 0 | 0 | 0 | 0 | 0 | 0 | 0 | 0 | 0 | 0 | 0 | 0 | 0 | 0 | 0 | 0 | 0 | 0 | 0 | 1 | 1 | 1
7 | 3 | 4 | 0.27597 | 0.062195 | 0.28765 | 0.026175 | 0.82101 | 0.3322 | 0.72788 | 0.74084 | 0.32953 | 0.26699 | 0.088042 | 0.118 | 0.28502 | 0.1971 | 0.073437 | 0.055253 | 0.13925 | 0.074436 | 0.43586 | 0.0081008 | 0.41552 | 0.062048 | 0.00047069 | 0 | 0 | 2.4017e-05 | 0 | 0 | 0 | 0 | 0 | 0 | 0 | 0 | 0 | 0 | 0 | 0 | 0 | 0 | 0 | 0 | 0.00014421 | 1 | 1 | 1
7 | 3 | 5 | 0.27422 | 0.021161 | 0.31375 | 0.026105 | 0.80649 | 0.20659 | 0.72726 | 0.66494 | 0.33052 | 0.26562 | 0.038883 | 0.021679 | 0.28367 | 0.08541 | 0.057802 | 0.040978 | 0.14011 | 0.062741 | 0.36975 | 0.00019469 | 0.26174 | 0.020907 | 0 | 6.597e-06 | 0.0059405 | 0.077216 | 0.0058266 | 0.014394 | 0.00047441 | 0.00063915 | 0.0047773 | 0.00026417 | 0.0031083 | 0.011647 | 0.031275 | 0.01744 | 0.00909 | 0.0056983 | 0.01729 | 0.14751 | 0.078624 | 0.032005 | 0.085543 | 1 | 1 | 1
7 | 3 | 6 | 0.20802 | 0.031626 | 0.24252 | 0.024464 | 0.72856 | 0.16063 | 0.71556 | 0.54707 | 0.26445 | 0.19862 | 0.0075688 | 0.00091593 | 0.21755 | 0.05233 | 0.036642 | 0.022514 | 0.10232 | 0.04922 | 0.24038 | 0 | 0.14269 | 0.031654 | 0 | 0.0060556 | 0.18841 | 0.38966 | 0.1848 | 0.32212 | 0.17662 | 0.18556 | 0.26851 | 0.18374 | 0.27985 | 0.37149 | 0.40937 | 0.34417 | 0.29478 | 0.28714 | 0.34122 | 0.47642 | 0.44356 | 0.35741 | 0.39919 | 1 | 1 | 1
7 | 3 | 7 | 0.15977 | 0.026243 | 0.1115 | 0.021164 | 0.56556 | 0.17088 | 0.70254 | 0.41817 | 0.21889 | 0.15038 | 0.00034006 | 0 | 0.16971 | 0.023724 | 0.017001 | 0.0072545 | 0.044051 | 0.0235 | 0.10726 | 0 | 0.040776 | 0.026165 | 0 | 0.03235 | 0.39625 | 0.60683 | 0.38866 | 0.63641 | 0.5158 | 0.51848 | 0.56076 | 0.53501 | 0.60345 | 0.65693 | 0.65778 | 0.62561 | 0.56708 | 0.57389 | 0.62024 | 0.68074 | 0.66504 | 0.61559 | 0.61925 | 1 | 1 | 1
7 | 3 | 8 | 0.088029 | 0.032407 | 0.056164 | 0.011546 | 0.38865 | 0.073362 | 0.67635 | 0.25395 | 0.14574 | 0.078338 | 0 | 0 | 0.097781 | 0.0081834 | 0.012311 | 0.0042251 | 0.031257 | 0.020375 | 0.12243 | 0 | 0.0026613 | 0.032361 | 0 | 0.24114 | 0.59092 | 0.78298 | 0.57959 | 0.81558 | 0.72285 | 0.71278 | 0.73973 | 0.75546 | 0.79876 | 0.82624 | 0.80186 | 0.78336 | 0.75399 | 0.74663 | 0.77663 | 0.79351 | 0.79322 | 0.77898 | 0.83787 | 1 | 1 | 1
7 | 3 | 9 | 0.049528 | 0.040308 | 0.013036 | 0.0072866 | 0.25085 | 0.071073 | 0.66727 | 0.12922 | 0.10706 | 0.040139 | 0 | 0 | 0.059227 | 0.0010754 | 0.015598 | 0.0062899 | 0.02895 | 0.033216 | 0.15878 | 0 | 0.00021871 | 0.040169 | 0 | 0.46208 | 0.73761 | 0.89183 | 0.72347 | 0.91114 | 0.82628 | 0.82178 | 0.85046 | 0.88999 | 0.9223 | 0.92105 | 0.87579 | 0.86525 | 0.83574 | 0.8661 | 0.85782 | 0.84792 | 0.85699 | 0.86598 | 0.98781 | 1 | 1 | 1
7 | 3 | 10 | 0.017191 | 0.070593 | 0.00081952 | 0.0069563 | 0.13842 | 0.10885 | 0.674 | 0.039104 | 0.072083 | 0.0086013 | 0 | 0 | 0.026457 | 0.0013709 | 0.02357 | 0.011983 | 0.021337 | 0.069782 | 0.25214 | 0 | 0.0077049 | 0.070562 | 0.00018811 | 0.62816 | 0.83065 | 0.93502 | 0.81473 | 0.95498 | 0.88201 | 0.86484 | 0.8985 | 0.94549 | 0.9855 | 0.95537 | 0.92598 | 0.89945 | 0.92026 | 0.91297 | 0.89173 | 0.86573 | 0.8703 | 0.90543 | 1 | 1 | 1 | 1
7 | 3 | 11 | 0.00094951 | 0.095065 | 0 | 0.0064635 | 0.036955 | 0.1496 | 0.65985 | 0.0033071 | 0.053425 | 0.00039631 | 0 | 0 | 0.0093389 | 0.0051551 | 0.03033 | 0.017284 | 0.013965 | 0.080449 | 0.35745 | 0 | 0.020061 | 0.095066 | 0.012103 | 0.72774 | 0.87156 | 0.94364 | 0.85485 | 0.96365 | 0.89557 | 0.87925 | 0.91167 | 0.97077 | 0.99167 | 0.95621 | 0.927 | 0.89596 | 0.92923 | 0.90865 | 0.88827 | 0.85513 | 0.87635 | 0.90629 | 1 | 1 | 1 | 1
7 | 3 | 12 | 0 | 0.10379 | 0 | 0.0080628 | 0.0032942 | 0.25671 | 0.65868 | 0 | 0.041779 | 0 | 0 | 0 | 0.00054956 | 0.016201 | 0.03635 | 0.02224 | 0.011374 | 0.09287 | 0.49101 | 0 | 0.034968 | 0.1036 | 0.018755 | 0.77686 | 0.87728 | 0.92631 | 0.86046 | 0.95177 | 0.87403 | 0.85935 | 0.8904 | 0.96008 | 0.97447 | 0.92831 | 0.91165 | 0.88459 | 0.91194 | 0.88185 | 0.87699 | 0.83434 | 0.85423 | 0.87906 | 0.96932 | 1 | 1 | 1
7 | 3 | 13 | 0 | 0.143 | 0 | 0.0089054 | 0 | 0.25253 | 0.6814 | 0 | 0.044204 | 0 | 0 | 0 | 0.0010359 | 0.02829 | 0.040544 | 0.025788 | 0.0071659 | 0.10172 | 0.3665 | 0 | 0.043103 | 0.14309 | 0.044271 | 0.78252 | 0.86326 | 0.89443 | 0.84671 | 0.91965 | 0.84261 | 0.82447 | 0.86433 | 0.93663 | 0.93251 | 0.91538 | 0.88265 | 0.88258 | 0.89047 | 0.86833 | 0.875 | 0.82233 | 0.82123 | 0.86972 | 0.91126 | 1 | 1 | 1
7 | 3 | 14 | 0 | 0.1397 | 0 | 0.0098712 | 0 | 0.27713 | 0.71699 | 0.0038764 | 0.045161 | 0 | 0 | 0 | 0.0019085 | 0.042968 | 0.043381 | 0.028226 | 0.0089142 | 0.098595 | 0.37966 | 0 | 0.065445 | 0.13922 | 0.046617 | 0.75467 | 0.85513 | 0.88508 | 0.83874 | 0.92017 | 0.82928 | 0.82555 | 0.87162 | 0.94229 | 0.95264 | 0.91925 | 0.89211 | 0.86748 | 0.88241 | 0.8897 | 0.86003 | 0.82797 | 0.84574 | 0.87132 | 0.83271 | 1 | 1 | 1
7 | 3 | 15 | 0.0044664 | 0.21954 | 0 | 0.010848 | 0.013445 | 0.28199 | 0.73581 | 0.049691 | 0.052841 | 0.0036727 | 0 | 0.0003611 | 0.010359 | 0.059565 | 0.045713 | 0.030249 | 0.018947 | 0.11045 | 0.43412 | 0 | 0.08077 | 0.21832 | 0.1238 | 0.68282 | 0.82371 | 0.86291 | 0.80792 | 0.91998 | 0.83548 | 0.82651 | 0.87322 | 0.93634 | 0.94716 | 0.91703 | 0.88978 | 0.83067 | 0.84545 | 0.87595 | 0.82354 | 0.83124 | 0.84782 | 0.84742 | 0.79657 | 1 | 1 | 1
7 | 3 | 16 | 0.078848 | 0.5643 | 0.0004469 | 0.015179 | 0.089092 | 0.32512 | 0.75143 | 0.19337 | 0.13597 | 0.069688 | 0.0037182 | 0.0058316 | 0.088352 | 0.071396 | 0.047822 | 0.032095 | 0.034859 | 0.1305 | 0.25842 | 0 | 0.097458 | 0.56602 | 0.45753 | 0.55473 | 0.74664 | 0.79127 | 0.73232 | 0.89086 | 0.8059 | 0.79008 | 0.83962 | 0.89362 | 0.89847 | 0.86187 | 0.83141 | 0.79335 | 0.75299 | 0.81738 | 0.78654 | 0.80276 | 0.81209 | 0.763 | 0.703 | 1 | 1 | 1
7 | 3 | 17 | 0.1956 | 0.49987 | 0.0092646 | 0.026663 | 0.22825 | 0.35223 | 0.76455 | 0.395 | 0.25385 | 0.18639 | 0.073843 | 0.00162 | 0.20539 | 0.061556 | 0.058655 | 0.041738 | 0.068419 | 0.16027 | 0.13237 | 0 | 0.11445 | 0.49998 | 0.40376 | 0.36754 | 0.61301 | 0.65933 | 0.60125 | 0.82815 | 0.73302 | 0.71366 | 0.74995 | 0.79725 | 0.78478 | 0.72066 | 0.731 | 0.6489 | 0.68642 | 0.66548 | 0.64333 | 0.72727 | 0.73618 | 0.61564 | 0.52796 | 1 | 1 | 1
7 | 3 | 18 | 0.28394 | 0.40733 | 0.057246 | 0.045372 | 0.41913 | 0.34927 | 0.77145 | 0.53943 | 0.33793 | 0.27515 | 0.2451 | 0.033858 | 0.29304 | 0.094621 | 0.068448 | 0.050651 | 0.1292 | 0.23286 | 0.073891 | 0.00036507 | 0.15372 | 0.40733 | 0.30259 | 0.14327 | 0.40701 | 0.44462 | 0.39921 | 0.67815 | 0.57226 | 0.55124 | 0.5826 | 0.59685 | 0.56179 | 0.4986 | 0.54975 | 0.43221 | 0.45003 | 0.47904 | 0.4285 | 0.56367 | 0.60142 | 0.36642 | 0.16798 | 1 | 1 | 1
7 | 3 | 19 | 0.37315 | 0.29298 | 0.11739 | 0.11191 | 0.64791 | 0.41146 | 0.78314 | 0.60055 | 0.42122 | 0.36497 | 0.3274 | 0.23785 | 0.38128 | 0.31424 | 0.080738 | 0.062035 | 0.23857 | 0.41061 | 0.076629 | 0.013586 | 0.28276 | 0.29221 | 0.19063 | 0.0074914 | 0.13684 | 0.18564 | 0.13422 | 0.36936 | 0.29712 | 0.2433 | 0.10716 | 0.067937 | 0.14373 | 0.27071 | 0.23078 | 0.17149 | 0.16487 | 0.17793 | 0.17002 | 0.2922 | 0.24852 | 0.077024 | 0.0024912 | 1 | 1 | 1
7 | 3 | 20 | 0.49569 | 0.32464 | 0.26587 | 0.17284 | 0.78394 | 0.77055 | 0.78323 | 0.60735 | 0.54078 | 0.48955 | 0.25106 | 0.3249 | 0.50322 | 0.39432 | 0.096873 | 0.077227 | 0.36654 | 0.59551 | 0.12433 | 0.0090039 | 0.42163 | 0.32353 | 0.22721 | 2.5719e-05 | 0.0068254 | 0.012669 | 0.0066946 | 0.069457 | 0.026047 | 0.0097299 | 0.0031269 | 0.0019883 | 0.001059 | 0.00056867 | 0 | 2.9926e-06 | 0 | 0 | 2.9669e-06 | 0.034781 | 0.0080733 | 0 | 0 | 1 | 1 | 1
7 | 3 | 21 | 0.48455 | 0.59922 | 0.40477 | 0.17396 | 0.80513 | 0.80096 | 0.78096 | 0.57052 | 0.52346 | 0.47721 | 0.16501 | 0.33684 | 0.49117 | 0.40216 | 0.11259 | 0.092242 | 0.40903 | 0.46834 | 0.16534 | 0.011591 | 0.41521 | 0.60174 | 0.48787 | 0 | 0 | 3.9079e-06 | 0 | 0 | 0 | 0 | 0 | 0 | 0 | 0 | 0 | 0 | 0 | 0 | 0 | 2.0433e-05 | 0 | 0 | 0 | 1 | 1 | 1
7 | 3 | 22 | 0.57027 | 0.27982 | 0.409 | 0.12988 | 0.79716 | 0.62714 | 0.754 | 0.56735 | 0.61195 | 0.56531 | 0.1316 | 0.36094 | 0.57719 | 0.42438 | 0.15643 | 0.13482 | 0.33522 | 0.29738 | 0.16072 | 0.01288 | 0.63561 | 0.2787 | 0.18146 | 0 | 0 | 0 | 0 | 0 | 0 | 0 | 0 | 0 | 0 | 0 | 0 | 0 | 0 | 0 | 0 | 0 | 0 | 0 | 0 | 1 | 1 | 1
7 | 3 | 23 | 0.4453 | 0.19807 | 0.3719 | 0.0961 | 0.79636 | 0.48284 | 0.72297 | 0.53826 | 0.48901 | 0.43787 | 0.14322 | 0.4034 | 0.45268 | 0.46625 | 0.13977 | 0.11853 | 0.29765 | 0.1724 | 0.16431 | 0.0061225 | 0.6344 | 0.19629 | 0.10922 | 0 | 0 | 0 | 0 | 0 | 0 | 0 | 0 | 0 | 0 | 0 | 0 | 0 | 0 | 0 | 0 | 0 | 0 | 0 | 0 | 1 | 1 | 1
7 | 3 | 24 | 0.34639 | 0.49303 | 0.28415 | 0.087807 | 0.7912 | 0.68206 | 0.69797 | 0.48766 | 0.39585 | 0.33793 | 0.12059 | 0.40011 | 0.35476 | 0.46207 | 0.12733 | 0.10645 | 0.33969 | 0.087955 | 0.15195 | 0.00064385 | 0.53777 | 0.49363 | 0.39041 | 0 | 0 | 0 | 0 | 0 | 0 | 0 | 0 | 0 | 0 | 0 | 0 | 0 | 0 | 0 | 0 | 0 | 0 | 0 | 0 | 1 | 1 | 1
7 | 4 | 1 | 0.3003 | 0.63274 | 0.14701 | 0.07029 | 0.77753 | 0.48646 | 0.65163 | 0.4436 | 0.35309 | 0.29157 | 0.092974 | 0.37751 | 0.30921 | 0.4404 | 0.1101 | 0.089845 | 0.43144 | 0.075661 | 0.14955 | 1.3287e-05 | 0.48291 | 0.63409 | 0.54094 | 0 | 0 | 0 | 0 | 0 | 0 | 0 | 0 | 0 | 0 | 0 | 0 | 0 | 0 | 0 | 0 | 0 | 0 | 0 | 0 | 1 | 1 | 1
7 | 4 | 2 | 0.27395 | 0.46129 | 0.064645 | 0.078288 | 0.74903 | 0.21458 | 0.60829 | 0.39902 | 0.32833 | 0.26506 | 0.053597 | 0.35488 | 0.28313 | 0.42109 | 0.096616 | 0.076989 | 0.37226 | 0.062502 | 0.15184 | 0 | 0.44632 | 0.4612 | 0.36312 | 0 | 0 | 0 | 0 | 0 | 0 | 0 | 0 | 0 | 0 | 0 | 0 | 0 | 0 | 0 | 0 | 0 | 0 | 0 | 0 | 1 | 1 | 1
7 | 4 | 3 | 0.25076 | 0.29932 | 0.054547 | 0.08272 | 0.70291 | 0.22864 | 0.57854 | 0.34809 | 0.30718 | 0.24186 | 0.066534 | 0.29424 | 0.26025 | 0.36222 | 0.066591 | 0.048956 | 0.33149 | 0.063391 | 0.18866 | 0 | 0.39338 | 0.29875 | 0.19499 | 0 | 0 | 0 | 0 | 0 | 0 | 0 | 0 | 0 | 0 | 0 | 0 | 0 | 0 | 0 | 0 | 0 | 0 | 0 | 0 | 1 | 1 | 1
7 | 4 | 4 | 0.19296 | 0.24661 | 0.064691 | 0.10072 | 0.64731 | 0.18483 | 0.54972 | 0.2911 | 0.25094 | 0.18366 | 0.095001 | 0.2436 | 0.20272 | 0.31747 | 0.060153 | 0.043088 | 0.27794 | 0.060731 | 0.22531 | 0 | 0.30716 | 0.24661 | 0.13638 | 0 | 0 | 4.5763e-05 | 0 | 0 | 0 | 0 | 0 | 0 | 0 | 0 | 0 | 0 | 0 | 0 | 0 | 0 | 0 | 0 | 0.00027483 | 1 | 1 | 1
7 | 4 | 5 | 0.11731 | 0.17081 | 0.074126 | 0.10589 | 0.55181 | 0.13579 | 0.53077 | 0.2249 | 0.17621 | 0.10776 | 0.072187 | 0.13262 | 0.12723 | 0.20569 | 0.062659 | 0.045361 | 0.24072 | 0.04687 | 0.1895 | 0 | 0.20087 | 0.17079 | 0.06793 | 5.855e-06 | 0.0054353 | 0.085922 | 0.0053311 | 0.012934 | 0.00034362 | 0.00048003 | 0.0040765 | 0.00015086 | 0.0029802 | 0.0097636 | 0.029142 | 0.01718 | 0.01017 | 0.0031322 | 0.017032 | 0.142 | 0.077617 | 0.046197 | 0.14464 | 1 | 1 | 1
7 | 4 | 6 | 0.039886 | 0.076364 | 0.011942 | 0.11353 | 0.42781 | 0.14055 | 0.48549 | 0.15172 | 0.094973 | 0.030947 | 0.019376 | 0.049316 | 0.048837 | 0.11876 | 0.056916 | 0.040176 | 0.20024 | 0.031017 | 0.10588 | 0 | 0.092877 | 0.075623 | 0.0065522 | 0.0061114 | 0.17713 | 0.39026 | 0.17374 | 0.30018 | 0.16507 | 0.16598 | 0.25542 | 0.14356 | 0.26409 | 0.34664 | 0.39936 | 0.34765 | 0.30913 | 0.23586 | 0.34466 | 0.45991 | 0.42958 | 0.36492 | 0.51355 | 1 | 1 | 1
7 | 4 | 7 | 0.0021911 | 0.13554 | 0.00051545 | 0.096009 | 0.30293 | 0.1069 | 0.41199 | 0.060219 | 0.032278 | 0.0015481 | 0.00094735 | 0.0026075 | 0.0025892 | 0.037415 | 0.039252 | 0.024695 | 0.12153 | 0.015618 | 0.070987 | 0 | 0.0057404 | 0.13549 | 0.03992 | 0.032538 | 0.38511 | 0.59834 | 0.37773 | 0.60273 | 0.5073 | 0.49128 | 0.55415 | 0.51286 | 0.5891 | 0.61776 | 0.64099 | 0.61396 | 0.59611 | 0.53691 | 0.60869 | 0.65792 | 0.63807 | 0.62083 | 0.74034 | 1 | 1 | 1
7 | 4 | 8 | 0.0011269 | 0.18707 | 0 | 0.061285 | 0.13189 | 0.012604 | 0.33768 | 0.005592 | 0.041848 | 0.00056039 | 0 | 0 | 0.0015758 | 0.0087982 | 0.036 | 0.021946 | 0.099674 | 0.032712 | 0.051687 | 0 | 8.7485e-05 | 0.18733 | 0.079103 | 0.23728 | 0.57899 | 0.75353 | 0.56789 | 0.78609 | 0.71187 | 0.69052 | 0.73158 | 0.74204 | 0.78288 | 0.77461 | 0.77968 | 0.77589 | 0.76613 | 0.7399 | 0.76923 | 0.75367 | 0.76786 | 0.77689 | 0.85255 | 1 | 1 | 1
7 | 4 | 9 | 0.018759 | 0.16043 | 0 | 0.052453 | 0.020213 | 0.024895 | 0.28631 | 0 | 0.074099 | 0.010224 | 0 | 0 | 0.027655 | 0.001781 | 0.03956 | 0.024949 | 0.08937 | 0.084592 | 0.050343 | 0 | 0 | 0.15998 | 0.062949 | 0.45276 | 0.72214 | 0.85424 | 0.7083 | 0.87796 | 0.82171 | 0.79629 | 0.84028 | 0.87904 | 0.89829 | 0.87655 | 0.8614 | 0.84 | 0.8325 | 0.85884 | 0.83278 | 0.82165 | 0.83798 | 0.8512 | 0.8905 | 1 | 1 | 1
7 | 4 | 10 | 0.031152 | 0.21961 | 0 | 0.037413 | 0 | 0.031545 | 0.24092 | 0 | 0.087438 | 0.021904 | 0 | 0 | 0.040652 | 0.00056 | 0.039904 | 0.025244 | 0.078205 | 0.13988 | 0.04507 | 0 | 0 | 0.21958 | 0.11124 | 0.61526 | 0.81318 | 0.87504 | 0.79759 | 0.93282 | 0.87316 | 0.84952 | 0.88308 | 0.93577 | 0.95748 | 0.9117 | 0.90531 | 0.89098 | 0.88755 | 0.90213 | 0.88333 | 0.8538 | 0.85747 | 0.87882 | 0.8334 | 1 | 1 | 1
7 | 4 | 11 | 0.052099 | 0.26835 | 0 | 0.031813 | 0 | 0.040066 | 0.22006 | 0 | 0.11009 | 0.042724 | 0 | 0 | 0.06187 | 0.0028205 | 0.050793 | 0.034715 | 0.065302 | 0.19349 | 0.046297 | 0 | 0 | 0.26865 | 0.1543 | 0.7013 | 0.83997 | 0.90646 | 0.82387 | 0.93703 | 0.87632 | 0.85602 | 0.89216 | 0.93438 | 0.96999 | 0.91669 | 0.90461 | 0.87076 | 0.81383 | 0.88598 | 0.86328 | 0.84656 | 0.86101 | 0.87627 | 0.89753 | 1 | 1 | 1
7 | 4 | 12 | 0.065957 | 0.22826 | 0 | 0.022323 | 0 | 0.068739 | 0.21396 | 0 | 0.12432 | 0.056475 | 0 | 0 | 0.075795 | 0.0052779 | 0.062732 | 0.045429 | 0.041583 | 0.2112 | 0.050396 | 0 | 0 | 0.22799 | 0.12157 | 0.74828 | 0.84509 | 0.88945 | 0.82889 | 0.92449 | 0.85672 | 0.83641 | 0.86804 | 0.92133 | 0.94586 | 0.88502 | 0.87227 | 0.85968 | 0.82963 | 0.86094 | 0.8523 | 0.82953 | 0.83814 | 0.86144 | 0.84771 | 1 | 1 | 1
7 | 4 | 13 | 0.075433 | 0.22946 | 0 | 0.013726 | 0 | 0.075339 | 0.21478 | 0 | 0.13464 | 0.065992 | 0 | 0 | 0.085397 | 0.0056135 | 0.064218 | 0.046779 | 0.022567 | 0.20557 | 0.05368 | 0 | 0.0012615 | 0.22916 | 0.12305 | 0.75136 | 0.82888 | 0.85708 | 0.81299 | 0.90573 | 0.82554 | 0.80534 | 0.84186 | 0.90069 | 0.91084 | 0.85595 | 0.86732 | 0.82155 | 0.81532 | 0.81798 | 0.8145 | 0.81846 | 0.82315 | 0.84251 | 0.74533 | 1 | 1 | 1
7 | 4 | 14 | 0.062993 | 0.27449 | 0 | 0.011842 | 0 | 0.10968 | 0.221 | 0 | 0.1206 | 0.053436 | 0 | 0 | 0.072725 | 0.0063588 | 0.071847 | 0.053779 | 0.023521 | 0.19989 | 0.063291 | 0 | 0.053388 | 0.27411 | 0.16782 | 0.72462 | 0.82097 | 0.86378 | 0.80523 | 0.89535 | 0.8073 | 0.80365 | 0.8466 | 0.90526 | 0.88091 | 0.85854 | 0.8665 | 0.83495 | 0.83614 | 0.86287 | 0.82778 | 0.82507 | 0.8349 | 0.85242 | 0.76597 | 1 | 1 | 1
7 | 4 | 15 | 0.070052 | 0.3873 | 0 | 0.011862 | 0 | 0.11845 | 0.26092 | 0 | 0.12816 | 0.060501 | 0.0034983 | 0 | 0.079859 | 0.0113 | 0.082696 | 0.063863 | 0.040628 | 0.18407 | 0.091564 | 0.00041232 | 0.063989 | 0.38757 | 0.27777 | 0.64256 | 0.77526 | 0.7944 | 0.7604 | 0.88208 | 0.81246 | 0.80179 | 0.84478 | 0.89649 | 0.8638 | 0.83259 | 0.84888 | 0.79462 | 0.76692 | 0.77742 | 0.7878 | 0.82015 | 0.83322 | 0.83256 | 0.51548 | 1 | 1 | 1
7 | 4 | 16 | 0.089042 | 0.42871 | 0 | 0.013031 | 0.0068238 | 0.10371 | 0.31217 | 0.0074699 | 0.14773 | 0.079461 | 0.069935 | 0 | 0.09894 | 0.023512 | 0.092101 | 0.072707 | 0.062518 | 0.17503 | 0.1707 | 0.015908 | 0.0048441 | 0.42984 | 0.31261 | 0.51597 | 0.69385 | 0.73394 | 0.68055 | 0.85729 | 0.77946 | 0.76365 | 0.79993 | 0.8337 | 0.72168 | 0.76827 | 0.82702 | 0.74596 | 0.67742 | 0.73981 | 0.73955 | 0.79526 | 0.80764 | 0.75944 | 0.39938 | 1 | 1 | 1
7 | 4 | 17 | 0.11749 | 0.18548 | 0.00047429 | 0.018845 | 0.06774 | 0.11989 | 0.36714 | 0.079403 | 0.17387 | 0.10758 | 0.24039 | 0 | 0.12706 | 0.031298 | 0.10069 | 0.080859 | 0.094081 | 0.16946 | 0.22156 | 0.031563 | 0.042268 | 0.18362 | 0.098522 | 0.35401 | 0.58887 | 0.60784 | 0.57758 | 0.80284 | 0.69868 | 0.69674 | 0.71762 | 0.72006 | 0.67814 | 0.71447 | 0.73153 | 0.63286 | 0.65433 | 0.68733 | 0.62743 | 0.72282 | 0.73553 | 0.61838 | 0.2419 | 1 | 1 | 1
7 | 4 | 18 | 0.23264 | 0.35953 | 0.0098505 | 0.042411 | 0.25708 | 0.12293 | 0.43764 | 0.20302 | 0.28898 | 0.22353 | 0.35674 | 0.0068708 | 0.24212 | 0.035281 | 0.12289 | 0.10215 | 0.15605 | 0.18183 | 0.24711 | 0.043676 | 0.033812 | 0.36078 | 0.23713 | 0.13405 | 0.37897 | 0.42385 | 0.37171 | 0.65028 | 0.54376 | 0.53789 | 0.52245 | 0.44947 | 0.49719 | 0.53781 | 0.4459 | 0.4282 | 0.45644 | 0.47334 | 0.42452 | 0.55635 | 0.5834 | 0.36044 | 0.12413 | 1 | 1 | 1
7 | 4 | 19 | 0.3503 | 0.20675 | 0.063313 | 0.10491 | 0.51221 | 0.14343 | 0.51528 | 0.3844 | 0.39914 | 0.34184 | 0.40167 | 0.1272 | 0.35856 | 0.19908 | 0.15467 | 0.13311 | 0.24983 | 0.25637 | 0.28231 | 0.079964 | 0.10519 | 0.20474 | 0.11969 | 0.0075294 | 0.13349 | 0.17219 | 0.13093 | 0.32237 | 0.25669 | 0.22463 | 0.14558 | 0.076537 | 0.17022 | 0.2978 | 0.18074 | 0.16943 | 0.17053 | 0.17673 | 0.16798 | 0.2895 | 0.20353 | 0.075611 | 0.00079355 | 1 | 1 | 1
7 | 4 | 20 | 0.52751 | 0.50631 | 0.14212 | 0.20736 | 0.68352 | 0.32948 | 0.53463 | 0.53599 | 0.56723 | 0.52127 | 0.30069 | 0.2854 | 0.53419 | 0.3605 | 0.21934 | 0.19712 | 0.35035 | 0.42883 | 0.38953 | 0.091723 | 0.39772 | 0.50769 | 0.39595 | 2.73e-05 | 0.0050989 | 0.011898 | 0.0050012 | 0.050582 | 0.017464 | 0.0090875 | 0.0037639 | 0.0015221 | 0.0007333 | 0.0004407 | 0 | 2.9604e-06 | 0 | 0 | 2.935e-06 | 0.034745 | 0.0070114 | 0 | 0 | 1 | 1 | 1
7 | 4 | 21 | 0.67095 | 0.47427 | 0.18266 | 0.22625 | 0.72446 | 0.3563 | 0.48119 | 0.59461 | 0.70325 | 0.66701 | 0.22748 | 0.2982 | 0.67632 | 0.36491 | 0.23343 | 0.2112 | 0.35865 | 0.36954 | 0.28191 | 0.14393 | 0.58645 | 0.47524 | 0.3649 | 0 | 0 | 3.1303e-06 | 0 | 0 | 0 | 0 | 0 | 0 | 0 | 0 | 0 | 0 | 0 | 0 | 0 | 1.6367e-05 | 0 | 0 | 0 | 1 | 1 | 1
7 | 4 | 22 | 0.64331 | 0.20733 | 0.10077 | 0.19404 | 0.74719 | 0.50419 | 0.45282 | 0.59262 | 0.67744 | 0.63896 | 0.24897 | 0.34354 | 0.64899 | 0.40933 | 0.18973 | 0.16766 | 0.27809 | 0.22158 | 0.29148 | 0.15085 | 0.18371 | 0.20589 | 0.11438 | 0 | 0 | 0 | 0 | 0 | 0 | 0 | 0 | 0 | 0 | 0 | 0 | 0 | 0 | 0 | 0 | 0 | 0 | 0 | 0 | 1 | 1 | 1
7 | 4 | 23 | 0.46617 | 0.25378 | 0.04563 | 0.17452 | 0.74244 | 0.23192 | 0.41235 | 0.58404 | 0.50651 | 0.45867 | 0.29929 | 0.37963 | 0.47302 | 0.44458 | 0.16166 | 0.13996 | 0.3911 | 0.14776 | 0.39156 | 0.14503 | 0.18592 | 0.25369 | 0.14422 | 0 | 0 | 0 | 0 | 0 | 0 | 0 | 0 | 0 | 0 | 0 | 0 | 0 | 0 | 0 | 0 | 0 | 0 | 0 | 0 | 1 | 1 | 1
7 | 4 | 24 | 0.3939 | 0.29591 | 0.029579 | 0.19427 | 0.6903 | 0.16989 | 0.37062 | 0.56269 | 0.44113 | 0.38597 | 0.26615 | 0.36239 | 0.40188 | 0.42631 | 0.1644 | 0.14264 | 0.42637 | 0.081966 | 0.31905 | 0.078257 | 0.12683 | 0.29653 | 0.1784 | 0 | 0 | 0 | 0 | 0 | 0 | 0 | 0 | 0 | 0 | 0 | 0 | 0 | 0 | 0 | 0 | 0 | 0 | 0 | 0 | 1 | 1 | 1
7 | 5 | 1 | 0.3574 | 0.17749 | 0.023638 | 0.19712 | 0.62085 | 0.22764 | 0.34692 | 0.54432 | 0.40787 | 0.34928 | 0.20603 | 0.34383 | 0.3659 | 0.41141 | 0.1713 | 0.14944 | 0.32118 | 0.040346 | 0.15616 | 0.029561 | 0.085448 | 0.1772 | 0.07603 | 0 | 0 | 0 | 0 | 0 | 0 | 0 | 0 | 0 | 0 | 0 | 0 | 0 | 0 | 0 | 0 | 0 | 0 | 0 | 0 | 1 | 1 | 1
7 | 5 | 2 | 0.30803 | 0.10413 | 0.01679 | 0.21366 | 0.47747 | 0.15617 | 0.29887 | 0.52037 | 0.36207 | 0.29962 | 0.099648 | 0.26982 | 0.31711 | 0.34088 | 0.16229 | 0.14057 | 0.23703 | 0.048334 | 0.060885 | 0.00075284 | 0.18125 | 0.10335 | 0.023299 | 0 | 0 | 0 | 0 | 0 | 0 | 0 | 0 | 0 | 0 | 0 | 0 | 0 | 0 | 0 | 0 | 0 | 0 | 0 | 0 | 1 | 1 | 1
7 | 5 | 3 | 0.21634 | 0.19288 | 0.0014318 | 0.23498 | 0.34511 | 0.034114 | 0.25361 | 0.46789 | 0.27133 | 0.20682 | 0.056254 | 0.16753 | 0.22565 | 0.24031 | 0.15256 | 0.13103 | 0.17111 | 0.043416 | 0.045067 | 0 | 0.20801 | 0.19342 | 0.081544 | 0 | 0 | 0 | 0 | 0 | 0 | 0 | 0 | 0 | 0 | 0 | 0 | 0 | 0 | 0 | 0 | 0 | 0 | 0 | 0 | 1 | 1 | 1
7 | 5 | 4 | 0.18845 | 0.13556 | 0 | 0.22143 | 0.20838 | 0.032108 | 0.19825 | 0.40858 | 0.24621 | 0.17906 | 0.019771 | 0.091974 | 0.19819 | 0.16575 | 0.13394 | 0.11286 | 0.13095 | 0.01436 | 0.031282 | 0 | 0.14522 | 0.13546 | 0.040285 | 0 | 0 | 4.6044e-05 | 0 | 0 | 0 | 0 | 0 | 0 | 0 | 0 | 0 | 0 | 0 | 0 | 0 | 0 | 0 | 0 | 0.00027652 | 1 | 1 | 1
7 | 5 | 5 | 0.1616 | 0.087537 | 0 | 0.18291 | 0.085019 | 0.036135 | 0.18541 | 0.38329 | 0.22085 | 0.15224 | 0.0010327 | 0.021891 | 0.17157 | 0.086794 | 0.12919 | 0.10825 | 0.069143 | 0.0017084 | 0.056837 | 0 | 0.097605 | 0.087408 | 0.0088411 | 4.9934e-06 | 0.0044806 | 0.086828 | 0.0043947 | 0.01208 | 0.0002723 | 0.00041613 | 0.0034555 | 0.00010212 | 0.0024508 | 0.0080811 | 0.025919 | 0.012256 | 0.006532 | 0.0027943 | 0.012151 | 0.14272 | 0.073177 | 0.032474 | 0.16541 | 1 | 1 | 1
7 | 5 | 6 | 0.10233 | 0.051453 | 0 | 0.17148 | 0.0155 | 0.0322 | 0.20205 | 0.31062 | 0.16113 | 0.092753 | 0 | 0.0010419 | 0.11224 | 0.016881 | 0.1129 | 0.092538 | 0.04209 | 0.00099885 | 0.057218 | 0 | 0.072446 | 0.05108 | 0.00026297 | 0.0058174 | 0.15897 | 0.37424 | 0.15592 | 0.29002 | 0.13606 | 0.16289 | 0.22569 | 0.097325 | 0.24683 | 0.32265 | 0.38627 | 0.29499 | 0.25952 | 0.20691 | 0.29246 | 0.46717 | 0.42539 | 0.29242 | 0.44967 | 1 | 1 | 1
7 | 5 | 7 | 0.044507 | 0.08841 | 0 | 0.099788 | 0.00069924 | 0 | 0.18513 | 0.19761 | 0.10076 | 0.035028 | 0 | 0 | 0.054022 | 0.0079106 | 0.079816 | 0.061183 | 0.022383 | 0.0011296 | 0.067124 | 0 | 0.06138 | 0.088377 | 0.0086982 | 0.032392 | 0.36807 | 0.5985 | 0.36102 | 0.59441 | 0.47613 | 0.48557 | 0.52179 | 0.40838 | 0.56901 | 0.61684 | 0.63582 | 0.59367 | 0.5309 | 0.54687 | 0.58858 | 0.67101 | 0.64021 | 0.53976 | 0.7199 | 1 | 1 | 1
7 | 5 | 8 | 0.023604 | 0.1164 | 0 | 0.055724 | 0 | 0 | 0.13424 | 0.10524 | 0.079036 | 0.014994 | 0 | 0 | 0.032564 | 0.0039484 | 0.060272 | 0.0432 | 0.022409 | 0.00079498 | 0.055886 | 0 | 0.18675 | 0.11639 | 0.025755 | 0.23347 | 0.56937 | 0.77424 | 0.55845 | 0.77552 | 0.69408 | 0.66928 | 0.70912 | 0.66513 | 0.78184 | 0.80964 | 0.78372 | 0.76946 | 0.7317 | 0.75564 | 0.76286 | 0.78639 | 0.75875 | 0.76117 | 0.88025 | 1 | 1 | 1
7 | 5 | 9 | 0.0014038 | 0.13143 | 0 | 0.043462 | 0 | 0 | 0.12775 | 0.073018 | 0.034672 | 0.00081684 | 0 | 0 | 0.00184 | 0.009799 | 0.057182 | 0.040409 | 0.020843 | 0.0071727 | 0.08826 | 1.9177e-05 | 0.13339 | 0.13136 | 0.036851 | 0.44972 | 0.71577 | 0.85756 | 0.70205 | 0.87018 | 0.8032 | 0.76385 | 0.81652 | 0.85339 | 0.89505 | 0.89821 | 0.85253 | 0.84391 | 0.82979 | 0.87009 | 0.83666 | 0.83422 | 0.81932 | 0.85404 | 0.9041 | 1 | 1 | 1
7 | 5 | 10 | 0 | 0.1458 | 0 | 0.034446 | 0 | 0 | 0.11148 | 0.065501 | 0.038158 | 0 | 0 | 0 | 0 | 0.015646 | 0.058946 | 0.041997 | 0.011612 | 0.031527 | 0.065976 | 0.0018626 | 0.063285 | 0.14578 | 0.047361 | 0.6079 | 0.80245 | 0.91702 | 0.78706 | 0.91025 | 0.84909 | 0.81825 | 0.85728 | 0.92338 | 0.94113 | 0.93344 | 0.88615 | 0.88608 | 0.86916 | 0.92217 | 0.87847 | 0.85452 | 0.85075 | 0.88509 | 0.99842 | 1 | 1 | 1
7 | 5 | 11 | 0 | 0.14699 | 0 | 0.026569 | 0 | 0 | 0.094334 | 0.065749 | 0.042413 | 0 | 0 | 0 | 0.00023475 | 0.0081024 | 0.05675 | 0.040021 | 0.0043714 | 0.040099 | 0.086106 | 0.044397 | 0.058195 | 0.14691 | 0.048796 | 0.69829 | 0.83515 | 0.90498 | 0.81914 | 0.91235 | 0.85111 | 0.81375 | 0.87348 | 0.95324 | 0.95403 | 0.93226 | 0.83606 | 0.89233 | 0.87551 | 0.90579 | 0.88466 | 0.83682 | 0.85235 | 0.87832 | 0.87858 | 1 | 1 | 1
7 | 5 | 12 | 0.0030725 | 0.14556 | 0 | 0.026797 | 0 | 0 | 0.089409 | 0.083158 | 0.049861 | 0.0023694 | 0.00023624 | 0 | 0.007216 | 0.0094725 | 0.053235 | 0.036878 | 7.4384e-05 | 0.040449 | 0.13456 | 0.072627 | 0.12414 | 0.14504 | 0.051516 | 0.75314 | 0.85009 | 0.88512 | 0.83379 | 0.90415 | 0.8404 | 0.8062 | 0.85685 | 0.94031 | 0.93728 | 0.92376 | 0.89265 | 0.87521 | 0.85392 | 0.88612 | 0.8677 | 0.81834 | 0.81318 | 0.85908 | 0.84413 | 1 | 1 | 1
7 | 5 | 13 | 0.054084 | 0.2413 | 0 | 0.034297 | 0 | 0.0090086 | 0.096936 | 0.14936 | 0.11088 | 0.045081 | 0.0082262 | 0 | 0.063437 | 0.020222 | 0.054332 | 0.037857 | 0.00029849 | 0.054137 | 0.20999 | 0.077062 | 0.11613 | 0.24114 | 0.13303 | 0.76675 | 0.84584 | 0.85502 | 0.82962 | 0.88606 | 0.81318 | 0.78218 | 0.83494 | 0.91577 | 0.92353 | 0.89723 | 0.88225 | 0.87172 | 0.87776 | 0.88021 | 0.86423 | 0.78267 | 0.76859 | 0.86436 | 0.82747 | 1 | 1 | 1
7 | 5 | 14 | 0.13241 | 0.3547 | 0 | 0.040951 | 0 | 0.02527 | 0.11474 | 0.23415 | 0.19152 | 0.12291 | 0.082802 | 0 | 0.14236 | 0.036143 | 0.065032 | 0.047527 | 0.0062663 | 0.053207 | 0.18193 | 0.087838 | 0.53114 | 0.35534 | 0.23882 | 0.7207 | 0.81603 | 0.81832 | 0.80038 | 0.8767 | 0.79953 | 0.77754 | 0.82818 | 0.88857 | 0.90339 | 0.82047 | 0.88003 | 0.86172 | 0.87229 | 0.83145 | 0.85432 | 0.78763 | 0.76709 | 0.86071 | 0.71968 | 1 | 1 | 1
7 | 5 | 15 | 0.19961 | 0.30681 | 0.0013394 | 0.04572 | 0 | 0.028689 | 0.17084 | 0.3459 | 0.25673 | 0.19024 | 0.21012 | 0 | 0.20925 | 0.050177 | 0.084766 | 0.065807 | 0.014805 | 0.066422 | 0.15138 | 0.10432 | 0.69094 | 0.30686 | 0.19566 | 0.64301 | 0.77443 | 0.7353 | 0.75958 | 0.84803 | 0.79933 | 0.77179 | 0.81314 | 0.89685 | 0.82459 | 0.69671 | 0.86465 | 0.86079 | 0.8682 | 0.8653 | 0.8534 | 0.64722 | 0.68552 | 0.8526 | 0.6419 | 1 | 1 | 1
7 | 5 | 16 | 0.27802 | 0.23303 | 0.015765 | 0.076304 | 0.0076196 | 0.026887 | 0.22375 | 0.52127 | 0.33095 | 0.26899 | 0.40608 | 0.00073129 | 0.28697 | 0.063485 | 0.10524 | 0.085193 | 0.030265 | 0.22772 | 0.16099 | 0.10555 | 0.22506 | 0.23289 | 0.1249 | 0.52603 | 0.7053 | 0.67159 | 0.69178 | 0.72477 | 0.76416 | 0.73179 | 0.73343 | 0.85035 | 0.86821 | 0.76353 | 0.83046 | 0.79427 | 0.81267 | 0.78866 | 0.78745 | 0.71679 | 0.63788 | 0.7531 | 0.5564 | 1 | 1 | 1
7 | 5 | 17 | 0.41261 | 0.17167 | 0.036723 | 0.14177 | 0.067605 | 0.034405 | 0.30615 | 0.70753 | 0.45683 | 0.40463 | 0.4902 | 0.023832 | 0.42011 | 0.083335 | 0.12903 | 0.10815 | 0.046164 | 0.29709 | 0.34432 | 0.083707 | 0.14956 | 0.17146 | 0.070257 | 0.34486 | 0.57164 | 0.52306 | 0.56068 | 0.61358 | 0.67679 | 0.65504 | 0.64201 | 0.6604 | 0.77031 | 0.73231 | 0.71971 | 0.69108 | 0.68255 | 0.67031 | 0.68514 | 0.55093 | 0.53443 | 0.55865 | 0.45162 | 1 | 1 | 1
7 | 5 | 18 | 0.62455 | 0.13789 | 0.21374 | 0.32489 | 0.24167 | 0.31227 | 0.35379 | 0.78902 | 0.66463 | 0.62068 | 0.49867 | 0.22482 | 0.63116 | 0.29224 | 0.26735 | 0.2453 | 0.04295 | 0.21119 | 0.35548 | 0.097643 | 0.08466 | 0.13758 | 0.04372 | 0.13087 | 0.36617 | 0.35126 | 0.35915 | 0.43734 | 0.5043 | 0.49164 | 0.4517 | 0.49305 | 0.53598 | 0.55348 | 0.52066 | 0.46571 | 0.45162 | 0.44893 | 0.46172 | 0.4348 | 0.43379 | 0.32105 | 0.14991 | 1 | 1 | 1
7 | 5 | 19 | 0.534 | 0.15201 | 0.51708 | 0.38708 | 0.49461 | 0.72576 | 0.40022 | 0.80679 | 0.56804 | 0.52702 | 0.48126 | 0.52979 | 0.53982 | 0.58839 | 0.40937 | 0.38936 | 0.064108 | 0.16196 | 0.33738 | 0.21577 | 0.38571 | 0.15141 | 0.05749 | 0.0080434 | 0.12009 | 0.092428 | 0.11779 | 0.25139 | 0.20503 | 0.19496 | 0.11738 | 0.030979 | 0.11903 | 0.30711 | 0.2158 | 0.1901 | 0.16864 | 0.16333 | 0.18846 | 0.20551 | 0.14601 | 0.068762 | 0.0022727 | 1 | 1 | 1
7 | 5 | 20 | 0.58804 | 0.28469 | 0.58362 | 0.45405 | 0.69292 | 0.84254 | 0.41799 | 0.81259 | 0.62594 | 0.58292 | 0.50404 | 0.61642 | 0.59438 | 0.66172 | 0.50672 | 0.48907 | 0.09732 | 0.11663 | 0.43092 | 0.45147 | 0.34841 | 0.2852 | 0.1684 | 2.7483e-05 | 0.0033562 | 0.0027306 | 0.0032919 | 0.033735 | 0.0096681 | 0.0077551 | 0.0023742 | 0.00046238 | 0.00046949 | 0.00049841 | 0 | 2.9687e-06 | 0 | 0 | 2.9432e-06 | 0.0064925 | 0.00613 | 0 | 0 | 1 | 1 | 1
7 | 5 | 21 | 0.52845 | 0.27867 | 0.64101 | 0.35361 | 0.75905 | 0.74864 | 0.38313 | 0.79599 | 0.56695 | 0.52202 | 0.50759 | 0.59789 | 0.53495 | 0.64492 | 0.56953 | 0.55367 | 0.13531 | 0.44469 | 0.53236 | 0.52069 | 0.32698 | 0.27846 | 0.1701 | 0 | 0 | 1.5362e-07 | 0 | 0 | 0 | 0 | 0 | 0 | 0 | 0 | 0 | 0 | 0 | 0 | 0 | 8.0325e-07 | 0 | 0 | 0 | 1 | 1 | 1
7 | 5 | 22 | 0.47998 | 0.30873 | 0.65456 | 0.25081 | 0.78874 | 0.76379 | 0.36204 | 0.77831 | 0.52225 | 0.47305 | 0.46374 | 0.49167 | 0.48711 | 0.54435 | 0.58115 | 0.56564 | 0.15134 | 0.61635 | 0.54353 | 0.4463 | 0.37752 | 0.30898 | 0.19537 | 0 | 0 | 0 | 0 | 0 | 0 | 0 | 0 | 0 | 0 | 0 | 0 | 0 | 0 | 0 | 0 | 0 | 0 | 0 | 0 | 1 | 1 | 1
7 | 5 | 23 | 0.44896 | 0.26384 | 0.66304 | 0.27879 | 0.77781 | 0.52926 | 0.36962 | 0.7408 | 0.48895 | 0.44103 | 0.4257 | 0.40469 | 0.45578 | 0.4666 | 0.48908 | 0.47095 | 0.20129 | 0.33892 | 0.51988 | 0.33892 | 0.47179 | 0.26402 | 0.15131 | 0 | 0 | 0 | 0 | 0 | 0 | 0 | 0 | 0 | 0 | 0 | 0 | 0 | 0 | 0 | 0 | 0 | 0 | 0 | 0 | 1 | 1 | 1
7 | 5 | 24 | 0.57965 | 0.15872 | 0.66924 | 0.31969 | 0.74377 | 0.52098 | 0.49943 | 0.69007 | 0.6182 | 0.57443 | 0.38799 | 0.29086 | 0.58609 | 0.36175 | 0.46236 | 0.44354 | 0.17837 | 0.34835 | 0.37198 | 0.32706 | 0.27603 | 0.15817 | 0.062554 | 0 | 0 | 0 | 0 | 0 | 0 | 0 | 0 | 0 | 0 | 0 | 0 | 0 | 0 | 0 | 0 | 0 | 0 | 0 | 0 | 1 | 1 | 1
7 | 6 | 1 | 0.58071 | 0.16162 | 0.65999 | 0.33915 | 0.68169 | 0.60329 | 0.33638 | 0.65564 | 0.62097 | 0.5758 | 0.30303 | 0.12817 | 0.58741 | 0.19803 | 0.40927 | 0.38924 | 0.19138 | 0.53686 | 0.22388 | 0.35879 | 0.24674 | 0.16149 | 0.061005 | 0 | 0 | 0 | 0 | 0 | 0 | 0 | 0 | 0 | 0 | 0 | 0 | 0 | 0 | 0 | 0 | 0 | 0 | 0 | 0 | 1 | 1 | 1
7 | 6 | 2 | 0.38485 | 0.17194 | 0.62625 | 0.32522 | 0.63476 | 0.65484 | 0.21622 | 0.60737 | 0.42973 | 0.37641 | 0.1932 | 0.070487 | 0.39248 | 0.14056 | 0.31363 | 0.29197 | 0.19315 | 0.62543 | 0.13349 | 0.38896 | 0.41918 | 0.1719 | 0.068878 | 0 | 0 | 0 | 0 | 0 | 0 | 0 | 0 | 0 | 0 | 0 | 0 | 0 | 0 | 0 | 0 | 0 | 0 | 0 | 0 | 1 | 1 | 1
7 | 6 | 3 | 0.30677 | 0.17492 | 0.59695 | 0.1621 | 0.61806 | 0.47313 | 0.15309 | 0.50294 | 0.3616 | 0.29847 | 0.10974 | 0.082485 | 0.31597 | 0.15728 | 0.38291 | 0.36235 | 0.17476 | 0.67381 | 0.043562 | 0.37739 | 0.58887 | 0.17495 | 0.070645 | 0 | 0 | 0 | 0 | 0 | 0 | 0 | 0 | 0 | 0 | 0 | 0 | 0 | 0 | 0 | 0 | 0 | 0 | 0 | 0 | 1 | 1 | 1
7 | 6 | 4 | 0.16962 | 0.15293 | 0.54004 | 0.16895 | 0.5832 | 0.43721 | 0.15043 | 0.36599 | 0.22496 | 0.15977 | 0.05318 | 0.074178 | 0.17901 | 0.14501 | 0.44251 | 0.42323 | 0.14758 | 0.52439 | 0.020826 | 0.34742 | 0.53758 | 0.15302 | 0.05215 | 0 | 0 | 2.7182e-05 | 0 | 0 | 0 | 0 | 0 | 0 | 0 | 0 | 0 | 0 | 0 | 0 | 0 | 0 | 0 | 0 | 0.00016323 | 1 | 1 | 1
7 | 6 | 5 | 0.1371 | 0.09167 | 0.55215 | 0.17002 | 0.50438 | 0.50696 | 0.15678 | 0.3127 | 0.19212 | 0.12702 | 0.014659 | 0.1141 | 0.14646 | 0.19041 | 0.31463 | 0.29299 | 0.076526 | 0.59964 | 0.01776 | 0.37728 | 0.39062 | 0.091262 | 0.012794 | 4.0208e-06 | 0.0024196 | 0.068675 | 0.0023732 | 0.0038468 | 0.00019308 | 0.00032515 | 0.0011879 | 4.9721e-05 | 0.0017995 | 0.0031213 | 0.01275 | 0.0080705 | 0.0061652 | 0.0028836 | 0.0080012 | 0.11596 | 0.061928 | 0.038288 | 0.11208 | 1 | 1 | 1
7 | 6 | 6 | 0.23019 | 0.10964 | 0.52425 | 0.054365 | 0.43397 | 0.061097 | 0.13049 | 0.27237 | 0.29181 | 0.22184 | 0.042042 | 0.1057 | 0.24045 | 0.1837 | 0.28183 | 0.25984 | 0.051139 | 0.50549 | 0.013037 | 0.39303 | 0.81734 | 0.10969 | 0.020762 | 0.0050861 | 0.11977 | 0.343 | 0.11748 | 0.16178 | 0.10498 | 0.14217 | 0.16323 | 0.050138 | 0.21893 | 0.1956 | 0.23897 | 0.24139 | 0.24403 | 0.22351 | 0.23931 | 0.42835 | 0.37068 | 0.33754 | 0.42715 | 1 | 1 | 1
7 | 6 | 7 | 0.14113 | 0.099106 | 0.44165 | 0.041566 | 0.42331 | 0.059489 | 0.092347 | 0.17908 | 0.19664 | 0.13113 | 0.079217 | 0.009545 | 0.15056 | 0.069772 | 0.20989 | 0.18771 | 0.042145 | 0.43854 | 0.0036545 | 0.38956 | 0.44963 | 0.099183 | 0.014138 | 0.033505 | 0.31556 | 0.51943 | 0.30951 | 0.38212 | 0.4709 | 0.46235 | 0.44348 | 0.19953 | 0.52434 | 0.4032 | 0.55486 | 0.56105 | 0.58181 | 0.51678 | 0.55623 | 0.60994 | 0.54976 | 0.58124 | 0.54046 | 1 | 1 | 1
7 | 6 | 8 | 0.14219 | 0.055548 | 0.39764 | 0.036462 | 0.33708 | 0.06496 | 0.064578 | 0.06252 | 0.20375 | 0.13378 | 0.073917 | 0.00021128 | 0.15213 | 0.03083 | 0.16746 | 0.14567 | 0.032625 | 0.46429 | 0.012464 | 0.33811 | 0.28753 | 0.055277 | 0.00021987 | 0.21982 | 0.52589 | 0.68458 | 0.5158 | 0.5962 | 0.70421 | 0.66238 | 0.69037 | 0.49402 | 0.62557 | 0.67259 | 0.7636 | 0.7663 | 0.77761 | 0.74558 | 0.75972 | 0.69117 | 0.69521 | 0.7264 | 0.71601 | 1 | 1 | 1
7 | 6 | 9 | 0.010785 | 0.0612 | 0.3208 | 0.033646 | 0.18776 | 0.035627 | 0.038981 | 0.005535 | 0.030165 | 0.0091036 | 0.071682 | 0.00073587 | 0.011207 | 0.049107 | 0.11745 | 0.096921 | 0.10049 | 0.51466 | 0.017214 | 0.39685 | 0.78156 | 0.060923 | 0.00039608 | 0.42281 | 0.67023 | 0.77363 | 0.65738 | 0.54124 | 0.81612 | 0.75868 | 0.80205 | 0.76513 | 0.72603 | 0.838 | 0.85958 | 0.86465 | 0.88203 | 0.84432 | 0.85722 | 0.76306 | 0.75054 | 0.83597 | 0.68684 | 1 | 1 | 1
7 | 6 | 10 | 0.032875 | 0.11749 | 0.25242 | 0.031197 | 0.11249 | 0.044349 | 0.032149 | 0.00029588 | 0.087926 | 0.024077 | 0.080548 | 0.014663 | 0.041852 | 0.080257 | 0.074143 | 0.055922 | 0.14451 | 0.20369 | 0.022615 | 0.42848 | 0.47421 | 0.11766 | 0.025317 | 0.58518 | 0.77193 | 0.81997 | 0.75713 | 0.53767 | 0.87028 | 0.81375 | 0.81082 | 0.93131 | 0.9114 | 0.92053 | 0.89908 | 0.90786 | 0.92476 | 0.90486 | 0.90006 | 0.80364 | 0.79966 | 0.86358 | 0.70626 | 1 | 1 | 1
7 | 6 | 11 | 0.082044 | 0.11877 | 0.2536 | 0.040141 | 0.082307 | 0.032 | 0.04099 | 0.01193 | 0.14077 | 0.072521 | 0.089902 | 0.047094 | 0.091938 | 0.12089 | 0.048953 | 0.033099 | 0.13224 | 0.099792 | 0.035829 | 0.46219 | 0.16362 | 0.11865 | 0.028153 | 0.6902 | 0.82565 | 0.81938 | 0.80982 | 0.76354 | 0.88284 | 0.82782 | 0.78807 | 0.9385 | 0.89751 | 0.91911 | 0.90784 | 0.92504 | 0.92239 | 0.9205 | 0.9171 | 0.70293 | 0.72736 | 0.87954 | 0.79662 | 1 | 1 | 1
7 | 6 | 12 | 0.14025 | 0.13186 | 0.28047 | 0.072962 | 0.097338 | 0.021228 | 0.065949 | 0.10059 | 0.19376 | 0.13005 | 0.096124 | 0.029024 | 0.14937 | 0.096525 | 0.060816 | 0.043708 | 0.1164 | 0.28364 | 0.040133 | 0.56175 | 0.22606 | 0.13173 | 0.03775 | 0.73429 | 0.82904 | 0.79849 | 0.81315 | 0.7327 | 0.85911 | 0.81756 | 0.80169 | 0.92909 | 0.84158 | 0.88552 | 0.90824 | 0.89515 | 0.89578 | 0.91484 | 0.88747 | 0.68842 | 0.64739 | 0.86258 | 0.72417 | 1 | 1 | 1
7 | 6 | 13 | 0.36834 | 0.15952 | 0.35681 | 0.16875 | 0.20335 | 0.019323 | 0.072626 | 0.23434 | 0.42085 | 0.36081 | 0.12257 | 0.043138 | 0.37712 | 0.11498 | 0.10322 | 0.083303 | 0.16343 | 0.64767 | 0.038916 | 0.56634 | 0.59723 | 0.15952 | 0.058155 | 0.74155 | 0.81805 | 0.67989 | 0.80236 | 0.66266 | 0.82255 | 0.79091 | 0.77607 | 0.91789 | 0.89758 | 0.85363 | 0.89246 | 0.87932 | 0.87615 | 0.88831 | 0.87177 | 0.42862 | 0.57093 | 0.81389 | 0.67991 | 1 | 1 | 1
7 | 6 | 14 | 0.47459 | 0.16516 | 0.43144 | 0.35949 | 0.37547 | 0.056139 | 0.088466 | 0.33936 | 0.52301 | 0.46851 | 0.1594 | 0.041943 | 0.48265 | 0.11169 | 0.18599 | 0.164 | 0.5341 | 0.73227 | 0.03673 | 0.54234 | 0.72063 | 0.1646 | 0.067956 | 0.71498 | 0.80976 | 0.611 | 0.79424 | 0.58259 | 0.82181 | 0.78791 | 0.82479 | 0.93102 | 0.91171 | 0.88235 | 0.89549 | 0.87391 | 0.87832 | 0.89068 | 0.8664 | 0.35926 | 0.5496 | 0.81918 | 0.56097 | 1 | 1 | 1
7 | 6 | 15 | 0.36906 | 0.28182 | 0.59149 | 0.35191 | 0.51889 | 0.23109 | 0.1035 | 0.37353 | 0.41342 | 0.36024 | 0.25942 | 0.074031 | 0.37664 | 0.13873 | 0.28478 | 0.26282 | 0.7542 | 0.5433 | 0.051309 | 0.57084 | 0.7992 | 0.28224 | 0.16645 | 0.63628 | 0.76666 | 0.57162 | 0.75196 | 0.55344 | 0.81957 | 0.78623 | 0.83699 | 0.91717 | 0.78842 | 0.83267 | 0.88356 | 0.86883 | 0.86683 | 0.87299 | 0.86137 | 0.45538 | 0.54176 | 0.72011 | 0.56099 | 1 | 1 | 1
7 | 6 | 16 | 0.42945 | 0.28437 | 0.73133 | 0.26471 | 0.62181 | 0.44716 | 0.14082 | 0.40461 | 0.47982 | 0.42271 | 0.49206 | 0.28752 | 0.43785 | 0.35824 | 0.31719 | 0.29558 | 0.46625 | 0.76815 | 0.079681 | 0.44077 | 0.83333 | 0.28476 | 0.16932 | 0.51749 | 0.69504 | 0.57798 | 0.68171 | 0.45056 | 0.79159 | 0.7581 | 0.7691 | 0.87774 | 0.8767 | 0.72112 | 0.84146 | 0.82462 | 0.82237 | 0.81552 | 0.81754 | 0.42792 | 0.57336 | 0.57075 | 0.71633 | 1 | 1 | 1
7 | 6 | 17 | 0.34847 | 0.18234 | 0.77216 | 0.38448 | 0.68379 | 0.65024 | 0.20175 | 0.46058 | 0.39025 | 0.33892 | 0.55223 | 0.4552 | 0.35568 | 0.51799 | 0.3972 | 0.37692 | 0.36909 | 0.81592 | 0.15755 | 0.37828 | 0.94938 | 0.18204 | 0.08028 | 0.34014 | 0.56603 | 0.40679 | 0.55518 | 0.3778 | 0.71004 | 0.68419 | 0.70641 | 0.77304 | 0.7459 | 0.61298 | 0.73736 | 0.71401 | 0.69965 | 0.6887 | 0.70788 | 0.40448 | 0.52726 | 0.37383 | 0.54693 | 1 | 1 | 1
7 | 6 | 18 | 0.57325 | 0.13033 | 0.70716 | 0.43581 | 0.76447 | 0.75593 | 0.23776 | 0.48157 | 0.61367 | 0.56819 | 0.55432 | 0.46909 | 0.57997 | 0.52291 | 0.4363 | 0.41686 | 0.27569 | 0.68607 | 0.29264 | 0.42929 | 0.854 | 0.13004 | 0.037885 | 0.1327 | 0.3739 | 0.23009 | 0.36673 | 0.30892 | 0.55382 | 0.53053 | 0.52199 | 0.5676 | 0.56062 | 0.49926 | 0.51591 | 0.51708 | 0.43511 | 0.46349 | 0.51264 | 0.26403 | 0.37225 | 0.21374 | 0.19289 | 1 | 1 | 1
7 | 6 | 19 | 0.62946 | 0.12574 | 0.66551 | 0.48123 | 0.84578 | 0.91152 | 0.27397 | 0.53075 | 0.66377 | 0.62479 | 0.60292 | 0.52264 | 0.6352 | 0.57245 | 0.42879 | 0.40919 | 0.61424 | 0.85663 | 0.55896 | 0.63027 | 0.59772 | 0.1257 | 0.032487 | 0.0075394 | 0.13342 | 0.069391 | 0.13087 | 0.21663 | 0.29067 | 0.22361 | 0.083638 | 0.091432 | 0.26359 | 0.27365 | 0.21145 | 0.21822 | 0.15543 | 0.16892 | 0.21635 | 0.12159 | 0.15686 | 0.04735 | 0.0028926 | 1 | 1 | 1
7 | 6 | 20 | 0.5631 | 0.11212 | 0.70806 | 0.55945 | 0.88126 | 0.91154 | 0.25088 | 0.59089 | 0.59955 | 0.55716 | 0.68219 | 0.60216 | 0.56925 | 0.64888 | 0.45316 | 0.43412 | 0.68038 | 0.82809 | 0.6655 | 0.49772 | 0.37736 | 0.11205 | 0.023251 | 2.4447e-05 | 0.0036767 | 0.0067198 | 0.0036062 | 0.025661 | 0.020373 | 0.0095315 | 0.0010491 | 0.0018735 | 0.0016661 | 0.00043272 | 0 | 2.9914e-06 | 0 | 0 | 2.9657e-06 | 0.028505 | 0.0061189 | 0 | 0 | 1 | 1 | 1
7 | 6 | 21 | 0.48893 | 0.098823 | 0.70389 | 0.41001 | 0.90349 | 0.8453 | 0.21076 | 0.53016 | 0.53121 | 0.48221 | 0.63733 | 0.59479 | 0.49605 | 0.64006 | 0.40572 | 0.38562 | 0.75249 | 0.67466 | 0.54633 | 0.5124 | 0.5452 | 0.098826 | 0.014333 | 0 | 0 | 1.3854e-06 | 0 | 0 | 0 | 0 | 0 | 0 | 0 | 0 | 0 | 0 | 0 | 0 | 0 | 7.2438e-06 | 0 | 0 | 0 | 1 | 1 | 1
7 | 6 | 22 | 0.39388 | 0.068286 | 0.51597 | 0.36834 | 0.90594 | 0.95692 | 0.24262 | 0.47724 | 0.44249 | 0.38617 | 0.58969 | 0.5535 | 0.40206 | 0.60057 | 0.31763 | 0.29602 | 0.74919 | 0.57707 | 0.4106 | 0.43841 | 0.52084 | 0.068038 | 0.0002991 | 0 | 0 | 0 | 0 | 0 | 0 | 0 | 0 | 0 | 0 | 0 | 0 | 0 | 0 | 0 | 0 | 0 | 0 | 0 | 0 | 1 | 1 | 1
7 | 6 | 23 | 0.28481 | 0.081861 | 0.44191 | 0.38316 | 0.86638 | 0.98935 | 0.18744 | 0.42956 | 0.3339 | 0.27531 | 0.56575 | 0.53706 | 0.29319 | 0.58613 | 0.27432 | 0.25226 | 0.62054 | 0.63715 | 0.29143 | 0.34326 | 0.41719 | 0.081861 | 0.0048842 | 0 | 0 | 0 | 0 | 0 | 0 | 0 | 0 | 0 | 0 | 0 | 0 | 0 | 0 | 0 | 0 | 0 | 0 | 0 | 0 | 1 | 1 | 1
7 | 6 | 24 | 0.35187 | 0.079891 | 0.48381 | 0.36954 | 0.84344 | 0.91028 | 0.17488 | 0.35473 | 0.40358 | 0.34384 | 0.5538 | 0.53264 | 0.36056 | 0.58472 | 0.22946 | 0.20723 | 0.68745 | 0.78727 | 0.24855 | 0.34562 | 0.6544 | 0.079792 | 0.0044243 | 0 | 0 | 0 | 0 | 0 | 0 | 0 | 0 | 0 | 0 | 0 | 0 | 0 | 0 | 0 | 0 | 0 | 0 | 0 | 0 | 1 | 1 | 1
7 | 7 | 1 | 0.38063 | 0.087535 | 0.54129 | 0.30894 | 0.81115 | 0.91235 | 0.14925 | 0.28471 | 0.43073 | 0.37288 | 0.51509 | 0.47463 | 0.38905 | 0.53006 | 0.21522 | 0.19302 | 0.78027 | 0.76051 | 0.20705 | 0.45856 | 0.74421 | 0.08754 | 0.0078145 | 0 | 0 | 0 | 0 | 0 | 0 | 0 | 0 | 0 | 0 | 0 | 0 | 0 | 0 | 0 | 0 | 0 | 0 | 0 | 0 | 1 | 1 | 1
7 | 7 | 2 | 0.35679 | 0.080136 | 0.45379 | 0.22197 | 0.78122 | 0.68472 | 0.1269 | 0.21962 | 0.4071 | 0.34863 | 0.37422 | 0.4116 | 0.36527 | 0.46904 | 0.13235 | 0.11136 | 0.60948 | 0.61753 | 0.27182 | 0.58884 | 0.6941 | 0.080149 | 0.0040535 | 0 | 0 | 0 | 0 | 0 | 0 | 0 | 0 | 0 | 0 | 0 | 0 | 0 | 0 | 0 | 0 | 0 | 0 | 0 | 0 | 1 | 1 | 1
7 | 7 | 3 | 0.31949 | 0.05546 | 0.40299 | 0.16883 | 0.75905 | 0.60351 | 0.13458 | 0.19833 | 0.37401 | 0.31135 | 0.2933 | 0.4213 | 0.32863 | 0.4827 | 0.067956 | 0.050236 | 0.31311 | 0.47371 | 0.36025 | 0.56842 | 0.37963 | 0.055253 | 6.2571e-05 | 0 | 0 | 0 | 0 | 0 | 0 | 0 | 0 | 0 | 0 | 0 | 0 | 0 | 0 | 0 | 0 | 0 | 0 | 0 | 0 | 1 | 1 | 1
7 | 7 | 4 | 0.20591 | 0.067264 | 0.42198 | 0.15732 | 0.73025 | 0.53493 | 0.15377 | 0.13957 | 0.25853 | 0.19595 | 0.22993 | 0.39287 | 0.21488 | 0.45338 | 0.091507 | 0.072156 | 0.289 | 0.61484 | 0.55217 | 0.48806 | 0.36244 | 0.067257 | 0 | 0 | 0 | 2.1447e-05 | 0 | 0 | 0 | 0 | 0 | 0 | 0 | 0 | 0 | 0 | 0 | 0 | 0 | 0 | 0 | 0 | 0.00012882 | 1 | 1 | 1
7 | 7 | 5 | 0.24243 | 0.067473 | 0.44736 | 0.14899 | 0.62888 | 0.47217 | 0.15272 | 0.06382 | 0.30206 | 0.23392 | 0.14729 | 0.39477 | 0.2524 | 0.45743 | 0.065001 | 0.047513 | 0.19722 | 0.44845 | 0.50613 | 0.38098 | 0.15057 | 0.067472 | 0 | 3.9747e-06 | 0.0032445 | 0.057406 | 0.0031823 | 0.0032976 | 0.00020178 | 0.0002736 | 0.003021 | 6.0345e-05 | 0.002365 | 0.006677 | 0.019417 | 0.0103 | 0.0055364 | 0.0029044 | 0.010212 | 0.07774 | 0.053631 | 0.02866 | 0.13104 | 1 | 1 | 1
7 | 7 | 6 | 0.15317 | 0.056254 | 0.36346 | 0.12303 | 0.54495 | 0.46281 | 0.15648 | 0.060538 | 0.20967 | 0.14337 | 0.083617 | 0.36925 | 0.16274 | 0.43639 | 0.037969 | 0.023621 | 0.14473 | 0.25137 | 0.34765 | 0.23231 | 0.015859 | 0.056226 | 0 | 0.005263 | 0.15131 | 0.31182 | 0.14841 | 0.20191 | 0.12749 | 0.16016 | 0.23323 | 0.059718 | 0.27049 | 0.31506 | 0.35661 | 0.29441 | 0.25562 | 0.23507 | 0.29188 | 0.3617 | 0.37545 | 0.27943 | 0.52249 | 1 | 1 | 1
7 | 7 | 7 | 0.12536 | 0.039932 | 0.23428 | 0.049416 | 0.43272 | 0.16579 | 0.16011 | 0.013289 | 0.18462 | 0.11583 | 0.020488 | 0.25015 | 0.13534 | 0.32258 | 0.027617 | 0.015118 | 0.064302 | 0.15065 | 0.41717 | 0.19658 | 0.066841 | 0.039812 | 0 | 0.031544 | 0.34877 | 0.546 | 0.34209 | 0.488 | 0.40197 | 0.47684 | 0.54274 | 0.18653 | 0.6096 | 0.61577 | 0.63276 | 0.5942 | 0.56012 | 0.56031 | 0.5891 | 0.61617 | 0.61534 | 0.52434 | 0.80478 | 1 | 1 | 1
7 | 7 | 8 | 0.091308 | 0.042389 | 0.10089 | 0.02918 | 0.33019 | 0.1462 | 0.15759 | 0.0024709 | 0.14871 | 0.081541 | 0.0065145 | 0.09286 | 0.10103 | 0.1633 | 0.02251 | 0.011179 | 0.050009 | 0.14528 | 0.59425 | 0.22689 | 0.17312 | 0.042391 | 0 | 0.22872 | 0.54946 | 0.73244 | 0.53892 | 0.75084 | 0.61717 | 0.69005 | 0.73664 | 0.37278 | 0.80427 | 0.803 | 0.79894 | 0.76149 | 0.74507 | 0.76366 | 0.75496 | 0.74164 | 0.76175 | 0.77359 | 0.94602 | 1 | 1 | 1
7 | 7 | 9 | 0.10321 | 0.034288 | 0.024475 | 0.02599 | 0.2443 | 0.10045 | 0.20147 | 0.023198 | 0.16297 | 0.09374 | 0.04701 | 0.011773 | 0.11326 | 0.074496 | 0.026479 | 0.014223 | 0.066196 | 0.14115 | 0.57827 | 0.25268 | 0.3094 | 0.034198 | 0 | 0.43979 | 0.69741 | 0.84165 | 0.68404 | 0.85946 | 0.78259 | 0.79933 | 0.84102 | 0.50186 | 0.9092 | 0.88926 | 0.86615 | 0.86084 | 0.87341 | 0.8693 | 0.85345 | 0.80962 | 0.82876 | 0.85547 | 0.98824 | 1 | 1 | 1
7 | 7 | 10 | 0.089251 | 0.038434 | 0.0017495 | 0.029045 | 0.17667 | 0.045775 | 0.292 | 0.096932 | 0.14744 | 0.079596 | 0.11944 | 0.0010587 | 0.09908 | 0.054814 | 0.037337 | 0.02308 | 0.10351 | 0.097464 | 0.3615 | 0.28133 | 0.19287 | 0.038325 | 0 | 0.60647 | 0.80133 | 0.86533 | 0.78597 | 0.91039 | 0.89487 | 0.85735 | 0.88234 | 0.7178 | 0.94419 | 0.92974 | 0.90766 | 0.91337 | 0.91473 | 0.91449 | 0.90553 | 0.79665 | 0.81645 | 0.90074 | 0.91347 | 1 | 1 | 1
7 | 7 | 11 | 0.10178 | 0.05663 | 0.00047399 | 0.035658 | 0.14185 | 0.023646 | 0.30508 | 0.16447 | 0.1573 | 0.091765 | 0.34362 | 0.012921 | 0.11122 | 0.078118 | 0.055426 | 0.038845 | 0.1336 | 0.093506 | 0.22433 | 0.32468 | 0.097828 | 0.056377 | 0.00044207 | 0.71843 | 0.8603 | 0.84422 | 0.84381 | 0.92116 | 0.91104 | 0.87198 | 0.88979 | 0.94697 | 0.95838 | 0.93498 | 0.91852 | 0.91885 | 0.91965 | 0.90601 | 0.91096 | 0.78094 | 0.74654 | 0.90129 | 0.82215 | 1 | 1 | 1
7 | 7 | 12 | 0.23099 | 0.11693 | 0.011818 | 0.055846 | 0.12696 | 0.01666 | 0.35192 | 0.26596 | 0.28702 | 0.22184 | 0.46879 | 0.04854 | 0.24042 | 0.12077 | 0.074214 | 0.055981 | 0.18297 | 0.29743 | 0.31681 | 0.37594 | 0.14247 | 0.11645 | 0.03019 | 0.77078 | 0.87048 | 0.82513 | 0.85379 | 0.91275 | 0.89603 | 0.85684 | 0.87703 | 0.95864 | 0.93278 | 0.92836 | 0.89431 | 0.91115 | 0.90025 | 0.88307 | 0.90333 | 0.67947 | 0.75061 | 0.85389 | 0.85177 | 1 | 1 | 1
7 | 7 | 13 | 0.37144 | 0.27431 | 0.093252 | 0.080268 | 0.21398 | 0.027879 | 0.41831 | 0.32994 | 0.42114 | 0.36349 | 0.54894 | 0.074434 | 0.3798 | 0.14308 | 0.11514 | 0.094703 | 0.24558 | 0.38436 | 0.71274 | 0.3944 | 0.20257 | 0.27525 | 0.15363 | 0.78688 | 0.86803 | 0.76282 | 0.85139 | 0.9089 | 0.8604 | 0.83002 | 0.86295 | 0.94739 | 0.95042 | 0.92133 | 0.88962 | 0.882 | 0.87406 | 0.8874 | 0.87442 | 0.44867 | 0.75609 | 0.8247 | 0.7625 | 1 | 1 | 1
7 | 7 | 14 | 0.49568 | 0.19897 | 0.24476 | 0.10721 | 0.30313 | 0.040061 | 0.50456 | 0.39076 | 0.53712 | 0.48899 | 0.58602 | 0.20154 | 0.50266 | 0.27278 | 0.17411 | 0.15222 | 0.32802 | 0.48668 | 0.45121 | 0.41358 | 0.20116 | 0.19907 | 0.091259 | 0.75927 | 0.85932 | 0.7179 | 0.84284 | 0.90995 | 0.84878 | 0.82519 | 0.86633 | 0.95316 | 0.95227 | 0.92232 | 0.89758 | 0.88199 | 0.88813 | 0.88942 | 0.87442 | 0.54223 | 0.69611 | 0.81617 | 0.60054 | 1 | 1 | 1
7 | 7 | 15 | 0.60905 | 0.087306 | 0.40845 | 0.13903 | 0.37521 | 0.12879 | 0.56441 | 0.46121 | 0.64367 | 0.60392 | 0.62697 | 0.37343 | 0.61486 | 0.43852 | 0.17211 | 0.15025 | 0.48027 | 0.75772 | 0.29786 | 0.4339 | 0.44093 | 0.086939 | 0.010484 | 0.68888 | 0.82922 | 0.70252 | 0.81333 | 0.90446 | 0.84782 | 0.82633 | 0.86814 | 0.94286 | 0.94527 | 0.91419 | 0.88832 | 0.87426 | 0.87398 | 0.86845 | 0.86675 | 0.52777 | 0.70261 | 0.82161 | 0.51611 | 1 | 1 | 1
7 | 7 | 16 | 0.66359 | 0.043219 | 0.58688 | 0.16382 | 0.4692 | 0.29903 | 0.60353 | 0.52683 | 0.69086 | 0.65867 | 0.65266 | 0.494 | 0.66821 | 0.55196 | 0.21714 | 0.19493 | 0.46865 | 0.77884 | 0.29943 | 0.42888 | 0.38708 | 0.04292 | 0.00014441 | 0.56386 | 0.75664 | 0.64946 | 0.74214 | 0.87112 | 0.8221 | 0.7905 | 0.83573 | 0.89558 | 0.90291 | 0.86824 | 0.84973 | 0.81446 | 0.82359 | 0.8158 | 0.80747 | 0.54588 | 0.70723 | 0.71986 | 0.43865 | 1 | 1 | 1
7 | 7 | 17 | 0.76552 | 0.054028 | 0.67401 | 0.21184 | 0.56097 | 0.34418 | 0.64667 | 0.58104 | 0.78827 | 0.76255 | 0.66989 | 0.50101 | 0.76932 | 0.55075 | 0.2636 | 0.24148 | 0.60708 | 0.62566 | 0.34092 | 0.39961 | 0.05127 | 0.053888 | 9.3316e-05 | 0.37209 | 0.61748 | 0.5432 | 0.60565 | 0.81145 | 0.74134 | 0.71662 | 0.74749 | 0.74651 | 0.79944 | 0.77413 | 0.74617 | 0.65037 | 0.69185 | 0.68417 | 0.64479 | 0.60729 | 0.64115 | 0.56189 | 0.349 | 1 | 1 | 1
7 | 7 | 18 | 0.7822 | 0.082261 | 0.68031 | 0.27588 | 0.60821 | 0.37211 | 0.68489 | 0.63627 | 0.80152 | 0.77913 | 0.69411 | 0.58149 | 0.78545 | 0.62707 | 0.32045 | 0.29888 | 0.34731 | 0.53732 | 0.39361 | 0.37846 | 0.062502 | 0.082038 | 0.0066042 | 0.14139 | 0.39637 | 0.34329 | 0.38877 | 0.6147 | 0.56726 | 0.55687 | 0.55954 | 0.52938 | 0.57239 | 0.54879 | 0.48684 | 0.43653 | 0.46505 | 0.45321 | 0.43279 | 0.37272 | 0.45409 | 0.3686 | 0.08967 | 1 | 1 | 1
7 | 7 | 19 | 0.78227 | 0.14357 | 0.70384 | 0.3241 | 0.66151 | 0.64678 | 0.71753 | 0.68252 | 0.80182 | 0.77924 | 0.79851 | 0.65858 | 0.78556 | 0.69851 | 0.39162 | 0.37125 | 0.21951 | 0.44674 | 0.63067 | 0.38434 | 0.22653 | 0.14317 | 0.049246 | 0.0072961 | 0.13499 | 0.1421 | 0.13241 | 0.3085 | 0.28757 | 0.25348 | 0.10897 | 0.067907 | 0.18848 | 0.30177 | 0.19675 | 0.17061 | 0.17304 | 0.16195 | 0.16915 | 0.16365 | 0.19923 | 0.077194 | 0.0006171 | 1 | 1 | 1
7 | 7 | 20 | 0.75876 | 0.28183 | 0.69177 | 0.41637 | 0.75329 | 0.92005 | 0.7488 | 0.69137 | 0.78138 | 0.75559 | 0.86318 | 0.67596 | 0.76255 | 0.71359 | 0.56119 | 0.54509 | 0.2386 | 0.35464 | 0.61402 | 0.49195 | 0.24655 | 0.28236 | 0.16537 | 2.6621e-05 | 0.0052298 | 0.0063235 | 0.0051296 | 0.049892 | 0.019187 | 0.010691 | 0.0028348 | 0.002044 | 0.00074827 | 0.00042239 | 0 | 3.3365e-07 | 0 | 0 | 3.3079e-07 | 0.011374 | 0.006317 | 0 | 0 | 1 | 1 | 1
7 | 7 | 21 | 0.68312 | 0.28005 | 0.64691 | 0.45043 | 0.76368 | 0.86467 | 0.73157 | 0.63758 | 0.70614 | 0.67804 | 0.87273 | 0.64678 | 0.68707 | 0.68577 | 0.59721 | 0.5822 | 0.22471 | 0.25093 | 0.44209 | 0.53923 | 0.40883 | 0.28005 | 0.16908 | 0 | 0 | 1.5411e-07 | 0 | 0 | 0 | 0 | 0 | 0 | 0 | 0 | 0 | 0 | 0 | 0 | 0 | 8.058e-07 | 0 | 0 | 0 | 1 | 1 | 1
7 | 7 | 22 | 0.75394 | 0.26091 | 0.62327 | 0.38114 | 0.74148 | 0.82235 | 0.68845 | 0.5862 | 0.77977 | 0.75114 | 0.83647 | 0.61261 | 0.75822 | 0.65603 | 0.58078 | 0.56526 | 0.216 | 0.46161 | 0.4216 | 0.47118 | 0.64952 | 0.26062 | 0.15327 | 0 | 0 | 0 | 0 | 0 | 0 | 0 | 0 | 0 | 0 | 0 | 0 | 0 | 0 | 0 | 0 | 0 | 0 | 0 | 0 | 1 | 1 | 1
7 | 7 | 23 | 0.66535 | 0.28848 | 0.60232 | 0.29374 | 0.70973 | 0.74819 | 0.599 | 0.532 | 0.69371 | 0.66065 | 0.79897 | 0.55357 | 0.67013 | 0.59997 | 0.53927 | 0.52252 | 0.19084 | 0.39365 | 0.77471 | 0.4811 | 0.72424 | 0.28849 | 0.17747 | 0 | 0 | 0 | 0 | 0 | 0 | 0 | 0 | 0 | 0 | 0 | 0 | 0 | 0 | 0 | 0 | 0 | 0 | 0 | 0 | 1 | 1 | 1
7 | 7 | 24 | 0.57262 | 0.29116 | 0.56688 | 0.26109 | 0.6733 | 0.63664 | 0.5392 | 0.46971 | 0.60938 | 0.56696 | 0.70769 | 0.53543 | 0.5788 | 0.58545 | 0.47176 | 0.45318 | 0.2689 | 0.3356 | 0.72575 | 0.47219 | 0.69903 | 0.29086 | 0.18362 | 0 | 0 | 0 | 0 | 0 | 0 | 0 | 0 | 0 | 0 | 0 | 0 | 0 | 0 | 0 | 0 | 0 | 0 | 0 | 0 | 1 | 1 | 1
7 | 8 | 1 | 0.44149 | 0.34464 | 0.58264 | 0.24544 | 0.62815 | 0.57389 | 0.44737 | 0.42116 | 0.48659 | 0.43421 | 0.5956 | 0.51355 | 0.44909 | 0.56478 | 0.42396 | 0.40424 | 0.26141 | 0.19196 | 0.50575 | 0.47934 | 0.78872 | 0.34473 | 0.23442 | 0 | 0 | 0 | 0 | 0 | 0 | 0 | 0 | 0 | 0 | 0 | 0 | 0 | 0 | 0 | 0 | 0 | 0 | 0 | 0 | 1 | 1 | 1
7 | 8 | 2 | 0.3009 | 0.35737 | 0.59667 | 0.1666 | 0.59598 | 0.46055 | 0.32014 | 0.32915 | 0.35419 | 0.2923 | 0.50374 | 0.50429 | 0.30987 | 0.55705 | 0.44296 | 0.42368 | 0.35516 | 0.10394 | 0.29469 | 0.372 | 0.85266 | 0.35724 | 0.25029 | 0 | 0 | 0 | 0 | 0 | 0 | 0 | 0 | 0 | 0 | 0 | 0 | 0 | 0 | 0 | 0 | 0 | 0 | 0 | 0 | 1 | 1 | 1
7 | 8 | 3 | 0.15896 | 0.38237 | 0.56855 | 0.15544 | 0.54758 | 0.3624 | 0.2638 | 0.22651 | 0.21457 | 0.14908 | 0.44263 | 0.48883 | 0.1684 | 0.54423 | 0.41766 | 0.39781 | 0.41524 | 0.057269 | 0.26867 | 0.3532 | 0.82084 | 0.38246 | 0.27443 | 0 | 0 | 0 | 0 | 0 | 0 | 0 | 0 | 0 | 0 | 0 | 0 | 0 | 0 | 0 | 0 | 0 | 0 | 0 | 0 | 1 | 1 | 1
7 | 8 | 4 | 0.11589 | 0.36749 | 0.53936 | 0.15215 | 0.48255 | 0.31326 | 0.22846 | 0.17702 | 0.17451 | 0.10626 | 0.42732 | 0.43766 | 0.12578 | 0.49449 | 0.3522 | 0.33109 | 0.56827 | 0.027948 | 0.17584 | 0.32185 | 0.80757 | 0.36739 | 0.26067 | 0 | 0 | 1.1905e-05 | 0 | 0 | 0 | 0 | 0 | 0 | 0 | 0 | 0 | 0 | 0 | 0 | 0 | 0 | 0 | 0 | 7.1506e-05 | 1 | 1 | 1
7 | 8 | 5 | 0.089342 | 0.35663 | 0.47767 | 0.17884 | 0.41948 | 0.27333 | 0.1525 | 0.15106 | 0.14815 | 0.079779 | 0.39887 | 0.42428 | 0.099257 | 0.48219 | 0.28293 | 0.26095 | 0.59391 | 0.015945 | 0.11302 | 0.30557 | 0.79189 | 0.35658 | 0.24859 | 3.5043e-06 | 0.0032354 | 0.048214 | 0.0031733 | 0.0070747 | 4.0936e-05 | 0.00017252 | 0.0016008 | 4.2373e-05 | 0.0016296 | 0.007015 | 0.021274 | 0.0079453 | 0.0042919 | 0.0026393 | 0.007877 | 0.080886 | 0.037504 | 0.01891 | 0.12418 | 1 | 1 | 1
7 | 8 | 6 | 0.060456 | 0.33815 | 0.38785 | 0.16398 | 0.25196 | 0.19309 | 0.098146 | 0.094143 | 0.11922 | 0.051243 | 0.31135 | 0.4442 | 0.070334 | 0.5066 | 0.2156 | 0.19341 | 0.47805 | 0.038946 | 0.11261 | 0.2329 | 0.72378 | 0.33816 | 0.22849 | 0.0055786 | 0.14428 | 0.29845 | 0.14151 | 0.24297 | 0.075826 | 0.12985 | 0.17129 | 0.048531 | 0.25569 | 0.3399 | 0.37942 | 0.27502 | 0.23728 | 0.23419 | 0.27266 | 0.38105 | 0.34186 | 0.23888 | 0.47388 | 1 | 1 | 1
7 | 8 | 7 | 0.0093548 | 0.2988 | 0.3775 | 0.11693 | 0.049006 | 0.047555 | 0.05081 | 0.029121 | 0.062024 | 0.0029006 | 0.20648 | 0.34778 | 0.017854 | 0.41247 | 0.1285 | 0.1076 | 0.32751 | 0.042192 | 0.24766 | 0.16123 | 0.57803 | 0.29874 | 0.18864 | 0.033669 | 0.36037 | 0.54688 | 0.35346 | 0.57035 | 0.4609 | 0.47124 | 0.51782 | 0.27018 | 0.59468 | 0.63901 | 0.6332 | 0.58215 | 0.54504 | 0.56258 | 0.57715 | 0.60869 | 0.60088 | 0.52603 | 0.69155 | 1 | 1 | 1
7 | 8 | 8 | 0.0003794 | 0.25557 | 0.41961 | 0.092034 | 0.00077784 | 0.014187 | 0.018202 | 0.0074407 | 0.041725 | 0 | 0.1604 | 0.25989 | 0.00086013 | 0.32738 | 0.10263 | 0.082709 | 0.26128 | 0.029329 | 0.42274 | 0.13215 | 0.54861 | 0.25581 | 0.14264 | 0.23075 | 0.56163 | 0.7462 | 0.55086 | 0.7804 | 0.68964 | 0.69769 | 0.73431 | 0.41992 | 0.82275 | 0.81798 | 0.78584 | 0.76473 | 0.74171 | 0.78102 | 0.75817 | 0.73294 | 0.76283 | 0.74848 | 0.86813 | 1 | 1 | 1
7 | 8 | 9 | 0 | 0.13708 | 0.42469 | 0.066533 | 0 | 0 | 0.013812 | 0.022261 | 0.035547 | 0 | 0.20113 | 0.24654 | 0 | 0.31901 | 0.087635 | 0.068497 | 0.19723 | 0.035899 | 0.28284 | 0.11367 | 0.45375 | 0.13671 | 0.043852 | 0.44783 | 0.7136 | 0.86025 | 0.69992 | 0.88519 | 0.83189 | 0.80218 | 0.84123 | 0.57949 | 0.93531 | 0.91621 | 0.87601 | 0.86253 | 0.85733 | 0.88772 | 0.85512 | 0.79872 | 0.83257 | 0.84747 | 0.95575 | 1 | 1 | 1
7 | 8 | 10 | 0.00020058 | 0.086034 | 0.38761 | 0.043448 | 0 | 0 | 0.0070659 | 0.045691 | 0.039159 | 0 | 0.27312 | 0.20334 | 0.00068827 | 0.27864 | 0.085741 | 0.066715 | 0.15028 | 0.048469 | 0.19845 | 0.13727 | 0.35091 | 0.085823 | 0.0084221 | 0.61106 | 0.80793 | 0.91957 | 0.79244 | 0.93053 | 0.88459 | 0.86717 | 0.89484 | 0.6915 | 0.98739 | 0.96262 | 0.92287 | 0.90277 | 0.88616 | 0.94104 | 0.89502 | 0.82176 | 0.86239 | 0.8938 | 1 | 1 | 1 | 1
7 | 8 | 11 | 0.0045955 | 0.062462 | 0.38707 | 0.028749 | 0 | 0 | 0.00045022 | 0.092633 | 0.057457 | 0.00097543 | 0.35202 | 0.10639 | 0.013118 | 0.17715 | 0.091859 | 0.072478 | 0.1288 | 0.050355 | 0.24921 | 0.20352 | 0.27682 | 0.061937 | 0.00083507 | 0.72177 | 0.86433 | 0.91789 | 0.84776 | 0.94939 | 0.89116 | 0.88027 | 0.90512 | 0.87437 | 0.99698 | 0.96667 | 0.93082 | 0.91835 | 0.8988 | 0.93492 | 0.91047 | 0.77693 | 0.84542 | 0.89965 | 0.98009 | 1 | 1 | 1
7 | 8 | 12 | 0.030038 | 0.14002 | 0.37782 | 0.017271 | 0 | 0 | 0 | 0.16287 | 0.084963 | 0.020978 | 0.42644 | 0.092192 | 0.039337 | 0.16112 | 0.088716 | 0.069513 | 0.11884 | 0.063802 | 0.47607 | 0.2254 | 0.20521 | 0.13947 | 0.047945 | 0.78391 | 0.8853 | 0.86003 | 0.86833 | 0.93818 | 0.87802 | 0.8555 | 0.89759 | 0.97509 | 0.99115 | 0.94622 | 0.91108 | 0.90164 | 0.90504 | 0.9235 | 0.8939 | 0.68841 | 0.78394 | 0.8836 | 0.84889 | 1 | 1 | 1
7 | 8 | 13 | 0.10527 | 0.32649 | 0.33974 | 0.012946 | 0 | 0 | 0 | 0.25482 | 0.16369 | 0.095663 | 0.43921 | 0.19784 | 0.11512 | 0.26901 | 0.092534 | 0.073116 | 0.15912 | 0.1934 | 0.48622 | 0.29393 | 0.17464 | 0.32734 | 0.20725 | 0.79533 | 0.87735 | 0.83851 | 0.86053 | 0.9181 | 0.85116 | 0.82802 | 0.87311 | 0.96241 | 0.96508 | 0.92899 | 0.90095 | 0.89352 | 0.89535 | 0.90386 | 0.88584 | 0.73998 | 0.77159 | 0.8376 | 0.77206 | 1 | 1 | 1
7 | 8 | 14 | 0.2098 | 0.3022 | 0.35156 | 0.016412 | 0 | 0 | 0 | 0.31843 | 0.26098 | 0.19977 | 0.48974 | 0.35203 | 0.21853 | 0.42021 | 0.10265 | 0.082718 | 0.20577 | 0.4598 | 0.32842 | 0.33809 | 0.16956 | 0.30237 | 0.18962 | 0.76108 | 0.86144 | 0.80539 | 0.84492 | 0.88457 | 0.83489 | 0.82047 | 0.87294 | 0.96595 | 0.96352 | 0.93334 | 0.89966 | 0.89342 | 0.88532 | 0.90742 | 0.88575 | 0.70955 | 0.82372 | 0.84178 | 0.58935 | 1 | 1 | 1
7 | 8 | 15 | 0.49956 | 0.22201 | 0.45747 | 0.035557 | 0 | 0.017638 | 0.00027686 | 0.34878 | 0.54857 | 0.49417 | 0.54313 | 0.42215 | 0.50766 | 0.48273 | 0.11664 | 0.096122 | 0.24615 | 0.78892 | 0.24087 | 0.33752 | 0.19288 | 0.22126 | 0.12078 | 0.68935 | 0.82991 | 0.7642 | 0.814 | 0.8937 | 0.83775 | 0.81329 | 0.86858 | 0.95157 | 0.94896 | 0.92274 | 0.89495 | 0.87336 | 0.87027 | 0.88892 | 0.86586 | 0.74354 | 0.78126 | 0.78494 | 0.51393 | 1 | 1 | 1
7 | 8 | 16 | 0.49145 | 0.29755 | 0.5553 | 0.069769 | 0.049766 | 0.024242 | 0.0052817 | 0.39427 | 0.53346 | 0.48474 | 0.57803 | 0.45898 | 0.49853 | 0.51671 | 0.12563 | 0.1048 | 0.29575 | 0.51777 | 0.24107 | 0.32587 | 0.20392 | 0.2979 | 0.1829 | 0.55886 | 0.74983 | 0.67454 | 0.73545 | 0.82289 | 0.7877 | 0.7791 | 0.82542 | 0.9101 | 0.90631 | 0.87579 | 0.8539 | 0.83017 | 0.79196 | 0.82416 | 0.82304 | 0.59875 | 0.74454 | 0.66816 | 0.47599 | 1 | 1 | 1
7 | 8 | 17 | 0.44807 | 0.27041 | 0.5629 | 0.18718 | 0.28103 | 0.074984 | 0.02152 | 0.42372 | 0.4924 | 0.44079 | 0.58404 | 0.46476 | 0.45555 | 0.51988 | 0.13363 | 0.11256 | 0.29195 | 0.1523 | 0.16228 | 0.33307 | 0.18706 | 0.27048 | 0.15883 | 0.36761 | 0.60899 | 0.53767 | 0.59732 | 0.71563 | 0.7057 | 0.69365 | 0.73594 | 0.78631 | 0.80104 | 0.77224 | 0.74088 | 0.72172 | 0.65086 | 0.67251 | 0.71552 | 0.57049 | 0.7015 | 0.51022 | 0.26904 | 1 | 1 | 1
7 | 8 | 18 | 0.41571 | 0.20354 | 0.60031 | 0.30828 | 0.53215 | 0.2867 | 0.013322 | 0.46249 | 0.46099 | 0.40791 | 0.5749 | 0.49201 | 0.42337 | 0.54577 | 0.15003 | 0.12855 | 0.30447 | 0.018504 | 0.12635 | 0.41058 | 0.22232 | 0.20245 | 0.10714 | 0.14162 | 0.39279 | 0.34681 | 0.38526 | 0.56233 | 0.53336 | 0.49409 | 0.5643 | 0.51422 | 0.59728 | 0.57814 | 0.4953 | 0.52343 | 0.4294 | 0.43943 | 0.51893 | 0.37488 | 0.54829 | 0.2984 | 0.10625 | 1 | 1 | 1
7 | 8 | 19 | 0.43595 | 0.37358 | 0.63139 | 0.46637 | 0.73746 | 0.63925 | 0.0062063 | 0.49784 | 0.48114 | 0.42855 | 0.60215 | 0.52201 | 0.44358 | 0.5707 | 0.20984 | 0.18765 | 0.31148 | 0.18519 | 0.074669 | 0.44229 | 0.4086 | 0.37464 | 0.25404 | 0.0080119 | 0.13777 | 0.134 | 0.13513 | 0.28004 | 0.25128 | 0.1931 | 0.12184 | 0.11482 | 0.26878 | 0.31219 | 0.19814 | 0.21784 | 0.15348 | 0.15332 | 0.21597 | 0.1834 | 0.21247 | 0.058549 | 0.0014045 | 1 | 1 | 1
7 | 8 | 20 | 0.46536 | 0.2818 | 0.64673 | 0.46636 | 0.84218 | 0.83913 | 0.0003922 | 0.51137 | 0.50886 | 0.45831 | 0.68707 | 0.60243 | 0.47269 | 0.65115 | 0.24767 | 0.22547 | 0.35269 | 0.22412 | 0.093935 | 0.52703 | 0.66088 | 0.28205 | 0.16851 | 2.4743e-05 | 0.0040336 | 0.0094795 | 0.0039563 | 0.03886 | 0.014753 | 0.0065695 | 0.0027151 | 0.0014528 | 0.0014217 | 0.00041432 | 0 | 3.3277e-07 | 0 | 0 | 3.2991e-07 | 0.033156 | 0.0063838 | 0 | 0 | 1 | 1 | 1
7 | 8 | 21 | 0.48613 | 0.11817 | 0.58607 | 0.39958 | 0.84834 | 0.83686 | 0 | 0.49381 | 0.53003 | 0.47959 | 0.76184 | 0.55113 | 0.4935 | 0.59666 | 0.31862 | 0.29702 | 0.34275 | 0.082901 | 0.13821 | 0.49325 | 0.79061 | 0.1174 | 0.033171 | 0 | 0 | 9.5438e-07 | 0 | 0 | 0 | 0 | 0 | 0 | 0 | 0 | 0 | 0 | 0 | 0 | 0 | 4.9902e-06 | 0 | 0 | 0 | 1 | 1 | 1
7 | 8 | 22 | 0.42861 | 0.11262 | 0.5119 | 0.33968 | 0.84222 | 0.8052 | 0 | 0.43315 | 0.47627 | 0.42145 | 0.73396 | 0.56207 | 0.43661 | 0.60967 | 0.32475 | 0.30323 | 0.38129 | 0.021527 | 0.11529 | 0.47936 | 0.80222 | 0.11227 | 0.025635 | 0 | 0 | 0 | 0 | 0 | 0 | 0 | 0 | 0 | 0 | 0 | 0 | 0 | 0 | 0 | 0 | 0 | 0 | 0 | 0 | 1 | 1 | 1
7 | 8 | 23 | 0.29373 | 0.15714 | 0.43194 | 0.35038 | 0.81728 | 0.78735 | 0 | 0.31464 | 0.34779 | 0.28514 | 0.72065 | 0.56706 | 0.30282 | 0.61473 | 0.32631 | 0.30481 | 0.61195 | 0.019475 | 0.16157 | 0.46573 | 0.82773 | 0.15635 | 0.063724 | 0 | 0 | 0 | 0 | 0 | 0 | 0 | 0 | 0 | 0 | 0 | 0 | 0 | 0 | 0 | 0 | 0 | 0 | 0 | 0 | 1 | 1 | 1
7 | 8 | 24 | 0.13671 | 0.3654 | 0.36622 | 0.39343 | 0.80193 | 0.71352 | 0 | 0.24605 | 0.19266 | 0.1268 | 0.67117 | 0.54837 | 0.1462 | 0.59691 | 0.26224 | 0.24013 | 0.66948 | 0.018761 | 0.17825 | 0.375 | 0.78641 | 0.3661 | 0.24957 | 0 | 0 | 0 | 0 | 0 | 0 | 0 | 0 | 0 | 0 | 0 | 0 | 0 | 0 | 0 | 0 | 0 | 0 | 0 | 0 | 1 | 1 | 1
7 | 9 | 1 | 0.076372 | 0.39203 | 0.29024 | 0.36231 | 0.79043 | 0.61522 | 0 | 0.1884 | 0.13382 | 0.066695 | 0.60166 | 0.52835 | 0.086088 | 0.57876 | 0.1605 | 0.13884 | 0.62675 | 0.048628 | 0.24775 | 0.32516 | 0.81928 | 0.392 | 0.28633 | 0 | 0 | 0 | 0 | 0 | 0 | 0 | 0 | 0 | 0 | 0 | 0 | 0 | 0 | 0 | 0 | 0 | 0 | 0 | 0 | 1 | 1 | 1
7 | 9 | 2 | 0.059684 | 0.41146 | 0.24042 | 0.30893 | 0.72595 | 0.65257 | 0 | 0.16136 | 0.11788 | 0.050243 | 0.52686 | 0.50944 | 0.069493 | 0.56065 | 0.11144 | 0.09114 | 0.55749 | 0.042594 | 0.16256 | 0.31394 | 0.85464 | 0.41103 | 0.31203 | 0 | 0 | 0 | 0 | 0 | 0 | 0 | 0 | 0 | 0 | 0 | 0 | 0 | 0 | 0 | 0 | 0 | 0 | 0 | 0 | 1 | 1 | 1
7 | 9 | 3 | 0.042294 | 0.51079 | 0.26341 | 0.28038 | 0.66829 | 0.75634 | 0 | 0.14548 | 0.099305 | 0.032929 | 0.4607 | 0.51224 | 0.051916 | 0.56516 | 0.079037 | 0.06046 | 0.49983 | 0.097821 | 0.22358 | 0.3002 | 0.76597 | 0.51104 | 0.41448 | 0 | 0 | 0 | 0 | 0 | 0 | 0 | 0 | 0 | 0 | 0 | 0 | 0 | 0 | 0 | 0 | 0 | 0 | 0 | 0 | 1 | 1 | 1
7 | 9 | 4 | 0.033135 | 0.54471 | 0.32577 | 0.21654 | 0.59125 | 0.4041 | 0 | 0.11791 | 0.09025 | 0.023955 | 0.36666 | 0.48818 | 0.04275 | 0.54275 | 0.052272 | 0.036039 | 0.41296 | 0.059838 | 0.24925 | 0.22236 | 0.56947 | 0.54581 | 0.44264 | 0 | 0 | 9.6008e-06 | 0 | 0 | 0 | 0 | 0 | 0 | 0 | 0 | 0 | 0 | 0 | 0 | 0 | 0 | 0 | 0 | 5.7665e-05 | 1 | 1 | 1
7 | 9 | 5 | 0.01185 | 0.31158 | 0.29608 | 0.19328 | 0.51514 | 0.29432 | 0 | 0.091172 | 0.066259 | 0.0033653 | 0.29184 | 0.4475 | 0.020931 | 0.50529 | 0.033886 | 0.020198 | 0.34144 | 0.082558 | 0.17836 | 0.16436 | 0.53363 | 0.31055 | 0.21271 | 2.7929e-06 | 0.0019168 | 0.06161 | 0.00188 | 0.0025716 | 2.8978e-05 | 7.3082e-05 | 0.0023097 | 3.4527e-05 | 0.0015161 | 0.0047415 | 0.0076039 | 0.0062159 | 0.0054134 | 0.001539 | 0.0061625 | 0.10765 | 0.058174 | 0.028494 | 0.13423 | 1 | 1 | 1
7 | 9 | 6 | 0.00065445 | 0.30442 | 0.18976 | 0.15841 | 0.44205 | 0.10473 | 0 | 0.069318 | 0.050809 | 0.00012384 | 0.26449 | 0.39848 | 0.0072287 | 0.4596 | 0.027426 | 0.014964 | 0.24722 | 0.16517 | 0.044842 | 0.13419 | 0.46818 | 0.30512 | 0.18628 | 0.0050487 | 0.1183 | 0.33767 | 0.11603 | 0.13943 | 0.046745 | 0.096651 | 0.20534 | 0.057966 | 0.20661 | 0.29399 | 0.25235 | 0.24452 | 0.26081 | 0.15322 | 0.24242 | 0.43235 | 0.38362 | 0.28775 | 0.49263 | 1 | 1 | 1
7 | 9 | 7 | 0 | 0.10708 | 0.098151 | 0.057223 | 0.29423 | 0.046275 | 0 | 0.02186 | 0.03412 | 0 | 0.20568 | 0.35548 | 0.00037802 | 0.42099 | 0.022199 | 0.010946 | 0.13055 | 0.15998 | 0.0083278 | 0.10536 | 0.21336 | 0.10646 | 0.024932 | 0.035903 | 0.33997 | 0.58624 | 0.33345 | 0.47835 | 0.3908 | 0.45395 | 0.52579 | 0.24451 | 0.57893 | 0.61039 | 0.59155 | 0.56399 | 0.57604 | 0.47756 | 0.55915 | 0.64935 | 0.62771 | 0.58727 | 0.75869 | 1 | 1 | 1
7 | 9 | 8 | 2.4269e-05 | 0.037937 | 0.077262 | 0.029143 | 0.10362 | 0.0081778 | 0 | 0.0021973 | 0.041256 | 0 | 0.21416 | 0.29152 | 0.00051852 | 0.35949 | 0.023596 | 0.011995 | 0.1147 | 0.1703 | 0.0059563 | 0.12248 | 0.14809 | 0.037488 | 0.00035055 | 0.22992 | 0.55268 | 0.76252 | 0.54208 | 0.73296 | 0.67249 | 0.66638 | 0.73491 | 0.39826 | 0.83027 | 0.80528 | 0.79564 | 0.7669 | 0.78866 | 0.69835 | 0.76032 | 0.77188 | 0.76135 | 0.77296 | 0.90012 | 1 | 1 | 1
7 | 9 | 9 | 0.00036548 | 0.05679 | 0.065053 | 0.031 | 0.013319 | 0 | 0.00023516 | 0.0051236 | 0.053065 | 0 | 0.24203 | 0.24534 | 0.0084979 | 0.3174 | 0.025502 | 0.013458 | 0.095429 | 0.18739 | 0.0078278 | 0.18297 | 0.1087 | 0.056732 | 2.472e-05 | 0.44942 | 0.71531 | 0.86529 | 0.70159 | 0.8617 | 0.80598 | 0.78858 | 0.84972 | 0.57211 | 0.96117 | 0.91479 | 0.87859 | 0.87746 | 0.8934 | 0.89339 | 0.86993 | 0.82438 | 0.83914 | 0.85332 | 0.98126 | 1 | 1 | 1
7 | 9 | 10 | 2.4269e-05 | 0.074257 | 0.05507 | 0.03175 | 0 | 0 | 0.0055519 | 0.023492 | 0.045712 | 0 | 0.31067 | 0.17824 | 0.0025233 | 0.25354 | 0.030304 | 0.017261 | 0.085953 | 0.15663 | 0.023608 | 0.23209 | 0.087255 | 0.074175 | 0.001764 | 0.61561 | 0.81348 | 0.91588 | 0.79789 | 0.91461 | 0.87226 | 0.85196 | 0.90596 | 0.63116 | 1 | 0.97865 | 0.93065 | 0.92974 | 0.94678 | 0.9608 | 0.92175 | 0.84545 | 0.8682 | 0.90164 | 1 | 1 | 1 | 1
7 | 9 | 11 | 0.00036967 | 0.092825 | 0.048331 | 0.043003 | 0 | 0 | 0.034868 | 0.065665 | 0.040211 | 0 | 0.29744 | 0.075726 | 0.00097493 | 0.14586 | 0.033017 | 0.019477 | 0.094906 | 0.13749 | 0.080786 | 0.27215 | 0.076385 | 0.092203 | 0.015238 | 0.7204 | 0.86255 | 0.91323 | 0.84602 | 0.93209 | 0.87892 | 0.86717 | 0.91239 | 0.72454 | 1 | 0.99864 | 0.94371 | 0.94657 | 0.91317 | 0.97058 | 0.93844 | 0.84022 | 0.86275 | 0.88173 | 0.89538 | 1 | 1 | 1
7 | 9 | 12 | 0.0089036 | 0.21924 | 0.090977 | 0.055854 | 0.0095922 | 0 | 0.042823 | 0.11854 | 0.0616 | 0.0026159 | 0.30199 | 0.042669 | 0.017415 | 0.1111 | 0.047113 | 0.03148 | 0.10575 | 0.10559 | 0.24867 | 0.33768 | 0.049423 | 0.21694 | 0.13577 | 0.77148 | 0.87101 | 0.90872 | 0.85432 | 0.92501 | 0.85803 | 0.8524 | 0.90451 | 0.70985 | 1 | 0.98588 | 0.92601 | 0.93631 | 0.89191 | 0.94612 | 0.92827 | 0.79836 | 0.85415 | 0.87136 | 0.91583 | 1 | 1 | 1
7 | 9 | 13 | 0.056249 | 0.86938 | 0.11696 | 0.077785 | 0.072636 | 0 | 0.052345 | 0.15889 | 0.11442 | 0.047013 | 0.35009 | 0.067212 | 0.06604 | 0.13927 | 0.061718 | 0.04451 | 0.12571 | 0.1121 | 0.33831 | 0.34864 | 0.041228 | 0.87352 | 0.78685 | 0.77571 | 0.85569 | 0.79535 | 0.83928 | 0.86857 | 0.82711 | 0.82351 | 0.88265 | 0.76708 | 1 | 0.96544 | 0.91708 | 0.91471 | 0.87648 | 0.83411 | 0.90685 | 0.79423 | 0.83124 | 0.8477 | 0.57272 | 1 | 1 | 1
7 | 9 | 14 | 0.095525 | 0.56457 | 0.123 | 0.2147 | 0.20225 | 0.013308 | 0.034259 | 0.22224 | 0.15461 | 0.085984 | 0.41017 | 0.11663 | 0.10548 | 0.18743 | 0.071835 | 0.05377 | 0.14919 | 0.11937 | 0.51107 | 0.33622 | 0.043224 | 0.56424 | 0.48324 | 0.7352 | 0.83225 | 0.79806 | 0.8163 | 0.82335 | 0.81928 | 0.82338 | 0.88698 | 0.78224 | 1 | 0.9591 | 0.92054 | 0.90692 | 0.77001 | 0.8355 | 0.89913 | 0.79008 | 0.84636 | 0.83047 | 0.63423 | 1 | 1 | 1
7 | 9 | 15 | 0.12558 | 0.34693 | 0.12561 | 0.26803 | 0.3105 | 0.025772 | 0.029981 | 0.27428 | 0.18427 | 0.11597 | 0.45435 | 0.25302 | 0.13548 | 0.3206 | 0.091474 | 0.072128 | 0.20432 | 0.14718 | 0.4236 | 0.36146 | 0.057057 | 0.34632 | 0.24493 | 0.6638 | 0.79927 | 0.72918 | 0.78395 | 0.73343 | 0.82129 | 0.82421 | 0.88169 | 0.93009 | 0.98383 | 0.93249 | 0.90172 | 0.87246 | 0.70204 | 0.82134 | 0.86497 | 0.73283 | 0.8269 | 0.72101 | 0.35115 | 1 | 1 | 1
7 | 9 | 16 | 0.1631 | 0.2406 | 0.12925 | 0.44357 | 0.38278 | 0.25445 | 0.02255 | 0.32306 | 0.22049 | 0.15347 | 0.48634 | 0.46352 | 0.1728 | 0.52571 | 0.13821 | 0.11704 | 0.27567 | 0.17668 | 0.66535 | 0.35539 | 0.057366 | 0.24013 | 0.13547 | 0.52178 | 0.69881 | 0.66721 | 0.68542 | 0.64234 | 0.78962 | 0.7893 | 0.83802 | 0.8668 | 0.93343 | 0.76847 | 0.85232 | 0.81828 | 0.60552 | 0.66705 | 0.81125 | 0.69786 | 0.7863 | 0.58588 | 0.35528 | 1 | 1 | 1
7 | 9 | 17 | 0.23219 | 0.21023 | 0.13682 | 0.39044 | 0.45842 | 0.4634 | 0.013969 | 0.38222 | 0.28946 | 0.22319 | 0.5235 | 0.51815 | 0.24182 | 0.57152 | 0.22879 | 0.2066 | 0.33484 | 0.22453 | 0.51141 | 0.34767 | 0.060098 | 0.2095 | 0.10955 | 0.34279 | 0.56482 | 0.54213 | 0.55399 | 0.63842 | 0.71378 | 0.70259 | 0.73562 | 0.75422 | 0.79097 | 0.6525 | 0.7026 | 0.65439 | 0.50525 | 0.54908 | 0.64877 | 0.64613 | 0.68108 | 0.39843 | 0.26666 | 1 | 1 | 1
7 | 9 | 18 | 0.27619 | 0.31949 | 0.16213 | 0.40479 | 0.55366 | 0.46741 | 0.0038941 | 0.35952 | 0.32611 | 0.26671 | 0.53409 | 0.51176 | 0.28469 | 0.56262 | 0.37204 | 0.3513 | 0.33779 | 0.22164 | 0.39452 | 0.36426 | 0.066821 | 0.31906 | 0.21416 | 0.12449 | 0.34275 | 0.3709 | 0.33618 | 0.45901 | 0.53846 | 0.5331 | 0.55395 | 0.50539 | 0.47173 | 0.44419 | 0.3331 | 0.41552 | 0.4209 | 0.31537 | 0.41196 | 0.47372 | 0.52573 | 0.23316 | 0.093092 | 1 | 1 | 1
7 | 9 | 19 | 0.47778 | 0.50781 | 0.22502 | 0.48267 | 0.6993 | 0.70044 | 0.0042009 | 0.3194 | 0.52137 | 0.47106 | 0.57406 | 0.52761 | 0.4851 | 0.5791 | 0.46821 | 0.44955 | 0.38532 | 0.37161 | 0.32327 | 0.41726 | 0.13256 | 0.50883 | 0.40167 | 0.0074964 | 0.10598 | 0.14676 | 0.10394 | 0.22054 | 0.27484 | 0.19774 | 0.13466 | 0.042676 | 0.12849 | 0.22932 | 0.11099 | 0.15688 | 0.14458 | 0.088308 | 0.15553 | 0.23609 | 0.1884 | 0.037488 | 0.0028748 | 1 | 1 | 1
7 | 9 | 20 | 0.63725 | 0.45469 | 0.27539 | 0.48344 | 0.81991 | 0.91436 | 0.0041347 | 0.29325 | 0.67182 | 0.63282 | 0.60666 | 0.51846 | 0.64301 | 0.56982 | 0.39778 | 0.37752 | 0.42379 | 0.47578 | 0.28568 | 0.49624 | 0.28719 | 0.45565 | 0.34339 | 2.0373e-05 | 0.0031712 | 0.010449 | 0.0031104 | 0.026222 | 0.017272 | 0.0046452 | 0.0026738 | 0.00059931 | 0.00039602 | 0.00027068 | 0 | 0 | 0 | 0 | 0 | 0.03313 | 0.0057914 | 0 | 0 | 1 | 1 | 1
7 | 9 | 21 | 0.63976 | 0.16586 | 0.28466 | 0.54451 | 0.8459 | 0.85843 | 0.00028209 | 0.28976 | 0.6741 | 0.63536 | 0.54317 | 0.5054 | 0.64549 | 0.55826 | 0.36897 | 0.34815 | 0.46557 | 0.39935 | 0.36182 | 0.52521 | 0.67204 | 0.16444 | 0.077014 | 0 | 0 | 6.0457e-07 | 0 | 0 | 0 | 0 | 0 | 0 | 0 | 0 | 0 | 0 | 0 | 0 | 0 | 3.1612e-06 | 0 | 0 | 0 | 1 | 1 | 1
7 | 9 | 22 | 0.48533 | 0.18701 | 0.27541 | 0.39359 | 0.84442 | 0.80586 | 0 | 0.24179 | 0.529 | 0.47878 | 0.45204 | 0.48435 | 0.49265 | 0.53753 | 0.30078 | 0.27896 | 0.54275 | 0.37208 | 0.59118 | 0.51033 | 0.76838 | 0.1872 | 0.07966 | 0 | 0 | 0 | 0 | 0 | 0 | 0 | 0 | 0 | 0 | 0 | 0 | 0 | 0 | 0 | 0 | 0 | 0 | 0 | 0 | 1 | 1 | 1
7 | 9 | 23 | 0.26327 | 0.13736 | 0.25583 | 0.33518 | 0.81812 | 0.85523 | 0 | 0.20545 | 0.31459 | 0.25383 | 0.41945 | 0.49222 | 0.27198 | 0.54617 | 0.29093 | 0.26902 | 0.57329 | 0.41089 | 0.57593 | 0.42682 | 0.71087 | 0.13731 | 0.041266 | 0 | 0 | 0 | 0 | 0 | 0 | 0 | 0 | 0 | 0 | 0 | 0 | 0 | 0 | 0 | 0 | 0 | 0 | 0 | 0 | 1 | 1 | 1
7 | 9 | 24 | 0.17152 | 0.07952 | 0.22002 | 0.2982 | 0.75046 | 0.74452 | 0 | 0.18742 | 0.22777 | 0.16179 | 0.4138 | 0.49531 | 0.18105 | 0.54802 | 0.20413 | 0.18198 | 0.47373 | 0.39376 | 0.43816 | 0.39179 | 0.65529 | 0.07884 | 0.0078011 | 0 | 0 | 0 | 0 | 0 | 0 | 0 | 0 | 0 | 0 | 0 | 0 | 0 | 0 | 0 | 0 | 0 | 0 | 0 | 0 | 1 | 1 | 1
7 | 10 | 1 | 0.15567 | 0.16309 | 0.17076 | 0.21735 | 0.70903 | 0.72286 | 0 | 0.14598 | 0.21473 | 0.14623 | 0.41029 | 0.51263 | 0.16561 | 0.56609 | 0.21362 | 0.19141 | 0.46038 | 0.55203 | 0.37199 | 0.36306 | 0.58502 | 0.16328 | 0.059444 | 0 | 0 | 0 | 0 | 0 | 0 | 0 | 0 | 0 | 0 | 0 | 0 | 0 | 0 | 0 | 0 | 0 | 0 | 0 | 0 | 1 | 1 | 1
7 | 10 | 2 | 0.12311 | 0.18107 | 0.11021 | 0.13657 | 0.68866 | 0.71186 | 0 | 0.10926 | 0.18222 | 0.11356 | 0.41859 | 0.48866 | 0.13307 | 0.54254 | 0.21146 | 0.18926 | 0.37585 | 0.47897 | 0.43824 | 0.23404 | 0.63279 | 0.18123 | 0.074776 | 0 | 0 | 0 | 0 | 0 | 0 | 0 | 0 | 0 | 0 | 0 | 0 | 0 | 0 | 0 | 0 | 0 | 0 | 0 | 0 | 1 | 1 | 1
7 | 10 | 3 | 0.083411 | 0.14711 | 0.095336 | 0.1213 | 0.65351 | 0.64194 | 0 | 0.12553 | 0.1409 | 0.073692 | 0.40722 | 0.46747 | 0.093139 | 0.52128 | 0.18138 | 0.1594 | 0.32161 | 0.40504 | 0.36903 | 0.17825 | 0.55497 | 0.14705 | 0.048805 | 0 | 0 | 0 | 0 | 0 | 0 | 0 | 0 | 0 | 0 | 0 | 0 | 0 | 0 | 0 | 0 | 0 | 0 | 0 | 0 | 1 | 1 | 1
7 | 10 | 4 | 0.081446 | 0.1096 | 0.10848 | 0.077537 | 0.68454 | 0.69134 | 0 | 0.12216 | 0.14149 | 0.0721 | 0.37443 | 0.49601 | 0.091527 | 0.55042 | 0.1822 | 0.16021 | 0.30454 | 0.12957 | 0.26463 | 0.22395 | 0.59663 | 0.10927 | 0.023507 | 0 | 0 | 2.9761e-06 | 0 | 0 | 0 | 0 | 0 | 0 | 0 | 0 | 0 | 0 | 0 | 0 | 0 | 0 | 0 | 0 | 1.7876e-05 | 1 | 1 | 1
7 | 10 | 5 | 0.034796 | 0.13292 | 0.10546 | 0.036599 | 0.64917 | 0.59835 | 0 | 0.09856 | 0.090617 | 0.02543 | 0.37301 | 0.49676 | 0.044236 | 0.55173 | 0.17148 | 0.14962 | 0.23024 | 0.070788 | 0.16915 | 0.18987 | 0.52751 | 0.13311 | 0.035909 | 1.097e-06 | 0.00023105 | 0.035261 | 0.00022662 | 0.0027957 | 3.3192e-05 | 6.2425e-05 | 0.00010244 | 3.529e-06 | 0.00015118 | 8.4515e-05 | 3.2728e-05 | 7.0304e-07 | 6.2192e-05 | 0.00048212 | 6.9701e-07 | 0.028085 | 0.039534 | 0.013934 | 0.09622 | 1 | 1 | 1
7 | 10 | 6 | 0.016747 | 0.093846 | 0.085242 | 0.028193 | 0.55563 | 0.36991 | 0 | 0.086935 | 0.071536 | 0.0082195 | 0.33077 | 0.44671 | 0.025584 | 0.50704 | 0.16277 | 0.14104 | 0.19171 | 0.14225 | 0.10504 | 0.19316 | 0.41025 | 0.093724 | 0.012223 | 0.0035322 | 0.033378 | 0.25305 | 0.032738 | 0.19483 | 0.05777 | 0.090597 | 0.031516 | 0.018384 | 0.035585 | 0.015548 | 0.0041798 | 0.00053932 | 0.010962 | 0.075665 | 0.00053469 | 0.25074 | 0.23342 | 0.13649 | 0.45397 | 1 | 1 | 1
7 | 10 | 7 | 0.00098485 | 0.06639 | 0.035149 | 0.016154 | 0.50757 | 0.15356 | 0 | 0.068386 | 0.036782 | 0.00042898 | 0.25363 | 0.32492 | 0.0014401 | 0.38977 | 0.15796 | 0.13632 | 0.046395 | 0.10157 | 0.10058 | 0.10173 | 0.17279 | 0.065915 | 0.0007694 | 0.031356 | 0.14632 | 0.49198 | 0.14351 | 0.54731 | 0.39345 | 0.34545 | 0.2338 | 0.067743 | 0.016585 | 0.059986 | 0.1664 | 0.050721 | 0.048627 | 0.31662 | 0.050285 | 0.52213 | 0.42983 | 0.35637 | 0.75628 | 1 | 1 | 1
7 | 10 | 8 | 0 | 0.13605 | 0.057747 | 0.010251 | 0.442 | 0.091154 | 0 | 0.069006 | 0.014828 | 0 | 0.22123 | 0.24017 | 0 | 0.31466 | 0.14316 | 0.12184 | 0.056223 | 0.068886 | 0.095337 | 0.13238 | 0.15407 | 0.13642 | 0.036955 | 0.11746 | 0.2457 | 0.67432 | 0.24099 | 0.76866 | 0.58421 | 0.3741 | 0.34203 | 0.042674 | 0.060061 | 0.083481 | 0.24594 | 0.26892 | 0.23757 | 0.3812 | 0.26662 | 0.72418 | 0.58104 | 0.5289 | 0.8983 | 1 | 1 | 1
7 | 10 | 9 | 0 | 0.10454 | 0.079514 | 0.010159 | 0.37055 | 0.030745 | 0 | 0.047017 | 0.00049255 | 0 | 0.17046 | 0.086526 | 0 | 0.15674 | 0.12746 | 0.10657 | 0.094622 | 0.063789 | 0.078202 | 0.13792 | 0.10505 | 0.10456 | 0.017887 | 0.23312 | 0.35212 | 0.78786 | 0.34537 | 0.87524 | 0.7315 | 0.44401 | 0.42573 | 0.15937 | 0.19197 | 0.1265 | 0.25279 | 0.33614 | 0.403 | 0.53648 | 0.33325 | 0.81193 | 0.68592 | 0.61517 | 0.98338 | 1 | 1 | 1
7 | 10 | 10 | 0 | 0.053641 | 0.093078 | 0.011176 | 0.43841 | 0.087317 | 0 | 0.050525 | 0.00064002 | 0 | 0.18118 | 0.0053364 | 0 | 0.060443 | 0.12773 | 0.10684 | 0.10491 | 0.025728 | 0.066722 | 0.21348 | 0.043534 | 0.053348 | 0.00027541 | 0.36459 | 0.47233 | 0.83791 | 0.46328 | 0.91523 | 0.70479 | 0.60628 | 0.41908 | 0.17102 | 0.42655 | 0.14397 | 0.76178 | 0.38757 | 0.49834 | 0.67252 | 0.38424 | 0.82845 | 0.77842 | 0.65018 | 0.98367 | 1 | 1 | 1
7 | 10 | 11 | 0 | 0.056209 | 0.075705 | 0.01515 | 0.46372 | 0.096334 | 0.0016248 | 0.080896 | 0.018506 | 0 | 0.19177 | 0.016354 | 0 | 0.082202 | 0.14287 | 0.12157 | 0.12023 | 0.0074114 | 0.064167 | 0.31334 | 0.01084 | 0.055851 | 0.00050908 | 0.43935 | 0.52102 | 0.80846 | 0.51104 | 0.93179 | 0.63033 | 0.56516 | 0.38472 | 0.3157 | 0.43126 | 0.2159 | 0.744 | 0.54045 | 0.60525 | 0.71318 | 0.53581 | 0.79543 | 0.76402 | 0.56238 | 0.87671 | 1 | 1 | 1
7 | 10 | 12 | 0.0029904 | 0.12302 | 0.075966 | 0.02755 | 0.48347 | 0.094624 | 0.022454 | 0.14786 | 0.027276 | 0.0022928 | 0.19105 | 0.060056 | 0.0033472 | 0.13099 | 0.20831 | 0.18613 | 0.11144 | 0.00065361 | 0.066111 | 0.34309 | 0.0068587 | 0.12254 | 0.034588 | 0.44117 | 0.49632 | 0.7631 | 0.4868 | 0.86554 | 0.68195 | 0.39911 | 0.42453 | 0.18475 | 0.22773 | 0.25709 | 0.86303 | 0.62033 | 0.42756 | 0.68787 | 0.615 | 0.71747 | 0.67037 | 0.64246 | 0.75857 | 1 | 1 | 1
7 | 10 | 13 | 0.058456 | 0.28317 | 0.10363 | 0.041754 | 0.60018 | 0.091387 | 0.006929 | 0.3303 | 0.11187 | 0.049137 | 0.31475 | 0.12521 | 0.067196 | 0.20623 | 0.1874 | 0.16536 | 0.085025 | 0.0066222 | 0.075839 | 0.35139 | 0.053869 | 0.28366 | 0.16717 | 0.42905 | 0.4733 | 0.69014 | 0.46423 | 0.70512 | 0.60736 | 0.44728 | 0.32911 | 0.21894 | 0.33268 | 0.3858 | 0.80156 | 0.44998 | 0.44262 | 0.61842 | 0.44612 | 0.59646 | 0.64833 | 0.61824 | 0.56656 | 1 | 1 | 1
7 | 10 | 14 | 0.21754 | 0.31329 | 0.11738 | 0.064491 | 0.61419 | 0.091951 | 0.037418 | 0.31368 | 0.27884 | 0.20903 | 0.47555 | 0.042907 | 0.22775 | 0.10694 | 0.20006 | 0.17791 | 0.092664 | 0.10284 | 0.080647 | 0.3762 | 0.47122 | 0.31363 | 0.19899 | 0.35798 | 0.40378 | 0.56033 | 0.39604 | 0.55117 | 0.45669 | 0.39194 | 0.39097 | 0.23096 | 0.39945 | 0.41564 | 0.63428 | 0.43898 | 0.20309 | 0.49085 | 0.43521 | 0.49054 | 0.61711 | 0.47984 | 0.50221 | 1 | 1 | 1
7 | 10 | 15 | 0.21733 | 0.24063 | 0.095174 | 0.17817 | 0.52423 | 0.25249 | 0.041845 | 0.32146 | 0.2719 | 0.20776 | 0.42283 | 0.10253 | 0.22658 | 0.17024 | 0.20205 | 0.1799 | 0.14018 | 0.39053 | 0.10152 | 0.44727 | 0.86596 | 0.23923 | 0.14555 | 0.28224 | 0.33487 | 0.43037 | 0.32845 | 0.35081 | 0.18521 | 0.32785 | 0.31273 | 0.20662 | 0.46456 | 0.2502 | 0.75122 | 0.2979 | 0.15218 | 0.61898 | 0.29534 | 0.34509 | 0.58295 | 0.3799 | 0.4441 | 1 | 1 | 1
7 | 10 | 16 | 0.29846 | 0.47219 | 0.063763 | 0.33585 | 0.55333 | 0.18469 | 0.011467 | 0.27848 | 0.34727 | 0.28916 | 0.39229 | 0.31023 | 0.30677 | 0.38017 | 0.27785 | 0.25583 | 0.18486 | 0.42393 | 0.16113 | 0.48662 | 0.6834 | 0.47281 | 0.3667 | 0.20782 | 0.26716 | 0.32674 | 0.26204 | 0.15698 | 0.2024 | 0.2706 | 0.22505 | 0.16434 | 0.45343 | 0.29631 | 0.46839 | 0.23476 | 0.19418 | 0.58147 | 0.23274 | 0.32119 | 0.43535 | 0.40142 | 0.24817 | 1 | 1 | 1
7 | 10 | 17 | 0.53371 | 0.54805 | 0.090562 | 0.44972 | 0.79459 | 0.31118 | 0.00063095 | 0.39148 | 0.57803 | 0.52834 | 0.24966 | 0.45965 | 0.54107 | 0.51969 | 0.33731 | 0.31598 | 0.24721 | 0.31018 | 0.23098 | 0.47731 | 0.59184 | 0.54955 | 0.44157 | 0.17098 | 0.26409 | 0.25441 | 0.25903 | 0.078806 | 0.24001 | 0.16518 | 0.20327 | 0.19112 | 0.40571 | 0.26553 | 0.58745 | 0.35106 | 0.36207 | 0.56836 | 0.34805 | 0.24787 | 0.3129 | 0.38935 | 0.24932 | 1 | 1 | 1
7 | 10 | 18 | 0.54773 | 0.26498 | 0.13503 | 0.4748 | 0.87465 | 0.40624 | 0 | 0.54176 | 0.58937 | 0.54224 | 0.39136 | 0.51044 | 0.55468 | 0.56389 | 0.40907 | 0.38903 | 0.26085 | 0.42717 | 0.28367 | 0.22811 | 0.555 | 0.26338 | 0.17169 | 0.059099 | 0.14993 | 0.16344 | 0.14706 | 0.033854 | 0.10327 | 0.088291 | 0.15606 | 0.18899 | 0.30764 | 0.12159 | 0.29016 | 0.26578 | 0.22438 | 0.39615 | 0.2635 | 0.20559 | 0.17628 | 0.26336 | 0.060807 | 1 | 1 | 1
7 | 10 | 19 | 0.41665 | 0.32099 | 0.13876 | 0.51842 | 0.84235 | 0.69036 | 0 | 0.46652 | 0.45314 | 0.40757 | 0.44817 | 0.51951 | 0.42299 | 0.57019 | 0.43433 | 0.41486 | 0.3108 | 0.33 | 0.34604 | 0.28663 | 0.66482 | 0.31937 | 0.22953 | 0.0081754 | 0.052309 | 0.071796 | 0.051306 | 0.023727 | 0.069429 | 0.15516 | 0.038359 | 0.015936 | 0.11473 | 0.043534 | 0.1072 | 0.070268 | 0.060754 | 0.1345 | 0.069665 | 0.057561 | 0.082218 | 0.046736 | 0.00025651 | 1 | 1 | 1
7 | 10 | 20 | 0.63322 | 0.73188 | 0.2253 | 0.61847 | 0.89551 | 0.86238 | 0 | 0.4692 | 0.67227 | 0.62941 | 0.47273 | 0.53866 | 0.63966 | 0.58885 | 0.34987 | 0.32875 | 0.38322 | 0.46562 | 0.39122 | 0.23833 | 0.50393 | 0.73467 | 0.63951 | 2.2569e-05 | 0.00029788 | 0.0018004 | 0.00029217 | 0.00069767 | 0.0010364 | 0.0023156 | 0.00031865 | 0.00014418 | 0.00029256 | 1.2993e-05 | 0 | 0 | 0 | 0 | 0 | 0.00011366 | 0.0044017 | 0 | 0 | 1 | 1 | 1
7 | 10 | 21 | 0.56408 | 0.49512 | 0.2117 | 0.49937 | 0.90854 | 0.76869 | 0 | 0.32912 | 0.60201 | 0.5584 | 0.45849 | 0.53532 | 0.57044 | 0.58762 | 0.22183 | 0.19963 | 0.32865 | 0.57558 | 0.39956 | 0.41856 | 0.38486 | 0.49496 | 0.40197 | 0 | 0 | 0 | 0 | 0 | 0 | 0 | 0 | 0 | 0 | 0 | 0 | 0 | 0 | 0 | 0 | 0 | 0 | 0 | 0 | 1 | 1 | 1
7 | 10 | 22 | 0.42716 | 0.29606 | 0.17093 | 0.54461 | 0.89009 | 0.63246 | 0 | 0.19445 | 0.46819 | 0.41895 | 0.46472 | 0.46786 | 0.43416 | 0.52166 | 0.22282 | 0.20061 | 0.35229 | 0.49806 | 0.41074 | 0.3852 | 0.36626 | 0.29557 | 0.19081 | 0 | 0 | 0 | 0 | 0 | 0 | 0 | 0 | 0 | 0 | 0 | 0 | 0 | 0 | 0 | 0 | 0 | 0 | 0 | 0 | 1 | 1 | 1
7 | 10 | 23 | 0.45954 | 0.17998 | 0.10094 | 0.61191 | 0.91205 | 0.81275 | 0 | 0.14756 | 0.50749 | 0.45306 | 0.41931 | 0.44669 | 0.46755 | 0.50438 | 0.14386 | 0.12254 | 0.38232 | 0.6667 | 0.50478 | 0.22837 | 0.24434 | 0.17925 | 0.08224 | 0 | 0 | 0 | 0 | 0 | 0 | 0 | 0 | 0 | 0 | 0 | 0 | 0 | 0 | 0 | 0 | 0 | 0 | 0 | 0 | 1 | 1 | 1
7 | 10 | 24 | 0.36427 | 0.20585 | 0.1043 | 0.4527 | 0.92355 | 0.84744 | 0 | 0.16736 | 0.4062 | 0.35501 | 0.39397 | 0.42785 | 0.37149 | 0.48535 | 0.10692 | 0.086807 | 0.42705 | 0.62795 | 0.34051 | 0.29193 | 0.30584 | 0.20593 | 0.097439 | 0 | 0 | 0 | 0 | 0 | 0 | 0 | 0 | 0 | 0 | 0 | 0 | 0 | 0 | 0 | 0 | 0 | 0 | 0 | 0 | 1 | 1 | 1
7 | 11 | 1 | 0.54403 | 0.19226 | 0.16101 | 0.33079 | 0.9202 | 0.36657 | 0 | 0.14681 | 0.58438 | 0.53827 | 0.34911 | 0.44977 | 0.55079 | 0.50733 | 0.099 | 0.079245 | 0.28094 | 0.80173 | 0.1319 | 0.159 | 0.02166 | 0.19237 | 0.085073 | 0 | 0 | 0 | 0 | 0 | 0 | 0 | 0 | 0 | 0 | 0 | 0 | 0 | 0 | 0 | 0 | 0 | 0 | 0 | 0 | 1 | 1 | 1
7 | 11 | 2 | 0.63489 | 0.13696 | 0.11248 | 0.40579 | 0.85271 | 0.23482 | 0 | 0.13564 | 0.67035 | 0.63053 | 0.26859 | 0.46785 | 0.64079 | 0.52352 | 0.098726 | 0.078993 | 0.22316 | 0.87592 | 0.11618 | 0.1184 | 0.052209 | 0.13675 | 0.042241 | 0 | 0 | 0 | 0 | 0 | 0 | 0 | 0 | 0 | 0 | 0 | 0 | 0 | 0 | 0 | 0 | 0 | 0 | 0 | 0 | 1 | 1 | 1
7 | 11 | 3 | 0.53656 | 0.11365 | 0.072615 | 0.3412 | 0.70187 | 0.5948 | 0 | 0.12333 | 0.57926 | 0.53102 | 0.23163 | 0.48736 | 0.54367 | 0.54196 | 0.14136 | 0.1201 | 0.16609 | 0.96194 | 0.16606 | 0.24266 | 0.024668 | 0.11354 | 0.024558 | 0 | 0 | 0 | 0 | 0 | 0 | 0 | 0 | 0 | 0 | 0 | 0 | 0 | 0 | 0 | 0 | 0 | 0 | 0 | 0 | 1 | 1 | 1
7 | 11 | 4 | 0.27739 | 0.097752 | 0.040078 | 0.39949 | 0.55211 | 0.49395 | 0 | 0.14142 | 0.32387 | 0.26743 | 0.21641 | 0.49832 | 0.28538 | 0.54847 | 0.21696 | 0.19476 | 0.25867 | 0.96898 | 0.13478 | 0.33219 | 0.011249 | 0.097796 | 0.01355 | 0 | 0 | 3.6715e-06 | 0 | 0 | 0 | 0 | 0 | 0 | 0 | 0 | 0 | 0 | 0 | 0 | 0 | 0 | 0 | 0 | 2.2052e-05 | 1 | 1 | 1
7 | 11 | 5 | 0.28137 | 0.055867 | 0.0032977 | 0.49188 | 0.40936 | 0.50689 | 0 | 0.094859 | 0.34026 | 0.27331 | 0.24185 | 0.57435 | 0.29119 | 0.62703 | 0.17554 | 0.15364 | 0.42681 | 0.75061 | 0.069631 | 0.45227 | 0.0048754 | 0.055688 | 0.00020966 | 1.9277e-06 | 0.0019609 | 0.012496 | 0.0019233 | 6.2674e-05 | 1.1377e-05 | 9.5887e-06 | 0.0010649 | 7.7323e-06 | 0.0011381 | 0.0056172 | 0.0097979 | 0.0079865 | 0.0046834 | 0.0024891 | 0.0079179 | 0.00020038 | 0.0051065 | 0.013665 | 0.054403 | 1 | 1 | 1
7 | 11 | 6 | 0.12714 | 0.043593 | 0 | 0.44003 | 0.41961 | 0.64663 | 0 | 0.031114 | 0.18432 | 0.11745 | 0.17881 | 0.48417 | 0.13679 | 0.53787 | 0.12233 | 0.10162 | 0.39766 | 0.65228 | 0.039596 | 0.30313 | 0.00011233 | 0.043498 | 0 | 0.0042105 | 0.1124 | 0.10508 | 0.11024 | 0.0076442 | 0.043264 | 0.03051 | 0.14783 | 0.024612 | 0.21376 | 0.33748 | 0.28558 | 0.27787 | 0.26818 | 0.23689 | 0.27549 | 0.025994 | 0.12555 | 0.22542 | 0.20832 | 1 | 1 | 1
7 | 11 | 7 | 0.020962 | 0.042525 | 0 | 0.34996 | 0.40653 | 0.43435 | 0 | 0.0026814 | 0.071302 | 0.011341 | 0.095063 | 0.40154 | 0.029604 | 0.46165 | 0.094958 | 0.075416 | 0.12616 | 0.59163 | 0.027076 | 0.16589 | 0 | 0.04248 | 0 | 0.037773 | 0.29398 | 0.26374 | 0.28835 | 0.021003 | 0.28966 | 0.31005 | 0.50045 | 0.11159 | 0.53262 | 0.64395 | 0.57582 | 0.59641 | 0.57437 | 0.57338 | 0.59129 | 0.12103 | 0.24385 | 0.43595 | 0.52507 | 1 | 1 | 1
7 | 11 | 8 | 0.073154 | 0.04081 | 0 | 0.22748 | 0.33784 | 0.31117 | 0 | 0.0054401 | 0.13484 | 0.064127 | 0.10774 | 0.34787 | 0.083443 | 0.41279 | 0.073446 | 0.055258 | 0.17509 | 0.50322 | 0.031415 | 0.16699 | 0 | 0.040605 | 3.7177e-05 | 0.21789 | 0.49721 | 0.41384 | 0.48768 | 0.16132 | 0.48694 | 0.60311 | 0.73193 | 0.28835 | 0.81721 | 0.82998 | 0.80437 | 0.79118 | 0.76183 | 0.77809 | 0.78438 | 0.30617 | 0.42723 | 0.61558 | 0.75199 | 1 | 1 | 1
7 | 11 | 9 | 0.023993 | 0.075438 | 0 | 0.16831 | 0.2355 | 0.16183 | 0 | 0.052007 | 0.078262 | 0.014676 | 0.17285 | 0.30405 | 0.033197 | 0.37055 | 0.073517 | 0.05532 | 0.37117 | 0.46466 | 0.02859 | 0.14091 | 0.0011054 | 0.075283 | 0.0028946 | 0.42377 | 0.66395 | 0.56891 | 0.65123 | 0.35311 | 0.66442 | 0.75531 | 0.8508 | 0.56665 | 0.95351 | 0.93278 | 0.90634 | 0.88381 | 0.85989 | 0.87767 | 0.87622 | 0.3887 | 0.60308 | 0.72273 | 0.8585 | 1 | 1 | 1
7 | 11 | 10 | 0.026994 | 0.13104 | 0 | 0.17671 | 0.14473 | 0.076179 | 0 | 0.088323 | 0.080794 | 0.017569 | 0.21145 | 0.3 | 0.036135 | 0.36791 | 0.079474 | 0.060854 | 0.44861 | 0.40919 | 0.026304 | 0.14462 | 0.046446 | 0.13103 | 0.036197 | 0.57468 | 0.75536 | 0.63701 | 0.74088 | 0.33749 | 0.75463 | 0.85334 | 0.91426 | 0.64228 | 1 | 0.97728 | 0.9376 | 0.9257 | 0.93036 | 0.94486 | 0.91776 | 0.39615 | 0.61937 | 0.76822 | 0.9123 | 1 | 1 | 1
7 | 11 | 11 | 0.1019 | 0.17084 | 0 | 0.21932 | 0.1156 | 0.043729 | 0 | 0.15122 | 0.16409 | 0.092819 | 0.26323 | 0.31156 | 0.11228 | 0.37674 | 0.09135 | 0.072001 | 0.24888 | 0.6881 | 0.023822 | 0.18245 | 0.042323 | 0.17078 | 0.06811 | 0.68213 | 0.81535 | 0.57451 | 0.79972 | 0.35651 | 0.84045 | 0.86426 | 0.92449 | 0.82513 | 1 | 0.98388 | 0.94691 | 0.9313 | 0.95635 | 0.93133 | 0.9233 | 0.34555 | 0.61738 | 0.79962 | 0.8092 | 1 | 1 | 1
7 | 11 | 12 | 0.063937 | 0.20661 | 0 | 0.11006 | 0.14321 | 0.023122 | 0 | 0.20135 | 0.12089 | 0.054291 | 0.37757 | 0.3825 | 0.073576 | 0.44596 | 0.11508 | 0.094624 | 0.13761 | 0.36283 | 0.062121 | 0.32846 | 0.0087484 | 0.20659 | 0.099094 | 0.73632 | 0.83112 | 0.49978 | 0.81518 | 0.29684 | 0.85324 | 0.85481 | 0.91433 | 0.92997 | 0.99116 | 0.96383 | 0.92597 | 0.93277 | 0.9431 | 0.91435 | 0.92476 | 0.26828 | 0.52869 | 0.76302 | 0.64042 | 1 | 1 | 1
7 | 11 | 13 | 0.064945 | 0.22641 | 0 | 0.14618 | 0.28304 | 0.015421 | 0 | 0.2339 | 0.12147 | 0.055239 | 0.46401 | 0.43517 | 0.074523 | 0.49439 | 0.13435 | 0.11326 | 0.056897 | 0.18604 | 0.11878 | 0.36359 | 0.0068891 | 0.22607 | 0.12067 | 0.76691 | 0.84595 | 0.57815 | 0.82974 | 0.41994 | 0.81887 | 0.83734 | 0.89193 | 0.97153 | 1 | 0.95351 | 0.92674 | 0.91924 | 0.92196 | 0.91598 | 0.91134 | 0.23231 | 0.56312 | 0.71152 | 0.62985 | 1 | 1 | 1
7 | 11 | 14 | 0.14175 | 0.30264 | 0.00037857 | 0.19669 | 0.42196 | 0.026808 | 0 | 0.27946 | 0.19391 | 0.13141 | 0.53741 | 0.46832 | 0.15066 | 0.52406 | 0.16821 | 0.14641 | 0.027601 | 0.57113 | 0.089764 | 0.36302 | 0.19537 | 0.30234 | 0.19539 | 0.7292 | 0.82559 | 0.54204 | 0.80976 | 0.33336 | 0.84334 | 0.83226 | 0.89022 | 0.9638 | 0.98811 | 0.9511 | 0.92495 | 0.91267 | 0.92458 | 0.90487 | 0.90483 | 0.23285 | 0.5539 | 0.71498 | 0.45193 | 1 | 1 | 1
7 | 11 | 15 | 0.42642 | 0.43174 | 0.0059474 | 0.29965 | 0.51697 | 0.13621 | 0.00025599 | 0.34326 | 0.47866 | 0.41999 | 0.6264 | 0.4991 | 0.43509 | 0.55274 | 0.24596 | 0.22376 | 0.021876 | 0.86253 | 0.042186 | 0.35607 | 0.26105 | 0.43248 | 0.32051 | 0.66994 | 0.80691 | 0.42201 | 0.79144 | 0.46667 | 0.84451 | 0.83061 | 0.88899 | 0.97264 | 0.96302 | 0.94094 | 0.90188 | 0.90902 | 0.91048 | 0.87903 | 0.90121 | 0.27764 | 0.55104 | 0.62349 | 0.18054 | 1 | 1 | 1
7 | 11 | 16 | 0.49863 | 0.37289 | 0.023991 | 0.39032 | 0.60138 | 0.34856 | 0.0047403 | 0.44335 | 0.53187 | 0.49077 | 0.66279 | 0.51647 | 0.50436 | 0.56651 | 0.24035 | 0.21813 | 0.11879 | 0.76941 | 0.043808 | 0.38606 | 0.19252 | 0.37241 | 0.27089 | 0.55931 | 0.75028 | 0.41404 | 0.7359 | 0.58726 | 0.80613 | 0.79848 | 0.85753 | 0.93624 | 0.9342 | 0.90378 | 0.86892 | 0.85154 | 0.8585 | 0.81713 | 0.84422 | 0.34945 | 0.53599 | 0.62463 | 0.14937 | 1 | 1 | 1
7 | 11 | 17 | 0.81773 | 0.4112 | 0.031857 | 0.32551 | 0.66464 | 0.4027 | 0.020449 | 0.52935 | 0.84632 | 0.81713 | 0.69596 | 0.57226 | 0.82234 | 0.6173 | 0.27804 | 0.25601 | 0.53391 | 0.82677 | 0.085042 | 0.35222 | 0.075809 | 0.41143 | 0.30394 | 0.37363 | 0.61913 | 0.33285 | 0.60726 | 0.52114 | 0.74322 | 0.72269 | 0.76421 | 0.82795 | 0.82021 | 0.77626 | 0.7681 | 0.74812 | 0.74981 | 0.69511 | 0.74169 | 0.4792 | 0.50152 | 0.54174 | 0.071824 | 1 | 1 | 1
7 | 11 | 18 | 0.66975 | 0.37727 | 0.022634 | 0.36352 | 0.6922 | 0.40496 | 0.051465 | 0.6214 | 0.69647 | 0.66491 | 0.73473 | 0.66418 | 0.67428 | 0.70043 | 0.31042 | 0.28872 | 0.82499 | 0.78216 | 0.12056 | 0.32878 | 0.066091 | 0.3774 | 0.26849 | 0.14467 | 0.40238 | 0.20618 | 0.39467 | 0.42163 | 0.57599 | 0.55909 | 0.56364 | 0.56824 | 0.60461 | 0.57392 | 0.51699 | 0.52152 | 0.48303 | 0.49072 | 0.51704 | 0.30445 | 0.37395 | 0.34418 | 0.02205 | 1 | 1 | 1
7 | 11 | 19 | 0.57187 | 0.29425 | 0.01317 | 0.4041 | 0.78173 | 0.70108 | 0.081422 | 0.68579 | 0.59824 | 0.5646 | 0.79762 | 0.77723 | 0.57647 | 0.80589 | 0.33808 | 0.31675 | 0.61382 | 0.67429 | 0.27179 | 0.34549 | 0.021248 | 0.29386 | 0.18761 | 0.0080353 | 0.13555 | 0.080545 | 0.13295 | 0.20114 | 0.27386 | 0.21056 | 0.10145 | 0.10103 | 0.27657 | 0.30651 | 0.20517 | 0.20455 | 0.17577 | 0.17502 | 0.20279 | 0.12736 | 0.14089 | 0.067658 | 0.00015432 | 1 | 1 | 1
7 | 11 | 20 | 0.8046 | 0.277 | 0.14206 | 0.49191 | 0.85522 | 0.90987 | 0.1038 | 0.7044 | 0.83451 | 0.80384 | 0.76083 | 0.80032 | 0.80942 | 0.82438 | 0.31449 | 0.29285 | 0.53262 | 0.77182 | 0.20659 | 0.41638 | 0.043234 | 0.27667 | 0.16967 | 2.1302e-05 | 0.0029422 | 0.0025114 | 0.0028858 | 0.021968 | 0.017547 | 0.0053989 | 0.00096163 | 0.0011972 | 0.0010703 | 0.00028356 | 0 | 0 | 0 | 0 | 0 | 0.0056006 | 0.0056917 | 0 | 0 | 1 | 1 | 1
7 | 11 | 21 | 0.56822 | 0.31377 | 0.28981 | 0.44901 | 0.87372 | 0.82988 | 0.12406 | 0.62047 | 0.60219 | 0.56205 | 0.70139 | 0.78264 | 0.57397 | 0.80775 | 0.18411 | 0.16212 | 0.75785 | 0.67374 | 0.21634 | 0.37292 | 0.0083586 | 0.31387 | 0.2022 | 0 | 0 | 0 | 0 | 0 | 0 | 0 | 0 | 0 | 0 | 0 | 0 | 0 | 0 | 0 | 0 | 0 | 0 | 0 | 0 | 1 | 1 | 1
7 | 11 | 22 | 0.39222 | 0.30853 | 0.24689 | 0.38101 | 0.85382 | 0.75436 | 0.11555 | 0.48615 | 0.43404 | 0.38345 | 0.61026 | 0.75313 | 0.39939 | 0.78017 | 0.15886 | 0.13722 | 0.84677 | 0.53156 | 0.30642 | 0.32429 | 0.025655 | 0.30865 | 0.1966 | 0 | 0 | 0 | 0 | 0 | 0 | 0 | 0 | 0 | 0 | 0 | 0 | 0 | 0 | 0 | 0 | 0 | 0 | 0 | 0 | 1 | 1 | 1
7 | 11 | 23 | 0.44731 | 0.25838 | 0.5149 | 0.33783 | 0.82404 | 0.81407 | 0.090025 | 0.41867 | 0.4956 | 0.44062 | 0.56738 | 0.74457 | 0.45538 | 0.77371 | 0.10631 | 0.08623 | 0.88015 | 0.34095 | 0.29018 | 0.30868 | 0.013008 | 0.25834 | 0.14814 | 0 | 0 | 0 | 0 | 0 | 0 | 0 | 0 | 0 | 0 | 0 | 0 | 0 | 0 | 0 | 0 | 0 | 0 | 0 | 0 | 1 | 1 | 1
7 | 11 | 24 | 0.37729 | 0.19849 | 0.56922 | 0.27962 | 0.81215 | 0.61771 | 0.061554 | 0.38334 | 0.42617 | 0.3693 | 0.5339 | 0.731 | 0.38553 | 0.75966 | 0.11799 | 0.097492 | 0.89047 | 0.14809 | 0.27453 | 0.30691 | 0.0003015 | 0.19846 | 0.091975 | 0 | 0 | 0 | 0 | 0 | 0 | 0 | 0 | 0 | 0 | 0 | 0 | 0 | 0 | 0 | 0 | 0 | 0 | 0 | 0 | 1 | 1 | 1
7 | 12 | 1 | 0.30268 | 0.12405 | 0.60068 | 0.23989 | 0.78556 | 0.52966 | 0.03559 | 0.36729 | 0.35538 | 0.29398 | 0.48766 | 0.75601 | 0.31157 | 0.78517 | 0.27947 | 0.2575 | 0.80816 | 0.076113 | 0.15419 | 0.25052 | 0 | 0.12356 | 0.034894 | 0 | 0 | 0 | 0 | 0 | 0 | 0 | 0 | 0 | 0 | 0 | 0 | 0 | 0 | 0 | 0 | 0 | 0 | 0 | 0 | 1 | 1 | 1
7 | 12 | 2 | 0.24511 | 0.14332 | 0.62934 | 0.20209 | 0.72706 | 0.54009 | 0.040873 | 0.37007 | 0.29988 | 0.23589 | 0.44832 | 0.74334 | 0.25436 | 0.7713 | 0.30351 | 0.28172 | 0.63049 | 0.044708 | 0.028833 | 0.16286 | 0 | 0.14321 | 0.046233 | 0 | 0 | 0 | 0 | 0 | 0 | 0 | 0 | 0 | 0 | 0 | 0 | 0 | 0 | 0 | 0 | 0 | 0 | 0 | 0 | 1 | 1 | 1
7 | 12 | 3 | 0.22419 | 0.16608 | 0.60951 | 0.17141 | 0.68535 | 0.64734 | 0.02413 | 0.37575 | 0.28079 | 0.21499 | 0.47205 | 0.75045 | 0.23373 | 0.78045 | 0.28356 | 0.26157 | 0.44218 | 0.034107 | 0.030241 | 0.10416 | 0 | 0.16584 | 0.065783 | 0 | 0 | 0 | 0 | 0 | 0 | 0 | 0 | 0 | 0 | 0 | 0 | 0 | 0 | 0 | 0 | 0 | 0 | 0 | 0 | 1 | 1 | 1
7 | 12 | 4 | 0.20146 | 0.22455 | 0.57123 | 0.12956 | 0.6425 | 0.63639 | 0.047663 | 0.33492 | 0.25986 | 0.19229 | 0.46186 | 0.71083 | 0.21128 | 0.74327 | 0.22281 | 0.20063 | 0.58299 | 0.013898 | 0.045642 | 0.10982 | 0 | 0.22446 | 0.1164 | 0 | 0 | 2.1247e-06 | 0 | 0 | 0 | 0 | 0 | 0 | 0 | 0 | 0 | 0 | 0 | 0 | 0 | 0 | 0 | 0 | 1.2762e-05 | 1 | 1 | 1
7 | 12 | 5 | 0.13984 | 0.28589 | 0.53633 | 0.1225 | 0.63501 | 0.55208 | 0.070324 | 0.25947 | 0.19827 | 0.13025 | 0.43038 | 0.66564 | 0.14969 | 0.70319 | 0.08585 | 0.066906 | 0.68925 | 0.010121 | 0.083523 | 0.071753 | 0 | 0.28615 | 0.17218 | 1.8864e-06 | 0.0029033 | 0.056963 | 0.0028476 | 0.0042259 | 5.5869e-05 | 7.9227e-05 | 0.00069384 | 1.9701e-05 | 0.0012247 | 0.0053691 | 0.018678 | 0.009484 | 0.0057634 | 0.0027542 | 0.0094025 | 0.10546 | 0.059728 | 0.034637 | 0.080677 | 1 | 1 | 1
7 | 12 | 6 | 0.086025 | 0.2687 | 0.41894 | 0.084852 | 0.60858 | 0.40105 | 0.076588 | 0.23106 | 0.14437 | 0.076425 | 0.27247 | 0.6065 | 0.095869 | 0.64997 | 0.063461 | 0.046095 | 0.35632 | 0.014129 | 0.031445 | 0.062709 | 0 | 0.26852 | 0.15979 | 0.004937 | 0.16013 | 0.35187 | 0.15706 | 0.21632 | 0.10613 | 0.13901 | 0.16398 | 0.12481 | 0.26126 | 0.35004 | 0.39856 | 0.32143 | 0.3047 | 0.27631 | 0.31867 | 0.44681 | 0.41967 | 0.35873 | 0.28151 | 1 | 1 | 1
7 | 12 | 7 | 0.045792 | 0.27555 | 0.33376 | 0.024567 | 0.45306 | 0.14719 | 0.086772 | 0.10376 | 0.10283 | 0.036389 | 0.17293 | 0.53327 | 0.055419 | 0.58332 | 0.070542 | 0.052582 | 0.1462 | 0.0033668 | 0.0097104 | 0.032846 | 0 | 0.27552 | 0.16501 | 0.031862 | 0.38169 | 0.57029 | 0.37437 | 0.57273 | 0.4594 | 0.48358 | 0.49796 | 0.51106 | 0.60378 | 0.65378 | 0.65953 | 0.61495 | 0.58274 | 0.57528 | 0.60967 | 0.65915 | 0.64482 | 0.63382 | 0.46766 | 1 | 1 | 1
7 | 12 | 8 | 0.020264 | 0.27067 | 0.13438 | 0.014015 | 0.3731 | 0.1204 | 0.069618 | 0.017374 | 0.075768 | 0.011618 | 0.14224 | 0.45331 | 0.029626 | 0.51223 | 0.047148 | 0.031566 | 0.26999 | 0.0074314 | 0.011406 | 0.0074225 | 0 | 0.27071 | 0.1594 | 0.23955 | 0.58361 | 0.72287 | 0.57242 | 0.76544 | 0.62739 | 0.69835 | 0.71854 | 0.7642 | 0.81651 | 0.83251 | 0.81622 | 0.78875 | 0.75407 | 0.76631 | 0.78197 | 0.76439 | 0.75717 | 0.79311 | 0.58031 | 1 | 1 | 1
7 | 12 | 9 | 0.0018897 | 0.2398 | 0.010246 | 0.013739 | 0.27664 | 0.1447 | 0.048972 | 0.00094834 | 0.054641 | 0.00059813 | 0.14721 | 0.32142 | 0.01045 | 0.38938 | 0.012086 | 0.0042032 | 0.15411 | 0.0076184 | 0.015814 | 0.016738 | 0 | 0.23996 | 0.1282 | 0.46507 | 0.74265 | 0.79836 | 0.72841 | 0.90155 | 0.81035 | 0.81903 | 0.84035 | 0.91242 | 0.91307 | 0.93754 | 0.90516 | 0.88619 | 0.85751 | 0.86921 | 0.87858 | 0.78001 | 0.82363 | 0.87734 | 0.5817 | 1 | 1 | 1
7 | 12 | 10 | 4.7943e-05 | 0.15156 | 0 | 0.023154 | 0.14919 | 0.13756 | 0.046499 | 0 | 0.04493 | 0 | 0.16368 | 0.16135 | 0.0020495 | 0.23363 | 0.016229 | 0.0067342 | 0.17468 | 0.01532 | 0.031302 | 0.033526 | 4.4279e-05 | 0.15116 | 0.055283 | 0.63583 | 0.84169 | 0.83026 | 0.82555 | 0.95789 | 0.88574 | 0.87743 | 0.91155 | 0.98775 | 1 | 0.97836 | 0.93963 | 0.93055 | 0.88797 | 0.9255 | 0.92256 | 0.74989 | 0.84083 | 0.894 | 0.61267 | 1 | 1 | 1
7 | 12 | 11 | 0 | 0.1363 | 0 | 0.044397 | 0.0413 | 0.11034 | 0.054903 | 0 | 0.033941 | 0 | 0.18538 | 0.045543 | 9.3388e-05 | 0.11237 | 0.035759 | 0.021781 | 0.19209 | 0.030582 | 0.078564 | 0.076455 | 0.0021007 | 0.1362 | 0.040713 | 0.74248 | 0.88934 | 0.84148 | 0.87229 | 0.96409 | 0.90861 | 0.88613 | 0.92795 | 1 | 1 | 0.98723 | 0.954 | 0.94069 | 0.91766 | 0.93128 | 0.93262 | 0.773 | 0.86107 | 0.88181 | 0.56954 | 1 | 1 | 1
7 | 12 | 12 | 1.954e-05 | 0.11925 | 0 | 0.088285 | 0.0041951 | 0.10306 | 0.070847 | 0.0050618 | 0.039482 | 0 | 0.2504 | 0.02462 | 0.00051396 | 0.091381 | 0.06205 | 0.044822 | 0.25883 | 0.042515 | 0.30432 | 0.12911 | 0.011695 | 0.11867 | 0.032223 | 0.79739 | 0.90061 | 0.81904 | 0.88335 | 0.95918 | 0.88953 | 0.87973 | 0.9152 | 0.99979 | 1 | 0.96498 | 0.93056 | 0.91921 | 0.90517 | 0.93184 | 0.91131 | 0.83138 | 0.77845 | 0.8747 | 0.47762 | 1 | 1 | 1
7 | 12 | 13 | 0.0012085 | 0.21832 | 0 | 0.12876 | 0.003474 | 0.094876 | 0.10087 | 0.058097 | 0.053764 | 0.00036371 | 0.31981 | 0.049696 | 0.0096727 | 0.11964 | 0.077674 | 0.05921 | 0.18663 | 0.052113 | 0.17157 | 0.18359 | 0.0058256 | 0.21846 | 0.10837 | 0.80376 | 0.88661 | 0.82002 | 0.86961 | 0.9301 | 0.85719 | 0.85277 | 0.88887 | 0.9746 | 0.9864 | 0.95293 | 0.91151 | 0.90131 | 0.87359 | 0.8948 | 0.89357 | 0.81412 | 0.79535 | 0.84168 | 0.53824 | 1 | 1 | 1
7 | 12 | 14 | 0.01959 | 0.27046 | 0 | 0.16093 | 0.025542 | 0.071939 | 0.12767 | 0.18044 | 0.073198 | 0.010799 | 0.39211 | 0.11547 | 0.028681 | 0.18662 | 0.14681 | 0.12543 | 0.1222 | 0.041821 | 0.22524 | 0.19996 | 0.0083137 | 0.27132 | 0.15072 | 0.7737 | 0.8751 | 0.78808 | 0.85832 | 0.92254 | 0.85366 | 0.84701 | 0.88525 | 0.9718 | 0.98811 | 0.95015 | 0.91414 | 0.89724 | 0.88657 | 0.89662 | 0.88953 | 0.69251 | 0.80278 | 0.8425 | 0.51318 | 1 | 1 | 1
7 | 12 | 15 | 0.10153 | 0.10606 | 0 | 0.18162 | 0.090412 | 0.092168 | 0.17487 | 0.35088 | 0.15913 | 0.091842 | 0.47508 | 0.25377 | 0.11125 | 0.32548 | 0.12383 | 0.10306 | 0.03541 | 0.034043 | 0.14397 | 0.21893 | 0.020808 | 0.10528 | 0.024793 | 0.70101 | 0.84297 | 0.76702 | 0.82681 | 0.89976 | 0.85696 | 0.8451 | 0.88149 | 0.95626 | 0.97093 | 0.93912 | 0.90793 | 0.88259 | 0.8853 | 0.8873 | 0.87501 | 0.73138 | 0.80721 | 0.8329 | 0.44038 | 1 | 1 | 1
7 | 12 | 16 | 0.22208 | 0.10599 | 0.00053605 | 0.20355 | 0.2392 | 0.14711 | 0.22953 | 0.54415 | 0.28014 | 0.2131 | 0.53925 | 0.37334 | 0.23182 | 0.43675 | 0.12255 | 0.10184 | 0.070969 | 0.018201 | 0.11463 | 0.24653 | 0.030658 | 0.10563 | 0.021364 | 0.57288 | 0.76718 | 0.68549 | 0.75247 | 0.86201 | 0.82029 | 0.81193 | 0.83166 | 0.91343 | 0.92699 | 0.89172 | 0.85912 | 0.83329 | 0.82073 | 0.84312 | 0.82613 | 0.60656 | 0.77184 | 0.80212 | 0.3388 | 1 | 1 | 1
7 | 12 | 17 | 0.28968 | 0.16564 | 0.023262 | 0.24025 | 0.42779 | 0.27759 | 0.27093 | 0.67748 | 0.34327 | 0.28091 | 0.59228 | 0.48203 | 0.29871 | 0.54083 | 0.18012 | 0.15816 | 0.12347 | 0.010084 | 0.047969 | 0.28167 | 0.023259 | 0.16553 | 0.064266 | 0.37511 | 0.61914 | 0.57769 | 0.60727 | 0.67755 | 0.73918 | 0.72558 | 0.72488 | 0.79156 | 0.82159 | 0.7842 | 0.76136 | 0.71536 | 0.68934 | 0.6938 | 0.70921 | 0.54419 | 0.69429 | 0.66013 | 0.2279 | 1 | 1 | 1
7 | 12 | 18 | 0.35938 | 0.23402 | 0.22316 | 0.31788 | 0.57602 | 0.47114 | 0.32467 | 0.74996 | 0.40906 | 0.35119 | 0.62244 | 0.47976 | 0.36777 | 0.53484 | 0.18659 | 0.16457 | 0.15063 | 0.0020447 | 0.039156 | 0.35511 | 0.0062309 | 0.23461 | 0.1184 | 0.14696 | 0.40694 | 0.38485 | 0.39914 | 0.50118 | 0.59802 | 0.55572 | 0.54899 | 0.55263 | 0.61596 | 0.58471 | 0.53724 | 0.48174 | 0.47955 | 0.48422 | 0.47761 | 0.41356 | 0.52278 | 0.4034 | 0.062767 | 1 | 1 | 1
7 | 12 | 19 | 0.439 | 0.149 | 0.46024 | 0.42968 | 0.66578 | 0.73764 | 0.43243 | 0.78644 | 0.48556 | 0.43187 | 0.60371 | 0.46953 | 0.44682 | 0.52042 | 0.30146 | 0.27966 | 0.18122 | 0.0027939 | 0.069958 | 0.42198 | 0.013378 | 0.14873 | 0.052199 | 0.0069463 | 0.15081 | 0.15072 | 0.14792 | 0.26762 | 0.3369 | 0.26834 | 0.088454 | 0.13401 | 0.34927 | 0.30671 | 0.21505 | 0.18436 | 0.17235 | 0.17094 | 0.18277 | 0.18479 | 0.2031 | 0.086935 | 0.00058948 | 1 | 1 | 1
7 | 12 | 20 | 0.46694 | 0.10811 | 0.49518 | 0.56351 | 0.74548 | 0.96586 | 0.47472 | 0.76948 | 0.50963 | 0.4598 | 0.59033 | 0.58235 | 0.47415 | 0.62647 | 0.32811 | 0.30663 | 0.24561 | 0.038474 | 0.10742 | 0.48506 | 0.12855 | 0.10736 | 0.025777 | 1.8879e-05 | 0.0045709 | 0.0084268 | 0.0044832 | 0.034615 | 0.026242 | 0.01009 | 0.0011203 | 0.0015425 | 0.0014625 | 0.0002328 | 0 | 0 | 0 | 0 | 0 | 0.023983 | 0.0059827 | 0 | 0 | 1 | 1 | 1
7 | 12 | 21 | 0.50936 | 0.2264 | 0.55789 | 0.5044 | 0.76736 | 0.94041 | 0.5034 | 0.73657 | 0.55172 | 0.5031 | 0.57703 | 0.72543 | 0.51647 | 0.76104 | 0.2904 | 0.26848 | 0.27174 | 0.050232 | 0.14065 | 0.46048 | 0.51422 | 0.22742 | 0.10728 | 0 | 0 | 0 | 0 | 0 | 0 | 0 | 0 | 0 | 0 | 0 | 0 | 0 | 0 | 0 | 0 | 0 | 0 | 0 | 0 | 1 | 1 | 1
7 | 12 | 22 | 0.47451 | 0.087382 | 0.54003 | 0.43596 | 0.79585 | 0.88306 | 0.5457 | 0.72809 | 0.51834 | 0.46771 | 0.49156 | 0.73334 | 0.48188 | 0.77006 | 0.28856 | 0.26662 | 0.16693 | 0.12457 | 0.13844 | 0.38551 | 0.85925 | 0.086799 | 0.011722 | 0 | 0 | 0 | 0 | 0 | 0 | 0 | 0 | 0 | 0 | 0 | 0 | 0 | 0 | 0 | 0 | 0 | 0 | 0 | 0 | 1 | 1 | 1
7 | 12 | 23 | 0.39998 | 0.072492 | 0.52121 | 0.38086 | 0.82186 | 0.89506 | 0.56518 | 0.7183 | 0.44538 | 0.39189 | 0.37361 | 0.56392 | 0.40768 | 0.60585 | 0.3125 | 0.29082 | 0.15748 | 0.20192 | 0.094054 | 0.35219 | 0.75972 | 0.072347 | 0.0011681 | 0 | 0 | 0 | 0 | 0 | 0 | 0 | 0 | 0 | 0 | 0 | 0 | 0 | 0 | 0 | 0 | 0 | 0 | 0 | 0 | 1 | 1 | 1
7 | 12 | 24 | 0.40334 | 0.070409 | 0.49825 | 0.35794 | 0.84816 | 0.87437 | 0.57005 | 0.67674 | 0.45206 | 0.39582 | 0.32319 | 0.51883 | 0.41153 | 0.56897 | 0.28367 | 0.26169 | 0.29232 | 0.10915 | 0.056683 | 0.29566 | 0.61992 | 0.069948 | 0.0020409 | 0 | 0 | 0 | 0 | 0 | 0 | 0 | 0 | 0 | 0 | 0 | 0 | 0 | 0 | 0 | 0 | 0 | 0 | 0 | 0 | 1 | 1 | 1
7 | 13 | 1 | 0.36369 | 0.16259 | 0.50497 | 0.36503 | 0.86031 | 0.72573 | 0.55952 | 0.63329 | 0.41322 | 0.35554 | 0.24364 | 0.51169 | 0.37205 | 0.56329 | 0.25338 | 0.2312 | 0.23675 | 0.076407 | 0.033566 | 0.25783 | 0.56765 | 0.16306 | 0.056752 | 0 | 0 | 0 | 0 | 0 | 0 | 0 | 0 | 0 | 0 | 0 | 0 | 0 | 0 | 0 | 0 | 0 | 0 | 0 | 0 | 1 | 1 | 1
7 | 13 | 2 | 0.32776 | 0.12931 | 0.49363 | 0.30971 | 0.85662 | 0.75352 | 0.55272 | 0.58783 | 0.38074 | 0.31951 | 0.20763 | 0.51014 | 0.33667 | 0.56497 | 0.22853 | 0.20629 | 0.16542 | 0.046695 | 0.014702 | 0.20243 | 0.61709 | 0.12922 | 0.035494 | 0 | 0 | 0 | 0 | 0 | 0 | 0 | 0 | 0 | 0 | 0 | 0 | 0 | 0 | 0 | 0 | 0 | 0 | 0 | 0 | 1 | 1 | 1
7 | 13 | 3 | 0.24942 | 0.10395 | 0.47452 | 0.20307 | 0.85099 | 0.81475 | 0.56018 | 0.52812 | 0.30425 | 0.24027 | 0.17978 | 0.4353 | 0.25868 | 0.49489 | 0.20282 | 0.18066 | 0.082838 | 0.053283 | 0.010114 | 0.16509 | 0.58593 | 0.10392 | 0.017768 | 0 | 0 | 0 | 0 | 0 | 0 | 0 | 0 | 0 | 0 | 0 | 0 | 0 | 0 | 0 | 0 | 0 | 0 | 0 | 0 | 1 | 1 | 1
7 | 13 | 4 | 0.19452 | 0.069753 | 0.48084 | 0.12328 | 0.8326 | 0.83169 | 0.54363 | 0.44776 | 0.25213 | 0.18517 | 0.15025 | 0.32019 | 0.20423 | 0.39168 | 0.20525 | 0.18307 | 0.037982 | 0.095273 | 0.011683 | 0.12989 | 0.48948 | 0.069546 | 0.00029587 | 0 | 0 | 2.3991e-07 | 0 | 0 | 0 | 0 | 0 | 0 | 0 | 0 | 0 | 0 | 0 | 0 | 0 | 0 | 0 | 0 | 1.441e-06 | 1 | 1 | 1
7 | 13 | 5 | 0.13658 | 0.069136 | 0.4812 | 0.090102 | 0.78092 | 0.78103 | 0.51593 | 0.3518 | 0.19603 | 0.12714 | 0.09479 | 0.095101 | 0.14658 | 0.16212 | 0.19959 | 0.17745 | 0.011556 | 0.12332 | 0.014582 | 0.074825 | 0.52389 | 0.069022 | 6.9946e-05 | 1.7649e-06 | 0.0026376 | 0.045201 | 0.002587 | 0.0051899 | 4.792e-05 | 6.7951e-05 | 0.0013547 | 6.1577e-06 | 0.00080865 | 0.0047 | 0.014884 | 0.0092485 | 0.0058227 | 0.0017521 | 0.0091691 | 0.052143 | 0.054959 | 0.03319 | 0.083684 | 1 | 1 | 1
7 | 13 | 6 | 0.053392 | 0.081346 | 0.48216 | 0.056605 | 0.67577 | 0.61159 | 0.49154 | 0.2526 | 0.10904 | 0.044372 | 0.058531 | 0.0047718 | 0.062477 | 0.031069 | 0.20883 | 0.18678 | 0.02749 | 0.095728 | 0.011966 | 0.021941 | 0.44778 | 0.081398 | 0.0043728 | 0.0047656 | 0.1627 | 0.31623 | 0.15958 | 0.27212 | 0.15084 | 0.13351 | 0.21587 | 0.10629 | 0.23099 | 0.33903 | 0.36883 | 0.33142 | 0.31326 | 0.23901 | 0.32857 | 0.27094 | 0.39752 | 0.29003 | 0.40208 | 1 | 1 | 1
7 | 13 | 7 | 0.0030068 | 0.066918 | 0.40786 | 0.013282 | 0.49332 | 0.19885 | 0.46142 | 0.10828 | 0.023026 | 0.0023081 | 0.0033057 | 0 | 0.0033628 | 0.0042649 | 0.58722 | 0.57201 | 0.011761 | 0.033993 | 0.010128 | 0.01744 | 0.24212 | 0.066755 | 0.00011824 | 0.029711 | 0.38561 | 0.53004 | 0.37822 | 0.60864 | 0.49715 | 0.48234 | 0.5404 | 0.49314 | 0.60008 | 0.63833 | 0.64392 | 0.61159 | 0.60819 | 0.56755 | 0.60634 | 0.53034 | 0.63923 | 0.51941 | 0.54028 | 1 | 1 | 1
7 | 13 | 8 | 0 | 0.078048 | 0.20887 | 0.0058956 | 0.39495 | 0.12131 | 0.41817 | 0.01029 | 0.00081472 | 0 | 0 | 0 | 0 | 0.0014165 | 0.33448 | 0.31318 | 0.0015224 | 0.050165 | 0.0091713 | 0.012843 | 0.15369 | 0.07803 | 0.0031141 | 0.23948 | 0.59249 | 0.71637 | 0.58113 | 0.79709 | 0.7073 | 0.69403 | 0.74215 | 0.7516 | 0.82058 | 0.82041 | 0.81443 | 0.78834 | 0.78672 | 0.77382 | 0.78157 | 0.71562 | 0.77557 | 0.74508 | 0.66314 | 1 | 1 | 1
7 | 13 | 9 | 0 | 0.078709 | 0.24208 | 0.0043612 | 0.29103 | 0.13125 | 0.39619 | 0 | 0.0031846 | 0 | 0 | 0 | 0 | 0.0046953 | 0.13789 | 0.11679 | 0.0019238 | 0.065014 | 0.015935 | 0.035608 | 0.079293 | 0.078616 | 0.0038105 | 0.46337 | 0.73987 | 0.82557 | 0.72569 | 0.89813 | 0.82608 | 0.80535 | 0.84559 | 0.88966 | 0.94555 | 0.90764 | 0.89191 | 0.89983 | 0.89305 | 0.81319 | 0.8921 | 0.793 | 0.8366 | 0.85056 | 0.80368 | 1 | 1 | 1
7 | 13 | 10 | 0 | 0.087412 | 0.2054 | 0.0082448 | 0.11872 | 0.15125 | 0.42064 | 0 | 0.0010487 | 0 | 0 | 0 | 0 | 0.005969 | 0.088572 | 0.06939 | 0.0053567 | 0.043263 | 0.052525 | 0.090115 | 0.041015 | 0.087382 | 0.0079538 | 0.63355 | 0.83746 | 0.88549 | 0.8214 | 0.95344 | 0.87829 | 0.86947 | 0.89802 | 0.96335 | 1 | 0.97199 | 0.93375 | 0.94905 | 0.90332 | 0.89587 | 0.9409 | 0.83047 | 0.87571 | 0.86909 | 0.83483 | 1 | 1 | 1
7 | 13 | 11 | 0 | 0.088812 | 0.16983 | 0.016794 | 0.017063 | 0.14098 | 0.40512 | 0 | 0.0037033 | 0 | 0.00046765 | 0 | 0 | 0.016552 | 0.087072 | 0.067981 | 0.016983 | 0.029739 | 0.048096 | 0.15399 | 0.012264 | 0.088794 | 0.0086444 | 0.72187 | 0.86415 | 0.92129 | 0.84758 | 0.97126 | 0.8864 | 0.88809 | 0.92675 | 0.9959 | 1 | 0.98577 | 0.94342 | 0.91884 | 0.7974 | 0.80317 | 0.91095 | 0.79148 | 0.88167 | 0.91096 | 0.89603 | 1 | 1 | 1
7 | 13 | 12 | 0 | 0.079971 | 0.17005 | 0.022548 | 0 | 0.12679 | 0.42468 | 0 | 0.017501 | 0 | 0.0097545 | 0 | 0 | 0.025811 | 0.13761 | 0.11645 | 0.040815 | 0.031809 | 0.037535 | 0.22743 | 0.0016789 | 0.079883 | 0.0044085 | 0.7914 | 0.89363 | 0.9034 | 0.8765 | 0.96064 | 0.87099 | 0.8709 | 0.91254 | 0.9901 | 1 | 0.97194 | 0.92954 | 0.91814 | 0.87634 | 0.90639 | 0.91026 | 0.80493 | 0.86725 | 0.89127 | 0.79307 | 1 | 1 | 1
7 | 13 | 13 | 0 | 0.077557 | 0.17197 | 0.044509 | 0 | 0.12067 | 0.4801 | 0.0010686 | 0.033348 | 0 | 0.038088 | 0 | 0 | 0.037255 | 0.19961 | 0.17748 | 0.33492 | 0.035649 | 0.21361 | 0.2988 | 0.00016087 | 0.077475 | 0.0031895 | 0.7824 | 0.86303 | 0.85011 | 0.84649 | 0.94121 | 0.83907 | 0.84689 | 0.88994 | 0.96503 | 0.98722 | 0.9498 | 0.92281 | 0.8942 | 0.75727 | 0.75577 | 0.88652 | 0.73037 | 0.85631 | 0.84725 | 0.67852 | 1 | 1 | 1
7 | 13 | 14 | 0 | 0.079318 | 0.23428 | 0.065174 | 0 | 0.12548 | 0.53387 | 0.016458 | 0.041871 | 0 | 0.039409 | 0.00062628 | 0.0004096 | 0.042863 | 0.20306 | 0.1809 | 0.54689 | 0.029902 | 0.16644 | 0.34652 | 0.0065452 | 0.079164 | 0.0044575 | 0.73429 | 0.82926 | 0.86092 | 0.81336 | 0.9345 | 0.84088 | 0.83802 | 0.87927 | 0.96181 | 0.98813 | 0.9491 | 0.92293 | 0.9095 | 0.74546 | 0.49295 | 0.90169 | 0.81471 | 0.83721 | 0.75632 | 0.79877 | 1 | 1 | 1
7 | 13 | 15 | 0.007226 | 0.099039 | 0.40341 | 0.086389 | 0.0049192 | 0.15425 | 0.57673 | 0.082369 | 0.055626 | 0.0062636 | 0.075468 | 0.013199 | 0.013954 | 0.077937 | 0.2235 | 0.20127 | 0.53792 | 0.032012 | 0.22696 | 0.37861 | 0.055761 | 0.098588 | 0.017729 | 0.66341 | 0.79553 | 0.82616 | 0.78028 | 0.92813 | 0.81942 | 0.83707 | 0.88048 | 0.94691 | 0.9723 | 0.90206 | 0.9018 | 0.89465 | 0.76414 | 0.47702 | 0.88697 | 0.68752 | 0.85444 | 0.78736 | 0.77318 | 1 | 1 | 1
7 | 13 | 16 | 0.1221 | 0.20274 | 0.49083 | 0.10361 | 0.050226 | 0.16919 | 0.59617 | 0.18881 | 0.18116 | 0.11313 | 0.16938 | 0.054466 | 0.13194 | 0.12751 | 0.23516 | 0.21293 | 0.4221 | 0.048321 | 0.33639 | 0.40167 | 0.034469 | 0.20247 | 0.0983 | 0.53838 | 0.71761 | 0.74906 | 0.70385 | 0.89663 | 0.80175 | 0.80222 | 0.84516 | 0.89495 | 0.92145 | 0.71618 | 0.86376 | 0.80943 | 0.68591 | 0.53498 | 0.80248 | 0.66173 | 0.82219 | 0.70421 | 0.63735 | 1 | 1 | 1
7 | 13 | 17 | 0.2235 | 0.35405 | 0.53876 | 0.1281 | 0.191 | 0.19233 | 0.61086 | 0.35795 | 0.28131 | 0.21449 | 0.35188 | 0.07415 | 0.23321 | 0.14651 | 0.24239 | 0.22018 | 0.44548 | 0.044857 | 0.25175 | 0.45955 | 0.14779 | 0.35532 | 0.23107 | 0.36842 | 0.60526 | 0.60997 | 0.59365 | 0.82314 | 0.71795 | 0.71255 | 0.7526 | 0.77175 | 0.80041 | 0.67335 | 0.75972 | 0.72808 | 0.6539 | 0.52392 | 0.72183 | 0.6336 | 0.74298 | 0.53602 | 0.37308 | 1 | 1 | 1
7 | 13 | 18 | 0.28549 | 0.18589 | 0.5778 | 0.17602 | 0.39721 | 0.26693 | 0.6271 | 0.47365 | 0.33572 | 0.27619 | 0.47871 | 0.12507 | 0.29403 | 0.18943 | 0.30423 | 0.28247 | 0.22909 | 0.053867 | 0.15384 | 0.47054 | 0.27664 | 0.18409 | 0.098333 | 0.14414 | 0.39348 | 0.41538 | 0.38593 | 0.66908 | 0.56717 | 0.5332 | 0.5679 | 0.49935 | 0.54378 | 0.493 | 0.55636 | 0.51307 | 0.36585 | 0.40802 | 0.50866 | 0.5272 | 0.57705 | 0.35071 | 0.10464 | 1 | 1 | 1
7 | 13 | 19 | 0.47833 | 0.4303 | 0.72106 | 0.2466 | 0.64564 | 0.42657 | 0.64207 | 0.55031 | 0.5215 | 0.47155 | 0.5467 | 0.3954 | 0.48559 | 0.46341 | 0.41908 | 0.39926 | 0.12522 | 0.14163 | 0.27754 | 0.47537 | 0.23038 | 0.4324 | 0.3033 | 0.0067947 | 0.13488 | 0.16287 | 0.1323 | 0.32323 | 0.27985 | 0.25674 | 0.12193 | 0.055909 | 0.25657 | 0.2537 | 0.22347 | 0.19879 | 0.11892 | 0.12983 | 0.19708 | 0.24603 | 0.24605 | 0.073615 | 0.00060446 | 1 | 1 | 1
7 | 13 | 20 | 0.64736 | 0.16636 | 0.78955 | 0.34472 | 0.82129 | 0.8568 | 0.65754 | 0.61935 | 0.67915 | 0.64275 | 0.58833 | 0.50637 | 0.65268 | 0.56327 | 0.43616 | 0.41672 | 0.3774 | 0.28669 | 0.36171 | 0.48602 | 0.097249 | 0.16561 | 0.071449 | 1.9529e-05 | 0.0044567 | 0.0087083 | 0.0043712 | 0.044623 | 0.015813 | 0.0092134 | 0.0019507 | 0.00058589 | 0.00076489 | 0.00017113 | 0 | 0 | 0 | 0 | 0 | 0.025838 | 0.0064624 | 0 | 0 | 1 | 1 | 1
7 | 13 | 21 | 0.72834 | 0.063811 | 0.72862 | 0.3182 | 0.86296 | 0.82972 | 0.66943 | 0.59515 | 0.75887 | 0.72562 | 0.5686 | 0.4879 | 0.73337 | 0.54342 | 0.39048 | 0.37006 | 0.52127 | 0.27565 | 0.34481 | 0.49966 | 0.037899 | 0.06302 | 0.0015208 | 0 | 0 | 0 | 0 | 0 | 0 | 0 | 0 | 0 | 0 | 0 | 0 | 0 | 0 | 0 | 0 | 0 | 0 | 0 | 0 | 1 | 1 | 1
7 | 13 | 22 | 0.53785 | 0.12476 | 0.70837 | 0.25609 | 0.8744 | 0.83491 | 0.67019 | 0.50861 | 0.57436 | 0.53135 | 0.53374 | 0.42433 | 0.54403 | 0.48336 | 0.36035 | 0.33938 | 0.60081 | 0.29705 | 0.43766 | 0.46276 | 0.015903 | 0.1251 | 0.029015 | 0 | 0 | 0 | 0 | 0 | 0 | 0 | 0 | 0 | 0 | 0 | 0 | 0 | 0 | 0 | 0 | 0 | 0 | 0 | 0 | 1 | 1 | 1
7 | 13 | 23 | 0.40059 | 0.088015 | 0.68351 | 0.24575 | 0.87309 | 0.7354 | 0.66365 | 0.44898 | 0.44653 | 0.39261 | 0.49735 | 0.36508 | 0.40837 | 0.43051 | 0.3272 | 0.30571 | 0.53146 | 0.51706 | 0.41953 | 0.43828 | 0.17778 | 0.087987 | 0.0085283 | 0 | 0 | 0 | 0 | 0 | 0 | 0 | 0 | 0 | 0 | 0 | 0 | 0 | 0 | 0 | 0 | 0 | 0 | 0 | 0 | 1 | 1 | 1
7 | 13 | 24 | 0.33062 | 0.045168 | 0.66166 | 0.26132 | 0.8561 | 0.63627 | 0.65504 | 0.41183 | 0.38169 | 0.32213 | 0.44201 | 0.2651 | 0.33924 | 0.33723 | 0.27253 | 0.25046 | 0.33387 | 0.54043 | 0.27234 | 0.38854 | 0.016234 | 0.044973 | 0.00012842 | 0 | 0 | 0 | 0 | 0 | 0 | 0 | 0 | 0 | 0 | 0 | 0 | 0 | 0 | 0 | 0 | 0 | 0 | 0 | 0 | 1 | 1 | 1
7 | 14 | 1 | 0.28468 | 0.035698 | 0.5216 | 0.25316 | 0.8169 | 0.62712 | 0.6485 | 0.35575 | 0.33918 | 0.27597 | 0.37662 | 0.12631 | 0.29385 | 0.19254 | 0.2511 | 0.22891 | 0.29382 | 0.34349 | 0.17699 | 0.34466 | 0.021593 | 0.035522 | 0 | 0 | 0 | 0 | 0 | 0 | 0 | 0 | 0 | 0 | 0 | 0 | 0 | 0 | 0 | 0 | 0 | 0 | 0 | 0 | 0 | 1 | 1 | 1
7 | 14 | 2 | 0.21965 | 0.057926 | 0.43992 | 0.26224 | 0.7585 | 0.75872 | 0.58467 | 0.29235 | 0.27663 | 0.21046 | 0.27341 | 0.17075 | 0.22924 | 0.24691 | 0.19882 | 0.17669 | 0.19607 | 0.34867 | 0.1405 | 0.31891 | 0.065778 | 0.058042 | 0 | 0 | 0 | 0 | 0 | 0 | 0 | 0 | 0 | 0 | 0 | 0 | 0 | 0 | 0 | 0 | 0 | 0 | 0 | 0 | 0 | 1 | 1 | 1
7 | 14 | 3 | 0.14305 | 0.040712 | 0.43528 | 0.19438 | 0.69827 | 0.8279 | 0.55984 | 0.25294 | 0.20143 | 0.13347 | 0.22654 | 0.1674 | 0.15289 | 0.24548 | 0.15126 | 0.12976 | 0.13107 | 0.35753 | 0.10488 | 0.28771 | 0.16024 | 0.040527 | 0 | 0 | 0 | 0 | 0 | 0 | 0 | 0 | 0 | 0 | 0 | 0 | 0 | 0 | 0 | 0 | 0 | 0 | 0 | 0 | 0 | 1 | 1 | 1
7 | 14 | 4 | 0.075493 | 0.057673 | 0.35778 | 0.11925 | 0.63918 | 0.69216 | 0.50822 | 0.20259 | 0.1335 | 0.065922 | 0.18543 | 0.065491 | 0.085278 | 0.13531 | 0.14768 | 0.12625 | 0.19255 | 0.3605 | 0.081187 | 0.24316 | 0.26421 | 0.057655 | 0 | 0 | 0 | 1.996e-06 | 0 | 0 | 0 | 0 | 0 | 0 | 0 | 0 | 0 | 0 | 0 | 0 | 0 | 0 | 0 | 0 | 1.1988e-05 | 1 | 1 | 1
7 | 14 | 5 | 0.025823 | 0.066876 | 0.31703 | 0.080339 | 0.58118 | 0.52201 | 0.482 | 0.17007 | 0.081147 | 0.016923 | 0.11444 | 0.02199 | 0.035172 | 0.087874 | 0.14351 | 0.12219 | 0.15502 | 0.34625 | 0.069377 | 0.20272 | 0.30387 | 0.066908 | 0 | 1.2958e-06 | 0.00081211 | 0.057242 | 0.00079655 | 0.0045336 | 3.111e-05 | 2.3278e-05 | 0.00061227 | 3.576e-06 | 0.00011288 | 0.00052826 | 0.0052352 | 0.0014297 | 0.00039255 | 0.00044991 | 0.0014174 | 0.099372 | 0.053925 | 0.018123 | 0.12025 | 1 | 1 | 1
7 | 14 | 6 | 0.0038574 | 0.057319 | 0.28597 | 0.052358 | 0.56297 | 0.47696 | 0.44985 | 0.083352 | 0.056002 | 0.00082641 | 0.067646 | 0.027112 | 0.012369 | 0.097558 | 0.09613 | 0.076542 | 0.12696 | 0.24362 | 0.039944 | 0.15374 | 0.26532 | 0.057331 | 0 | 0.0040671 | 0.078649 | 0.32421 | 0.077141 | 0.27021 | 0.10816 | 0.10841 | 0.13011 | 0.056492 | 0.065569 | 0.07707 | 0.20646 | 0.087895 | 0.068608 | 0.1051 | 0.08714 | 0.43272 | 0.34618 | 0.15295 | 0.46224 | 1 | 1 | 1
7 | 14 | 7 | 0.00016224 | 0.034113 | 0.2035 | 0.013798 | 0.55446 | 0.15013 | 0.39926 | 0.0081942 | 0.020365 | 0 | 0.01959 | 0.0016137 | 0.00065138 | 0.04943 | 0.060517 | 0.043436 | 0.12956 | 0.10979 | 0.01186 | 0.096015 | 0.15493 | 0.034 | 0 | 0.027709 | 0.26304 | 0.54829 | 0.258 | 0.59702 | 0.44065 | 0.47321 | 0.45125 | 0.26165 | 0.2336 | 0.3718 | 0.37165 | 0.27231 | 0.30577 | 0.45327 | 0.26997 | 0.63043 | 0.58154 | 0.40337 | 0.68362 | 1 | 1 | 1
7 | 14 | 8 | 0 | 0.029409 | 0.094349 | 0.0075164 | 0.48529 | 0.058823 | 0.35199 | 0 | 0.018742 | 0 | 0.0080152 | 0 | 0 | 0.019843 | 0.04289 | 0.027809 | 0.061384 | 0.085116 | 0.0024142 | 0.11421 | 0.092296 | 0.029431 | 0 | 0.18855 | 0.46195 | 0.74162 | 0.45309 | 0.78813 | 0.68893 | 0.69305 | 0.65542 | 0.51798 | 0.54499 | 0.51944 | 0.58265 | 0.48783 | 0.50547 | 0.61559 | 0.48364 | 0.75597 | 0.73128 | 0.61991 | 0.89697 | 1 | 1 | 1
7 | 14 | 9 | 0 | 0.011411 | 0.051599 | 0.0079801 | 0.41465 | 0.062596 | 0.33109 | 0 | 0.023185 | 0 | 0.03337 | 0.00018072 | 0 | 0.045919 | 0.038437 | 0.023997 | 0.057564 | 0.10941 | 0.003175 | 0.14898 | 0.04994 | 0.011301 | 0 | 0.39967 | 0.64094 | 0.85702 | 0.62865 | 0.89768 | 0.81051 | 0.81082 | 0.78129 | 0.69613 | 0.68248 | 0.66543 | 0.71566 | 0.7115 | 0.7015 | 0.86168 | 0.70539 | 0.78962 | 0.80842 | 0.78996 | 0.98958 | 1 | 1 | 1
7 | 14 | 10 | 0 | 0.015398 | 0.023366 | 0.014335 | 0.31736 | 0.10553 | 0.30389 | 0 | 0.00081689 | 0 | 0.03506 | 0.0031692 | 0 | 0.067363 | 0.0428 | 0.027732 | 0.062415 | 0.08975 | 0.0098391 | 0.20495 | 0.014321 | 0.01536 | 0 | 0.56111 | 0.74523 | 0.9061 | 0.73095 | 0.94756 | 0.86729 | 0.86671 | 0.81642 | 0.85824 | 0.80613 | 0.70433 | 0.70171 | 0.74217 | 0.90091 | 0.90464 | 0.7358 | 0.7853 | 0.82886 | 0.85021 | 1 | 1 | 1 | 1
7 | 14 | 11 | 0 | 0.0226 | 0.036727 | 0.039826 | 0.27166 | 0.099711 | 0.27178 | 0 | 0.00045066 | 0 | 0.037643 | 0.0049792 | 0 | 0.069469 | 0.062076 | 0.044851 | 0.058673 | 0.062086 | 0.017331 | 0.25112 | 0.0024191 | 0.022467 | 0 | 0.67088 | 0.80393 | 0.88577 | 0.78852 | 0.95854 | 0.8907 | 0.87857 | 0.77412 | 0.92941 | 0.71821 | 0.75105 | 0.86331 | 0.90442 | 0.87318 | 0.88799 | 0.89665 | 0.72 | 0.7994 | 0.85426 | 0.96554 | 1 | 1 | 1
7 | 14 | 12 | 0 | 0.051856 | 0.0033878 | 0.079527 | 0.22714 | 0.0952 | 0.27783 | 0.0036368 | 0.013126 | 0 | 0.037505 | 0.013385 | 0 | 0.08028 | 0.099199 | 0.079449 | 0.10295 | 0.03478 | 0.020442 | 0.2692 | 0.00015805 | 0.051535 | 0.00068894 | 0.72681 | 0.82092 | 0.84046 | 0.80518 | 0.9562 | 0.87381 | 0.86363 | 0.7895 | 0.84006 | 0.64203 | 0.88353 | 0.91453 | 0.90577 | 0.87068 | 0.83202 | 0.89799 | 0.76773 | 0.72672 | 0.86364 | 0.85033 | 1 | 1 | 1
7 | 14 | 13 | 0 | 0.1469 | 0.014576 | 0.11104 | 0.25067 | 0.11051 | 0.27367 | 0.040089 | 0.01996 | 0 | 0.029379 | 0.019393 | 0 | 0.086612 | 0.12918 | 0.10824 | 0.21986 | 0.015612 | 0.018068 | 0.28217 | 0.0051332 | 0.14751 | 0.0434 | 0.71205 | 0.78547 | 0.82449 | 0.77041 | 0.93711 | 0.84957 | 0.83865 | 0.65987 | 0.71414 | 0.73329 | 0.76823 | 0.90716 | 0.89417 | 0.76368 | 0.80669 | 0.88649 | 0.75637 | 0.73112 | 0.79459 | 0.79147 | 1 | 1 | 1
7 | 14 | 14 | 0.00070907 | 0.083119 | 0.1668 | 0.15491 | 0.29982 | 0.14337 | 0.30813 | 0.11035 | 0.022925 | 0.00017423 | 0.040785 | 0.037692 | 0.0011763 | 0.10759 | 0.15976 | 0.13809 | 0.20235 | 0.010886 | 0.015234 | 0.28957 | 0.031318 | 0.08266 | 0.0082909 | 0.68952 | 0.77956 | 0.77878 | 0.76462 | 0.92739 | 0.84206 | 0.82999 | 0.6125 | 0.70284 | 0.75063 | 0.85681 | 0.91675 | 0.8625 | 0.80288 | 0.80922 | 0.8551 | 0.72019 | 0.73044 | 0.81708 | 0.68199 | 1 | 1 | 1
7 | 14 | 15 | 0.016024 | 0.11602 | 0.1949 | 0.19497 | 0.40341 | 0.17608 | 0.35389 | 0.18904 | 0.06823 | 0.0073109 | 0.099203 | 0.068878 | 0.024567 | 0.13993 | 0.2098 | 0.18761 | 0.10677 | 0.011177 | 0.048776 | 0.27883 | 0.045656 | 0.11625 | 0.023797 | 0.59042 | 0.70787 | 0.73556 | 0.6943 | 0.92437 | 0.84189 | 0.82923 | 0.5727 | 0.51031 | 0.74498 | 0.79219 | 0.90445 | 0.84425 | 0.74484 | 0.59255 | 0.837 | 0.58212 | 0.66356 | 0.81164 | 0.7177 | 1 | 1 | 1
7 | 14 | 16 | 0.091526 | 0.077339 | 0.26725 | 0.21969 | 0.54458 | 0.22761 | 0.40978 | 0.26539 | 0.15004 | 0.081971 | 0.28756 | 0.15271 | 0.10138 | 0.21888 | 0.24742 | 0.22522 | 0.052242 | 0.011856 | 0.15277 | 0.28697 | 0.19388 | 0.076986 | 0.0046127 | 0.46779 | 0.62099 | 0.68206 | 0.60909 | 0.89368 | 0.81567 | 0.73497 | 0.39363 | 0.60162 | 0.70688 | 0.75246 | 0.85903 | 0.65073 | 0.62631 | 0.55142 | 0.64515 | 0.63785 | 0.65158 | 0.72486 | 0.69511 | 1 | 1 | 1
7 | 14 | 17 | 0.17401 | 0.10826 | 0.43424 | 0.23601 | 0.69229 | 0.28984 | 0.44958 | 0.33707 | 0.23284 | 0.16468 | 0.50883 | 0.41471 | 0.1839 | 0.48188 | 0.31038 | 0.28868 | 0.03573 | 0.0099574 | 0.17685 | 0.32407 | 0.17876 | 0.10837 | 0.019463 | 0.33543 | 0.54502 | 0.51166 | 0.53457 | 0.82583 | 0.74173 | 0.69454 | 0.48192 | 0.56565 | 0.69479 | 0.70957 | 0.75195 | 0.58508 | 0.53045 | 0.52909 | 0.58006 | 0.40403 | 0.57642 | 0.58421 | 0.519 | 1 | 1 | 1
7 | 14 | 18 | 0.23578 | 0.096051 | 0.61317 | 0.2642 | 0.81181 | 0.36288 | 0.47543 | 0.43227 | 0.28878 | 0.22622 | 0.5397 | 0.50232 | 0.24478 | 0.55682 | 0.41599 | 0.39611 | 0.068423 | 0.011249 | 0.24064 | 0.35264 | 0.42227 | 0.095944 | 0.013345 | 0.12734 | 0.33775 | 0.29807 | 0.33128 | 0.67498 | 0.58148 | 0.50933 | 0.3491 | 0.38775 | 0.45583 | 0.53141 | 0.50688 | 0.40392 | 0.19707 | 0.28344 | 0.40045 | 0.33625 | 0.41689 | 0.37286 | 0.10785 | 1 | 1 | 1
7 | 14 | 19 | 0.39976 | 0.094994 | 0.74625 | 0.34873 | 0.88075 | 0.64862 | 0.56078 | 0.50048 | 0.45054 | 0.39251 | 0.54183 | 0.53531 | 0.40825 | 0.58384 | 0.4878 | 0.46964 | 0.14113 | 0.017103 | 0.17345 | 0.4037 | 0.33483 | 0.095004 | 0.011985 | 0.0076799 | 0.11284 | 0.090426 | 0.11068 | 0.33699 | 0.23512 | 0.1803 | 0.07723 | 0.035777 | 0.24782 | 0.26942 | 0.19921 | 0.13936 | 0.050748 | 0.070703 | 0.13817 | 0.15086 | 0.16426 | 0.072988 | 0.00048536 | 1 | 1 | 1
7 | 14 | 20 | 0.44824 | 0.076515 | 0.57022 | 0.49506 | 0.91248 | 0.92177 | 0.63973 | 0.57693 | 0.49328 | 0.44106 | 0.58867 | 0.59294 | 0.45583 | 0.63994 | 0.53327 | 0.51635 | 0.24818 | 0.0032769 | 0.19108 | 0.46765 | 0.18519 | 0.076439 | 0.0027379 | 1.6929e-05 | 0.0038965 | 0.0046767 | 0.0038218 | 0.046655 | 0.0091743 | 0.005412 | 0.0011892 | 0.00043124 | 0.00078661 | 0.00013093 | 0 | 0 | 0 | 0 | 0 | 0.017553 | 0.0054867 | 0 | 0 | 1 | 1 | 1
7 | 14 | 21 | 0.4661 | 0.059174 | 0.59305 | 0.40734 | 0.90292 | 0.86636 | 0.6629 | 0.56336 | 0.51077 | 0.45924 | 0.6372 | 0.5786 | 0.47361 | 0.62625 | 0.49949 | 0.48163 | 0.1347 | 0.0092714 | 0.19974 | 0.5142 | 0.13881 | 0.058702 | 0.00066629 | 0 | 0 | 0 | 0 | 0 | 0 | 0 | 0 | 0 | 0 | 0 | 0 | 0 | 0 | 0 | 0 | 0 | 0 | 0 | 0 | 1 | 1 | 1
7 | 14 | 22 | 0.43231 | 0.13471 | 0.6427 | 0.34617 | 0.88806 | 0.8241 | 0.65258 | 0.52516 | 0.47789 | 0.42489 | 0.59406 | 0.51015 | 0.44 | 0.56105 | 0.50168 | 0.48388 | 0.05709 | 0.037836 | 0.23118 | 0.48922 | 0.45515 | 0.13441 | 0.041554 | 0 | 0 | 0 | 0 | 0 | 0 | 0 | 0 | 0 | 0 | 0 | 0 | 0 | 0 | 0 | 0 | 0 | 0 | 0 | 0 | 1 | 1 | 1
7 | 14 | 23 | 0.39551 | 0.25876 | 0.64548 | 0.37528 | 0.88373 | 0.69674 | 0.64019 | 0.51243 | 0.44323 | 0.38768 | 0.54824 | 0.47009 | 0.40356 | 0.52437 | 0.48373 | 0.46546 | 0.037321 | 0.084517 | 0.17755 | 0.42632 | 0.6809 | 0.25916 | 0.14401 | 0 | 0 | 0 | 0 | 0 | 0 | 0 | 0 | 0 | 0 | 0 | 0 | 0 | 0 | 0 | 0 | 0 | 0 | 0 | 0 | 1 | 1 | 1
7 | 14 | 24 | 0.36692 | 0.27244 | 0.75025 | 0.38939 | 0.87174 | 0.60441 | 0.63325 | 0.52115 | 0.41585 | 0.35874 | 0.51535 | 0.46485 | 0.37518 | 0.52121 | 0.43637 | 0.41694 | 0.053425 | 0.062211 | 0.17798 | 0.40268 | 0.82504 | 0.27252 | 0.16064 | 0 | 0 | 0 | 0 | 0 | 0 | 0 | 0 | 0 | 0 | 0 | 0 | 0 | 0 | 0 | 0 | 0 | 0 | 0 | 0 | 1 | 1 | 1
7 | 15 | 1 | 0.36141 | 0.25174 | 0.83286 | 0.40758 | 0.85848 | 0.82994 | 0.59515 | 0.51152 | 0.41242 | 0.35344 | 0.45331 | 0.45728 | 0.36999 | 0.51127 | 0.42581 | 0.40614 | 0.060565 | 0.060488 | 0.18026 | 0.39765 | 0.64806 | 0.25174 | 0.14125 | 0 | 0 | 0 | 0 | 0 | 0 | 0 | 0 | 0 | 0 | 0 | 0 | 0 | 0 | 0 | 0 | 0 | 0 | 0 | 0 | 1 | 1 | 1
7 | 15 | 2 | 0.31706 | 0.21355 | 0.79237 | 0.29767 | 0.84404 | 0.86532 | 0.54233 | 0.41877 | 0.36926 | 0.30851 | 0.41891 | 0.51368 | 0.32587 | 0.56818 | 0.40936 | 0.38933 | 0.088287 | 0.14299 | 0.16492 | 0.35043 | 0.53938 | 0.21365 | 0.10423 | 0 | 0 | 0 | 0 | 0 | 0 | 0 | 0 | 0 | 0 | 0 | 0 | 0 | 0 | 0 | 0 | 0 | 0 | 0 | 0 | 1 | 1 | 1
7 | 15 | 3 | 0.27742 | 0.13014 | 0.70243 | 0.20499 | 0.83739 | 0.82201 | 0.45179 | 0.36472 | 0.33132 | 0.26851 | 0.36507 | 0.50152 | 0.28652 | 0.55509 | 0.38468 | 0.36415 | 0.14943 | 0.2446 | 0.19016 | 0.21821 | 0.545 | 0.12972 | 0.038784 | 0 | 0 | 0 | 0 | 0 | 0 | 0 | 0 | 0 | 0 | 0 | 0 | 0 | 0 | 0 | 0 | 0 | 0 | 0 | 0 | 1 | 1 | 1
7 | 15 | 4 | 0.25164 | 0.12374 | 0.74316 | 0.16047 | 0.83742 | 0.5518 | 0.39677 | 0.327 | 0.3081 | 0.24276 | 0.2782 | 0.47224 | 0.26114 | 0.52361 | 0.36235 | 0.34142 | 0.060118 | 0.28045 | 0.24129 | 0.14976 | 0.66594 | 0.1236 | 0.031826 | 0 | 0 | 1.7894e-06 | 0 | 0 | 0 | 0 | 0 | 0 | 0 | 0 | 0 | 0 | 0 | 0 | 0 | 0 | 0 | 0 | 1.0748e-05 | 1 | 1 | 1
7 | 15 | 5 | 0.19145 | 0.13023 | 0.75651 | 0.13284 | 0.82509 | 0.57329 | 0.32105 | 0.25001 | 0.24856 | 0.18199 | 0.20249 | 0.53979 | 0.20109 | 0.59267 | 0.31442 | 0.29277 | 0.063039 | 0.22516 | 0.29847 | 0.11106 | 0.67681 | 0.1302 | 0.035679 | 1.0727e-06 | 0.00088242 | 0.031474 | 0.00086551 | 0.0044338 | 2.0928e-05 | 3.6959e-05 | 0.00017435 | 1.0707e-06 | 9.1298e-05 | 0.0010558 | 0.0051643 | 0.00047176 | 0.0018416 | 0.0013245 | 0.00046771 | 0.017817 | 0.0086669 | 0.012662 | 0.14433 | 1 | 1 | 1
7 | 15 | 6 | 0.14392 | 0.12746 | 0.66911 | 0.078367 | 0.80279 | 0.50149 | 0.28538 | 0.19888 | 0.20399 | 0.13461 | 0.16148 | 0.51641 | 0.154 | 0.57122 | 0.24061 | 0.21841 | 0.042261 | 0.093051 | 0.20136 | 0.082677 | 0.54145 | 0.12746 | 0.033362 | 0.0038687 | 0.093417 | 0.18422 | 0.091626 | 0.26089 | 0.098206 | 0.14517 | 0.090084 | 0.061636 | 0.071982 | 0.14835 | 0.20224 | 0.05235 | 0.18598 | 0.22553 | 0.051901 | 0.1153 | 0.16963 | 0.15367 | 0.55522 | 1 | 1 | 1
7 | 15 | 7 | 0.048571 | 0.10691 | 0.53608 | 0.021701 | 0.72641 | 0.21459 | 0.23625 | 0.075847 | 0.10399 | 0.038955 | 0.11796 | 0.40332 | 0.057967 | 0.46291 | 0.15333 | 0.1318 | 0.0089496 | 0.024117 | 0.097276 | 0.047395 | 0.14604 | 0.10683 | 0.019944 | 0.027475 | 0.28058 | 0.40077 | 0.2752 | 0.59545 | 0.42257 | 0.4663 | 0.37972 | 0.35602 | 0.48088 | 0.35939 | 0.24739 | 0.13682 | 0.55958 | 0.54734 | 0.13565 | 0.29078 | 0.38411 | 0.32807 | 0.80143 | 1 | 1 | 1
7 | 15 | 8 | 0.019318 | 0.090496 | 0.47341 | 0.0092782 | 0.62201 | 0.084726 | 0.16167 | 0.0068581 | 0.073959 | 0.010729 | 0.085266 | 0.31678 | 0.028169 | 0.3872 | 0.11828 | 0.097712 | 0.0074281 | 0.011599 | 0.071472 | 0.024636 | 0.072762 | 0.090492 | 0.0096126 | 0.19759 | 0.48415 | 0.54072 | 0.47487 | 0.78795 | 0.64056 | 0.68758 | 0.63531 | 0.70395 | 0.77236 | 0.61678 | 0.2179 | 0.34807 | 0.78454 | 0.75286 | 0.34508 | 0.4533 | 0.43164 | 0.49737 | 0.93814 | 1 | 1 | 1
7 | 15 | 9 | 0.0011116 | 0.059808 | 0.44905 | 0.0098904 | 0.50956 | 0.1012 | 0.1444 | 0 | 0.032191 | 0.00054625 | 0.085071 | 0.15354 | 0.0015612 | 0.2257 | 0.12381 | 0.10304 | 0.01272 | 0.0095518 | 0.054655 | 0.03462 | 0.061087 | 0.059656 | 0.00014811 | 0.39363 | 0.632 | 0.70467 | 0.61988 | 0.90024 | 0.81633 | 0.80868 | 0.78866 | 0.88215 | 0.90353 | 0.62771 | 0.27565 | 0.47643 | 0.87916 | 0.88564 | 0.47234 | 0.58719 | 0.53174 | 0.67172 | 1 | 1 | 1 | 1
7 | 15 | 10 | 0 | 0.051806 | 0.39537 | 0.025274 | 0.38744 | 0.145 | 0.12568 | 0 | 0.036302 | 0 | 0.078321 | 0.035619 | 0 | 0.1015 | 0.15104 | 0.12954 | 0.017544 | 0.0024043 | 0.049367 | 0.079707 | 0.013625 | 0.051691 | 0 | 0.56011 | 0.74165 | 0.73014 | 0.72743 | 0.95241 | 0.88357 | 0.87119 | 0.85575 | 0.95733 | 0.971 | 0.77722 | 0.36427 | 0.57785 | 0.93728 | 0.93045 | 0.57289 | 0.62644 | 0.53404 | 0.79526 | 0.94354 | 1 | 1 | 1
7 | 15 | 11 | 7.6416e-05 | 0.055408 | 0.34336 | 0.062313 | 0.36303 | 0.17921 | 0.11825 | 0.0024122 | 0.03996 | 0 | 0.070906 | 0.0016913 | 0.00056876 | 0.050276 | 0.1774 | 0.15547 | 0.025375 | 0.0010134 | 0.054085 | 0.15125 | 0.020226 | 0.05497 | 0.00073846 | 0.66562 | 0.79722 | 0.75599 | 0.78193 | 0.96812 | 0.89246 | 0.88712 | 0.8773 | 0.98021 | 0.97164 | 0.85029 | 0.41693 | 0.64308 | 0.93715 | 0.94787 | 0.63756 | 0.64999 | 0.48968 | 0.79666 | 0.86927 | 1 | 1 | 1
7 | 15 | 12 | 0.0022726 | 0.14814 | 0.34023 | 0.11154 | 0.33782 | 0.2521 | 0.12405 | 0.030666 | 0.054947 | 0.00055567 | 0.11228 | 0.00087417 | 0.010756 | 0.055355 | 0.23333 | 0.21111 | 0.026362 | 0.002305 | 0.10795 | 0.17051 | 0.10131 | 0.14836 | 0.047434 | 0.73148 | 0.82632 | 0.69619 | 0.81047 | 0.96094 | 0.88423 | 0.8718 | 0.84708 | 0.97767 | 0.97885 | 0.82696 | 0.37896 | 0.8855 | 0.92093 | 0.93168 | 0.8779 | 0.4413 | 0.46333 | 0.80262 | 0.74168 | 1 | 1 | 1
7 | 15 | 13 | 0.030592 | 0.16896 | 0.39406 | 0.17261 | 0.41676 | 0.27866 | 0.14687 | 0.11438 | 0.08128 | 0.021273 | 0.18241 | 0.016077 | 0.039265 | 0.082966 | 0.29502 | 0.27315 | 0.058536 | 0.068576 | 0.09874 | 0.21439 | 0.17197 | 0.16878 | 0.067562 | 0.78308 | 0.86378 | 0.63007 | 0.84722 | 0.94183 | 0.85335 | 0.84641 | 0.86768 | 0.94944 | 0.94701 | 0.79525 | 0.89162 | 0.86237 | 0.8978 | 0.91216 | 0.85496 | 0.34354 | 0.4933 | 0.77719 | 0.53885 | 1 | 1 | 1
7 | 15 | 14 | 0.23259 | 0.2181 | 0.56021 | 0.22713 | 0.563 | 0.2614 | 0.17065 | 0.21095 | 0.28833 | 0.22353 | 0.31072 | 0.038413 | 0.24195 | 0.10662 | 0.34754 | 0.32636 | 0.10495 | 0.23263 | 0.10862 | 0.24895 | 0.15789 | 0.2187 | 0.10363 | 0.75423 | 0.85207 | 0.59025 | 0.83574 | 0.93327 | 0.84883 | 0.79475 | 0.8214 | 0.94942 | 0.96631 | 0.83397 | 0.90569 | 0.88575 | 0.89117 | 0.915 | 0.87814 | 0.40667 | 0.5411 | 0.6828 | 0.60389 | 1 | 1 | 1
7 | 15 | 15 | 0.44301 | 0.11106 | 0.74072 | 0.27953 | 0.68441 | 0.27985 | 0.20389 | 0.31023 | 0.49024 | 0.4361 | 0.408 | 0.11324 | 0.45091 | 0.18289 | 0.40062 | 0.38041 | 0.12244 | 0.54693 | 0.11011 | 0.29147 | 0.69151 | 0.11065 | 0.025273 | 0.697 | 0.83594 | 0.53789 | 0.81991 | 0.92966 | 0.84916 | 0.82638 | 0.83328 | 0.93508 | 0.97144 | 0.90761 | 0.90794 | 0.89125 | 0.86714 | 0.90094 | 0.8836 | 0.34961 | 0.52555 | 0.67565 | 0.5956 | 1 | 1 | 1
7 | 15 | 16 | 0.55383 | 0.082503 | 0.75934 | 0.3156 | 0.79632 | 0.31825 | 0.26751 | 0.42826 | 0.59367 | 0.5482 | 0.49556 | 0.29379 | 0.5605 | 0.3632 | 0.44978 | 0.43067 | 0.10658 | 0.62161 | 0.17987 | 0.23315 | 0.41122 | 0.082021 | 0.0081105 | 0.5744 | 0.7662 | 0.45824 | 0.75151 | 0.90052 | 0.82107 | 0.80626 | 0.79696 | 0.89434 | 0.92209 | 0.88256 | 0.86438 | 0.85111 | 0.80568 | 0.84316 | 0.84381 | 0.46604 | 0.55323 | 0.62303 | 0.35336 | 1 | 1 | 1
7 | 15 | 17 | 0.57046 | 0.14813 | 0.77698 | 0.34962 | 0.86765 | 0.41237 | 0.35954 | 0.5423 | 0.6005 | 0.56372 | 0.55633 | 0.44991 | 0.57562 | 0.51276 | 0.52022 | 0.50294 | 0.17417 | 0.79441 | 0.10838 | 0.22867 | 0.14187 | 0.14835 | 0.047206 | 0.38275 | 0.62888 | 0.31872 | 0.61682 | 0.8284 | 0.74266 | 0.72701 | 0.69967 | 0.74868 | 0.81235 | 0.7903 | 0.75782 | 0.73998 | 0.67675 | 0.71514 | 0.73363 | 0.26112 | 0.48176 | 0.5149 | 0.21987 | 1 | 1 | 1
7 | 15 | 18 | 0.78494 | 0.13997 | 0.73861 | 0.36122 | 0.88982 | 0.54741 | 0.50212 | 0.6461 | 0.81136 | 0.78308 | 0.57323 | 0.45908 | 0.78927 | 0.51674 | 0.55129 | 0.53489 | 0.14337 | 0.71001 | 0.072606 | 0.24615 | 0.28303 | 0.13955 | 0.046224 | 0.14499 | 0.39864 | 0.20818 | 0.391 | 0.67188 | 0.57026 | 0.55782 | 0.47125 | 0.43928 | 0.59205 | 0.59715 | 0.48598 | 0.4869 | 0.46762 | 0.47087 | 0.48272 | 0.2683 | 0.35086 | 0.35106 | 0.11271 | 1 | 1 | 1
7 | 15 | 19 | 0.72391 | 0.21325 | 0.66837 | 0.3783 | 0.88692 | 0.83719 | 0.62545 | 0.70669 | 0.7459 | 0.71972 | 0.55519 | 0.43493 | 0.72765 | 0.49041 | 0.54419 | 0.52759 | 0.17654 | 0.48823 | 0.086139 | 0.25162 | 0.35163 | 0.21364 | 0.10114 | 0.0075883 | 0.13916 | 0.071375 | 0.13649 | 0.38078 | 0.28572 | 0.20103 | 0.056342 | 0.041242 | 0.33422 | 0.29829 | 0.18606 | 0.1839 | 0.16498 | 0.1611 | 0.18232 | 0.11179 | 0.15398 | 0.066128 | 0.0012428 | 1 | 1 | 1
7 | 15 | 20 | 0.70651 | 0.17563 | 0.54757 | 0.47288 | 0.89138 | 0.96132 | 0.71823 | 0.69456 | 0.73613 | 0.70307 | 0.60763 | 0.48772 | 0.71143 | 0.54151 | 0.55701 | 0.54078 | 0.21297 | 0.34449 | 0.18017 | 0.35968 | 0.23732 | 0.17532 | 0.074453 | 1.6702e-05 | 0.004998 | 0.0013207 | 0.0049022 | 0.059612 | 0.016021 | 0.0045584 | 0.00036505 | 0.00028254 | 0.00092726 | 0.00010225 | 0 | 0 | 0 | 0 | 0 | 0.0014412 | 0.0048588 | 0 | 0 | 1 | 1 | 1
7 | 15 | 21 | 0.53191 | 0.18744 | 0.46048 | 0.42872 | 0.89147 | 0.88356 | 0.69829 | 0.61799 | 0.56875 | 0.52532 | 0.69292 | 0.54308 | 0.53815 | 0.59752 | 0.50688 | 0.48923 | 0.17411 | 0.22517 | 0.31735 | 0.40607 | 0.14174 | 0.18669 | 0.089124 | 0 | 0 | 0 | 0 | 0 | 0 | 0 | 0 | 0 | 0 | 0 | 0 | 0 | 0 | 0 | 0 | 0 | 0 | 0 | 0 | 1 | 1 | 1
7 | 15 | 22 | 0.42046 | 0.35455 | 0.47976 | 0.36163 | 0.87555 | 0.84318 | 0.64245 | 0.59631 | 0.46561 | 0.41274 | 0.64002 | 0.46612 | 0.4281 | 0.51711 | 0.39706 | 0.37678 | 0.19012 | 0.15487 | 0.2807 | 0.3688 | 0.24274 | 0.35556 | 0.23452 | 0 | 0 | 0 | 0 | 0 | 0 | 0 | 0 | 0 | 0 | 0 | 0 | 0 | 0 | 0 | 0 | 0 | 0 | 0 | 0 | 1 | 1 | 1
7 | 15 | 23 | 0.36172 | 0.27258 | 0.42938 | 0.34172 | 0.87337 | 0.87507 | 0.61796 | 0.59098 | 0.41026 | 0.35339 | 0.449 | 0.50756 | 0.36993 | 0.5597 | 0.3292 | 0.30774 | 0.10452 | 0.057397 | 0.33536 | 0.28533 | 0.37801 | 0.27273 | 0.16035 | 0 | 0 | 0 | 0 | 0 | 0 | 0 | 0 | 0 | 0 | 0 | 0 | 0 | 0 | 0 | 0 | 0 | 0 | 0 | 0 | 1 | 1 | 1
7 | 15 | 24 | 0.3557 | 0.14494 | 0.4434 | 0.37941 | 0.86471 | 0.81685 | 0.60745 | 0.57007 | 0.40673 | 0.34764 | 0.35752 | 0.55881 | 0.36429 | 0.60744 | 0.29754 | 0.27569 | 0.037623 | 0.014996 | 0.4119 | 0.22316 | 0.52146 | 0.14459 | 0.049835 | 0 | 0 | 0 | 0 | 0 | 0 | 0 | 0 | 0 | 0 | 0 | 0 | 0 | 0 | 0 | 0 | 0 | 0 | 0 | 0 | 1 | 1 | 1
7 | 16 | 1 | 0.32401 | 0.078684 | 0.37612 | 0.4103 | 0.85125 | 0.41474 | 0.55014 | 0.53221 | 0.37603 | 0.31554 | 0.32617 | 0.58349 | 0.33278 | 0.62819 | 0.25972 | 0.23758 | 0.12052 | 0.012701 | 0.30336 | 0.16682 | 0.388 | 0.078467 | 0.0048308 | 0 | 0 | 0 | 0 | 0 | 0 | 0 | 0 | 0 | 0 | 0 | 0 | 0 | 0 | 0 | 0 | 0 | 0 | 0 | 0 | 1 | 1 | 1
7 | 16 | 2 | 0.29026 | 0.044075 | 0.32158 | 0.39046 | 0.83192 | 0.64187 | 0.4889 | 0.46766 | 0.34366 | 0.28146 | 0.30945 | 0.6166 | 0.29927 | 0.6604 | 0.20114 | 0.179 | 0.2554 | 0.015759 | 0.20021 | 0.12773 | 0.48098 | 0.043827 | 6.4909e-05 | 0 | 0 | 0 | 0 | 0 | 0 | 0 | 0 | 0 | 0 | 0 | 0 | 0 | 0 | 0 | 0 | 0 | 0 | 0 | 0 | 1 | 1 | 1
7 | 16 | 3 | 0.27076 | 0.054484 | 0.37392 | 0.31692 | 0.82722 | 0.809 | 0.4349 | 0.41562 | 0.32448 | 0.26173 | 0.23595 | 0.60363 | 0.27984 | 0.64655 | 0.16619 | 0.14442 | 0.3674 | 0.030815 | 0.13311 | 0.078705 | 0.48337 | 0.05443 | 0 | 0 | 0 | 0 | 0 | 0 | 0 | 0 | 0 | 0 | 0 | 0 | 0 | 0 | 0 | 0 | 0 | 0 | 0 | 0 | 0 | 1 | 1 | 1
7 | 16 | 4 | 0.2806 | 0.064454 | 0.39466 | 0.21148 | 0.82752 | 0.75322 | 0.37164 | 0.37433 | 0.33708 | 0.27212 | 0.22559 | 0.59653 | 0.29007 | 0.64035 | 0.13961 | 0.11839 | 0.34131 | 0.051429 | 0.11048 | 0.076143 | 0.1035 | 0.064372 | 7.0775e-05 | 0 | 0 | 3.1825e-07 | 0 | 0 | 0 | 0 | 0 | 0 | 0 | 0 | 0 | 0 | 0 | 0 | 0 | 0 | 0 | 0 | 1.9115e-06 | 1 | 1 | 1
7 | 16 | 5 | 0.20667 | 0.08096 | 0.34968 | 0.21101 | 0.8222 | 0.65178 | 0.32363 | 0.29675 | 0.26377 | 0.19737 | 0.24187 | 0.59136 | 0.2163 | 0.63709 | 0.09583 | 0.076257 | 0.26897 | 0.082075 | 0.12517 | 0.099292 | 0.024044 | 0.080942 | 0.0045751 | 1.2095e-06 | 0.0018517 | 0.036768 | 0.0018162 | 0.0036091 | 8.6137e-06 | 9.5414e-06 | 0.00064007 | 6.0371e-07 | 0.00053712 | 0.0029832 | 0.011323 | 0.0063968 | 0.0040232 | 0.001259 | 0.0063419 | 0.016665 | 0.034739 | 0.025012 | 0.1269 | 1 | 1 | 1
7 | 16 | 6 | 0.12865 | 0.088074 | 0.26743 | 0.16162 | 0.81325 | 0.46363 | 0.3182 | 0.19397 | 0.18712 | 0.11905 | 0.19658 | 0.5514 | 0.13851 | 0.60058 | 0.058546 | 0.041673 | 0.17981 | 0.093001 | 0.062165 | 0.090675 | 0.024522 | 0.088054 | 0.0082506 | 0.004194 | 0.14218 | 0.28158 | 0.13946 | 0.25921 | 0.09131 | 0.092347 | 0.16895 | 0.051254 | 0.21408 | 0.31243 | 0.35624 | 0.30883 | 0.29298 | 0.21394 | 0.30618 | 0.19645 | 0.33794 | 0.34107 | 0.53567 | 1 | 1 | 1
7 | 16 | 7 | 0.064543 | 0.08446 | 0.14555 | 0.061915 | 0.79342 | 0.16272 | 0.30235 | 0.10949 | 0.12151 | 0.054905 | 0.13511 | 0.48551 | 0.074181 | 0.53957 | 0.027697 | 0.015208 | 0.068981 | 0.059095 | 0.020191 | 0.040458 | 0.00096383 | 0.084235 | 0.0075449 | 0.030729 | 0.36175 | 0.49982 | 0.35481 | 0.6023 | 0.40366 | 0.42738 | 0.51098 | 0.35907 | 0.58625 | 0.62488 | 0.62888 | 0.60557 | 0.59304 | 0.54477 | 0.60037 | 0.3923 | 0.61089 | 0.61047 | 0.77125 | 1 | 1 | 1
7 | 16 | 8 | 0.04318 | 0.12034 | 0.068452 | 0.029231 | 0.77722 | 0.082921 | 0.27244 | 0.060632 | 0.10061 | 0.033861 | 0.1231 | 0.42002 | 0.052859 | 0.48141 | 0.023027 | 0.011566 | 0.025912 | 0.027319 | 0.0066586 | 0.029254 | 0.021337 | 0.12059 | 0.026517 | 0.23417 | 0.57107 | 0.69818 | 0.56012 | 0.79679 | 0.59963 | 0.66781 | 0.73391 | 0.64998 | 0.81069 | 0.81116 | 0.79152 | 0.77492 | 0.776 | 0.75835 | 0.76827 | 0.60901 | 0.76696 | 0.78171 | 0.92731 | 1 | 1 | 1
7 | 16 | 9 | 0.021651 | 0.082003 | 0.010799 | 0.046509 | 0.71599 | 0.072759 | 0.26698 | 0.028821 | 0.077179 | 0.012532 | 0.14246 | 0.31114 | 0.031023 | 0.37918 | 0.025982 | 0.013836 | 0.027329 | 0.014515 | 0.0054577 | 0.068298 | 0.24368 | 0.081982 | 0.0053846 | 0.45614 | 0.7238 | 0.79769 | 0.70992 | 0.90335 | 0.70995 | 0.79559 | 0.83962 | 0.82264 | 0.92742 | 0.91432 | 0.88896 | 0.86853 | 0.87502 | 0.84653 | 0.86107 | 0.70239 | 0.83249 | 0.86303 | 0.93645 | 1 | 1 | 1
7 | 16 | 10 | 0.010673 | 0.03584 | 0.00051545 | 0.074008 | 0.67003 | 0.095734 | 0.26684 | 0.0082544 | 0.064516 | 0.0016656 | 0.17813 | 0.19075 | 0.019784 | 0.26184 | 0.037595 | 0.023307 | 0.017646 | 0.011399 | 0.013085 | 0.124 | 0.34726 | 0.035645 | 7.9034e-05 | 0.62356 | 0.82122 | 0.85073 | 0.80547 | 0.95126 | 0.78151 | 0.85802 | 0.89836 | 0.92718 | 0.96377 | 0.95446 | 0.92386 | 0.91146 | 0.92762 | 0.91781 | 0.90363 | 0.69055 | 0.80826 | 0.90249 | 0.95725 | 1 | 1 | 1
7 | 16 | 11 | 0.028622 | 0.024485 | 0 | 0.12246 | 0.6437 | 0.10972 | 0.28642 | 0.013995 | 0.084288 | 0.019364 | 0.18701 | 0.12811 | 0.038027 | 0.20053 | 0.065234 | 0.04773 | 0.10095 | 0.030851 | 0.068606 | 0.2038 | 0.097411 | 0.024291 | 0 | 0.73381 | 0.87649 | 0.85344 | 0.85968 | 0.96964 | 0.83806 | 0.88508 | 0.91561 | 0.97325 | 1 | 0.95768 | 0.94237 | 0.9227 | 0.9332 | 0.93331 | 0.91478 | 0.57791 | 0.76311 | 0.90116 | 0.95852 | 1 | 1 | 1
7 | 16 | 12 | 0.07012 | 0.049777 | 0 | 0.20309 | 0.6431 | 0.12142 | 0.31082 | 0.069528 | 0.12879 | 0.060661 | 0.2645 | 0.11586 | 0.079999 | 0.1903 | 0.10099 | 0.08116 | 0.10526 | 0.2087 | 0.19707 | 0.34132 | 0.1 | 0.049753 | 0 | 0.78997 | 0.89161 | 0.79988 | 0.87452 | 0.95763 | 0.88433 | 0.87014 | 0.89682 | 0.96935 | 0.9908 | 0.94954 | 0.92536 | 0.91251 | 0.91945 | 0.9154 | 0.90467 | 0.38286 | 0.77962 | 0.81104 | 0.95674 | 1 | 1 | 1
7 | 16 | 13 | 0.10481 | 0.069197 | 0 | 0.27882 | 0.69163 | 0.13022 | 0.34672 | 0.17419 | 0.16285 | 0.095114 | 0.39079 | 0.10902 | 0.11462 | 0.18049 | 0.14878 | 0.12734 | 0.21225 | 0.48322 | 0.41717 | 0.46524 | 0.10726 | 0.069156 | 0.00010895 | 0.79504 | 0.87695 | 0.7432 | 0.86014 | 0.91493 | 0.86016 | 0.84063 | 0.87115 | 0.95164 | 0.9595 | 0.93532 | 0.89637 | 0.90588 | 0.90245 | 0.87676 | 0.8981 | 0.30297 | 0.75475 | 0.69407 | 0.92697 | 1 | 1 | 1
7 | 16 | 14 | 0.18486 | 0.085529 | 1.3399e-05 | 0.32263 | 0.75625 | 0.16768 | 0.39918 | 0.31203 | 0.23553 | 0.17455 | 0.4654 | 0.17428 | 0.19353 | 0.24309 | 0.16922 | 0.14739 | 0.46749 | 0.62075 | 0.34943 | 0.56568 | 0.039677 | 0.085483 | 0.0070691 | 0.77054 | 0.87021 | 0.69529 | 0.85353 | 0.93225 | 0.84683 | 0.83733 | 0.87535 | 0.95252 | 0.96955 | 0.94324 | 0.91272 | 0.90654 | 0.89126 | 0.88151 | 0.89876 | 0.2647 | 0.74555 | 0.65621 | 0.93111 | 1 | 1 | 1
7 | 16 | 15 | 0.49403 | 0.098256 | 0.00031411 | 0.393 | 0.82516 | 0.27848 | 0.46824 | 0.45489 | 0.54335 | 0.48859 | 0.5559 | 0.35864 | 0.50218 | 0.42568 | 0.19539 | 0.17328 | 0.62656 | 0.77894 | 0.59318 | 0.59713 | 0.42912 | 0.098167 | 0.014564 | 0.69926 | 0.83838 | 0.65715 | 0.82231 | 0.93238 | 0.8433 | 0.83439 | 0.87896 | 0.92291 | 0.9702 | 0.93015 | 0.89438 | 0.89581 | 0.86921 | 0.87355 | 0.88812 | 0.35589 | 0.70452 | 0.60444 | 0.88087 | 1 | 1 | 1
7 | 16 | 16 | 0.52345 | 0.1157 | 0.0062132 | 0.46678 | 0.88343 | 0.45272 | 0.54182 | 0.59172 | 0.55784 | 0.51629 | 0.61723 | 0.47419 | 0.52933 | 0.53384 | 0.20087 | 0.17872 | 0.34604 | 0.69501 | 0.55579 | 0.59669 | 0.74838 | 0.11558 | 0.026081 | 0.57522 | 0.76675 | 0.47173 | 0.75205 | 0.90168 | 0.81474 | 0.80189 | 0.84186 | 0.87489 | 0.92557 | 0.88834 | 0.85488 | 0.8431 | 0.82183 | 0.82233 | 0.83586 | 0.1759 | 0.59472 | 0.49863 | 0.74121 | 1 | 1 | 1
7 | 16 | 17 | 0.71235 | 0.14341 | 0.065289 | 0.51507 | 0.9235 | 0.61615 | 0.60676 | 0.66128 | 0.74051 | 0.70884 | 0.62042 | 0.47138 | 0.71704 | 0.52659 | 0.20073 | 0.17859 | 0.08847 | 0.52046 | 0.32403 | 0.59797 | 0.65338 | 0.14324 | 0.046903 | 0.38451 | 0.63059 | 0.34801 | 0.6185 | 0.83411 | 0.72265 | 0.72364 | 0.74545 | 0.73017 | 0.81727 | 0.79066 | 0.76033 | 0.73815 | 0.70044 | 0.69234 | 0.73181 | 0.16382 | 0.55223 | 0.34271 | 0.59191 | 1 | 1 | 1
7 | 16 | 18 | 0.78071 | 0.18921 | 0.25497 | 0.54597 | 0.93864 | 0.75632 | 0.68083 | 0.71016 | 0.80145 | 0.77783 | 0.57913 | 0.47207 | 0.78418 | 0.52493 | 0.21213 | 0.18993 | 0.1474 | 0.59264 | 0.28889 | 0.62665 | 0.36219 | 0.18858 | 0.089611 | 0.15121 | 0.40992 | 0.20753 | 0.40206 | 0.67614 | 0.53312 | 0.53004 | 0.55186 | 0.49451 | 0.5591 | 0.57664 | 0.55574 | 0.50858 | 0.50059 | 0.47061 | 0.50422 | 0.21942 | 0.46014 | 0.22698 | 0.16616 | 1 | 1 | 1
7 | 16 | 19 | 0.7678 | 0.35702 | 0.56169 | 0.55493 | 0.92789 | 0.89937 | 0.73546 | 0.74729 | 0.79312 | 0.76531 | 0.64493 | 0.53997 | 0.77199 | 0.58853 | 0.2567 | 0.23455 | 0.18157 | 0.52493 | 0.35913 | 0.61309 | 0.24425 | 0.35705 | 0.24838 | 0.008026 | 0.13298 | 0.060799 | 0.13043 | 0.3096 | 0.20256 | 0.17592 | 0.11144 | 0.041759 | 0.31161 | 0.28448 | 0.21838 | 0.19254 | 0.17954 | 0.15871 | 0.19089 | 0.068631 | 0.18419 | 0.04068 | 0.0011609 | 1 | 1 | 1
7 | 16 | 20 | 0.56215 | 0.49479 | 0.63414 | 0.63906 | 0.9086 | 0.97279 | 0.76612 | 0.75811 | 0.59557 | 0.55574 | 0.75002 | 0.63043 | 0.56784 | 0.67179 | 0.35807 | 0.33707 | 0.28357 | 0.40547 | 0.28196 | 0.56562 | 0.33795 | 0.49468 | 0.40096 | 1.6125e-05 | 0.0028893 | 0.0011467 | 0.0028339 | 0.033319 | 0.0081234 | 0.0039856 | 0.0009449 | 0.0002617 | 0.00060082 | 6.3119e-05 | 0 | 0 | 0 | 0 | 0 | 0.00016753 | 0.0056469 | 0 | 0 | 1 | 1 | 1
7 | 16 | 21 | 0.4669 | 0.64689 | 0.60931 | 0.57219 | 0.88803 | 0.96172 | 0.76858 | 0.70965 | 0.508 | 0.45952 | 0.73591 | 0.69618 | 0.47387 | 0.73371 | 0.37662 | 0.35594 | 0.36886 | 0.4305 | 0.30044 | 0.55273 | 0.42958 | 0.64733 | 0.56893 | 0 | 0 | 0 | 0 | 0 | 0 | 0 | 0 | 0 | 0 | 0 | 0 | 0 | 0 | 0 | 0 | 0 | 0 | 0 | 0 | 1 | 1 | 1
7 | 16 | 22 | 0.46555 | 0.69241 | 0.55879 | 0.52339 | 0.86837 | 0.93192 | 0.7596 | 0.68848 | 0.50782 | 0.45832 | 0.69291 | 0.66768 | 0.4727 | 0.70287 | 0.4378 | 0.4184 | 0.29986 | 0.55956 | 0.3442 | 0.455 | 0.37743 | 0.69301 | 0.62032 | 0 | 0 | 0 | 0 | 0 | 0 | 0 | 0 | 0 | 0 | 0 | 0 | 0 | 0 | 0 | 0 | 0 | 0 | 0 | 0 | 1 | 1 | 1
7 | 16 | 23 | 0.51006 | 0.59449 | 0.5202 | 0.53125 | 0.8688 | 0.92381 | 0.75019 | 0.69777 | 0.55129 | 0.50364 | 0.61631 | 0.67284 | 0.517 | 0.71147 | 0.46144 | 0.44261 | 0.19788 | 0.40303 | 0.28108 | 0.4171 | 0.23743 | 0.59441 | 0.51446 | 0 | 0 | 0 | 0 | 0 | 0 | 0 | 0 | 0 | 0 | 0 | 0 | 0 | 0 | 0 | 0 | 0 | 0 | 0 | 0 | 1 | 1 | 1
7 | 16 | 24 | 0.51823 | 0.50823 | 0.52948 | 0.47016 | 0.88715 | 0.65743 | 0.72848 | 0.67109 | 0.55957 | 0.51201 | 0.59733 | 0.62416 | 0.52517 | 0.66267 | 0.4677 | 0.44902 | 0.43065 | 0.30883 | 0.19678 | 0.39704 | 0.13041 | 0.50844 | 0.41208 | 0 | 0 | 0 | 0 | 0 | 0 | 0 | 0 | 0 | 0 | 0 | 0 | 0 | 0 | 0 | 0 | 0 | 0 | 0 | 0 | 1 | 1 | 1
7 | 17 | 1 | 0.45926 | 0.35578 | 0.50624 | 0.44772 | 0.89315 | 0.55925 | 0.7296 | 0.6472 | 0.50432 | 0.45232 | 0.55021 | 0.64154 | 0.46683 | 0.68175 | 0.48134 | 0.46301 | 0.44548 | 0.22923 | 0.1822 | 0.36344 | 0.027537 | 0.3554 | 0.25171 | 0 | 0 | 0 | 0 | 0 | 0 | 0 | 0 | 0 | 0 | 0 | 0 | 0 | 0 | 0 | 0 | 0 | 0 | 0 | 0 | 1 | 1 | 1
7 | 17 | 2 | 0.35476 | 0.2676 | 0.49803 | 0.35264 | 0.8863 | 0.54519 | 0.7326 | 0.62306 | 0.40211 | 0.34613 | 0.45504 | 0.64398 | 0.3628 | 0.6836 | 0.43208 | 0.41255 | 0.28867 | 0.14209 | 0.13364 | 0.38433 | 0.00059623 | 0.26677 | 0.16574 | 0 | 0 | 0 | 0 | 0 | 0 | 0 | 0 | 0 | 0 | 0 | 0 | 0 | 0 | 0 | 0 | 0 | 0 | 0 | 0 | 1 | 1 | 1
7 | 17 | 3 | 0.35395 | 0.34129 | 0.48851 | 0.32445 | 0.87295 | 0.5842 | 0.68308 | 0.55296 | 0.40586 | 0.34599 | 0.35809 | 0.63288 | 0.36267 | 0.67476 | 0.40721 | 0.38714 | 0.49795 | 0.20335 | 0.082462 | 0.38176 | 0 | 0.34091 | 0.2363 | 0 | 0 | 0 | 0 | 0 | 0 | 0 | 0 | 0 | 0 | 0 | 0 | 0 | 0 | 0 | 0 | 0 | 0 | 0 | 0 | 1 | 1 | 1
7 | 17 | 4 | 0.30243 | 0.47954 | 0.47152 | 0.26181 | 0.85295 | 0.61652 | 0.68121 | 0.46833 | 0.35526 | 0.29374 | 0.28727 | 0.58226 | 0.31134 | 0.62702 | 0.36247 | 0.34153 | 0.45053 | 0.20907 | 0.17907 | 0.30176 | 0 | 0.48003 | 0.37646 | 0 | 0 | 2.1935e-07 | 0 | 0 | 0 | 0 | 0 | 0 | 0 | 0 | 0 | 0 | 0 | 0 | 0 | 0 | 0 | 0 | 1.3175e-06 | 1 | 1 | 1
7 | 17 | 5 | 0.25397 | 0.49677 | 0.49847 | 0.2125 | 0.8322 | 0.57428 | 0.66841 | 0.37833 | 0.31079 | 0.24519 | 0.18749 | 0.54364 | 0.26351 | 0.59281 | 0.31691 | 0.29529 | 0.32579 | 0.13359 | 0.28189 | 0.2547 | 0 | 0.49764 | 0.39116 | 1.1522e-06 | 0.0016098 | 0.036058 | 0.001579 | 0.0012344 | 8.1537e-06 | 1.3677e-05 | 0.00066224 | 1.4901e-07 | 0.0004 | 0.0029121 | 0.011636 | 0.0059861 | 0.0026865 | 0.0012232 | 0.0059347 | 0.037837 | 0.031687 | 0.025328 | 0.091191 | 1 | 1 | 1
7 | 17 | 6 | 0.14932 | 0.3038 | 0.51806 | 0.14676 | 0.79159 | 0.44673 | 0.6357 | 0.28624 | 0.20844 | 0.13995 | 0.13802 | 0.49893 | 0.15924 | 0.55338 | 0.22878 | 0.20657 | 0.23964 | 0.10921 | 0.17844 | 0.21231 | 0 | 0.30339 | 0.1979 | 0.0039151 | 0.13737 | 0.30694 | 0.13473 | 0.12141 | 0.092146 | 0.13424 | 0.17279 | 0.064877 | 0.22295 | 0.32585 | 0.37287 | 0.31066 | 0.25344 | 0.2141 | 0.30799 | 0.21779 | 0.31783 | 0.33155 | 0.48336 | 1 | 1 | 1
7 | 17 | 7 | 0.02066 | 0.18647 | 0.49036 | 0.069428 | 0.74626 | 0.15324 | 0.57127 | 0.19178 | 0.072446 | 0.01136 | 0.099913 | 0.41548 | 0.029491 | 0.47707 | 0.13694 | 0.11579 | 0.13492 | 0.035454 | 0.15814 | 0.15362 | 0 | 0.18584 | 0.087064 | 0.028668 | 0.34772 | 0.55359 | 0.34106 | 0.39079 | 0.39065 | 0.48628 | 0.5102 | 0.36312 | 0.56625 | 0.63907 | 0.64347 | 0.604 | 0.57064 | 0.50213 | 0.59881 | 0.45028 | 0.57077 | 0.61436 | 0.7254 | 1 | 1 | 1
7 | 17 | 8 | 0.0070052 | 0.19042 | 0.49616 | 0.05318 | 0.72292 | 0.11681 | 0.52512 | 0.10326 | 0.060929 | 0.00036693 | 0.077337 | 0.29038 | 0.016111 | 0.35957 | 0.12443 | 0.10364 | 0.11377 | 0.017616 | 0.16116 | 0.17342 | 0 | 0.19046 | 0.083953 | 0.2286 | 0.54785 | 0.75375 | 0.53735 | 0.50997 | 0.57009 | 0.70754 | 0.72068 | 0.59494 | 0.80617 | 0.82444 | 0.80555 | 0.78715 | 0.75305 | 0.74313 | 0.78039 | 0.69917 | 0.6871 | 0.77579 | 0.92162 | 1 | 1 | 1
7 | 17 | 9 | 0.012795 | 0.16198 | 0.50309 | 0.082913 | 0.64487 | 0.095841 | 0.50469 | 0.057984 | 0.067146 | 0.0039225 | 0.090673 | 0.15367 | 0.02198 | 0.22721 | 0.121 | 0.10032 | 0.12881 | 0.042247 | 0.10774 | 0.27206 | 0 | 0.16201 | 0.059888 | 0.45085 | 0.71475 | 0.87902 | 0.70105 | 0.6333 | 0.73263 | 0.83063 | 0.85108 | 0.88653 | 0.92766 | 0.92555 | 0.88415 | 0.88701 | 0.86749 | 0.85308 | 0.87939 | 0.79101 | 0.84529 | 0.86082 | 0.99029 | 1 | 1 | 1
7 | 17 | 10 | 0.0382 | 0.10671 | 0.49381 | 0.14431 | 0.49391 | 0.070202 | 0.49066 | 0.052159 | 0.094881 | 0.028878 | 0.12257 | 0.034718 | 0.047764 | 0.10044 | 0.12564 | 0.10481 | 0.10654 | 0.097181 | 0.057722 | 0.34801 | 0.00070605 | 0.10648 | 0.02092 | 0.62628 | 0.82629 | 0.92753 | 0.81045 | 0.76337 | 0.86517 | 0.88953 | 0.91828 | 0.98122 | 1 | 0.97467 | 0.93572 | 0.93316 | 0.90324 | 0.91584 | 0.92514 | 0.85114 | 0.86852 | 0.88457 | 0.97356 | 1 | 1 | 1
7 | 17 | 11 | 0.076148 | 0.086987 | 0.46977 | 0.20011 | 0.33655 | 0.087271 | 0.46218 | 0.076918 | 0.13452 | 0.066603 | 0.11635 | 0.0025395 | 0.08599 | 0.059496 | 0.15564 | 0.13405 | 0.11245 | 0.15293 | 0.078138 | 0.45979 | 0.030674 | 0.08673 | 0.009103 | 0.73302 | 0.87655 | 0.882 | 0.85974 | 0.79979 | 0.90195 | 0.90431 | 0.93384 | 1 | 1 | 0.98879 | 0.94524 | 0.9398 | 0.91792 | 0.92294 | 0.93173 | 0.65653 | 0.80635 | 0.83666 | 1 | 1 | 1 | 1
7 | 17 | 12 | 0.12108 | 0.10937 | 0.43898 | 0.258 | 0.24533 | 0.11018 | 0.4857 | 0.16178 | 0.17946 | 0.11144 | 0.17047 | 0.01633 | 0.13094 | 0.083672 | 0.19687 | 0.17475 | 0.2202 | 0.18278 | 0.33255 | 0.59568 | 0.070394 | 0.10926 | 0.021722 | 0.78929 | 0.89103 | 0.87739 | 0.87395 | 0.83158 | 0.89378 | 0.89108 | 0.92462 | 0.99704 | 1 | 0.96507 | 0.92963 | 0.93132 | 0.90257 | 0.9111 | 0.92332 | 0.70579 | 0.84281 | 0.75471 | 0.9376 | 1 | 1 | 1
7 | 17 | 13 | 0.18729 | 0.13846 | 0.44923 | 0.32157 | 0.24496 | 0.13723 | 0.56062 | 0.26371 | 0.24341 | 0.17768 | 0.29871 | 0.032348 | 0.19678 | 0.09963 | 0.21561 | 0.19339 | 0.35876 | 0.1697 | 0.65308 | 0.68798 | 0.086145 | 0.13841 | 0.041981 | 0.7887 | 0.86996 | 0.81901 | 0.85328 | 0.68378 | 0.87637 | 0.86532 | 0.89971 | 0.96401 | 1 | 0.93421 | 0.91358 | 0.90815 | 0.8879 | 0.90905 | 0.90035 | 0.59442 | 0.82383 | 0.61303 | 0.95365 | 1 | 1 | 1
7 | 17 | 14 | 0.30752 | 0.16079 | 0.50938 | 0.36065 | 0.27108 | 0.15739 | 0.62429 | 0.35439 | 0.36194 | 0.29917 | 0.48781 | 0.10322 | 0.31666 | 0.17326 | 0.24588 | 0.22368 | 0.37589 | 0.18972 | 0.6795 | 0.74205 | 0.058391 | 0.16067 | 0.060251 | 0.75648 | 0.85461 | 0.87135 | 0.83823 | 0.65896 | 0.86549 | 0.85488 | 0.89615 | 0.97222 | 0.98635 | 0.94888 | 0.91274 | 0.91641 | 0.89573 | 0.87182 | 0.90854 | 0.77268 | 0.82494 | 0.72665 | 0.93207 | 1 | 1 | 1
7 | 17 | 15 | 0.369 | 0.19093 | 0.59315 | 0.36478 | 0.33138 | 0.15874 | 0.64966 | 0.44105 | 0.4194 | 0.36109 | 0.59231 | 0.2686 | 0.37748 | 0.33836 | 0.32438 | 0.30287 | 0.34207 | 0.32458 | 0.40907 | 0.78317 | 0.032663 | 0.19074 | 0.086666 | 0.69089 | 0.82877 | 0.79623 | 0.81289 | 0.69479 | 0.85792 | 0.85466 | 0.89539 | 0.96051 | 0.98048 | 0.92938 | 0.90805 | 0.89406 | 0.88657 | 0.87926 | 0.88639 | 0.5732 | 0.83924 | 0.7486 | 0.79606 | 1 | 1 | 1
7 | 17 | 16 | 0.39565 | 0.24073 | 0.81425 | 0.34255 | 0.45461 | 0.20296 | 0.6439 | 0.51243 | 0.44207 | 0.38763 | 0.64851 | 0.43779 | 0.4035 | 0.50026 | 0.45107 | 0.432 | 0.31219 | 0.3521 | 0.3115 | 0.78715 | 0.046468 | 0.24022 | 0.13605 | 0.56392 | 0.75227 | 0.72242 | 0.73784 | 0.64849 | 0.82412 | 0.82024 | 0.8547 | 0.91003 | 0.93312 | 0.89076 | 0.86001 | 0.84574 | 0.81972 | 0.81581 | 0.83847 | 0.61534 | 0.78802 | 0.64345 | 0.64084 | 1 | 1 | 1
7 | 17 | 17 | 0.48072 | 0.38292 | 0.706 | 0.35566 | 0.59771 | 0.25128 | 0.62928 | 0.59115 | 0.52093 | 0.47351 | 0.66352 | 0.49615 | 0.48754 | 0.55128 | 0.51502 | 0.49758 | 0.32161 | 0.32308 | 0.25256 | 0.75967 | 0.21008 | 0.38285 | 0.27711 | 0.36961 | 0.6071 | 0.62205 | 0.59546 | 0.52402 | 0.72973 | 0.73808 | 0.75773 | 0.75403 | 0.82007 | 0.77923 | 0.74396 | 0.73436 | 0.69713 | 0.6809 | 0.72806 | 0.64714 | 0.73323 | 0.51487 | 0.44073 | 1 | 1 | 1
7 | 17 | 18 | 0.63955 | 0.52623 | 0.69208 | 0.3618 | 0.71164 | 0.362 | 0.61735 | 0.63628 | 0.6742 | 0.63518 | 0.63365 | 0.50381 | 0.64532 | 0.55437 | 0.48083 | 0.46248 | 0.20188 | 0.35103 | 0.28566 | 0.78233 | 0.36178 | 0.52704 | 0.42513 | 0.14219 | 0.39007 | 0.40971 | 0.3826 | 0.31816 | 0.5686 | 0.56557 | 0.55784 | 0.50135 | 0.58879 | 0.58375 | 0.53613 | 0.52311 | 0.49333 | 0.45263 | 0.51862 | 0.52309 | 0.58966 | 0.3008 | 0.068963 | 1 | 1 | 1
7 | 17 | 19 | 0.65008 | 0.47271 | 0.75255 | 0.37688 | 0.78541 | 0.66588 | 0.62332 | 0.63297 | 0.67946 | 0.64515 | 0.61816 | 0.56071 | 0.65505 | 0.6088 | 0.47766 | 0.45923 | 0.26245 | 0.52057 | 0.20546 | 0.74006 | 0.17617 | 0.47269 | 0.37494 | 0.0065946 | 0.13116 | 0.16104 | 0.12865 | 0.14297 | 0.31391 | 0.2491 | 0.13001 | 0.0037869 | 0.33062 | 0.27472 | 0.20587 | 0.19725 | 0.17431 | 0.14608 | 0.19556 | 0.23707 | 0.28422 | 0.060476 | 0.00030453 | 1 | 1 | 1
7 | 17 | 20 | 0.66598 | 0.40703 | 0.65016 | 0.4819 | 0.84332 | 0.93213 | 0.63312 | 0.60691 | 0.69536 | 0.66145 | 0.65324 | 0.60086 | 0.67092 | 0.64535 | 0.49685 | 0.47893 | 0.33976 | 0.59327 | 0.20708 | 0.7126 | 0.47462 | 0.40602 | 0.31413 | 1.3769e-05 | 0.0022579 | 0.0076019 | 0.0022146 | 0.011362 | 0.017455 | 0.0063788 | 0.0014223 | 1.3746e-06 | 0.0006017 | 5.2265e-05 | 0 | 0 | 0 | 0 | 0 | 0.023919 | 0.0062958 | 0 | 0 | 1 | 1 | 1
7 | 17 | 21 | 0.64888 | 0.55741 | 0.59479 | 0.43797 | 0.84417 | 0.91533 | 0.65986 | 0.55718 | 0.68016 | 0.64422 | 0.66339 | 0.61412 | 0.65413 | 0.6566 | 0.44969 | 0.43057 | 0.22575 | 0.51961 | 0.34184 | 0.66823 | 0.27492 | 0.55835 | 0.45907 | 0 | 0 | 0 | 0 | 0 | 0 | 0 | 0 | 0 | 0 | 0 | 0 | 0 | 0 | 0 | 0 | 0 | 0 | 0 | 0 | 1 | 1 | 1
7 | 17 | 22 | 0.57989 | 0.47351 | 0.60543 | 0.37194 | 0.79349 | 0.88608 | 0.68284 | 0.51918 | 0.61425 | 0.57402 | 0.63294 | 0.61218 | 0.5857 | 0.65886 | 0.39293 | 0.37257 | 0.070019 | 0.63454 | 0.37805 | 0.59932 | 0.20533 | 0.47322 | 0.37898 | 0 | 0 | 0 | 0 | 0 | 0 | 0 | 0 | 0 | 0 | 0 | 0 | 0 | 0 | 0 | 0 | 0 | 0 | 0 | 0 | 1 | 1 | 1
7 | 17 | 23 | 0.54183 | 0.44012 | 0.69718 | 0.34431 | 0.73759 | 0.8703 | 0.6674 | 0.51117 | 0.5794 | 0.53557 | 0.58703 | 0.49945 | 0.54818 | 0.55166 | 0.32277 | 0.30122 | 0.10719 | 0.72919 | 0.26233 | 0.52383 | 0.087174 | 0.43953 | 0.34544 | 0 | 0 | 0 | 0 | 0 | 0 | 0 | 0 | 0 | 0 | 0 | 0 | 0 | 0 | 0 | 0 | 0 | 0 | 0 | 0 | 1 | 1 | 1
7 | 17 | 24 | 0.52554 | 0.52378 | 0.60698 | 0.36601 | 0.70184 | 0.83928 | 0.62653 | 0.54094 | 0.56424 | 0.51908 | 0.52837 | 0.40805 | 0.53208 | 0.46368 | 0.2684 | 0.2463 | 0.17051 | 0.77143 | 0.27691 | 0.45439 | 0.034104 | 0.52436 | 0.42509 | 0 | 0 | 0 | 0 | 0 | 0 | 0 | 0 | 0 | 0 | 0 | 0 | 0 | 0 | 0 | 0 | 0 | 0 | 0 | 0 | 1 | 1 | 1
7 | 18 | 1 | 0.52433 | 0.45704 | 0.49085 | 0.41358 | 0.67605 | 0.48956 | 0.58393 | 0.5584 | 0.5659 | 0.51828 | 0.48321 | 0.44348 | 0.5313 | 0.50359 | 0.25047 | 0.22828 | 0.12962 | 0.72895 | 0.20178 | 0.45643 | 0.12753 | 0.45694 | 0.35836 | 0 | 0 | 0 | 0 | 0 | 0 | 0 | 0 | 0 | 0 | 0 | 0 | 0 | 0 | 0 | 0 | 0 | 0 | 0 | 0 | 1 | 1 | 1
7 | 18 | 2 | 0.44199 | 0.3983 | 0.43242 | 0.39747 | 0.64651 | 0.56124 | 0.56327 | 0.52717 | 0.48509 | 0.43439 | 0.4254 | 0.42711 | 0.44929 | 0.48698 | 0.19314 | 0.17106 | 0.10674 | 0.63883 | 0.22892 | 0.46857 | 0.14236 | 0.39803 | 0.29586 | 0 | 0 | 0 | 0 | 0 | 0 | 0 | 0 | 0 | 0 | 0 | 0 | 0 | 0 | 0 | 0 | 0 | 0 | 0 | 0 | 1 | 1 | 1
7 | 18 | 3 | 0.42269 | 0.38038 | 0.47818 | 0.36885 | 0.56639 | 0.63921 | 0.56791 | 0.51421 | 0.46935 | 0.41524 | 0.37392 | 0.39355 | 0.43055 | 0.45248 | 0.12615 | 0.10532 | 0.16213 | 0.53564 | 0.39156 | 0.49765 | 0.079397 | 0.38014 | 0.27606 | 0 | 0 | 0 | 0 | 0 | 0 | 0 | 0 | 0 | 0 | 0 | 0 | 0 | 0 | 0 | 0 | 0 | 0 | 0 | 0 | 1 | 1 | 1
7 | 18 | 4 | 0.39124 | 0.39757 | 0.5296 | 0.29897 | 0.48021 | 0.66343 | 0.55118 | 0.49231 | 0.43916 | 0.38336 | 0.32844 | 0.43216 | 0.39932 | 0.49119 | 0.12989 | 0.10893 | 0.29582 | 0.50023 | 0.48345 | 0.48179 | 0.027618 | 0.3979 | 0.28804 | 0 | 0 | 8.1958e-08 | 0 | 0 | 0 | 0 | 0 | 0 | 0 | 0 | 0 | 0 | 0 | 0 | 0 | 0 | 0 | 0 | 4.9226e-07 | 1 | 1 | 1
7 | 18 | 5 | 0.36183 | 0.32298 | 0.38289 | 0.24342 | 0.39394 | 0.74196 | 0.54149 | 0.42739 | 0.41399 | 0.35406 | 0.25575 | 0.46627 | 0.37057 | 0.52347 | 0.15923 | 0.13757 | 0.54314 | 0.44911 | 0.49702 | 0.46881 | 0.0075598 | 0.32317 | 0.21083 | 9.6933e-07 | 0.0013751 | 0.050984 | 0.0013488 | 1.5029e-05 | 0 | 3.4902e-06 | 0.00050161 | 0 | 0.0003957 | 0.0023149 | 0.010619 | 0.0053371 | 0.0026855 | 0.0010084 | 0.0052913 | 0.094878 | 0.041409 | 0.028877 | 0.10666 | 1 | 1 | 1
7 | 18 | 6 | 0.25191 | 0.18564 | 0.3225 | 0.25514 | 0.28694 | 0.61843 | 0.51351 | 0.31728 | 0.3053 | 0.24259 | 0.22772 | 0.46102 | 0.26095 | 0.52079 | 0.12494 | 0.10413 | 0.62885 | 0.35403 | 0.3931 | 0.46856 | 0.00016872 | 0.18508 | 0.085781 | 0.0032617 | 0.12343 | 0.36205 | 0.12107 | 0.0055112 | 0.0043135 | 0.062627 | 0.18843 | 0.052824 | 0.24794 | 0.30949 | 0.37155 | 0.31508 | 0.27445 | 0.22945 | 0.31238 | 0.43811 | 0.38454 | 0.33345 | 0.52201 | 1 | 1 | 1
7 | 18 | 7 | 0.21371 | 0.15845 | 0.23355 | 0.20683 | 0.13566 | 0.22198 | 0.46471 | 0.20061 | 0.26981 | 0.20432 | 0.15105 | 0.36404 | 0.22319 | 0.42902 | 0.12355 | 0.1028 | 0.51807 | 0.18747 | 0.35646 | 0.38661 | 0 | 0.15829 | 0.058662 | 0.03154 | 0.31125 | 0.60882 | 0.30529 | 0.12762 | 0.087755 | 0.37759 | 0.52591 | 0.36178 | 0.60861 | 0.60479 | 0.63838 | 0.61522 | 0.57679 | 0.52586 | 0.60994 | 0.65443 | 0.62381 | 0.6158 | 0.78826 | 1 | 1 | 1
7 | 18 | 8 | 0.21462 | 0.14258 | 0.26506 | 0.19042 | 0.022159 | 0.14799 | 0.45438 | 0.11362 | 0.27005 | 0.20514 | 0.13718 | 0.23413 | 0.224 | 0.30706 | 0.1662 | 0.14443 | 0.35401 | 0.19662 | 0.38401 | 0.41234 | 0 | 0.14225 | 0.04754 | 0.22402 | 0.51054 | 0.78915 | 0.50076 | 0.17101 | 0.27479 | 0.67291 | 0.7422 | 0.6307 | 0.83398 | 0.82495 | 0.80226 | 0.7827 | 0.75441 | 0.74737 | 0.77598 | 0.77535 | 0.76722 | 0.77743 | 0.94209 | 1 | 1 | 1
7 | 18 | 9 | 0.27109 | 0.18497 | 0.27669 | 0.23632 | 0 | 0.10902 | 0.43077 | 0.087158 | 0.32578 | 0.26221 | 0.20248 | 0.076524 | 0.28031 | 0.14564 | 0.18676 | 0.16472 | 0.22734 | 0.30782 | 0.33114 | 0.52959 | 0.00020973 | 0.18506 | 0.078772 | 0.42739 | 0.65924 | 0.895 | 0.6466 | 0.25077 | 0.38228 | 0.74072 | 0.85596 | 0.88093 | 0.9588 | 0.92895 | 0.89242 | 0.88903 | 0.87208 | 0.85295 | 0.88139 | 0.83593 | 0.84269 | 0.86614 | 1 | 1 | 1 | 1
7 | 18 | 10 | 0.32563 | 0.18652 | 0.30863 | 0.26635 | 0.016233 | 0.093604 | 0.46018 | 0.10637 | 0.37854 | 0.31733 | 0.26658 | 0.0039331 | 0.33453 | 0.051232 | 0.22894 | 0.20674 | 0.1968 | 0.52761 | 0.20085 | 0.60622 | 0.0089947 | 0.18648 | 0.081303 | 0.58082 | 0.7566 | 0.94567 | 0.74209 | 0.30216 | 0.54119 | 0.84229 | 0.91643 | 0.93045 | 1 | 0.98002 | 0.94076 | 0.92422 | 0.9002 | 0.91639 | 0.91628 | 0.85773 | 0.87531 | 0.8921 | 1 | 1 | 1 | 1
7 | 18 | 11 | 0.34872 | 0.17795 | 0.35251 | 0.31094 | 0.093215 | 0.09129 | 0.49218 | 0.19342 | 0.39689 | 0.34011 | 0.31513 | 0.00042792 | 0.35689 | 0.060376 | 0.40017 | 0.37998 | 0.17669 | 0.70582 | 0.16892 | 0.67588 | 0.016492 | 0.17775 | 0.075356 | 0.67219 | 0.79843 | 0.95033 | 0.78312 | 0.43883 | 0.57424 | 0.70123 | 0.93576 | 1 | 1 | 0.97093 | 0.94929 | 0.93391 | 0.89653 | 0.92397 | 0.92589 | 0.85388 | 0.88285 | 0.84408 | 1 | 1 | 1 | 1
7 | 18 | 12 | 0.45956 | 0.19445 | 0.29782 | 0.36187 | 0.20131 | 0.11369 | 0.51281 | 0.2869 | 0.50426 | 0.45258 | 0.39386 | 0.0081364 | 0.46708 | 0.073366 | 0.45501 | 0.43602 | 0.1762 | 0.78367 | 0.12472 | 0.73217 | 0.044988 | 0.19434 | 0.089001 | 0.73694 | 0.83047 | 0.92256 | 0.81455 | 0.43166 | 0.81715 | 0.69236 | 0.92092 | 0.9914 | 1 | 0.975 | 0.92769 | 0.92384 | 0.90505 | 0.89787 | 0.91591 | 0.82501 | 0.86842 | 0.77725 | 0.97246 | 1 | 1 | 1
7 | 18 | 13 | 0.53669 | 0.21449 | 0.23265 | 0.4373 | 0.35228 | 0.12804 | 0.53824 | 0.36424 | 0.57669 | 0.53069 | 0.49382 | 0.02284 | 0.54341 | 0.090732 | 0.47151 | 0.45293 | 0.1833 | 0.81775 | 0.16531 | 0.7822 | 0.16975 | 0.21424 | 0.1085 | 0.7503 | 0.82757 | 0.88293 | 0.81171 | 0.40773 | 0.85673 | 0.75777 | 0.85908 | 0.97332 | 0.99673 | 0.95368 | 0.90557 | 0.90342 | 0.87588 | 0.88369 | 0.89566 | 0.82848 | 0.85788 | 0.69841 | 0.86723 | 1 | 1 | 1
7 | 18 | 14 | 0.55262 | 0.26548 | 0.19831 | 0.47939 | 0.4334 | 0.15783 | 0.59509 | 0.41445 | 0.58907 | 0.54643 | 0.54921 | 0.049685 | 0.55878 | 0.11957 | 0.39537 | 0.37505 | 0.19817 | 0.76114 | 0.11003 | 0.81691 | 0.14423 | 0.26487 | 0.16133 | 0.7391 | 0.83472 | 0.84531 | 0.81871 | 0.58385 | 0.8836 | 0.72486 | 0.86245 | 0.97314 | 0.99624 | 0.95273 | 0.90338 | 0.90708 | 0.89944 | 0.86875 | 0.89929 | 0.8336 | 0.84865 | 0.69793 | 0.7145 | 1 | 1 | 1
7 | 18 | 15 | 0.59757 | 0.43938 | 0.44078 | 0.49318 | 0.45449 | 0.23684 | 0.63775 | 0.46696 | 0.63053 | 0.59191 | 0.58404 | 0.1201 | 0.60314 | 0.18891 | 0.42568 | 0.406 | 0.1765 | 0.72416 | 0.08245 | 0.848 | 0.26831 | 0.44034 | 0.32638 | 0.67592 | 0.81022 | 0.83519 | 0.79468 | 0.62241 | 0.879 | 0.72744 | 0.88449 | 0.95652 | 0.98665 | 0.93979 | 0.90262 | 0.88523 | 0.87694 | 0.86194 | 0.87763 | 0.82805 | 0.85318 | 0.69205 | 0.73488 | 1 | 1 | 1
7 | 18 | 16 | 0.68023 | 0.36837 | 0.44686 | 0.53867 | 0.44205 | 0.36732 | 0.65509 | 0.52367 | 0.70773 | 0.67577 | 0.60354 | 0.31583 | 0.68486 | 0.38487 | 0.44316 | 0.42389 | 0.19875 | 0.68507 | 0.11044 | 0.86223 | 0.14328 | 0.36707 | 0.27571 | 0.55854 | 0.74482 | 0.77413 | 0.73054 | 0.62381 | 0.85149 | 0.80524 | 0.81825 | 0.86959 | 0.93383 | 0.89036 | 0.86342 | 0.8436 | 0.82736 | 0.80516 | 0.83635 | 0.79546 | 0.80623 | 0.65176 | 0.66504 | 1 | 1 | 1
7 | 18 | 17 | 0.76341 | 0.58595 | 0.54574 | 0.56831 | 0.48304 | 0.64147 | 0.64795 | 0.56804 | 0.78379 | 0.76001 | 0.61209 | 0.46366 | 0.76685 | 0.52517 | 0.45803 | 0.43911 | 0.18985 | 0.73095 | 0.22922 | 0.83393 | 0.0094327 | 0.58696 | 0.49106 | 0.37774 | 0.62013 | 0.63198 | 0.60824 | 0.66941 | 0.76795 | 0.7435 | 0.73833 | 0.73834 | 0.81895 | 0.78364 | 0.75955 | 0.73168 | 0.69663 | 0.67647 | 0.72539 | 0.70143 | 0.71698 | 0.48194 | 0.48939 | 1 | 1 | 1
7 | 18 | 18 | 0.85005 | 0.5604 | 0.63558 | 0.59325 | 0.57181 | 0.82588 | 0.65622 | 0.59177 | 0.86582 | 0.84827 | 0.60577 | 0.46951 | 0.85267 | 0.52496 | 0.42718 | 0.40754 | 0.2265 | 0.75422 | 0.24148 | 0.80444 | 0.0073518 | 0.56114 | 0.46493 | 0.15142 | 0.41459 | 0.40202 | 0.40665 | 0.5843 | 0.59126 | 0.57667 | 0.5627 | 0.53384 | 0.61523 | 0.58809 | 0.52012 | 0.50917 | 0.48094 | 0.47648 | 0.5048 | 0.52201 | 0.55556 | 0.28214 | 0.16732 | 1 | 1 | 1
7 | 18 | 19 | 0.84058 | 0.3532 | 0.73818 | 0.54264 | 0.66914 | 0.82424 | 0.6865 | 0.60543 | 0.85473 | 0.83828 | 0.59468 | 0.47473 | 0.84296 | 0.5279 | 0.50179 | 0.48401 | 0.46114 | 0.68947 | 0.30714 | 0.75314 | 0.047593 | 0.35211 | 0.2571 | 0.0076451 | 0.14144 | 0.12238 | 0.13873 | 0.32829 | 0.26773 | 0.20172 | 0.12759 | 0.068714 | 0.34772 | 0.27341 | 0.19749 | 0.19026 | 0.16762 | 0.1602 | 0.18862 | 0.23573 | 0.27022 | 0.056477 | 0.00085499 | 1 | 1 | 1
7 | 18 | 20 | 0.81429 | 0.37931 | 0.69995 | 0.54423 | 0.72848 | 0.95918 | 0.73425 | 0.64093 | 0.834 | 0.81216 | 0.61601 | 0.53016 | 0.81756 | 0.58161 | 0.35949 | 0.33852 | 0.53989 | 0.67962 | 0.25437 | 0.71393 | 0.22886 | 0.37935 | 0.27174 | 1.3768e-05 | 0.003282 | 0.0063959 | 0.0032191 | 0.033655 | 0.011315 | 0.0060287 | 0.0011984 | 0.0010386 | 0.00056525 | 3.6183e-05 | 0 | 0 | 0 | 0 | 0 | 0.024876 | 0.0060091 | 0 | 0 | 1 | 1 | 1
7 | 18 | 21 | 0.6573 | 0.36802 | 0.63007 | 0.52788 | 0.72939 | 0.8507 | 0.77161 | 0.60925 | 0.68656 | 0.65255 | 0.58873 | 0.55395 | 0.66223 | 0.60392 | 0.28693 | 0.26498 | 0.58395 | 0.65091 | 0.18137 | 0.70627 | 0.48276 | 0.36769 | 0.26393 | 0 | 0 | 0 | 0 | 0 | 0 | 0 | 0 | 0 | 0 | 0 | 0 | 0 | 0 | 0 | 0 | 0 | 0 | 0 | 0 | 1 | 1 | 1
7 | 18 | 22 | 0.49872 | 0.4169 | 0.66155 | 0.43267 | 0.68136 | 0.69782 | 0.77072 | 0.59077 | 0.53658 | 0.49154 | 0.53455 | 0.52502 | 0.50516 | 0.57568 | 0.27529 | 0.25324 | 0.66587 | 0.69824 | 0.16467 | 0.66733 | 0.57285 | 0.41744 | 0.3066 | 0 | 0 | 0 | 0 | 0 | 0 | 0 | 0 | 0 | 0 | 0 | 0 | 0 | 0 | 0 | 0 | 0 | 0 | 0 | 0 | 1 | 1 | 1
7 | 18 | 23 | 0.46735 | 0.31933 | 0.6909 | 0.3803 | 0.58145 | 0.75302 | 0.74434 | 0.60281 | 0.50896 | 0.46005 | 0.47754 | 0.49318 | 0.47439 | 0.54727 | 0.22345 | 0.20122 | 0.65499 | 0.71853 | 0.11175 | 0.58492 | 0.53175 | 0.31852 | 0.2181 | 0 | 0 | 0 | 0 | 0 | 0 | 0 | 0 | 0 | 0 | 0 | 0 | 0 | 0 | 0 | 0 | 0 | 0 | 0 | 0 | 1 | 1 | 1
7 | 18 | 24 | 0.50317 | 0.39308 | 0.74718 | 0.3281 | 0.57775 | 0.88928 | 0.73754 | 0.66059 | 0.54552 | 0.49677 | 0.44533 | 0.44954 | 0.51029 | 0.50582 | 0.17869 | 0.15674 | 0.63712 | 0.72402 | 0.088729 | 0.44529 | 0.4975 | 0.39373 | 0.27949 | 0 | 0 | 0 | 0 | 0 | 0 | 0 | 0 | 0 | 0 | 0 | 0 | 0 | 0 | 0 | 0 | 0 | 0 | 0 | 0 | 1 | 1 | 1
7 | 19 | 1 | 0.48188 | 0.29829 | 0.77881 | 0.27984 | 0.62198 | 0.92796 | 0.74245 | 0.70849 | 0.52505 | 0.47514 | 0.39847 | 0.43262 | 0.48915 | 0.49084 | 0.21928 | 0.19707 | 0.51042 | 0.70967 | 0.10765 | 0.36665 | 0.52408 | 0.29841 | 0.18633 | 0 | 0 | 0 | 0 | 0 | 0 | 0 | 0 | 0 | 0 | 0 | 0 | 0 | 0 | 0 | 0 | 0 | 0 | 0 | 0 | 1 | 1 | 1
7 | 19 | 2 | 0.43149 | 0.15954 | 0.80823 | 0.20632 | 0.64051 | 0.87995 | 0.75839 | 0.65126 | 0.4736 | 0.42353 | 0.36595 | 0.42915 | 0.43866 | 0.48881 | 0.28215 | 0.26016 | 0.38755 | 0.65945 | 0.10651 | 0.33282 | 0.50893 | 0.1592 | 0.06159 | 0 | 0 | 0 | 0 | 0 | 0 | 0 | 0 | 0 | 0 | 0 | 0 | 0 | 0 | 0 | 0 | 0 | 0 | 0 | 0 | 1 | 1 | 1
7 | 19 | 3 | 0.5042 | 0.079313 | 0.82706 | 0.15339 | 0.65216 | 0.6755 | 0.75216 | 0.59461 | 0.54814 | 0.49807 | 0.28822 | 0.40986 | 0.51155 | 0.47025 | 0.29934 | 0.27751 | 0.34474 | 0.61209 | 0.12544 | 0.25045 | 0.4961 | 0.079019 | 0.0056019 | 0 | 0 | 0 | 0 | 0 | 0 | 0 | 0 | 0 | 0 | 0 | 0 | 0 | 0 | 0 | 0 | 0 | 0 | 0 | 0 | 1 | 1 | 1
7 | 19 | 4 | 0.46171 | 0.048103 | 0.80352 | 0.14348 | 0.68719 | 0.5973 | 0.74281 | 0.57577 | 0.50562 | 0.45465 | 0.21149 | 0.39295 | 0.46911 | 0.45512 | 0.32417 | 0.30265 | 0.35934 | 0.5758 | 0.16316 | 0.18233 | 0.41095 | 0.047859 | 7.4308e-05 | 0 | 0 | 0 | 0 | 0 | 0 | 0 | 0 | 0 | 0 | 0 | 0 | 0 | 0 | 0 | 0 | 0 | 0 | 0 | 0 | 1 | 1 | 1
7 | 19 | 5 | 0.40184 | 0.060786 | 0.73524 | 0.11353 | 0.65587 | 0.52416 | 0.71075 | 0.48752 | 0.44899 | 0.39405 | 0.13375 | 0.36785 | 0.4098 | 0.43195 | 0.39596 | 0.37565 | 0.31387 | 0.5637 | 0.15072 | 0.09529 | 0.3122 | 0.060858 | 0 | 8.2926e-07 | 0.0013956 | 0.052247 | 0.0013688 | 0.0020657 | 3.8491e-07 | 7.0807e-07 | 0.0004732 | 0 | 0.00025411 | 0.0022975 | 0.0099158 | 0.0051774 | 0.002287 | 0.00068614 | 0.0051329 | 0.094122 | 0.037075 | 0.020631 | 0.12172 | 1 | 1 | 1
7 | 19 | 6 | 0.35442 | 0.044434 | 0.56445 | 0.08187 | 0.5556 | 0.68003 | 0.6696 | 0.37897 | 0.40484 | 0.34624 | 0.092116 | 0.32803 | 0.36292 | 0.39769 | 0.40906 | 0.38904 | 0.18089 | 0.47115 | 0.15287 | 0.06113 | 0.18365 | 0.044417 | 0 | 0.0038428 | 0.13951 | 0.37272 | 0.13684 | 0.20469 | 0.073293 | 0.09865 | 0.18076 | 0.067912 | 0.18718 | 0.32971 | 0.37468 | 0.31841 | 0.26606 | 0.21687 | 0.31567 | 0.4384 | 0.38626 | 0.31364 | 0.50688 | 1 | 1 | 1
7 | 19 | 7 | 0.30229 | 0.022744 | 0.27818 | 0.037492 | 0.33839 | 0.30902 | 0.6019 | 0.23411 | 0.35618 | 0.29377 | 0.050538 | 0.2062 | 0.31136 | 0.27983 | 0.27992 | 0.25792 | 0.073669 | 0.35157 | 0.191 | 0.051798 | 0.064081 | 0.02263 | 0 | 0.028657 | 0.36436 | 0.61056 | 0.35738 | 0.55378 | 0.46706 | 0.4707 | 0.51521 | 0.44582 | 0.47789 | 0.63782 | 0.65048 | 0.61217 | 0.56567 | 0.54053 | 0.60691 | 0.65298 | 0.63484 | 0.58295 | 0.76319 | 1 | 1 | 1
7 | 19 | 8 | 0.22006 | 0.02063 | 0.18381 | 0.014705 | 0.15017 | 0.27363 | 0.52477 | 0.08173 | 0.27705 | 0.21089 | 0.029177 | 0.063815 | 0.22965 | 0.13215 | 0.26087 | 0.23873 | 0.035789 | 0.38943 | 0.18966 | 0.065891 | 0.029841 | 0.020522 | 0 | 0.23558 | 0.58351 | 0.79478 | 0.57232 | 0.77336 | 0.71067 | 0.70354 | 0.74532 | 0.74779 | 0.74206 | 0.83309 | 0.81408 | 0.79129 | 0.76852 | 0.7351 | 0.78449 | 0.77223 | 0.77756 | 0.77592 | 0.94004 | 1 | 1 | 1
7 | 19 | 9 | 0.13094 | 0.03704 | 0.10931 | 0.012906 | 0.038113 | 0.35178 | 0.48543 | 0.0072655 | 0.18649 | 0.12091 | 0.026143 | 0.0032437 | 0.14038 | 0.040535 | 0.2629 | 0.24077 | 0.021345 | 0.50826 | 0.23184 | 0.086662 | 0.017344 | 0.037002 | 0 | 0.46911 | 0.74883 | 0.90367 | 0.73448 | 0.88185 | 0.83971 | 0.83099 | 0.85758 | 0.90134 | 0.94541 | 0.94055 | 0.90187 | 0.89326 | 0.88244 | 0.85806 | 0.88559 | 0.83853 | 0.85787 | 0.8666 | 1 | 1 | 1 | 1
7 | 19 | 10 | 0.15765 | 0.052584 | 0.049018 | 0.012127 | 0.0037741 | 0.3295 | 0.4621 | 0.0021448 | 0.21558 | 0.14806 | 0.02364 | 0.00068552 | 0.16743 | 0.043774 | 0.2383 | 0.21607 | 0.019483 | 0.55794 | 0.26014 | 0.124 | 0.0063817 | 0.052465 | 0.00010051 | 0.6397 | 0.84427 | 0.95706 | 0.82809 | 0.88618 | 0.90107 | 0.89557 | 0.92648 | 0.9779 | 1 | 0.97729 | 0.94662 | 0.93965 | 0.9279 | 0.91267 | 0.93158 | 0.85633 | 0.89134 | 0.90811 | 1 | 1 | 1 | 1
7 | 19 | 11 | 0.20651 | 0.084347 | 0.023869 | 0.022639 | 0 | 0.32329 | 0.44956 | 0.023639 | 0.26527 | 0.19744 | 0.062596 | 0.012733 | 0.21638 | 0.078711 | 0.23571 | 0.21348 | 0.017001 | 0.5709 | 0.25586 | 0.19274 | 0.0012736 | 0.084281 | 0.0067192 | 0.74498 | 0.89016 | 0.97145 | 0.87309 | 0.92183 | 0.91087 | 0.9064 | 0.93597 | 1 | 1 | 0.99689 | 0.94598 | 0.92944 | 0.94042 | 0.90707 | 0.92146 | 0.85551 | 0.89287 | 0.91553 | 1 | 1 | 1 | 1
7 | 19 | 12 | 0.20792 | 0.11639 | 0.021201 | 0.037346 | 0 | 0.32003 | 0.47351 | 0.07062 | 0.26081 | 0.19802 | 0.11066 | 0.029841 | 0.21692 | 0.099489 | 0.24972 | 0.22753 | 0.023197 | 0.58588 | 0.34498 | 0.31922 | 0.0060156 | 0.11631 | 0.026289 | 0.80257 | 0.90525 | 0.93959 | 0.8879 | 0.92624 | 0.90177 | 0.89548 | 0.92723 | 0.99602 | 1 | 0.9775 | 0.94184 | 0.92907 | 0.92772 | 0.89565 | 0.92109 | 0.83554 | 0.87116 | 0.87769 | 0.91024 | 1 | 1 | 1
7 | 19 | 13 | 0.35201 | 0.14982 | 0.042455 | 0.059959 | 0 | 0.3094 | 0.52133 | 0.16352 | 0.40492 | 0.34419 | 0.18015 | 0.042492 | 0.36088 | 0.11297 | 0.23392 | 0.21169 | 0.01929 | 0.57479 | 0.513 | 0.42901 | 0.017866 | 0.14965 | 0.051867 | 0.81373 | 0.89737 | 0.91691 | 0.88017 | 0.92152 | 0.87763 | 0.87015 | 0.90209 | 0.97869 | 1 | 0.96202 | 0.92559 | 0.91897 | 0.90578 | 0.87414 | 0.91108 | 0.83127 | 0.86049 | 0.81495 | 0.88491 | 1 | 1 | 1
7 | 19 | 14 | 0.41228 | 0.20373 | 0.10127 | 0.076842 | 0.033968 | 0.29405 | 0.57306 | 0.2291 | 0.45891 | 0.40462 | 0.29195 | 0.068145 | 0.42014 | 0.13753 | 0.23466 | 0.21243 | 0.019364 | 0.65131 | 0.52388 | 0.50704 | 0.038298 | 0.20371 | 0.096514 | 0.7865 | 0.88778 | 0.89857 | 0.87076 | 0.94467 | 0.86729 | 0.86565 | 0.9063 | 0.97929 | 1 | 0.95017 | 0.91753 | 0.92053 | 0.91074 | 0.88478 | 0.91262 | 0.81926 | 0.86653 | 0.7987 | 0.85839 | 1 | 1 | 1
7 | 19 | 15 | 0.47601 | 0.24277 | 0.13359 | 0.10018 | 0.19871 | 0.29584 | 0.61858 | 0.27006 | 0.51812 | 0.46898 | 0.41227 | 0.17662 | 0.48312 | 0.24586 | 0.2176 | 0.19538 | 0.022414 | 0.7107 | 0.58845 | 0.56588 | 0.06521 | 0.2427 | 0.13339 | 0.71035 | 0.85109 | 0.86409 | 0.83477 | 0.93731 | 0.86339 | 0.86102 | 0.89627 | 0.96994 | 0.98978 | 0.94957 | 0.89158 | 0.89858 | 0.87131 | 0.86196 | 0.89086 | 0.76427 | 0.85305 | 0.79189 | 0.83772 | 1 | 1 | 1
7 | 19 | 16 | 0.56576 | 0.27819 | 0.16631 | 0.12736 | 0.40148 | 0.33237 | 0.66105 | 0.31625 | 0.60037 | 0.5596 | 0.51602 | 0.38889 | 0.57162 | 0.45528 | 0.19184 | 0.16976 | 0.018485 | 0.73421 | 0.58706 | 0.64268 | 0.10428 | 0.27804 | 0.1689 | 0.57942 | 0.77144 | 0.7841 | 0.75665 | 0.92554 | 0.82754 | 0.82872 | 0.85837 | 0.92181 | 0.93802 | 0.9061 | 0.75385 | 0.84767 | 0.81242 | 0.82595 | 0.84039 | 0.66785 | 0.81967 | 0.664 | 0.82335 | 1 | 1 | 1
7 | 19 | 17 | 0.71304 | 0.32857 | 0.2035 | 0.16095 | 0.57419 | 0.37289 | 0.70449 | 0.39017 | 0.74049 | 0.70943 | 0.56848 | 0.49167 | 0.71762 | 0.54903 | 0.18183 | 0.15984 | 0.030813 | 0.69159 | 0.44625 | 0.68172 | 0.056819 | 0.32863 | 0.21788 | 0.38673 | 0.63301 | 0.6159 | 0.62087 | 0.83708 | 0.74682 | 0.74322 | 0.75605 | 0.81365 | 0.83182 | 0.80284 | 0.66942 | 0.71494 | 0.69083 | 0.6766 | 0.7088 | 0.49311 | 0.736 | 0.49758 | 0.58134 | 1 | 1 | 1
7 | 19 | 18 | 0.75529 | 0.34603 | 0.22492 | 0.19674 | 0.69428 | 0.42731 | 0.72441 | 0.44423 | 0.77897 | 0.75219 | 0.58289 | 0.49469 | 0.75924 | 0.54695 | 0.17482 | 0.15291 | 0.037435 | 0.66636 | 0.33734 | 0.64614 | 0.057311 | 0.34615 | 0.23539 | 0.15216 | 0.41334 | 0.38946 | 0.40541 | 0.67217 | 0.57371 | 0.57034 | 0.55108 | 0.58285 | 0.59563 | 0.58812 | 0.42996 | 0.51094 | 0.48162 | 0.45501 | 0.50655 | 0.34017 | 0.57426 | 0.29501 | 0.18277 | 1 | 1 | 1
7 | 19 | 19 | 0.70202 | 0.31383 | 0.24698 | 0.24844 | 0.79856 | 0.64997 | 0.7651 | 0.52375 | 0.72666 | 0.69767 | 0.60003 | 0.52162 | 0.70619 | 0.57299 | 0.18913 | 0.16708 | 0.057008 | 0.64712 | 0.36734 | 0.57985 | 0.074583 | 0.31339 | 0.20822 | 0.0075974 | 0.13483 | 0.10581 | 0.13225 | 0.28562 | 0.26991 | 0.1934 | 0.15205 | 0.070339 | 0.33273 | 0.27085 | 0.15049 | 0.1878 | 0.1638 | 0.14354 | 0.18619 | 0.14046 | 0.2851 | 0.053783 | 0.0017839 | 1 | 1 | 1
7 | 19 | 20 | 0.68155 | 0.36128 | 0.2996 | 0.30932 | 0.85645 | 0.97712 | 0.80211 | 0.61444 | 0.70956 | 0.6772 | 0.66007 | 0.53583 | 0.68626 | 0.58879 | 0.26358 | 0.24146 | 0.1046 | 0.67595 | 0.23743 | 0.56537 | 0.24063 | 0.36119 | 0.25406 | 1.3442e-05 | 0.0027357 | 0.0058531 | 0.0026833 | 0.028158 | 0.011035 | 0.0034474 | 0.0011881 | 0.00062454 | 0.0003853 | 1.556e-05 | 0 | 0 | 0 | 0 | 0 | 0.024234 | 0.0056552 | 0 | 0 | 1 | 1 | 1
7 | 19 | 21 | 0.63371 | 0.40658 | 0.31803 | 0.31107 | 0.84621 | 0.93272 | 0.79339 | 0.63295 | 0.66647 | 0.62891 | 0.75952 | 0.46804 | 0.63921 | 0.52185 | 0.24783 | 0.22563 | 0.1796 | 0.64518 | 0.20291 | 0.5745 | 0.54274 | 0.40632 | 0.30464 | 0 | 0 | 0 | 0 | 0 | 0 | 0 | 0 | 0 | 0 | 0 | 0 | 0 | 0 | 0 | 0 | 0 | 0 | 0 | 0 | 1 | 1 | 1
7 | 19 | 22 | 0.52183 | 0.49189 | 0.37779 | 0.25959 | 0.85132 | 0.91415 | 0.78588 | 0.61383 | 0.56077 | 0.51533 | 0.74588 | 0.4461 | 0.5284 | 0.50304 | 0.1946 | 0.1725 | 0.11877 | 0.60584 | 0.16914 | 0.49693 | 0.62501 | 0.49212 | 0.39325 | 0 | 0 | 0 | 0 | 0 | 0 | 0 | 0 | 0 | 0 | 0 | 0 | 0 | 0 | 0 | 0 | 0 | 0 | 0 | 0 | 1 | 1 | 1
7 | 19 | 23 | 0.43055 | 0.50784 | 0.4103 | 0.21015 | 0.84877 | 0.84197 | 0.78969 | 0.63838 | 0.47424 | 0.42281 | 0.70966 | 0.444 | 0.43796 | 0.50202 | 0.17153 | 0.14967 | 0.034597 | 0.65933 | 0.25195 | 0.43662 | 0.58093 | 0.50807 | 0.41129 | 0 | 0 | 0 | 0 | 0 | 0 | 0 | 0 | 0 | 0 | 0 | 0 | 0 | 0 | 0 | 0 | 0 | 0 | 0 | 0 | 1 | 1 | 1
7 | 19 | 24 | 0.41223 | 0.45968 | 0.30503 | 0.19512 | 0.83665 | 0.8051 | 0.78987 | 0.65346 | 0.46074 | 0.40485 | 0.61167 | 0.43925 | 0.42038 | 0.49592 | 0.15458 | 0.13301 | 0.033482 | 0.62764 | 0.30436 | 0.3803 | 0.44457 | 0.45988 | 0.35773 | 0 | 0 | 0 | 0 | 0 | 0 | 0 | 0 | 0 | 0 | 0 | 0 | 0 | 0 | 0 | 0 | 0 | 0 | 0 | 0 | 1 | 1 | 1
7 | 20 | 1 | 0.3365 | 0.35217 | 0.22368 | 0.20669 | 0.82162 | 0.66986 | 0.7667 | 0.635 | 0.38769 | 0.32813 | 0.53767 | 0.47105 | 0.34513 | 0.52773 | 0.16518 | 0.14342 | 0.035318 | 0.60906 | 0.39257 | 0.31713 | 0.45894 | 0.35219 | 0.24321 | 0 | 0 | 0 | 0 | 0 | 0 | 0 | 0 | 0 | 0 | 0 | 0 | 0 | 0 | 0 | 0 | 0 | 0 | 0 | 0 | 1 | 1 | 1
7 | 20 | 2 | 0.26527 | 0.22064 | 0.19541 | 0.2557 | 0.80836 | 0.55687 | 0.7287 | 0.52542 | 0.3184 | 0.25607 | 0.47994 | 0.4695 | 0.27426 | 0.52831 | 0.15254 | 0.13101 | 0.024259 | 0.60058 | 0.30945 | 0.22464 | 0.28749 | 0.22033 | 0.11504 | 0 | 0 | 0 | 0 | 0 | 0 | 0 | 0 | 0 | 0 | 0 | 0 | 0 | 0 | 0 | 0 | 0 | 0 | 0 | 0 | 1 | 1 | 1
7 | 20 | 3 | 0.26175 | 0.13748 | 0.18281 | 0.27594 | 0.79511 | 0.70041 | 0.65102 | 0.40664 | 0.31577 | 0.25264 | 0.41886 | 0.38364 | 0.27088 | 0.44628 | 0.1101 | 0.089851 | 0.034159 | 0.55338 | 0.22473 | 0.22751 | 0.043927 | 0.13721 | 0.043215 | 0 | 0 | 0 | 0 | 0 | 0 | 0 | 0 | 0 | 0 | 0 | 0 | 0 | 0 | 0 | 0 | 0 | 0 | 0 | 0 | 1 | 1 | 1
7 | 20 | 4 | 0.29117 | 0.096004 | 0.14061 | 0.23839 | 0.79166 | 0.59378 | 0.61943 | 0.30584 | 0.34854 | 0.283 | 0.34804 | 0.29361 | 0.30076 | 0.36017 | 0.091385 | 0.072034 | 0.029567 | 0.48801 | 0.183 | 0.21966 | 0.091966 | 0.095891 | 0.01351 | 0 | 0 | 0 | 0 | 0 | 0 | 0 | 0 | 0 | 0 | 0 | 0 | 0 | 0 | 0 | 0 | 0 | 0 | 0 | 0 | 1 | 1 | 1
7 | 20 | 5 | 0.18641 | 0.063645 | 0.083859 | 0.20466 | 0.78108 | 0.29717 | 0.57874 | 0.26131 | 0.24305 | 0.17687 | 0.27906 | 0.24822 | 0.19598 | 0.32422 | 0.10692 | 0.086796 | 0.022873 | 0.3882 | 0.19986 | 0.23683 | 0.43505 | 0.063596 | 0.00020457 | 4.5663e-07 | 0.00066001 | 0.04203 | 0.00064735 | 0.0018344 | 0 | 6.9966e-07 | 0.00036961 | 0 | 0.00021189 | 0.0018775 | 0.0028895 | 0.0027513 | 0.00075782 | 0.00028472 | 0.0027277 | 0.084492 | 0.036336 | 0.016648 | 0.078122 | 1 | 1 | 1
7 | 20 | 6 | 0.11062 | 0.029189 | 0.0234 | 0.18068 | 0.74315 | 0.29755 | 0.5188 | 0.2134 | 0.16971 | 0.1011 | 0.24416 | 0.089405 | 0.12056 | 0.15858 | 0.11099 | 0.090697 | 0.025922 | 0.33382 | 0.14331 | 0.30163 | 0.47365 | 0.029038 | 0 | 0.0033033 | 0.11425 | 0.33065 | 0.11206 | 0.23795 | 0.074043 | 0.11252 | 0.19739 | 0.083942 | 0.23746 | 0.31865 | 0.12495 | 0.22295 | 0.14754 | 0.14239 | 0.22103 | 0.42852 | 0.38594 | 0.18753 | 0.39889 | 1 | 1 | 1
7 | 20 | 7 | 0.03112 | 0.020423 | 0.0015959 | 0.084335 | 0.69222 | 0.17249 | 0.45642 | 0.097574 | 0.085633 | 0.021689 | 0.19387 | 0.027207 | 0.040367 | 0.093843 | 0.090298 | 0.071013 | 0.021225 | 0.2354 | 0.11816 | 0.25623 | 0.27563 | 0.020213 | 0 | 0.026541 | 0.34202 | 0.55668 | 0.33546 | 0.59553 | 0.47573 | 0.49254 | 0.53507 | 0.48891 | 0.60067 | 0.62944 | 0.34392 | 0.53485 | 0.44129 | 0.44216 | 0.53026 | 0.6439 | 0.61974 | 0.41525 | 0.64825 | 1 | 1 | 1
7 | 20 | 8 | 0.018116 | 0.052309 | 0 | 0.066814 | 0.65349 | 0.068809 | 0.39494 | 0.0094106 | 0.072104 | 0.0089087 | 0.1821 | 0.021012 | 0.027269 | 0.087747 | 0.12216 | 0.10146 | 0.026822 | 0.26938 | 0.14329 | 0.24604 | 0.16302 | 0.052206 | 0.00019443 | 0.22696 | 0.5659 | 0.70931 | 0.55505 | 0.80362 | 0.71193 | 0.70531 | 0.73828 | 0.75005 | 0.83375 | 0.82448 | 0.60565 | 0.69524 | 0.73864 | 0.72237 | 0.68927 | 0.73525 | 0.75661 | 0.58529 | 0.7309 | 1 | 1 | 1
7 | 20 | 9 | 0.058249 | 0.095624 | 0 | 0.11246 | 0.58742 | 0.055806 | 0.37178 | 0 | 0.11534 | 0.048714 | 0.16474 | 0.04521 | 0.067892 | 0.11608 | 0.17643 | 0.15451 | 0.028461 | 0.40396 | 0.14401 | 0.28229 | 0.095876 | 0.095607 | 0.012741 | 0.46656 | 0.74531 | 0.79641 | 0.73103 | 0.92245 | 0.83624 | 0.82538 | 0.8571 | 0.89111 | 0.95693 | 0.92744 | 0.87137 | 0.87526 | 0.88108 | 0.84464 | 0.86775 | 0.76473 | 0.83488 | 0.60387 | 0.83201 | 1 | 1 | 1
7 | 20 | 10 | 0.12819 | 0.12814 | 0 | 0.16341 | 0.50459 | 0.10055 | 0.38463 | 0 | 0.18777 | 0.11873 | 0.20144 | 0.075202 | 0.13821 | 0.14954 | 0.21914 | 0.19692 | 0.035309 | 0.54998 | 0.158 | 0.32445 | 0.084382 | 0.12814 | 0.033944 | 0.64404 | 0.85003 | 0.85586 | 0.83374 | 0.97583 | 0.89669 | 0.88757 | 0.92091 | 0.97307 | 1 | 0.97643 | 0.94943 | 0.94586 | 0.92715 | 0.90356 | 0.93773 | 0.76779 | 0.86581 | 0.65288 | 0.91946 | 1 | 1 | 1
7 | 20 | 11 | 0.17619 | 0.14524 | 0.0031555 | 0.2383 | 0.42091 | 0.13223 | 0.38788 | 0.0068485 | 0.23247 | 0.1665 | 0.22402 | 0.080865 | 0.18571 | 0.15456 | 0.27423 | 0.25218 | 0.064465 | 0.61083 | 0.18661 | 0.41667 | 0.078039 | 0.14523 | 0.046895 | 0.754 | 0.90051 | 0.87307 | 0.88325 | 0.9864 | 0.91129 | 0.90304 | 0.93694 | 0.99867 | 1 | 0.99109 | 0.96522 | 0.96685 | 0.94649 | 0.9134 | 0.95855 | 0.75808 | 0.87935 | 0.66859 | 0.91252 | 1 | 1 | 1
7 | 20 | 12 | 0.2826 | 0.14862 | 0.05503 | 0.30365 | 0.39524 | 0.15339 | 0.42273 | 0.070719 | 0.33744 | 0.27392 | 0.20153 | 0.080879 | 0.29182 | 0.15443 | 0.34016 | 0.31886 | 0.12807 | 0.62096 | 0.232 | 0.50354 | 0.083281 | 0.14851 | 0.050355 | 0.80219 | 0.90513 | 0.85142 | 0.88778 | 0.94417 | 0.89221 | 0.88924 | 0.92561 | 0.98512 | 1 | 0.96728 | 0.95089 | 0.95013 | 0.91735 | 0.89379 | 0.94197 | 0.72713 | 0.86241 | 0.64714 | 0.84592 | 1 | 1 | 1
7 | 20 | 13 | 0.36058 | 0.15983 | 0.27487 | 0.35476 | 0.41841 | 0.14464 | 0.45606 | 0.15535 | 0.41161 | 0.35261 | 0.19564 | 0.08139 | 0.36916 | 0.15384 | 0.40698 | 0.38691 | 0.20529 | 0.65166 | 0.31019 | 0.59274 | 0.078726 | 0.15975 | 0.0591 | 0.80887 | 0.89219 | 0.87317 | 0.87509 | 0.8861 | 0.87286 | 0.86195 | 0.90223 | 0.96757 | 1 | 0.95838 | 0.93519 | 0.91855 | 0.91221 | 0.8667 | 0.91066 | 0.71043 | 0.86483 | 0.69498 | 0.94266 | 1 | 1 | 1
7 | 20 | 14 | 0.39639 | 0.17101 | 0.48237 | 0.37766 | 0.45532 | 0.1676 | 0.50794 | 0.21255 | 0.44424 | 0.3886 | 0.26215 | 0.10652 | 0.40446 | 0.18066 | 0.50026 | 0.48243 | 0.22713 | 0.69837 | 0.30523 | 0.63347 | 0.069907 | 0.17097 | 0.068003 | 0.77733 | 0.8774 | 0.87578 | 0.86058 | 0.92253 | 0.86644 | 0.85544 | 0.89814 | 0.9623 | 0.99898 | 0.95062 | 0.92612 | 0.92052 | 0.85961 | 0.86702 | 0.91262 | 0.76669 | 0.85758 | 0.77684 | 0.861 | 1 | 1 | 1
7 | 20 | 15 | 0.43371 | 0.17237 | 0.47046 | 0.41212 | 0.53703 | 0.2111 | 0.55545 | 0.25306 | 0.47744 | 0.42604 | 0.44972 | 0.13812 | 0.44111 | 0.21065 | 0.59387 | 0.57876 | 0.23685 | 0.70587 | 0.39612 | 0.61648 | 0.038315 | 0.1723 | 0.069399 | 0.68236 | 0.817 | 0.83068 | 0.80133 | 0.87374 | 0.85036 | 0.84919 | 0.87932 | 0.95281 | 0.95151 | 0.92193 | 0.90217 | 0.84594 | 0.86531 | 0.68861 | 0.83867 | 0.78101 | 0.84197 | 0.72561 | 0.75086 | 1 | 1 | 1
7 | 20 | 16 | 0.53748 | 0.16927 | 0.4251 | 0.44268 | 0.64406 | 0.27071 | 0.61026 | 0.28537 | 0.57571 | 0.53123 | 0.58318 | 0.22204 | 0.54393 | 0.28882 | 0.63986 | 0.62623 | 0.29005 | 0.68651 | 0.33344 | 0.61194 | 0.044648 | 0.16907 | 0.068092 | 0.56566 | 0.75305 | 0.73911 | 0.73861 | 0.82698 | 0.8142 | 0.81763 | 0.84678 | 0.89644 | 0.92785 | 0.88523 | 0.81014 | 0.76195 | 0.83314 | 0.80082 | 0.7554 | 0.73657 | 0.8139 | 0.61793 | 0.59373 | 1 | 1 | 1
7 | 20 | 17 | 0.64403 | 0.19385 | 0.51676 | 0.46254 | 0.74931 | 0.33237 | 0.6578 | 0.35862 | 0.67646 | 0.63943 | 0.62263 | 0.43361 | 0.64946 | 0.49716 | 0.64781 | 0.63444 | 0.33677 | 0.65257 | 0.375 | 0.60385 | 0.12571 | 0.19371 | 0.088832 | 0.37056 | 0.60475 | 0.58839 | 0.59315 | 0.69952 | 0.73847 | 0.73239 | 0.76249 | 0.79873 | 0.81197 | 0.77429 | 0.64183 | 0.68124 | 0.63998 | 0.62657 | 0.67539 | 0.61907 | 0.73424 | 0.47856 | 0.33581 | 1 | 1 | 1
7 | 20 | 18 | 0.66548 | 0.23112 | 0.41486 | 0.48297 | 0.82281 | 0.42531 | 0.68636 | 0.46097 | 0.69536 | 0.66102 | 0.64088 | 0.52462 | 0.6705 | 0.57583 | 0.60813 | 0.59346 | 0.34689 | 0.62798 | 0.22175 | 0.59918 | 0.18698 | 0.23102 | 0.12253 | 0.1406 | 0.3803 | 0.37878 | 0.37301 | 0.57526 | 0.56393 | 0.5454 | 0.57431 | 0.56142 | 0.57236 | 0.55423 | 0.34297 | 0.42394 | 0.45648 | 0.35572 | 0.4203 | 0.41572 | 0.57996 | 0.26235 | 0.080251 | 1 | 1 | 1
7 | 20 | 19 | 0.63517 | 0.26956 | 0.37322 | 0.46276 | 0.84669 | 0.75963 | 0.74719 | 0.53898 | 0.66529 | 0.62998 | 0.65924 | 0.59112 | 0.64026 | 0.63812 | 0.56023 | 0.5441 | 0.37729 | 0.57749 | 0.19246 | 0.58769 | 0.08484 | 0.26948 | 0.1596 | 0.0067219 | 0.12615 | 0.11699 | 0.12373 | 0.2744 | 0.29128 | 0.14612 | 0.15979 | 0.14296 | 0.31957 | 0.23774 | 0.12174 | 0.13857 | 0.14837 | 0.096869 | 0.13738 | 0.16977 | 0.26735 | 0.032024 | 0.000406 | 1 | 1 | 1
7 | 20 | 20 | 0.635 | 0.30809 | 0.45394 | 0.48162 | 0.86199 | 0.96666 | 0.76962 | 0.58299 | 0.66623 | 0.62999 | 0.66013 | 0.58948 | 0.64027 | 0.63498 | 0.56645 | 0.5505 | 0.40432 | 0.63806 | 0.32049 | 0.58379 | 0.20676 | 0.3082 | 0.19635 | 9.3505e-06 | 0.0027035 | 0.005876 | 0.0026517 | 0.024662 | 0.013342 | 0.0020518 | 0.0015699 | 0.0024999 | 0.00026567 | 7.6383e-06 | 0 | 0 | 0 | 0 | 0 | 0.021875 | 0.0055711 | 0 | 0 | 1 | 1 | 1
7 | 20 | 21 | 0.627 | 0.30463 | 0.47901 | 0.43565 | 0.84895 | 0.90377 | 0.74414 | 0.56637 | 0.65943 | 0.62197 | 0.64983 | 0.56226 | 0.63245 | 0.60883 | 0.56805 | 0.55215 | 0.5656 | 0.6822 | 0.33944 | 0.58849 | 0.48838 | 0.30462 | 0.19412 | 0 | 0 | 0 | 0 | 0 | 0 | 0 | 0 | 0 | 0 | 0 | 0 | 0 | 0 | 0 | 0 | 0 | 0 | 0 | 0 | 1 | 1 | 1
7 | 20 | 22 | 0.58095 | 0.28471 | 0.46367 | 0.37801 | 0.8254 | 0.76379 | 0.70191 | 0.56242 | 0.61876 | 0.57565 | 0.60617 | 0.5442 | 0.58728 | 0.59735 | 0.56058 | 0.54445 | 0.72314 | 0.67077 | 0.34636 | 0.58277 | 0.45095 | 0.28438 | 0.17737 | 0 | 0 | 0 | 0 | 0 | 0 | 0 | 0 | 0 | 0 | 0 | 0 | 0 | 0 | 0 | 0 | 0 | 0 | 0 | 0 | 1 | 1 | 1
7 | 20 | 23 | 0.43769 | 0.32161 | 0.49549 | 0.3671 | 0.82377 | 0.65487 | 0.65822 | 0.57292 | 0.47975 | 0.42985 | 0.53593 | 0.41117 | 0.44484 | 0.47533 | 0.50763 | 0.48999 | 0.61028 | 0.70489 | 0.33601 | 0.5844 | 0.53226 | 0.32179 | 0.20941 | 0 | 0 | 0 | 0 | 0 | 0 | 0 | 0 | 0 | 0 | 0 | 0 | 0 | 0 | 0 | 0 | 0 | 0 | 0 | 0 | 1 | 1 | 1
7 | 20 | 24 | 0.40773 | 0.29822 | 0.42528 | 0.37713 | 0.82461 | 0.43644 | 0.60356 | 0.58908 | 0.45461 | 0.40001 | 0.47588 | 0.18586 | 0.41564 | 0.25101 | 0.45968 | 0.4408 | 0.52455 | 0.72811 | 0.24488 | 0.60301 | 0.58098 | 0.29823 | 0.18731 | 0 | 0 | 0 | 0 | 0 | 0 | 0 | 0 | 0 | 0 | 0 | 0 | 0 | 0 | 0 | 0 | 0 | 0 | 0 | 0 | 1 | 1 | 1
7 | 21 | 1 | 0.39119 | 0.25406 | 0.33927 | 0.37731 | 0.81359 | 0.70053 | 0.56288 | 0.57512 | 0.44119 | 0.38363 | 0.43777 | 0.15325 | 0.39958 | 0.22881 | 0.43081 | 0.41125 | 0.34322 | 0.73363 | 0.14266 | 0.54394 | 0.5781 | 0.25389 | 0.14538 | 0 | 0 | 0 | 0 | 0 | 0 | 0 | 0 | 0 | 0 | 0 | 0 | 0 | 0 | 0 | 0 | 0 | 0 | 0 | 0 | 1 | 1 | 1
7 | 21 | 2 | 0.3059 | 0.23154 | 0.29329 | 0.31038 | 0.80229 | 0.65423 | 0.47315 | 0.5031 | 0.35849 | 0.29724 | 0.37916 | 0.10622 | 0.31477 | 0.1774 | 0.40946 | 0.38943 | 0.19293 | 0.6686 | 0.14306 | 0.50697 | 0.48446 | 0.23162 | 0.12113 | 0 | 0 | 0 | 0 | 0 | 0 | 0 | 0 | 0 | 0 | 0 | 0 | 0 | 0 | 0 | 0 | 0 | 0 | 0 | 0 | 1 | 1 | 1
7 | 21 | 3 | 0.23046 | 0.16963 | 0.25841 | 0.23922 | 0.78849 | 0.59873 | 0.38645 | 0.3696 | 0.28581 | 0.22115 | 0.33154 | 0.1229 | 0.23981 | 0.20038 | 0.40413 | 0.38399 | 0.12346 | 0.64002 | 0.10027 | 0.44237 | 0.42093 | 0.16951 | 0.06766 | 0 | 0 | 0 | 0 | 0 | 0 | 0 | 0 | 0 | 0 | 0 | 0 | 0 | 0 | 0 | 0 | 0 | 0 | 0 | 0 | 1 | 1 | 1
7 | 21 | 4 | 0.18881 | 0.11637 | 0.24641 | 0.18854 | 0.78515 | 0.59112 | 0.27715 | 0.28807 | 0.24741 | 0.17956 | 0.26137 | 0.076444 | 0.19867 | 0.14602 | 0.36297 | 0.34205 | 0.11512 | 0.6159 | 0.12285 | 0.27553 | 0.43634 | 0.11627 | 0.026518 | 0 | 0 | 0 | 0 | 0 | 0 | 0 | 0 | 0 | 0 | 0 | 0 | 0 | 0 | 0 | 0 | 0 | 0 | 0 | 0 | 1 | 1 | 1
7 | 21 | 5 | 0.11601 | 0.068265 | 0.18125 | 0.14547 | 0.78038 | 0.58944 | 0.20274 | 0.24403 | 0.17475 | 0.10643 | 0.23873 | 0.10544 | 0.1259 | 0.18196 | 0.27879 | 0.25679 | 0.060856 | 0.6047 | 0.1341 | 0.21891 | 0.45725 | 0.068081 | 0.00040551 | 6.1029e-07 | 0.00084566 | 0.032963 | 0.00082945 | 0.0010782 | 0 | 0 | 0.0002896 | 0 | 0.00015673 | 0.0014398 | 0.0071289 | 0.002732 | 0.0007715 | 0.00039838 | 0.0027085 | 0.061247 | 0.028081 | 0.013225 | 0.066146 | 1 | 1 | 1
7 | 21 | 6 | 0.045773 | 0.04942 | 0.040505 | 0.11569 | 0.74321 | 0.58577 | 0.14849 | 0.15347 | 0.10221 | 0.036418 | 0.21569 | 0.084922 | 0.055309 | 0.15949 | 0.1737 | 0.15184 | 0.032532 | 0.4951 | 0.11942 | 0.18304 | 0.58669 | 0.049433 | 0 | 0.0033842 | 0.12866 | 0.2891 | 0.12619 | 0.18977 | 0.085203 | 0.12194 | 0.19696 | 0.096238 | 0.22798 | 0.30085 | 0.34686 | 0.25542 | 0.1537 | 0.16139 | 0.25322 | 0.34162 | 0.3482 | 0.13569 | 0.3604 | 1 | 1 | 1
7 | 21 | 7 | 0.013272 | 0.015307 | 0.0024296 | 0.041088 | 0.66168 | 0.21513 | 0.070273 | 0.01605 | 0.065153 | 0.0055813 | 0.18297 | 0.043023 | 0.022118 | 0.11176 | 0.10879 | 0.088606 | 0.029421 | 0.30964 | 0.12149 | 0.10411 | 0.5819 | 0.015139 | 0 | 0.026412 | 0.35294 | 0.50663 | 0.34617 | 0.54858 | 0.3862 | 0.47851 | 0.53053 | 0.49228 | 0.59335 | 0.6216 | 0.6364 | 0.48915 | 0.49337 | 0.49049 | 0.48495 | 0.62497 | 0.5851 | 0.31873 | 0.51979 | 1 | 1 | 1
7 | 21 | 8 | 0.073328 | 0.013833 | 0 | 0.030519 | 0.57754 | 0.12275 | 0.022757 | 0 | 0.1331 | 0.064115 | 0.14132 | 0.04542 | 0.083357 | 0.1172 | 0.12418 | 0.1034 | 0.021461 | 0.36987 | 0.12645 | 0.14358 | 0.26445 | 0.01359 | 0 | 0.2298 | 0.5634 | 0.68738 | 0.5526 | 0.79604 | 0.60177 | 0.69384 | 0.73498 | 0.73656 | 0.81884 | 0.80005 | 0.79248 | 0.73739 | 0.64092 | 0.71038 | 0.73106 | 0.77071 | 0.73114 | 0.5042 | 0.6935 | 1 | 1 | 1
7 | 21 | 9 | 0.089656 | 0.061727 | 0 | 0.052339 | 0.47072 | 0.096898 | 0.0013453 | 0 | 0.14948 | 0.08023 | 0.11651 | 0.038195 | 0.099713 | 0.1082 | 0.15237 | 0.13084 | 0.015754 | 0.41098 | 0.12627 | 0.17086 | 0.1051 | 0.061612 | 0.0004625 | 0.46085 | 0.73431 | 0.81668 | 0.72023 | 0.91507 | 0.81259 | 0.81043 | 0.84756 | 0.88167 | 0.93657 | 0.91661 | 0.87551 | 0.84822 | 0.85703 | 0.8366 | 0.84094 | 0.82383 | 0.82597 | 0.74657 | 0.74328 | 1 | 1 | 1
7 | 21 | 10 | 0.067038 | 0.12296 | 0 | 0.075429 | 0.35657 | 0.086343 | 0 | 0 | 0.12504 | 0.0575 | 0.10968 | 0.040159 | 0.076827 | 0.11011 | 0.18561 | 0.16358 | 0.014532 | 0.38377 | 0.13412 | 0.18175 | 0.017351 | 0.12303 | 0.029872 | 0.63509 | 0.8379 | 0.84637 | 0.82183 | 0.9669 | 0.88337 | 0.87208 | 0.89962 | 0.95605 | 1 | 0.96725 | 0.93303 | 0.926 | 0.91187 | 0.90471 | 0.91805 | 0.8511 | 0.88202 | 0.74384 | 0.67037 | 1 | 1 | 1
7 | 21 | 11 | 0.055616 | 0.15248 | 0.001503 | 0.12791 | 0.28071 | 0.086773 | 0 | 0.0045454 | 0.11241 | 0.046035 | 0.11469 | 0.056377 | 0.065227 | 0.12922 | 0.23638 | 0.21416 | 0.020212 | 0.31452 | 0.11162 | 0.20685 | 0.0046286 | 0.15246 | 0.052632 | 0.73257 | 0.87514 | 0.81794 | 0.85836 | 0.95419 | 0.89773 | 0.88805 | 0.91682 | 0.98488 | 1 | 0.93149 | 0.95876 | 0.87151 | 0.91259 | 0.93616 | 0.86402 | 0.80216 | 0.87262 | 0.75734 | 0.51392 | 1 | 1 | 1
7 | 21 | 12 | 0.085998 | 0.16693 | 0.018594 | 0.18469 | 0.20701 | 0.085456 | 0 | 0.049133 | 0.14351 | 0.076287 | 0.12136 | 0.057509 | 0.095723 | 0.12954 | 0.28924 | 0.26731 | 0.036585 | 0.23184 | 0.12925 | 0.25502 | 0.072435 | 0.16656 | 0.067661 | 0.77634 | 0.87599 | 0.84594 | 0.8592 | 0.96226 | 0.88366 | 0.87302 | 0.90318 | 0.97756 | 1 | 0.94066 | 0.94333 | 0.85126 | 0.75676 | 0.91304 | 0.84395 | 0.80672 | 0.87571 | 0.85709 | 0.5226 | 1 | 1 | 1
7 | 21 | 13 | 0.15557 | 0.2521 | 0.038519 | 0.22852 | 0.16967 | 0.098131 | 0.001811 | 0.12627 | 0.21584 | 0.14632 | 0.12041 | 0.061151 | 0.16569 | 0.13364 | 0.32408 | 0.30256 | 0.071974 | 0.22036 | 0.16924 | 0.30511 | 0.031598 | 0.25281 | 0.13435 | 0.78731 | 0.86838 | 0.79045 | 0.85173 | 0.91761 | 0.86086 | 0.84304 | 0.88158 | 0.95804 | 0.98962 | 0.92106 | 0.92852 | 0.81563 | 0.85665 | 0.84248 | 0.80862 | 0.81773 | 0.83412 | 0.78259 | 0.34326 | 1 | 1 | 1
7 | 21 | 14 | 0.16401 | 0.15211 | 0.077694 | 0.27092 | 0.19942 | 0.12202 | 0.030458 | 0.19716 | 0.22159 | 0.1544 | 0.11383 | 0.065112 | 0.17374 | 0.13709 | 0.35199 | 0.33088 | 0.11857 | 0.21413 | 0.29897 | 0.25148 | 0.056175 | 0.15153 | 0.057362 | 0.75363 | 0.85015 | 0.71708 | 0.83385 | 0.94009 | 0.85138 | 0.83762 | 0.87856 | 0.96224 | 0.98779 | 0.85251 | 0.91578 | 0.85025 | 0.90935 | 0.7219 | 0.84295 | 0.65952 | 0.85186 | 0.75608 | 0.18191 | 1 | 1 | 1
7 | 21 | 15 | 0.19837 | 0.17115 | 0.14033 | 0.29042 | 0.26503 | 0.16299 | 0.091113 | 0.26335 | 0.25449 | 0.18884 | 0.16078 | 0.085038 | 0.20786 | 0.15879 | 0.40037 | 0.38016 | 0.14269 | 0.15198 | 0.26512 | 0.23896 | 0.17037 | 0.17111 | 0.068222 | 0.68554 | 0.82036 | 0.69429 | 0.80463 | 0.94074 | 0.84733 | 0.83287 | 0.87064 | 0.95177 | 0.97438 | 0.8087 | 0.88623 | 0.83786 | 0.85382 | 0.81772 | 0.83067 | 0.60284 | 0.84919 | 0.68318 | 0.26116 | 1 | 1 | 1
7 | 21 | 16 | 0.27561 | 0.17839 | 0.18606 | 0.29714 | 0.40894 | 0.23563 | 0.18661 | 0.34506 | 0.33246 | 0.26713 | 0.34436 | 0.11088 | 0.28515 | 0.18033 | 0.41648 | 0.39661 | 0.15805 | 0.26679 | 0.32034 | 0.41083 | 0.40173 | 0.17827 | 0.07506 | 0.55987 | 0.74406 | 0.57646 | 0.7298 | 0.88646 | 0.81656 | 0.7996 | 0.83718 | 0.90624 | 0.91511 | 0.87567 | 0.64359 | 0.84678 | 0.78704 | 0.79277 | 0.83951 | 0.42169 | 0.77994 | 0.55689 | 0.15523 | 1 | 1 | 1
7 | 21 | 17 | 0.26833 | 0.19385 | 0.2192 | 0.31268 | 0.59216 | 0.28157 | 0.29801 | 0.46206 | 0.32171 | 0.25922 | 0.49444 | 0.24989 | 0.27736 | 0.31913 | 0.3921 | 0.37171 | 0.16152 | 0.43636 | 0.49649 | 0.24534 | 0.47792 | 0.19367 | 0.089101 | 0.37194 | 0.60689 | 0.48314 | 0.59526 | 0.83605 | 0.73821 | 0.7113 | 0.75295 | 0.78638 | 0.7951 | 0.71607 | 0.53001 | 0.72961 | 0.68542 | 0.65445 | 0.72334 | 0.34945 | 0.72683 | 0.42232 | 0.10189 | 1 | 1 | 1
7 | 21 | 18 | 0.31389 | 0.22854 | 0.23536 | 0.32962 | 0.73189 | 0.34015 | 0.4089 | 0.55731 | 0.36327 | 0.30488 | 0.55053 | 0.43341 | 0.32227 | 0.49458 | 0.35025 | 0.32911 | 0.15795 | 0.38529 | 0.38207 | 0.20248 | 0.37433 | 0.22837 | 0.12092 | 0.14589 | 0.39592 | 0.31926 | 0.38833 | 0.69266 | 0.58244 | 0.53958 | 0.56605 | 0.55412 | 0.5394 | 0.49574 | 0.43724 | 0.507 | 0.45111 | 0.38408 | 0.50265 | 0.1743 | 0.55779 | 0.25372 | 0.0051945 | 1 | 1 | 1
7 | 21 | 19 | 0.47748 | 0.28311 | 0.24541 | 0.36178 | 0.81622 | 0.64157 | 0.5557 | 0.66086 | 0.52054 | 0.47065 | 0.58602 | 0.54696 | 0.48472 | 0.59965 | 0.31352 | 0.29185 | 0.1429 | 0.32291 | 0.38661 | 0.2396 | 0.54748 | 0.2832 | 0.17123 | 0.0068396 | 0.12548 | 0.09099 | 0.12308 | 0.34159 | 0.23792 | 0.15613 | 0.18204 | 0.072483 | 0.28288 | 0.21075 | 0.14452 | 0.1809 | 0.14302 | 0.10955 | 0.17934 | 0.057044 | 0.25099 | 0.042183 | 3.3044e-06 | 1 | 1 | 1
7 | 21 | 20 | 0.61727 | 0.30047 | 0.23562 | 0.49343 | 0.86552 | 0.92816 | 0.61924 | 0.69741 | 0.6538 | 0.61265 | 0.62584 | 0.55219 | 0.62336 | 0.60012 | 0.34354 | 0.32229 | 0.13245 | 0.33222 | 0.34255 | 0.27458 | 0.41895 | 0.30082 | 0.18594 | 1.0246e-05 | 0.0028929 | 0.0032534 | 0.0028375 | 0.034684 | 0.0079824 | 0.0024497 | 0.0015214 | 0.00051531 | 0.00017189 | 2.7067e-06 | 0 | 0 | 0 | 0 | 0 | 0.010153 | 0.0043514 | 0 | 0 | 1 | 1 | 1
7 | 21 | 21 | 0.5945 | 0.22167 | 0.227 | 0.47021 | 0.89731 | 0.82402 | 0.62646 | 0.63834 | 0.62912 | 0.58902 | 0.60073 | 0.55435 | 0.60033 | 0.60424 | 0.38909 | 0.36865 | 0.10073 | 0.44245 | 0.22704 | 0.29987 | 0.34608 | 0.22157 | 0.11383 | 0 | 0 | 0 | 0 | 0 | 0 | 0 | 0 | 0 | 0 | 0 | 0 | 0 | 0 | 0 | 0 | 0 | 0 | 0 | 0 | 1 | 1 | 1
7 | 21 | 22 | 0.54485 | 0.14708 | 0.21958 | 0.37598 | 0.89251 | 0.76651 | 0.59984 | 0.61059 | 0.58158 | 0.53852 | 0.53114 | 0.50458 | 0.55106 | 0.55884 | 0.41318 | 0.39323 | 0.078227 | 0.61773 | 0.22205 | 0.35639 | 0.24081 | 0.14673 | 0.051354 | 0 | 0 | 0 | 0 | 0 | 0 | 0 | 0 | 0 | 0 | 0 | 0 | 0 | 0 | 0 | 0 | 0 | 0 | 0 | 0 | 1 | 1 | 1
7 | 21 | 23 | 0.53321 | 0.13465 | 0.24539 | 0.33876 | 0.87587 | 0.71303 | 0.5249 | 0.61095 | 0.57274 | 0.52705 | 0.48089 | 0.40306 | 0.53986 | 0.46685 | 0.39228 | 0.3719 | 0.074398 | 0.71856 | 0.21762 | 0.42324 | 0.18056 | 0.13448 | 0.040072 | 0 | 0 | 0 | 0 | 0 | 0 | 0 | 0 | 0 | 0 | 0 | 0 | 0 | 0 | 0 | 0 | 0 | 0 | 0 | 0 | 1 | 1 | 1
7 | 21 | 24 | 0.49255 | 0.14066 | 0.19117 | 0.3385 | 0.85652 | 0.69442 | 0.36748 | 0.58763 | 0.53348 | 0.48569 | 0.43069 | 0.23361 | 0.49946 | 0.30168 | 0.36574 | 0.34486 | 0.094209 | 0.70447 | 0.1554 | 0.40193 | 0.15073 | 0.14049 | 0.044626 | 0 | 0 | 0 | 0 | 0 | 0 | 0 | 0 | 0 | 0 | 0 | 0 | 0 | 0 | 0 | 0 | 0 | 0 | 0 | 0 | 1 | 1 | 1
7 | 22 | 1 | 0.4719 | 0.16887 | 0.15648 | 0.33347 | 0.82798 | 0.84249 | 0.28458 | 0.56209 | 0.5153 | 0.46497 | 0.34666 | 0.15041 | 0.47921 | 0.2246 | 0.37161 | 0.35083 | 0.15116 | 0.67151 | 0.1309 | 0.3793 | 0.136 | 0.16915 | 0.063456 | 0 | 0 | 0 | 0 | 0 | 0 | 0 | 0 | 0 | 0 | 0 | 0 | 0 | 0 | 0 | 0 | 0 | 0 | 0 | 0 | 1 | 1 | 1
7 | 22 | 2 | 0.43368 | 0.1162 | 0.23789 | 0.27251 | 0.80371 | 0.77548 | 0.20563 | 0.53317 | 0.47999 | 0.4264 | 0.30256 | 0.075044 | 0.44147 | 0.14767 | 0.34852 | 0.32735 | 0.14607 | 0.74858 | 0.11217 | 0.29861 | 0.10259 | 0.11606 | 0.026633 | 0 | 0 | 0 | 0 | 0 | 0 | 0 | 0 | 0 | 0 | 0 | 0 | 0 | 0 | 0 | 0 | 0 | 0 | 0 | 0 | 1 | 1 | 1
7 | 22 | 3 | 0.3647 | 0.079968 | 0.26607 | 0.17038 | 0.76164 | 0.73908 | 0.14549 | 0.48287 | 0.41363 | 0.35648 | 0.22109 | 0.014149 | 0.37297 | 0.078551 | 0.33102 | 0.30959 | 0.13808 | 0.73511 | 0.094043 | 0.22183 | 0.13173 | 0.079701 | 0.0054437 | 0 | 0 | 0 | 0 | 0 | 0 | 0 | 0 | 0 | 0 | 0 | 0 | 0 | 0 | 0 | 0 | 0 | 0 | 0 | 0 | 1 | 1 | 1
7 | 22 | 4 | 0.3278 | 0.091128 | 0.24604 | 0.097366 | 0.7288 | 0.70359 | 0.10986 | 0.4286 | 0.37802 | 0.31913 | 0.21815 | 0.00083048 | 0.3363 | 0.064063 | 0.2904 | 0.26848 | 0.11894 | 0.75312 | 0.09001 | 0.18103 | 0.181 | 0.091244 | 0.0092282 | 0 | 0 | 0 | 0 | 0 | 0 | 0 | 0 | 0 | 0 | 0 | 0 | 0 | 0 | 0 | 0 | 0 | 0 | 0 | 0 | 1 | 1 | 1
7 | 22 | 5 | 0.33976 | 0.059549 | 0.21762 | 0.065849 | 0.73138 | 0.68418 | 0.070475 | 0.32038 | 0.39591 | 0.33223 | 0.18474 | 0.00014405 | 0.34912 | 0.063356 | 0.22335 | 0.20113 | 0.081051 | 0.65638 | 0.15114 | 0.16075 | 0.19731 | 0.059411 | 0.00014564 | 3.0809e-07 | 0.00046428 | 0.012396 | 0.00045538 | 0.0012642 | 0 | 0 | 0.00019393 | 0 | 7.236e-05 | 0.00083266 | 0.0042274 | 0.00092107 | 0 | 0.00013079 | 0.00091316 | 0.0026069 | 0.0095691 | 0.0055945 | 0.040331 | 1 | 1 | 1
7 | 22 | 6 | 0.17137 | 0.047752 | 0.17468 | 0.046919 | 0.70062 | 0.40278 | 0.044014 | 0.24222 | 0.22652 | 0.16152 | 0.12276 | 8.151e-06 | 0.18072 | 0.042266 | 0.14994 | 0.12849 | 0.036399 | 0.41005 | 0.15304 | 0.081384 | 0.13037 | 0.047548 | 3.6246e-06 | 0.0029113 | 0.094376 | 0.18394 | 0.092567 | 0.23605 | 0.073082 | 0.10434 | 0.1823 | 0.073256 | 0.18924 | 0.24903 | 0.23973 | 0.10543 | 0.00035941 | 0.10661 | 0.10452 | 0.075938 | 0.26916 | 0.094833 | 0.17526 | 1 | 1 | 1
7 | 22 | 7 | 0.097106 | 0.072394 | 0.11292 | 0.011628 | 0.63369 | 0.12392 | 0.025082 | 0.11802 | 0.15458 | 0.087342 | 0.057756 | 0 | 0.10683 | 0.022905 | 0.083095 | 0.064266 | 0.016737 | 0.34494 | 0.06439 | 0.023722 | 0.034682 | 0.07247 | 0.00022773 | 0.021718 | 0.28323 | 0.35343 | 0.2778 | 0.59457 | 0.46233 | 0.47136 | 0.52603 | 0.4004 | 0.57901 | 0.49251 | 0.54515 | 0.25409 | 0.0097122 | 0.26649 | 0.25191 | 0.23914 | 0.43714 | 0.25541 | 0.29498 | 1 | 1 | 1
7 | 22 | 8 | 0.077919 | 0.066441 | 0.083665 | 0.0071542 | 0.53541 | 0.090357 | 0.0069162 | 0.011632 | 0.13623 | 0.068339 | 0.036868 | 0 | 0.08776 | 0.031286 | 0.060507 | 0.043415 | 0.018099 | 0.26568 | 0.024031 | 0.011998 | 0.012821 | 0.066438 | 3.6246e-06 | 0.18269 | 0.45942 | 0.54881 | 0.45061 | 0.79478 | 0.68747 | 0.6891 | 0.72862 | 0.70591 | 0.81543 | 0.69759 | 0.40948 | 0.43336 | 0.14202 | 0.49132 | 0.42964 | 0.50881 | 0.59451 | 0.49696 | 0.3792 | 1 | 1 | 1
7 | 22 | 9 | 0.069114 | 0.049336 | 0.061871 | 0.0068137 | 0.39267 | 0.071167 | 0.0052858 | 0 | 0.12865 | 0.059784 | 0.021751 | 0 | 0.079112 | 0.032897 | 0.069498 | 0.051615 | 0.017799 | 0.26391 | 0.013944 | 0.012377 | 0.0033374 | 0.049226 | 0 | 0.3358 | 0.5414 | 0.6511 | 0.53102 | 0.89971 | 0.80228 | 0.80536 | 0.83869 | 0.87634 | 0.9372 | 0.74729 | 0.057975 | 0.44964 | 0.21434 | 0.42142 | 0.44577 | 0.52283 | 0.61575 | 0.66503 | 0.52571 | 1 | 1 | 1
7 | 22 | 10 | 0.021566 | 0.046578 | 0.032564 | 0.0074436 | 0.27846 | 0.12848 | 0.013899 | 0 | 0.075236 | 0.012865 | 0.012593 | 0 | 0.030344 | 0.033949 | 0.078829 | 0.060256 | 0.013798 | 0.11459 | 0.033188 | 0.022395 | 0.023178 | 0.04645 | 0 | 0.52068 | 0.68901 | 0.68872 | 0.6758 | 0.95783 | 0.88164 | 0.87058 | 0.89742 | 0.95042 | 0.99369 | 0.83038 | 0.70067 | 0.53658 | 0.3316 | 0.44264 | 0.53198 | 0.63516 | 0.68204 | 0.69757 | 0.36606 | 1 | 1 | 1
7 | 22 | 11 | 0.0018714 | 0.0616 | 0.011729 | 0.014025 | 0.16511 | 0.15823 | 0.048018 | 0 | 0.021931 | 0.00076738 | 0.012933 | 0 | 0.0027859 | 0.032584 | 0.10065 | 0.08082 | 0.0097023 | 0.016 | 0.13881 | 0.025812 | 0.069151 | 0.061446 | 0.00022883 | 0.60279 | 0.722 | 0.67346 | 0.70816 | 0.97064 | 0.89301 | 0.8839 | 0.91712 | 0.98428 | 1 | 0.84107 | 0.50802 | 0.46316 | 0.44283 | 0.54225 | 0.45919 | 0.45633 | 0.5277 | 0.7742 | 0.53082 | 1 | 1 | 1
7 | 22 | 12 | 0.013961 | 0.099387 | 0.0012403 | 0.035588 | 0.10916 | 0.17485 | 0.088362 | 0.0050901 | 0.066995 | 0.0053877 | 0.010043 | 0 | 0.022632 | 0.040927 | 0.1201 | 0.099464 | 0.0087068 | 0.12532 | 0.29848 | 0.025764 | 0.064892 | 0.099374 | 0.014864 | 0.63723 | 0.71995 | 0.66411 | 0.70615 | 0.95849 | 0.88235 | 0.8691 | 0.8987 | 0.97013 | 0.99736 | 0.67375 | 0.34118 | 0.56765 | 0.49963 | 0.56703 | 0.56278 | 0.51329 | 0.55904 | 0.68306 | 0.46452 | 1 | 1 | 1
7 | 22 | 13 | 0.059922 | 0.12472 | 0.0078894 | 0.07 | 0.11119 | 0.1805 | 0.14479 | 0.054182 | 0.1149 | 0.050147 | 0.030427 | 7.6752e-05 | 0.069254 | 0.048564 | 0.13031 | 0.10934 | 0.003018 | 0.3487 | 0.21936 | 0.17272 | 0.053898 | 0.12472 | 0.031421 | 0.69494 | 0.76651 | 0.68497 | 0.75182 | 0.93793 | 0.8536 | 0.84306 | 0.8823 | 0.95306 | 0.97438 | 0.79274 | 0.67234 | 0.53066 | 0.62905 | 0.58453 | 0.5261 | 0.52442 | 0.52291 | 0.6909 | 0.61534 | 1 | 1 | 1
7 | 22 | 14 | 0.20564 | 0.13294 | 0.053125 | 0.078707 | 0.19048 | 0.19537 | 0.22615 | 0.14015 | 0.26242 | 0.19636 | 0.010577 | 0.003239 | 0.2152 | 0.065741 | 0.15374 | 0.13219 | 0.0055861 | 0.38898 | 0.23893 | 0.18554 | 0.089448 | 0.13284 | 0.038168 | 0.67746 | 0.76399 | 0.67928 | 0.74934 | 0.92203 | 0.84877 | 0.83168 | 0.86783 | 0.94155 | 0.96182 | 0.6515 | 0.49397 | 0.83332 | 0.68047 | 0.69376 | 0.82616 | 0.58741 | 0.55408 | 0.59341 | 0.60566 | 1 | 1 | 1
7 | 22 | 15 | 0.35747 | 0.14556 | 0.11875 | 0.080721 | 0.37943 | 0.22324 | 0.32776 | 0.28064 | 0.41076 | 0.3498 | 0.058982 | 0.034476 | 0.36639 | 0.10583 | 0.18464 | 0.16263 | 0.010044 | 0.50845 | 0.37053 | 0.1834 | 0.023449 | 0.14545 | 0.047972 | 0.56398 | 0.67362 | 0.58951 | 0.66071 | 0.9082 | 0.83422 | 0.82673 | 0.87286 | 0.92678 | 0.91271 | 0.43789 | 0.28555 | 0.38297 | 0.67165 | 0.84401 | 0.37968 | 0.37724 | 0.56017 | 0.47124 | 0.56154 | 1 | 1 | 1
7 | 22 | 16 | 0.40154 | 0.16528 | 0.20116 | 0.095137 | 0.54429 | 0.2966 | 0.42277 | 0.45878 | 0.44427 | 0.3931 | 0.17665 | 0.042221 | 0.40883 | 0.11001 | 0.20473 | 0.18256 | 0.022562 | 0.57251 | 0.4891 | 0.19472 | 0.096248 | 0.16513 | 0.064291 | 0.44531 | 0.58799 | 0.50664 | 0.57671 | 0.88948 | 0.7998 | 0.79671 | 0.83636 | 0.87927 | 0.75368 | 0.6143 | 0.22215 | 0.22861 | 0.41411 | 0.73928 | 0.22665 | 0.24593 | 0.52365 | 0.41972 | 0.5662 | 1 | 1 | 1
7 | 22 | 17 | 0.59722 | 0.20202 | 0.27028 | 0.11736 | 0.72541 | 0.38123 | 0.52119 | 0.60365 | 0.63872 | 0.5929 | 0.30608 | 0.12076 | 0.60408 | 0.18893 | 0.23365 | 0.21142 | 0.026699 | 0.32331 | 0.57624 | 0.17604 | 0.2935 | 0.20206 | 0.094373 | 0.27072 | 0.43117 | 0.39238 | 0.4229 | 0.82097 | 0.71948 | 0.7098 | 0.74149 | 0.70459 | 0.53182 | 0.32486 | 0.2845 | 0.14233 | 0.1625 | 0.43107 | 0.1411 | 0.16366 | 0.46122 | 0.26765 | 0.32622 | 1 | 1 | 1
7 | 22 | 18 | 0.51446 | 0.20979 | 0.33217 | 0.15033 | 0.81466 | 0.56014 | 0.59672 | 0.67464 | 0.55319 | 0.50776 | 0.27841 | 0.33576 | 0.52101 | 0.40631 | 0.25045 | 0.22826 | 0.095633 | 0.14939 | 0.52514 | 0.041249 | 0.30449 | 0.20956 | 0.10408 | 0.10481 | 0.2683 | 0.26116 | 0.26316 | 0.67757 | 0.54741 | 0.52625 | 0.55095 | 0.49218 | 0.14341 | 0.24367 | 0.25176 | 0.035355 | 0.1038 | 0.26032 | 0.035051 | 0.088355 | 0.33688 | 0.17108 | 0.16486 | 1 | 1 | 1
7 | 22 | 19 | 0.45561 | 0.25208 | 0.42359 | 0.23511 | 0.85056 | 0.82976 | 0.69418 | 0.74123 | 0.50152 | 0.44873 | 0.27186 | 0.43927 | 0.46331 | 0.49845 | 0.25772 | 0.23556 | 0.23483 | 0.2113 | 0.4805 | 0.088715 | 0.22862 | 0.25206 | 0.14182 | 0.0075789 | 0.073379 | 0.047446 | 0.071973 | 0.31503 | 0.18023 | 0.059743 | 0.19716 | 0.17376 | 0.038976 | 0.077639 | 0.059319 | 0.0056247 | 0.011631 | 0.05027 | 0.0055764 | 0.0105 | 0.14205 | 0.0166 | 0.00084905 | 1 | 1 | 1
7 | 22 | 20 | 0.3407 | 0.27744 | 0.43281 | 0.34732 | 0.86885 | 0.97085 | 0.75954 | 0.74939 | 0.3868 | 0.33164 | 0.28569 | 0.49367 | 0.34857 | 0.55697 | 0.28573 | 0.26376 | 0.22923 | 0.37997 | 0.32784 | 0.15094 | 0.16702 | 0.2773 | 0.16807 | 1.0542e-05 | 0.0023092 | 0.00039916 | 0.0022649 | 0.030456 | 0.0041182 | 0.00023024 | 0.0015194 | 0.0013564 | 3.7356e-06 | 2.955e-07 | 0 | 0 | 0 | 0 | 0 | 6.8678e-05 | 0.00034812 | 0 | 0 | 1 | 1 | 1
7 | 22 | 21 | 0.39804 | 0.31792 | 0.40473 | 0.30381 | 0.8739 | 0.91576 | 0.78757 | 0.7215 | 0.44944 | 0.39083 | 0.35627 | 0.2954 | 0.40664 | 0.36169 | 0.26262 | 0.24048 | 0.19744 | 0.18373 | 0.21952 | 0.20459 | 0.047673 | 0.31814 | 0.20514 | 0 | 0 | 0 | 0 | 0 | 0 | 0 | 0 | 0 | 0 | 0 | 0 | 0 | 0 | 0 | 0 | 0 | 0 | 0 | 0 | 1 | 1 | 1
7 | 22 | 22 | 0.33284 | 0.28815 | 0.45023 | 0.23764 | 0.86284 | 0.84575 | 0.75789 | 0.71278 | 0.38268 | 0.3242 | 0.2639 | 0.13988 | 0.34128 | 0.21097 | 0.26187 | 0.23973 | 0.21562 | 0.41213 | 0.37637 | 0.17078 | 0.0010645 | 0.28791 | 0.1799 | 0 | 0 | 0 | 0 | 0 | 0 | 0 | 0 | 0 | 0 | 0 | 0 | 0 | 0 | 0 | 0 | 0 | 0 | 0 | 0 | 1 | 1 | 1
7 | 22 | 23 | 0.32233 | 0.29585 | 0.45361 | 0.22981 | 0.84808 | 0.77024 | 0.72383 | 0.70585 | 0.37403 | 0.31379 | 0.12147 | 0.071372 | 0.33105 | 0.1384 | 0.25652 | 0.23435 | 0.33459 | 0.34087 | 0.36688 | 0.1054 | 4.2585e-05 | 0.2958 | 0.18559 | 0 | 0 | 0 | 0 | 0 | 0 | 0 | 0 | 0 | 0 | 0 | 0 | 0 | 0 | 0 | 0 | 0 | 0 | 0 | 0 | 1 | 1 | 1
7 | 22 | 24 | 0.33519 | 0.29559 | 0.39232 | 0.22991 | 0.83174 | 0.83263 | 0.68204 | 0.66747 | 0.38489 | 0.32657 | 0.10882 | 0.13618 | 0.34361 | 0.21312 | 0.23529 | 0.21306 | 0.30066 | 0.11392 | 0.29285 | 0.08601 | 0.0026464 | 0.29564 | 0.18428 | 0 | 0 | 0 | 0 | 0 | 0 | 0 | 0 | 0 | 0 | 0 | 0 | 0 | 0 | 0 | 0 | 0 | 0 | 0 | 0 | 1 | 1 | 1
7 | 23 | 1 | 0.40804 | 0.26792 | 0.33545 | 0.24406 | 0.80922 | 0.57481 | 0.58645 | 0.65994 | 0.45706 | 0.40066 | 0.067404 | 0.14919 | 0.41627 | 0.22318 | 0.22204 | 0.19982 | 0.26004 | 0.060636 | 0.18272 | 0.089619 | 0.038662 | 0.26806 | 0.15564 | 0 | 0 | 0 | 0 | 0 | 0 | 0 | 0 | 0 | 0 | 0 | 0 | 0 | 0 | 0 | 0 | 0 | 0 | 0 | 0 | 1 | 1 | 1
7 | 23 | 2 | 0.40504 | 0.18949 | 0.32882 | 0.22425 | 0.78854 | 0.5567 | 0.47095 | 0.64852 | 0.45546 | 0.39783 | 0.04723 | 0.16098 | 0.41348 | 0.23866 | 0.17776 | 0.15582 | 0.27959 | 0.049008 | 0.11452 | 0.035161 | 0.077448 | 0.18932 | 0.085235 | 0 | 0 | 0 | 0 | 0 | 0 | 0 | 0 | 0 | 0 | 0 | 0 | 0 | 0 | 0 | 0 | 0 | 0 | 0 | 0 | 1 | 1 | 1
7 | 23 | 3 | 0.28567 | 0.12997 | 0.39873 | 0.16339 | 0.77109 | 0.65253 | 0.36547 | 0.44508 | 0.33656 | 0.27644 | 0.032793 | 0.087224 | 0.29431 | 0.16107 | 0.14088 | 0.11962 | 0.22042 | 0.098172 | 0.094245 | 0.0008963 | 0.1115 | 0.12984 | 0.036417 | 0 | 0 | 0 | 0 | 0 | 0 | 0 | 0 | 0 | 0 | 0 | 0 | 0 | 0 | 0 | 0 | 0 | 0 | 0 | 0 | 1 | 1 | 1
7 | 23 | 4 | 0.27715 | 0.082208 | 0.33606 | 0.12041 | 0.74342 | 0.41801 | 0.2899 | 0.18974 | 0.32893 | 0.26792 | 0.011784 | 0.0071115 | 0.28593 | 0.068022 | 0.1274 | 0.10652 | 0.27982 | 0.2097 | 0.063337 | 0 | 0.13975 | 0.082096 | 0.0059705 | 0 | 0 | 0 | 0 | 0 | 0 | 0 | 0 | 0 | 0 | 0 | 0 | 0 | 0 | 0 | 0 | 0 | 0 | 0 | 0 | 1 | 1 | 1
7 | 23 | 5 | 0.35977 | 0.044506 | 0.31617 | 0.083972 | 0.71803 | 0.26338 | 0.23479 | 0.2126 | 0.41415 | 0.3523 | 0.0057226 | 0.00014159 | 0.36885 | 0.042231 | 0.1008 | 0.080969 | 0.32165 | 0.23598 | 0.052817 | 0 | 0.1137 | 0.044345 | 8.6156e-05 | 1.1971e-07 | 0.00015295 | 0.026743 | 0.00015002 | 0.00096648 | 0 | 0 | 1.1485e-05 | 0 | 2.6735e-07 | 1.1143e-05 | 0 | 0.00030812 | 0.00093411 | 0.00033462 | 0.00030547 | 0.014169 | 0.0030708 | 0.00278 | 0.13232 | 1 | 1 | 1
7 | 23 | 6 | 0.28208 | 0.033283 | 0.29413 | 0.051192 | 0.64544 | 0.35704 | 0.16988 | 0.099243 | 0.33667 | 0.27337 | 0.00031741 | 0 | 0.29127 | 0.033584 | 0.067899 | 0.050163 | 0.18919 | 0.19657 | 0.03831 | 0 | 0.048537 | 0.033266 | 0 | 0.002235 | 0.047353 | 0.18921 | 0.046446 | 0.22523 | 0.063085 | 0.062694 | 0.035881 | 0.0052153 | 0.0036716 | 0.011994 | 0.00033309 | 0.065059 | 0.18879 | 0.11868 | 0.0645 | 0.079132 | 0.11692 | 0.13611 | 0.53624 | 1 | 1 | 1
7 | 23 | 7 | 0.17398 | 0.017029 | 0.20046 | 0.017857 | 0.47722 | 0.18516 | 0.10353 | 0.0094604 | 0.23185 | 0.16454 | 0 | 0 | 0.18373 | 0.0085149 | 0.044418 | 0.029136 | 0.094048 | 0.14565 | 0.034887 | 0.00031609 | 0.018816 | 0.016977 | 0 | 0.022799 | 0.18413 | 0.35977 | 0.1806 | 0.57781 | 0.42414 | 0.44068 | 0.17048 | 0.16166 | 0.053784 | 0.057318 | 0.031683 | 0.19649 | 0.48072 | 0.35132 | 0.1948 | 0.12523 | 0.30799 | 0.32137 | 0.77668 | 1 | 1 | 1
7 | 23 | 8 | 0.071687 | 0.0075767 | 0.19706 | 0.0092643 | 0.38719 | 0.12622 | 0.088553 | 0 | 0.12864 | 0.062026 | 0 | 0 | 0.081314 | 0.020232 | 0.034477 | 0.020679 | 0.058453 | 0.16146 | 0.082027 | 0.011831 | 0.0022501 | 0.007475 | 0 | 0.13988 | 0.32326 | 0.53669 | 0.31706 | 0.78137 | 0.60417 | 0.60204 | 0.30146 | 0.1837 | 0.067643 | 0.22821 | 0.019067 | 0.44954 | 0.73833 | 0.60284 | 0.44568 | 0.30344 | 0.4185 | 0.49689 | 0.87187 | 1 | 1 | 1
7 | 23 | 9 | 0.01832 | 0.018369 | 0.24639 | 0.0068786 | 0.28832 | 0.084329 | 0.08922 | 0 | 0.07253 | 0.009656 | 0 | 0 | 0.027197 | 0.016255 | 0.035272 | 0.021339 | 0.056778 | 0.17494 | 0.18772 | 0.010814 | 0.0005648 | 0.018297 | 0 | 0.30805 | 0.47921 | 0.6778 | 0.47003 | 0.88824 | 0.77819 | 0.63927 | 0.43348 | 0.17083 | 0.13532 | 0.23813 | 0.48204 | 0.73828 | 0.86259 | 0.80532 | 0.73194 | 0.47179 | 0.45719 | 0.68995 | 0.91473 | 1 | 1 | 1
7 | 23 | 10 | 0.00094951 | 0.04004 | 0.19525 | 0.0072304 | 0.2301 | 0.051528 | 0.11528 | 0 | 0.047233 | 0.00039631 | 0 | 0 | 0.0040885 | 0.015968 | 0.043079 | 0.027973 | 0.044639 | 0.15549 | 0.25991 | 0.029402 | 0.023434 | 0.040002 | 0 | 0.47558 | 0.62303 | 0.74268 | 0.61109 | 0.93941 | 0.8582 | 0.79388 | 0.60737 | 0.29982 | 0.21558 | 0.44792 | 0.79088 | 0.8049 | 0.89366 | 0.91349 | 0.79799 | 0.51384 | 0.53421 | 0.71555 | 0.95958 | 1 | 1 | 1
7 | 23 | 11 | 0.0037526 | 0.060838 | 0.16286 | 0.0093082 | 0.26595 | 0.026284 | 0.14633 | 0 | 0.046562 | 0.0030047 | 0.00025873 | 0 | 0.0048221 | 0.020245 | 0.061071 | 0.043933 | 0.044061 | 0.17234 | 0.27805 | 0.017098 | 0.085387 | 0.060749 | 0.00014811 | 0.56323 | 0.67005 | 0.78184 | 0.6572 | 0.95593 | 0.83468 | 0.70388 | 0.51598 | 0.38469 | 0.35231 | 0.56666 | 0.87582 | 0.8723 | 0.83953 | 0.92994 | 0.86481 | 0.60525 | 0.57457 | 0.67519 | 1 | 1 | 1 | 1
7 | 23 | 12 | 0.058879 | 0.089846 | 0.19251 | 0.020294 | 0.25628 | 0.05165 | 0.21184 | 0 | 0.11877 | 0.050237 | 0.006101 | 0 | 0.068494 | 0.031125 | 0.090042 | 0.070785 | 0.10825 | 0.31314 | 0.34083 | 0.024153 | 0.053857 | 0.089756 | 0.0097956 | 0.59851 | 0.67364 | 0.7478 | 0.66073 | 0.94651 | 0.79769 | 0.4288 | 0.45144 | 0.3274 | 0.73558 | 0.63124 | 0.72309 | 0.88294 | 0.87909 | 0.90127 | 0.87536 | 0.6068 | 0.55566 | 0.61332 | 0.91651 | 1 | 1 | 1
7 | 23 | 13 | 0.045967 | 0.12459 | 0.3295 | 0.046147 | 0.27038 | 0.060483 | 0.27072 | 0.014491 | 0.10088 | 0.036295 | 0.04456 | 0.0032026 | 0.055301 | 0.054415 | 0.14282 | 0.12153 | 0.20061 | 0.53876 | 0.33256 | 0.075313 | 0.0033285 | 0.12455 | 0.031747 | 0.60475 | 0.66706 | 0.69562 | 0.65427 | 0.92306 | 0.7911 | 0.44697 | 0.47624 | 0.26863 | 0.58042 | 0.80735 | 0.84092 | 0.76952 | 0.79579 | 0.8453 | 0.76291 | 0.51182 | 0.51094 | 0.51809 | 0.94081 | 1 | 1 | 1
7 | 23 | 14 | 0.11581 | 0.15291 | 0.52533 | 0.074085 | 0.31865 | 0.078954 | 0.3444 | 0.162 | 0.17291 | 0.10602 | 0.23468 | 0.057102 | 0.12546 | 0.12975 | 0.21936 | 0.19716 | 0.52352 | 0.40753 | 0.41403 | 0.0702 | 0.0034047 | 0.15285 | 0.05328 | 0.53769 | 0.60668 | 0.64495 | 0.59505 | 0.8841 | 0.75293 | 0.30174 | 0.44853 | 0.11289 | 0.42522 | 0.67181 | 0.85076 | 0.88078 | 0.83896 | 0.76341 | 0.87321 | 0.50609 | 0.45887 | 0.39011 | 0.95327 | 1 | 1 | 1
7 | 23 | 15 | 0.24856 | 0.17547 | 0.56835 | 0.10885 | 0.38186 | 0.11421 | 0.44398 | 0.4564 | 0.30456 | 0.23961 | 0.32833 | 0.099254 | 0.25798 | 0.1722 | 0.32875 | 0.3073 | 0.58204 | 0.54644 | 0.41459 | 0.052246 | 0.080063 | 0.1754 | 0.072072 | 0.47115 | 0.56115 | 0.59427 | 0.5504 | 0.87367 | 0.73264 | 0.32515 | 0.32457 | 0.083343 | 0.19535 | 0.75804 | 0.74221 | 0.88135 | 0.8747 | 0.77782 | 0.87379 | 0.43613 | 0.38194 | 0.42108 | 0.91048 | 1 | 1 | 1
7 | 23 | 16 | 0.35912 | 0.19562 | 0.60352 | 0.16822 | 0.50594 | 0.20809 | 0.52411 | 0.72104 | 0.41217 | 0.35143 | 0.23492 | 0.1713 | 0.368 | 0.24158 | 0.42146 | 0.4017 | 0.67623 | 0.51405 | 0.47651 | 0.066054 | 0.3585 | 0.19562 | 0.088967 | 0.38335 | 0.50221 | 0.45998 | 0.49258 | 0.85416 | 0.59693 | 0.3379 | 0.26865 | 0.034711 | 0.24075 | 0.76413 | 0.58901 | 0.78598 | 0.83997 | 0.80839 | 0.77923 | 0.25686 | 0.31468 | 0.25783 | 0.80146 | 1 | 1 | 1
7 | 23 | 17 | 0.35786 | 0.19585 | 0.72105 | 0.29694 | 0.61343 | 0.447 | 0.591 | 0.82646 | 0.40675 | 0.34951 | 0.37469 | 0.33174 | 0.36612 | 0.39741 | 0.52886 | 0.51182 | 0.29773 | 0.32556 | 0.4448 | 0.072705 | 0.57842 | 0.19568 | 0.090799 | 0.26044 | 0.4119 | 0.33979 | 0.404 | 0.70739 | 0.5714 | 0.30926 | 0.21495 | 0.098559 | 0.30934 | 0.67456 | 0.4769 | 0.62643 | 0.6917 | 0.66941 | 0.62105 | 0.16428 | 0.32802 | 0.21306 | 0.51748 | 1 | 1 | 1
7 | 23 | 18 | 0.40258 | 0.21264 | 0.798 | 0.40699 | 0.66218 | 0.50886 | 0.63407 | 0.88148 | 0.4472 | 0.39444 | 0.52415 | 0.50755 | 0.41016 | 0.56144 | 0.64487 | 0.6314 | 0.17365 | 0.33954 | 0.44717 | 0.11691 | 0.44243 | 0.21223 | 0.10857 | 0.10647 | 0.273 | 0.17993 | 0.26777 | 0.52256 | 0.39622 | 0.27171 | 0.19368 | 0.13603 | 0.29381 | 0.41035 | 0.39645 | 0.44092 | 0.46992 | 0.40899 | 0.43713 | 0.051679 | 0.27024 | 0.14024 | 0.19276 | 1 | 1 | 1
7 | 23 | 19 | 0.54646 | 0.30434 | 0.81455 | 0.46986 | 0.71973 | 0.69109 | 0.69183 | 0.86825 | 0.5882 | 0.54096 | 0.57559 | 0.63232 | 0.55343 | 0.67837 | 0.69787 | 0.68619 | 0.22814 | 0.37172 | 0.47155 | 0.27576 | 0.27273 | 0.30447 | 0.19231 | 0.0061595 | 0.078246 | 0.027918 | 0.076746 | 0.22432 | 0.11896 | 0.069971 | 0.024519 | 0.0076441 | 0.14621 | 0.15208 | 0.12193 | 0.14941 | 0.14812 | 0.11531 | 0.14813 | 0.0035799 | 0.097482 | 0.014455 | 0.00038454 | 1 | 1 | 1
7 | 23 | 20 | 0.5408 | 0.34693 | 0.86465 | 0.52917 | 0.77788 | 0.86064 | 0.7306 | 0.80192 | 0.5792 | 0.53464 | 0.58717 | 0.604 | 0.54727 | 0.64885 | 0.64667 | 0.63326 | 0.38297 | 0.39138 | 0.56679 | 0.33982 | 0.04045 | 0.34706 | 0.23643 | 7.2441e-06 | 0.0012852 | 0.00079455 | 0.0012606 | 0.016722 | 0.0029158 | 0.0012813 | 2.1168e-05 | 8.905e-06 | 4.6086e-05 | 0 | 0 | 0 | 0 | 0 | 0 | 1.7169e-05 | 0.0039973 | 0 | 0 | 1 | 1 | 1
7 | 23 | 21 | 0.51444 | 0.34145 | 0.75067 | 0.52236 | 0.79961 | 0.86788 | 0.70181 | 0.71678 | 0.55422 | 0.50789 | 0.47922 | 0.53078 | 0.52115 | 0.57664 | 0.57273 | 0.55697 | 0.27537 | 0.44843 | 0.62425 | 0.24709 | 0.010199 | 0.34093 | 0.2379 | 0 | 0 | 0 | 0 | 0 | 0 | 0 | 0 | 0 | 0 | 0 | 0 | 0 | 0 | 0 | 0 | 0 | 0 | 0 | 0 | 1 | 1 | 1
7 | 23 | 22 | 0.49586 | 0.43208 | 0.77488 | 0.49545 | 0.80157 | 0.86043 | 0.67029 | 0.66842 | 0.53729 | 0.48915 | 0.48632 | 0.57131 | 0.50284 | 0.61483 | 0.5226 | 0.50538 | 0.19524 | 0.47849 | 0.65893 | 0.32019 | 0.0028513 | 0.43186 | 0.33223 | 0 | 0 | 0 | 0 | 0 | 0 | 0 | 0 | 0 | 0 | 0 | 0 | 0 | 0 | 0 | 0 | 0 | 0 | 0 | 0 | 1 | 1 | 1
7 | 23 | 23 | 0.47407 | 0.55844 | 0.67032 | 0.41046 | 0.79963 | 0.86795 | 0.59414 | 0.61255 | 0.51652 | 0.46705 | 0.48714 | 0.68247 | 0.48124 | 0.72421 | 0.50913 | 0.49154 | 0.46191 | 0.54242 | 0.69996 | 0.49664 | 0.01693 | 0.55944 | 0.45946 | 0 | 0 | 0 | 0 | 0 | 0 | 0 | 0 | 0 | 0 | 0 | 0 | 0 | 0 | 0 | 0 | 0 | 0 | 0 | 0 | 1 | 1 | 1
7 | 23 | 24 | 0.46002 | 0.44504 | 0.63234 | 0.27318 | 0.80443 | 0.72209 | 0.48411 | 0.47929 | 0.50612 | 0.45326 | 0.43283 | 0.61568 | 0.46775 | 0.6661 | 0.45557 | 0.4366 | 0.5974 | 0.69848 | 0.72609 | 0.50088 | 0.048416 | 0.4451 | 0.34322 | 0 | 0 | 0 | 0 | 0 | 0 | 0 | 0 | 0 | 0 | 0 | 0 | 0 | 0 | 0 | 0 | 0 | 0 | 0 | 0 | 1 | 1 | 1
7 | 24 | 1 | 0.35775 | 0.30562 | 0.54388 | 0.24599 | 0.81739 | 0.56017 | 0.4177 | 0.39723 | 0.40767 | 0.34957 | 0.36111 | 0.32416 | 0.36617 | 0.38677 | 0.38404 | 0.3635 | 0.6539 | 0.69001 | 0.65831 | 0.30781 | 0.13241 | 0.30521 | 0.19956 | 0 | 0 | 0 | 0 | 0 | 0 | 0 | 0 | 0 | 0 | 0 | 0 | 0 | 0 | 0 | 0 | 0 | 0 | 0 | 0 | 1 | 1 | 1
7 | 24 | 2 | 0.2582 | 0.23153 | 0.5644 | 0.19909 | 0.82155 | 0.54232 | 0.34266 | 0.37142 | 0.3126 | 0.24911 | 0.35433 | 0.12859 | 0.26739 | 0.19596 | 0.36694 | 0.34608 | 0.48193 | 0.64943 | 0.53132 | 0.24917 | 0.13898 | 0.23053 | 0.13245 | 0 | 0 | 0 | 0 | 0 | 0 | 0 | 0 | 0 | 0 | 0 | 0 | 0 | 0 | 0 | 0 | 0 | 0 | 0 | 0 | 1 | 1 | 1
7 | 24 | 3 | 0.18766 | 0.3636 | 0.68525 | 0.15591 | 0.82931 | 0.34832 | 0.22789 | 0.3359 | 0.24517 | 0.17824 | 0.31608 | 0.10015 | 0.19736 | 0.17525 | 0.33601 | 0.31465 | 0.53388 | 0.63142 | 0.36845 | 0.15961 | 0.13973 | 0.3638 | 0.25325 | 0 | 0 | 0 | 0 | 0 | 0 | 0 | 0 | 0 | 0 | 0 | 0 | 0 | 0 | 0 | 0 | 0 | 0 | 0 | 0 | 1 | 1 | 1
7 | 24 | 4 | 0.12572 | 0.42739 | 0.77424 | 0.10436 | 0.83259 | 0.38119 | 0.15948 | 0.28592 | 0.18477 | 0.11619 | 0.25618 | 0.060553 | 0.13566 | 0.13157 | 0.31065 | 0.28895 | 0.54949 | 0.662 | 0.26123 | 0.053671 | 0.1224 | 0.42764 | 0.32146 | 0 | 0 | 0 | 0 | 0 | 0 | 0 | 0 | 0 | 0 | 0 | 0 | 0 | 0 | 0 | 0 | 0 | 0 | 0 | 0 | 1 | 1 | 1
7 | 24 | 5 | 0.059328 | 0.42291 | 0.59044 | 0.077947 | 0.81215 | 0.32143 | 0.12381 | 0.2341 | 0.11566 | 0.04966 | 0.25075 | 0.049925 | 0.068874 | 0.12135 | 0.27048 | 0.24841 | 0.57222 | 0.67158 | 0.17701 | 0.009153 | 0.077 | 0.42333 | 0.31464 | 2.8458e-07 | 0.00039161 | 0.018339 | 0.0003841 | 0.00051248 | 0 | 0 | 3.058e-05 | 0 | 2.6652e-05 | 0.0006366 | 0.0029223 | 0.0015356 | 0.00069606 | 0.00013562 | 0.0015224 | 0.011159 | 0.00078574 | 0.015395 | 0.078809 | 1 | 1 | 1
7 | 24 | 6 | 0.053446 | 0.31064 | 0.53232 | 0.057877 | 0.7664 | 0.35605 | 0.10087 | 0.12202 | 0.10968 | 0.043826 | 0.2303 | 0.043763 | 0.062973 | 0.11546 | 0.18588 | 0.16388 | 0.56761 | 0.63915 | 0.10269 | 0.00021332 | 0.050794 | 0.31066 | 0.20017 | 0.0023166 | 0.088966 | 0.12336 | 0.08726 | 0.12984 | 0.0092225 | 0.01756 | 0.085767 | 0.023768 | 0.18093 | 0.26488 | 0.22003 | 0.23577 | 0.17594 | 0.14112 | 0.23374 | 0.071863 | 0.085663 | 0.12551 | 0.30738 | 1 | 1 | 1
7 | 24 | 7 | 0.10273 | 0.17822 | 0.45402 | 0.02214 | 0.65944 | 0.12156 | 0.083604 | 0.012221 | 0.16249 | 0.093271 | 0.1841 | 0.027798 | 0.11278 | 0.09308 | 0.098092 | 0.078426 | 0.47573 | 0.64986 | 0.053636 | 0 | 0.009117 | 0.17789 | 0.077187 | 0.028843 | 0.27595 | 0.24943 | 0.27066 | 0.44167 | 0.084054 | 0.1094 | 0.39299 | 0.39353 | 0.46835 | 0.5861 | 0.41893 | 0.57533 | 0.52247 | 0.47498 | 0.57039 | 0.239 | 0.25887 | 0.21888 | 0.54562 | 1 | 1 | 1
7 | 24 | 8 | 0.12073 | 0.10179 | 0.35292 | 0.010346 | 0.55952 | 0.046263 | 0.06651 | 0 | 0.18091 | 0.11133 | 0.15686 | 0.087801 | 0.13084 | 0.16168 | 0.059325 | 0.042367 | 0.31249 | 0.63227 | 0.058371 | 0.00031185 | 0.00019287 | 0.10163 | 0.017661 | 0.21525 | 0.4804 | 0.43883 | 0.47119 | 0.64398 | 0.14901 | 0.3986 | 0.55843 | 0.67902 | 0.75347 | 0.80497 | 0.67177 | 0.71725 | 0.72565 | 0.67297 | 0.71109 | 0.40746 | 0.38372 | 0.37455 | 0.80568 | 1 | 1 | 1
7 | 24 | 9 | 0.090192 | 0.042942 | 0.2219 | 0.0084209 | 0.50066 | 0.0209 | 0.068878 | 0 | 0.14922 | 0.080664 | 0.15727 | 0.14434 | 0.10013 | 0.22151 | 0.034341 | 0.020582 | 0.18545 | 0.48191 | 0.089924 | 0.013239 | 0 | 0.04273 | 0.00026239 | 0.42893 | 0.65727 | 0.50052 | 0.64467 | 0.76279 | 0.37459 | 0.49422 | 0.80503 | 0.81796 | 0.91876 | 0.9107 | 0.89014 | 0.8831 | 0.79051 | 0.79821 | 0.87551 | 0.39055 | 0.47565 | 0.42763 | 0.78665 | 1 | 1 | 1
7 | 24 | 10 | 0.047667 | 0.020418 | 0.13005 | 0.008263 | 0.46501 | 0.012776 | 0.085235 | 0 | 0.10505 | 0.038301 | 0.18642 | 0.13823 | 0.05734 | 0.20939 | 0.026825 | 0.014491 | 0.2193 | 0.35601 | 0.082953 | 0.072402 | 0.00034248 | 0.020209 | 0 | 0.58731 | 0.76383 | 0.58984 | 0.74919 | 0.85001 | 0.61947 | 0.62066 | 0.89253 | 0.90442 | 0.99796 | 0.95937 | 0.94681 | 0.92361 | 0.80353 | 0.75102 | 0.91568 | 0.48308 | 0.54585 | 0.4881 | 0.66198 | 1 | 1 | 1
7 | 24 | 11 | 0.012873 | 0.037792 | 0.065325 | 0.011751 | 0.43312 | 0.025978 | 0.11236 | 0 | 0.065785 | 0.0038318 | 0.20106 | 0.20657 | 0.021864 | 0.27805 | 0.023598 | 0.011999 | 0.19428 | 0.28091 | 0.086587 | 0.20149 | 0.016592 | 0.037634 | 7.1951e-05 | 0.66526 | 0.79072 | 0.57306 | 0.77556 | 0.84381 | 0.62022 | 0.76666 | 0.90588 | 0.89219 | 1 | 0.91423 | 0.8583 | 0.9366 | 0.75105 | 0.75344 | 0.92856 | 0.53475 | 0.49902 | 0.53623 | 0.62749 | 1 | 1 | 1
7 | 24 | 12 | 0.041422 | 0.080875 | 0.024978 | 0.028594 | 0.45105 | 0.038028 | 0.15534 | 0.0049864 | 0.098351 | 0.03209 | 0.15875 | 0.31242 | 0.051024 | 0.38074 | 0.029313 | 0.016464 | 0.24245 | 0.22954 | 0.14174 | 0.33901 | 0.10705 | 0.080826 | 0.0049681 | 0.68764 | 0.77505 | 0.64252 | 0.76019 | 0.80005 | 0.76256 | 0.80642 | 0.81531 | 0.9181 | 0.97045 | 0.84492 | 0.6781 | 0.75349 | 0.7415 | 0.76733 | 0.74702 | 0.62975 | 0.56478 | 0.5435 | 0.58628 | 1 | 1 | 1
7 | 24 | 13 | 0.086854 | 0.12069 | 0.030012 | 0.054343 | 0.54438 | 0.045698 | 0.19662 | 0.059897 | 0.14373 | 0.077077 | 0.20194 | 0.38326 | 0.096483 | 0.456 | 0.034088 | 0.020356 | 0.1762 | 0.26217 | 0.21706 | 0.32499 | 0.14957 | 0.12064 | 0.029042 | 0.7001 | 0.77221 | 0.55928 | 0.75741 | 0.75144 | 0.82399 | 0.82956 | 0.73874 | 0.94927 | 0.97902 | 0.81399 | 0.63661 | 0.85228 | 0.70916 | 0.65016 | 0.84496 | 0.5164 | 0.46463 | 0.58927 | 0.67658 | 1 | 1 | 1
7 | 24 | 14 | 0.19269 | 0.15531 | 0.037094 | 0.09135 | 0.63833 | 0.063479 | 0.23744 | 0.19765 | 0.25077 | 0.18342 | 0.26907 | 0.19693 | 0.20246 | 0.26677 | 0.040232 | 0.025524 | 0.072821 | 0.25671 | 0.1808 | 0.22826 | 0.21585 | 0.15524 | 0.055386 | 0.67378 | 0.75977 | 0.54486 | 0.74521 | 0.67792 | 0.83999 | 0.83012 | 0.68844 | 0.92347 | 0.95702 | 0.75027 | 0.61794 | 0.76861 | 0.8406 | 0.80138 | 0.76201 | 0.54152 | 0.45994 | 0.72413 | 0.64512 | 1 | 1 | 1
7 | 24 | 15 | 0.27634 | 0.18925 | 0.0549 | 0.13472 | 0.72327 | 0.14413 | 0.29042 | 0.32018 | 0.33277 | 0.2678 | 0.37108 | 0.082051 | 0.28581 | 0.1493 | 0.047845 | 0.032116 | 0.021704 | 0.21666 | 0.18353 | 0.22115 | 0.13367 | 0.18934 | 0.082483 | 0.58874 | 0.70283 | 0.45911 | 0.68936 | 0.65183 | 0.83771 | 0.78057 | 0.74081 | 0.88271 | 0.95838 | 0.73407 | 0.56255 | 0.66405 | 0.73165 | 0.70487 | 0.65835 | 0.50316 | 0.44566 | 0.60099 | 0.58274 | 1 | 1 | 1
7 | 24 | 16 | 0.29483 | 0.18383 | 0.11857 | 0.18557 | 0.77279 | 0.30044 | 0.36457 | 0.37839 | 0.34297 | 0.28535 | 0.20465 | 0.11026 | 0.30305 | 0.18583 | 0.05842 | 0.041526 | 0.018009 | 0.24544 | 0.2287 | 0.17487 | 0.11365 | 0.18379 | 0.079031 | 0.49626 | 0.65628 | 0.38968 | 0.6437 | 0.63962 | 0.80467 | 0.78969 | 0.78177 | 0.87563 | 0.9137 | 0.68814 | 0.56808 | 0.51427 | 0.82086 | 0.62477 | 0.50986 | 0.37077 | 0.44431 | 0.54351 | 0.54087 | 1 | 1 | 1
7 | 24 | 17 | 0.50078 | 0.17055 | 0.22201 | 0.2923 | 0.79291 | 0.44994 | 0.4385 | 0.44614 | 0.5433 | 0.49439 | 0.047137 | 0.1179 | 0.50791 | 0.1919 | 0.067421 | 0.049716 | 0.035621 | 0.33641 | 0.26488 | 0.15776 | 0.23458 | 0.17045 | 0.06817 | 0.3214 | 0.51731 | 0.29759 | 0.50739 | 0.66255 | 0.73088 | 0.71083 | 0.63518 | 0.75845 | 0.8041 | 0.50534 | 0.36649 | 0.44236 | 0.63204 | 0.49367 | 0.43856 | 0.26377 | 0.33316 | 0.39152 | 0.44547 | 1 | 1 | 1
7 | 24 | 18 | 0.63885 | 0.16157 | 0.31912 | 0.44321 | 0.81677 | 0.55436 | 0.50288 | 0.53594 | 0.67659 | 0.63496 | 0.012826 | 0.13908 | 0.64509 | 0.20899 | 0.097521 | 0.077866 | 0.036577 | 0.31334 | 0.31373 | 0.1521 | 0.31559 | 0.16154 | 0.060096 | 0.12864 | 0.33932 | 0.18549 | 0.33281 | 0.54826 | 0.57263 | 0.53851 | 0.44178 | 0.49043 | 0.58038 | 0.4288 | 0.28635 | 0.27347 | 0.40819 | 0.34698 | 0.27112 | 0.26707 | 0.19039 | 0.22135 | 0.20904 | 1 | 1 | 1
7 | 24 | 19 | 0.50909 | 0.1412 | 0.44096 | 0.42226 | 0.84208 | 0.77051 | 0.57577 | 0.54305 | 0.54613 | 0.50201 | 0.043018 | 0.26395 | 0.51539 | 0.33526 | 0.16069 | 0.13902 | 0.097453 | 0.47159 | 0.40654 | 0.13107 | 0.27063 | 0.14112 | 0.044323 | 0.0069538 | 0.11134 | 0.037722 | 0.10921 | 0.26385 | 0.22077 | 0.11321 | 0.18991 | 0.20278 | 0.30719 | 0.15845 | 0.07259 | 0.086794 | 0.1283 | 0.082253 | 0.086049 | 0.10463 | 0.070008 | 0.023427 | 0.00040326 | 1 | 1 | 1
7 | 24 | 20 | 0.50348 | 0.12101 | 0.55343 | 0.51182 | 0.87067 | 0.93105 | 0.60807 | 0.53235 | 0.53808 | 0.49591 | 0.12706 | 0.36422 | 0.50942 | 0.43157 | 0.206 | 0.18383 | 0.19336 | 0.65655 | 0.5842 | 0.10551 | 0.24037 | 0.12081 | 0.030383 | 6.9683e-06 | 0.0018558 | 0.0050968 | 0.0018202 | 0.01928 | 0.0068464 | 0.0016841 | 0.00093587 | 0.0016487 | 2.1379e-05 | 0 | 0 | 0 | 0 | 0 | 0 | 0.023307 | 0.003415 | 0 | 0 | 1 | 1 | 1
7 | 24 | 21 | 0.7158 | 0.1289 | 0.56509 | 0.50819 | 0.87407 | 0.89746 | 0.57784 | 0.47308 | 0.7497 | 0.71329 | 0.18459 | 0.37419 | 0.72136 | 0.43957 | 0.21363 | 0.19142 | 0.054675 | 0.78829 | 0.56315 | 0.14275 | 0.21766 | 0.12864 | 0.036527 | 0 | 0 | 0 | 0 | 0 | 0 | 0 | 0 | 0 | 0 | 0 | 0 | 0 | 0 | 0 | 0 | 0 | 0 | 0 | 0 | 1 | 1 | 1
7 | 24 | 22 | 0.57567 | 0.17703 | 0.4578 | 0.44134 | 0.86607 | 0.91563 | 0.51925 | 0.40619 | 0.61303 | 0.5702 | 0.20161 | 0.32692 | 0.58193 | 0.39245 | 0.20183 | 0.17968 | 0.10143 | 0.78447 | 0.44254 | 0.12473 | 0.38328 | 0.177 | 0.073034 | 0 | 0 | 0 | 0 | 0 | 0 | 0 | 0 | 0 | 0 | 0 | 0 | 0 | 0 | 0 | 0 | 0 | 0 | 0 | 0 | 1 | 1 | 1
7 | 24 | 23 | 0.35093 | 0.20956 | 0.33053 | 0.44047 | 0.85522 | 0.9156 | 0.46436 | 0.35608 | 0.39632 | 0.34196 | 0.18492 | 0.30203 | 0.35868 | 0.37077 | 0.14966 | 0.1282 | 0.17754 | 0.61889 | 0.34007 | 0.092053 | 0.53119 | 0.20935 | 0.10365 | 0 | 0 | 0 | 0 | 0 | 0 | 0 | 0 | 0 | 0 | 0 | 0 | 0 | 0 | 0 | 0 | 0 | 0 | 0 | 0 | 1 | 1 | 1
7 | 24 | 24 | 0.31212 | 0.27332 | 0.22061 | 0.40578 | 0.83453 | 0.8737 | 0.41337 | 0.31554 | 0.36455 | 0.30352 | 0.15694 | 0.26139 | 0.32096 | 0.33365 | 0.105 | 0.084984 | 0.145 | 0.56655 | 0.2882 | 0.042988 | 0.30634 | 0.27366 | 0.15875 | 0 | 0 | 0 | 0 | 0 | 0 | 0 | 0 | 0 | 0 | 0 | 0 | 0 | 0 | 0 | 0 | 0 | 0 | 0 | 0 | 1 | 1 | 1
7 | 25 | 1 | 0.28817 | 0.24093 | 0.20099 | 0.3401 | 0.8127 | 0.77062 | 0.3678 | 0.23768 | 0.34406 | 0.27973 | 0.16053 | 0.17687 | 0.29754 | 0.24938 | 0.060399 | 0.043345 | 0.086182 | 0.69506 | 0.36239 | 0.1228 | 0.054185 | 0.24114 | 0.12888 | 0 | 0 | 0 | 0 | 0 | 0 | 0 | 0 | 0 | 0 | 0 | 0 | 0 | 0 | 0 | 0 | 0 | 0 | 0 | 0 | 1 | 1 | 1
7 | 25 | 2 | 0.18906 | 0.14572 | 0.18812 | 0.27326 | 0.78207 | 0.78288 | 0.33028 | 0.20584 | 0.24567 | 0.17953 | 0.15704 | 0.12283 | 0.19862 | 0.19537 | 0.033442 | 0.01984 | 0.072084 | 0.73205 | 0.48997 | 0.13281 | 0.020515 | 0.1455 | 0.049204 | 0 | 0 | 0 | 0 | 0 | 0 | 0 | 0 | 0 | 0 | 0 | 0 | 0 | 0 | 0 | 0 | 0 | 0 | 0 | 0 | 1 | 1 | 1
7 | 25 | 3 | 0.12396 | 0.08128 | 0.14499 | 0.22375 | 0.76781 | 0.43762 | 0.29956 | 0.19433 | 0.18226 | 0.11431 | 0.12586 | 0.11315 | 0.1338 | 0.1884 | 0.036735 | 0.022567 | 0.077353 | 0.75608 | 0.53137 | 0.099376 | 0.014191 | 0.080909 | 0.0067969 | 0 | 0 | 0 | 0 | 0 | 0 | 0 | 0 | 0 | 0 | 0 | 0 | 0 | 0 | 0 | 0 | 0 | 0 | 0 | 0 | 1 | 1 | 1
7 | 25 | 4 | 0.080632 | 0.085166 | 0.082601 | 0.17805 | 0.73824 | 0.25993 | 0.24384 | 0.1389 | 0.13937 | 0.071113 | 0.11858 | 0.084654 | 0.090527 | 0.15838 | 0.025219 | 0.013244 | 0.11344 | 0.73139 | 0.60821 | 0.017067 | 0.039172 | 0.085072 | 0.0071217 | 0 | 0 | 0 | 0 | 0 | 0 | 0 | 0 | 0 | 0 | 0 | 0 | 0 | 0 | 0 | 0 | 0 | 0 | 0 | 0 | 1 | 1 | 1
7 | 25 | 5 | 0.034985 | 0.09473 | 0.020106 | 0.14386 | 0.67532 | 0.25819 | 0.19755 | 0.090083 | 0.091292 | 0.025903 | 0.1253 | 0.05524 | 0.044488 | 0.12554 | 0.023461 | 0.011893 | 0.13875 | 0.69127 | 0.70561 | 0.0005344 | 0.023749 | 0.094779 | 0.011585 | 2.4598e-07 | 0.0004393 | 0.013143 | 0.00043087 | 0.00057623 | 0 | 0 | 3.7101e-05 | 0 | 1.7039e-05 | 0.00054874 | 0.0033329 | 0.0015106 | 0.0010252 | 0.00024326 | 0.0014977 | 0.009206 | 0.0034678 | 0.0060312 | 0.057929 | 1 | 1 | 1
7 | 25 | 6 | 0.008037 | 0.078409 | 0.0037185 | 0.11139 | 0.57348 | 0.22396 | 0.15911 | 0.041262 | 0.06083 | 0.0025396 | 0.12601 | 0.060795 | 0.016996 | 0.13481 | 0.022151 | 0.010911 | 0.096338 | 0.61135 | 0.60478 | 0.006072 | 0.0036461 | 0.078358 | 0.0035285 | 0.0028635 | 0.11725 | 0.14779 | 0.115 | 0.19737 | 0.054552 | 0.074766 | 0.15954 | 0.038028 | 0.19828 | 0.27947 | 0.30067 | 0.23375 | 0.22833 | 0.18752 | 0.23174 | 0.11984 | 0.21722 | 0.095701 | 0.36489 | 1 | 1 | 1
7 | 25 | 7 | 0.030634 | 0.061102 | 0.00023578 | 0.041714 | 0.48394 | 0.10093 | 0.11736 | 0.0040243 | 0.087135 | 0.021654 | 0.054866 | 0.037257 | 0.040158 | 0.10448 | 0.015887 | 0.0064781 | 0.088983 | 0.52665 | 0.58419 | 0.037731 | 7.5229e-05 | 0.061047 | 5.3267e-05 | 0.025424 | 0.33924 | 0.33806 | 0.33274 | 0.55898 | 0.3642 | 0.4676 | 0.49962 | 0.27556 | 0.58411 | 0.61021 | 0.61521 | 0.52922 | 0.5484 | 0.48761 | 0.52467 | 0.33974 | 0.42834 | 0.16548 | 0.68554 | 1 | 1 | 1
7 | 25 | 8 | 0.052946 | 0.044385 | 0 | 0.023917 | 0.39631 | 0.026346 | 0.088385 | 0 | 0.11244 | 0.043774 | 0.03788 | 0.072809 | 0.062919 | 0.14825 | 0.012663 | 0.0044349 | 0.10575 | 0.44565 | 0.47734 | 0.072845 | 0 | 0.04433 | 0 | 0.22757 | 0.5534 | 0.51319 | 0.54279 | 0.76676 | 0.582 | 0.68262 | 0.71337 | 0.55345 | 0.81303 | 0.80303 | 0.79394 | 0.72431 | 0.7394 | 0.74335 | 0.71809 | 0.47146 | 0.59409 | 0.32928 | 0.84585 | 1 | 1 | 1
7 | 25 | 9 | 0.018238 | 0.029444 | 0 | 0.02763 | 0.29984 | 0.040378 | 0.083585 | 0 | 0.072722 | 0.009614 | 0.01972 | 0.059732 | 0.027019 | 0.13233 | 0.01718 | 0.0073589 | 0.10548 | 0.26423 | 0.28216 | 0.049198 | 0.00011412 | 0.02928 | 0 | 0.45663 | 0.72081 | 0.69468 | 0.70699 | 0.88351 | 0.71486 | 0.80094 | 0.7878 | 0.85392 | 0.93679 | 0.9246 | 0.886 | 0.85967 | 0.85137 | 0.84116 | 0.85229 | 0.55248 | 0.71189 | 0.41932 | 0.95387 | 1 | 1 | 1
7 | 25 | 10 | 0.00098991 | 0.044431 | 0 | 0.037636 | 0.26318 | 0.035044 | 0.075123 | 0 | 0.044132 | 0.00043366 | 0.040193 | 0.038733 | 0.0016833 | 0.10845 | 0.028762 | 0.016033 | 0.38278 | 0.14735 | 0.11027 | 0.087458 | 0.0049798 | 0.044383 | 0 | 0.61483 | 0.80716 | 0.76684 | 0.79169 | 0.90876 | 0.8446 | 0.85893 | 0.84986 | 0.9103 | 1 | 0.97778 | 0.78669 | 0.94359 | 0.86967 | 0.88624 | 0.93549 | 0.63758 | 0.79443 | 0.65132 | 0.90217 | 1 | 1 | 1
7 | 25 | 11 | 0.0017471 | 0.059841 | 0 | 0.055353 | 0.26748 | 0.031911 | 0.090606 | 0 | 0.038986 | 0.0011354 | 0.056062 | 0.0338 | 0.0021818 | 0.10364 | 0.036939 | 0.022745 | 0.43974 | 0.10704 | 0.095417 | 0.0909 | 0.013142 | 0.05979 | 3.1493e-05 | 0.68484 | 0.81711 | 0.74509 | 0.80145 | 0.92055 | 0.90268 | 0.87339 | 0.84831 | 0.98357 | 1 | 0.98348 | 0.62298 | 0.84664 | 0.78108 | 0.80421 | 0.83937 | 0.69069 | 0.79201 | 0.78694 | 0.85317 | 1 | 1 | 1
7 | 25 | 12 | 0.035486 | 0.074699 | 0 | 0.096359 | 0.29104 | 0.043503 | 0.11433 | 0.0085683 | 0.08898 | 0.026435 | 0.041488 | 0.037709 | 0.044164 | 0.10309 | 0.057695 | 0.040894 | 0.14686 | 0.18663 | 0.16344 | 0.076645 | 0.050359 | 0.074551 | 0.0023146 | 0.73937 | 0.8337 | 0.65839 | 0.81771 | 0.88996 | 0.89138 | 0.86306 | 0.77351 | 0.97895 | 0.98879 | 0.95165 | 0.75621 | 0.82323 | 0.91401 | 0.69544 | 0.81617 | 0.52882 | 0.6294 | 0.6327 | 0.83606 | 1 | 1 | 1
7 | 25 | 13 | 0.16732 | 0.11037 | 0 | 0.13716 | 0.2932 | 0.074429 | 0.14487 | 0.090926 | 0.22064 | 0.1573 | 0.025757 | 0.15127 | 0.17637 | 0.22005 | 0.09419 | 0.074698 | 0.047441 | 0.38402 | 0.23964 | 0.033465 | 0.051547 | 0.11036 | 0.021706 | 0.73163 | 0.80696 | 0.62406 | 0.79149 | 0.89539 | 0.86471 | 0.83427 | 0.7785 | 0.96566 | 0.96352 | 0.87321 | 0.55991 | 0.8173 | 0.82566 | 0.75102 | 0.81028 | 0.39506 | 0.62241 | 0.55083 | 0.8656 | 1 | 1 | 1
7 | 25 | 14 | 0.43562 | 0.13195 | 0 | 0.17113 | 0.35889 | 0.13065 | 0.18741 | 0.22213 | 0.49327 | 0.43023 | 0.030707 | 0.36389 | 0.44508 | 0.44783 | 0.12054 | 0.099884 | 0.07716 | 0.51936 | 0.48638 | 0.020354 | 0.13075 | 0.13195 | 0.036689 | 0.6993 | 0.7881 | 0.57198 | 0.77299 | 0.8739 | 0.84885 | 0.82952 | 0.80433 | 0.95616 | 0.97204 | 0.93017 | 0.3424 | 0.83212 | 0.82934 | 0.79818 | 0.82498 | 0.4009 | 0.46796 | 0.45941 | 0.95968 | 1 | 1 | 1
7 | 25 | 15 | 0.24668 | 0.13577 | 0 | 0.18269 | 0.46656 | 0.23131 | 0.22148 | 0.342 | 0.29849 | 0.23709 | 0.066297 | 0.085779 | 0.25548 | 0.14673 | 0.10614 | 0.086054 | 0.089739 | 0.22984 | 0.52139 | 0.041795 | 0.4995 | 0.13553 | 0.041553 | 0.60949 | 0.72698 | 0.47563 | 0.71304 | 0.91143 | 0.83528 | 0.81739 | 0.7616 | 0.94657 | 0.9687 | 0.92291 | 0.28046 | 0.58119 | 0.71212 | 0.79583 | 0.5762 | 0.31478 | 0.37038 | 0.33536 | 0.87057 | 1 | 1 | 1
7 | 25 | 16 | 0.18258 | 0.17809 | 0 | 0.19729 | 0.56008 | 0.30325 | 0.27703 | 0.40569 | 0.2327 | 0.17211 | 0.15891 | 0.055933 | 0.1912 | 0.12549 | 0.1031 | 0.083148 | 0.034666 | 0.034305 | 0.39841 | 0.065831 | 0.58429 | 0.17803 | 0.074264 | 0.48199 | 0.63566 | 0.50694 | 0.62347 | 0.83685 | 0.80266 | 0.78739 | 0.7635 | 0.89426 | 0.92251 | 0.86634 | 0.012083 | 0.43352 | 0.67996 | 0.77874 | 0.4298 | 0.34322 | 0.39084 | 0.28492 | 0.72955 | 1 | 1 | 1
7 | 25 | 17 | 0.39473 | 0.21371 | 0.00087522 | 0.21892 | 0.63707 | 0.4468 | 0.35615 | 0.5039 | 0.44598 | 0.38749 | 0.30546 | 0.10192 | 0.40329 | 0.173 | 0.093168 | 0.073716 | 0.1427 | 0.069686 | 0.28683 | 0.065993 | 0.41057 | 0.21362 | 0.10631 | 0.31427 | 0.50164 | 0.41349 | 0.49202 | 0.76092 | 0.70657 | 0.69857 | 0.63885 | 0.78806 | 0.80106 | 0.63781 | 0.20848 | 0.23147 | 0.51467 | 0.53791 | 0.22948 | 0.25676 | 0.37702 | 0.19346 | 0.51622 | 1 | 1 | 1
7 | 25 | 18 | 0.49009 | 0.25041 | 0.010349 | 0.22832 | 0.73012 | 0.4907 | 0.39876 | 0.60473 | 0.53362 | 0.48358 | 0.23496 | 0.21887 | 0.4974 | 0.29188 | 0.10293 | 0.082992 | 0.24101 | 0.094408 | 0.30611 | 0.069621 | 0.31661 | 0.25021 | 0.1421 | 0.12522 | 0.3203 | 0.22547 | 0.31416 | 0.648 | 0.48461 | 0.5217 | 0.47517 | 0.55371 | 0.56718 | 0.47246 | 0.17251 | 0.15002 | 0.2019 | 0.36669 | 0.14873 | 0.14963 | 0.28163 | 0.15192 | 0.18214 | 1 | 1 | 1
7 | 25 | 19 | 0.50056 | 0.31067 | 0.020036 | 0.32621 | 0.80664 | 0.83437 | 0.41058 | 0.64137 | 0.54415 | 0.4943 | 0.15841 | 0.32242 | 0.50787 | 0.39035 | 0.1477 | 0.12628 | 0.037937 | 0.0936 | 0.2135 | 0.13325 | 0.34139 | 0.31042 | 0.20305 | 0.006886 | 0.09402 | 0.038483 | 0.092217 | 0.27711 | 0.1825 | 0.068703 | 0.13248 | 0.21016 | 0.26707 | 0.17387 | 0.032547 | 0.046578 | 0.046554 | 0.099172 | 0.046178 | 0.057058 | 0.11435 | 0.011317 | 0.00031194 | 1 | 1 | 1
7 | 25 | 20 | 0.41323 | 0.40742 | 0.076657 | 0.48309 | 0.85471 | 0.95066 | 0.38583 | 0.65175 | 0.4573 | 0.4052 | 0.23634 | 0.39021 | 0.42071 | 0.45712 | 0.20485 | 0.18269 | 0.084227 | 0.043503 | 0.15434 | 0.20536 | 0.31616 | 0.40724 | 0.30474 | 6.3309e-06 | 0.0015154 | 0.00088834 | 0.0014864 | 0.017528 | 0.0054714 | 0.00037127 | 0.00022936 | 0.0011967 | 1.0637e-05 | 0 | 0 | 0 | 0 | 0 | 0 | 0.0044915 | 9.3276e-05 | 0 | 0 | 1 | 1 | 1
7 | 25 | 21 | 0.42615 | 0.52574 | 0.14517 | 0.45898 | 0.83697 | 0.90015 | 0.39918 | 0.62726 | 0.47059 | 0.41843 | 0.30422 | 0.33403 | 0.43367 | 0.39906 | 0.16602 | 0.14425 | 0.32878 | 0.082973 | 0.18029 | 0.21757 | 0.23 | 0.52589 | 0.4326 | 0 | 0 | 0 | 0 | 0 | 0 | 0 | 0 | 0 | 0 | 0 | 0 | 0 | 0 | 0 | 0 | 0 | 0 | 0 | 0 | 1 | 1 | 1
7 | 25 | 22 | 0.49507 | 0.59892 | 0.20525 | 0.35931 | 0.80514 | 0.86148 | 0.36788 | 0.59761 | 0.53997 | 0.48888 | 0.30565 | 0.29934 | 0.50257 | 0.36628 | 0.13024 | 0.10927 | 0.34019 | 0.14003 | 0.17193 | 0.16828 | 0.16375 | 0.59963 | 0.5096 | 0 | 0 | 0 | 0 | 0 | 0 | 0 | 0 | 0 | 0 | 0 | 0 | 0 | 0 | 0 | 0 | 0 | 0 | 0 | 0 | 1 | 1 | 1
7 | 25 | 23 | 0.43135 | 0.49906 | 0.20725 | 0.34105 | 0.76459 | 0.77317 | 0.32225 | 0.57638 | 0.47745 | 0.424 | 0.27764 | 0.29742 | 0.43911 | 0.36838 | 0.13508 | 0.11397 | 0.17812 | 0.044963 | 0.13619 | 0.13317 | 0.13397 | 0.49892 | 0.40593 | 0 | 0 | 0 | 0 | 0 | 0 | 0 | 0 | 0 | 0 | 0 | 0 | 0 | 0 | 0 | 0 | 0 | 0 | 0 | 0 | 1 | 1 | 1
7 | 25 | 24 | 0.34039 | 0.418 | 0.2203 | 0.33366 | 0.71642 | 0.56279 | 0.30355 | 0.53076 | 0.3916 | 0.3321 | 0.24378 | 0.23656 | 0.34902 | 0.30688 | 0.11027 | 0.09001 | 0.067123 | 0.014542 | 0.099792 | 0.11849 | 0.13133 | 0.41774 | 0.31719 | 0 | 0 | 0 | 0 | 0 | 0 | 0 | 0 | 0 | 0 | 0 | 0 | 0 | 0 | 0 | 0 | 0 | 0 | 0 | 0 | 1 | 1 | 1
7 | 26 | 1 | 0.24577 | 0.3755 | 0.24346 | 0.28086 | 0.66466 | 0.5283 | 0.28011 | 0.46128 | 0.30053 | 0.23657 | 0.2469 | 0.20203 | 0.25502 | 0.27716 | 0.099983 | 0.08018 | 0.024038 | 0.019043 | 0.11118 | 0.0908 | 0.13576 | 0.37535 | 0.26985 | 0 | 0 | 0 | 0 | 0 | 0 | 0 | 0 | 0 | 0 | 0 | 0 | 0 | 0 | 0 | 0 | 0 | 0 | 0 | 0 | 1 | 1 | 1
7 | 26 | 2 | 0.18739 | 0.34266 | 0.27353 | 0.21882 | 0.60326 | 0.54478 | 0.22741 | 0.39511 | 0.2443 | 0.17786 | 0.22289 | 0.11876 | 0.197 | 0.19284 | 0.105 | 0.084961 | 0.0071372 | 0.032614 | 0.068065 | 0.054103 | 0.12283 | 0.34216 | 0.23907 | 0 | 0 | 0 | 0 | 0 | 0 | 0 | 0 | 0 | 0 | 0 | 0 | 0 | 0 | 0 | 0 | 0 | 0 | 0 | 0 | 1 | 1 | 1
7 | 26 | 3 | 0.16209 | 0.40429 | 0.28995 | 0.17014 | 0.49716 | 0.5224 | 0.19489 | 0.31301 | 0.22012 | 0.15253 | 0.19143 | 0.04017 | 0.17188 | 0.10876 | 0.10333 | 0.083364 | 0.00010822 | 0.07911 | 0.036306 | 0.030425 | 0.13599 | 0.40435 | 0.29851 | 0 | 0 | 0 | 0 | 0 | 0 | 0 | 0 | 0 | 0 | 0 | 0 | 0 | 0 | 0 | 0 | 0 | 0 | 0 | 0 | 1 | 1 | 1
7 | 26 | 4 | 0.14491 | 0.43125 | 0.27093 | 0.12462 | 0.37789 | 0.58845 | 0.17254 | 0.25885 | 0.206 | 0.13575 | 0.15167 | 0.0046406 | 0.15514 | 0.067723 | 0.094981 | 0.075435 | 0 | 0.044875 | 0.019775 | 0.022166 | 0.18045 | 0.43116 | 0.32962 | 0 | 0 | 0 | 0 | 0 | 0 | 0 | 0 | 0 | 0 | 0 | 0 | 0 | 0 | 0 | 0 | 0 | 0 | 0 | 0 | 1 | 1 | 1
7 | 26 | 5 | 0.042605 | 0.46486 | 0.23886 | 0.086025 | 0.30811 | 0.58707 | 0.17057 | 0.20708 | 0.097342 | 0.033007 | 0.10274 | 0.00015896 | 0.051895 | 0.055965 | 0.073324 | 0.055148 | 0 | 0.028246 | 0.023461 | 0.014716 | 0.17104 | 0.46548 | 0.35838 | 1.9762e-07 | 0.00030059 | 0.016302 | 0.00029482 | 0.0004447 | 0 | 0 | 1.8399e-05 | 0 | 5.6825e-06 | 0.00034134 | 0.0025219 | 0.0012472 | 0.0001962 | 0.0001978 | 0.0012365 | 0.0011371 | 0.0070323 | 0.0066049 | 0.074066 | 1 | 1 | 1
7 | 26 | 6 | 0.014819 | 0.33812 | 0.19105 | 0.061383 | 0.24405 | 0.49076 | 0.13971 | 0.12799 | 0.06833 | 0.0062925 | 0.064999 | 0 | 0.023587 | 0.050368 | 0.05841 | 0.041523 | 0 | 0.023258 | 0.014636 | 0.0003865 | 0.13006 | 0.33769 | 0.23349 | 0.0025972 | 0.10075 | 0.20943 | 0.098822 | 0.19647 | 0.041773 | 0.060906 | 0.13973 | 0.043194 | 0.18551 | 0.22989 | 0.28167 | 0.1991 | 0.12528 | 0.17148 | 0.19739 | 0.047342 | 0.25868 | 0.12063 | 0.37597 | 1 | 1 | 1
7 | 26 | 7 | 0.00083889 | 0.29585 | 0.12047 | 0.030442 | 0.15958 | 0.14605 | 0.10609 | 0.031672 | 0.014782 | 0.00029409 | 0.018948 | 0 | 0.0013005 | 0.038369 | 0.041152 | 0.026317 | 4.1045e-05 | 0.014397 | 0.0036294 | 0 | 0.075602 | 0.29607 | 0.18271 | 0.026758 | 0.32484 | 0.39417 | 0.31861 | 0.55069 | 0.38391 | 0.44263 | 0.50231 | 0.28925 | 0.57496 | 0.58706 | 0.40773 | 0.56172 | 0.49626 | 0.49938 | 0.55689 | 0.11659 | 0.51491 | 0.24759 | 0.59606 | 1 | 1 | 1
7 | 26 | 8 | 0 | 0.1807 | 0.092125 | 0.012706 | 0.081042 | 0.043416 | 0.07982 | 0.0023229 | 0.028104 | 0 | 0.0026651 | 0 | 0 | 0.037402 | 0.031029 | 0.017852 | 0.0027475 | 0.024054 | 0.0036341 | 0 | 0.023739 | 0.18047 | 0.078286 | 0.21914 | 0.53022 | 0.57838 | 0.52005 | 0.76963 | 0.62929 | 0.67454 | 0.72002 | 0.49477 | 0.80502 | 0.80322 | 0.54022 | 0.71799 | 0.69853 | 0.72958 | 0.71182 | 0.34577 | 0.64 | 0.45873 | 0.73095 | 1 | 1 | 1
7 | 26 | 9 | 0 | 0.097751 | 0.065114 | 0.011961 | 0.014308 | 0.056818 | 0.075229 | 0 | 0.011982 | 0 | 0.00010666 | 0 | 0 | 0.022138 | 0.024948 | 0.013031 | 0.011414 | 0.014444 | 0.0091899 | 0 | 0.00053478 | 0.097452 | 0.015897 | 0.46032 | 0.72826 | 0.7116 | 0.71429 | 0.89255 | 0.82468 | 0.80658 | 0.84019 | 0.76942 | 0.93072 | 0.9075 | 0.88653 | 0.88454 | 0.87868 | 0.81913 | 0.87694 | 0.50157 | 0.73045 | 0.58286 | 0.91812 | 1 | 1 | 1
7 | 26 | 10 | 0 | 0.066063 | 0.0365 | 0.019957 | 0 | 0.040795 | 0.092539 | 0 | 0.00071162 | 0 | 0 | 0 | 0 | 0.024963 | 0.028718 | 0.015994 | 0.0097932 | 0.0035407 | 0.011473 | 0.00022786 | 0.00033464 | 0.066033 | 0.00023397 | 0.6321 | 0.83036 | 0.80725 | 0.81445 | 0.94371 | 0.88772 | 0.86695 | 0.89529 | 0.89568 | 0.98967 | 0.95099 | 0.93349 | 0.94484 | 0.89833 | 0.91044 | 0.93673 | 0.65434 | 0.74914 | 0.61582 | 0.99245 | 1 | 1 | 1
7 | 26 | 11 | 0 | 0.026011 | 0.017627 | 0.047644 | 0 | 0.032572 | 0.097398 | 0 | 0.0093647 | 0 | 0 | 0 | 0 | 0.038443 | 0.042413 | 0.027417 | 0.0059708 | 0.0031112 | 0.032285 | 0.009179 | 0.016506 | 0.025848 | 0 | 0.72697 | 0.86656 | 0.7777 | 0.84995 | 0.95772 | 0.90131 | 0.88151 | 0.90498 | 0.95917 | 1 | 0.87663 | 0.89789 | 0.91369 | 0.94535 | 0.91081 | 0.90585 | 0.64206 | 0.70761 | 0.66467 | 0.78277 | 1 | 1 | 1
7 | 26 | 12 | 0 | 0.012588 | 0.015268 | 0.082314 | 0 | 0.031872 | 0.10775 | 0.0055445 | 0.020576 | 0 | 3.1416e-05 | 0 | 0 | 0.056115 | 0.075969 | 0.057617 | 0.0017741 | 0.0023593 | 0.063055 | 0.033223 | 0.11693 | 0.012063 | 0.00036121 | 0.76759 | 0.86511 | 0.75542 | 0.84852 | 0.95181 | 0.88879 | 0.8662 | 0.8755 | 0.97482 | 0.99969 | 0.86733 | 0.92997 | 0.88898 | 0.92754 | 0.70243 | 0.88135 | 0.60078 | 0.76549 | 0.64653 | 0.67863 | 1 | 1 | 1
7 | 26 | 13 | 0.0036356 | 0.10898 | 0.021087 | 0.12237 | 0 | 0.035719 | 0.12382 | 0.060694 | 0.025711 | 0.0028954 | 0.0005741 | 0.00054924 | 0.0039578 | 0.049788 | 0.11211 | 0.091779 | 0.0012601 | 0.027259 | 0.072857 | 0.083685 | 0.15846 | 0.10846 | 0.025651 | 0.74903 | 0.82615 | 0.71801 | 0.81031 | 0.93393 | 0.86519 | 0.83892 | 0.86888 | 0.95988 | 0.97769 | 0.84093 | 0.77461 | 0.78609 | 0.79702 | 0.69013 | 0.77934 | 0.56189 | 0.60452 | 0.67751 | 0.75052 | 1 | 1 | 1
7 | 26 | 14 | 0.068572 | 0.30618 | 0.053211 | 0.16059 | 0.0070071 | 0.040976 | 0.15411 | 0.16485 | 0.12269 | 0.059247 | 0.0021707 | 0.010406 | 0.077428 | 0.075882 | 0.12135 | 0.10067 | 0.054338 | 0.21978 | 0.12761 | 0.079862 | 0.29204 | 0.30671 | 0.18998 | 0.71108 | 0.80117 | 0.66172 | 0.78581 | 0.91961 | 0.85216 | 0.83096 | 0.85756 | 0.95849 | 0.98017 | 0.82458 | 0.643 | 0.81936 | 0.72402 | 0.73882 | 0.81232 | 0.42017 | 0.62713 | 0.6015 | 0.70758 | 1 | 1 | 1
7 | 26 | 15 | 0.22556 | 0.36714 | 0.1139 | 0.17707 | 0.054718 | 0.099587 | 0.18059 | 0.28806 | 0.28609 | 0.21702 | 0.022206 | 0.028947 | 0.23566 | 0.097366 | 0.1404 | 0.11915 | 0.15289 | 0.2942 | 0.22853 | 0.061994 | 0.31707 | 0.36803 | 0.24909 | 0.60938 | 0.72529 | 0.57104 | 0.71139 | 0.91749 | 0.84228 | 0.8239 | 0.85348 | 0.94189 | 0.96767 | 0.89067 | 0.15078 | 0.77368 | 0.67099 | 0.66732 | 0.76703 | 0.40979 | 0.64676 | 0.48813 | 0.62888 | 1 | 1 | 1
7 | 26 | 16 | 0.23579 | 0.20871 | 0.22886 | 0.20168 | 0.16323 | 0.13992 | 0.23718 | 0.41249 | 0.29161 | 0.22661 | 0.10162 | 0.078165 | 0.24521 | 0.1417 | 0.16605 | 0.14427 | 0.086712 | 0.24581 | 0.12913 | 0.046498 | 0.094112 | 0.208 | 0.108 | 0.50846 | 0.67066 | 0.47722 | 0.6578 | 0.88105 | 0.8058 | 0.78336 | 0.82116 | 0.89449 | 0.91841 | 0.86047 | 0.41449 | 0.57347 | 0.61006 | 0.6201 | 0.56855 | 0.33604 | 0.50771 | 0.43824 | 0.40217 | 1 | 1 | 1
7 | 26 | 17 | 0.24767 | 0.19306 | 0.44237 | 0.20261 | 0.28642 | 0.28241 | 0.32381 | 0.56091 | 0.30305 | 0.23857 | 0.3551 | 0.32266 | 0.25702 | 0.40054 | 0.19745 | 0.17533 | 0.058874 | 0.2235 | 0.10219 | 0.011156 | 0.18949 | 0.19236 | 0.093638 | 0.31764 | 0.50638 | 0.41681 | 0.49667 | 0.80667 | 0.7178 | 0.69625 | 0.72411 | 0.78165 | 0.80919 | 0.68118 | 0.30588 | 0.32622 | 0.34674 | 0.3722 | 0.32342 | 0.24039 | 0.42207 | 0.41434 | 0.30044 | 1 | 1 | 1
7 | 26 | 18 | 0.27674 | 0.31716 | 0.65904 | 0.20104 | 0.42829 | 0.48759 | 0.39734 | 0.65702 | 0.32847 | 0.26751 | 0.54604 | 0.30482 | 0.28551 | 0.36781 | 0.2369 | 0.21468 | 0.019449 | 0.091179 | 0.10655 | 0.013345 | 0.45949 | 0.31779 | 0.19982 | 0.12385 | 0.31785 | 0.26886 | 0.31176 | 0.6445 | 0.54605 | 0.53365 | 0.54633 | 0.54759 | 0.56581 | 0.41263 | 0.16652 | 0.26102 | 0.17227 | 0.17305 | 0.25878 | 0.13738 | 0.29837 | 0.22354 | 0.11406 | 1 | 1 | 1
7 | 26 | 19 | 0.39874 | 0.27094 | 0.7069 | 0.26008 | 0.6247 | 0.84349 | 0.45735 | 0.69159 | 0.44812 | 0.39124 | 0.66598 | 0.38389 | 0.40703 | 0.45328 | 0.30516 | 0.2834 | 0.030533 | 0.021583 | 0.078186 | 0.081397 | 0.44008 | 0.27039 | 0.16599 | 0.0061157 | 0.10443 | 0.059586 | 0.10243 | 0.25275 | 0.18221 | 0.15123 | 0.27634 | 0.26876 | 0.2484 | 0.15557 | 0.03079 | 0.069267 | 0.044313 | 0.027476 | 0.068673 | 0.026858 | 0.12097 | 0.017719 | 7.8931e-06 | 1 | 1 | 1
7 | 26 | 20 | 0.45673 | 0.33537 | 0.70495 | 0.38002 | 0.76888 | 0.93175 | 0.44505 | 0.67678 | 0.50281 | 0.44989 | 0.6806 | 0.30648 | 0.46446 | 0.36733 | 0.37963 | 0.359 | 0.19075 | 0.0091369 | 0.048165 | 0.1136 | 0.36284 | 0.33551 | 0.22411 | 5.9796e-06 | 0.0015079 | 0.00029587 | 0.001479 | 0.014939 | 0.0037816 | 0.003528 | 0.0012223 | 0.0012441 | 2.4732e-06 | 0 | 0 | 0 | 0 | 0 | 0 | 8.31e-05 | 6.6876e-05 | 0 | 0 | 1 | 1 | 1
7 | 26 | 21 | 0.43069 | 0.3471 | 0.70658 | 0.37265 | 0.79769 | 0.89034 | 0.46551 | 0.63791 | 0.47623 | 0.42323 | 0.60192 | 0.39454 | 0.43837 | 0.4561 | 0.40418 | 0.38404 | 0.12093 | 0.02748 | 0.044711 | 0.11434 | 0.36106 | 0.34726 | 0.23621 | 0 | 0 | 0 | 0 | 0 | 0 | 0 | 0 | 0 | 0 | 0 | 0 | 0 | 0 | 0 | 0 | 0 | 0 | 0 | 0 | 1 | 1 | 1
7 | 26 | 22 | 0.40373 | 0.30892 | 0.63231 | 0.24039 | 0.7869 | 0.87113 | 0.48602 | 0.59998 | 0.45165 | 0.3961 | 0.63801 | 0.49206 | 0.4118 | 0.549 | 0.38903 | 0.36859 | 0.044217 | 0.021724 | 0.032201 | 0.095469 | 0.33178 | 0.30916 | 0.19566 | 0 | 0 | 0 | 0 | 0 | 0 | 0 | 0 | 0 | 0 | 0 | 0 | 0 | 0 | 0 | 0 | 0 | 0 | 0 | 0 | 1 | 1 | 1
7 | 26 | 23 | 0.35718 | 0.19632 | 0.51614 | 0.21596 | 0.75823 | 0.78423 | 0.48217 | 0.58625 | 0.40735 | 0.34901 | 0.60252 | 0.50316 | 0.36564 | 0.55693 | 0.37289 | 0.35214 | 0.070453 | 0.021142 | 0.037091 | 0.15746 | 0.30775 | 0.19614 | 0.091571 | 0 | 0 | 0 | 0 | 0 | 0 | 0 | 0 | 0 | 0 | 0 | 0 | 0 | 0 | 0 | 0 | 0 | 0 | 0 | 0 | 1 | 1 | 1
7 | 26 | 24 | 0.30934 | 0.10403 | 0.52966 | 0.22778 | 0.73371 | 0.63773 | 0.46681 | 0.55346 | 0.36201 | 0.30073 | 0.52862 | 0.48124 | 0.31822 | 0.5356 | 0.34567 | 0.32446 | 0.050789 | 0.013386 | 0.068553 | 0.24881 | 0.23918 | 0.10358 | 0.020796 | 0 | 0 | 0 | 0 | 0 | 0 | 0 | 0 | 0 | 0 | 0 | 0 | 0 | 0 | 0 | 0 | 0 | 0 | 0 | 0 | 1 | 1 | 1
7 | 27 | 1 | 0.26518 | 0.093655 | 0.55685 | 0.21999 | 0.69503 | 0.51073 | 0.41716 | 0.51408 | 0.31988 | 0.25622 | 0.47169 | 0.46238 | 0.27441 | 0.51961 | 0.29474 | 0.27287 | 0.018565 | 0.0015356 | 0.068285 | 0.24973 | 0.19004 | 0.093361 | 0.013173 | 0 | 0 | 0 | 0 | 0 | 0 | 0 | 0 | 0 | 0 | 0 | 0 | 0 | 0 | 0 | 0 | 0 | 0 | 0 | 0 | 1 | 1 | 1
7 | 27 | 2 | 0.23114 | 0.13408 | 0.53809 | 0.16598 | 0.60598 | 0.44142 | 0.36595 | 0.47716 | 0.28621 | 0.22179 | 0.41481 | 0.41919 | 0.24045 | 0.47845 | 0.25386 | 0.23169 | 0.013435 | 0.0002358 | 0.062442 | 0.17853 | 0.16034 | 0.13431 | 0.036452 | 0 | 0 | 0 | 0 | 0 | 0 | 0 | 0 | 0 | 0 | 0 | 0 | 0 | 0 | 0 | 0 | 0 | 0 | 0 | 0 | 1 | 1 | 1
7 | 27 | 3 | 0.23885 | 0.10368 | 0.55427 | 0.10713 | 0.5247 | 0.49879 | 0.31992 | 0.43579 | 0.29655 | 0.22999 | 0.36253 | 0.38778 | 0.24854 | 0.45052 | 0.20536 | 0.18319 | 0.013739 | 0.0058962 | 0.070762 | 0.15244 | 0.10879 | 0.10359 | 0.017943 | 0 | 0 | 0 | 0 | 0 | 0 | 0 | 0 | 0 | 0 | 0 | 0 | 0 | 0 | 0 | 0 | 0 | 0 | 0 | 0 | 1 | 1 | 1
7 | 27 | 4 | 0.18378 | 0.079697 | 0.52822 | 0.06744 | 0.47678 | 0.49938 | 0.26699 | 0.37398 | 0.24262 | 0.17454 | 0.2703 | 0.34471 | 0.19367 | 0.41009 | 0.17414 | 0.15225 | 0.0054708 | 0.0045441 | 0.073278 | 0.071081 | 0.090057 | 0.079573 | 0.0045007 | 0 | 0 | 0 | 0 | 0 | 0 | 0 | 0 | 0 | 0 | 0 | 0 | 0 | 0 | 0 | 0 | 0 | 0 | 0 | 0 | 1 | 1 | 1
7 | 27 | 5 | 0.088716 | 0.069703 | 0.49418 | 0.033206 | 0.4255 | 0.48895 | 0.24479 | 0.28124 | 0.14625 | 0.079022 | 0.19625 | 0.29649 | 0.098436 | 0.3678 | 0.16562 | 0.14384 | 0.043834 | 0.0027973 | 0.059366 | 0.042579 | 0.085949 | 0.06962 | 6.7252e-05 | 1.265e-07 | 0.00015614 | 0.011978 | 0.00015314 | 0.0003002 | 0 | 0 | 8.0295e-06 | 0 | 1.1368e-06 | 0.00019278 | 0.0010843 | 0.00064512 | 0.00023474 | 0.00012434 | 0.00063958 | 0.026779 | 0.0073927 | 0.0024427 | 0.023968 | 1 | 1 | 1
7 | 27 | 6 | 0.03191 | 0.066681 | 0.42989 | 0.024244 | 0.37129 | 0.43262 | 0.20195 | 0.19581 | 0.086952 | 0.023103 | 0.15547 | 0.17568 | 0.04085 | 0.25024 | 0.1415 | 0.12024 | 0.12551 | 0.0010737 | 0.041247 | 0.010898 | 0.054774 | 0.0668 | 0 | 0.0022962 | 0.08681 | 0.21449 | 0.085146 | 0.18358 | 0.031058 | 0.056223 | 0.14726 | 0.037958 | 0.18261 | 0.20539 | 0.10633 | 0.18039 | 0.16111 | 0.15573 | 0.17884 | 0.26044 | 0.26524 | 0.16046 | 0.13222 | 1 | 1 | 1