2020-07-19 | 1.0778 | 0.99388 | 0.94442 | 0.91468 | 0.90354 | 0.91242 | 0.88417 | 0.67546 | 0.47625 | 0.33747 | 0.20136 | 0.097137 | 0.048448 | 0.039059 | 0.074274 | 0.14812 | 0.306 | 0.55191 | 0.93617 | 1.217 | 1.2925 | 1.4431 | 1.414 | 1.2762 | 7 | 7 | 2020
2020-07-20 | 1.1061 | 1.0956 | 1.0889 | 1.0209 | 0.98488 | 0.98735 | 1.4079 | 1.0971 | 0.83095 | 0.63145 | 0.44635 | 0.33577 | 0.28472 | 0.29159 | 0.36648 | 0.51806 | 0.80729 | 1.1849 | 1.7819 | 2.2066 | 2.2772 | 2.3726 | 1.6093 | 1.4565 | 1 | 7 | 2020
2020-07-21 | 1.2486 | 1.0985 | 0.99547 | 0.95403 | 0.93893 | 0.9372 | 1.3185 | 0.98075 | 0.69856 | 0.50307 | 0.32817 | 0.23929 | 0.21321 | 0.2172 | 0.2925 | 0.4469 | 0.73381 | 1.1252 | 1.7296 | 2.1613 | 2.2312 | 2.3304 | 1.5841 | 1.4307 | 2 | 7 | 2020
2020-07-22 | 1.2353 | 1.1757 | 1.0791 | 1.0398 | 0.99999 | 1.0052 | 1.4426 | 1.1781 | 1.0233 | 0.83625 | 0.66972 | 0.5357 | 0.44962 | 0.44146 | 0.55311 | 0.75442 | 1.1069 | 1.5048 | 2.0478 | 2.4245 | 2.4813 | 2.5526 | 1.7251 | 1.5534 | 3 | 7 | 2020
2020-07-23 | 1.3409 | 1.2224 | 1.053 | 1.0063 | 0.97988 | 0.98911 | 1.4239 | 1.17 | 1.003 | 0.86237 | 0.69562 | 0.56227 | 0.53228 | 0.55823 | 0.73715 | 0.94326 | 1.2682 | 1.6586 | 2.198 | 2.5284 | 2.5681 | 2.6266 | 1.7721 | 1.6096 | 4 | 7 | 2020
2020-07-24 | 1.395 | 1.1817 | 1.0558 | 1.0142 | 0.98736 | 1 | 1.4179 | 1.1719 | 0.99954 | 0.8442 | 0.68219 | 0.55681 | 0.50029 | 0.5184 | 0.65672 | 0.87816 | 1.2165 | 1.5853 | 2.1088 | 2.4794 | 2.508 | 2.5609 | 1.7331 | 1.5651 | 5 | 7 | 2020
2020-07-25 | 1.3547 | 0.99907 | 0.94871 | 0.92009 | 0.91231 | 0.93258 | 1.345 | 1.0603 | 0.83657 | 0.66949 | 0.43423 | 0.25583 | 0.16282 | 0.12789 | 0.18474 | 0.32593 | 0.58597 | 0.97408 | 1.568 | 1.9706 | 2.0357 | 2.2021 | 1.473 | 1.3158 | 6 | 7 | 2020
2020-07-26 | 1.1233 | 0.99705 | 0.93637 | 0.91014 | 0.89123 | 0.90127 | 0.89074 | 0.71326 | 0.54708 | 0.44318 | 0.29806 | 0.17423 | 0.11621 | 0.096388 | 0.12772 | 0.213 | 0.38577 | 0.63189 | 1.0099 | 1.2975 | 1.3596 | 1.4685 | 1.4255 | 1.2883 | 7 | 7 | 2020
2020-07-27 | 1.1112 | 1.1586 | 1.0337 | 0.99762 | 0.97466 | 0.98385 | 1.4124 | 1.1644 | 0.99101 | 0.82894 | 0.65813 | 0.50882 | 0.45912 | 0.42805 | 0.50817 | 0.68628 | 1.0057 | 1.416 | 1.9892 | 2.3933 | 2.4515 | 2.518 | 1.7003 | 1.5375 | 1 | 7 | 2020
2020-07-28 | 1.322 | 1.0913 | 1.0129 | 0.96995 | 0.95203 | 0.97321 | 1.4037 | 1.158 | 0.95134 | 0.77861 | 0.59335 | 0.44595 | 0.37235 | 0.33323 | 0.41488 | 0.55203 | 0.84634 | 1.2175 | 1.7937 | 2.2084 | 2.2734 | 2.3612 | 1.5943 | 1.4286 | 2 | 7 | 2020
2020-07-29 | 1.2242 | 1.0813 | 0.99187 | 0.95505 | 0.93146 | 0.93997 | 1.3432 | 1.043 | 0.8277 | 0.65075 | 0.4627 | 0.33506 | 0.26001 | 0.24733 | 0.3291 | 0.50934 | 0.81371 | 1.1985 | 1.7707 | 2.1845 | 2.26 | 2.354 | 1.5925 | 1.434 | 3 | 7 | 2020
2020-07-30 | 1.2282 | 1.1053 | 1.0289 | 0.98561 | 0.96595 | 0.97642 | 1.4061 | 1.1588 | 0.96645 | 0.79014 | 0.62228 | 0.47778 | 0.41632 | 0.38522 | 0.46677 | 0.61884 | 0.94536 | 1.3263 | 1.9104 | 2.3142 | 2.35 | 2.422 | 1.6363 | 1.465 | 4 | 7 | 2020
2020-07-31 | 1.2565 | 1.105 | 1.0279 | 0.98484 | 0.96539 | 0.97605 | 1.407 | 1.1621 | 0.97637 | 0.80516 | 0.63889 | 0.4946 | 0.42735 | 0.40224 | 0.48913 | 0.63156 | 0.95632 | 1.3443 | 1.9344 | 2.3253 | 2.3549 | 2.4265 | 1.6376 | 1.465 | 5 | 7 | 2020
2020-08-01 | 1.193 | 0.9928 | 0.96011 | 0.92508 | 0.90457 | 0.91463 | 1.1917 | 0.95365 | 0.59645 | 0.39762 | 0.22509 | 0.082358 | -0.035267 | -0.043161 | 0.0046016 | 0.12675 | 0.35122 | 0.73822 | 1.2575 | 1.5688 | 1.6752 | 1.8121 | 1.3582 | 1.2529 | 6 | 8 | 2020
2020-08-02 | 1.1129 | 0.95225 | 0.9174 | 0.89154 | 0.87741 | 0.88069 | 0.88331 | 0.68046 | 0.39233 | 0.23431 | 0.11183 | -0.0094861 | -0.078405 | -0.087009 | -0.048242 | 0.05283 | 0.23056 | 0.54738 | 0.95364 | 1.1937 | 1.2877 | 1.3941 | 1.3294 | 1.2057 | 7 | 8 | 2020
2020-08-03 | 1.0569 | 1.1102 | 1.0307 | 0.99143 | 0.96943 | 0.98742 | 1.328 | 1.1749 | 0.87542 | 0.64807 | 0.47973 | 0.37258 | 0.32282 | 0.36013 | 0.46659 | 0.6316 | 0.89265 | 1.2919 | 1.791 | 2.0438 | 2.0797 | 2.1286 | 1.5952 | 1.4345 | 1 | 8 | 2020
2020-08-04 | 1.2538 | 1.1642 | 1.0567 | 1.011 | 0.98525 | 0.99391 | 1.3331 | 1.1716 | 0.87412 | 0.67193 | 0.52766 | 0.44281 | 0.39968 | 0.43415 | 0.52658 | 0.72869 | 1.011 | 1.4069 | 1.8747 | 2.1139 | 2.1818 | 2.2108 | 1.6515 | 1.5023 | 2 | 8 | 2020
2020-08-05 | 1.3125 | 1.0914 | 1.0297 | 0.98683 | 0.96086 | 0.96602 | 1.2895 | 1.0944 | 0.79069 | 0.59285 | 0.44263 | 0.35457 | 0.31088 | 0.33768 | 0.42862 | 0.56634 | 0.82267 | 1.215 | 1.718 | 1.9993 | 2.027 | 2.095 | 1.5813 | 1.4209 | 3 | 8 | 2020
2020-08-06 | 1.238 | 1.0531 | 0.95408 | 0.92366 | 0.90873 | 0.92246 | 1.2138 | 1.0014 | 0.68948 | 0.47224 | 0.28646 | 0.18702 | 0.14458 | 0.18211 | 0.26053 | 0.41044 | 0.66186 | 1.0607 | 1.5885 | 1.8866 | 1.9461 | 2.0135 | 1.5056 | 1.3618 | 4 | 8 | 2020
2020-08-07 | 1.1959 | 1.0041 | 0.96683 | 0.93314 | 0.9208 | 0.93235 | 1.2467 | 1.0674 | 0.73142 | 0.50225 | 0.33296 | 0.18463 | 0.1172 | 0.12325 | 0.17639 | 0.30732 | 0.54765 | 0.92144 | 1.4337 | 1.7314 | 1.8512 | 1.9346 | 1.4381 | 1.2929 | 5 | 8 | 2020
2020-08-08 | 1.1243 | 0.9751 | 0.91344 | 0.88694 | 0.86781 | 0.87323 | 1.1278 | 0.86365 | 0.50449 | 0.29079 | 0.11955 | 0.012785 | -0.058655 | -0.058732 | -0.010468 | 0.13374 | 0.38238 | 0.79563 | 1.3418 | 1.6565 | 1.764 | 1.8871 | 1.3925 | 1.2592 | 6 | 8 | 2020
2020-08-09 | 1.0973 | 0.99482 | 0.94103 | 0.90566 | 0.88929 | 0.90059 | 0.90493 | 0.69892 | 0.40617 | 0.23425 | 0.10098 | 0.019403 | -0.020934 | -0.016295 | 0.038131 | 0.15468 | 0.34557 | 0.66106 | 1.0759 | 1.3255 | 1.3962 | 1.49 | 1.4093 | 1.2758 | 7 | 8 | 2020
2020-08-10 | 1.1121 | 1.0295 | 0.97085 | 0.93595 | 0.92177 | 0.93475 | 1.2581 | 1.0771 | 0.77418 | 0.577 | 0.35834 | 0.24306 | 0.15469 | 0.1503 | 0.21105 | 0.33665 | 0.59797 | 0.9727 | 1.4917 | 1.78 | 1.858 | 1.9444 | 1.4572 | 1.3171 | 1 | 8 | 2020
2020-08-11 | 1.1547 | 1.0387 | 0.98672 | 0.9506 | 0.93165 | 0.94052 | 1.2494 | 1.0537 | 0.74766 | 0.5358 | 0.3325 | 0.22154 | 0.16786 | 0.17739 | 0.23598 | 0.38126 | 0.62748 | 1.0255 | 1.5518 | 1.8334 | 1.9081 | 1.9697 | 1.4739 | 1.3318 | 2 | 8 | 2020
2020-08-12 | 1.1715 | 1.057 | 0.98927 | 0.95818 | 0.94007 | 0.95169 | 1.2693 | 1.101 | 0.81127 | 0.60229 | 0.4047 | 0.29656 | 0.20361 | 0.19086 | 0.24722 | 0.39081 | 0.64515 | 1.0338 | 1.5843 | 1.8906 | 1.9757 | 2.0458 | 1.5242 | 1.3688 | 3 | 8 | 2020
2020-08-13 | 1.1934 | 1.0537 | 0.99278 | 0.96241 | 0.9399 | 0.95447 | 1.2684 | 1.0852 | 0.79495 | 0.58255 | 0.38309 | 0.27879 | 0.21944 | 0.24253 | 0.30746 | 0.45078 | 0.72023 | 1.1099 | 1.6378 | 1.9212 | 2.0062 | 2.0513 | 1.5239 | 1.3695 | 4 | 8 | 2020
2020-08-14 | 1.1947 | 1.0684 | 0.98531 | 0.95582 | 0.93894 | 0.95482 | 1.2683 | 1.0935 | 0.78876 | 0.56557 | 0.39136 | 0.28837 | 0.24071 | 0.27385 | 0.34388 | 0.48706 | 0.75641 | 1.1465 | 1.6783 | 1.966 | 2.0351 | 2.0896 | 1.5565 | 1.3913 | 5 | 8 | 2020
2020-08-15 | 1.209 | 0.98876 | 0.94161 | 0.9146 | 0.90035 | 0.91843 | 1.2473 | 1.0829 | 0.80215 | 0.57926 | 0.39014 | 0.26537 | 0.20473 | 0.2247 | 0.27666 | 0.40015 | 0.601 | 0.9723 | 1.4802 | 1.7538 | 1.8128 | 1.9313 | 1.4193 | 1.2803 | 6 | 8 | 2020
2020-08-16 | 1.1111 | 1.0037 | 0.97387 | 0.9455 | 0.94012 | 0.9413 | 0.97304 | 0.81023 | 0.57032 | 0.42511 | 0.28301 | 0.18027 | 0.13459 | 0.14737 | 0.17704 | 0.26639 | 0.42197 | 0.70858 | 1.0949 | 1.3304 | 1.3909 | 1.4845 | 1.4071 | 1.2849 | 7 | 8 | 2020
2020-08-17 | 1.1261 | 1.3272 | 1.1454 | 1.0854 | 1.0488 | 1.0563 | 1.4309 | 1.2849 | 1.0027 | 0.83652 | 0.70572 | 0.67489 | 0.75613 | 0.85394 | 0.94872 | 1.1104 | 1.4293 | 1.804 | 2.2878 | 2.5269 | 2.5511 | 2.4943 | 1.8249 | 1.6781 | 1 | 8 | 2020
2020-08-18 | 1.4903 | 1.0893 | 1.034 | 1.0003 | 0.97559 | 0.97374 | 1.2866 | 1.0901 | 0.78601 | 0.58682 | 0.41331 | 0.34679 | 0.31093 | 0.33212 | 0.40405 | 0.55606 | 0.80189 | 1.1785 | 1.7214 | 1.9979 | 2.0423 | 2.0783 | 1.5593 | 1.4128 | 2 | 8 | 2020
2020-08-19 | 1.2372 | 1.0728 | 0.99379 | 0.95343 | 0.93114 | 0.93363 | 1.2455 | 1.0475 | 0.73908 | 0.53862 | 0.38551 | 0.29434 | 0.25144 | 0.28557 | 0.35472 | 0.51047 | 0.75289 | 1.1434 | 1.6728 | 1.9552 | 2.0188 | 2.0577 | 1.5388 | 1.3894 | 3 | 8 | 2020
2020-08-20 | 1.216 | 1.0614 | 0.99804 | 0.95901 | 0.94266 | 0.95433 | 1.2545 | 1.0385 | 0.74033 | 0.52839 | 0.35263 | 0.25275 | 0.21274 | 0.24445 | 0.32631 | 0.46913 | 0.71161 | 1.1113 | 1.6699 | 1.9475 | 2 | 2.0454 | 1.5274 | 1.3759 | 4 | 8 | 2020
2020-08-21 | 1.2026 | 1.0999 | 1.0364 | 1.0025 | 0.9754 | 0.97725 | 1.2728 | 1.0412 | 0.73908 | 0.53483 | 0.37966 | 0.31087 | 0.28815 | 0.34843 | 0.44171 | 0.60721 | 0.86737 | 1.2695 | 1.7973 | 2.0806 | 2.1119 | 2.1469 | 1.5995 | 1.4301 | 5 | 8 | 2020
2020-08-22 | 1.2428 | 0.99225 | 0.94159 | 0.90297 | 0.89434 | 0.90889 | 1.2128 | 1.0125 | 0.70506 | 0.47162 | 0.29531 | 0.19475 | 0.1496 | 0.17671 | 0.26694 | 0.39079 | 0.59579 | 0.99201 | 1.5157 | 1.7901 | 1.8233 | 1.9386 | 1.4241 | 1.2864 | 6 | 8 | 2020
2020-08-23 | 1.1211 | 0.9975 | 0.97026 | 0.93449 | 0.91799 | 0.92599 | 0.93657 | 0.74799 | 0.46483 | 0.30702 | 0.19678 | 0.12703 | 0.098395 | 0.10866 | 0.15965 | 0.25972 | 0.41445 | 0.71404 | 1.113 | 1.3481 | 1.3854 | 1.4735 | 1.4026 | 1.2803 | 7 | 8 | 2020
2020-08-24 | 1.1172 | 1.1415 | 1.018 | 0.98171 | 0.9621 | 0.97381 | 1.3093 | 1.1487 | 0.86385 | 0.64017 | 0.49788 | 0.42901 | 0.41405 | 0.46231 | 0.58174 | 0.76984 | 1.0243 | 1.3846 | 1.8785 | 2.124 | 2.1418 | 2.1796 | 1.6322 | 1.4624 | 1 | 8 | 2020
2020-08-25 | 1.2837 | 1.1385 | 1.0413 | 0.99308 | 0.97042 | 0.98091 | 1.3015 | 1.1311 | 0.82572 | 0.60083 | 0.45993 | 0.39828 | 0.38166 | 0.42455 | 0.52348 | 0.68643 | 0.95242 | 1.3468 | 1.8715 | 2.1271 | 2.1605 | 2.183 | 1.6379 | 1.468 | 2 | 8 | 2020
2020-08-26 | 1.2858 | 1.2233 | 1.0788 | 1.0281 | 1.0002 | 1.011 | 1.3625 | 1.2092 | 0.90312 | 0.68809 | 0.55295 | 0.49268 | 0.51921 | 0.67197 | 0.80688 | 0.95538 | 1.2984 | 1.7184 | 2.2271 | 2.4305 | 2.3849 | 2.3874 | 1.7711 | 1.6037 | 3 | 8 | 2020
2020-08-27 | 1.3842 | 1.2184 | 1.1034 | 1.0532 | 1.0272 | 1.034 | 1.3993 | 1.2549 | 0.96622 | 0.77127 | 0.63591 | 0.58324 | 0.67862 | 0.77856 | 0.91519 | 1.0711 | 1.3303 | 1.7166 | 2.2206 | 2.4382 | 2.3918 | 2.3814 | 1.7565 | 1.5849 | 4 | 8 | 2020
2020-08-28 | 1.3722 | 1.2434 | 1.1368 | 1.0693 | 1.0351 | 1.0377 | 1.3727 | 1.1985 | 0.90077 | 0.71153 | 0.59327 | 0.54051 | 0.56488 | 0.69095 | 0.81002 | 0.97566 | 1.2165 | 1.6098 | 2.1175 | 2.2609 | 2.2515 | 2.2803 | 1.7319 | 1.589 | 5 | 8 | 2020
2020-08-29 | 1.4028 | 0.99249 | 0.9418 | 0.90334 | 0.89456 | 0.90913 | 1.2129 | 1.0124 | 0.7021 | 0.46953 | 0.29411 | 0.19436 | 0.14846 | 0.17534 | 0.26185 | 0.38669 | 0.59524 | 0.99289 | 1.5199 | 1.7938 | 1.8239 | 1.939 | 1.4245 | 1.287 | 6 | 8 | 2020
2020-08-30 | 1.1221 | 0.99893 | 0.96964 | 0.93425 | 0.91768 | 0.9262 | 0.93688 | 0.74899 | 0.46599 | 0.30685 | 0.19352 | 0.12722 | 0.098737 | 0.10897 | 0.16055 | 0.2607 | 0.41662 | 0.71673 | 1.1163 | 1.3511 | 1.3859 | 1.4744 | 1.4052 | 1.2823 | 7 | 8 | 2020
2020-08-31 | 1.1192 | 1.1843 | 1.1086 | 1.0482 | 1.0209 | 1.0242 | 1.3628 | 1.1949 | 0.90534 | 0.71427 | 0.58515 | 0.52251 | 0.52686 | 0.60939 | 0.76318 | 0.92684 | 1.1818 | 1.584 | 2.0613 | 2.2514 | 2.2541 | 2.2648 | 1.6867 | 1.5225 | 1 | 8 | 2020
2020-09-01 | 1.235 | 1.3299 | 1.1869 | 1.1165 | 1.0664 | 1.0552 | 1.3955 | 1.3118 | 0.95961 | 0.7724 | 0.66325 | 0.65388 | 0.73217 | 0.80396 | 0.98491 | 1.1815 | 1.4823 | 1.9049 | 2.3585 | 2.4573 | 2.5111 | 2.4634 | 1.803 | 1.6434 | 2 | 9 | 2020
2020-09-02 | 1.4712 | 1.3495 | 1.1207 | 1.0524 | 1.013 | 1.0096 | 1.3645 | 1.3146 | 0.98255 | 0.80469 | 0.69928 | 0.77063 | 0.83213 | 0.93257 | 1.1181 | 1.3019 | 1.6811 | 2.0917 | 2.4711 | 2.5431 | 2.5941 | 2.5392 | 1.8635 | 1.6821 | 3 | 9 | 2020
2020-09-03 | 1.4981 | 1.0984 | 0.96824 | 0.98495 | 0.95627 | 0.95364 | 1.2619 | 1.2165 | 0.86516 | 0.6197 | 0.4736 | 0.40909 | 0.38637 | 0.41022 | 0.5125 | 0.68622 | 0.92579 | 1.3727 | 1.7975 | 1.9303 | 2.0127 | 2.0004 | 1.5203 | 1.376 | 4 | 9 | 2020
2020-09-04 | 1.2263 | 1.1265 | 1.0727 | 1.0091 | 0.97438 | 0.96528 | 1.2735 | 1.19 | 0.84052 | 0.61977 | 0.4978 | 0.45536 | 0.45629 | 0.50965 | 0.66252 | 0.85407 | 1.1216 | 1.6092 | 1.9784 | 2.0484 | 2.1117 | 2.0861 | 1.579 | 1.4299 | 5 | 9 | 2020
2020-09-05 | 1.2622 | 0.99843 | 0.94265 | 0.90335 | 0.87393 | 0.88279 | 1.1923 | 1.1593 | 0.81429 | 0.56437 | 0.40904 | 0.34418 | 0.31648 | 0.32418 | 0.40514 | 0.56584 | 0.79563 | 1.2736 | 1.7218 | 1.8476 | 1.9596 | 1.953 | 1.431 | 1.2853 | 6 | 9 | 2020
2020-09-06 | 1.1219 | 0.97715 | 0.93845 | 0.89757 | 0.87218 | 0.87097 | 0.91843 | 0.84801 | 0.56372 | 0.39563 | 0.26693 | 0.20759 | 0.17896 | 0.1835 | 0.25442 | 0.37569 | 0.55536 | 0.92777 | 1.2688 | 1.3774 | 1.4713 | 1.4684 | 1.3595 | 1.2365 | 7 | 9 | 2020
2020-09-07 | 1.0852 | 0.95796 | 0.89872 | 0.86653 | 0.84556 | 0.85295 | 1.1484 | 1.0933 | 0.75317 | 0.5135 | 0.34324 | 0.24492 | 0.19178 | 0.19549 | 0.29226 | 0.44083 | 0.65401 | 1.1078 | 1.5445 | 1.6874 | 1.824 | 1.7954 | 1.3503 | 1.2251 | 1 | 9 | 2020
2020-09-08 | 1.0652 | 1.063 | 0.99476 | 0.94915 | 0.91767 | 0.91508 | 1.1881 | 1.0909 | 0.7482 | 0.53987 | 0.40633 | 0.35266 | 0.34222 | 0.37337 | 0.50536 | 0.67287 | 0.93836 | 1.3844 | 1.8185 | 1.9445 | 2.0186 | 1.998 | 1.5022 | 1.3441 | 2 | 9 | 2020
2020-09-09 | 1.1841 | 1.0258 | 0.96452 | 0.9183 | 0.88686 | 0.89944 | 1.2015 | 1.1476 | 0.80804 | 0.58182 | 0.42337 | 0.34929 | 0.31289 | 0.34475 | 0.47134 | 0.64573 | 0.9085 | 1.3961 | 1.8184 | 1.9216 | 2.0011 | 1.9617 | 1.4723 | 1.319 | 3 | 9 | 2020
2020-09-10 | 1.153 | 1.1992 | 1.1582 | 1.0977 | 1.0529 | 1.0456 | 1.3718 | 1.2826 | 0.93756 | 0.72886 | 0.59181 | 0.53446 | 0.5487 | 0.65529 | 0.78077 | 0.94744 | 1.2269 | 1.6952 | 2.1221 | 2.1298 | 2.1802 | 2.1625 | 1.6448 | 1.5031 | 4 | 9 | 2020
2020-09-11 | 1.3325 | 1.1524 | 1.1234 | 1.0632 | 1.0219 | 1.0267 | 1.3914 | 1.3455 | 1.0267 | 0.83343 | 0.71354 | 0.68114 | 0.73973 | 0.81375 | 0.96141 | 1.1363 | 1.2404 | 1.6999 | 2.1342 | 2.1316 | 2.1685 | 2.1179 | 1.598 | 1.4417 | 5 | 9 | 2020
2020-09-12 | 1.2781 | 0.98344 | 0.91968 | 0.88481 | 0.85773 | 0.86264 | 1.1571 | 1.0862 | 0.73377 | 0.50816 | 0.35351 | 0.26666 | 0.24216 | 0.27161 | 0.38243 | 0.54988 | 0.77808 | 1.2431 | 1.6727 | 1.8105 | 1.9019 | 1.8945 | 1.3896 | 1.2564 | 6 | 9 | 2020
2020-09-13 | 1.0998 | 1.0285 | 1.0256 | 0.96723 | 0.94124 | 0.9436 | 0.99282 | 0.93006 | 0.65984 | 0.48969 | 0.37339 | 0.30513 | 0.27531 | 0.29401 | 0.37229 | 0.49369 | 0.6722 | 1.0428 | 1.3918 | 1.485 | 1.5463 | 1.5518 | 1.4447 | 1.3098 | 7 | 9 | 2020
2020-09-14 | 1.1525 | 1.1156 | 1.0253 | 0.97719 | 0.94248 | 0.94286 | 1.2621 | 1.2107 | 0.86914 | 0.64283 | 0.51587 | 0.43564 | 0.40945 | 0.43756 | 0.5744 | 0.76762 | 1.0421 | 1.4991 | 1.9072 | 1.9933 | 2.0586 | 2.0463 | 1.5478 | 1.3948 | 1 | 9 | 2020
2020-09-15 | 1.2392 | 1.0386 | 0.96657 | 0.92413 | 0.89267 | 0.88828 | 1.1724 | 1.0865 | 0.74984 | 0.53058 | 0.38001 | 0.29103 | 0.23913 | 0.27452 | 0.38919 | 0.56757 | 0.84408 | 1.3085 | 1.7832 | 1.8956 | 1.9573 | 1.932 | 1.4575 | 1.3215 | 2 | 9 | 2020
2020-09-16 | 1.1618 | 0.98743 | 0.93185 | 0.89214 | 0.85296 | 0.84733 | 1.1553 | 1.1375 | 0.80699 | 0.57806 | 0.39305 | 0.29394 | 0.22186 | 0.23544 | 0.35039 | 0.5135 | 0.77956 | 1.2589 | 1.705 | 1.8313 | 1.9111 | 1.8856 | 1.4078 | 1.2589 | 3 | 9 | 2020
2020-09-17 | 1.1008 | 0.98945 | 0.92039 | 0.88893 | 0.85942 | 0.85593 | 1.1285 | 1.0266 | 0.6817 | 0.46529 | 0.30269 | 0.19697 | 0.12355 | 0.12987 | 0.23023 | 0.39248 | 0.6504 | 1.1294 | 1.5812 | 1.6965 | 1.7964 | 1.7773 | 1.3488 | 1.2395 | 4 | 9 | 2020
2020-09-18 | 1.0997 | 0.94294 | 0.90437 | 0.86393 | 0.83876 | 0.83975 | 1.1051 | 1.0238 | 0.67544 | 0.44885 | 0.26993 | 0.16251 | 0.084896 | 0.081855 | 0.17006 | 0.33374 | 0.59275 | 1.0719 | 1.5288 | 1.6822 | 1.8006 | 1.7689 | 1.33 | 1.189 | 5 | 9 | 2020
2020-09-19 | 1.0371 | 0.9362 | 0.905 | 0.86614 | 0.84112 | 0.84242 | 1.0927 | 0.96439 | 0.59323 | 0.39251 | 0.21304 | 0.087498 | 0.0065693 | 0.0018261 | 0.081764 | 0.23094 | 0.46654 | 0.96389 | 1.4358 | 1.5824 | 1.6857 | 1.7137 | 1.2844 | 1.168 | 6 | 9 | 2020
2020-09-20 | 1.0281 | 0.93194 | 0.88879 | 0.85887 | 0.83212 | 0.83312 | 0.87313 | 0.78888 | 0.50238 | 0.33 | 0.20547 | 0.13444 | 0.086649 | 0.089345 | 0.15664 | 0.28094 | 0.46581 | 0.85172 | 1.21 | 1.3105 | 1.3859 | 1.4065 | 1.3117 | 1.1824 | 7 | 9 | 2020
2020-09-21 | 1.0307 | 1.1222 | 1.0363 | 0.98611 | 0.94728 | 0.94489 | 1.2493 | 1.187 | 0.85126 | 0.62049 | 0.46831 | 0.37855 | 0.33985 | 0.38046 | 0.51619 | 0.69957 | 0.97303 | 1.4581 | 1.9017 | 1.9955 | 2.0447 | 2.0326 | 1.5421 | 1.3984 | 1 | 9 | 2020
2020-09-22 | 1.2464 | 0.97327 | 0.92499 | 0.89228 | 0.86519 | 0.85894 | 1.1426 | 1.0693 | 0.72769 | 0.49036 | 0.32549 | 0.25397 | 0.22312 | 0.25122 | 0.37619 | 0.5219 | 0.77005 | 1.2343 | 1.678 | 1.7785 | 1.8605 | 1.8339 | 1.3648 | 1.2321 | 2 | 9 | 2020
2020-09-23 | 1.077 | 1.0254 | 0.93549 | 0.89815 | 0.8731 | 0.87344 | 1.1455 | 1.0555 | 0.70946 | 0.46466 | 0.30166 | 0.23141 | 0.2164 | 0.25511 | 0.39055 | 0.54811 | 0.81556 | 1.2964 | 1.7677 | 1.8647 | 1.9298 | 1.9005 | 1.432 | 1.2994 | 3 | 9 | 2020
2020-09-24 | 1.1511 | 0.97951 | 0.92511 | 0.89111 | 0.86474 | 0.86622 | 1.1607 | 1.1087 | 0.77148 | 0.50978 | 0.35621 | 0.2898 | 0.23043 | 0.24049 | 0.36569 | 0.50195 | 0.74467 | 1.2091 | 1.6699 | 1.7643 | 1.8492 | 1.8286 | 1.3665 | 1.2402 | 4 | 9 | 2020
2020-09-25 | 1.0854 | 0.95079 | 0.91214 | 0.88075 | 0.85935 | 0.86392 | 1.1552 | 1.1065 | 0.76612 | 0.50967 | 0.3444 | 0.25563 | 0.20246 | 0.20826 | 0.32518 | 0.46903 | 0.71025 | 1.1717 | 1.6205 | 1.7199 | 1.8179 | 1.7888 | 1.3384 | 1.2066 | 5 | 9 | 2020
2020-09-26 | 1.0521 | 0.90946 | 0.87574 | 0.84725 | 0.82294 | 0.81861 | 1.0558 | 0.90531 | 0.52648 | 0.29341 | 0.13535 | 0.049946 | -0.016509 | -0.0048583 | 0.10664 | 0.24804 | 0.48133 | 0.96481 | 1.4241 | 1.559 | 1.6488 | 1.6643 | 1.2449 | 1.1355 | 6 | 9 | 2020
2020-09-27 | 1.0041 | 0.91925 | 0.88641 | 0.861 | 0.83712 | 0.84917 | 0.90032 | 0.84785 | 0.57652 | 0.38333 | 0.23898 | 0.15864 | 0.11634 | 0.12093 | 0.19766 | 0.29853 | 0.46782 | 0.83885 | 1.191 | 1.2855 | 1.3778 | 1.3741 | 1.2856 | 1.1549 | 7 | 9 | 2020
2020-09-28 | 1.0106 | 0.96211 | 0.93255 | 0.89367 | 0.86588 | 0.869 | 1.1512 | 1.1048 | 0.77114 | 0.51383 | 0.336 | 0.26105 | 0.21547 | 0.23117 | 0.35728 | 0.49764 | 0.7413 | 1.2168 | 1.6693 | 1.7631 | 1.8585 | 1.8252 | 1.3592 | 1.2198 | 1 | 9 | 2020
2020-09-29 | 1.0633 | 0.97396 | 0.9267 | 0.89341 | 0.86616 | 0.85966 | 1.1433 | 1.0702 | 0.72742 | 0.48887 | 0.32847 | 0.25924 | 0.22893 | 0.2575 | 0.38246 | 0.52848 | 0.77564 | 1.2401 | 1.6855 | 1.783 | 1.863 | 1.8357 | 1.3666 | 1.2332 | 2 | 9 | 2020
2020-09-30 | 1.0777 | 1.0257 | 0.93707 | 0.89896 | 0.87383 | 0.87411 | 1.1464 | 1.0561 | 0.71099 | 0.46615 | 0.30334 | 0.2339 | 0.22017 | 0.26069 | 0.39598 | 0.55341 | 0.82126 | 1.3011 | 1.7743 | 1.8684 | 1.9312 | 1.9009 | 1.4329 | 1.2999 | 3 | 9 | 2020
2020-10-01 | 1.298 | 1.1108 | 1.0359 | 0.99314 | 0.96367 | 0.94248 | 1.2163 | 1.178 | 0.73653 | 0.40318 | 0.26923 | 0.23713 | 0.24682 | 0.32271 | 0.47769 | 0.71567 | 1.1589 | 1.7356 | 2.0377 | 2.1624 | 2.2295 | 2.1592 | 1.6075 | 1.4154 | 4 | 10 | 2020
2020-10-02 | 1.2221 | 1.0923 | 0.99397 | 0.96172 | 0.94158 | 0.93997 | 1.2579 | 1.3227 | 0.91253 | 0.54503 | 0.36744 | 0.32018 | 0.30925 | 0.34912 | 0.49312 | 0.71085 | 1.1353 | 1.7295 | 2.0461 | 2.1908 | 2.2424 | 2.1678 | 1.6151 | 1.4234 | 5 | 10 | 2020
2020-10-03 | 1.2233 | 1.0087 | 0.93775 | 0.91148 | 0.89308 | 0.90268 | 1.2171 | 1.2508 | 0.85674 | 0.4778 | 0.28246 | 0.20666 | 0.16142 | 0.19558 | 0.32875 | 0.52845 | 0.91631 | 1.4831 | 1.7984 | 2.0013 | 2.0609 | 2.0138 | 1.4718 | 1.2829 | 6 | 10 | 2020
2020-10-04 | 1.1052 | 0.98051 | 0.96567 | 0.93656 | 0.91052 | 0.90125 | 0.9279 | 0.87564 | 0.51788 | 0.22889 | 0.095465 | 0.030744 | 5.1716e-05 | 0.012002 | 0.1086 | 0.25773 | 0.56816 | 1.0279 | 1.2963 | 1.4989 | 1.5301 | 1.5007 | 1.3836 | 1.222 | 7 | 10 | 2020
2020-10-05 | 1.0656 | 1.1538 | 1.0802 | 1.0329 | 1.0011 | 0.99225 | 1.3202 | 1.378 | 0.97682 | 0.65061 | 0.5169 | 0.49866 | 0.50975 | 0.59529 | 0.79142 | 1.0683 | 1.5383 | 2.0743 | 2.3356 | 2.3941 | 2.4175 | 2.3255 | 1.7338 | 1.5197 | 1 | 10 | 2020
2020-10-06 | 1.3003 | 1.0407 | 1.0105 | 0.97039 | 0.94805 | 0.94175 | 1.2471 | 1.2684 | 0.85949 | 0.52436 | 0.35079 | 0.28708 | 0.27183 | 0.31487 | 0.45582 | 0.6647 | 1.0721 | 1.6402 | 1.9434 | 2.0851 | 2.128 | 2.0533 | 1.5311 | 1.3385 | 2 | 10 | 2020
2020-10-07 | 1.1432 | 1.0711 | 1.0088 | 0.96879 | 0.94803 | 0.94833 | 1.2672 | 1.2902 | 0.90549 | 0.56021 | 0.37668 | 0.29829 | 0.25061 | 0.27346 | 0.4026 | 0.60139 | 1.0057 | 1.5691 | 1.872 | 2.0305 | 2.1018 | 2.0334 | 1.5301 | 1.3553 | 3 | 10 | 2020
2020-10-08 | 1.177 | 1.0374 | 1.0127 | 0.98546 | 0.9694 | 0.97066 | 1.296 | 1.3505 | 0.9579 | 0.60303 | 0.38234 | 0.25396 | 0.18789 | 0.19012 | 0.29212 | 0.49282 | 0.89868 | 1.4663 | 1.8047 | 1.9557 | 2.0319 | 1.9673 | 1.4795 | 1.3183 | 4 | 10 | 2020
2020-10-09 | 1.14 | 1.0567 | 0.99448 | 0.95955 | 0.93718 | 0.93431 | 1.2503 | 1.286 | 0.89636 | 0.53122 | 0.32495 | 0.23912 | 0.18675 | 0.20492 | 0.32419 | 0.52642 | 0.95588 | 1.5683 | 1.9214 | 2.0775 | 2.1434 | 2.0658 | 1.5412 | 1.3489 | 5 | 10 | 2020
2020-10-10 | 1.1623 | 0.97851 | 0.96196 | 0.93217 | 0.90682 | 0.90396 | 1.1796 | 1.122 | 0.71157 | 0.35052 | 0.14225 | 0.035165 | -0.014629 | -0.033199 | 0.066753 | 0.26013 | 0.65315 | 1.2517 | 1.6249 | 1.8468 | 1.8865 | 1.8544 | 1.3773 | 1.2296 | 6 | 10 | 2020
2020-10-11 | 1.0728 | 0.97283 | 0.92194 | 0.89364 | 0.87813 | 0.88186 | 0.95077 | 0.97297 | 0.65956 | 0.37227 | 0.19982 | 0.10487 | 0.053433 | 0.036889 | 0.10913 | 0.25906 | 0.57128 | 1.0507 | 1.3421 | 1.5022 | 1.5248 | 1.5039 | 1.3879 | 1.2221 | 7 | 10 | 2020
2020-10-12 | 1.0651 | 1.1318 | 1.061 | 1.0165 | 0.98552 | 0.96968 | 1.258 | 1.2354 | 0.82277 | 0.50222 | 0.34388 | 0.31087 | 0.31723 | 0.35856 | 0.50214 | 0.73693 | 1.1858 | 1.8062 | 2.1479 | 2.2403 | 2.2856 | 2.2056 | 1.6511 | 1.4631 | 1 | 10 | 2020
2020-10-13 | 1.2642 | 1.1323 | 1.0677 | 1.013 | 0.98662 | 0.97928 | 1.2846 | 1.3113 | 0.90653 | 0.57123 | 0.41767 | 0.37839 | 0.36058 | 0.40428 | 0.5423 | 0.77747 | 1.2447 | 1.8536 | 2.1921 | 2.2693 | 2.2888 | 2.2106 | 1.6582 | 1.4731 | 2 | 10 | 2020
2020-10-14 | 1.275 | 1.1917 | 1.025 | 0.98253 | 0.96059 | 0.94997 | 1.2789 | 1.3211 | 0.92725 | 0.59484 | 0.45304 | 0.4299 | 0.44624 | 0.49849 | 0.68822 | 1.0034 | 1.5341 | 2.1705 | 2.4207 | 2.464 | 2.476 | 2.3773 | 1.7829 | 1.5699 | 3 | 10 | 2020
2020-10-15 | 1.3482 | 0.98917 | 0.9331 | 0.90124 | 0.88514 | 0.88946 | 1.2042 | 1.2634 | 0.91344 | 0.58911 | 0.41283 | 0.33985 | 0.2962 | 0.31168 | 0.41104 | 0.59712 | 0.97383 | 1.5052 | 1.7902 | 1.9804 | 2.0186 | 1.9427 | 1.4436 | 1.2534 | 4 | 10 | 2020
2020-10-16 | 1.0851 | 0.99089 | 0.95163 | 0.92484 | 0.90814 | 0.90953 | 1.21 | 1.2386 | 0.88284 | 0.57181 | 0.40282 | 0.32322 | 0.27541 | 0.2793 | 0.36229 | 0.55419 | 0.92122 | 1.4501 | 1.7402 | 1.9285 | 1.9681 | 1.9034 | 1.42 | 1.2443 | 5 | 10 | 2020
2020-10-17 | 1.0826 | 0.971 | 0.94674 | 0.9144 | 0.89089 | 0.88246 | 1.1355 | 1.0524 | 0.64684 | 0.36659 | 0.20818 | 0.11537 | 0.052972 | 0.033608 | 0.08558 | 0.27353 | 0.64733 | 1.2124 | 1.5067 | 1.7027 | 1.8014 | 1.7861 | 1.3364 | 1.2063 | 6 | 10 | 2020
2020-10-18 | 1.0716 | 0.9755 | 0.94787 | 0.91997 | 0.89868 | 0.88609 | 0.90504 | 0.85222 | 0.52158 | 0.28618 | 0.18386 | 0.13941 | 0.10391 | 0.10124 | 0.16353 | 0.30592 | 0.58296 | 1.0368 | 1.2791 | 1.466 | 1.5124 | 1.488 | 1.3731 | 1.2183 | 7 | 10 | 2020
2020-10-19 | 1.0661 | 1.0047 | 0.94975 | 0.9233 | 0.90178 | 0.90301 | 1.2129 | 1.2635 | 0.92161 | 0.61997 | 0.44684 | 0.35666 | 0.29859 | 0.2942 | 0.37134 | 0.56529 | 0.94364 | 1.4802 | 1.7595 | 1.9434 | 2.0147 | 1.9401 | 1.4454 | 1.2605 | 1 | 10 | 2020
2020-10-20 | 1.0945 | 1.0035 | 0.9429 | 0.90456 | 0.88677 | 0.88983 | 1.1858 | 1.2147 | 0.84551 | 0.53549 | 0.37017 | 0.29505 | 0.24789 | 0.2672 | 0.36461 | 0.56474 | 0.94008 | 1.4797 | 1.7619 | 1.9654 | 2.0182 | 1.945 | 1.4518 | 1.2691 | 2 | 10 | 2020
2020-10-21 | 1.1021 | 1.0578 | 0.99279 | 0.95257 | 0.92912 | 0.92919 | 1.216 | 1.2385 | 0.86525 | 0.56944 | 0.41471 | 0.34743 | 0.30991 | 0.31647 | 0.42424 | 0.6312 | 1.0148 | 1.5565 | 1.8396 | 1.989 | 2.0166 | 1.9549 | 1.4842 | 1.326 | 3 | 10 | 2020
2020-10-22 | 1.1576 | 0.98655 | 0.93724 | 0.90397 | 0.88556 | 0.89573 | 1.2001 | 1.2612 | 0.90148 | 0.49097 | 0.25232 | 0.1458 | 0.078186 | 0.055478 | 0.11359 | 0.32029 | 0.74084 | 1.3276 | 1.6528 | 1.8811 | 1.9195 | 1.8676 | 1.4037 | 1.2419 | 4 | 10 | 2020
2020-10-23 | 1.0773 | 1.0064 | 0.96442 | 0.9347 | 0.91663 | 0.9118 | 1.1796 | 1.1683 | 0.77846 | 0.42801 | 0.21669 | 0.10946 | 0.049819 | 0.052597 | 0.075063 | 0.30125 | 0.73767 | 1.3393 | 1.6563 | 1.8362 | 1.9231 | 1.8749 | 1.4073 | 1.2542 | 5 | 10 | 2020
2020-10-24 | 1.1007 | 0.96785 | 0.94386 | 0.90713 | 0.88616 | 0.88129 | 1.1506 | 1.103 | 0.70887 | 0.34024 | 0.13538 | 0.033912 | -0.014046 | -0.030036 | 0.026584 | 0.24855 | 0.66494 | 1.2789 | 1.604 | 1.794 | 1.8727 | 1.8404 | 1.3539 | 1.2041 | 6 | 10 | 2020
2020-10-25 | 1.0618 | 0.95655 | 0.96196 | 0.91939 | 0.90044 | 0.89448 | 0.90796 | 0.84412 | 0.51433 | 0.23074 | 0.087517 | 0.029487 | -0.017271 | -0.033392 | 0.00232 | 0.16059 | 0.49402 | 0.98461 | 1.2658 | 1.4439 | 1.466 | 1.4425 | 1.3328 | 1.1861 | 7 | 10 | 2020
2020-10-26 | 1.0419 | 1.0381 | 0.96378 | 0.93117 | 0.91567 | 0.91258 | 1.2101 | 1.2352 | 0.86853 | 0.48333 | 0.25894 | 0.1727 | 0.10643 | 0.086549 | 0.14073 | 0.36154 | 0.79469 | 1.3957 | 1.7277 | 1.9239 | 2.0032 | 1.9428 | 1.4653 | 1.3029 | 1 | 10 | 2020
2020-10-27 | 1.1267 | 0.97721 | 0.94543 | 0.9119 | 0.89904 | 0.88949 | 1.2053 | 1.2651 | 0.91077 | 0.50724 | 0.2748 | 0.16265 | 0.095238 | 0.076703 | 0.12959 | 0.35552 | 0.77897 | 1.3774 | 1.6911 | 1.8691 | 1.947 | 1.8904 | 1.4086 | 1.2342 | 2 | 10 | 2020
2020-10-28 | 1.0679 | 0.99356 | 0.94602 | 0.92333 | 0.90361 | 0.90397 | 1.223 | 1.2805 | 0.91199 | 0.5092 | 0.28525 | 0.1898 | 0.14192 | 0.12349 | 0.18382 | 0.4113 | 0.83828 | 1.4251 | 1.7452 | 1.9524 | 1.9935 | 1.9205 | 1.434 | 1.2559 | 3 | 10 | 2020
2020-10-29 | 1.0929 | 1.0045 | 0.94969 | 0.9219 | 0.90361 | 0.89868 | 1.2233 | 1.2521 | 0.82002 | 0.4418 | 0.22836 | 0.13424 | 0.08278 | 0.074508 | 0.13472 | 0.36339 | 0.79281 | 1.3896 | 1.7193 | 1.9263 | 1.9765 | 1.9132 | 1.4441 | 1.2702 | 4 | 10 | 2020
2020-10-30 | 1.1087 | 0.98156 | 0.93993 | 0.90633 | 0.88884 | 0.89876 | 1.2061 | 1.2691 | 0.92304 | 0.5156 | 0.27941 | 0.16788 | 0.10894 | 0.090935 | 0.1572 | 0.37824 | 0.80034 | 1.4024 | 1.7363 | 1.9195 | 1.9686 | 1.9081 | 1.4289 | 1.2513 | 5 | 10 | 2020
2020-10-31 | 1.0816 | 0.96846 | 0.94427 | 0.90773 | 0.88694 | 0.88209 | 1.1514 | 1.1043 | 0.71278 | 0.34333 | 0.13861 | 0.036656 | -0.010691 | -0.025864 | 0.028433 | 0.25044 | 0.66826 | 1.2838 | 1.6069 | 1.796 | 1.8741 | 1.8414 | 1.3548 | 1.2049 | 6 | 10 | 2020
2020-11-01 | 1.2103 | 1.1533 | 0.98732 | 0.95304 | 0.9428 | 0.9665 | 1.0293 | 0.79987 | 0.3451 | 0.127 | 0.010703 | -0.042576 | -0.074807 | -0.026144 | 0.16419 | 0.65248 | 1.1295 | 1.4071 | 1.7124 | 1.7194 | 1.6583 | 1.6099 | 1.4719 | 1.2879 | 7 | 11 | 2020
2020-11-02 | 1.2095 | 1.0993 | 1.0233 | 0.97344 | 0.94569 | 0.9507 | 1.2648 | 0.98726 | 0.4267 | 0.16778 | 0.037296 | 0.024936 | 0.00074351 | 0.069395 | 0.34583 | 0.97656 | 1.6162 | 1.9562 | 2.3049 | 2.3032 | 2.2169 | 2.1306 | 1.565 | 1.362 | 1 | 11 | 2020
2020-11-03 | 1.1606 | 1.0716 | 0.99876 | 0.96317 | 0.93982 | 0.96074 | 1.307 | 1.038 | 0.45983 | 0.15756 | -0.029553 | -0.04421 | -0.071083 | 0.0051483 | 0.28395 | 0.91051 | 1.5363 | 1.8553 | 2.2404 | 2.2592 | 2.1902 | 2.0854 | 1.5174 | 1.306 | 2 | 11 | 2020
2020-11-04 | 1.1543 | 1.0448 | 0.97471 | 0.93711 | 0.90819 | 0.92999 | 1.2552 | 1.0061 | 0.43602 | 0.11818 | -0.041001 | -0.064283 | -0.087232 | -0.0051023 | 0.25744 | 0.88284 | 1.4936 | 1.8332 | 2.2421 | 2.2745 | 2.2057 | 2.1046 | 1.5361 | 1.3121 | 3 | 11 | 2020
2020-11-05 | 1.1563 | 1.0733 | 1.0077 | 0.966 | 0.95535 | 0.96149 | 1.3026 | 1.0351 | 0.45913 | 0.17309 | 0.00999 | -0.043715 | -0.063808 | -0.0058179 | 0.2631 | 0.86708 | 1.5023 | 1.8511 | 2.2404 | 2.2586 | 2.1908 | 2.0824 | 1.5095 | 1.3024 | 4 | 11 | 2020
2020-11-06 | 1.1487 | 1.0454 | 0.97344 | 0.93611 | 0.91853 | 0.93801 | 1.2699 | 0.99673 | 0.42154 | 0.11856 | -0.023236 | -0.067516 | -0.094691 | -0.022931 | 0.24266 | 0.86635 | 1.4927 | 1.8177 | 2.2008 | 2.2034 | 2.1307 | 2.0225 | 1.4801 | 1.291 | 5 | 11 | 2020
2020-11-07 | 1.1075 | 1.064 | 0.99026 | 0.94822 | 0.92943 | 0.93189 | 1.1973 | 0.80124 | 0.19897 | -0.074897 | -0.20299 | -0.24427 | -0.25785 | -0.21289 | 0.018332 | 0.6468 | 1.2473 | 1.5716 | 1.9947 | 2.0267 | 1.9595 | 1.8953 | 1.3657 | 1.233 | 6 | 11 | 2020
2020-11-08 | 1.1379 | 1.0842 | 1.0093 | 0.96199 | 0.93125 | 0.92284 | 0.91262 | 0.59478 | 0.1211 | -0.087554 | -0.176 | -0.18971 | -0.19772 | -0.14239 | 0.068367 | 0.55562 | 1.0301 | 1.3177 | 1.6661 | 1.698 | 1.6593 | 1.6107 | 1.4746 | 1.2827 | 7 | 11 | 2020
2020-11-09 | 1.2176 | 1.0829 | 0.99999 | 0.95758 | 0.92915 | 0.93933 | 1.265 | 0.97922 | 0.47073 | 0.24931 | 0.18416 | 0.20979 | 0.23962 | 0.35657 | 0.68172 | 1.3269 | 1.9492 | 2.1787 | 2.4586 | 2.4351 | 2.3361 | 2.2149 | 1.6208 | 1.3939 | 1 | 11 | 2020
2020-11-10 | 1.1738 | 1.066 | 0.98852 | 0.94503 | 0.91618 | 0.92853 | 1.2418 | 0.97651 | 0.46002 | 0.20349 | 0.10333 | 0.089702 | 0.087437 | 0.16919 | 0.48531 | 1.0969 | 1.7221 | 1.9898 | 2.333 | 2.3407 | 2.2577 | 2.1533 | 1.5672 | 1.341 | 2 | 11 | 2020
2020-11-11 | 1.1688 | 1.0706 | 1.0024 | 0.95948 | 0.93301 | 0.94798 | 1.2684 | 0.954 | 0.3962 | 0.14386 | 0.043295 | 0.0080194 | 0.008142 | 0.063771 | 0.32989 | 0.95639 | 1.5789 | 1.8711 | 2.2193 | 2.2305 | 2.1524 | 2.0532 | 1.5077 | 1.3176 | 3 | 11 | 2020
2020-11-12 | 1.2077 | 1.0898 | 1.0052 | 0.96534 | 0.93484 | 0.93566 | 1.2402 | 0.96766 | 0.43318 | 0.18313 | 0.10419 | 0.12945 | 0.17989 | 0.27851 | 0.59897 | 1.247 | 1.878 | 2.1012 | 2.3935 | 2.3673 | 2.2814 | 2.1831 | 1.6052 | 1.3862 | 4 | 11 | 2020
2020-11-13 | 1.0883 | 1.0344 | 0.97613 | 0.94402 | 0.93747 | 0.97727 | 1.3694 | 1.0434 | 0.46397 | 0.17871 | 0.057582 | 0.02845 | 0.017341 | 0.096426 | 0.37157 | 0.9677 | 1.5469 | 1.8021 | 2.1393 | 2.1484 | 2.0601 | 1.9193 | 1.3665 | 1.2062 | 5 | 11 | 2020
2020-11-14 | 1.1104 | 1.0541 | 0.97256 | 0.95549 | 0.93772 | 0.93278 | 1.1881 | 0.78532 | 0.20503 | -0.078172 | -0.20197 | -0.22315 | -0.19716 | -0.14566 | 0.13931 | 0.75064 | 1.3467 | 1.6695 | 2.083 | 2.0983 | 2.0218 | 1.9424 | 1.3857 | 1.2402 | 6 | 11 | 2020
2020-11-15 | 1.1487 | 1.0668 | 0.99216 | 0.95358 | 0.93177 | 0.93113 | 0.92822 | 0.62149 | 0.17655 | -0.012654 | -0.0659 | -0.081083 | -0.1105 | -0.066218 | 0.11022 | 0.58645 | 1.0514 | 1.2961 | 1.6246 | 1.6534 | 1.6146 | 1.5735 | 1.4475 | 1.2797 | 7 | 11 | 2020
2020-11-16 | 1.2005 | 1.0845 | 1.0061 | 0.96517 | 0.93661 | 0.93978 | 1.2371 | 0.95913 | 0.4587 | 0.22328 | 0.11938 | 0.059579 | 0.018402 | 0.079268 | 0.33644 | 0.92967 | 1.5409 | 1.8585 | 2.2331 | 2.2445 | 2.1837 | 2.0931 | 1.5417 | 1.3437 | 1 | 11 | 2020
2020-11-17 | 1.1682 | 1.0489 | 0.9835 | 0.94108 | 0.91705 | 0.92059 | 1.2077 | 0.91953 | 0.41482 | 0.19276 | 0.10197 | 0.068198 | 0.055584 | 0.11564 | 0.38503 | 0.99259 | 1.5916 | 1.8772 | 2.2568 | 2.2797 | 2.2043 | 2.0996 | 1.5307 | 1.3225 | 2 | 11 | 2020
2020-11-18 | 1.1631 | 1.0456 | 0.9844 | 0.95062 | 0.92849 | 0.94623 | 1.2859 | 1.043 | 0.53103 | 0.27361 | 0.15894 | 0.1003 | 0.055996 | 0.10718 | 0.36881 | 0.97041 | 1.5724 | 1.8661 | 2.2458 | 2.2634 | 2.1997 | 2.0961 | 1.5306 | 1.3172 | 3 | 11 | 2020
2020-11-19 | 1.1705 | 1.0802 | 1.0132 | 0.9684 | 0.93649 | 0.93757 | 1.2292 | 0.94193 | 0.41126 | 0.15536 | 0.067067 | 0.052609 | 0.043609 | 0.12725 | 0.41077 | 1.0206 | 1.6499 | 1.912 | 2.2676 | 2.2745 | 2.1978 | 2.0984 | 1.5388 | 1.3282 | 4 | 11 | 2020
2020-11-20 | 1.1648 | 1.0721 | 0.99935 | 0.95855 | 0.9404 | 0.95636 | 1.2904 | 1.0174 | 0.51213 | 0.2541 | 0.16704 | 0.1265 | 0.064892 | 0.10122 | 0.34476 | 0.93612 | 1.5358 | 1.8304 | 2.2025 | 2.2151 | 2.1481 | 2.0412 | 1.4974 | 1.3102 | 5 | 11 | 2020
2020-11-21 | 1.1285 | 1.0484 | 0.98295 | 0.94049 | 0.91601 | 0.91197 | 1.1467 | 0.77874 | 0.23447 | -0.018311 | -0.10641 | -0.13892 | -0.16231 | -0.11892 | 0.092993 | 0.69449 | 1.2869 | 1.611 | 2.0363 | 2.0674 | 2.0103 | 1.9616 | 1.4271 | 1.2715 | 6 | 11 | 2020
2020-11-22 | 1.1218 | 1.0519 | 0.98319 | 0.94422 | 0.91644 | 0.91393 | 0.91221 | 0.6085 | 0.18527 | -0.0061763 | -0.10567 | -0.1287 | -0.15127 | -0.10476 | 0.10309 | 0.58628 | 1.0705 | 1.3274 | 1.6572 | 1.6806 | 1.6242 | 1.5696 | 1.4272 | 1.2558 | 7 | 11 | 2020
2020-11-23 | 1.193 | 1.0578 | 0.99464 | 0.95956 | 0.9443 | 0.96705 | 1.3037 | 1.0745 | 0.58775 | 0.30267 | 0.13822 | 0.088183 | 0.045051 | 0.088303 | 0.36209 | 0.99189 | 1.6251 | 1.9207 | 2.2941 | 2.3091 | 2.2285 | 2.1275 | 1.5536 | 1.3458 | 1 | 11 | 2020
2020-11-24 | 1.1788 | 1.0594 | 0.99007 | 0.95075 | 0.92556 | 0.94057 | 1.2661 | 1.0342 | 0.56333 | 0.28666 | 0.12235 | 0.055368 | -0.0057832 | 0.027367 | 0.3025 | 0.93237 | 1.5673 | 1.8848 | 2.2761 | 2.3082 | 2.236 | 2.1456 | 1.568 | 1.3429 | 2 | 11 | 2020
2020-11-25 | 1.1657 | 1.0647 | 0.98886 | 0.93584 | 0.90344 | 0.93948 | 1.2593 | 0.99605 | 0.55519 | 0.29084 | 0.12852 | 0.048333 | 0.012934 | 0.075497 | 0.32847 | 0.93716 | 1.5897 | 1.8877 | 2.2622 | 2.2791 | 2.2039 | 2.0983 | 1.5303 | 1.316 | 3 | 11 | 2020
2020-11-26 | 1.1145 | 1.0934 | 1.0071 | 0.96384 | 0.94168 | 0.93568 | 1.1832 | 0.82848 | 0.28772 | 0.052619 | -0.032601 | -0.05814 | -0.088984 | -0.054753 | 0.17333 | 0.76138 | 1.352 | 1.5772 | 1.8683 | 1.8616 | 1.8137 | 1.7534 | 1.3319 | 1.2316 | 4 | 11 | 2020
2020-11-27 | 1.1404 | 1.0386 | 0.97596 | 0.93732 | 0.91634 | 0.93288 | 1.2427 | 0.93491 | 0.39442 | 0.17678 | 0.03784 | -0.00015549 | -0.035795 | 0.0060803 | 0.25243 | 0.87561 | 1.4897 | 1.769 | 2.1477 | 2.1612 | 2.0641 | 1.9769 | 1.4527 | 1.2766 | 5 | 11 | 2020
2020-11-28 | 1.1208 | 1.0571 | 0.98128 | 0.95313 | 0.93315 | 0.92486 | 1.1895 | 0.83336 | 0.28236 | 0.020503 | -0.10194 | -0.14048 | -0.17008 | -0.13193 | 0.12066 | 0.73571 | 1.3336 | 1.6459 | 2.0153 | 2.0187 | 1.9531 | 1.8984 | 1.383 | 1.2495 | 6 | 11 | 2020
2020-11-29 | 1.1227 | 1.0511 | 0.98267 | 0.94383 | 0.91627 | 0.91391 | 0.91274 | 0.61075 | 0.18815 | -0.0051189 | -0.10398 | -0.12701 | -0.14999 | -0.10338 | 0.10468 | 0.58929 | 1.0715 | 1.3283 | 1.6574 | 1.681 | 1.6247 | 1.5689 | 1.4268 | 1.2561 | 7 | 11 | 2020
2020-11-30 | 1.1714 | 1.0871 | 1.0039 | 0.95753 | 0.91727 | 0.89263 | 1.1199 | 0.78053 | 0.22793 | -0.011866 | -0.10987 | -0.1285 | -0.17101 | -0.12677 | 0.14247 | 0.77538 | 1.4264 | 1.7276 | 2.1221 | 2.1278 | 2.048 | 1.96 | 1.4533 | 1.2929 | 1 | 11 | 2020
2020-12-01 | 1.1027 | 0.98187 | 0.91551 | 0.88343 | 0.85764 | 0.8678 | 1.1298 | 1.1471 | 0.80635 | 0.51108 | 0.32644 | 0.24333 | 0.1923 | 0.24315 | 0.43516 | 0.86494 | 1.3129 | 1.5978 | 1.9088 | 1.9342 | 1.9016 | 1.8381 | 1.4675 | 1.2892 | 2 | 12 | 2020
2020-12-02 | 1.1056 | 0.98375 | 0.92602 | 0.88693 | 0.86153 | 0.87988 | 1.1446 | 1.1872 | 0.85455 | 0.53352 | 0.36106 | 0.27982 | 0.23126 | 0.27813 | 0.46401 | 0.88036 | 1.3351 | 1.635 | 1.9249 | 1.9508 | 1.9145 | 1.8591 | 1.4794 | 1.2956 | 3 | 12 | 2020
2020-12-03 | 1.0935 | 0.99593 | 0.93709 | 0.89808 | 0.87566 | 0.882 | 1.1461 | 1.1421 | 0.79505 | 0.50084 | 0.30447 | 0.21647 | 0.16982 | 0.21215 | 0.4079 | 0.81952 | 1.2623 | 1.5631 | 1.8653 | 1.9089 | 1.898 | 1.8334 | 1.4607 | 1.2654 | 4 | 12 | 2020
2020-12-04 | 1.1023 | 1.0116 | 0.94826 | 0.90363 | 0.87547 | 0.88288 | 1.1198 | 1.0669 | 0.72108 | 0.45013 | 0.30006 | 0.21797 | 0.17938 | 0.23071 | 0.39849 | 0.80718 | 1.2522 | 1.5502 | 1.8541 | 1.8801 | 1.8429 | 1.7942 | 1.4395 | 1.275 | 5 | 12 | 2020
2020-12-05 | 1.0718 | 0.9908 | 0.92277 | 0.88482 | 0.85786 | 0.85616 | 1.066 | 0.9416 | 0.55919 | 0.30804 | 0.17177 | 0.10475 | 0.063238 | 0.10824 | 0.2716 | 0.68152 | 1.1064 | 1.4008 | 1.7197 | 1.7567 | 1.7303 | 1.7114 | 1.3543 | 1.2163 | 6 | 12 | 2020
2020-12-06 | 1.0924 | 1.0116 | 0.94018 | 0.90285 | 0.88302 | 0.88825 | 0.92047 | 0.83096 | 0.51211 | 0.3128 | 0.18246 | 0.13437 | 0.096891 | 0.12711 | 0.25897 | 0.60221 | 0.95803 | 1.2178 | 1.4965 | 1.5201 | 1.4934 | 1.4742 | 1.3936 | 1.2419 | 7 | 12 | 2020
2020-12-07 | 1.1081 | 1.0057 | 0.9392 | 0.89806 | 0.86864 | 0.88967 | 1.1617 | 1.195 | 0.84619 | 0.50837 | 0.32571 | 0.25831 | 0.21672 | 0.25167 | 0.44577 | 0.87729 | 1.3264 | 1.6431 | 1.9343 | 1.9585 | 1.9219 | 1.8585 | 1.4695 | 1.2917 | 1 | 12 | 2020
2020-12-08 | 1.0932 | 0.97955 | 0.92215 | 0.88645 | 0.85643 | 0.87529 | 1.1447 | 1.1663 | 0.83031 | 0.49795 | 0.31683 | 0.24271 | 0.20186 | 0.2508 | 0.43537 | 0.87631 | 1.3033 | 1.6131 | 1.9364 | 1.9843 | 1.9425 | 1.878 | 1.4793 | 1.2784 | 2 | 12 | 2020
2020-12-09 | 1.1146 | 0.99631 | 0.93639 | 0.89318 | 0.86924 | 0.88466 | 1.1509 | 1.162 | 0.83705 | 0.52416 | 0.36129 | 0.30329 | 0.26329 | 0.30033 | 0.47704 | 0.90258 | 1.3469 | 1.6345 | 1.937 | 1.9689 | 1.9356 | 1.8768 | 1.4922 | 1.305 | 3 | 12 | 2020
2020-12-10 | 1.1249 | 1.0176 | 0.95198 | 0.91229 | 0.89088 | 0.90274 | 1.1799 | 1.2109 | 0.87328 | 0.53436 | 0.33928 | 0.26063 | 0.20756 | 0.25444 | 0.42983 | 0.84958 | 1.2902 | 1.6023 | 1.9278 | 1.9729 | 1.9445 | 1.8922 | 1.5026 | 1.3119 | 4 | 12 | 2020
2020-12-11 | 1.0947 | 0.97485 | 0.90814 | 0.86528 | 0.84183 | 0.8577 | 1.1163 | 1.112 | 0.76718 | 0.45083 | 0.2906 | 0.24246 | 0.20774 | 0.26176 | 0.47041 | 0.88937 | 1.3167 | 1.6111 | 1.9078 | 1.9332 | 1.9051 | 1.8402 | 1.4583 | 1.2699 | 5 | 12 | 2020
2020-12-12 | 1.0774 | 1.0045 | 0.92843 | 0.89204 | 0.86509 | 0.8631 | 1.0623 | 0.93983 | 0.55993 | 0.29915 | 0.17079 | 0.13361 | 0.088019 | 0.13601 | 0.30396 | 0.71544 | 1.1357 | 1.4322 | 1.7577 | 1.7761 | 1.7385 | 1.715 | 1.3562 | 1.2223 | 6 | 12 | 2020
2020-12-13 | 1.1136 | 1.0253 | 0.95345 | 0.91784 | 0.90253 | 0.91843 | 0.97755 | 0.91749 | 0.61019 | 0.36876 | 0.22498 | 0.17261 | 0.12495 | 0.15115 | 0.29175 | 0.64777 | 0.99266 | 1.2439 | 1.5309 | 1.5692 | 1.5315 | 1.5178 | 1.4278 | 1.2752 | 7 | 12 | 2020
2020-12-14 | 1.2251 | 1.0303 | 0.9618 | 0.92874 | 0.90694 | 0.9264 | 1.224 | 1.2839 | 0.93938 | 0.58597 | 0.36466 | 0.29858 | 0.24003 | 0.24349 | 0.41237 | 0.83712 | 1.2999 | 1.6366 | 2.0018 | 2.0548 | 2.0323 | 1.9854 | 1.5888 | 1.4173 | 1 | 12 | 2020
2020-12-15 | 1.1074 | 0.98267 | 0.91538 | 0.88076 | 0.85096 | 0.86837 | 1.1349 | 1.1466 | 0.85554 | 0.57567 | 0.43322 | 0.41611 | 0.40251 | 0.45113 | 0.618 | 1.0291 | 1.4107 | 1.6631 | 1.963 | 1.9931 | 1.9575 | 1.8834 | 1.4935 | 1.2965 | 2 | 12 | 2020
2020-12-16 | 1.1348 | 0.99405 | 0.92449 | 0.88792 | 0.86148 | 0.87039 | 1.1351 | 1.1627 | 0.87002 | 0.57133 | 0.4106 | 0.39736 | 0.37763 | 0.42345 | 0.59633 | 0.99359 | 1.3952 | 1.6673 | 1.9668 | 2.015 | 1.9869 | 1.9262 | 1.5344 | 1.3382 | 3 | 12 | 2020
2020-12-17 | 1.116 | 0.99235 | 0.93321 | 0.89387 | 0.86958 | 0.88909 | 1.1649 | 1.2135 | 0.91755 | 0.59609 | 0.41265 | 0.3936 | 0.36755 | 0.40485 | 0.57584 | 0.99157 | 1.3926 | 1.6577 | 1.9433 | 1.9842 | 1.9467 | 1.8869 | 1.4986 | 1.3059 | 4 | 12 | 2020
2020-12-18 | 1.0941 | 0.98359 | 0.92297 | 0.88156 | 0.85547 | 0.87675 | 1.1446 | 1.166 | 0.87032 | 0.57015 | 0.42017 | 0.40122 | 0.37576 | 0.40518 | 0.57267 | 0.9768 | 1.3646 | 1.6258 | 1.9165 | 1.952 | 1.9096 | 1.8394 | 1.4594 | 1.2767 | 5 | 12 | 2020
2020-12-19 | 1.1034 | 1.0141 | 0.94638 | 0.90893 | 0.88665 | 0.88789 | 1.102 | 0.99573 | 0.63891 | 0.38007 | 0.23177 | 0.21246 | 0.2081 | 0.24601 | 0.38084 | 0.80222 | 1.1775 | 1.4687 | 1.8068 | 1.8541 | 1.8267 | 1.814 | 1.4306 | 1.2731 | 6 | 12 | 2020
2020-12-20 | 1.0926 | 1.0008 | 0.9283 | 0.89784 | 0.87873 | 0.89104 | 0.95151 | 0.88432 | 0.60434 | 0.38764 | 0.27244 | 0.26063 | 0.24633 | 0.25798 | 0.38617 | 0.71304 | 1.0134 | 1.238 | 1.5238 | 1.5563 | 1.5174 | 1.4961 | 1.4026 | 1.2467 | 7 | 12 | 2020
2020-12-21 | 1.142 | 1.0051 | 0.93814 | 0.90001 | 0.87795 | 0.89576 | 1.1773 | 1.235 | 0.93609 | 0.63876 | 0.47548 | 0.44044 | 0.40271 | 0.41994 | 0.58652 | 0.98399 | 1.3854 | 1.6684 | 1.9934 | 2.0358 | 2.0104 | 1.9482 | 1.5451 | 1.344 | 1 | 12 | 2020
2020-12-22 | 1.1091 | 1.0073 | 0.94312 | 0.90095 | 0.8624 | 0.86828 | 1.0742 | 0.98956 | 0.63369 | 0.36253 | 0.20299 | 0.15562 | 0.12246 | 0.1696 | 0.35246 | 0.76243 | 1.2031 | 1.5241 | 1.8293 | 1.8643 | 1.8325 | 1.7833 | 1.4318 | 1.2677 | 2 | 12 | 2020
2020-12-23 | 1.1021 | 1.0008 | 0.93302 | 0.89142 | 0.86793 | 0.87086 | 1.1012 | 1.0434 | 0.70306 | 0.39832 | 0.22293 | 0.14788 | 0.098761 | 0.12605 | 0.29546 | 0.71778 | 1.1721 | 1.4991 | 1.8385 | 1.8676 | 1.8142 | 1.7627 | 1.4178 | 1.2686 | 3 | 12 | 2020
2020-12-24 | 1.1046 | 0.9849 | 0.91092 | 0.8685 | 0.84156 | 0.85458 | 1.105 | 1.0568 | 0.73179 | 0.46817 | 0.32913 | 0.26609 | 0.21149 | 0.24138 | 0.4271 | 0.84268 | 1.2743 | 1.5854 | 1.8868 | 1.9166 | 1.8789 | 1.814 | 1.4436 | 1.2773 | 4 | 12 | 2020
2020-12-25 | 1.0675 | 1.0351 | 0.95667 | 0.91041 | 0.87459 | 0.86548 | 1.0621 | 0.93776 | 0.57176 | 0.27059 | 0.11452 | 0.032836 | -0.025794 | 0.0073728 | 0.17752 | 0.57971 | 1.0205 | 1.2998 | 1.6267 | 1.6639 | 1.6581 | 1.6348 | 1.3338 | 1.2021 | 5 | 12 | 2020
2020-12-26 | 1.0836 | 1.0035 | 0.93192 | 0.89236 | 0.86604 | 0.87014 | 1.0782 | 0.97032 | 0.60634 | 0.31657 | 0.15633 | 0.10594 | 0.057386 | 0.098226 | 0.26155 | 0.67089 | 1.0977 | 1.4184 | 1.7786 | 1.8073 | 1.7647 | 1.7415 | 1.3817 | 1.2327 | 6 | 12 | 2020
2020-12-27 | 1.1026 | 1.0173 | 0.94994 | 0.91309 | 0.88765 | 0.89352 | 0.93516 | 0.84667 | 0.54825 | 0.36185 | 0.23933 | 0.17056 | 0.12562 | 0.1631 | 0.29585 | 0.62834 | 0.99745 | 1.2847 | 1.5238 | 1.5426 | 1.5075 | 1.4883 | 1.4025 | 1.257 | 7 | 12 | 2020
2020-12-28 | 1.1311 | 1.0076 | 0.9476 | 0.90941 | 0.88587 | 0.89819 | 1.1516 | 1.11 | 0.78679 | 0.49555 | 0.31416 | 0.23814 | 0.15711 | 0.17883 | 0.34359 | 0.75305 | 1.1923 | 1.5306 | 1.878 | 1.919 | 1.8985 | 1.8427 | 1.4756 | 1.3095 | 1 | 12 | 2020
2020-12-29 | 1.1091 | 1.0074 | 0.94309 | 0.90083 | 0.86239 | 0.86831 | 1.0744 | 0.99016 | 0.63314 | 0.36181 | 0.20261 | 0.15558 | 0.12068 | 0.16889 | 0.35425 | 0.76094 | 1.2034 | 1.5242 | 1.8295 | 1.8649 | 1.8332 | 1.7839 | 1.4318 | 1.2678 | 2 | 12 | 2020
2020-12-30 | 1.1034 | 1.0017 | 0.9339 | 0.89248 | 0.86882 | 0.87133 | 1.1017 | 1.0478 | 0.71143 | 0.40784 | 0.23348 | 0.15955 | 0.11026 | 0.1412 | 0.31775 | 0.73189 | 1.177 | 1.5035 | 1.8417 | 1.8698 | 1.8159 | 1.7638 | 1.4187 | 1.2702 | 3 | 12 | 2020
2020-12-31 | 1.1005 | 1.0033 | 0.94481 | 0.89742 | 0.87073 | 0.88124 | 1.1256 | 1.1061 | 0.78702 | 0.46395 | 0.2897 | 0.21609 | 0.16482 | 0.21577 | 0.41042 | 0.83169 | 1.2694 | 1.5861 | 1.8894 | 1.9248 | 1.8939 | 1.8291 | 1.4566 | 1.2734 | 4 | 12 | 2020

## Long Prices
[9 empty] | Standard TOU |  |  |  | GF TOU |  |  |  | 2-Period Non-Res Option |  |  | GF DR-TOU |  |  | GF DR-SES |  |  |  | GF EV-TOU |  |  |  | GF EV-TOU-2
Date | Hour | Month | Summer | Weekend | Sunday | Holiday | Ratio | Price | On Peak | Off Peak | Super Off Peak | Time Period | On Peak | Semi Peak | Off Peak | Time Period | On Peak | Off Peak | Time Period | On Peak | Off Peak | Time Period | On Peak | Off Peak | Super Off Peak | Time Period | On Peak | Off Peak | Super Off Peak | Time Period | On Peak | Off Peak | Super Off Peak | Time Period
2020-01-01 | 1 | 1 | 0 | 0 | 0 | 1 | 1.1056 |  | 0 | 0 | 1 | Super Off Peak | 0 | 0 | 1 | Off Peak | 0 | 1 | Off Peak | 0 | 1 | Off Peak | 0 | 0 | 1 | Super Off Peak | 0 | 0 | 1 | Super Off Peak | 0 | 0 | 1 | Super Off Peak
2020-01-01 | 2 | 1 | 0 | 0 | 0 | 1 | 1.063 |  | 0 | 0 | 1 | Super Off Peak | 0 | 0 | 1 | Off Peak | 0 | 1 | Off Peak | 0 | 1 | Off Peak | 0 | 0 | 1 | Super Off Peak | 0 | 0 | 1 | Super Off Peak | 0 | 0 | 1 | Super Off Peak
2020-01-01 | 3 | 1 | 0 | 0 | 0 | 1 | 1.0039 |  | 0 | 0 | 1 | Super Off Peak | 0 | 0 | 1 | Off Peak | 0 | 1 | Off Peak | 0 | 1 | Off Peak | 0 | 0 | 1 | Super Off Peak | 0 | 0 | 1 | Super Off Peak | 0 | 0 | 1 | Super Off Peak
2020-01-01 | 4 | 1 | 0 | 0 | 0 | 1 | 0.96268 |  | 0 | 0 | 1 | Super Off Peak | 0 | 0 | 1 | Off Peak | 0 | 1 | Off Peak | 0 | 1 | Off Peak | 0 | 0 | 1 | Super Off Peak | 0 | 0 | 1 | Super Off Peak | 0 | 0 | 1 | Super Off Peak
2020-01-01 | 5 | 1 | 0 | 0 | 0 | 1 | 0.94172 |  | 0 | 0 | 1 | Super Off Peak | 0 | 0 | 1 | Off Peak | 0 | 1 | Off Peak | 0 | 1 | Off Peak | 0 | 0 | 1 | Super Off Peak | 0 | 0 | 1 | Super Off Peak | 0 | 0 | 1 | Super Off Peak
2020-01-01 | 6 | 1 | 0 | 0 | 0 | 1 | 0.94065 |  | 0 | 0 | 1 | Super Off Peak | 0 | 0 | 1 | Off Peak | 0 | 1 | Off Peak | 0 | 1 | Off Peak | 0 | 0 | 1 | Super Off Peak | 0 | 1 | 0 | Off Peak | 0 | 1 | 0 | Off Peak
2020-01-01 | 7 | 1 | 0 | 0 | 0 | 1 | 1.191 |  | 0 | 0 | 1 | Super Off Peak | 0 | 0 | 1 | Off Peak | 0 | 1 | Off Peak | 0 | 1 | Off Peak | 0 | 0 | 1 | Super Off Peak | 0 | 1 | 0 | Off Peak | 0 | 1 | 0 | Off Peak
2020-01-01 | 8 | 1 | 0 | 0 | 0 | 1 | 1.1451 |  | 0 | 0 | 1 | Super Off Peak | 0 | 0 | 1 | Off Peak | 0 | 1 | Off Peak | 0 | 1 | Off Peak | 0 | 0 | 1 | Super Off Peak | 0 | 1 | 0 | Off Peak | 0 | 1 | 0 | Off Peak
2020-01-01 | 9 | 1 | 0 | 0 | 0 | 1 | 0.73203 |  | 0 | 0 | 1 | Super Off Peak | 0 | 0 | 1 | Off Peak | 0 | 1 | Off Peak | 0 | 1 | Off Peak | 0 | 0 | 1 | Super Off Peak | 0 | 1 | 0 | Off Peak | 0 | 1 | 0 | Off Peak
2020-01-01 | 10 | 1 | 0 | 0 | 0 | 1 | 0.36102 |  | 0 | 0 | 1 | Super Off Peak | 0 | 0 | 1 | Off Peak | 0 | 1 | Off Peak | 0 | 1 | Off Peak | 0 | 0 | 1 | Super Off Peak | 0 | 1 | 0 | Off Peak | 0 | 1 | 0 | Off Peak
2020-01-01 | 11 | 1 | 0 | 0 | 0 | 1 | 0.18144 |  | 0 | 0 | 1 | Super Off Peak | 0 | 0 | 1 | Off Peak | 0 | 1 | Off Peak | 0 | 1 | Off Peak | 0 | 0 | 1 | Super Off Peak | 0 | 1 | 0 | Off Peak | 0 | 1 | 0 | Off Peak
2020-01-01 | 12 | 1 | 0 | 0 | 0 | 1 | 0.092971 |  | 0 | 0 | 1 | Super Off Peak | 0 | 0 | 1 | Off Peak | 0 | 1 | Off Peak | 0 | 1 | Off Peak | 0 | 0 | 1 | Super Off Peak | 0 | 1 | 0 | Off Peak | 0 | 1 | 0 | Off Peak
2020-01-01 | 13 | 1 | 0 | 0 | 0 | 1 | 0.046455 |  | 0 | 0 | 1 | Super Off Peak | 0 | 0 | 1 | Off Peak | 0 | 1 | Off Peak | 0 | 1 | Off Peak | 0 | 0 | 1 | Super Off Peak | 1 | 0 | 0 | On Peak | 0 | 1 | 0 | Off Peak
2020-01-01 | 14 | 1 | 0 | 0 | 0 | 1 | 0.060863 |  | 0 | 0 | 1 | Super Off Peak | 0 | 0 | 1 | Off Peak | 0 | 1 | Off Peak | 0 | 1 | Off Peak | 0 | 0 | 1 | Super Off Peak | 1 | 0 | 0 | On Peak | 0 | 1 | 0 | Off Peak
2020-01-01 | 15 | 1 | 0 | 0 | 0 | 1 | 0.21963 |  | 0 | 1 | 0 | Off Peak | 0 | 0 | 1 | Off Peak | 0 | 1 | Off Peak | 0 | 1 | Off Peak | 0 | 0 | 1 | Super Off Peak | 1 | 0 | 0 | On Peak | 0 | 1 | 0 | Off Peak
2020-01-01 | 16 | 1 | 0 | 0 | 0 | 1 | 0.5752 |  | 0 | 1 | 0 | Off Peak | 0 | 0 | 1 | Off Peak | 0 | 1 | Off Peak | 0 | 1 | Off Peak | 0 | 0 | 1 | Super Off Peak | 1 | 0 | 0 | On Peak | 0 | 1 | 0 | Off Peak
2020-01-01 | 17 | 1 | 0 | 0 | 0 | 1 | 1.102 |  | 1 | 0 | 0 | On Peak | 0 | 0 | 1 | Off Peak | 0 | 1 | Off Peak | 0 | 1 | Off Peak | 0 | 0 | 1 | Super Off Peak | 1 | 0 | 0 | On Peak | 0 | 1 | 0 | Off Peak
2020-01-01 | 18 | 1 | 0 | 0 | 0 | 1 | 1.4678 |  | 1 | 0 | 0 | On Peak | 0 | 0 | 1 | Off Peak | 0 | 1 | Off Peak | 0 | 1 | Off Peak | 0 | 0 | 1 | Super Off Peak | 1 | 0 | 0 | On Peak | 0 | 1 | 0 | Off Peak
2020-01-01 | 19 | 1 | 0 | 0 | 0 | 1 | 1.8305 |  | 1 | 0 | 0 | On Peak | 0 | 0 | 1 | Off Peak | 0 | 1 | Off Peak | 0 | 1 | Off Peak | 0 | 0 | 1 | Super Off Peak | 1 | 0 | 0 | On Peak | 0 | 1 | 0 | Off Peak
2020-01-01 | 20 | 1 | 0 | 0 | 0 | 1 | 1.9077 |  | 1 | 0 | 0 | On Peak | 0 | 0 | 1 | Off Peak | 0 | 1 | Off Peak | 0 | 1 | Off Peak | 0 | 0 | 1 | Super Off Peak | 1 | 0 | 0 | On Peak | 0 | 1 | 0 | Off Peak
2020-01-01 | 21 | 1 | 0 | 0 | 0 | 1 | 1.8832 |  | 1 | 0 | 0 | On Peak | 0 | 0 | 1 | Off Peak | 0 | 1 | Off Peak | 0 | 1 | Off Peak | 0 | 0 | 1 | Super Off Peak | 0 | 1 | 0 | Off Peak | 0 | 1 | 0 | Off Peak
2020-01-01 | 22 | 1 | 0 | 0 | 0 | 1 | 1.8204 |  | 0 | 1 | 0 | Off Peak | 0 | 0 | 1 | Off Peak | 0 | 1 | Off Peak | 0 | 1 | Off Peak | 0 | 0 | 1 | Super Off Peak | 0 | 1 | 0 | Off Peak | 0 | 1 | 0 | Off Peak
2020-01-01 | 23 | 1 | 0 | 0 | 0 | 1 | 1.4217 |  | 0 | 1 | 0 | Off Peak | 0 | 0 | 1 | Off Peak | 0 | 1 | Off Peak | 0 | 1 | Off Peak | 0 | 0 | 1 | Super Off Peak | 0 | 1 | 0 | Off Peak | 0 | 1 | 0 | Off Peak
2020-01-01 | 24 | 1 | 0 | 0 | 0 | 1 | 1.2538 |  | 0 | 1 | 0 | Off Peak | 0 | 0 | 1 | Off Peak | 0 | 1 | Off Peak | 0 | 1 | Off Peak | 0 | 0 | 1 | Super Off Peak | 0 | 1 | 0 | Off Peak | 0 | 1 | 0 | Off Peak
2020-01-02 | 1 | 1 | 0 | 0 | 0 | 0 | 1.157 |  | 0 | 0 | 1 | Super Off Peak | 0 | 0 | 1 | Off Peak | 0 | 1 | Off Peak | 0 | 1 | Off Peak | 0 | 0 | 1 | Super Off Peak | 0 | 0 | 1 | Super Off Peak | 0 | 0 | 1 | Super Off Peak
2020-01-02 | 2 | 1 | 0 | 0 | 0 | 0 | 1.0293 |  | 0 | 0 | 1 | Super Off Peak | 0 | 0 | 1 | Off Peak | 0 | 1 | Off Peak | 0 | 1 | Off Peak | 0 | 0 | 1 | Super Off Peak | 0 | 0 | 1 | Super Off Peak | 0 | 0 | 1 | Super Off Peak
2020-01-02 | 3 | 1 | 0 | 0 | 0 | 0 | 0.97787 |  | 0 | 0 | 1 | Super Off Peak | 0 | 0 | 1 | Off Peak | 0 | 1 | Off Peak | 0 | 1 | Off Peak | 0 | 0 | 1 | Super Off Peak | 0 | 0 | 1 | Super Off Peak | 0 | 0 | 1 | Super Off Peak
2020-01-02 | 4 | 1 | 0 | 0 | 0 | 0 | 0.94666 |  | 0 | 0 | 1 | Super Off Peak | 0 | 0 | 1 | Off Peak | 0 | 1 | Off Peak | 0 | 1 | Off Peak | 0 | 0 | 1 | Super Off Peak | 0 | 0 | 1 | Super Off Peak | 0 | 0 | 1 | Super Off Peak
2020-01-02 | 5 | 1 | 0 | 0 | 0 | 0 | 0.93406 |  | 0 | 0 | 1 | Super Off Peak | 0 | 0 | 1 | Off Peak | 0 | 1 | Off Peak | 0 | 1 | Off Peak | 0 | 0 | 1 | Super Off Peak | 0 | 0 | 1 | Super Off Peak | 0 | 0 | 1 | Super Off Peak
2020-01-02 | 6 | 1 | 0 | 0 | 0 | 0 | 0.95002 |  | 0 | 0 | 1 | Super Off Peak | 0 | 0 | 1 | Off Peak | 0 | 1 | Off Peak | 0 | 1 | Off Peak | 0 | 0 | 1 | Super Off Peak | 0 | 1 | 0 | Off Peak | 0 | 1 | 0 | Off Peak
2020-01-02 | 7 | 1 | 0 | 0 | 0 | 0 | 1.2635 |  | 0 | 1 | 0 | Off Peak | 0 | 1 | 0 | Semi Peak | 0 | 1 | Off Peak | 0 | 1 | Off Peak | 0 | 1 | 0 | Off Peak | 0 | 1 | 0 | Off Peak | 0 | 1 | 0 | Off Peak
2020-01-02 | 8 | 1 | 0 | 0 | 0 | 0 | 1.3585 |  | 0 | 1 | 0 | Off Peak | 0 | 1 | 0 | Semi Peak | 0 | 1 | Off Peak | 0 | 1 | Off Peak | 0 | 1 | 0 | Off Peak | 0 | 1 | 0 | Off Peak | 0 | 1 | 0 | Off Peak
2020-01-02 | 9 | 1 | 0 | 0 | 0 | 0 | 1.0195 |  | 0 | 1 | 0 | Off Peak | 0 | 1 | 0 | Semi Peak | 0 | 1 | Off Peak | 0 | 1 | Off Peak | 0 | 1 | 0 | Off Peak | 0 | 1 | 0 | Off Peak | 0 | 1 | 0 | Off Peak
2020-01-02 | 10 | 1 | 0 | 0 | 0 | 0 | 0.60637 |  | 0 | 1 | 0 | Off Peak | 0 | 1 | 0 | Semi Peak | 0 | 1 | Off Peak | 0 | 1 | Off Peak | 0 | 1 | 0 | Off Peak | 0 | 1 | 0 | Off Peak | 0 | 1 | 0 | Off Peak
2020-01-02 | 11 | 1 | 0 | 0 | 0 | 0 | 0.39715 |  | 0 | 1 | 0 | Off Peak | 0 | 1 | 0 | Semi Peak | 0 | 1 | Off Peak | 0 | 1 | Off Peak | 0 | 1 | 0 | Off Peak | 0 | 1 | 0 | Off Peak | 0 | 1 | 0 | Off Peak
2020-01-02 | 12 | 1 | 0 | 0 | 0 | 0 | 0.30295 |  | 0 | 1 | 0 | Off Peak | 0 | 1 | 0 | Semi Peak | 0 | 1 | Off Peak | 0 | 1 | Off Peak | 0 | 1 | 0 | Off Peak | 0 | 1 | 0 | Off Peak | 0 | 1 | 0 | Off Peak
2020-01-02 | 13 | 1 | 0 | 0 | 0 | 0 | 0.25133 |  | 0 | 1 | 0 | Off Peak | 0 | 1 | 0 | Semi Peak | 0 | 1 | Off Peak | 1 | 0 | On Peak | 0 | 1 | 0 | Off Peak | 1 | 0 | 0 | On Peak | 0 | 1 | 0 | Off Peak
2020-01-02 | 14 | 1 | 0 | 0 | 0 | 0 | 0.29491 |  | 0 | 1 | 0 | Off Peak | 0 | 1 | 0 | Semi Peak | 0 | 1 | Off Peak | 1 | 0 | On Peak | 0 | 1 | 0 | Off Peak | 1 | 0 | 0 | On Peak | 0 | 1 | 0 | Off Peak
2020-01-02 | 15 | 1 | 0 | 0 | 0 | 0 | 0.47564 |  | 0 | 1 | 0 | Off Peak | 0 | 1 | 0 | Semi Peak | 0 | 1 | Off Peak | 1 | 0 | On Peak | 0 | 1 | 0 | Off Peak | 1 | 0 | 0 | On Peak | 0 | 1 | 0 | Off Peak
2020-01-02 | 16 | 1 | 0 | 0 | 0 | 0 | 0.84178 |  | 0 | 1 | 0 | Off Peak | 0 | 1 | 0 | Semi Peak | 0 | 1 | Off Peak | 1 | 0 | On Peak | 0 | 1 | 0 | Off Peak | 1 | 0 | 0 | On Peak | 0 | 1 | 0 | Off Peak
2020-01-02 | 17 | 1 | 0 | 0 | 0 | 0 | 1.3794 |  | 1 | 0 | 0 | On Peak | 0 | 1 | 0 | Semi Peak | 1 | 0 | On Peak | 1 | 0 | On Peak | 0 | 1 | 0 | Off Peak | 1 | 0 | 0 | On Peak | 0 | 1 | 0 | Off Peak
2020-01-02 | 18 | 1 | 0 | 0 | 0 | 0 | 1.7558 |  | 1 | 0 | 0 | On Peak | 1 | 0 | 0 | On Peak | 1 | 0 | On Peak | 1 | 0 | On Peak | 0 | 1 | 0 | Off Peak | 1 | 0 | 0 | On Peak | 0 | 1 | 0 | Off Peak
2020-01-02 | 19 | 1 | 0 | 0 | 0 | 0 | 2.0602 |  | 1 | 0 | 0 | On Peak | 1 | 0 | 0 | On Peak | 1 | 0 | On Peak | 0 | 1 | Off Peak | 0 | 0 | 1 | Super Off Peak | 1 | 0 | 0 | On Peak | 0 | 1 | 0 | Off Peak
2020-01-02 | 20 | 1 | 0 | 0 | 0 | 0 | 2.1059 |  | 1 | 0 | 0 | On Peak | 1 | 0 | 0 | On Peak | 1 | 0 | On Peak | 0 | 1 | Off Peak | 0 | 0 | 1 | Super Off Peak | 1 | 0 | 0 | On Peak | 1 | 0 | 0 | On Peak
2020-01-02 | 21 | 1 | 0 | 0 | 0 | 0 | 2.0558 |  | 1 | 0 | 0 | On Peak | 0 | 1 | 0 | Semi Peak | 1 | 0 | On Peak | 0 | 1 | Off Peak | 0 | 0 | 1 | Super Off Peak | 0 | 1 | 0 | Off Peak | 1 | 0 | 0 | On Peak
2020-01-02 | 22 | 1 | 0 | 0 | 0 | 0 | 1.9916 |  | 0 | 1 | 0 | Off Peak | 0 | 1 | 0 | Semi Peak | 0 | 1 | Off Peak | 0 | 1 | Off Peak | 0 | 0 | 1 | Super Off Peak | 0 | 1 | 0 | Off Peak | 1 | 0 | 0 | On Peak
2020-01-02 | 23 | 1 | 0 | 0 | 0 | 0 | 1.5446 |  | 0 | 1 | 0 | Off Peak | 0 | 0 | 1 | Off Peak | 0 | 1 | Off Peak | 0 | 1 | Off Peak | 0 | 0 | 1 | Super Off Peak | 0 | 1 | 0 | Off Peak | 1 | 0 | 0 | On Peak
2020-01-02 | 24 | 1 | 0 | 0 | 0 | 0 | 1.3531 |  | 0 | 1 | 0 | Off Peak | 0 | 0 | 1 | Off Peak | 0 | 1 | Off Peak | 0 | 1 | Off Peak | 0 | 0 | 1 | Super Off Peak | 0 | 1 | 0 | Off Peak | 1 | 0 | 0 | On Peak
2020-01-03 | 1 | 1 | 0 | 0 | 0 | 0 | 1.0671 |  | 0 | 0 | 1 | Super Off Peak | 0 | 0 | 1 | Off Peak | 0 | 1 | Off Peak | 0 | 1 | Off Peak | 0 | 0 | 1 | Super Off Peak | 0 | 0 | 1 | Super Off Peak | 0 | 0 | 1 | Super Off Peak
2020-01-03 | 2 | 1 | 0 | 0 | 0 | 0 | 0.9912 |  | 0 | 0 | 1 | Super Off Peak | 0 | 0 | 1 | Off Peak | 0 | 1 | Off Peak | 0 | 1 | Off Peak | 0 | 0 | 1 | Super Off Peak | 0 | 0 | 1 | Super Off Peak | 0 | 0 | 1 | Super Off Peak
2020-01-03 | 3 | 1 | 0 | 0 | 0 | 0 | 0.9461 |  | 0 | 0 | 1 | Super Off Peak | 0 | 0 | 1 | Off Peak | 0 | 1 | Off Peak | 0 | 1 | Off Peak | 0 | 0 | 1 | Super Off Peak | 0 | 0 | 1 | Super Off Peak | 0 | 0 | 1 | Super Off Peak
2020-01-03 | 4 | 1 | 0 | 0 | 0 | 0 | 0.90591 |  | 0 | 0 | 1 | Super Off Peak | 0 | 0 | 1 | Off Peak | 0 | 1 | Off Peak | 0 | 1 | Off Peak | 0 | 0 | 1 | Super Off Peak | 0 | 0 | 1 | Super Off Peak | 0 | 0 | 1 | Super Off Peak
2020-01-03 | 5 | 1 | 0 | 0 | 0 | 0 | 0.88391 |  | 0 | 0 | 1 | Super Off Peak | 0 | 0 | 1 | Off Peak | 0 | 1 | Off Peak | 0 | 1 | Off Peak | 0 | 0 | 1 | Super Off Peak | 0 | 0 | 1 | Super Off Peak | 0 | 0 | 1 | Super Off Peak
2020-01-03 | 6 | 1 | 0 | 0 | 0 | 0 | 0.89779 |  | 0 | 0 | 1 | Super Off Peak | 0 | 0 | 1 | Off Peak | 0 | 1 | Off Peak | 0 | 1 | Off Peak | 0 | 0 | 1 | Super Off Peak | 0 | 1 | 0 | Off Peak | 0 | 1 | 0 | Off Peak
2020-01-03 | 7 | 1 | 0 | 0 | 0 | 0 | 1.1795 |  | 0 | 1 | 0 | Off Peak | 0 | 1 | 0 | Semi Peak | 0 | 1 | Off Peak | 0 | 1 | Off Peak | 0 | 1 | 0 | Off Peak | 0 | 1 | 0 | Off Peak | 0 | 1 | 0 | Off Peak
2020-01-03 | 8 | 1 | 0 | 0 | 0 | 0 | 1.2242 |  | 0 | 1 | 0 | Off Peak | 0 | 1 | 0 | Semi Peak | 0 | 1 | Off Peak | 0 | 1 | Off Peak | 0 | 1 | 0 | Off Peak | 0 | 1 | 0 | Off Peak | 0 | 1 | 0 | Off Peak
2020-01-03 | 9 | 1 | 0 | 0 | 0 | 0 | 0.86198 |  | 0 | 1 | 0 | Off Peak | 0 | 1 | 0 | Semi Peak | 0 | 1 | Off Peak | 0 | 1 | Off Peak | 0 | 1 | 0 | Off Peak | 0 | 1 | 0 | Off Peak | 0 | 1 | 0 | Off Peak
2020-01-03 | 10 | 1 | 0 | 0 | 0 | 0 | 0.46534 |  | 0 | 1 | 0 | Off Peak | 0 | 1 | 0 | Semi Peak | 0 | 1 | Off Peak | 0 | 1 | Off Peak | 0 | 1 | 0 | Off Peak | 0 | 1 | 0 | Off Peak | 0 | 1 | 0 | Off Peak
2020-01-03 | 11 | 1 | 0 | 0 | 0 | 0 | 0.26773 |  | 0 | 1 | 0 | Off Peak | 0 | 1 | 0 | Semi Peak | 0 | 1 | Off Peak | 0 | 1 | Off Peak | 0 | 1 | 0 | Off Peak | 0 | 1 | 0 | Off Peak | 0 | 1 | 0 | Off Peak
2020-01-03 | 12 | 1 | 0 | 0 | 0 | 0 | 0.18426 |  | 0 | 1 | 0 | Off Peak | 0 | 1 | 0 | Semi Peak | 0 | 1 | Off Peak | 0 | 1 | Off Peak | 0 | 1 | 0 | Off Peak | 0 | 1 | 0 | Off Peak | 0 | 1 | 0 | Off Peak
2020-01-03 | 13 | 1 | 0 | 0 | 0 | 0 | 0.15861 |  | 0 | 1 | 0 | Off Peak | 0 | 1 | 0 | Semi Peak | 0 | 1 | Off Peak | 1 | 0 | On Peak | 0 | 1 | 0 | Off Peak | 1 | 0 | 0 | On Peak | 0 | 1 | 0 | Off Peak
2020-01-03 | 14 | 1 | 0 | 0 | 0 | 0 | 0.20626 |  | 0 | 1 | 0 | Off Peak | 0 | 1 | 0 | Semi Peak | 0 | 1 | Off Peak | 1 | 0 | On Peak | 0 | 1 | 0 | Off Peak | 1 | 0 | 0 | On Peak | 0 | 1 | 0 | Off Peak
2020-01-03 | 15 | 1 | 0 | 0 | 0 | 0 | 0.37742 |  | 0 | 1 | 0 | Off Peak | 0 | 1 | 0 | Semi Peak | 0 | 1 | Off Peak | 1 | 0 | On Peak | 0 | 1 | 0 | Off Peak | 1 | 0 | 0 | On Peak | 0 | 1 | 0 | Off Peak
2020-01-03 | 16 | 1 | 0 | 0 | 0 | 0 | 0.74446 |  | 0 | 1 | 0 | Off Peak | 0 | 1 | 0 | Semi Peak | 0 | 1 | Off Peak | 1 | 0 | On Peak | 0 | 1 | 0 | Off Peak | 1 | 0 | 0 | On Peak | 0 | 1 | 0 | Off Peak
2020-01-03 | 17 | 1 | 0 | 0 | 0 | 0 | 1.2576 |  | 1 | 0 | 0 | On Peak | 0 | 1 | 0 | Semi Peak | 1 | 0 | On Peak | 1 | 0 | On Peak | 0 | 1 | 0 | Off Peak | 1 | 0 | 0 | On Peak | 0 | 1 | 0 | Off Peak
2020-01-03 | 18 | 1 | 0 | 0 | 0 | 0 | 1.6063 |  | 1 | 0 | 0 | On Peak | 1 | 0 | 0 | On Peak | 1 | 0 | On Peak | 1 | 0 | On Peak | 0 | 1 | 0 | Off Peak | 1 | 0 | 0 | On Peak | 0 | 1 | 0 | Off Peak
2020-01-03 | 19 | 1 | 0 | 0 | 0 | 0 | 1.888 |  | 1 | 0 | 0 | On Peak | 1 | 0 | 0 | On Peak | 1 | 0 | On Peak | 0 | 1 | Off Peak | 0 | 0 | 1 | Super Off Peak | 1 | 0 | 0 | On Peak | 0 | 1 | 0 | Off Peak
2020-01-03 | 20 | 1 | 0 | 0 | 0 | 0 | 1.957 |  | 1 | 0 | 0 | On Peak | 1 | 0 | 0 | On Peak | 1 | 0 | On Peak | 0 | 1 | Off Peak | 0 | 0 | 1 | Super Off Peak | 1 | 0 | 0 | On Peak | 1 | 0 | 0 | On Peak
2020-01-03 | 21 | 1 | 0 | 0 | 0 | 0 | 1.9169 |  | 1 | 0 | 0 | On Peak | 0 | 1 | 0 | Semi Peak | 1 | 0 | On Peak | 0 | 1 | Off Peak | 0 | 0 | 1 | Super Off Peak | 0 | 1 | 0 | Off Peak | 1 | 0 | 0 | On Peak
2020-01-03 | 22 | 1 | 0 | 0 | 0 | 0 | 1.8489 |  | 0 | 1 | 0 | Off Peak | 0 | 1 | 0 | Semi Peak | 0 | 1 | Off Peak | 0 | 1 | Off Peak | 0 | 0 | 1 | Super Off Peak | 0 | 1 | 0 | Off Peak | 1 | 0 | 0 | On Peak
2020-01-03 | 23 | 1 | 0 | 0 | 0 | 0 | 1.4208 |  | 0 | 1 | 0 | Off Peak | 0 | 0 | 1 | Off Peak | 0 | 1 | Off Peak | 0 | 1 | Off Peak | 0 | 0 | 1 | Super Off Peak | 0 | 1 | 0 | Off Peak | 1 | 0 | 0 | On Peak
2020-01-03 | 24 | 1 | 0 | 0 | 0 | 0 | 1.2218 |  | 0 | 1 | 0 | Off Peak | 0 | 0 | 1 | Off Peak | 0 | 1 | Off Peak | 0 | 1 | Off Peak | 0 | 0 | 1 | Super Off Peak | 0 | 1 | 0 | Off Peak | 1 | 0 | 0 | On Peak
2020-01-04 | 1 | 1 | 0 | 1 | 0 | 0 | 1.0467 |  | 0 | 0 | 1 | Super Off Peak | 0 | 0 | 1 | Off Peak | 0 | 1 | Off Peak | 0 | 1 | Off Peak | 0 | 0 | 1 | Super Off Peak | 0 | 0 | 1 | Super Off Peak | 0 | 0 | 1 | Super Off Peak
2020-01-04 | 2 | 1 | 0 | 1 | 0 | 0 | 0.99018 |  | 0 | 0 | 1 | Super Off Peak | 0 | 0 | 1 | Off Peak | 0 | 1 | Off Peak | 0 | 1 | Off Peak | 0 | 0 | 1 | Super Off Peak | 0 | 0 | 1 | Super Off Peak | 0 | 0 | 1 | Super Off Peak
2020-01-04 | 3 | 1 | 0 | 1 | 0 | 0 | 0.9364 |  | 0 | 0 | 1 | Super Off Peak | 0 | 0 | 1 | Off Peak | 0 | 1 | Off Peak | 0 | 1 | Off Peak | 0 | 0 | 1 | Super Off Peak | 0 | 0 | 1 | Super Off Peak | 0 | 0 | 1 | Super Off Peak
2020-01-04 | 4 | 1 | 0 | 1 | 0 | 0 | 0.90162 |  | 0 | 0 | 1 | Super Off Peak | 0 | 0 | 1 | Off Peak | 0 | 1 | Off Peak | 0 | 1 | Off Peak | 0 | 0 | 1 | Super Off Peak | 0 | 0 | 1 | Super Off Peak | 0 | 0 | 1 | Super Off Peak
2020-01-04 | 5 | 1 | 0 | 1 | 0 | 0 | 0.88683 |  | 0 | 0 | 1 | Super Off Peak | 0 | 0 | 1 | Off Peak | 0 | 1 | Off Peak | 0 | 1 | Off Peak | 0 | 0 | 1 | Super Off Peak | 0 | 0 | 1 | Super Off Peak | 0 | 0 | 1 | Super Off Peak
2020-01-04 | 6 | 1 | 0 | 1 | 0 | 0 | 0.89219 |  | 0 | 0 | 1 | Super Off Peak | 0 | 0 | 1 | Off Peak | 0 | 1 | Off Peak | 0 | 1 | Off Peak | 0 | 0 | 1 | Super Off Peak | 0 | 1 | 0 | Off Peak | 0 | 1 | 0 | Off Peak
2020-01-04 | 7 | 1 | 0 | 1 | 0 | 0 | 1.1302 |  | 0 | 0 | 1 | Super Off Peak | 0 | 0 | 1 | Off Peak | 0 | 1 | Off Peak | 0 | 1 | Off Peak | 0 | 0 | 1 | Super Off Peak | 0 | 1 | 0 | Off Peak | 0 | 1 | 0 | Off Peak
2020-01-04 | 8 | 1 | 0 | 1 | 0 | 0 | 1.0712 |  | 0 | 0 | 1 | Super Off Peak | 0 | 0 | 1 | Off Peak | 0 | 1 | Off Peak | 0 | 1 | Off Peak | 0 | 0 | 1 | Super Off Peak | 0 | 1 | 0 | Off Peak | 0 | 1 | 0 | Off Peak
2020-01-04 | 9 | 1 | 0 | 1 | 0 | 0 | 0.67648 |  | 0 | 0 | 1 | Super Off Peak | 0 | 0 | 1 | Off Peak | 0 | 1 | Off Peak | 0 | 1 | Off Peak | 0 | 0 | 1 | Super Off Peak | 0 | 1 | 0 | Off Peak | 0 | 1 | 0 | Off Peak
2020-01-04 | 10 | 1 | 0 | 1 | 0 | 0 | 0.3274 |  | 0 | 0 | 1 | Super Off Peak | 0 | 0 | 1 | Off Peak | 0 | 1 | Off Peak | 0 | 1 | Off Peak | 0 | 0 | 1 | Super Off Peak | 0 | 1 | 0 | Off Peak | 0 | 1 | 0 | Off Peak
2020-01-04 | 11 | 1 | 0 | 1 | 0 | 0 | 0.1557 |  | 0 | 0 | 1 | Super Off Peak | 0 | 0 | 1 | Off Peak | 0 | 1 | Off Peak | 0 | 1 | Off Peak | 0 | 0 | 1 | Super Off Peak | 0 | 1 | 0 | Off Peak | 0 | 1 | 0 | Off Peak
2020-01-04 | 12 | 1 | 0 | 1 | 0 | 0 | 0.060355 |  | 0 | 0 | 1 | Super Off Peak | 0 | 0 | 1 | Off Peak | 0 | 1 | Off Peak | 0 | 1 | Off Peak | 0 | 0 | 1 | Super Off Peak | 0 | 1 | 0 | Off Peak | 0 | 1 | 0 | Off Peak
2020-01-04 | 13 | 1 | 0 | 1 | 0 | 0 | 0.0088006 |  | 0 | 0 | 1 | Super Off Peak | 0 | 0 | 1 | Off Peak | 0 | 1 | Off Peak | 0 | 1 | Off Peak | 0 | 0 | 1 | Super Off Peak | 1 | 0 | 0 | On Peak | 0 | 1 | 0 | Off Peak
2020-01-04 | 14 | 1 | 0 | 1 | 0 | 0 | 0.048956 |  | 0 | 0 | 1 | Super Off Peak | 0 | 0 | 1 | Off Peak | 0 | 1 | Off Peak | 0 | 1 | Off Peak | 0 | 0 | 1 | Super Off Peak | 1 | 0 | 0 | On Peak | 0 | 1 | 0 | Off Peak
2020-01-04 | 15 | 1 | 0 | 1 | 0 | 0 | 0.20575 |  | 0 | 1 | 0 | Off Peak | 0 | 0 | 1 | Off Peak | 0 | 1 | Off Peak | 0 | 1 | Off Peak | 0 | 0 | 1 | Super Off Peak | 1 | 0 | 0 | On Peak | 0 | 1 | 0 | Off Peak
2020-01-04 | 16 | 1 | 0 | 1 | 0 | 0 | 0.5797 |  | 0 | 1 | 0 | Off Peak | 0 | 0 | 1 | Off Peak | 0 | 1 | Off Peak | 0 | 1 | Off Peak | 0 | 0 | 1 | Super Off Peak | 1 | 0 | 0 | On Peak | 0 | 1 | 0 | Off Peak
2020-01-04 | 17 | 1 | 0 | 1 | 0 | 0 | 1.0782 |  | 1 | 0 | 0 | On Peak | 0 | 0 | 1 | Off Peak | 0 | 1 | Off Peak | 0 | 1 | Off Peak | 0 | 0 | 1 | Super Off Peak | 1 | 0 | 0 | On Peak | 0 | 1 | 0 | Off Peak
2020-01-04 | 18 | 1 | 0 | 1 | 0 | 0 | 1.4042 |  | 1 | 0 | 0 | On Peak | 0 | 0 | 1 | Off Peak | 0 | 1 | Off Peak | 0 | 1 | Off Peak | 0 | 0 | 1 | Super Off Peak | 1 | 0 | 0 | On Peak | 0 | 1 | 0 | Off Peak
2020-01-04 | 19 | 1 | 0 | 1 | 0 | 0 | 1.7345 |  | 1 | 0 | 0 | On Peak | 0 | 0 | 1 | Off Peak | 0 | 1 | Off Peak | 0 | 1 | Off Peak | 0 | 0 | 1 | Super Off Peak | 1 | 0 | 0 | On Peak | 0 | 1 | 0 | Off Peak
2020-01-04 | 20 | 1 | 0 | 1 | 0 | 0 | 1.838 |  | 1 | 0 | 0 | On Peak | 0 | 0 | 1 | Off Peak | 0 | 1 | Off Peak | 0 | 1 | Off Peak | 0 | 0 | 1 | Super Off Peak | 1 | 0 | 0 | On Peak | 1 | 0 | 0 | On Peak
2020-01-04 | 21 | 1 | 0 | 1 | 0 | 0 | 1.7918 |  | 1 | 0 | 0 | On Peak | 0 | 0 | 1 | Off Peak | 0 | 1 | Off Peak | 0 | 1 | Off Peak | 0 | 0 | 1 | Super Off Peak | 0 | 1 | 0 | Off Peak | 1 | 0 | 0 | On Peak
2020-01-04 | 22 | 1 | 0 | 1 | 0 | 0 | 1.7507 |  | 0 | 1 | 0 | Off Peak | 0 | 0 | 1 | Off Peak | 0 | 1 | Off Peak | 0 | 1 | Off Peak | 0 | 0 | 1 | Super Off Peak | 0 | 1 | 0 | Off Peak | 1 | 0 | 0 | On Peak
2020-01-04 | 23 | 1 | 0 | 1 | 0 | 0 | 1.332 |  | 0 | 1 | 0 | Off Peak | 0 | 0 | 1 | Off Peak | 0 | 1 | Off Peak | 0 | 1 | Off Peak | 0 | 0 | 1 | Super Off Peak | 0 | 1 | 0 | Off Peak | 1 | 0 | 0 | On Peak
2020-01-04 | 24 | 1 | 0 | 1 | 0 | 0 | 1.1703 |  | 0 | 1 | 0 | Off Peak | 0 | 0 | 1 | Off Peak | 0 | 1 | Off Peak | 0 | 1 | Off Peak | 0 | 0 | 1 | Super Off Peak | 0 | 1 | 0 | Off Peak | 1 | 0 | 0 | On Peak
2020-01-05 | 1 | 1 | 0 | 1 | 1 | 0 | 1.0932 |  | 0 | 0 | 1 | Super Off Peak | 0 | 0 | 1 | Off Peak | 0 | 1 | Off Peak | 0 | 1 | Off Peak | 0 | 0 | 1 | Super Off Peak | 0 | 0 | 1 | Super Off Peak | 0 | 0 | 1 | Super Off Peak
2020-01-05 | 2 | 1 | 0 | 1 | 1 | 0 | 0.98971 |  | 0 | 0 | 1 | Super Off Peak | 0 | 0 | 1 | Off Peak | 0 | 1 | Off Peak | 0 | 1 | Off Peak | 0 | 0 | 1 | Super Off Peak | 0 | 0 | 1 | Super Off Peak | 0 | 0 | 1 | Super Off Peak
2020-01-05 | 3 | 1 | 0 | 1 | 1 | 0 | 0.93873 |  | 0 | 0 | 1 | Super Off Peak | 0 | 0 | 1 | Off Peak | 0 | 1 | Off Peak | 0 | 1 | Off Peak | 0 | 0 | 1 | Super Off Peak | 0 | 0 | 1 | Super Off Peak | 0 | 0 | 1 | Super Off Peak
2020-01-05 | 4 | 1 | 0 | 1 | 1 | 0 | 0.90307 |  | 0 | 0 | 1 | Super Off Peak | 0 | 0 | 1 | Off Peak | 0 | 1 | Off Peak | 0 | 1 | Off Peak | 0 | 0 | 1 | Super Off Peak | 0 | 0 | 1 | Super Off Peak | 0 | 0 | 1 | Super Off Peak
2020-01-05 | 5 | 1 | 0 | 1 | 1 | 0 | 0.89412 |  | 0 | 0 | 1 | Super Off Peak | 0 | 0 | 1 | Off Peak | 0 | 1 | Off Peak | 0 | 1 | Off Peak | 0 | 0 | 1 | Super Off Peak | 0 | 0 | 1 | Super Off Peak | 0 | 0 | 1 | Super Off Peak
2020-01-05 | 6 | 1 | 0 | 1 | 1 | 0 | 0.91594 |  | 0 | 0 | 1 | Super Off Peak | 0 | 0 | 1 | Off Peak | 0 | 1 | Off Peak | 0 | 1 | Off Peak | 0 | 0 | 1 | Super Off Peak | 0 | 1 | 0 | Off Peak | 0 | 1 | 0 | Off Peak
2020-01-05 | 7 | 1 | 0 | 1 | 1 | 0 | 0.98739 |  | 0 | 0 | 1 | Super Off Peak | 0 | 0 | 1 | Off Peak | 0 | 1 | Off Peak | 0 | 1 | Off Peak | 0 | 0 | 1 | Super Off Peak | 0 | 1 | 0 | Off Peak | 0 | 1 | 0 | Off Peak
2020-01-05 | 8 | 1 | 0 | 1 | 1 | 0 | 0.99526 |  | 0 | 0 | 1 | Super Off Peak | 0 | 0 | 1 | Off Peak | 0 | 1 | Off Peak | 0 | 1 | Off Peak | 0 | 0 | 1 | Super Off Peak | 0 | 1 | 0 | Off Peak | 0 | 1 | 0 | Off Peak
2020-01-05 | 9 | 1 | 0 | 1 | 1 | 0 | 0.69637 |  | 0 | 0 | 1 | Super Off Peak | 0 | 0 | 1 | Off Peak | 0 | 1 | Off Peak | 0 | 1 | Off Peak | 0 | 0 | 1 | Super Off Peak | 0 | 1 | 0 | Off Peak | 0 | 1 | 0 | Off Peak
2020-01-05 | 10 | 1 | 0 | 1 | 1 | 0 | 0.40214 |  | 0 | 0 | 1 | Super Off Peak | 0 | 0 | 1 | Off Peak | 0 | 1 | Off Peak | 0 | 1 | Off Peak | 0 | 0 | 1 | Super Off Peak | 0 | 1 | 0 | Off Peak | 0 | 1 | 0 | Off Peak
2020-01-05 | 11 | 1 | 0 | 1 | 1 | 0 | 0.25956 |  | 0 | 0 | 1 | Super Off Peak | 0 | 0 | 1 | Off Peak | 0 | 1 | Off Peak | 0 | 1 | Off Peak | 0 | 0 | 1 | Super Off Peak | 0 | 1 | 0 | Off Peak | 0 | 1 | 0 | Off Peak
2020-01-05 | 12 | 1 | 0 | 1 | 1 | 0 | 0.17887 |  | 0 | 0 | 1 | Super Off Peak | 0 | 0 | 1 | Off Peak | 0 | 1 | Off Peak | 0 | 1 | Off Peak | 0 | 0 | 1 | Super Off Peak | 0 | 1 | 0 | Off Peak | 0 | 1 | 0 | Off Peak
2020-01-05 | 13 | 1 | 0 | 1 | 1 | 0 | 0.1528 |  | 0 | 0 | 1 | Super Off Peak | 0 | 0 | 1 | Off Peak | 0 | 1 | Off Peak | 0 | 1 | Off Peak | 0 | 0 | 1 | Super Off Peak | 1 | 0 | 0 | On Peak | 0 | 1 | 0 | Off Peak
2020-01-05 | 14 | 1 | 0 | 1 | 1 | 0 | 0.1898 |  | 0 | 0 | 1 | Super Off Peak | 0 | 0 | 1 | Off Peak | 0 | 1 | Off Peak | 0 | 1 | Off Peak | 0 | 0 | 1 | Super Off Peak | 1 | 0 | 0 | On Peak | 0 | 1 | 0 | Off Peak
2020-01-05 | 15 | 1 | 0 | 1 | 1 | 0 | 0.32958 |  | 0 | 1 | 0 | Off Peak | 0 | 0 | 1 | Off Peak | 0 | 1 | Off Peak | 0 | 1 | Off Peak | 0 | 0 | 1 | Super Off Peak | 1 | 0 | 0 | On Peak | 0 | 1 | 0 | Off Peak
2020-01-05 | 16 | 1 | 0 | 1 | 1 | 0 | 0.62935 |  | 0 | 1 | 0 | Off Peak | 0 | 0 | 1 | Off Peak | 0 | 1 | Off Peak | 0 | 1 | Off Peak | 0 | 0 | 1 | Super Off Peak | 1 | 0 | 0 | On Peak | 0 | 1 | 0 | Off Peak
2020-01-05 | 17 | 1 | 0 | 1 | 1 | 0 | 1.0219 |  | 1 | 0 | 0 | On Peak | 0 | 0 | 1 | Off Peak | 0 | 1 | Off Peak | 0 | 1 | Off Peak | 0 | 0 | 1 | Super Off Peak | 1 | 0 | 0 | On Peak | 0 | 1 | 0 | Off Peak
2020-01-05 | 18 | 1 | 0 | 1 | 1 | 0 | 1.2994 |  | 1 | 0 | 0 | On Peak | 0 | 0 | 1 | Off Peak | 0 | 1 | Off Peak | 0 | 1 | Off Peak | 0 | 0 | 1 | Super Off Peak | 1 | 0 | 0 | On Peak | 0 | 1 | 0 | Off Peak
2020-01-05 | 19 | 1 | 0 | 1 | 1 | 0 | 1.5391 |  | 1 | 0 | 0 | On Peak | 0 | 0 | 1 | Off Peak | 0 | 1 | Off Peak | 0 | 1 | Off Peak | 0 | 0 | 1 | Super Off Peak | 1 | 0 | 0 | On Peak | 0 | 1 | 0 | Off Peak
2020-01-05 | 20 | 1 | 0 | 1 | 1 | 0 | 1.6 |  | 1 | 0 | 0 | On Peak | 0 | 0 | 1 | Off Peak | 0 | 1 | Off Peak | 0 | 1 | Off Peak | 0 | 0 | 1 | Super Off Peak | 1 | 0 | 0 | On Peak | 1 | 0 | 0 | On Peak
2020-01-05 | 21 | 1 | 0 | 1 | 1 | 0 | 1.5613 |  | 1 | 0 | 0 | On Peak | 0 | 0 | 1 | Off Peak | 0 | 1 | Off Peak | 0 | 1 | Off Peak | 0 | 0 | 1 | Super Off Peak | 0 | 1 | 0 | Off Peak | 1 | 0 | 0 | On Peak
2020-01-05 | 22 | 1 | 0 | 1 | 1 | 0 | 1.5296 |  | 0 | 1 | 0 | Off Peak | 0 | 0 | 1 | Off Peak | 0 | 1 | Off Peak | 0 | 1 | Off Peak | 0 | 0 | 1 | Super Off Peak | 0 | 1 | 0 | Off Peak | 1 | 0 | 0 | On Peak
2020-01-05 | 23 | 1 | 0 | 1 | 1 | 0 | 1.4198 |  | 0 | 1 | 0 | Off Peak | 0 | 0 | 1 | Off Peak | 0 | 1 | Off Peak | 0 | 1 | Off Peak | 0 | 0 | 1 | Super Off Peak | 0 | 1 | 0 | Off Peak | 1 | 0 | 0 | On Peak
2020-01-05 | 24 | 1 | 0 | 1 | 1 | 0 | 1.2432 |  | 0 | 1 | 0 | Off Peak | 0 | 0 | 1 | Off Peak | 0 | 1 | Off Peak | 0 | 1 | Off Peak | 0 | 0 | 1 | Super Off Peak | 0 | 1 | 0 | Off Peak | 1 | 0 | 0 | On Peak
2020-01-06 | 1 | 1 | 0 | 0 | 0 | 0 | 1.1451 |  | 0 | 0 | 1 | Super Off Peak | 0 | 0 | 1 | Off Peak | 0 | 1 | Off Peak | 0 | 1 | Off Peak | 0 | 0 | 1 | Super Off Peak | 0 | 0 | 1 | Super Off Peak | 0 | 0 | 1 | Super Off Peak
2020-01-06 | 2 | 1 | 0 | 0 | 0 | 0 | 1.0229 |  | 0 | 0 | 1 | Super Off Peak | 0 | 0 | 1 | Off Peak | 0 | 1 | Off Peak | 0 | 1 | Off Peak | 0 | 0 | 1 | Super Off Peak | 0 | 0 | 1 | Super Off Peak | 0 | 0 | 1 | Super Off Peak
2020-01-06 | 3 | 1 | 0 | 0 | 0 | 0 | 0.97478 |  | 0 | 0 | 1 | Super Off Peak | 0 | 0 | 1 | Off Peak | 0 | 1 | Off Peak | 0 | 1 | Off Peak | 0 | 0 | 1 | Super Off Peak | 0 | 0 | 1 | Super Off Peak | 0 | 0 | 1 | Super Off Peak
2020-01-06 | 4 | 1 | 0 | 0 | 0 | 0 | 0.94765 |  | 0 | 0 | 1 | Super Off Peak | 0 | 0 | 1 | Off Peak | 0 | 1 | Off Peak | 0 | 1 | Off Peak | 0 | 0 | 1 | Super Off Peak | 0 | 0 | 1 | Super Off Peak | 0 | 0 | 1 | Super Off Peak
2020-01-06 | 5 | 1 | 0 | 0 | 0 | 0 | 0.92897 |  | 0 | 0 | 1 | Super Off Peak | 0 | 0 | 1 | Off Peak | 0 | 1 | Off Peak | 0 | 1 | Off Peak | 0 | 0 | 1 | Super Off Peak | 0 | 0 | 1 | Super Off Peak | 0 | 0 | 1 | Super Off Peak
2020-01-06 | 6 | 1 | 0 | 0 | 0 | 0 | 0.94579 |  | 0 | 0 | 1 | Super Off Peak | 0 | 0 | 1 | Off Peak | 0 | 1 | Off Peak | 0 | 1 | Off Peak | 0 | 0 | 1 | Super Off Peak | 0 | 1 | 0 | Off Peak | 0 | 1 | 0 | Off Peak
2020-01-06 | 7 | 1 | 0 | 0 | 0 | 0 | 1.2519 |  | 0 | 1 | 0 | Off Peak | 0 | 1 | 0 | Semi Peak | 0 | 1 | Off Peak | 0 | 1 | Off Peak | 0 | 1 | 0 | Off Peak | 0 | 1 | 0 | Off Peak | 0 | 1 | 0 | Off Peak
2020-01-06 | 8 | 1 | 0 | 0 | 0 | 0 | 1.3382 |  | 0 | 1 | 0 | Off Peak | 0 | 1 | 0 | Semi Peak | 0 | 1 | Off Peak | 0 | 1 | Off Peak | 0 | 1 | 0 | Off Peak | 0 | 1 | 0 | Off Peak | 0 | 1 | 0 | Off Peak
2020-01-06 | 9 | 1 | 0 | 0 | 0 | 0 | 1.0007 |  | 0 | 1 | 0 | Off Peak | 0 | 1 | 0 | Semi Peak | 0 | 1 | Off Peak | 0 | 1 | Off Peak | 0 | 1 | 0 | Off Peak | 0 | 1 | 0 | Off Peak | 0 | 1 | 0 | Off Peak
2020-01-06 | 10 | 1 | 0 | 0 | 0 | 0 | 0.58752 |  | 0 | 1 | 0 | Off Peak | 0 | 1 | 0 | Semi Peak | 0 | 1 | Off Peak | 0 | 1 | Off Peak | 0 | 1 | 0 | Off Peak | 0 | 1 | 0 | Off Peak | 0 | 1 | 0 | Off Peak
2020-01-06 | 11 | 1 | 0 | 0 | 0 | 0 | 0.38242 |  | 0 | 1 | 0 | Off Peak | 0 | 1 | 0 | Semi Peak | 0 | 1 | Off Peak | 0 | 1 | Off Peak | 0 | 1 | 0 | Off Peak | 0 | 1 | 0 | Off Peak | 0 | 1 | 0 | Off Peak
2020-01-06 | 12 | 1 | 0 | 0 | 0 | 0 | 0.28229 |  | 0 | 1 | 0 | Off Peak | 0 | 1 | 0 | Semi Peak | 0 | 1 | Off Peak | 0 | 1 | Off Peak | 0 | 1 | 0 | Off Peak | 0 | 1 | 0 | Off Peak | 0 | 1 | 0 | Off Peak
2020-01-06 | 13 | 1 | 0 | 0 | 0 | 0 | 0.23676 |  | 0 | 1 | 0 | Off Peak | 0 | 1 | 0 | Semi Peak | 0 | 1 | Off Peak | 1 | 0 | On Peak | 0 | 1 | 0 | Off Peak | 1 | 0 | 0 | On Peak | 0 | 1 | 0 | Off Peak
2020-01-06 | 14 | 1 | 0 | 0 | 0 | 0 | 0.2626 |  | 0 | 1 | 0 | Off Peak | 0 | 1 | 0 | Semi Peak | 0 | 1 | Off Peak | 1 | 0 | On Peak | 0 | 1 | 0 | Off Peak | 1 | 0 | 0 | On Peak | 0 | 1 | 0 | Off Peak
2020-01-06 | 15 | 1 | 0 | 0 | 0 | 0 | 0.43167 |  | 0 | 1 | 0 | Off Peak | 0 | 1 | 0 | Semi Peak | 0 | 1 | Off Peak | 1 | 0 | On Peak | 0 | 1 | 0 | Off Peak | 1 | 0 | 0 | On Peak | 0 | 1 | 0 | Off Peak
2020-01-06 | 16 | 1 | 0 | 0 | 0 | 0 | 0.80281 |  | 0 | 1 | 0 | Off Peak | 0 | 1 | 0 | Semi Peak | 0 | 1 | Off Peak | 1 | 0 | On Peak | 0 | 1 | 0 | Off Peak | 1 | 0 | 0 | On Peak | 0 | 1 | 0 | Off Peak
2020-01-06 | 17 | 1 | 0 | 0 | 0 | 0 | 1.3378 |  | 1 | 0 | 0 | On Peak | 0 | 1 | 0 | Semi Peak | 1 | 0 | On Peak | 1 | 0 | On Peak | 0 | 1 | 0 | Off Peak | 1 | 0 | 0 | On Peak | 0 | 1 | 0 | Off Peak
2020-01-06 | 18 | 1 | 0 | 0 | 0 | 0 | 1.7034 |  | 1 | 0 | 0 | On Peak | 1 | 0 | 0 | On Peak | 1 | 0 | On Peak | 1 | 0 | On Peak | 0 | 1 | 0 | Off Peak | 1 | 0 | 0 | On Peak | 0 | 1 | 0 | Off Peak
2020-01-06 | 19 | 1 | 0 | 0 | 0 | 0 | 2.0191 |  | 1 | 0 | 0 | On Peak | 1 | 0 | 0 | On Peak | 1 | 0 | On Peak | 0 | 1 | Off Peak | 0 | 0 | 1 | Super Off Peak | 1 | 0 | 0 | On Peak | 0 | 1 | 0 | Off Peak
2020-01-06 | 20 | 1 | 0 | 0 | 0 | 0 | 2.0825 |  | 1 | 0 | 0 | On Peak | 1 | 0 | 0 | On Peak | 1 | 0 | On Peak | 0 | 1 | Off Peak | 0 | 0 | 1 | Super Off Peak | 1 | 0 | 0 | On Peak | 1 | 0 | 0 | On Peak
2020-01-06 | 21 | 1 | 0 | 0 | 0 | 0 | 2.0383 |  | 1 | 0 | 0 | On Peak | 0 | 1 | 0 | Semi Peak | 1 | 0 | On Peak | 0 | 1 | Off Peak | 0 | 0 | 1 | Super Off Peak | 0 | 1 | 0 | Off Peak | 1 | 0 | 0 | On Peak
2020-01-06 | 22 | 1 | 0 | 0 | 0 | 0 | 1.9634 |  | 0 | 1 | 0 | Off Peak | 0 | 1 | 0 | Semi Peak | 0 | 1 | Off Peak | 0 | 1 | Off Peak | 0 | 0 | 1 | Super Off Peak | 0 | 1 | 0 | Off Peak | 1 | 0 | 0 | On Peak
2020-01-06 | 23 | 1 | 0 | 0 | 0 | 0 | 1.52 |  | 0 | 1 | 0 | Off Peak | 0 | 0 | 1 | Off Peak | 0 | 1 | Off Peak | 0 | 1 | Off Peak | 0 | 0 | 1 | Super Off Peak | 0 | 1 | 0 | Off Peak | 1 | 0 | 0 | On Peak
2020-01-06 | 24 | 1 | 0 | 0 | 0 | 0 | 1.3174 |  | 0 | 1 | 0 | Off Peak | 0 | 0 | 1 | Off Peak | 0 | 1 | Off Peak | 0 | 1 | Off Peak | 0 | 0 | 1 | Super Off Peak | 0 | 1 | 0 | Off Peak | 1 | 0 | 0 | On Peak
2020-01-07 | 1 | 1 | 0 | 0 | 0 | 0 | 1.1209 |  | 0 | 0 | 1 | Super Off Peak | 0 | 0 | 1 | Off Peak | 0 | 1 | Off Peak | 0 | 1 | Off Peak | 0 | 0 | 1 | Super Off Peak | 0 | 0 | 1 | Super Off Peak | 0 | 0 | 1 | Super Off Peak
2020-01-07 | 2 | 1 | 0 | 0 | 0 | 0 | 1.0099 |  | 0 | 0 | 1 | Super Off Peak | 0 | 0 | 1 | Off Peak | 0 | 1 | Off Peak | 0 | 1 | Off Peak | 0 | 0 | 1 | Super Off Peak | 0 | 0 | 1 | Super Off Peak | 0 | 0 | 1 | Super Off Peak
2020-01-07 | 3 | 1 | 0 | 0 | 0 | 0 | 0.96019 |  | 0 | 0 | 1 | Super Off Peak | 0 | 0 | 1 | Off Peak | 0 | 1 | Off Peak | 0 | 1 | Off Peak | 0 | 0 | 1 | Super Off Peak | 0 | 0 | 1 | Super Off Peak | 0 | 0 | 1 | Super Off Peak
2020-01-07 | 4 | 1 | 0 | 0 | 0 | 0 | 0.93369 |  | 0 | 0 | 1 | Super Off Peak | 0 | 0 | 1 | Off Peak | 0 | 1 | Off Peak | 0 | 1 | Off Peak | 0 | 0 | 1 | Super Off Peak | 0 | 0 | 1 | Super Off Peak | 0 | 0 | 1 | Super Off Peak
2020-01-07 | 5 | 1 | 0 | 0 | 0 | 0 | 0.92369 |  | 0 | 0 | 1 | Super Off Peak | 0 | 0 | 1 | Off Peak | 0 | 1 | Off Peak | 0 | 1 | Off Peak | 0 | 0 | 1 | Super Off Peak | 0 | 0 | 1 | Super Off Peak | 0 | 0 | 1 | Super Off Peak
2020-01-07 | 6 | 1 | 0 | 0 | 0 | 0 | 0.94217 |  | 0 | 0 | 1 | Super Off Peak | 0 | 0 | 1 | Off Peak | 0 | 1 | Off Peak | 0 | 1 | Off Peak | 0 | 0 | 1 | Super Off Peak | 0 | 1 | 0 | Off Peak | 0 | 1 | 0 | Off Peak
2020-01-07 | 7 | 1 | 0 | 0 | 0 | 0 | 1.2649 |  | 0 | 1 | 0 | Off Peak | 0 | 1 | 0 | Semi Peak | 0 | 1 | Off Peak | 0 | 1 | Off Peak | 0 | 1 | 0 | Off Peak | 0 | 1 | 0 | Off Peak | 0 | 1 | 0 | Off Peak
2020-01-07 | 8 | 1 | 0 | 0 | 0 | 0 | 1.3731 |  | 0 | 1 | 0 | Off Peak | 0 | 1 | 0 | Semi Peak | 0 | 1 | Off Peak | 0 | 1 | Off Peak | 0 | 1 | 0 | Off Peak | 0 | 1 | 0 | Off Peak | 0 | 1 | 0 | Off Peak
2020-01-07 | 9 | 1 | 0 | 0 | 0 | 0 | 1.0159 |  | 0 | 1 | 0 | Off Peak | 0 | 1 | 0 | Semi Peak | 0 | 1 | Off Peak | 0 | 1 | Off Peak | 0 | 1 | 0 | Off Peak | 0 | 1 | 0 | Off Peak | 0 | 1 | 0 | Off Peak
2020-01-07 | 10 | 1 | 0 | 0 | 0 | 0 | 0.58673 |  | 0 | 1 | 0 | Off Peak | 0 | 1 | 0 | Semi Peak | 0 | 1 | Off Peak | 0 | 1 | Off Peak | 0 | 1 | 0 | Off Peak | 0 | 1 | 0 | Off Peak | 0 | 1 | 0 | Off Peak
2020-01-07 | 11 | 1 | 0 | 0 | 0 | 0 | 0.37569 |  | 0 | 1 | 0 | Off Peak | 0 | 1 | 0 | Semi Peak | 0 | 1 | Off Peak | 0 | 1 | Off Peak | 0 | 1 | 0 | Off Peak | 0 | 1 | 0 | Off Peak | 0 | 1 | 0 | Off Peak
2020-01-07 | 12 | 1 | 0 | 0 | 0 | 0 | 0.26893 |  | 0 | 1 | 0 | Off Peak | 0 | 1 | 0 | Semi Peak | 0 | 1 | Off Peak | 0 | 1 | Off Peak | 0 | 1 | 0 | Off Peak | 0 | 1 | 0 | Off Peak | 0 | 1 | 0 | Off Peak
2020-01-07 | 13 | 1 | 0 | 0 | 0 | 0 | 0.21371 |  | 0 | 1 | 0 | Off Peak | 0 | 1 | 0 | Semi Peak | 0 | 1 | Off Peak | 1 | 0 | On Peak | 0 | 1 | 0 | Off Peak | 1 | 0 | 0 | On Peak | 0 | 1 | 0 | Off Peak
2020-01-07 | 14 | 1 | 0 | 0 | 0 | 0 | 0.2406 |  | 0 | 1 | 0 | Off Peak | 0 | 1 | 0 | Semi Peak | 0 | 1 | Off Peak | 1 | 0 | On Peak | 0 | 1 | 0 | Off Peak | 1 | 0 | 0 | On Peak | 0 | 1 | 0 | Off Peak
2020-01-07 | 15 | 1 | 0 | 0 | 0 | 0 | 0.40743 |  | 0 | 1 | 0 | Off Peak | 0 | 1 | 0 | Semi Peak | 0 | 1 | Off Peak | 1 | 0 | On Peak | 0 | 1 | 0 | Off Peak | 1 | 0 | 0 | On Peak | 0 | 1 | 0 | Off Peak
2020-01-07 | 16 | 1 | 0 | 0 | 0 | 0 | 0.75479 |  | 0 | 1 | 0 | Off Peak | 0 | 1 | 0 | Semi Peak | 0 | 1 | Off Peak | 1 | 0 | On Peak | 0 | 1 | 0 | Off Peak | 1 | 0 | 0 | On Peak | 0 | 1 | 0 | Off Peak
2020-01-07 | 17 | 1 | 0 | 0 | 0 | 0 | 1.2638 |  | 1 | 0 | 0 | On Peak | 0 | 1 | 0 | Semi Peak | 1 | 0 | On Peak | 1 | 0 | On Peak | 0 | 1 | 0 | Off Peak | 1 | 0 | 0 | On Peak | 0 | 1 | 0 | Off Peak
2020-01-07 | 18 | 1 | 0 | 0 | 0 | 0 | 1.6251 |  | 1 | 0 | 0 | On Peak | 1 | 0 | 0 | On Peak | 1 | 0 | On Peak | 1 | 0 | On Peak | 0 | 1 | 0 | Off Peak | 1 | 0 | 0 | On Peak | 0 | 1 | 0 | Off Peak
2020-01-07 | 19 | 1 | 0 | 0 | 0 | 0 | 1.9612 |  | 1 | 0 | 0 | On Peak | 1 | 0 | 0 | On Peak | 1 | 0 | On Peak | 0 | 1 | Off Peak | 0 | 0 | 1 | Super Off Peak | 1 | 0 | 0 | On Peak | 0 | 1 | 0 | Off Peak
2020-01-07 | 20 | 1 | 0 | 0 | 0 | 0 | 2.0404 |  | 1 | 0 | 0 | On Peak | 1 | 0 | 0 | On Peak | 1 | 0 | On Peak | 0 | 1 | Off Peak | 0 | 0 | 1 | Super Off Peak | 1 | 0 | 0 | On Peak | 1 | 0 | 0 | On Peak
2020-01-07 | 21 | 1 | 0 | 0 | 0 | 0 | 2.0058 |  | 1 | 0 | 0 | On Peak | 0 | 1 | 0 | Semi Peak | 1 | 0 | On Peak | 0 | 1 | Off Peak | 0 | 0 | 1 | Super Off Peak | 0 | 1 | 0 | Off Peak | 1 | 0 | 0 | On Peak
2020-01-07 | 22 | 1 | 0 | 0 | 0 | 0 | 1.9329 |  | 0 | 1 | 0 | Off Peak | 0 | 1 | 0 | Semi Peak | 0 | 1 | Off Peak | 0 | 1 | Off Peak | 0 | 0 | 1 | Super Off Peak | 0 | 1 | 0 | Off Peak | 1 | 0 | 0 | On Peak
2020-01-07 | 23 | 1 | 0 | 0 | 0 | 0 | 1.4991 |  | 0 | 1 | 0 | Off Peak | 0 | 0 | 1 | Off Peak | 0 | 1 | Off Peak | 0 | 1 | Off Peak | 0 | 0 | 1 | Super Off Peak | 0 | 1 | 0 | Off Peak | 1 | 0 | 0 | On Peak
2020-01-07 | 24 | 1 | 0 | 0 | 0 | 0 | 1.2908 |  | 0 | 1 | 0 | Off Peak | 0 | 0 | 1 | Off Peak | 0 | 1 | Off Peak | 0 | 1 | Off Peak | 0 | 0 | 1 | Super Off Peak | 0 | 1 | 0 | Off Peak | 1 | 0 | 0 | On Peak
2020-01-08 | 1 | 1 | 0 | 0 | 0 | 0 | 1.1197 |  | 0 | 0 | 1 | Super Off Peak | 0 | 0 | 1 | Off Peak | 0 | 1 | Off Peak | 0 | 1 | Off Peak | 0 | 0 | 1 | Super Off Peak | 0 | 0 | 1 | Super Off Peak | 0 | 0 | 1 | Super Off Peak
2020-01-08 | 2 | 1 | 0 | 0 | 0 | 0 | 1.0106 |  | 0 | 0 | 1 | Super Off Peak | 0 | 0 | 1 | Off Peak | 0 | 1 | Off Peak | 0 | 1 | Off Peak | 0 | 0 | 1 | Super Off Peak | 0 | 0 | 1 | Super Off Peak | 0 | 0 | 1 | Super Off Peak
2020-01-08 | 3 | 1 | 0 | 0 | 0 | 0 | 0.95952 |  | 0 | 0 | 1 | Super Off Peak | 0 | 0 | 1 | Off Peak | 0 | 1 | Off Peak | 0 | 1 | Off Peak | 0 | 0 | 1 | Super Off Peak | 0 | 0 | 1 | Super Off Peak | 0 | 0 | 1 | Super Off Peak
2020-01-08 | 4 | 1 | 0 | 0 | 0 | 0 | 0.9216 |  | 0 | 0 | 1 | Super Off Peak | 0 | 0 | 1 | Off Peak | 0 | 1 | Off Peak | 0 | 1 | Off Peak | 0 | 0 | 1 | Super Off Peak | 0 | 0 | 1 | Super Off Peak | 0 | 0 | 1 | Super Off Peak
2020-01-08 | 5 | 1 | 0 | 0 | 0 | 0 | 0.9067 |  | 0 | 0 | 1 | Super Off Peak | 0 | 0 | 1 | Off Peak | 0 | 1 | Off Peak | 0 | 1 | Off Peak | 0 | 0 | 1 | Super Off Peak | 0 | 0 | 1 | Super Off Peak | 0 | 0 | 1 | Super Off Peak
2020-01-08 | 6 | 1 | 0 | 0 | 0 | 0 | 0.92542 |  | 0 | 0 | 1 | Super Off Peak | 0 | 0 | 1 | Off Peak | 0 | 1 | Off Peak | 0 | 1 | Off Peak | 0 | 0 | 1 | Super Off Peak | 0 | 1 | 0 | Off Peak | 0 | 1 | 0 | Off Peak
2020-01-08 | 7 | 1 | 0 | 0 | 0 | 0 | 1.2369 |  | 0 | 1 | 0 | Off Peak | 0 | 1 | 0 | Semi Peak | 0 | 1 | Off Peak | 0 | 1 | Off Peak | 0 | 1 | 0 | Off Peak | 0 | 1 | 0 | Off Peak | 0 | 1 | 0 | Off Peak
2020-01-08 | 8 | 1 | 0 | 0 | 0 | 0 | 1.3181 |  | 0 | 1 | 0 | Off Peak | 0 | 1 | 0 | Semi Peak | 0 | 1 | Off Peak | 0 | 1 | Off Peak | 0 | 1 | 0 | Off Peak | 0 | 1 | 0 | Off Peak | 0 | 1 | 0 | Off Peak
2020-01-08 | 9 | 1 | 0 | 0 | 0 | 0 | 0.96033 |  | 0 | 1 | 0 | Off Peak | 0 | 1 | 0 | Semi Peak | 0 | 1 | Off Peak | 0 | 1 | Off Peak | 0 | 1 | 0 | Off Peak | 0 | 1 | 0 | Off Peak | 0 | 1 | 0 | Off Peak
2020-01-08 | 10 | 1 | 0 | 0 | 0 | 0 | 0.53391 |  | 0 | 1 | 0 | Off Peak | 0 | 1 | 0 | Semi Peak | 0 | 1 | Off Peak | 0 | 1 | Off Peak | 0 | 1 | 0 | Off Peak | 0 | 1 | 0 | Off Peak | 0 | 1 | 0 | Off Peak
2020-01-08 | 11 | 1 | 0 | 0 | 0 | 0 | 0.30624 |  | 0 | 1 | 0 | Off Peak | 0 | 1 | 0 | Semi Peak | 0 | 1 | Off Peak | 0 | 1 | Off Peak | 0 | 1 | 0 | Off Peak | 0 | 1 | 0 | Off Peak | 0 | 1 | 0 | Off Peak
2020-01-08 | 12 | 1 | 0 | 0 | 0 | 0 | 0.2005 |  | 0 | 1 | 0 | Off Peak | 0 | 1 | 0 | Semi Peak | 0 | 1 | Off Peak | 0 | 1 | Off Peak | 0 | 1 | 0 | Off Peak | 0 | 1 | 0 | Off Peak | 0 | 1 | 0 | Off Peak
2020-01-08 | 13 | 1 | 0 | 0 | 0 | 0 | 0.17041 |  | 0 | 1 | 0 | Off Peak | 0 | 1 | 0 | Semi Peak | 0 | 1 | Off Peak | 1 | 0 | On Peak | 0 | 1 | 0 | Off Peak | 1 | 0 | 0 | On Peak | 0 | 1 | 0 | Off Peak
2020-01-08 | 14 | 1 | 0 | 0 | 0 | 0 | 0.17679 |  | 0 | 1 | 0 | Off Peak | 0 | 1 | 0 | Semi Peak | 0 | 1 | Off Peak | 1 | 0 | On Peak | 0 | 1 | 0 | Off Peak | 1 | 0 | 0 | On Peak | 0 | 1 | 0 | Off Peak
2020-01-08 | 15 | 1 | 0 | 0 | 0 | 0 | 0.33987 |  | 0 | 1 | 0 | Off Peak | 0 | 1 | 0 | Semi Peak | 0 | 1 | Off Peak | 1 | 0 | On Peak | 0 | 1 | 0 | Off Peak | 1 | 0 | 0 | On Peak | 0 | 1 | 0 | Off Peak
2020-01-08 | 16 | 1 | 0 | 0 | 0 | 0 | 0.70131 |  | 0 | 1 | 0 | Off Peak | 0 | 1 | 0 | Semi Peak | 0 | 1 | Off Peak | 1 | 0 | On Peak | 0 | 1 | 0 | Off Peak | 1 | 0 | 0 | On Peak | 0 | 1 | 0 | Off Peak
2020-01-08 | 17 | 1 | 0 | 0 | 0 | 0 | 1.2294 |  | 1 | 0 | 0 | On Peak | 0 | 1 | 0 | Semi Peak | 1 | 0 | On Peak | 1 | 0 | On Peak | 0 | 1 | 0 | Off Peak | 1 | 0 | 0 | On Peak | 0 | 1 | 0 | Off Peak
2020-01-08 | 18 | 1 | 0 | 0 | 0 | 0 | 1.572 |  | 1 | 0 | 0 | On Peak | 1 | 0 | 0 | On Peak | 1 | 0 | On Peak | 1 | 0 | On Peak | 0 | 1 | 0 | Off Peak | 1 | 0 | 0 | On Peak | 0 | 1 | 0 | Off Peak
2020-01-08 | 19 | 1 | 0 | 0 | 0 | 0 | 1.9364 |  | 1 | 0 | 0 | On Peak | 1 | 0 | 0 | On Peak | 1 | 0 | On Peak | 0 | 1 | Off Peak | 0 | 0 | 1 | Super Off Peak | 1 | 0 | 0 | On Peak | 0 | 1 | 0 | Off Peak
2020-01-08 | 20 | 1 | 0 | 0 | 0 | 0 | 2.0118 |  | 1 | 0 | 0 | On Peak | 1 | 0 | 0 | On Peak | 1 | 0 | On Peak | 0 | 1 | Off Peak | 0 | 0 | 1 | Super Off Peak | 1 | 0 | 0 | On Peak | 1 | 0 | 0 | On Peak
2020-01-08 | 21 | 1 | 0 | 0 | 0 | 0 | 1.9702 |  | 1 | 0 | 0 | On Peak | 0 | 1 | 0 | Semi Peak | 1 | 0 | On Peak | 0 | 1 | Off Peak | 0 | 0 | 1 | Super Off Peak | 0 | 1 | 0 | Off Peak | 1 | 0 | 0 | On Peak
2020-01-08 | 22 | 1 | 0 | 0 | 0 | 0 | 1.9083 |  | 0 | 1 | 0 | Off Peak | 0 | 1 | 0 | Semi Peak | 0 | 1 | Off Peak | 0 | 1 | Off Peak | 0 | 0 | 1 | Super Off Peak | 0 | 1 | 0 | Off Peak | 1 | 0 | 0 | On Peak
2020-01-08 | 23 | 1 | 0 | 0 | 0 | 0 | 1.4825 |  | 0 | 1 | 0 | Off Peak | 0 | 0 | 1 | Off Peak | 0 | 1 | Off Peak | 0 | 1 | Off Peak | 0 | 0 | 1 | Super Off Peak | 0 | 1 | 0 | Off Peak | 1 | 0 | 0 | On Peak
2020-01-08 | 24 | 1 | 0 | 0 | 0 | 0 | 1.288 |  | 0 | 1 | 0 | Off Peak | 0 | 0 | 1 | Off Peak | 0 | 1 | Off Peak | 0 | 1 | Off Peak | 0 | 0 | 1 | Super Off Peak | 0 | 1 | 0 | Off Peak | 1 | 0 | 0 | On Peak
2020-01-09 | 1 | 1 | 0 | 0 | 0 | 0 | 1.1037 |  | 0 | 0 | 1 | Super Off Peak | 0 | 0 | 1 | Off Peak | 0 | 1 | Off Peak | 0 | 1 | Off Peak | 0 | 0 | 1 | Super Off Peak | 0 | 0 | 1 | Super Off Peak | 0 | 0 | 1 | Super Off Peak
2020-01-09 | 2 | 1 | 0 | 0 | 0 | 0 | 0.97765 |  | 0 | 0 | 1 | Super Off Peak | 0 | 0 | 1 | Off Peak | 0 | 1 | Off Peak | 0 | 1 | Off Peak | 0 | 0 | 1 | Super Off Peak | 0 | 0 | 1 | Super Off Peak | 0 | 0 | 1 | Super Off Peak
2020-01-09 | 3 | 1 | 0 | 0 | 0 | 0 | 0.93174 |  | 0 | 0 | 1 | Super Off Peak | 0 | 0 | 1 | Off Peak | 0 | 1 | Off Peak | 0 | 1 | Off Peak | 0 | 0 | 1 | Super Off Peak | 0 | 0 | 1 | Super Off Peak | 0 | 0 | 1 | Super Off Peak
2020-01-09 | 4 | 1 | 0 | 0 | 0 | 0 | 0.90256 |  | 0 | 0 | 1 | Super Off Peak | 0 | 0 | 1 | Off Peak | 0 | 1 | Off Peak | 0 | 1 | Off Peak | 0 | 0 | 1 | Super Off Peak | 0 | 0 | 1 | Super Off Peak | 0 | 0 | 1 | Super Off Peak
2020-01-09 | 5 | 1 | 0 | 0 | 0 | 0 | 0.89628 |  | 0 | 0 | 1 | Super Off Peak | 0 | 0 | 1 | Off Peak | 0 | 1 | Off Peak | 0 | 1 | Off Peak | 0 | 0 | 1 | Super Off Peak | 0 | 0 | 1 | Super Off Peak | 0 | 0 | 1 | Super Off Peak
2020-01-09 | 6 | 1 | 0 | 0 | 0 | 0 | 0.91121 |  | 0 | 0 | 1 | Super Off Peak | 0 | 0 | 1 | Off Peak | 0 | 1 | Off Peak | 0 | 1 | Off Peak | 0 | 0 | 1 | Super Off Peak | 0 | 1 | 0 | Off Peak | 0 | 1 | 0 | Off Peak
2020-01-09 | 7 | 1 | 0 | 0 | 0 | 0 | 1.23 |  | 0 | 1 | 0 | Off Peak | 0 | 1 | 0 | Semi Peak | 0 | 1 | Off Peak | 0 | 1 | Off Peak | 0 | 1 | 0 | Off Peak | 0 | 1 | 0 | Off Peak | 0 | 1 | 0 | Off Peak
2020-01-09 | 8 | 1 | 0 | 0 | 0 | 0 | 1.3208 |  | 0 | 1 | 0 | Off Peak | 0 | 1 | 0 | Semi Peak | 0 | 1 | Off Peak | 0 | 1 | Off Peak | 0 | 1 | 0 | Off Peak | 0 | 1 | 0 | Off Peak | 0 | 1 | 0 | Off Peak
2020-01-09 | 9 | 1 | 0 | 0 | 0 | 0 | 0.96601 |  | 0 | 1 | 0 | Off Peak | 0 | 1 | 0 | Semi Peak | 0 | 1 | Off Peak | 0 | 1 | Off Peak | 0 | 1 | 0 | Off Peak | 0 | 1 | 0 | Off Peak | 0 | 1 | 0 | Off Peak
2020-01-09 | 10 | 1 | 0 | 0 | 0 | 0 | 0.53939 |  | 0 | 1 | 0 | Off Peak | 0 | 1 | 0 | Semi Peak | 0 | 1 | Off Peak | 0 | 1 | Off Peak | 0 | 1 | 0 | Off Peak | 0 | 1 | 0 | Off Peak | 0 | 1 | 0 | Off Peak
2020-01-09 | 11 | 1 | 0 | 0 | 0 | 0 | 0.30618 |  | 0 | 1 | 0 | Off Peak | 0 | 1 | 0 | Semi Peak | 0 | 1 | Off Peak | 0 | 1 | Off Peak | 0 | 1 | 0 | Off Peak | 0 | 1 | 0 | Off Peak | 0 | 1 | 0 | Off Peak
2020-01-09 | 12 | 1 | 0 | 0 | 0 | 0 | 0.20896 |  | 0 | 1 | 0 | Off Peak | 0 | 1 | 0 | Semi Peak | 0 | 1 | Off Peak | 0 | 1 | Off Peak | 0 | 1 | 0 | Off Peak | 0 | 1 | 0 | Off Peak | 0 | 1 | 0 | Off Peak
2020-01-09 | 13 | 1 | 0 | 0 | 0 | 0 | 0.17431 |  | 0 | 1 | 0 | Off Peak | 0 | 1 | 0 | Semi Peak | 0 | 1 | Off Peak | 1 | 0 | On Peak | 0 | 1 | 0 | Off Peak | 1 | 0 | 0 | On Peak | 0 | 1 | 0 | Off Peak
2020-01-09 | 14 | 1 | 0 | 0 | 0 | 0 | 0.17615 |  | 0 | 1 | 0 | Off Peak | 0 | 1 | 0 | Semi Peak | 0 | 1 | Off Peak | 1 | 0 | On Peak | 0 | 1 | 0 | Off Peak | 1 | 0 | 0 | On Peak | 0 | 1 | 0 | Off Peak
2020-01-09 | 15 | 1 | 0 | 0 | 0 | 0 | 0.33021 |  | 0 | 1 | 0 | Off Peak | 0 | 1 | 0 | Semi Peak | 0 | 1 | Off Peak | 1 | 0 | On Peak | 0 | 1 | 0 | Off Peak | 1 | 0 | 0 | On Peak | 0 | 1 | 0 | Off Peak
2020-01-09 | 16 | 1 | 0 | 0 | 0 | 0 | 0.6938 |  | 0 | 1 | 0 | Off Peak | 0 | 1 | 0 | Semi Peak | 0 | 1 | Off Peak | 1 | 0 | On Peak | 0 | 1 | 0 | Off Peak | 1 | 0 | 0 | On Peak | 0 | 1 | 0 | Off Peak
2020-01-09 | 17 | 1 | 0 | 0 | 0 | 0 | 1.2228 |  | 1 | 0 | 0 | On Peak | 0 | 1 | 0 | Semi Peak | 1 | 0 | On Peak | 1 | 0 | On Peak | 0 | 1 | 0 | Off Peak | 1 | 0 | 0 | On Peak | 0 | 1 | 0 | Off Peak
2020-01-09 | 18 | 1 | 0 | 0 | 0 | 0 | 1.5674 |  | 1 | 0 | 0 | On Peak | 1 | 0 | 0 | On Peak | 1 | 0 | On Peak | 1 | 0 | On Peak | 0 | 1 | 0 | Off Peak | 1 | 0 | 0 | On Peak | 0 | 1 | 0 | Off Peak
2020-01-09 | 19 | 1 | 0 | 0 | 0 | 0 | 1.932 |  | 1 | 0 | 0 | On Peak | 1 | 0 | 0 | On Peak | 1 | 0 | On Peak | 0 | 1 | Off Peak | 0 | 0 | 1 | Super Off Peak | 1 | 0 | 0 | On Peak | 0 | 1 | 0 | Off Peak
2020-01-09 | 20 | 1 | 0 | 0 | 0 | 0 | 2.0229 |  | 1 | 0 | 0 | On Peak | 1 | 0 | 0 | On Peak | 1 | 0 | On Peak | 0 | 1 | Off Peak | 0 | 0 | 1 | Super Off Peak | 1 | 0 | 0 | On Peak | 1 | 0 | 0 | On Peak
2020-01-09 | 21 | 1 | 0 | 0 | 0 | 0 | 1.9837 |  | 1 | 0 | 0 | On Peak | 0 | 1 | 0 | Semi Peak | 1 | 0 | On Peak | 0 | 1 | Off Peak | 0 | 0 | 1 | Super Off Peak | 0 | 1 | 0 | Off Peak | 1 | 0 | 0 | On Peak
2020-01-09 | 22 | 1 | 0 | 0 | 0 | 0 | 1.9141 |  | 0 | 1 | 0 | Off Peak | 0 | 1 | 0 | Semi Peak | 0 | 1 | Off Peak | 0 | 1 | Off Peak | 0 | 0 | 1 | Super Off Peak | 0 | 1 | 0 | Off Peak | 1 | 0 | 0 | On Peak
2020-01-09 | 23 | 1 | 0 | 0 | 0 | 0 | 1.4759 |  | 0 | 1 | 0 | Off Peak | 0 | 0 | 1 | Off Peak | 0 | 1 | Off Peak | 0 | 1 | Off Peak | 0 | 0 | 1 | Super Off Peak | 0 | 1 | 0 | Off Peak | 1 | 0 | 0 | On Peak
2020-01-09 | 24 | 1 | 0 | 0 | 0 | 0 | 1.2709 |  | 0 | 1 | 0 | Off Peak | 0 | 0 | 1 | Off Peak | 0 | 1 | Off Peak | 0 | 1 | Off Peak | 0 | 0 | 1 | Super Off Peak | 0 | 1 | 0 | Off Peak | 1 | 0 | 0 | On Peak
2020-01-10 | 1 | 1 | 0 | 0 | 0 | 0 | 1.0985 |  | 0 | 0 | 1 | Super Off Peak | 0 | 0 | 1 | Off Peak | 0 | 1 | Off Peak | 0 | 1 | Off Peak | 0 | 0 | 1 | Super Off Peak | 0 | 0 | 1 | Super Off Peak | 0 | 0 | 1 | Super Off Peak
2020-01-10 | 2 | 1 | 0 | 0 | 0 | 0 | 0.98764 |  | 0 | 0 | 1 | Super Off Peak | 0 | 0 | 1 | Off Peak | 0 | 1 | Off Peak | 0 | 1 | Off Peak | 0 | 0 | 1 | Super Off Peak | 0 | 0 | 1 | Super Off Peak | 0 | 0 | 1 | Super Off Peak
2020-01-10 | 3 | 1 | 0 | 0 | 0 | 0 | 0.9322 |  | 0 | 0 | 1 | Super Off Peak | 0 | 0 | 1 | Off Peak | 0 | 1 | Off Peak | 0 | 1 | Off Peak | 0 | 0 | 1 | Super Off Peak | 0 | 0 | 1 | Super Off Peak | 0 | 0 | 1 | Super Off Peak
2020-01-10 | 4 | 1 | 0 | 0 | 0 | 0 | 0.89731 |  | 0 | 0 | 1 | Super Off Peak | 0 | 0 | 1 | Off Peak | 0 | 1 | Off Peak | 0 | 1 | Off Peak | 0 | 0 | 1 | Super Off Peak | 0 | 0 | 1 | Super Off Peak | 0 | 0 | 1 | Super Off Peak
2020-01-10 | 5 | 1 | 0 | 0 | 0 | 0 | 0.87994 |  | 0 | 0 | 1 | Super Off Peak | 0 | 0 | 1 | Off Peak | 0 | 1 | Off Peak | 0 | 1 | Off Peak | 0 | 0 | 1 | Super Off Peak | 0 | 0 | 1 | Super Off Peak | 0 | 0 | 1 | Super Off Peak
2020-01-10 | 6 | 1 | 0 | 0 | 0 | 0 | 0.89208 |  | 0 | 0 | 1 | Super Off Peak | 0 | 0 | 1 | Off Peak | 0 | 1 | Off Peak | 0 | 1 | Off Peak | 0 | 0 | 1 | Super Off Peak | 0 | 1 | 0 | Off Peak | 0 | 1 | 0 | Off Peak
2020-01-10 | 7 | 1 | 0 | 0 | 0 | 0 | 1.1676 |  | 0 | 1 | 0 | Off Peak | 0 | 1 | 0 | Semi Peak | 0 | 1 | Off Peak | 0 | 1 | Off Peak | 0 | 1 | 0 | Off Peak | 0 | 1 | 0 | Off Peak | 0 | 1 | 0 | Off Peak
2020-01-10 | 8 | 1 | 0 | 0 | 0 | 0 | 1.1964 |  | 0 | 1 | 0 | Off Peak | 0 | 1 | 0 | Semi Peak | 0 | 1 | Off Peak | 0 | 1 | Off Peak | 0 | 1 | 0 | Off Peak | 0 | 1 | 0 | Off Peak | 0 | 1 | 0 | Off Peak
2020-01-10 | 9 | 1 | 0 | 0 | 0 | 0 | 0.81616 |  | 0 | 1 | 0 | Off Peak | 0 | 1 | 0 | Semi Peak | 0 | 1 | Off Peak | 0 | 1 | Off Peak | 0 | 1 | 0 | Off Peak | 0 | 1 | 0 | Off Peak | 0 | 1 | 0 | Off Peak
2020-01-10 | 10 | 1 | 0 | 0 | 0 | 0 | 0.43306 |  | 0 | 1 | 0 | Off Peak | 0 | 1 | 0 | Semi Peak | 0 | 1 | Off Peak | 0 | 1 | Off Peak | 0 | 1 | 0 | Off Peak | 0 | 1 | 0 | Off Peak | 0 | 1 | 0 | Off Peak
2020-01-10 | 11 | 1 | 0 | 0 | 0 | 0 | 0.23945 |  | 0 | 1 | 0 | Off Peak | 0 | 1 | 0 | Semi Peak | 0 | 1 | Off Peak | 0 | 1 | Off Peak | 0 | 1 | 0 | Off Peak | 0 | 1 | 0 | Off Peak | 0 | 1 | 0 | Off Peak
2020-01-10 | 12 | 1 | 0 | 0 | 0 | 0 | 0.16108 |  | 0 | 1 | 0 | Off Peak | 0 | 1 | 0 | Semi Peak | 0 | 1 | Off Peak | 0 | 1 | Off Peak | 0 | 1 | 0 | Off Peak | 0 | 1 | 0 | Off Peak | 0 | 1 | 0 | Off Peak
2020-01-10 | 13 | 1 | 0 | 0 | 0 | 0 | 0.13711 |  | 0 | 1 | 0 | Off Peak | 0 | 1 | 0 | Semi Peak | 0 | 1 | Off Peak | 1 | 0 | On Peak | 0 | 1 | 0 | Off Peak | 1 | 0 | 0 | On Peak | 0 | 1 | 0 | Off Peak
2020-01-10 | 14 | 1 | 0 | 0 | 0 | 0 | 0.16031 |  | 0 | 1 | 0 | Off Peak | 0 | 1 | 0 | Semi Peak | 0 | 1 | Off Peak | 1 | 0 | On Peak | 0 | 1 | 0 | Off Peak | 1 | 0 | 0 | On Peak | 0 | 1 | 0 | Off Peak
2020-01-10 | 15 | 1 | 0 | 0 | 0 | 0 | 0.30983 |  | 0 | 1 | 0 | Off Peak | 0 | 1 | 0 | Semi Peak | 0 | 1 | Off Peak | 1 | 0 | On Peak | 0 | 1 | 0 | Off Peak | 1 | 0 | 0 | On Peak | 0 | 1 | 0 | Off Peak
2020-01-10 | 16 | 1 | 0 | 0 | 0 | 0 | 0.65448 |  | 0 | 1 | 0 | Off Peak | 0 | 1 | 0 | Semi Peak | 0 | 1 | Off Peak | 1 | 0 | On Peak | 0 | 1 | 0 | Off Peak | 1 | 0 | 0 | On Peak | 0 | 1 | 0 | Off Peak
2020-01-10 | 17 | 1 | 0 | 0 | 0 | 0 | 1.1699 |  | 1 | 0 | 0 | On Peak | 0 | 1 | 0 | Semi Peak | 1 | 0 | On Peak | 1 | 0 | On Peak | 0 | 1 | 0 | Off Peak | 1 | 0 | 0 | On Peak | 0 | 1 | 0 | Off Peak
2020-01-10 | 18 | 1 | 0 | 0 | 0 | 0 | 1.5172 |  | 1 | 0 | 0 | On Peak | 1 | 0 | 0 | On Peak | 1 | 0 | On Peak | 1 | 0 | On Peak | 0 | 1 | 0 | Off Peak | 1 | 0 | 0 | On Peak | 0 | 1 | 0 | Off Peak
2020-01-10 | 19 | 1 | 0 | 0 | 0 | 0 | 1.8776 |  | 1 | 0 | 0 | On Peak | 1 | 0 | 0 | On Peak | 1 | 0 | On Peak | 0 | 1 | Off Peak | 0 | 0 | 1 | Super Off Peak | 1 | 0 | 0 | On Peak | 0 | 1 | 0 | Off Peak
2020-01-10 | 20 | 1 | 0 | 0 | 0 | 0 | 1.9441 |  | 1 | 0 | 0 | On Peak | 1 | 0 | 0 | On Peak | 1 | 0 | On Peak | 0 | 1 | Off Peak | 0 | 0 | 1 | Super Off Peak | 1 | 0 | 0 | On Peak | 1 | 0 | 0 | On Peak
2020-01-10 | 21 | 1 | 0 | 0 | 0 | 0 | 1.9034 |  | 1 | 0 | 0 | On Peak | 0 | 1 | 0 | Semi Peak | 1 | 0 | On Peak | 0 | 1 | Off Peak | 0 | 0 | 1 | Super Off Peak | 0 | 1 | 0 | Off Peak | 1 | 0 | 0 | On Peak
2020-01-10 | 22 | 1 | 0 | 0 | 0 | 0 | 1.8439 |  | 0 | 1 | 0 | Off Peak | 0 | 1 | 0 | Semi Peak | 0 | 1 | Off Peak | 0 | 1 | Off Peak | 0 | 0 | 1 | Super Off Peak | 0 | 1 | 0 | Off Peak | 1 | 0 | 0 | On Peak
2020-01-10 | 23 | 1 | 0 | 0 | 0 | 0 | 1.4318 |  | 0 | 1 | 0 | Off Peak | 0 | 0 | 1 | Off Peak | 0 | 1 | Off Peak | 0 | 1 | Off Peak | 0 | 0 | 1 | Super Off Peak | 0 | 1 | 0 | Off Peak | 1 | 0 | 0 | On Peak
2020-01-10 | 24 | 1 | 0 | 0 | 0 | 0 | 1.2513 |  | 0 | 1 | 0 | Off Peak | 0 | 0 | 1 | Off Peak | 0 | 1 | Off Peak | 0 | 1 | Off Peak | 0 | 0 | 1 | Super Off Peak | 0 | 1 | 0 | Off Peak | 1 | 0 | 0 | On Peak
2020-01-11 | 1 | 1 | 0 | 1 | 0 | 0 | 1.0585 |  | 0 | 0 | 1 | Super Off Peak | 0 | 0 | 1 | Off Peak | 0 | 1 | Off Peak | 0 | 1 | Off Peak | 0 | 0 | 1 | Super Off Peak | 0 | 0 | 1 | Super Off Peak | 0 | 0 | 1 | Super Off Peak
2020-01-11 | 2 | 1 | 0 | 1 | 0 | 0 | 1.0018 |  | 0 | 0 | 1 | Super Off Peak | 0 | 0 | 1 | Off Peak | 0 | 1 | Off Peak | 0 | 1 | Off Peak | 0 | 0 | 1 | Super Off Peak | 0 | 0 | 1 | Super Off Peak | 0 | 0 | 1 | Super Off Peak
2020-01-11 | 3 | 1 | 0 | 1 | 0 | 0 | 0.95578 |  | 0 | 0 | 1 | Super Off Peak | 0 | 0 | 1 | Off Peak | 0 | 1 | Off Peak | 0 | 1 | Off Peak | 0 | 0 | 1 | Super Off Peak | 0 | 0 | 1 | Super Off Peak | 0 | 0 | 1 | Super Off Peak
2020-01-11 | 4 | 1 | 0 | 1 | 0 | 0 | 0.91334 |  | 0 | 0 | 1 | Super Off Peak | 0 | 0 | 1 | Off Peak | 0 | 1 | Off Peak | 0 | 1 | Off Peak | 0 | 0 | 1 | Super Off Peak | 0 | 0 | 1 | Super Off Peak | 0 | 0 | 1 | Super Off Peak
2020-01-11 | 5 | 1 | 0 | 1 | 0 | 0 | 0.89106 |  | 0 | 0 | 1 | Super Off Peak | 0 | 0 | 1 | Off Peak | 0 | 1 | Off Peak | 0 | 1 | Off Peak | 0 | 0 | 1 | Super Off Peak | 0 | 0 | 1 | Super Off Peak | 0 | 0 | 1 | Super Off Peak
2020-01-11 | 6 | 1 | 0 | 1 | 0 | 0 | 0.89381 |  | 0 | 0 | 1 | Super Off Peak | 0 | 0 | 1 | Off Peak | 0 | 1 | Off Peak | 0 | 1 | Off Peak | 0 | 0 | 1 | Super Off Peak | 0 | 1 | 0 | Off Peak | 0 | 1 | 0 | Off Peak
2020-01-11 | 7 | 1 | 0 | 1 | 0 | 0 | 1.1361 |  | 0 | 0 | 1 | Super Off Peak | 0 | 0 | 1 | Off Peak | 0 | 1 | Off Peak | 0 | 1 | Off Peak | 0 | 0 | 1 | Super Off Peak | 0 | 1 | 0 | Off Peak | 0 | 1 | 0 | Off Peak
2020-01-11 | 8 | 1 | 0 | 1 | 0 | 0 | 1.0694 |  | 0 | 0 | 1 | Super Off Peak | 0 | 0 | 1 | Off Peak | 0 | 1 | Off Peak | 0 | 1 | Off Peak | 0 | 0 | 1 | Super Off Peak | 0 | 1 | 0 | Off Peak | 0 | 1 | 0 | Off Peak
2020-01-11 | 9 | 1 | 0 | 1 | 0 | 0 | 0.65694 |  | 0 | 0 | 1 | Super Off Peak | 0 | 0 | 1 | Off Peak | 0 | 1 | Off Peak | 0 | 1 | Off Peak | 0 | 0 | 1 | Super Off Peak | 0 | 1 | 0 | Off Peak | 0 | 1 | 0 | Off Peak
2020-01-11 | 10 | 1 | 0 | 1 | 0 | 0 | 0.3056 |  | 0 | 0 | 1 | Super Off Peak | 0 | 0 | 1 | Off Peak | 0 | 1 | Off Peak | 0 | 1 | Off Peak | 0 | 0 | 1 | Super Off Peak | 0 | 1 | 0 | Off Peak | 0 | 1 | 0 | Off Peak
2020-01-11 | 11 | 1 | 0 | 1 | 0 | 0 | 0.12278 |  | 0 | 0 | 1 | Super Off Peak | 0 | 0 | 1 | Off Peak | 0 | 1 | Off Peak | 0 | 1 | Off Peak | 0 | 0 | 1 | Super Off Peak | 0 | 1 | 0 | Off Peak | 0 | 1 | 0 | Off Peak
2020-01-11 | 12 | 1 | 0 | 1 | 0 | 0 | 0.056482 |  | 0 | 0 | 1 | Super Off Peak | 0 | 0 | 1 | Off Peak | 0 | 1 | Off Peak | 0 | 1 | Off Peak | 0 | 0 | 1 | Super Off Peak | 0 | 1 | 0 | Off Peak | 0 | 1 | 0 | Off Peak
2020-01-11 | 13 | 1 | 0 | 1 | 0 | 0 | 0.01925 |  | 0 | 0 | 1 | Super Off Peak | 0 | 0 | 1 | Off Peak | 0 | 1 | Off Peak | 0 | 1 | Off Peak | 0 | 0 | 1 | Super Off Peak | 1 | 0 | 0 | On Peak | 0 | 1 | 0 | Off Peak
2020-01-11 | 14 | 1 | 0 | 1 | 0 | 0 | 0.043687 |  | 0 | 0 | 1 | Super Off Peak | 0 | 0 | 1 | Off Peak | 0 | 1 | Off Peak | 0 | 1 | Off Peak | 0 | 0 | 1 | Super Off Peak | 1 | 0 | 0 | On Peak | 0 | 1 | 0 | Off Peak
2020-01-11 | 15 | 1 | 0 | 1 | 0 | 0 | 0.20447 |  | 0 | 1 | 0 | Off Peak | 0 | 0 | 1 | Off Peak | 0 | 1 | Off Peak | 0 | 1 | Off Peak | 0 | 0 | 1 | Super Off Peak | 1 | 0 | 0 | On Peak | 0 | 1 | 0 | Off Peak
2020-01-11 | 16 | 1 | 0 | 1 | 0 | 0 | 0.5438 |  | 0 | 1 | 0 | Off Peak | 0 | 0 | 1 | Off Peak | 0 | 1 | Off Peak | 0 | 1 | Off Peak | 0 | 0 | 1 | Super Off Peak | 1 | 0 | 0 | On Peak | 0 | 1 | 0 | Off Peak
2020-01-11 | 17 | 1 | 0 | 1 | 0 | 0 | 1.0516 |  | 1 | 0 | 0 | On Peak | 0 | 0 | 1 | Off Peak | 0 | 1 | Off Peak | 0 | 1 | Off Peak | 0 | 0 | 1 | Super Off Peak | 1 | 0 | 0 | On Peak | 0 | 1 | 0 | Off Peak
2020-01-11 | 18 | 1 | 0 | 1 | 0 | 0 | 1.3892 |  | 1 | 0 | 0 | On Peak | 0 | 0 | 1 | Off Peak | 0 | 1 | Off Peak | 0 | 1 | Off Peak | 0 | 0 | 1 | Super Off Peak | 1 | 0 | 0 | On Peak | 0 | 1 | 0 | Off Peak
2020-01-11 | 19 | 1 | 0 | 1 | 0 | 0 | 1.7906 |  | 1 | 0 | 0 | On Peak | 0 | 0 | 1 | Off Peak | 0 | 1 | Off Peak | 0 | 1 | Off Peak | 0 | 0 | 1 | Super Off Peak | 1 | 0 | 0 | On Peak | 0 | 1 | 0 | Off Peak
2020-01-11 | 20 | 1 | 0 | 1 | 0 | 0 | 1.8769 |  | 1 | 0 | 0 | On Peak | 0 | 0 | 1 | Off Peak | 0 | 1 | Off Peak | 0 | 1 | Off Peak | 0 | 0 | 1 | Super Off Peak | 1 | 0 | 0 | On Peak | 1 | 0 | 0 | On Peak
2020-01-11 | 21 | 1 | 0 | 1 | 0 | 0 | 1.8334 |  | 1 | 0 | 0 | On Peak | 0 | 0 | 1 | Off Peak | 0 | 1 | Off Peak | 0 | 1 | Off Peak | 0 | 0 | 1 | Super Off Peak | 0 | 1 | 0 | Off Peak | 1 | 0 | 0 | On Peak
2020-01-11 | 22 | 1 | 0 | 1 | 0 | 0 | 1.7895 |  | 0 | 1 | 0 | Off Peak | 0 | 0 | 1 | Off Peak | 0 | 1 | Off Peak | 0 | 1 | Off Peak | 0 | 0 | 1 | Super Off Peak | 0 | 1 | 0 | Off Peak | 1 | 0 | 0 | On Peak
2020-01-11 | 23 | 1 | 0 | 1 | 0 | 0 | 1.3589 |  | 0 | 1 | 0 | Off Peak | 0 | 0 | 1 | Off Peak | 0 | 1 | Off Peak | 0 | 1 | Off Peak | 0 | 0 | 1 | Super Off Peak | 0 | 1 | 0 | Off Peak | 1 | 0 | 0 | On Peak
2020-01-11 | 24 | 1 | 0 | 1 | 0 | 0 | 1.1928 |  | 0 | 1 | 0 | Off Peak | 0 | 0 | 1 | Off Peak | 0 | 1 | Off Peak | 0 | 1 | Off Peak | 0 | 0 | 1 | Super Off Peak | 0 | 1 | 0 | Off Peak | 1 | 0 | 0 | On Peak
2020-01-12 | 1 | 1 | 0 | 1 | 1 | 0 | 1.0963 |  | 0 | 0 | 1 | Super Off Peak | 0 | 0 | 1 | Off Peak | 0 | 1 | Off Peak | 0 | 1 | Off Peak | 0 | 0 | 1 | Super Off Peak | 0 | 0 | 1 | Super Off Peak | 0 | 0 | 1 | Super Off Peak
2020-01-12 | 2 | 1 | 0 | 1 | 1 | 0 | 1.0011 |  | 0 | 0 | 1 | Super Off Peak | 0 | 0 | 1 | Off Peak | 0 | 1 | Off Peak | 0 | 1 | Off Peak | 0 | 0 | 1 | Super Off Peak | 0 | 0 | 1 | Super Off Peak | 0 | 0 | 1 | Super Off Peak
2020-01-12 | 3 | 1 | 0 | 1 | 1 | 0 | 0.94781 |  | 0 | 0 | 1 | Super Off Peak | 0 | 0 | 1 | Off Peak | 0 | 1 | Off Peak | 0 | 1 | Off Peak | 0 | 0 | 1 | Super Off Peak | 0 | 0 | 1 | Super Off Peak | 0 | 0 | 1 | Super Off Peak
2020-01-12 | 4 | 1 | 0 | 1 | 1 | 0 | 0.91578 |  | 0 | 0 | 1 | Super Off Peak | 0 | 0 | 1 | Off Peak | 0 | 1 | Off Peak | 0 | 1 | Off Peak | 0 | 0 | 1 | Super Off Peak | 0 | 0 | 1 | Super Off Peak | 0 | 0 | 1 | Super Off Peak
2020-01-12 | 5 | 1 | 0 | 1 | 1 | 0 | 0.90558 |  | 0 | 0 | 1 | Super Off Peak | 0 | 0 | 1 | Off Peak | 0 | 1 | Off Peak | 0 | 1 | Off Peak | 0 | 0 | 1 | Super Off Peak | 0 | 0 | 1 | Super Off Peak | 0 | 0 | 1 | Super Off Peak
2020-01-12 | 6 | 1 | 0 | 1 | 1 | 0 | 0.92505 |  | 0 | 0 | 1 | Super Off Peak | 0 | 0 | 1 | Off Peak | 0 | 1 | Off Peak | 0 | 1 | Off Peak | 0 | 0 | 1 | Super Off Peak | 0 | 1 | 0 | Off Peak | 0 | 1 | 0 | Off Peak
2020-01-12 | 7 | 1 | 0 | 1 | 1 | 0 | 0.98568 |  | 0 | 0 | 1 | Super Off Peak | 0 | 0 | 1 | Off Peak | 0 | 1 | Off Peak | 0 | 1 | Off Peak | 0 | 0 | 1 | Super Off Peak | 0 | 1 | 0 | Off Peak | 0 | 1 | 0 | Off Peak
2020-01-12 | 8 | 1 | 0 | 1 | 1 | 0 | 0.98101 |  | 0 | 0 | 1 | Super Off Peak | 0 | 0 | 1 | Off Peak | 0 | 1 | Off Peak | 0 | 1 | Off Peak | 0 | 0 | 1 | Super Off Peak | 0 | 1 | 0 | Off Peak | 0 | 1 | 0 | Off Peak
2020-01-12 | 9 | 1 | 0 | 1 | 1 | 0 | 0.67449 |  | 0 | 0 | 1 | Super Off Peak | 0 | 0 | 1 | Off Peak | 0 | 1 | Off Peak | 0 | 1 | Off Peak | 0 | 0 | 1 | Super Off Peak | 0 | 1 | 0 | Off Peak | 0 | 1 | 0 | Off Peak
2020-01-12 | 10 | 1 | 0 | 1 | 1 | 0 | 0.38445 |  | 0 | 0 | 1 | Super Off Peak | 0 | 0 | 1 | Off Peak | 0 | 1 | Off Peak | 0 | 1 | Off Peak | 0 | 0 | 1 | Super Off Peak | 0 | 1 | 0 | Off Peak | 0 | 1 | 0 | Off Peak
2020-01-12 | 11 | 1 | 0 | 1 | 1 | 0 | 0.22353 |  | 0 | 0 | 1 | Super Off Peak | 0 | 0 | 1 | Off Peak | 0 | 1 | Off Peak | 0 | 1 | Off Peak | 0 | 0 | 1 | Super Off Peak | 0 | 1 | 0 | Off Peak | 0 | 1 | 0 | Off Peak
2020-01-12 | 12 | 1 | 0 | 1 | 1 | 0 | 0.16887 |  | 0 | 0 | 1 | Super Off Peak | 0 | 0 | 1 | Off Peak | 0 | 1 | Off Peak | 0 | 1 | Off Peak | 0 | 0 | 1 | Super Off Peak | 0 | 1 | 0 | Off Peak | 0 | 1 | 0 | Off Peak
2020-01-12 | 13 | 1 | 0 | 1 | 1 | 0 | 0.14182 |  | 0 | 0 | 1 | Super Off Peak | 0 | 0 | 1 | Off Peak | 0 | 1 | Off Peak | 0 | 1 | Off Peak | 0 | 0 | 1 | Super Off Peak | 1 | 0 | 0 | On Peak | 0 | 1 | 0 | Off Peak
2020-01-12 | 14 | 1 | 0 | 1 | 1 | 0 | 0.15127 |  | 0 | 0 | 1 | Super Off Peak | 0 | 0 | 1 | Off Peak | 0 | 1 | Off Peak | 0 | 1 | Off Peak | 0 | 0 | 1 | Super Off Peak | 1 | 0 | 0 | On Peak | 0 | 1 | 0 | Off Peak
2020-01-12 | 15 | 1 | 0 | 1 | 1 | 0 | 0.27685 |  | 0 | 1 | 0 | Off Peak | 0 | 0 | 1 | Off Peak | 0 | 1 | Off Peak | 0 | 1 | Off Peak | 0 | 0 | 1 | Super Off Peak | 1 | 0 | 0 | On Peak | 0 | 1 | 0 | Off Peak
2020-01-12 | 16 | 1 | 0 | 1 | 1 | 0 | 0.5593 |  | 0 | 1 | 0 | Off Peak | 0 | 0 | 1 | Off Peak | 0 | 1 | Off Peak | 0 | 1 | Off Peak | 0 | 0 | 1 | Super Off Peak | 1 | 0 | 0 | On Peak | 0 | 1 | 0 | Off Peak
2020-01-12 | 17 | 1 | 0 | 1 | 1 | 0 | 0.9455 |  | 1 | 0 | 0 | On Peak | 0 | 0 | 1 | Off Peak | 0 | 1 | Off Peak | 0 | 1 | Off Peak | 0 | 0 | 1 | Super Off Peak | 1 | 0 | 0 | On Peak | 0 | 1 | 0 | Off Peak
2020-01-12 | 18 | 1 | 0 | 1 | 1 | 0 | 1.2248 |  | 1 | 0 | 0 | On Peak | 0 | 0 | 1 | Off Peak | 0 | 1 | Off Peak | 0 | 1 | Off Peak | 0 | 0 | 1 | Super Off Peak | 1 | 0 | 0 | On Peak | 0 | 1 | 0 | Off Peak
2020-01-12 | 19 | 1 | 0 | 1 | 1 | 0 | 1.5251 |  | 1 | 0 | 0 | On Peak | 0 | 0 | 1 | Off Peak | 0 | 1 | Off Peak | 0 | 1 | Off Peak | 0 | 0 | 1 | Super Off Peak | 1 | 0 | 0 | On Peak | 0 | 1 | 0 | Off Peak
2020-01-12 | 20 | 1 | 0 | 1 | 1 | 0 | 1.5713 |  | 1 | 0 | 0 | On Peak | 0 | 0 | 1 | Off Peak | 0 | 1 | Off Peak | 0 | 1 | Off Peak | 0 | 0 | 1 | Super Off Peak | 1 | 0 | 0 | On Peak | 1 | 0 | 0 | On Peak
2020-01-12 | 21 | 1 | 0 | 1 | 1 | 0 | 1.5415 |  | 1 | 0 | 0 | On Peak | 0 | 0 | 1 | Off Peak | 0 | 1 | Off Peak | 0 | 1 | Off Peak | 0 | 0 | 1 | Super Off Peak | 0 | 1 | 0 | Off Peak | 1 | 0 | 0 | On Peak
2020-01-12 | 22 | 1 | 0 | 1 | 1 | 0 | 1.5166 |  | 0 | 1 | 0 | Off Peak | 0 | 0 | 1 | Off Peak | 0 | 1 | Off Peak | 0 | 1 | Off Peak | 0 | 0 | 1 | Super Off Peak | 0 | 1 | 0 | Off Peak | 1 | 0 | 0 | On Peak
2020-01-12 | 23 | 1 | 0 | 1 | 1 | 0 | 1.4136 |  | 0 | 1 | 0 | Off Peak | 0 | 0 | 1 | Off Peak | 0 | 1 | Off Peak | 0 | 1 | Off Peak | 0 | 0 | 1 | Super Off Peak | 0 | 1 | 0 | Off Peak | 1 | 0 | 0 | On Peak
2020-01-12 | 24 | 1 | 0 | 1 | 1 | 0 | 1.2449 |  | 0 | 1 | 0 | Off Peak | 0 | 0 | 1 | Off Peak | 0 | 1 | Off Peak | 0 | 1 | Off Peak | 0 | 0 | 1 | Super Off Peak | 0 | 1 | 0 | Off Peak | 1 | 0 | 0 | On Peak
2020-01-13 | 1 | 1 | 0 | 0 | 0 | 0 | 1.1474 |  | 0 | 0 | 1 | Super Off Peak | 0 | 0 | 1 | Off Peak | 0 | 1 | Off Peak | 0 | 1 | Off Peak | 0 | 0 | 1 | Super Off Peak | 0 | 0 | 1 | Super Off Peak | 0 | 0 | 1 | Super Off Peak
2020-01-13 | 2 | 1 | 0 | 0 | 0 | 0 | 1.0052 |  | 0 | 0 | 1 | Super Off Peak | 0 | 0 | 1 | Off Peak | 0 | 1 | Off Peak | 0 | 1 | Off Peak | 0 | 0 | 1 | Super Off Peak | 0 | 0 | 1 | Super Off Peak | 0 | 0 | 1 | Super Off Peak
2020-01-13 | 3 | 1 | 0 | 0 | 0 | 0 | 0.94956 |  | 0 | 0 | 1 | Super Off Peak | 0 | 0 | 1 | Off Peak | 0 | 1 | Off Peak | 0 | 1 | Off Peak | 0 | 0 | 1 | Super Off Peak | 0 | 0 | 1 | Super Off Peak | 0 | 0 | 1 | Super Off Peak
2020-01-13 | 4 | 1 | 0 | 0 | 0 | 0 | 0.91313 |  | 0 | 0 | 1 | Super Off Peak | 0 | 0 | 1 | Off Peak | 0 | 1 | Off Peak | 0 | 1 | Off Peak | 0 | 0 | 1 | Super Off Peak | 0 | 0 | 1 | Super Off Peak | 0 | 0 | 1 | Super Off Peak
2020-01-13 | 5 | 1 | 0 | 0 | 0 | 0 | 0.89602 |  | 0 | 0 | 1 | Super Off Peak | 0 | 0 | 1 | Off Peak | 0 | 1 | Off Peak | 0 | 1 | Off Peak | 0 | 0 | 1 | Super Off Peak | 0 | 0 | 1 | Super Off Peak | 0 | 0 | 1 | Super Off Peak
2020-01-13 | 6 | 1 | 0 | 0 | 0 | 0 | 0.91244 |  | 0 | 0 | 1 | Super Off Peak | 0 | 0 | 1 | Off Peak | 0 | 1 | Off Peak | 0 | 1 | Off Peak | 0 | 0 | 1 | Super Off Peak | 0 | 1 | 0 | Off Peak | 0 | 1 | 0 | Off Peak
2020-01-13 | 7 | 1 | 0 | 0 | 0 | 0 | 1.2159 |  | 0 | 1 | 0 | Off Peak | 0 | 1 | 0 | Semi Peak | 0 | 1 | Off Peak | 0 | 1 | Off Peak | 0 | 1 | 0 | Off Peak | 0 | 1 | 0 | Off Peak | 0 | 1 | 0 | Off Peak
2020-01-13 | 8 | 1 | 0 | 0 | 0 | 0 | 1.3 |  | 0 | 1 | 0 | Off Peak | 0 | 1 | 0 | Semi Peak | 0 | 1 | Off Peak | 0 | 1 | Off Peak | 0 | 1 | 0 | Off Peak | 0 | 1 | 0 | Off Peak | 0 | 1 | 0 | Off Peak
2020-01-13 | 9 | 1 | 0 | 0 | 0 | 0 | 0.96009 |  | 0 | 1 | 0 | Off Peak | 0 | 1 | 0 | Semi Peak | 0 | 1 | Off Peak | 0 | 1 | Off Peak | 0 | 1 | 0 | Off Peak | 0 | 1 | 0 | Off Peak | 0 | 1 | 0 | Off Peak
2020-01-13 | 10 | 1 | 0 | 0 | 0 | 0 | 0.57429 |  | 0 | 1 | 0 | Off Peak | 0 | 1 | 0 | Semi Peak | 0 | 1 | Off Peak | 0 | 1 | Off Peak | 0 | 1 | 0 | Off Peak | 0 | 1 | 0 | Off Peak | 0 | 1 | 0 | Off Peak
2020-01-13 | 11 | 1 | 0 | 0 | 0 | 0 | 0.36596 |  | 0 | 1 | 0 | Off Peak | 0 | 1 | 0 | Semi Peak | 0 | 1 | Off Peak | 0 | 1 | Off Peak | 0 | 1 | 0 | Off Peak | 0 | 1 | 0 | Off Peak | 0 | 1 | 0 | Off Peak
2020-01-13 | 12 | 1 | 0 | 0 | 0 | 0 | 0.27963 |  | 0 | 1 | 0 | Off Peak | 0 | 1 | 0 | Semi Peak | 0 | 1 | Off Peak | 0 | 1 | Off Peak | 0 | 1 | 0 | Off Peak | 0 | 1 | 0 | Off Peak | 0 | 1 | 0 | Off Peak
2020-01-13 | 13 | 1 | 0 | 0 | 0 | 0 | 0.2391 |  | 0 | 1 | 0 | Off Peak | 0 | 1 | 0 | Semi Peak | 0 | 1 | Off Peak | 1 | 0 | On Peak | 0 | 1 | 0 | Off Peak | 1 | 0 | 0 | On Peak | 0 | 1 | 0 | Off Peak
2020-01-13 | 14 | 1 | 0 | 0 | 0 | 0 | 0.25656 |  | 0 | 1 | 0 | Off Peak | 0 | 1 | 0 | Semi Peak | 0 | 1 | Off Peak | 1 | 0 | On Peak | 0 | 1 | 0 | Off Peak | 1 | 0 | 0 | On Peak | 0 | 1 | 0 | Off Peak
2020-01-13 | 15 | 1 | 0 | 0 | 0 | 0 | 0.41259 |  | 0 | 1 | 0 | Off Peak | 0 | 1 | 0 | Semi Peak | 0 | 1 | Off Peak | 1 | 0 | On Peak | 0 | 1 | 0 | Off Peak | 1 | 0 | 0 | On Peak | 0 | 1 | 0 | Off Peak
2020-01-13 | 16 | 1 | 0 | 0 | 0 | 0 | 0.76388 |  | 0 | 1 | 0 | Off Peak | 0 | 1 | 0 | Semi Peak | 0 | 1 | Off Peak | 1 | 0 | On Peak | 0 | 1 | 0 | Off Peak | 1 | 0 | 0 | On Peak | 0 | 1 | 0 | Off Peak
2020-01-13 | 17 | 1 | 0 | 0 | 0 | 0 | 1.2863 |  | 1 | 0 | 0 | On Peak | 0 | 1 | 0 | Semi Peak | 1 | 0 | On Peak | 1 | 0 | On Peak | 0 | 1 | 0 | Off Peak | 1 | 0 | 0 | On Peak | 0 | 1 | 0 | Off Peak
2020-01-13 | 18 | 1 | 0 | 0 | 0 | 0 | 1.6347 |  | 1 | 0 | 0 | On Peak | 1 | 0 | 0 | On Peak | 1 | 0 | On Peak | 1 | 0 | On Peak | 0 | 1 | 0 | Off Peak | 1 | 0 | 0 | On Peak | 0 | 1 | 0 | Off Peak
2020-01-13 | 19 | 1 | 0 | 0 | 0 | 0 | 2.0156 |  | 1 | 0 | 0 | On Peak | 1 | 0 | 0 | On Peak | 1 | 0 | On Peak | 0 | 1 | Off Peak | 0 | 0 | 1 | Super Off Peak | 1 | 0 | 0 | On Peak | 0 | 1 | 0 | Off Peak
2020-01-13 | 20 | 1 | 0 | 0 | 0 | 0 | 2.0874 |  | 1 | 0 | 0 | On Peak | 1 | 0 | 0 | On Peak | 1 | 0 | On Peak | 0 | 1 | Off Peak | 0 | 0 | 1 | Super Off Peak | 1 | 0 | 0 | On Peak | 1 | 0 | 0 | On Peak
2020-01-13 | 21 | 1 | 0 | 0 | 0 | 0 | 2.0477 |  | 1 | 0 | 0 | On Peak | 0 | 1 | 0 | Semi Peak | 1 | 0 | On Peak | 0 | 1 | Off Peak | 0 | 0 | 1 | Super Off Peak | 0 | 1 | 0 | Off Peak | 1 | 0 | 0 | On Peak
2020-01-13 | 22 | 1 | 0 | 0 | 0 | 0 | 1.9784 |  | 0 | 1 | 0 | Off Peak | 0 | 1 | 0 | Semi Peak | 0 | 1 | Off Peak | 0 | 1 | Off Peak | 0 | 0 | 1 | Super Off Peak | 0 | 1 | 0 | Off Peak | 1 | 0 | 0 | On Peak
2020-01-13 | 23 | 1 | 0 | 0 | 0 | 0 | 1.5297 |  | 0 | 1 | 0 | Off Peak | 0 | 0 | 1 | Off Peak | 0 | 1 | Off Peak | 0 | 1 | Off Peak | 0 | 0 | 1 | Super Off Peak | 0 | 1 | 0 | Off Peak | 1 | 0 | 0 | On Peak
2020-01-13 | 24 | 1 | 0 | 0 | 0 | 0 | 1.3224 |  | 0 | 1 | 0 | Off Peak | 0 | 0 | 1 | Off Peak | 0 | 1 | Off Peak | 0 | 1 | Off Peak | 0 | 0 | 1 | Super Off Peak | 0 | 1 | 0 | Off Peak | 1 | 0 | 0 | On Peak
2020-01-14 | 1 | 1 | 0 | 0 | 0 | 0 | 1.1248 |  | 0 | 0 | 1 | Super Off Peak | 0 | 0 | 1 | Off Peak | 0 | 1 | Off Peak | 0 | 1 | Off Peak | 0 | 0 | 1 | Super Off Peak | 0 | 0 | 1 | Super Off Peak | 0 | 0 | 1 | Super Off Peak
2020-01-14 | 2 | 1 | 0 | 0 | 0 | 0 | 1.0416 |  | 0 | 0 | 1 | Super Off Peak | 0 | 0 | 1 | Off Peak | 0 | 1 | Off Peak | 0 | 1 | Off Peak | 0 | 0 | 1 | Super Off Peak | 0 | 0 | 1 | Super Off Peak | 0 | 0 | 1 | Super Off Peak
2020-01-14 | 3 | 1 | 0 | 0 | 0 | 0 | 0.99424 |  | 0 | 0 | 1 | Super Off Peak | 0 | 0 | 1 | Off Peak | 0 | 1 | Off Peak | 0 | 1 | Off Peak | 0 | 0 | 1 | Super Off Peak | 0 | 0 | 1 | Super Off Peak | 0 | 0 | 1 | Super Off Peak
2020-01-14 | 4 | 1 | 0 | 0 | 0 | 0 | 0.95737 |  | 0 | 0 | 1 | Super Off Peak | 0 | 0 | 1 | Off Peak | 0 | 1 | Off Peak | 0 | 1 | Off Peak | 0 | 0 | 1 | Super Off Peak | 0 | 0 | 1 | Super Off Peak | 0 | 0 | 1 | Super Off Peak
2020-01-14 | 5 | 1 | 0 | 0 | 0 | 0 | 0.93912 |  | 0 | 0 | 1 | Super Off Peak | 0 | 0 | 1 | Off Peak | 0 | 1 | Off Peak | 0 | 1 | Off Peak | 0 | 0 | 1 | Super Off Peak | 0 | 0 | 1 | Super Off Peak | 0 | 0 | 1 | Super Off Peak
2020-01-14 | 6 | 1 | 0 | 0 | 0 | 0 | 0.94911 |  | 0 | 0 | 1 | Super Off Peak | 0 | 0 | 1 | Off Peak | 0 | 1 | Off Peak | 0 | 1 | Off Peak | 0 | 0 | 1 | Super Off Peak | 0 | 1 | 0 | Off Peak | 0 | 1 | 0 | Off Peak
2020-01-14 | 7 | 1 | 0 | 0 | 0 | 0 | 1.2387 |  | 0 | 1 | 0 | Off Peak | 0 | 1 | 0 | Semi Peak | 0 | 1 | Off Peak | 0 | 1 | Off Peak | 0 | 1 | 0 | Off Peak | 0 | 1 | 0 | Off Peak | 0 | 1 | 0 | Off Peak
2020-01-14 | 8 | 1 | 0 | 0 | 0 | 0 | 1.2732 |  | 0 | 1 | 0 | Off Peak | 0 | 1 | 0 | Semi Peak | 0 | 1 | Off Peak | 0 | 1 | Off Peak | 0 | 1 | 0 | Off Peak | 0 | 1 | 0 | Off Peak | 0 | 1 | 0 | Off Peak
2020-01-14 | 9 | 1 | 0 | 0 | 0 | 0 | 0.89316 |  | 0 | 1 | 0 | Off Peak | 0 | 1 | 0 | Semi Peak | 0 | 1 | Off Peak | 0 | 1 | Off Peak | 0 | 1 | 0 | Off Peak | 0 | 1 | 0 | Off Peak | 0 | 1 | 0 | Off Peak
2020-01-14 | 10 | 1 | 0 | 0 | 0 | 0 | 0.50462 |  | 0 | 1 | 0 | Off Peak | 0 | 1 | 0 | Semi Peak | 0 | 1 | Off Peak | 0 | 1 | Off Peak | 0 | 1 | 0 | Off Peak | 0 | 1 | 0 | Off Peak | 0 | 1 | 0 | Off Peak
2020-01-14 | 11 | 1 | 0 | 0 | 0 | 0 | 0.28548 |  | 0 | 1 | 0 | Off Peak | 0 | 1 | 0 | Semi Peak | 0 | 1 | Off Peak | 0 | 1 | Off Peak | 0 | 1 | 0 | Off Peak | 0 | 1 | 0 | Off Peak | 0 | 1 | 0 | Off Peak
2020-01-14 | 12 | 1 | 0 | 0 | 0 | 0 | 0.18083 |  | 0 | 1 | 0 | Off Peak | 0 | 1 | 0 | Semi Peak | 0 | 1 | Off Peak | 0 | 1 | Off Peak | 0 | 1 | 0 | Off Peak | 0 | 1 | 0 | Off Peak | 0 | 1 | 0 | Off Peak
2020-01-14 | 13 | 1 | 0 | 0 | 0 | 0 | 0.13932 |  | 0 | 1 | 0 | Off Peak | 0 | 1 | 0 | Semi Peak | 0 | 1 | Off Peak | 1 | 0 | On Peak | 0 | 1 | 0 | Off Peak | 1 | 0 | 0 | On Peak | 0 | 1 | 0 | Off Peak
2020-01-14 | 14 | 1 | 0 | 0 | 0 | 0 | 0.1498 |  | 0 | 1 | 0 | Off Peak | 0 | 1 | 0 | Semi Peak | 0 | 1 | Off Peak | 1 | 0 | On Peak | 0 | 1 | 0 | Off Peak | 1 | 0 | 0 | On Peak | 0 | 1 | 0 | Off Peak
2020-01-14 | 15 | 1 | 0 | 0 | 0 | 0 | 0.3056 |  | 0 | 1 | 0 | Off Peak | 0 | 1 | 0 | Semi Peak | 0 | 1 | Off Peak | 1 | 0 | On Peak | 0 | 1 | 0 | Off Peak | 1 | 0 | 0 | On Peak | 0 | 1 | 0 | Off Peak
2020-01-14 | 16 | 1 | 0 | 0 | 0 | 0 | 0.65355 |  | 0 | 1 | 0 | Off Peak | 0 | 1 | 0 | Semi Peak | 0 | 1 | Off Peak | 1 | 0 | On Peak | 0 | 1 | 0 | Off Peak | 1 | 0 | 0 | On Peak | 0 | 1 | 0 | Off Peak
2020-01-14 | 17 | 1 | 0 | 0 | 0 | 0 | 1.1801 |  | 1 | 0 | 0 | On Peak | 0 | 1 | 0 | Semi Peak | 1 | 0 | On Peak | 1 | 0 | On Peak | 0 | 1 | 0 | Off Peak | 1 | 0 | 0 | On Peak | 0 | 1 | 0 | Off Peak
2020-01-14 | 18 | 1 | 0 | 0 | 0 | 0 | 1.5316 |  | 1 | 0 | 0 | On Peak | 1 | 0 | 0 | On Peak | 1 | 0 | On Peak | 1 | 0 | On Peak | 0 | 1 | 0 | Off Peak | 1 | 0 | 0 | On Peak | 0 | 1 | 0 | Off Peak
2020-01-14 | 19 | 1 | 0 | 0 | 0 | 0 | 1.9173 |  | 1 | 0 | 0 | On Peak | 1 | 0 | 0 | On Peak | 1 | 0 | On Peak | 0 | 1 | Off Peak | 0 | 0 | 1 | Super Off Peak | 1 | 0 | 0 | On Peak | 0 | 1 | 0 | Off Peak
2020-01-14 | 20 | 1 | 0 | 0 | 0 | 0 | 2.0063 |  | 1 | 0 | 0 | On Peak | 1 | 0 | 0 | On Peak | 1 | 0 | On Peak | 0 | 1 | Off Peak | 0 | 0 | 1 | Super Off Peak | 1 | 0 | 0 | On Peak | 1 | 0 | 0 | On Peak
2020-01-14 | 21 | 1 | 0 | 0 | 0 | 0 | 1.9805 |  | 1 | 0 | 0 | On Peak | 0 | 1 | 0 | Semi Peak | 1 | 0 | On Peak | 0 | 1 | Off Peak | 0 | 0 | 1 | Super Off Peak | 0 | 1 | 0 | Off Peak | 1 | 0 | 0 | On Peak
2020-01-14 | 22 | 1 | 0 | 0 | 0 | 0 | 1.9184 |  | 0 | 1 | 0 | Off Peak | 0 | 1 | 0 | Semi Peak | 0 | 1 | Off Peak | 0 | 1 | Off Peak | 0 | 0 | 1 | Super Off Peak | 0 | 1 | 0 | Off Peak | 1 | 0 | 0 | On Peak
2020-01-14 | 23 | 1 | 0 | 0 | 0 | 0 | 1.4926 |  | 0 | 1 | 0 | Off Peak | 0 | 0 | 1 | Off Peak | 0 | 1 | Off Peak | 0 | 1 | Off Peak | 0 | 0 | 1 | Super Off Peak | 0 | 1 | 0 | Off Peak | 1 | 0 | 0 | On Peak
2020-01-14 | 24 | 1 | 0 | 0 | 0 | 0 | 1.2946 |  | 0 | 1 | 0 | Off Peak | 0 | 0 | 1 | Off Peak | 0 | 1 | Off Peak | 0 | 1 | Off Peak | 0 | 0 | 1 | Super Off Peak | 0 | 1 | 0 | Off Peak | 1 | 0 | 0 | On Peak
2020-01-15 | 1 | 1 | 0 | 0 | 0 | 0 | 1.1001 |  | 0 | 0 | 1 | Super Off Peak | 0 | 0 | 1 | Off Peak | 0 | 1 | Off Peak | 0 | 1 | Off Peak | 0 | 0 | 1 | Super Off Peak | 0 | 0 | 1 | Super Off Peak | 0 | 0 | 1 | Super Off Peak
2020-01-15 | 2 | 1 | 0 | 0 | 0 | 0 | 1.0066 |  | 0 | 0 | 1 | Super Off Peak | 0 | 0 | 1 | Off Peak | 0 | 1 | Off Peak | 0 | 1 | Off Peak | 0 | 0 | 1 | Super Off Peak | 0 | 0 | 1 | Super Off Peak | 0 | 0 | 1 | Super Off Peak
2020-01-15 | 3 | 1 | 0 | 0 | 0 | 0 | 0.95372 |  | 0 | 0 | 1 | Super Off Peak | 0 | 0 | 1 | Off Peak | 0 | 1 | Off Peak | 0 | 1 | Off Peak | 0 | 0 | 1 | Super Off Peak | 0 | 0 | 1 | Super Off Peak | 0 | 0 | 1 | Super Off Peak
2020-01-15 | 4 | 1 | 0 | 0 | 0 | 0 | 0.92923 |  | 0 | 0 | 1 | Super Off Peak | 0 | 0 | 1 | Off Peak | 0 | 1 | Off Peak | 0 | 1 | Off Peak | 0 | 0 | 1 | Super Off Peak | 0 | 0 | 1 | Super Off Peak | 0 | 0 | 1 | Super Off Peak
2020-01-15 | 5 | 1 | 0 | 0 | 0 | 0 | 0.91244 |  | 0 | 0 | 1 | Super Off Peak | 0 | 0 | 1 | Off Peak | 0 | 1 | Off Peak | 0 | 1 | Off Peak | 0 | 0 | 1 | Super Off Peak | 0 | 0 | 1 | Super Off Peak | 0 | 0 | 1 | Super Off Peak
2020-01-15 | 6 | 1 | 0 | 0 | 0 | 0 | 0.91418 |  | 0 | 0 | 1 | Super Off Peak | 0 | 0 | 1 | Off Peak | 0 | 1 | Off Peak | 0 | 1 | Off Peak | 0 | 0 | 1 | Super Off Peak | 0 | 1 | 0 | Off Peak | 0 | 1 | 0 | Off Peak
2020-01-15 | 7 | 1 | 0 | 0 | 0 | 0 | 1.2087 |  | 0 | 1 | 0 | Off Peak | 0 | 1 | 0 | Semi Peak | 0 | 1 | Off Peak | 0 | 1 | Off Peak | 0 | 1 | 0 | Off Peak | 0 | 1 | 0 | Off Peak | 0 | 1 | 0 | Off Peak
2020-01-15 | 8 | 1 | 0 | 0 | 0 | 0 | 1.2585 |  | 0 | 1 | 0 | Off Peak | 0 | 1 | 0 | Semi Peak | 0 | 1 | Off Peak | 0 | 1 | Off Peak | 0 | 1 | 0 | Off Peak | 0 | 1 | 0 | Off Peak | 0 | 1 | 0 | Off Peak
2020-01-15 | 9 | 1 | 0 | 0 | 0 | 0 | 0.91008 |  | 0 | 1 | 0 | Off Peak | 0 | 1 | 0 | Semi Peak | 0 | 1 | Off Peak | 0 | 1 | Off Peak | 0 | 1 | 0 | Off Peak | 0 | 1 | 0 | Off Peak | 0 | 1 | 0 | Off Peak
2020-01-15 | 10 | 1 | 0 | 0 | 0 | 0 | 0.54842 |  | 0 | 1 | 0 | Off Peak | 0 | 1 | 0 | Semi Peak | 0 | 1 | Off Peak | 0 | 1 | Off Peak | 0 | 1 | 0 | Off Peak | 0 | 1 | 0 | Off Peak | 0 | 1 | 0 | Off Peak
2020-01-15 | 11 | 1 | 0 | 0 | 0 | 0 | 0.3766 |  | 0 | 1 | 0 | Off Peak | 0 | 1 | 0 | Semi Peak | 0 | 1 | Off Peak | 0 | 1 | Off Peak | 0 | 1 | 0 | Off Peak | 0 | 1 | 0 | Off Peak | 0 | 1 | 0 | Off Peak
2020-01-15 | 12 | 1 | 0 | 0 | 0 | 0 | 0.32321 |  | 0 | 1 | 0 | Off Peak | 0 | 1 | 0 | Semi Peak | 0 | 1 | Off Peak | 0 | 1 | Off Peak | 0 | 1 | 0 | Off Peak | 0 | 1 | 0 | Off Peak | 0 | 1 | 0 | Off Peak
2020-01-15 | 13 | 1 | 0 | 0 | 0 | 0 | 0.28863 |  | 0 | 1 | 0 | Off Peak | 0 | 1 | 0 | Semi Peak | 0 | 1 | Off Peak | 1 | 0 | On Peak | 0 | 1 | 0 | Off Peak | 1 | 0 | 0 | On Peak | 0 | 1 | 0 | Off Peak
2020-01-15 | 14 | 1 | 0 | 0 | 0 | 0 | 0.33159 |  | 0 | 1 | 0 | Off Peak | 0 | 1 | 0 | Semi Peak | 0 | 1 | Off Peak | 1 | 0 | On Peak | 0 | 1 | 0 | Off Peak | 1 | 0 | 0 | On Peak | 0 | 1 | 0 | Off Peak
2020-01-15 | 15 | 1 | 0 | 0 | 0 | 0 | 0.49062 |  | 0 | 1 | 0 | Off Peak | 0 | 1 | 0 | Semi Peak | 0 | 1 | Off Peak | 1 | 0 | On Peak | 0 | 1 | 0 | Off Peak | 1 | 0 | 0 | On Peak | 0 | 1 | 0 | Off Peak
2020-01-15 | 16 | 1 | 0 | 0 | 0 | 0 | 0.82168 |  | 0 | 1 | 0 | Off Peak | 0 | 1 | 0 | Semi Peak | 0 | 1 | Off Peak | 1 | 0 | On Peak | 0 | 1 | 0 | Off Peak | 1 | 0 | 0 | On Peak | 0 | 1 | 0 | Off Peak
2020-01-15 | 17 | 1 | 0 | 0 | 0 | 0 | 1.268 |  | 1 | 0 | 0 | On Peak | 0 | 1 | 0 | Semi Peak | 1 | 0 | On Peak | 1 | 0 | On Peak | 0 | 1 | 0 | Off Peak | 1 | 0 | 0 | On Peak | 0 | 1 | 0 | Off Peak
2020-01-15 | 18 | 1 | 0 | 0 | 0 | 0 | 1.5414 |  | 1 | 0 | 0 | On Peak | 1 | 0 | 0 | On Peak | 1 | 0 | On Peak | 1 | 0 | On Peak | 0 | 1 | 0 | Off Peak | 1 | 0 | 0 | On Peak | 0 | 1 | 0 | Off Peak
2020-01-15 | 19 | 1 | 0 | 0 | 0 | 0 | 1.9179 |  | 1 | 0 | 0 | On Peak | 1 | 0 | 0 | On Peak | 1 | 0 | On Peak | 0 | 1 | Off Peak | 0 | 0 | 1 | Super Off Peak | 1 | 0 | 0 | On Peak | 0 | 1 | 0 | Off Peak
2020-01-15 | 20 | 1 | 0 | 0 | 0 | 0 | 1.9869 |  | 1 | 0 | 0 | On Peak | 1 | 0 | 0 | On Peak | 1 | 0 | On Peak | 0 | 1 | Off Peak | 0 | 0 | 1 | Super Off Peak | 1 | 0 | 0 | On Peak | 1 | 0 | 0 | On Peak
2020-01-15 | 21 | 1 | 0 | 0 | 0 | 0 | 1.9412 |  | 1 | 0 | 0 | On Peak | 0 | 1 | 0 | Semi Peak | 1 | 0 | On Peak | 0 | 1 | Off Peak | 0 | 0 | 1 | Super Off Peak | 0 | 1 | 0 | Off Peak | 1 | 0 | 0 | On Peak
2020-01-15 | 22 | 1 | 0 | 0 | 0 | 0 | 1.88 |  | 0 | 1 | 0 | Off Peak | 0 | 1 | 0 | Semi Peak | 0 | 1 | Off Peak | 0 | 1 | Off Peak | 0 | 0 | 1 | Super Off Peak | 0 | 1 | 0 | Off Peak | 1 | 0 | 0 | On Peak
2020-01-15 | 23 | 1 | 0 | 0 | 0 | 0 | 1.4557 |  | 0 | 1 | 0 | Off Peak | 0 | 0 | 1 | Off Peak | 0 | 1 | Off Peak | 0 | 1 | Off Peak | 0 | 0 | 1 | Super Off Peak | 0 | 1 | 0 | Off Peak | 1 | 0 | 0 | On Peak
2020-01-15 | 24 | 1 | 0 | 0 | 0 | 0 | 1.2607 |  | 0 | 1 | 0 | Off Peak | 0 | 0 | 1 | Off Peak | 0 | 1 | Off Peak | 0 | 1 | Off Peak | 0 | 0 | 1 | Super Off Peak | 0 | 1 | 0 | Off Peak | 1 | 0 | 0 | On Peak
2020-01-16 | 1 | 1 | 0 | 0 | 0 | 0 | 1.0721 |  | 0 | 0 | 1 | Super Off Peak | 0 | 0 | 1 | Off Peak | 0 | 1 | Off Peak | 0 | 1 | Off Peak | 0 | 0 | 1 | Super Off Peak | 0 | 0 | 1 | Super Off Peak | 0 | 0 | 1 | Super Off Peak
2020-01-16 | 2 | 1 | 0 | 0 | 0 | 0 | 0.98846 |  | 0 | 0 | 1 | Super Off Peak | 0 | 0 | 1 | Off Peak | 0 | 1 | Off Peak | 0 | 1 | Off Peak | 0 | 0 | 1 | Super Off Peak | 0 | 0 | 1 | Super Off Peak | 0 | 0 | 1 | Super Off Peak
2020-01-16 | 3 | 1 | 0 | 0 | 0 | 0 | 0.93745 |  | 0 | 0 | 1 | Super Off Peak | 0 | 0 | 1 | Off Peak | 0 | 1 | Off Peak | 0 | 1 | Off Peak | 0 | 0 | 1 | Super Off Peak | 0 | 0 | 1 | Super Off Peak | 0 | 0 | 1 | Super Off Peak
2020-01-16 | 4 | 1 | 0 | 0 | 0 | 0 | 0.90555 |  | 0 | 0 | 1 | Super Off Peak | 0 | 0 | 1 | Off Peak | 0 | 1 | Off Peak | 0 | 1 | Off Peak | 0 | 0 | 1 | Super Off Peak | 0 | 0 | 1 | Super Off Peak | 0 | 0 | 1 | Super Off Peak
2020-01-16 | 5 | 1 | 0 | 0 | 0 | 0 | 0.88772 |  | 0 | 0 | 1 | Super Off Peak | 0 | 0 | 1 | Off Peak | 0 | 1 | Off Peak | 0 | 1 | Off Peak | 0 | 0 | 1 | Super Off Peak | 0 | 0 | 1 | Super Off Peak | 0 | 0 | 1 | Super Off Peak
2020-01-16 | 6 | 1 | 0 | 0 | 0 | 0 | 0.90161 |  | 0 | 0 | 1 | Super Off Peak | 0 | 0 | 1 | Off Peak | 0 | 1 | Off Peak | 0 | 1 | Off Peak | 0 | 0 | 1 | Super Off Peak | 0 | 1 | 0 | Off Peak | 0 | 1 | 0 | Off Peak
2020-01-16 | 7 | 1 | 0 | 0 | 0 | 0 | 1.2095 |  | 0 | 1 | 0 | Off Peak | 0 | 1 | 0 | Semi Peak | 0 | 1 | Off Peak | 0 | 1 | Off Peak | 0 | 1 | 0 | Off Peak | 0 | 1 | 0 | Off Peak | 0 | 1 | 0 | Off Peak
2020-01-16 | 8 | 1 | 0 | 0 | 0 | 0 | 1.2842 |  | 0 | 1 | 0 | Off Peak | 0 | 1 | 0 | Semi Peak | 0 | 1 | Off Peak | 0 | 1 | Off Peak | 0 | 1 | 0 | Off Peak | 0 | 1 | 0 | Off Peak | 0 | 1 | 0 | Off Peak
2020-01-16 | 9 | 1 | 0 | 0 | 0 | 0 | 0.92768 |  | 0 | 1 | 0 | Off Peak | 0 | 1 | 0 | Semi Peak | 0 | 1 | Off Peak | 0 | 1 | Off Peak | 0 | 1 | 0 | Off Peak | 0 | 1 | 0 | Off Peak | 0 | 1 | 0 | Off Peak
2020-01-16 | 10 | 1 | 0 | 0 | 0 | 0 | 0.53916 |  | 0 | 1 | 0 | Off Peak | 0 | 1 | 0 | Semi Peak | 0 | 1 | Off Peak | 0 | 1 | Off Peak | 0 | 1 | 0 | Off Peak | 0 | 1 | 0 | Off Peak | 0 | 1 | 0 | Off Peak
2020-01-16 | 11 | 1 | 0 | 0 | 0 | 0 | 0.36171 |  | 0 | 1 | 0 | Off Peak | 0 | 1 | 0 | Semi Peak | 0 | 1 | Off Peak | 0 | 1 | Off Peak | 0 | 1 | 0 | Off Peak | 0 | 1 | 0 | Off Peak | 0 | 1 | 0 | Off Peak
2020-01-16 | 12 | 1 | 0 | 0 | 0 | 0 | 0.29883 |  | 0 | 1 | 0 | Off Peak | 0 | 1 | 0 | Semi Peak | 0 | 1 | Off Peak | 0 | 1 | Off Peak | 0 | 1 | 0 | Off Peak | 0 | 1 | 0 | Off Peak | 0 | 1 | 0 | Off Peak
2020-01-16 | 13 | 1 | 0 | 0 | 0 | 0 | 0.26114 |  | 0 | 1 | 0 | Off Peak | 0 | 1 | 0 | Semi Peak | 0 | 1 | Off Peak | 1 | 0 | On Peak | 0 | 1 | 0 | Off Peak | 1 | 0 | 0 | On Peak | 0 | 1 | 0 | Off Peak
2020-01-16 | 14 | 1 | 0 | 0 | 0 | 0 | 0.29537 |  | 0 | 1 | 0 | Off Peak | 0 | 1 | 0 | Semi Peak | 0 | 1 | Off Peak | 1 | 0 | On Peak | 0 | 1 | 0 | Off Peak | 1 | 0 | 0 | On Peak | 0 | 1 | 0 | Off Peak
2020-01-16 | 15 | 1 | 0 | 0 | 0 | 0 | 0.4715 |  | 0 | 1 | 0 | Off Peak | 0 | 1 | 0 | Semi Peak | 0 | 1 | Off Peak | 1 | 0 | On Peak | 0 | 1 | 0 | Off Peak | 1 | 0 | 0 | On Peak | 0 | 1 | 0 | Off Peak
2020-01-16 | 16 | 1 | 0 | 0 | 0 | 0 | 0.82394 |  | 0 | 1 | 0 | Off Peak | 0 | 1 | 0 | Semi Peak | 0 | 1 | Off Peak | 1 | 0 | On Peak | 0 | 1 | 0 | Off Peak | 1 | 0 | 0 | On Peak | 0 | 1 | 0 | Off Peak
2020-01-16 | 17 | 1 | 0 | 0 | 0 | 0 | 1.2749 |  | 1 | 0 | 0 | On Peak | 0 | 1 | 0 | Semi Peak | 1 | 0 | On Peak | 1 | 0 | On Peak | 0 | 1 | 0 | Off Peak | 1 | 0 | 0 | On Peak | 0 | 1 | 0 | Off Peak
2020-01-16 | 18 | 1 | 0 | 0 | 0 | 0 | 1.5364 |  | 1 | 0 | 0 | On Peak | 1 | 0 | 0 | On Peak | 1 | 0 | On Peak | 1 | 0 | On Peak | 0 | 1 | 0 | Off Peak | 1 | 0 | 0 | On Peak | 0 | 1 | 0 | Off Peak
2020-01-16 | 19 | 1 | 0 | 0 | 0 | 0 | 1.879 |  | 1 | 0 | 0 | On Peak | 1 | 0 | 0 | On Peak | 1 | 0 | On Peak | 0 | 1 | Off Peak | 0 | 0 | 1 | Super Off Peak | 1 | 0 | 0 | On Peak | 0 | 1 | 0 | Off Peak
2020-01-16 | 20 | 1 | 0 | 0 | 0 | 0 | 1.9645 |  | 1 | 0 | 0 | On Peak | 1 | 0 | 0 | On Peak | 1 | 0 | On Peak | 0 | 1 | Off Peak | 0 | 0 | 1 | Super Off Peak | 1 | 0 | 0 | On Peak | 1 | 0 | 0 | On Peak
2020-01-16 | 21 | 1 | 0 | 0 | 0 | 0 | 1.9148 |  | 1 | 0 | 0 | On Peak | 0 | 1 | 0 | Semi Peak | 1 | 0 | On Peak | 0 | 1 | Off Peak | 0 | 0 | 1 | Super Off Peak | 0 | 1 | 0 | Off Peak | 1 | 0 | 0 | On Peak
2020-01-16 | 22 | 1 | 0 | 0 | 0 | 0 | 1.8514 |  | 0 | 1 | 0 | Off Peak | 0 | 1 | 0 | Semi Peak | 0 | 1 | Off Peak | 0 | 1 | Off Peak | 0 | 0 | 1 | Super Off Peak | 0 | 1 | 0 | Off Peak | 1 | 0 | 0 | On Peak
2020-01-16 | 23 | 1 | 0 | 0 | 0 | 0 | 1.4238 |  | 0 | 1 | 0 | Off Peak | 0 | 0 | 1 | Off Peak | 0 | 1 | Off Peak | 0 | 1 | Off Peak | 0 | 0 | 1 | Super Off Peak | 0 | 1 | 0 | Off Peak | 1 | 0 | 0 | On Peak
2020-01-16 | 24 | 1 | 0 | 0 | 0 | 0 | 1.2222 |  | 0 | 1 | 0 | Off Peak | 0 | 0 | 1 | Off Peak | 0 | 1 | Off Peak | 0 | 1 | Off Peak | 0 | 0 | 1 | Super Off Peak | 0 | 1 | 0 | Off Peak | 1 | 0 | 0 | On Peak
2020-01-17 | 1 | 1 | 0 | 0 | 0 | 0 | 1.0883 |  | 0 | 0 | 1 | Super Off Peak | 0 | 0 | 1 | Off Peak | 0 | 1 | Off Peak | 0 | 1 | Off Peak | 0 | 0 | 1 | Super Off Peak | 0 | 0 | 1 | Super Off Peak | 0 | 0 | 1 | Super Off Peak
2020-01-17 | 2 | 1 | 0 | 0 | 0 | 0 | 1.0112 |  | 0 | 0 | 1 | Super Off Peak | 0 | 0 | 1 | Off Peak | 0 | 1 | Off Peak | 0 | 1 | Off Peak | 0 | 0 | 1 | Super Off Peak | 0 | 0 | 1 | Super Off Peak | 0 | 0 | 1 | Super Off Peak
2020-01-17 | 3 | 1 | 0 | 0 | 0 | 0 | 0.9536 |  | 0 | 0 | 1 | Super Off Peak | 0 | 0 | 1 | Off Peak | 0 | 1 | Off Peak | 0 | 1 | Off Peak | 0 | 0 | 1 | Super Off Peak | 0 | 0 | 1 | Super Off Peak | 0 | 0 | 1 | Super Off Peak
2020-01-17 | 4 | 1 | 0 | 0 | 0 | 0 | 0.92371 |  | 0 | 0 | 1 | Super Off Peak | 0 | 0 | 1 | Off Peak | 0 | 1 | Off Peak | 0 | 1 | Off Peak | 0 | 0 | 1 | Super Off Peak | 0 | 0 | 1 | Super Off Peak | 0 | 0 | 1 | Super Off Peak
2020-01-17 | 5 | 1 | 0 | 0 | 0 | 0 | 0.90272 |  | 0 | 0 | 1 | Super Off Peak | 0 | 0 | 1 | Off Peak | 0 | 1 | Off Peak | 0 | 1 | Off Peak | 0 | 0 | 1 | Super Off Peak | 0 | 0 | 1 | Super Off Peak | 0 | 0 | 1 | Super Off Peak
2020-01-17 | 6 | 1 | 0 | 0 | 0 | 0 | 0.91142 |  | 0 | 0 | 1 | Super Off Peak | 0 | 0 | 1 | Off Peak | 0 | 1 | Off Peak | 0 | 1 | Off Peak | 0 | 0 | 1 | Super Off Peak | 0 | 1 | 0 | Off Peak | 0 | 1 | 0 | Off Peak
2020-01-17 | 7 | 1 | 0 | 0 | 0 | 0 | 1.1742 |  | 0 | 1 | 0 | Off Peak | 0 | 1 | 0 | Semi Peak | 0 | 1 | Off Peak | 0 | 1 | Off Peak | 0 | 1 | 0 | Off Peak | 0 | 1 | 0 | Off Peak | 0 | 1 | 0 | Off Peak
2020-01-17 | 8 | 1 | 0 | 0 | 0 | 0 | 1.1604 |  | 0 | 1 | 0 | Off Peak | 0 | 1 | 0 | Semi Peak | 0 | 1 | Off Peak | 0 | 1 | Off Peak | 0 | 1 | 0 | Off Peak | 0 | 1 | 0 | Off Peak | 0 | 1 | 0 | Off Peak
2020-01-17 | 9 | 1 | 0 | 0 | 0 | 0 | 0.78762 |  | 0 | 1 | 0 | Off Peak | 0 | 1 | 0 | Semi Peak | 0 | 1 | Off Peak | 0 | 1 | Off Peak | 0 | 1 | 0 | Off Peak | 0 | 1 | 0 | Off Peak | 0 | 1 | 0 | Off Peak
2020-01-17 | 10 | 1 | 0 | 0 | 0 | 0 | 0.44007 |  | 0 | 1 | 0 | Off Peak | 0 | 1 | 0 | Semi Peak | 0 | 1 | Off Peak | 0 | 1 | Off Peak | 0 | 1 | 0 | Off Peak | 0 | 1 | 0 | Off Peak | 0 | 1 | 0 | Off Peak
2020-01-17 | 11 | 1 | 0 | 0 | 0 | 0 | 0.2645 |  | 0 | 1 | 0 | Off Peak | 0 | 1 | 0 | Semi Peak | 0 | 1 | Off Peak | 0 | 1 | Off Peak | 0 | 1 | 0 | Off Peak | 0 | 1 | 0 | Off Peak | 0 | 1 | 0 | Off Peak
2020-01-17 | 12 | 1 | 0 | 0 | 0 | 0 | 0.21786 |  | 0 | 1 | 0 | Off Peak | 0 | 1 | 0 | Semi Peak | 0 | 1 | Off Peak | 0 | 1 | Off Peak | 0 | 1 | 0 | Off Peak | 0 | 1 | 0 | Off Peak | 0 | 1 | 0 | Off Peak
2020-01-17 | 13 | 1 | 0 | 0 | 0 | 0 | 0.18379 |  | 0 | 1 | 0 | Off Peak | 0 | 1 | 0 | Semi Peak | 0 | 1 | Off Peak | 1 | 0 | On Peak | 0 | 1 | 0 | Off Peak | 1 | 0 | 0 | On Peak | 0 | 1 | 0 | Off Peak
2020-01-17 | 14 | 1 | 0 | 0 | 0 | 0 | 0.22289 |  | 0 | 1 | 0 | Off Peak | 0 | 1 | 0 | Semi Peak | 0 | 1 | Off Peak | 1 | 0 | On Peak | 0 | 1 | 0 | Off Peak | 1 | 0 | 0 | On Peak | 0 | 1 | 0 | Off Peak
2020-01-17 | 15 | 1 | 0 | 0 | 0 | 0 | 0.38763 |  | 0 | 1 | 0 | Off Peak | 0 | 1 | 0 | Semi Peak | 0 | 1 | Off Peak | 1 | 0 | On Peak | 0 | 1 | 0 | Off Peak | 1 | 0 | 0 | On Peak | 0 | 1 | 0 | Off Peak
2020-01-17 | 16 | 1 | 0 | 0 | 0 | 0 | 0.7311 |  | 0 | 1 | 0 | Off Peak | 0 | 1 | 0 | Semi Peak | 0 | 1 | Off Peak | 1 | 0 | On Peak | 0 | 1 | 0 | Off Peak | 1 | 0 | 0 | On Peak | 0 | 1 | 0 | Off Peak
2020-01-17 | 17 | 1 | 0 | 0 | 0 | 0 | 1.1855 |  | 1 | 0 | 0 | On Peak | 0 | 1 | 0 | Semi Peak | 1 | 0 | On Peak | 1 | 0 | On Peak | 0 | 1 | 0 | Off Peak | 1 | 0 | 0 | On Peak | 0 | 1 | 0 | Off Peak
2020-01-17 | 18 | 1 | 0 | 0 | 0 | 0 | 1.4688 |  | 1 | 0 | 0 | On Peak | 1 | 0 | 0 | On Peak | 1 | 0 | On Peak | 1 | 0 | On Peak | 0 | 1 | 0 | Off Peak | 1 | 0 | 0 | On Peak | 0 | 1 | 0 | Off Peak
2020-01-17 | 19 | 1 | 0 | 0 | 0 | 0 | 1.8556 |  | 1 | 0 | 0 | On Peak | 1 | 0 | 0 | On Peak | 1 | 0 | On Peak | 0 | 1 | Off Peak | 0 | 0 | 1 | Super Off Peak | 1 | 0 | 0 | On Peak | 0 | 1 | 0 | Off Peak
2020-01-17 | 20 | 1 | 0 | 0 | 0 | 0 | 1.9135 |  | 1 | 0 | 0 | On Peak | 1 | 0 | 0 | On Peak | 1 | 0 | On Peak | 0 | 1 | Off Peak | 0 | 0 | 1 | Super Off Peak | 1 | 0 | 0 | On Peak | 1 | 0 | 0 | On Peak
2020-01-17 | 21 | 1 | 0 | 0 | 0 | 0 | 1.8737 |  | 1 | 0 | 0 | On Peak | 0 | 1 | 0 | Semi Peak | 1 | 0 | On Peak | 0 | 1 | Off Peak | 0 | 0 | 1 | Super Off Peak | 0 | 1 | 0 | Off Peak | 1 | 0 | 0 | On Peak
2020-01-17 | 22 | 1 | 0 | 0 | 0 | 0 | 1.8084 |  | 0 | 1 | 0 | Off Peak | 0 | 1 | 0 | Semi Peak | 0 | 1 | Off Peak | 0 | 1 | Off Peak | 0 | 0 | 1 | Super Off Peak | 0 | 1 | 0 | Off Peak | 1 | 0 | 0 | On Peak
2020-01-17 | 23 | 1 | 0 | 0 | 0 | 0 | 1.4019 |  | 0 | 1 | 0 | Off Peak | 0 | 0 | 1 | Off Peak | 0 | 1 | Off Peak | 0 | 1 | Off Peak | 0 | 0 | 1 | Super Off Peak | 0 | 1 | 0 | Off Peak | 1 | 0 | 0 | On Peak
2020-01-17 | 24 | 1 | 0 | 0 | 0 | 0 | 1.2325 |  | 0 | 1 | 0 | Off Peak | 0 | 0 | 1 | Off Peak | 0 | 1 | Off Peak | 0 | 1 | Off Peak | 0 | 0 | 1 | Super Off Peak | 0 | 1 | 0 | Off Peak | 1 | 0 | 0 | On Peak
2020-01-18 | 1 | 1 | 0 | 1 | 0 | 0 | 1.0493 |  | 0 | 0 | 1 | Super Off Peak | 0 | 0 | 1 | Off Peak | 0 | 1 | Off Peak | 0 | 1 | Off Peak | 0 | 0 | 1 | Super Off Peak | 0 | 0 | 1 | Super Off Peak | 0 | 0 | 1 | Super Off Peak
2020-01-18 | 2 | 1 | 0 | 1 | 0 | 0 | 1.0019 |  | 0 | 0 | 1 | Super Off Peak | 0 | 0 | 1 | Off Peak | 0 | 1 | Off Peak | 0 | 1 | Off Peak | 0 | 0 | 1 | Super Off Peak | 0 | 0 | 1 | Super Off Peak | 0 | 0 | 1 | Super Off Peak
2020-01-18 | 3 | 1 | 0 | 1 | 0 | 0 | 0.94191 |  | 0 | 0 | 1 | Super Off Peak | 0 | 0 | 1 | Off Peak | 0 | 1 | Off Peak | 0 | 1 | Off Peak | 0 | 0 | 1 | Super Off Peak | 0 | 0 | 1 | Super Off Peak | 0 | 0 | 1 | Super Off Peak
2020-01-18 | 4 | 1 | 0 | 1 | 0 | 0 | 0.90763 |  | 0 | 0 | 1 | Super Off Peak | 0 | 0 | 1 | Off Peak | 0 | 1 | Off Peak | 0 | 1 | Off Peak | 0 | 0 | 1 | Super Off Peak | 0 | 0 | 1 | Super Off Peak | 0 | 0 | 1 | Super Off Peak
2020-01-18 | 5 | 1 | 0 | 1 | 0 | 0 | 0.88677 |  | 0 | 0 | 1 | Super Off Peak | 0 | 0 | 1 | Off Peak | 0 | 1 | Off Peak | 0 | 1 | Off Peak | 0 | 0 | 1 | Super Off Peak | 0 | 0 | 1 | Super Off Peak | 0 | 0 | 1 | Super Off Peak
2020-01-18 | 6 | 1 | 0 | 1 | 0 | 0 | 0.87777 |  | 0 | 0 | 1 | Super Off Peak | 0 | 0 | 1 | Off Peak | 0 | 1 | Off Peak | 0 | 1 | Off Peak | 0 | 0 | 1 | Super Off Peak | 0 | 1 | 0 | Off Peak | 0 | 1 | 0 | Off Peak
2020-01-18 | 7 | 1 | 0 | 1 | 0 | 0 | 1.0973 |  | 0 | 0 | 1 | Super Off Peak | 0 | 0 | 1 | Off Peak | 0 | 1 | Off Peak | 0 | 1 | Off Peak | 0 | 0 | 1 | Super Off Peak | 0 | 1 | 0 | Off Peak | 0 | 1 | 0 | Off Peak
2020-01-18 | 8 | 1 | 0 | 1 | 0 | 0 | 1.0038 |  | 0 | 0 | 1 | Super Off Peak | 0 | 0 | 1 | Off Peak | 0 | 1 | Off Peak | 0 | 1 | Off Peak | 0 | 0 | 1 | Super Off Peak | 0 | 1 | 0 | Off Peak | 0 | 1 | 0 | Off Peak
2020-01-18 | 9 | 1 | 0 | 1 | 0 | 0 | 0.59147 |  | 0 | 0 | 1 | Super Off Peak | 0 | 0 | 1 | Off Peak | 0 | 1 | Off Peak | 0 | 1 | Off Peak | 0 | 0 | 1 | Super Off Peak | 0 | 1 | 0 | Off Peak | 0 | 1 | 0 | Off Peak
2020-01-18 | 10 | 1 | 0 | 1 | 0 | 0 | 0.27711 |  | 0 | 0 | 1 | Super Off Peak | 0 | 0 | 1 | Off Peak | 0 | 1 | Off Peak | 0 | 1 | Off Peak | 0 | 0 | 1 | Super Off Peak | 0 | 1 | 0 | Off Peak | 0 | 1 | 0 | Off Peak
2020-01-18 | 11 | 1 | 0 | 1 | 0 | 0 | 0.14101 |  | 0 | 0 | 1 | Super Off Peak | 0 | 0 | 1 | Off Peak | 0 | 1 | Off Peak | 0 | 1 | Off Peak | 0 | 0 | 1 | Super Off Peak | 0 | 1 | 0 | Off Peak | 0 | 1 | 0 | Off Peak
2020-01-18 | 12 | 1 | 0 | 1 | 0 | 0 | 0.10558 |  | 0 | 0 | 1 | Super Off Peak | 0 | 0 | 1 | Off Peak | 0 | 1 | Off Peak | 0 | 1 | Off Peak | 0 | 0 | 1 | Super Off Peak | 0 | 1 | 0 | Off Peak | 0 | 1 | 0 | Off Peak
2020-01-18 | 13 | 1 | 0 | 1 | 0 | 0 | 0.083393 |  | 0 | 0 | 1 | Super Off Peak | 0 | 0 | 1 | Off Peak | 0 | 1 | Off Peak | 0 | 1 | Off Peak | 0 | 0 | 1 | Super Off Peak | 1 | 0 | 0 | On Peak | 0 | 1 | 0 | Off Peak
2020-01-18 | 14 | 1 | 0 | 1 | 0 | 0 | 0.13168 |  | 0 | 0 | 1 | Super Off Peak | 0 | 0 | 1 | Off Peak | 0 | 1 | Off Peak | 0 | 1 | Off Peak | 0 | 0 | 1 | Super Off Peak | 1 | 0 | 0 | On Peak | 0 | 1 | 0 | Off Peak
2020-01-18 | 15 | 1 | 0 | 1 | 0 | 0 | 0.27984 |  | 0 | 1 | 0 | Off Peak | 0 | 0 | 1 | Off Peak | 0 | 1 | Off Peak | 0 | 1 | Off Peak | 0 | 0 | 1 | Super Off Peak | 1 | 0 | 0 | On Peak | 0 | 1 | 0 | Off Peak
2020-01-18 | 16 | 1 | 0 | 1 | 0 | 0 | 0.6123 |  | 0 | 1 | 0 | Off Peak | 0 | 0 | 1 | Off Peak | 0 | 1 | Off Peak | 0 | 1 | Off Peak | 0 | 0 | 1 | Super Off Peak | 1 | 0 | 0 | On Peak | 0 | 1 | 0 | Off Peak
2020-01-18 | 17 | 1 | 0 | 1 | 0 | 0 | 1.0409 |  | 1 | 0 | 0 | On Peak | 0 | 0 | 1 | Off Peak | 0 | 1 | Off Peak | 0 | 1 | Off Peak | 0 | 0 | 1 | Super Off Peak | 1 | 0 | 0 | On Peak | 0 | 1 | 0 | Off Peak
2020-01-18 | 18 | 1 | 0 | 1 | 0 | 0 | 1.3108 |  | 1 | 0 | 0 | On Peak | 0 | 0 | 1 | Off Peak | 0 | 1 | Off Peak | 0 | 1 | Off Peak | 0 | 0 | 1 | Super Off Peak | 1 | 0 | 0 | On Peak | 0 | 1 | 0 | Off Peak
2020-01-18 | 19 | 1 | 0 | 1 | 0 | 0 | 1.7122 |  | 1 | 0 | 0 | On Peak | 0 | 0 | 1 | Off Peak | 0 | 1 | Off Peak | 0 | 1 | Off Peak | 0 | 0 | 1 | Super Off Peak | 1 | 0 | 0 | On Peak | 0 | 1 | 0 | Off Peak
2020-01-18 | 20 | 1 | 0 | 1 | 0 | 0 | 1.8001 |  | 1 | 0 | 0 | On Peak | 0 | 0 | 1 | Off Peak | 0 | 1 | Off Peak | 0 | 1 | Off Peak | 0 | 0 | 1 | Super Off Peak | 1 | 0 | 0 | On Peak | 1 | 0 | 0 | On Peak
2020-01-18 | 21 | 1 | 0 | 1 | 0 | 0 | 1.7635 |  | 1 | 0 | 0 | On Peak | 0 | 0 | 1 | Off Peak | 0 | 1 | Off Peak | 0 | 1 | Off Peak | 0 | 0 | 1 | Super Off Peak | 0 | 1 | 0 | Off Peak | 1 | 0 | 0 | On Peak
2020-01-18 | 22 | 1 | 0 | 1 | 0 | 0 | 1.7297 |  | 0 | 1 | 0 | Off Peak | 0 | 0 | 1 | Off Peak | 0 | 1 | Off Peak | 0 | 1 | Off Peak | 0 | 0 | 1 | Super Off Peak | 0 | 1 | 0 | Off Peak | 1 | 0 | 0 | On Peak
2020-01-18 | 23 | 1 | 0 | 1 | 0 | 0 | 1.3212 |  | 0 | 1 | 0 | Off Peak | 0 | 0 | 1 | Off Peak | 0 | 1 | Off Peak | 0 | 1 | Off Peak | 0 | 0 | 1 | Super Off Peak | 0 | 1 | 0 | Off Peak | 1 | 0 | 0 | On Peak
2020-01-18 | 24 | 1 | 0 | 1 | 0 | 0 | 1.1743 |  | 0 | 1 | 0 | Off Peak | 0 | 0 | 1 | Off Peak | 0 | 1 | Off Peak | 0 | 1 | Off Peak | 0 | 0 | 1 | Super Off Peak | 0 | 1 | 0 | Off Peak | 1 | 0 | 0 | On Peak
2020-01-19 | 1 | 1 | 0 | 1 | 1 | 0 | 1.0548 |  | 0 | 0 | 1 | Super Off Peak | 0 | 0 | 1 | Off Peak | 0 | 1 | Off Peak | 0 | 1 | Off Peak | 0 | 0 | 1 | Super Off Peak | 0 | 0 | 1 | Super Off Peak | 0 | 0 | 1 | Super Off Peak
2020-01-19 | 2 | 1 | 0 | 1 | 1 | 0 | 1.0004 |  | 0 | 0 | 1 | Super Off Peak | 0 | 0 | 1 | Off Peak | 0 | 1 | Off Peak | 0 | 1 | Off Peak | 0 | 0 | 1 | Super Off Peak | 0 | 0 | 1 | Super Off Peak | 0 | 0 | 1 | Super Off Peak
2020-01-19 | 3 | 1 | 0 | 1 | 1 | 0 | 0.95105 |  | 0 | 0 | 1 | Super Off Peak | 0 | 0 | 1 | Off Peak | 0 | 1 | Off Peak | 0 | 1 | Off Peak | 0 | 0 | 1 | Super Off Peak | 0 | 0 | 1 | Super Off Peak | 0 | 0 | 1 | Super Off Peak
2020-01-19 | 4 | 1 | 0 | 1 | 1 | 0 | 0.9104 |  | 0 | 0 | 1 | Super Off Peak | 0 | 0 | 1 | Off Peak | 0 | 1 | Off Peak | 0 | 1 | Off Peak | 0 | 0 | 1 | Super Off Peak | 0 | 0 | 1 | Super Off Peak | 0 | 0 | 1 | Super Off Peak
2020-01-19 | 5 | 1 | 0 | 1 | 1 | 0 | 0.89594 |  | 0 | 0 | 1 | Super Off Peak | 0 | 0 | 1 | Off Peak | 0 | 1 | Off Peak | 0 | 1 | Off Peak | 0 | 0 | 1 | Super Off Peak | 0 | 0 | 1 | Super Off Peak | 0 | 0 | 1 | Super Off Peak
2020-01-19 | 6 | 1 | 0 | 1 | 1 | 0 | 0.90147 |  | 0 | 0 | 1 | Super Off Peak | 0 | 0 | 1 | Off Peak | 0 | 1 | Off Peak | 0 | 1 | Off Peak | 0 | 0 | 1 | Super Off Peak | 0 | 1 | 0 | Off Peak | 0 | 1 | 0 | Off Peak
2020-01-19 | 7 | 1 | 0 | 1 | 1 | 0 | 0.91973 |  | 0 | 0 | 1 | Super Off Peak | 0 | 0 | 1 | Off Peak | 0 | 1 | Off Peak | 0 | 1 | Off Peak | 0 | 0 | 1 | Super Off Peak | 0 | 1 | 0 | Off Peak | 0 | 1 | 0 | Off Peak
2020-01-19 | 8 | 1 | 0 | 1 | 1 | 0 | 0.85226 |  | 0 | 0 | 1 | Super Off Peak | 0 | 0 | 1 | Off Peak | 0 | 1 | Off Peak | 0 | 1 | Off Peak | 0 | 0 | 1 | Super Off Peak | 0 | 1 | 0 | Off Peak | 0 | 1 | 0 | Off Peak
2020-01-19 | 9 | 1 | 0 | 1 | 1 | 0 | 0.52504 |  | 0 | 0 | 1 | Super Off Peak | 0 | 0 | 1 | Off Peak | 0 | 1 | Off Peak | 0 | 1 | Off Peak | 0 | 0 | 1 | Super Off Peak | 0 | 1 | 0 | Off Peak | 0 | 1 | 0 | Off Peak
2020-01-19 | 10 | 1 | 0 | 1 | 1 | 0 | 0.27505 |  | 0 | 0 | 1 | Super Off Peak | 0 | 0 | 1 | Off Peak | 0 | 1 | Off Peak | 0 | 1 | Off Peak | 0 | 0 | 1 | Super Off Peak | 0 | 1 | 0 | Off Peak | 0 | 1 | 0 | Off Peak
2020-01-19 | 11 | 1 | 0 | 1 | 1 | 0 | 0.17841 |  | 0 | 0 | 1 | Super Off Peak | 0 | 0 | 1 | Off Peak | 0 | 1 | Off Peak | 0 | 1 | Off Peak | 0 | 0 | 1 | Super Off Peak | 0 | 1 | 0 | Off Peak | 0 | 1 | 0 | Off Peak
2020-01-19 | 12 | 1 | 0 | 1 | 1 | 0 | 0.12457 |  | 0 | 0 | 1 | Super Off Peak | 0 | 0 | 1 | Off Peak | 0 | 1 | Off Peak | 0 | 1 | Off Peak | 0 | 0 | 1 | Super Off Peak | 0 | 1 | 0 | Off Peak | 0 | 1 | 0 | Off Peak
2020-01-19 | 13 | 1 | 0 | 1 | 1 | 0 | 0.09621 |  | 0 | 0 | 1 | Super Off Peak | 0 | 0 | 1 | Off Peak | 0 | 1 | Off Peak | 0 | 1 | Off Peak | 0 | 0 | 1 | Super Off Peak | 1 | 0 | 0 | On Peak | 0 | 1 | 0 | Off Peak
2020-01-19 | 14 | 1 | 0 | 1 | 1 | 0 | 0.12536 |  | 0 | 0 | 1 | Super Off Peak | 0 | 0 | 1 | Off Peak | 0 | 1 | Off Peak | 0 | 1 | Off Peak | 0 | 0 | 1 | Super Off Peak | 1 | 0 | 0 | On Peak | 0 | 1 | 0 | Off Peak
2020-01-19 | 15 | 1 | 0 | 1 | 1 | 0 | 0.24253 |  | 0 | 1 | 0 | Off Peak | 0 | 0 | 1 | Off Peak | 0 | 1 | Off Peak | 0 | 1 | Off Peak | 0 | 0 | 1 | Super Off Peak | 1 | 0 | 0 | On Peak | 0 | 1 | 0 | Off Peak
2020-01-19 | 16 | 1 | 0 | 1 | 1 | 0 | 0.52141 |  | 0 | 1 | 0 | Off Peak | 0 | 0 | 1 | Off Peak | 0 | 1 | Off Peak | 0 | 1 | Off Peak | 0 | 0 | 1 | Super Off Peak | 1 | 0 | 0 | On Peak | 0 | 1 | 0 | Off Peak
2020-01-19 | 17 | 1 | 0 | 1 | 1 | 0 | 0.88302 |  | 1 | 0 | 0 | On Peak | 0 | 0 | 1 | Off Peak | 0 | 1 | Off Peak | 0 | 1 | Off Peak | 0 | 0 | 1 | Super Off Peak | 1 | 0 | 0 | On Peak | 0 | 1 | 0 | Off Peak
2020-01-19 | 18 | 1 | 0 | 1 | 1 | 0 | 1.1097 |  | 1 | 0 | 0 | On Peak | 0 | 0 | 1 | Off Peak | 0 | 1 | Off Peak | 0 | 1 | Off Peak | 0 | 0 | 1 | Super Off Peak | 1 | 0 | 0 | On Peak | 0 | 1 | 0 | Off Peak
2020-01-19 | 19 | 1 | 0 | 1 | 1 | 0 | 1.4329 |  | 1 | 0 | 0 | On Peak | 0 | 0 | 1 | Off Peak | 0 | 1 | Off Peak | 0 | 1 | Off Peak | 0 | 0 | 1 | Super Off Peak | 1 | 0 | 0 | On Peak | 0 | 1 | 0 | Off Peak
2020-01-19 | 20 | 1 | 0 | 1 | 1 | 0 | 1.5036 |  | 1 | 0 | 0 | On Peak | 0 | 0 | 1 | Off Peak | 0 | 1 | Off Peak | 0 | 1 | Off Peak | 0 | 0 | 1 | Super Off Peak | 1 | 0 | 0 | On Peak | 1 | 0 | 0 | On Peak
2020-01-19 | 21 | 1 | 0 | 1 | 1 | 0 | 1.467 |  | 1 | 0 | 0 | On Peak | 0 | 0 | 1 | Off Peak | 0 | 1 | Off Peak | 0 | 1 | Off Peak | 0 | 0 | 1 | Super Off Peak | 0 | 1 | 0 | Off Peak | 1 | 0 | 0 | On Peak
2020-01-19 | 22 | 1 | 0 | 1 | 1 | 0 | 1.4341 |  | 0 | 1 | 0 | Off Peak | 0 | 0 | 1 | Off Peak | 0 | 1 | Off Peak | 0 | 1 | Off Peak | 0 | 0 | 1 | Super Off Peak | 0 | 1 | 0 | Off Peak | 1 | 0 | 0 | On Peak
2020-01-19 | 23 | 1 | 0 | 1 | 1 | 0 | 1.3321 |  | 0 | 1 | 0 | Off Peak | 0 | 0 | 1 | Off Peak | 0 | 1 | Off Peak | 0 | 1 | Off Peak | 0 | 0 | 1 | Super Off Peak | 0 | 1 | 0 | Off Peak | 1 | 0 | 0 | On Peak
2020-01-19 | 24 | 1 | 0 | 1 | 1 | 0 | 1.1766 |  | 0 | 1 | 0 | Off Peak | 0 | 0 | 1 | Off Peak | 0 | 1 | Off Peak | 0 | 1 | Off Peak | 0 | 0 | 1 | Super Off Peak | 0 | 1 | 0 | Off Peak | 1 | 0 | 0 | On Peak
2020-01-20 | 1 | 1 | 0 | 0 | 0 | 0 | 1.1047 |  | 0 | 0 | 1 | Super Off Peak | 0 | 0 | 1 | Off Peak | 0 | 1 | Off Peak | 0 | 1 | Off Peak | 0 | 0 | 1 | Super Off Peak | 0 | 0 | 1 | Super Off Peak | 0 | 0 | 1 | Super Off Peak
2020-01-20 | 2 | 1 | 0 | 0 | 0 | 0 | 1.0034 |  | 0 | 0 | 1 | Super Off Peak | 0 | 0 | 1 | Off Peak | 0 | 1 | Off Peak | 0 | 1 | Off Peak | 0 | 0 | 1 | Super Off Peak | 0 | 0 | 1 | Super Off Peak | 0 | 0 | 1 | Super Off Peak
2020-01-20 | 3 | 1 | 0 | 0 | 0 | 0 | 0.94862 |  | 0 | 0 | 1 | Super Off Peak | 0 | 0 | 1 | Off Peak | 0 | 1 | Off Peak | 0 | 1 | Off Peak | 0 | 0 | 1 | Super Off Peak | 0 | 0 | 1 | Super Off Peak | 0 | 0 | 1 | Super Off Peak
2020-01-20 | 4 | 1 | 0 | 0 | 0 | 0 | 0.90931 |  | 0 | 0 | 1 | Super Off Peak | 0 | 0 | 1 | Off Peak | 0 | 1 | Off Peak | 0 | 1 | Off Peak | 0 | 0 | 1 | Super Off Peak | 0 | 0 | 1 | Super Off Peak | 0 | 0 | 1 | Super Off Peak
2020-01-20 | 5 | 1 | 0 | 0 | 0 | 0 | 0.89859 |  | 0 | 0 | 1 | Super Off Peak | 0 | 0 | 1 | Off Peak | 0 | 1 | Off Peak | 0 | 1 | Off Peak | 0 | 0 | 1 | Super Off Peak | 0 | 0 | 1 | Super Off Peak | 0 | 0 | 1 | Super Off Peak
2020-01-20 | 6 | 1 | 0 | 0 | 0 | 0 | 0.92632 |  | 0 | 0 | 1 | Super Off Peak | 0 | 0 | 1 | Off Peak | 0 | 1 | Off Peak | 0 | 1 | Off Peak | 0 | 0 | 1 | Super Off Peak | 0 | 1 | 0 | Off Peak | 0 | 1 | 0 | Off Peak
2020-01-20 | 7 | 1 | 0 | 0 | 0 | 0 | 1.2257 |  | 0 | 1 | 0 | Off Peak | 0 | 1 | 0 | Semi Peak | 0 | 1 | Off Peak | 0 | 1 | Off Peak | 0 | 1 | 0 | Off Peak | 0 | 1 | 0 | Off Peak | 0 | 1 | 0 | Off Peak
2020-01-20 | 8 | 1 | 0 | 0 | 0 | 0 | 1.2988 |  | 0 | 1 | 0 | Off Peak | 0 | 1 | 0 | Semi Peak | 0 | 1 | Off Peak | 0 | 1 | Off Peak | 0 | 1 | 0 | Off Peak | 0 | 1 | 0 | Off Peak | 0 | 1 | 0 | Off Peak
2020-01-20 | 9 | 1 | 0 | 0 | 0 | 0 | 0.95905 |  | 0 | 1 | 0 | Off Peak | 0 | 1 | 0 | Semi Peak | 0 | 1 | Off Peak | 0 | 1 | Off Peak | 0 | 1 | 0 | Off Peak | 0 | 1 | 0 | Off Peak | 0 | 1 | 0 | Off Peak
2020-01-20 | 10 | 1 | 0 | 0 | 0 | 0 | 0.58516 |  | 0 | 1 | 0 | Off Peak | 0 | 1 | 0 | Semi Peak | 0 | 1 | Off Peak | 0 | 1 | Off Peak | 0 | 1 | 0 | Off Peak | 0 | 1 | 0 | Off Peak | 0 | 1 | 0 | Off Peak
2020-01-20 | 11 | 1 | 0 | 0 | 0 | 0 | 0.39452 |  | 0 | 1 | 0 | Off Peak | 0 | 1 | 0 | Semi Peak | 0 | 1 | Off Peak | 0 | 1 | Off Peak | 0 | 1 | 0 | Off Peak | 0 | 1 | 0 | Off Peak | 0 | 1 | 0 | Off Peak
2020-01-20 | 12 | 1 | 0 | 0 | 0 | 0 | 0.32859 |  | 0 | 1 | 0 | Off Peak | 0 | 1 | 0 | Semi Peak | 0 | 1 | Off Peak | 0 | 1 | Off Peak | 0 | 1 | 0 | Off Peak | 0 | 1 | 0 | Off Peak | 0 | 1 | 0 | Off Peak
2020-01-20 | 13 | 1 | 0 | 0 | 0 | 0 | 0.28073 |  | 0 | 1 | 0 | Off Peak | 0 | 1 | 0 | Semi Peak | 0 | 1 | Off Peak | 1 | 0 | On Peak | 0 | 1 | 0 | Off Peak | 1 | 0 | 0 | On Peak | 0 | 1 | 0 | Off Peak
2020-01-20 | 14 | 1 | 0 | 0 | 0 | 0 | 0.30901 |  | 0 | 1 | 0 | Off Peak | 0 | 1 | 0 | Semi Peak | 0 | 1 | Off Peak | 1 | 0 | On Peak | 0 | 1 | 0 | Off Peak | 1 | 0 | 0 | On Peak | 0 | 1 | 0 | Off Peak
2020-01-20 | 15 | 1 | 0 | 0 | 0 | 0 | 0.46976 |  | 0 | 1 | 0 | Off Peak | 0 | 1 | 0 | Semi Peak | 0 | 1 | Off Peak | 1 | 0 | On Peak | 0 | 1 | 0 | Off Peak | 1 | 0 | 0 | On Peak | 0 | 1 | 0 | Off Peak
2020-01-20 | 16 | 1 | 0 | 0 | 0 | 0 | 0.80308 |  | 0 | 1 | 0 | Off Peak | 0 | 1 | 0 | Semi Peak | 0 | 1 | Off Peak | 1 | 0 | On Peak | 0 | 1 | 0 | Off Peak | 1 | 0 | 0 | On Peak | 0 | 1 | 0 | Off Peak
2020-01-20 | 17 | 1 | 0 | 0 | 0 | 0 | 1.2566 |  | 1 | 0 | 0 | On Peak | 0 | 1 | 0 | Semi Peak | 1 | 0 | On Peak | 1 | 0 | On Peak | 0 | 1 | 0 | Off Peak | 1 | 0 | 0 | On Peak | 0 | 1 | 0 | Off Peak
2020-01-20 | 18 | 1 | 0 | 0 | 0 | 0 | 1.5299 |  | 1 | 0 | 0 | On Peak | 1 | 0 | 0 | On Peak | 1 | 0 | On Peak | 1 | 0 | On Peak | 0 | 1 | 0 | Off Peak | 1 | 0 | 0 | On Peak | 0 | 1 | 0 | Off Peak
2020-01-20 | 19 | 1 | 0 | 0 | 0 | 0 | 1.9282 |  | 1 | 0 | 0 | On Peak | 1 | 0 | 0 | On Peak | 1 | 0 | On Peak | 0 | 1 | Off Peak | 0 | 0 | 1 | Super Off Peak | 1 | 0 | 0 | On Peak | 0 | 1 | 0 | Off Peak
2020-01-20 | 20 | 1 | 0 | 0 | 0 | 0 | 1.9906 |  | 1 | 0 | 0 | On Peak | 1 | 0 | 0 | On Peak | 1 | 0 | On Peak | 0 | 1 | Off Peak | 0 | 0 | 1 | Super Off Peak | 1 | 0 | 0 | On Peak | 1 | 0 | 0 | On Peak
2020-01-20 | 21 | 1 | 0 | 0 | 0 | 0 | 1.9418 |  | 1 | 0 | 0 | On Peak | 0 | 1 | 0 | Semi Peak | 1 | 0 | On Peak | 0 | 1 | Off Peak | 0 | 0 | 1 | Super Off Peak | 0 | 1 | 0 | Off Peak | 1 | 0 | 0 | On Peak
2020-01-20 | 22 | 1 | 0 | 0 | 0 | 0 | 1.875 |  | 0 | 1 | 0 | Off Peak | 0 | 1 | 0 | Semi Peak | 0 | 1 | Off Peak | 0 | 1 | Off Peak | 0 | 0 | 1 | Super Off Peak | 0 | 1 | 0 | Off Peak | 1 | 0 | 0 | On Peak
2020-01-20 | 23 | 1 | 0 | 0 | 0 | 0 | 1.4479 |  | 0 | 1 | 0 | Off Peak | 0 | 0 | 1 | Off Peak | 0 | 1 | Off Peak | 0 | 1 | Off Peak | 0 | 0 | 1 | Super Off Peak | 0 | 1 | 0 | Off Peak | 1 | 0 | 0 | On Peak
2020-01-20 | 24 | 1 | 0 | 0 | 0 | 0 | 1.2503 |  | 0 | 1 | 0 | Off Peak | 0 | 0 | 1 | Off Peak | 0 | 1 | Off Peak | 0 | 1 | Off Peak | 0 | 0 | 1 | Super Off Peak | 0 | 1 | 0 | Off Peak | 1 | 0 | 0 | On Peak
2020-01-21 | 1 | 1 | 0 | 0 | 0 | 0 | 1.1173 |  | 0 | 0 | 1 | Super Off Peak | 0 | 0 | 1 | Off Peak | 0 | 1 | Off Peak | 0 | 1 | Off Peak | 0 | 0 | 1 | Super Off Peak | 0 | 0 | 1 | Super Off Peak | 0 | 0 | 1 | Super Off Peak
2020-01-21 | 2 | 1 | 0 | 0 | 0 | 0 | 1.0398 |  | 0 | 0 | 1 | Super Off Peak | 0 | 0 | 1 | Off Peak | 0 | 1 | Off Peak | 0 | 1 | Off Peak | 0 | 0 | 1 | Super Off Peak | 0 | 0 | 1 | Super Off Peak | 0 | 0 | 1 | Super Off Peak
2020-01-21 | 3 | 1 | 0 | 0 | 0 | 0 | 0.99151 |  | 0 | 0 | 1 | Super Off Peak | 0 | 0 | 1 | Off Peak | 0 | 1 | Off Peak | 0 | 1 | Off Peak | 0 | 0 | 1 | Super Off Peak | 0 | 0 | 1 | Super Off Peak | 0 | 0 | 1 | Super Off Peak
2020-01-21 | 4 | 1 | 0 | 0 | 0 | 0 | 0.96409 |  | 0 | 0 | 1 | Super Off Peak | 0 | 0 | 1 | Off Peak | 0 | 1 | Off Peak | 0 | 1 | Off Peak | 0 | 0 | 1 | Super Off Peak | 0 | 0 | 1 | Super Off Peak | 0 | 0 | 1 | Super Off Peak
2020-01-21 | 5 | 1 | 0 | 0 | 0 | 0 | 0.94896 |  | 0 | 0 | 1 | Super Off Peak | 0 | 0 | 1 | Off Peak | 0 | 1 | Off Peak | 0 | 1 | Off Peak | 0 | 0 | 1 | Super Off Peak | 0 | 0 | 1 | Super Off Peak | 0 | 0 | 1 | Super Off Peak
2020-01-21 | 6 | 1 | 0 | 0 | 0 | 0 | 0.95811 |  | 0 | 0 | 1 | Super Off Peak | 0 | 0 | 1 | Off Peak | 0 | 1 | Off Peak | 0 | 1 | Off Peak | 0 | 0 | 1 | Super Off Peak | 0 | 1 | 0 | Off Peak | 0 | 1 | 0 | Off Peak
2020-01-21 | 7 | 1 | 0 | 0 | 0 | 0 | 1.2605 |  | 0 | 1 | 0 | Off Peak | 0 | 1 | 0 | Semi Peak | 0 | 1 | Off Peak | 0 | 1 | Off Peak | 0 | 1 | 0 | Off Peak | 0 | 1 | 0 | Off Peak | 0 | 1 | 0 | Off Peak
2020-01-21 | 8 | 1 | 0 | 0 | 0 | 0 | 1.3327 |  | 0 | 1 | 0 | Off Peak | 0 | 1 | 0 | Semi Peak | 0 | 1 | Off Peak | 0 | 1 | Off Peak | 0 | 1 | 0 | Off Peak | 0 | 1 | 0 | Off Peak | 0 | 1 | 0 | Off Peak
2020-01-21 | 9 | 1 | 0 | 0 | 0 | 0 | 0.98034 |  | 0 | 1 | 0 | Off Peak | 0 | 1 | 0 | Semi Peak | 0 | 1 | Off Peak | 0 | 1 | Off Peak | 0 | 1 | 0 | Off Peak | 0 | 1 | 0 | Off Peak | 0 | 1 | 0 | Off Peak
2020-01-21 | 10 | 1 | 0 | 0 | 0 | 0 | 0.58981 |  | 0 | 1 | 0 | Off Peak | 0 | 1 | 0 | Semi Peak | 0 | 1 | Off Peak | 0 | 1 | Off Peak | 0 | 1 | 0 | Off Peak | 0 | 1 | 0 | Off Peak | 0 | 1 | 0 | Off Peak
2020-01-21 | 11 | 1 | 0 | 0 | 0 | 0 | 0.38806 |  | 0 | 1 | 0 | Off Peak | 0 | 1 | 0 | Semi Peak | 0 | 1 | Off Peak | 0 | 1 | Off Peak | 0 | 1 | 0 | Off Peak | 0 | 1 | 0 | Off Peak | 0 | 1 | 0 | Off Peak
2020-01-21 | 12 | 1 | 0 | 0 | 0 | 0 | 0.31864 |  | 0 | 1 | 0 | Off Peak | 0 | 1 | 0 | Semi Peak | 0 | 1 | Off Peak | 0 | 1 | Off Peak | 0 | 1 | 0 | Off Peak | 0 | 1 | 0 | Off Peak | 0 | 1 | 0 | Off Peak
2020-01-21 | 13 | 1 | 0 | 0 | 0 | 0 | 0.2853 |  | 0 | 1 | 0 | Off Peak | 0 | 1 | 0 | Semi Peak | 0 | 1 | Off Peak | 1 | 0 | On Peak | 0 | 1 | 0 | Off Peak | 1 | 0 | 0 | On Peak | 0 | 1 | 0 | Off Peak
2020-01-21 | 14 | 1 | 0 | 0 | 0 | 0 | 0.32055 |  | 0 | 1 | 0 | Off Peak | 0 | 1 | 0 | Semi Peak | 0 | 1 | Off Peak | 1 | 0 | On Peak | 0 | 1 | 0 | Off Peak | 1 | 0 | 0 | On Peak | 0 | 1 | 0 | Off Peak
2020-01-21 | 15 | 1 | 0 | 0 | 0 | 0 | 0.48378 |  | 0 | 1 | 0 | Off Peak | 0 | 1 | 0 | Semi Peak | 0 | 1 | Off Peak | 1 | 0 | On Peak | 0 | 1 | 0 | Off Peak | 1 | 0 | 0 | On Peak | 0 | 1 | 0 | Off Peak
2020-01-21 | 16 | 1 | 0 | 0 | 0 | 0 | 0.82286 |  | 0 | 1 | 0 | Off Peak | 0 | 1 | 0 | Semi Peak | 0 | 1 | Off Peak | 1 | 0 | On Peak | 0 | 1 | 0 | Off Peak | 1 | 0 | 0 | On Peak | 0 | 1 | 0 | Off Peak
2020-01-21 | 17 | 1 | 0 | 0 | 0 | 0 | 1.2938 |  | 1 | 0 | 0 | On Peak | 0 | 1 | 0 | Semi Peak | 1 | 0 | On Peak | 1 | 0 | On Peak | 0 | 1 | 0 | Off Peak | 1 | 0 | 0 | On Peak | 0 | 1 | 0 | Off Peak
2020-01-21 | 18 | 1 | 0 | 0 | 0 | 0 | 1.5777 |  | 1 | 0 | 0 | On Peak | 1 | 0 | 0 | On Peak | 1 | 0 | On Peak | 1 | 0 | On Peak | 0 | 1 | 0 | Off Peak | 1 | 0 | 0 | On Peak | 0 | 1 | 0 | Off Peak
2020-01-21 | 19 | 1 | 0 | 0 | 0 | 0 | 1.9666 |  | 1 | 0 | 0 | On Peak | 1 | 0 | 0 | On Peak | 1 | 0 | On Peak | 0 | 1 | Off Peak | 0 | 0 | 1 | Super Off Peak | 1 | 0 | 0 | On Peak | 0 | 1 | 0 | Off Peak
2020-01-21 | 20 | 1 | 0 | 0 | 0 | 0 | 2.03 |  | 1 | 0 | 0 | On Peak | 1 | 0 | 0 | On Peak | 1 | 0 | On Peak | 0 | 1 | Off Peak | 0 | 0 | 1 | Super Off Peak | 1 | 0 | 0 | On Peak | 1 | 0 | 0 | On Peak
2020-01-21 | 21 | 1 | 0 | 0 | 0 | 0 | 1.9948 |  | 1 | 0 | 0 | On Peak | 0 | 1 | 0 | Semi Peak | 1 | 0 | On Peak | 0 | 1 | Off Peak | 0 | 0 | 1 | Super Off Peak | 0 | 1 | 0 | Off Peak | 1 | 0 | 0 | On Peak
2020-01-21 | 22 | 1 | 0 | 0 | 0 | 0 | 1.9228 |  | 0 | 1 | 0 | Off Peak | 0 | 1 | 0 | Semi Peak | 0 | 1 | Off Peak | 0 | 1 | Off Peak | 0 | 0 | 1 | Super Off Peak | 0 | 1 | 0 | Off Peak | 1 | 0 | 0 | On Peak
2020-01-21 | 23 | 1 | 0 | 0 | 0 | 0 | 1.4856 |  | 0 | 1 | 0 | Off Peak | 0 | 0 | 1 | Off Peak | 0 | 1 | Off Peak | 0 | 1 | Off Peak | 0 | 0 | 1 | Super Off Peak | 0 | 1 | 0 | Off Peak | 1 | 0 | 0 | On Peak
2020-01-21 | 24 | 1 | 0 | 0 | 0 | 0 | 1.2872 |  | 0 | 1 | 0 | Off Peak | 0 | 0 | 1 | Off Peak | 0 | 1 | Off Peak | 0 | 1 | Off Peak | 0 | 0 | 1 | Super Off Peak | 0 | 1 | 0 | Off Peak | 1 | 0 | 0 | On Peak
2020-01-22 | 1 | 1 | 0 | 0 | 0 | 0 | 1.1308 |  | 0 | 0 | 1 | Super Off Peak | 0 | 0 | 1 | Off Peak | 0 | 1 | Off Peak | 0 | 1 | Off Peak | 0 | 0 | 1 | Super Off Peak | 0 | 0 | 1 | Super Off Peak | 0 | 0 | 1 | Super Off Peak
2020-01-22 | 2 | 1 | 0 | 0 | 0 | 0 | 1.015 |  | 0 | 0 | 1 | Super Off Peak | 0 | 0 | 1 | Off Peak | 0 | 1 | Off Peak | 0 | 1 | Off Peak | 0 | 0 | 1 | Super Off Peak | 0 | 0 | 1 | Super Off Peak | 0 | 0 | 1 | Super Off Peak
2020-01-22 | 3 | 1 | 0 | 0 | 0 | 0 | 0.9629 |  | 0 | 0 | 1 | Super Off Peak | 0 | 0 | 1 | Off Peak | 0 | 1 | Off Peak | 0 | 1 | Off Peak | 0 | 0 | 1 | Super Off Peak | 0 | 0 | 1 | Super Off Peak | 0 | 0 | 1 | Super Off Peak
2020-01-22 | 4 | 1 | 0 | 0 | 0 | 0 | 0.92817 |  | 0 | 0 | 1 | Super Off Peak | 0 | 0 | 1 | Off Peak | 0 | 1 | Off Peak | 0 | 1 | Off Peak | 0 | 0 | 1 | Super Off Peak | 0 | 0 | 1 | Super Off Peak | 0 | 0 | 1 | Super Off Peak
2020-01-22 | 5 | 1 | 0 | 0 | 0 | 0 | 0.91158 |  | 0 | 0 | 1 | Super Off Peak | 0 | 0 | 1 | Off Peak | 0 | 1 | Off Peak | 0 | 1 | Off Peak | 0 | 0 | 1 | Super Off Peak | 0 | 0 | 1 | Super Off Peak | 0 | 0 | 1 | Super Off Peak
2020-01-22 | 6 | 1 | 0 | 0 | 0 | 0 | 0.92779 |  | 0 | 0 | 1 | Super Off Peak | 0 | 0 | 1 | Off Peak | 0 | 1 | Off Peak | 0 | 1 | Off Peak | 0 | 0 | 1 | Super Off Peak | 0 | 1 | 0 | Off Peak | 0 | 1 | 0 | Off Peak
2020-01-22 | 7 | 1 | 0 | 0 | 0 | 0 | 1.2234 |  | 0 | 1 | 0 | Off Peak | 0 | 1 | 0 | Semi Peak | 0 | 1 | Off Peak | 0 | 1 | Off Peak | 0 | 1 | 0 | Off Peak | 0 | 1 | 0 | Off Peak | 0 | 1 | 0 | Off Peak
2020-01-22 | 8 | 1 | 0 | 0 | 0 | 0 | 1.2701 |  | 0 | 1 | 0 | Off Peak | 0 | 1 | 0 | Semi Peak | 0 | 1 | Off Peak | 0 | 1 | Off Peak | 0 | 1 | 0 | Off Peak | 0 | 1 | 0 | Off Peak | 0 | 1 | 0 | Off Peak
2020-01-22 | 9 | 1 | 0 | 0 | 0 | 0 | 0.89669 |  | 0 | 1 | 0 | Off Peak | 0 | 1 | 0 | Semi Peak | 0 | 1 | Off Peak | 0 | 1 | Off Peak | 0 | 1 | 0 | Off Peak | 0 | 1 | 0 | Off Peak | 0 | 1 | 0 | Off Peak
2020-01-22 | 10 | 1 | 0 | 0 | 0 | 0 | 0.48884 |  | 0 | 1 | 0 | Off Peak | 0 | 1 | 0 | Semi Peak | 0 | 1 | Off Peak | 0 | 1 | Off Peak | 0 | 1 | 0 | Off Peak | 0 | 1 | 0 | Off Peak | 0 | 1 | 0 | Off Peak
2020-01-22 | 11 | 1 | 0 | 0 | 0 | 0 | 0.26545 |  | 0 | 1 | 0 | Off Peak | 0 | 1 | 0 | Semi Peak | 0 | 1 | Off Peak | 0 | 1 | Off Peak | 0 | 1 | 0 | Off Peak | 0 | 1 | 0 | Off Peak | 0 | 1 | 0 | Off Peak
2020-01-22 | 12 | 1 | 0 | 0 | 0 | 0 | 0.16717 |  | 0 | 1 | 0 | Off Peak | 0 | 1 | 0 | Semi Peak | 0 | 1 | Off Peak | 0 | 1 | Off Peak | 0 | 1 | 0 | Off Peak | 0 | 1 | 0 | Off Peak | 0 | 1 | 0 | Off Peak
2020-01-22 | 13 | 1 | 0 | 0 | 0 | 0 | 0.1039 |  | 0 | 1 | 0 | Off Peak | 0 | 1 | 0 | Semi Peak | 0 | 1 | Off Peak | 1 | 0 | On Peak | 0 | 1 | 0 | Off Peak | 1 | 0 | 0 | On Peak | 0 | 1 | 0 | Off Peak
2020-01-22 | 14 | 1 | 0 | 0 | 0 | 0 | 0.12817 |  | 0 | 1 | 0 | Off Peak | 0 | 1 | 0 | Semi Peak | 0 | 1 | Off Peak | 1 | 0 | On Peak | 0 | 1 | 0 | Off Peak | 1 | 0 | 0 | On Peak | 0 | 1 | 0 | Off Peak
2020-01-22 | 15 | 1 | 0 | 0 | 0 | 0 | 0.26792 |  | 0 | 1 | 0 | Off Peak | 0 | 1 | 0 | Semi Peak | 0 | 1 | Off Peak | 1 | 0 | On Peak | 0 | 1 | 0 | Off Peak | 1 | 0 | 0 | On Peak | 0 | 1 | 0 | Off Peak
2020-01-22 | 16 | 1 | 0 | 0 | 0 | 0 | 0.5921 |  | 0 | 1 | 0 | Off Peak | 0 | 1 | 0 | Semi Peak | 0 | 1 | Off Peak | 1 | 0 | On Peak | 0 | 1 | 0 | Off Peak | 1 | 0 | 0 | On Peak | 0 | 1 | 0 | Off Peak
2020-01-22 | 17 | 1 | 0 | 0 | 0 | 0 | 1.1114 |  | 1 | 0 | 0 | On Peak | 0 | 1 | 0 | Semi Peak | 1 | 0 | On Peak | 1 | 0 | On Peak | 0 | 1 | 0 | Off Peak | 1 | 0 | 0 | On Peak | 0 | 1 | 0 | Off Peak
2020-01-22 | 18 | 1 | 0 | 0 | 0 | 0 | 1.5042 |  | 1 | 0 | 0 | On Peak | 1 | 0 | 0 | On Peak | 1 | 0 | On Peak | 1 | 0 | On Peak | 0 | 1 | 0 | Off Peak | 1 | 0 | 0 | On Peak | 0 | 1 | 0 | Off Peak
2020-01-22 | 19 | 1 | 0 | 0 | 0 | 0 | 1.8999 |  | 1 | 0 | 0 | On Peak | 1 | 0 | 0 | On Peak | 1 | 0 | On Peak | 0 | 1 | Off Peak | 0 | 0 | 1 | Super Off Peak | 1 | 0 | 0 | On Peak | 0 | 1 | 0 | Off Peak
2020-01-22 | 20 | 1 | 0 | 0 | 0 | 0 | 1.9844 |  | 1 | 0 | 0 | On Peak | 1 | 0 | 0 | On Peak | 1 | 0 | On Peak | 0 | 1 | Off Peak | 0 | 0 | 1 | Super Off Peak | 1 | 0 | 0 | On Peak | 1 | 0 | 0 | On Peak
2020-01-22 | 21 | 1 | 0 | 0 | 0 | 0 | 1.9493 |  | 1 | 0 | 0 | On Peak | 0 | 1 | 0 | Semi Peak | 1 | 0 | On Peak | 0 | 1 | Off Peak | 0 | 0 | 1 | Super Off Peak | 0 | 1 | 0 | Off Peak | 1 | 0 | 0 | On Peak
2020-01-22 | 22 | 1 | 0 | 0 | 0 | 0 | 1.8946 |  | 0 | 1 | 0 | Off Peak | 0 | 1 | 0 | Semi Peak | 0 | 1 | Off Peak | 0 | 1 | Off Peak | 0 | 0 | 1 | Super Off Peak | 0 | 1 | 0 | Off Peak | 1 | 0 | 0 | On Peak
2020-01-22 | 23 | 1 | 0 | 0 | 0 | 0 | 1.4766 |  | 0 | 1 | 0 | Off Peak | 0 | 0 | 1 | Off Peak | 0 | 1 | Off Peak | 0 | 1 | Off Peak | 0 | 0 | 1 | Super Off Peak | 0 | 1 | 0 | Off Peak | 1 | 0 | 0 | On Peak
2020-01-22 | 24 | 1 | 0 | 0 | 0 | 0 | 1.2933 |  | 0 | 1 | 0 | Off Peak | 0 | 0 | 1 | Off Peak | 0 | 1 | Off Peak | 0 | 1 | Off Peak | 0 | 0 | 1 | Super Off Peak | 0 | 1 | 0 | Off Peak | 1 | 0 | 0 | On Peak
2020-01-23 | 1 | 1 | 0 | 0 | 0 | 0 | 1.0662 |  | 0 | 0 | 1 | Super Off Peak | 0 | 0 | 1 | Off Peak | 0 | 1 | Off Peak | 0 | 1 | Off Peak | 0 | 0 | 1 | Super Off Peak | 0 | 0 | 1 | Super Off Peak | 0 | 0 | 1 | Super Off Peak
2020-01-23 | 2 | 1 | 0 | 0 | 0 | 0 | 0.9928 |  | 0 | 0 | 1 | Super Off Peak | 0 | 0 | 1 | Off Peak | 0 | 1 | Off Peak | 0 | 1 | Off Peak | 0 | 0 | 1 | Super Off Peak | 0 | 0 | 1 | Super Off Peak | 0 | 0 | 1 | Super Off Peak
2020-01-23 | 3 | 1 | 0 | 0 | 0 | 0 | 0.94501 |  | 0 | 0 | 1 | Super Off Peak | 0 | 0 | 1 | Off Peak | 0 | 1 | Off Peak | 0 | 1 | Off Peak | 0 | 0 | 1 | Super Off Peak | 0 | 0 | 1 | Super Off Peak | 0 | 0 | 1 | Super Off Peak
2020-01-23 | 4 | 1 | 0 | 0 | 0 | 0 | 0.90676 |  | 0 | 0 | 1 | Super Off Peak | 0 | 0 | 1 | Off Peak | 0 | 1 | Off Peak | 0 | 1 | Off Peak | 0 | 0 | 1 | Super Off Peak | 0 | 0 | 1 | Super Off Peak | 0 | 0 | 1 | Super Off Peak
2020-01-23 | 5 | 1 | 0 | 0 | 0 | 0 | 0.88772 |  | 0 | 0 | 1 | Super Off Peak | 0 | 0 | 1 | Off Peak | 0 | 1 | Off Peak | 0 | 1 | Off Peak | 0 | 0 | 1 | Super Off Peak | 0 | 0 | 1 | Super Off Peak | 0 | 0 | 1 | Super Off Peak
2020-01-23 | 6 | 1 | 0 | 0 | 0 | 0 | 0.88871 |  | 0 | 0 | 1 | Super Off Peak | 0 | 0 | 1 | Off Peak | 0 | 1 | Off Peak | 0 | 1 | Off Peak | 0 | 0 | 1 | Super Off Peak | 0 | 1 | 0 | Off Peak | 0 | 1 | 0 | Off Peak
2020-01-23 | 7 | 1 | 0 | 0 | 0 | 0 | 1.1461 |  | 0 | 1 | 0 | Off Peak | 0 | 1 | 0 | Semi Peak | 0 | 1 | Off Peak | 0 | 1 | Off Peak | 0 | 1 | 0 | Off Peak | 0 | 1 | 0 | Off Peak | 0 | 1 | 0 | Off Peak
2020-01-23 | 8 | 1 | 0 | 0 | 0 | 0 | 1.1385 |  | 0 | 1 | 0 | Off Peak | 0 | 1 | 0 | Semi Peak | 0 | 1 | Off Peak | 0 | 1 | Off Peak | 0 | 1 | 0 | Off Peak | 0 | 1 | 0 | Off Peak | 0 | 1 | 0 | Off Peak
2020-01-23 | 9 | 1 | 0 | 0 | 0 | 0 | 0.73815 |  | 0 | 1 | 0 | Off Peak | 0 | 1 | 0 | Semi Peak | 0 | 1 | Off Peak | 0 | 1 | Off Peak | 0 | 1 | 0 | Off Peak | 0 | 1 | 0 | Off Peak | 0 | 1 | 0 | Off Peak
2020-01-23 | 10 | 1 | 0 | 0 | 0 | 0 | 0.38029 |  | 0 | 1 | 0 | Off Peak | 0 | 1 | 0 | Semi Peak | 0 | 1 | Off Peak | 0 | 1 | Off Peak | 0 | 1 | 0 | Off Peak | 0 | 1 | 0 | Off Peak | 0 | 1 | 0 | Off Peak
2020-01-23 | 11 | 1 | 0 | 0 | 0 | 0 | 0.20114 |  | 0 | 1 | 0 | Off Peak | 0 | 1 | 0 | Semi Peak | 0 | 1 | Off Peak | 0 | 1 | Off Peak | 0 | 1 | 0 | Off Peak | 0 | 1 | 0 | Off Peak | 0 | 1 | 0 | Off Peak
2020-01-23 | 12 | 1 | 0 | 0 | 0 | 0 | 0.12892 |  | 0 | 1 | 0 | Off Peak | 0 | 1 | 0 | Semi Peak | 0 | 1 | Off Peak | 0 | 1 | Off Peak | 0 | 1 | 0 | Off Peak | 0 | 1 | 0 | Off Peak | 0 | 1 | 0 | Off Peak
2020-01-23 | 13 | 1 | 0 | 0 | 0 | 0 | 0.079161 |  | 0 | 1 | 0 | Off Peak | 0 | 1 | 0 | Semi Peak | 0 | 1 | Off Peak | 1 | 0 | On Peak | 0 | 1 | 0 | Off Peak | 1 | 0 | 0 | On Peak | 0 | 1 | 0 | Off Peak
2020-01-23 | 14 | 1 | 0 | 0 | 0 | 0 | 0.11764 |  | 0 | 1 | 0 | Off Peak | 0 | 1 | 0 | Semi Peak | 0 | 1 | Off Peak | 1 | 0 | On Peak | 0 | 1 | 0 | Off Peak | 1 | 0 | 0 | On Peak | 0 | 1 | 0 | Off Peak
2020-01-23 | 15 | 1 | 0 | 0 | 0 | 0 | 0.26593 |  | 0 | 1 | 0 | Off Peak | 0 | 1 | 0 | Semi Peak | 0 | 1 | Off Peak | 1 | 0 | On Peak | 0 | 1 | 0 | Off Peak | 1 | 0 | 0 | On Peak | 0 | 1 | 0 | Off Peak
2020-01-23 | 16 | 1 | 0 | 0 | 0 | 0 | 0.61544 |  | 0 | 1 | 0 | Off Peak | 0 | 1 | 0 | Semi Peak | 0 | 1 | Off Peak | 1 | 0 | On Peak | 0 | 1 | 0 | Off Peak | 1 | 0 | 0 | On Peak | 0 | 1 | 0 | Off Peak
2020-01-23 | 17 | 1 | 0 | 0 | 0 | 0 | 1.1118 |  | 1 | 0 | 0 | On Peak | 0 | 1 | 0 | Semi Peak | 1 | 0 | On Peak | 1 | 0 | On Peak | 0 | 1 | 0 | Off Peak | 1 | 0 | 0 | On Peak | 0 | 1 | 0 | Off Peak
2020-01-23 | 18 | 1 | 0 | 0 | 0 | 0 | 1.4744 |  | 1 | 0 | 0 | On Peak | 1 | 0 | 0 | On Peak | 1 | 0 | On Peak | 1 | 0 | On Peak | 0 | 1 | 0 | Off Peak | 1 | 0 | 0 | On Peak | 0 | 1 | 0 | Off Peak
2020-01-23 | 19 | 1 | 0 | 0 | 0 | 0 | 1.8629 |  | 1 | 0 | 0 | On Peak | 1 | 0 | 0 | On Peak | 1 | 0 | On Peak | 0 | 1 | Off Peak | 0 | 0 | 1 | Super Off Peak | 1 | 0 | 0 | On Peak | 0 | 1 | 0 | Off Peak
2020-01-23 | 20 | 1 | 0 | 0 | 0 | 0 | 1.9246 |  | 1 | 0 | 0 | On Peak | 1 | 0 | 0 | On Peak | 1 | 0 | On Peak | 0 | 1 | Off Peak | 0 | 0 | 1 | Super Off Peak | 1 | 0 | 0 | On Peak | 1 | 0 | 0 | On Peak
2020-01-23 | 21 | 1 | 0 | 0 | 0 | 0 | 1.8824 |  | 1 | 0 | 0 | On Peak | 0 | 1 | 0 | Semi Peak | 1 | 0 | On Peak | 0 | 1 | Off Peak | 0 | 0 | 1 | Super Off Peak | 0 | 1 | 0 | Off Peak | 1 | 0 | 0 | On Peak
2020-01-23 | 22 | 1 | 0 | 0 | 0 | 0 | 1.811 |  | 0 | 1 | 0 | Off Peak | 0 | 1 | 0 | Semi Peak | 0 | 1 | Off Peak | 0 | 1 | Off Peak | 0 | 0 | 1 | Super Off Peak | 0 | 1 | 0 | Off Peak | 1 | 0 | 0 | On Peak
2020-01-23 | 23 | 1 | 0 | 0 | 0 | 0 | 1.3954 |  | 0 | 1 | 0 | Off Peak | 0 | 0 | 1 | Off Peak | 0 | 1 | Off Peak | 0 | 1 | Off Peak | 0 | 0 | 1 | Super Off Peak | 0 | 1 | 0 | Off Peak | 1 | 0 | 0 | On Peak
2020-01-23 | 24 | 1 | 0 | 0 | 0 | 0 | 1.2092 |  | 0 | 1 | 0 | Off Peak | 0 | 0 | 1 | Off Peak | 0 | 1 | Off Peak | 0 | 1 | Off Peak | 0 | 0 | 1 | Super Off Peak | 0 | 1 | 0 | Off Peak | 1 | 0 | 0 | On Peak
2020-01-24 | 1 | 1 | 0 | 0 | 0 | 0 | 1.104 |  | 0 | 0 | 1 | Super Off Peak | 0 | 0 | 1 | Off Peak | 0 | 1 | Off Peak | 0 | 1 | Off Peak | 0 | 0 | 1 | Super Off Peak | 0 | 0 | 1 | Super Off Peak | 0 | 0 | 1 | Super Off Peak
2020-01-24 | 2 | 1 | 0 | 0 | 0 | 0 | 1.0347 |  | 0 | 0 | 1 | Super Off Peak | 0 | 0 | 1 | Off Peak | 0 | 1 | Off Peak | 0 | 1 | Off Peak | 0 | 0 | 1 | Super Off Peak | 0 | 0 | 1 | Super Off Peak | 0 | 0 | 1 | Super Off Peak
2020-01-24 | 3 | 1 | 0 | 0 | 0 | 0 | 0.97307 |  | 0 | 0 | 1 | Super Off Peak | 0 | 0 | 1 | Off Peak | 0 | 1 | Off Peak | 0 | 1 | Off Peak | 0 | 0 | 1 | Super Off Peak | 0 | 0 | 1 | Super Off Peak | 0 | 0 | 1 | Super Off Peak
2020-01-24 | 4 | 1 | 0 | 0 | 0 | 0 | 0.92825 |  | 0 | 0 | 1 | Super Off Peak | 0 | 0 | 1 | Off Peak | 0 | 1 | Off Peak | 0 | 1 | Off Peak | 0 | 0 | 1 | Super Off Peak | 0 | 0 | 1 | Super Off Peak | 0 | 0 | 1 | Super Off Peak
2020-01-24 | 5 | 1 | 0 | 0 | 0 | 0 | 0.90233 |  | 0 | 0 | 1 | Super Off Peak | 0 | 0 | 1 | Off Peak | 0 | 1 | Off Peak | 0 | 1 | Off Peak | 0 | 0 | 1 | Super Off Peak | 0 | 0 | 1 | Super Off Peak | 0 | 0 | 1 | Super Off Peak
2020-01-24 | 6 | 1 | 0 | 0 | 0 | 0 | 0.89849 |  | 0 | 0 | 1 | Super Off Peak | 0 | 0 | 1 | Off Peak | 0 | 1 | Off Peak | 0 | 1 | Off Peak | 0 | 0 | 1 | Super Off Peak | 0 | 1 | 0 | Off Peak | 0 | 1 | 0 | Off Peak
2020-01-24 | 7 | 1 | 0 | 0 | 0 | 0 | 1.1299 |  | 0 | 1 | 0 | Off Peak | 0 | 1 | 0 | Semi Peak | 0 | 1 | Off Peak | 0 | 1 | Off Peak | 0 | 1 | 0 | Off Peak | 0 | 1 | 0 | Off Peak | 0 | 1 | 0 | Off Peak
2020-01-24 | 8 | 1 | 0 | 0 | 0 | 0 | 1.0714 |  | 0 | 1 | 0 | Off Peak | 0 | 1 | 0 | Semi Peak | 0 | 1 | Off Peak | 0 | 1 | Off Peak | 0 | 1 | 0 | Off Peak | 0 | 1 | 0 | Off Peak | 0 | 1 | 0 | Off Peak
2020-01-24 | 9 | 1 | 0 | 0 | 0 | 0 | 0.65022 |  | 0 | 1 | 0 | Off Peak | 0 | 1 | 0 | Semi Peak | 0 | 1 | Off Peak | 0 | 1 | Off Peak | 0 | 1 | 0 | Off Peak | 0 | 1 | 0 | Off Peak | 0 | 1 | 0 | Off Peak
2020-01-24 | 10 | 1 | 0 | 0 | 0 | 0 | 0.31785 |  | 0 | 1 | 0 | Off Peak | 0 | 1 | 0 | Semi Peak | 0 | 1 | Off Peak | 0 | 1 | Off Peak | 0 | 1 | 0 | Off Peak | 0 | 1 | 0 | Off Peak | 0 | 1 | 0 | Off Peak
2020-01-24 | 11 | 1 | 0 | 0 | 0 | 0 | 0.15626 |  | 0 | 1 | 0 | Off Peak | 0 | 1 | 0 | Semi Peak | 0 | 1 | Off Peak | 0 | 1 | Off Peak | 0 | 1 | 0 | Off Peak | 0 | 1 | 0 | Off Peak | 0 | 1 | 0 | Off Peak
2020-01-24 | 12 | 1 | 0 | 0 | 0 | 0 | 0.094332 |  | 0 | 1 | 0 | Off Peak | 0 | 1 | 0 | Semi Peak | 0 | 1 | Off Peak | 0 | 1 | Off Peak | 0 | 1 | 0 | Off Peak | 0 | 1 | 0 | Off Peak | 0 | 1 | 0 | Off Peak
2020-01-24 | 13 | 1 | 0 | 0 | 0 | 0 | 0.058114 |  | 0 | 1 | 0 | Off Peak | 0 | 1 | 0 | Semi Peak | 0 | 1 | Off Peak | 1 | 0 | On Peak | 0 | 1 | 0 | Off Peak | 1 | 0 | 0 | On Peak | 0 | 1 | 0 | Off Peak
2020-01-24 | 14 | 1 | 0 | 0 | 0 | 0 | 0.092943 |  | 0 | 1 | 0 | Off Peak | 0 | 1 | 0 | Semi Peak | 0 | 1 | Off Peak | 1 | 0 | On Peak | 0 | 1 | 0 | Off Peak | 1 | 0 | 0 | On Peak | 0 | 1 | 0 | Off Peak
2020-01-24 | 15 | 1 | 0 | 0 | 0 | 0 | 0.21806 |  | 0 | 1 | 0 | Off Peak | 0 | 1 | 0 | Semi Peak | 0 | 1 | Off Peak | 1 | 0 | On Peak | 0 | 1 | 0 | Off Peak | 1 | 0 | 0 | On Peak | 0 | 1 | 0 | Off Peak
2020-01-24 | 16 | 1 | 0 | 0 | 0 | 0 | 0.55184 |  | 0 | 1 | 0 | Off Peak | 0 | 1 | 0 | Semi Peak | 0 | 1 | Off Peak | 1 | 0 | On Peak | 0 | 1 | 0 | Off Peak | 1 | 0 | 0 | On Peak | 0 | 1 | 0 | Off Peak
2020-01-24 | 17 | 1 | 0 | 0 | 0 | 0 | 1.0585 |  | 1 | 0 | 0 | On Peak | 0 | 1 | 0 | Semi Peak | 1 | 0 | On Peak | 1 | 0 | On Peak | 0 | 1 | 0 | Off Peak | 1 | 0 | 0 | On Peak | 0 | 1 | 0 | Off Peak
2020-01-24 | 18 | 1 | 0 | 0 | 0 | 0 | 1.4191 |  | 1 | 0 | 0 | On Peak | 1 | 0 | 0 | On Peak | 1 | 0 | On Peak | 1 | 0 | On Peak | 0 | 1 | 0 | Off Peak | 1 | 0 | 0 | On Peak | 0 | 1 | 0 | Off Peak
2020-01-24 | 19 | 1 | 0 | 0 | 0 | 0 | 1.8275 |  | 1 | 0 | 0 | On Peak | 1 | 0 | 0 | On Peak | 1 | 0 | On Peak | 0 | 1 | Off Peak | 0 | 0 | 1 | Super Off Peak | 1 | 0 | 0 | On Peak | 0 | 1 | 0 | Off Peak
2020-01-24 | 20 | 1 | 0 | 0 | 0 | 0 | 1.8938 |  | 1 | 0 | 0 | On Peak | 1 | 0 | 0 | On Peak | 1 | 0 | On Peak | 0 | 1 | Off Peak | 0 | 0 | 1 | Super Off Peak | 1 | 0 | 0 | On Peak | 1 | 0 | 0 | On Peak
2020-01-24 | 21 | 1 | 0 | 0 | 0 | 0 | 1.8616 |  | 1 | 0 | 0 | On Peak | 0 | 1 | 0 | Semi Peak | 1 | 0 | On Peak | 0 | 1 | Off Peak | 0 | 0 | 1 | Super Off Peak | 0 | 1 | 0 | Off Peak | 1 | 0 | 0 | On Peak
2020-01-24 | 22 | 1 | 0 | 0 | 0 | 0 | 1.8006 |  | 0 | 1 | 0 | Off Peak | 0 | 1 | 0 | Semi Peak | 0 | 1 | Off Peak | 0 | 1 | Off Peak | 0 | 0 | 1 | Super Off Peak | 0 | 1 | 0 | Off Peak | 1 | 0 | 0 | On Peak
2020-01-24 | 23 | 1 | 0 | 0 | 0 | 0 | 1.4084 |  | 0 | 1 | 0 | Off Peak | 0 | 0 | 1 | Off Peak | 0 | 1 | Off Peak | 0 | 1 | Off Peak | 0 | 0 | 1 | Super Off Peak | 0 | 1 | 0 | Off Peak | 1 | 0 | 0 | On Peak
2020-01-24 | 24 | 1 | 0 | 0 | 0 | 0 | 1.2488 |  | 0 | 1 | 0 | Off Peak | 0 | 0 | 1 | Off Peak | 0 | 1 | Off Peak | 0 | 1 | Off Peak | 0 | 0 | 1 | Super Off Peak | 0 | 1 | 0 | Off Peak | 1 | 0 | 0 | On Peak
2020-01-25 | 1 | 1 | 0 | 1 | 0 | 0 | 1.0557 |  | 0 | 0 | 1 | Super Off Peak | 0 | 0 | 1 | Off Peak | 0 | 1 | Off Peak | 0 | 1 | Off Peak | 0 | 0 | 1 | Super Off Peak | 0 | 0 | 1 | Super Off Peak | 0 | 0 | 1 | Super Off Peak
2020-01-25 | 2 | 1 | 0 | 1 | 0 | 0 | 1.003 |  | 0 | 0 | 1 | Super Off Peak | 0 | 0 | 1 | Off Peak | 0 | 1 | Off Peak | 0 | 1 | Off Peak | 0 | 0 | 1 | Super Off Peak | 0 | 0 | 1 | Super Off Peak | 0 | 0 | 1 | Super Off Peak
2020-01-25 | 3 | 1 | 0 | 1 | 0 | 0 | 0.94707 |  | 0 | 0 | 1 | Super Off Peak | 0 | 0 | 1 | Off Peak | 0 | 1 | Off Peak | 0 | 1 | Off Peak | 0 | 0 | 1 | Super Off Peak | 0 | 0 | 1 | Super Off Peak | 0 | 0 | 1 | Super Off Peak
2020-01-25 | 4 | 1 | 0 | 1 | 0 | 0 | 0.91631 |  | 0 | 0 | 1 | Super Off Peak | 0 | 0 | 1 | Off Peak | 0 | 1 | Off Peak | 0 | 1 | Off Peak | 0 | 0 | 1 | Super Off Peak | 0 | 0 | 1 | Super Off Peak | 0 | 0 | 1 | Super Off Peak
2020-01-25 | 5 | 1 | 0 | 1 | 0 | 0 | 0.90926 |  | 0 | 0 | 1 | Super Off Peak | 0 | 0 | 1 | Off Peak | 0 | 1 | Off Peak | 0 | 1 | Off Peak | 0 | 0 | 1 | Super Off Peak | 0 | 0 | 1 | Super Off Peak | 0 | 0 | 1 | Super Off Peak
2020-01-25 | 6 | 1 | 0 | 1 | 0 | 0 | 0.91929 |  | 0 | 0 | 1 | Super Off Peak | 0 | 0 | 1 | Off Peak | 0 | 1 | Off Peak | 0 | 1 | Off Peak | 0 | 0 | 1 | Super Off Peak | 0 | 1 | 0 | Off Peak | 0 | 1 | 0 | Off Peak
2020-01-25 | 7 | 1 | 0 | 1 | 0 | 0 | 1.1544 |  | 0 | 0 | 1 | Super Off Peak | 0 | 0 | 1 | Off Peak | 0 | 1 | Off Peak | 0 | 1 | Off Peak | 0 | 0 | 1 | Super Off Peak | 0 | 1 | 0 | Off Peak | 0 | 1 | 0 | Off Peak
2020-01-25 | 8 | 1 | 0 | 1 | 0 | 0 | 1.0591 |  | 0 | 0 | 1 | Super Off Peak | 0 | 0 | 1 | Off Peak | 0 | 1 | Off Peak | 0 | 1 | Off Peak | 0 | 0 | 1 | Super Off Peak | 0 | 1 | 0 | Off Peak | 0 | 1 | 0 | Off Peak
2020-01-25 | 9 | 1 | 0 | 1 | 0 | 0 | 0.63979 |  | 0 | 0 | 1 | Super Off Peak | 0 | 0 | 1 | Off Peak | 0 | 1 | Off Peak | 0 | 1 | Off Peak | 0 | 0 | 1 | Super Off Peak | 0 | 1 | 0 | Off Peak | 0 | 1 | 0 | Off Peak
2020-01-25 | 10 | 1 | 0 | 1 | 0 | 0 | 0.28392 |  | 0 | 0 | 1 | Super Off Peak | 0 | 0 | 1 | Off Peak | 0 | 1 | Off Peak | 0 | 1 | Off Peak | 0 | 0 | 1 | Super Off Peak | 0 | 1 | 0 | Off Peak | 0 | 1 | 0 | Off Peak
2020-01-25 | 11 | 1 | 0 | 1 | 0 | 0 | 0.09525 |  | 0 | 0 | 1 | Super Off Peak | 0 | 0 | 1 | Off Peak | 0 | 1 | Off Peak | 0 | 1 | Off Peak | 0 | 0 | 1 | Super Off Peak | 0 | 1 | 0 | Off Peak | 0 | 1 | 0 | Off Peak
2020-01-25 | 12 | 1 | 0 | 1 | 0 | 0 | 0.012087 |  | 0 | 0 | 1 | Super Off Peak | 0 | 0 | 1 | Off Peak | 0 | 1 | Off Peak | 0 | 1 | Off Peak | 0 | 0 | 1 | Super Off Peak | 0 | 1 | 0 | Off Peak | 0 | 1 | 0 | Off Peak
2020-01-25 | 13 | 1 | 0 | 1 | 0 | 0 | -0.03834 |  | 0 | 0 | 1 | Super Off Peak | 0 | 0 | 1 | Off Peak | 0 | 1 | Off Peak | 0 | 1 | Off Peak | 0 | 0 | 1 | Super Off Peak | 1 | 0 | 0 | On Peak | 0 | 1 | 0 | Off Peak
2020-01-25 | 14 | 1 | 0 | 1 | 0 | 0 | -0.011803 |  | 0 | 0 | 1 | Super Off Peak | 0 | 0 | 1 | Off Peak | 0 | 1 | Off Peak | 0 | 1 | Off Peak | 0 | 0 | 1 | Super Off Peak | 1 | 0 | 0 | On Peak | 0 | 1 | 0 | Off Peak
2020-01-25 | 15 | 1 | 0 | 1 | 0 | 0 | 0.11171 |  | 0 | 1 | 0 | Off Peak | 0 | 0 | 1 | Off Peak | 0 | 1 | Off Peak | 0 | 1 | Off Peak | 0 | 0 | 1 | Super Off Peak | 1 | 0 | 0 | On Peak | 0 | 1 | 0 | Off Peak
2020-01-25 | 16 | 1 | 0 | 1 | 0 | 0 | 0.4446 |  | 0 | 1 | 0 | Off Peak | 0 | 0 | 1 | Off Peak | 0 | 1 | Off Peak | 0 | 1 | Off Peak | 0 | 0 | 1 | Super Off Peak | 1 | 0 | 0 | On Peak | 0 | 1 | 0 | Off Peak
2020-01-25 | 17 | 1 | 0 | 1 | 0 | 0 | 0.93637 |  | 1 | 0 | 0 | On Peak | 0 | 0 | 1 | Off Peak | 0 | 1 | Off Peak | 0 | 1 | Off Peak | 0 | 0 | 1 | Super Off Peak | 1 | 0 | 0 | On Peak | 0 | 1 | 0 | Off Peak
2020-01-25 | 18 | 1 | 0 | 1 | 0 | 0 | 1.2972 |  | 1 | 0 | 0 | On Peak | 0 | 0 | 1 | Off Peak | 0 | 1 | Off Peak | 0 | 1 | Off Peak | 0 | 0 | 1 | Super Off Peak | 1 | 0 | 0 | On Peak | 0 | 1 | 0 | Off Peak
2020-01-25 | 19 | 1 | 0 | 1 | 0 | 0 | 1.685 |  | 1 | 0 | 0 | On Peak | 0 | 0 | 1 | Off Peak | 0 | 1 | Off Peak | 0 | 1 | Off Peak | 0 | 0 | 1 | Super Off Peak | 1 | 0 | 0 | On Peak | 0 | 1 | 0 | Off Peak
2020-01-25 | 20 | 1 | 0 | 1 | 0 | 0 | 1.7902 |  | 1 | 0 | 0 | On Peak | 0 | 0 | 1 | Off Peak | 0 | 1 | Off Peak | 0 | 1 | Off Peak | 0 | 0 | 1 | Super Off Peak | 1 | 0 | 0 | On Peak | 1 | 0 | 0 | On Peak
2020-01-25 | 21 | 1 | 0 | 1 | 0 | 0 | 1.7498 |  | 1 | 0 | 0 | On Peak | 0 | 0 | 1 | Off Peak | 0 | 1 | Off Peak | 0 | 1 | Off Peak | 0 | 0 | 1 | Super Off Peak | 0 | 1 | 0 | Off Peak | 1 | 0 | 0 | On Peak
2020-01-25 | 22 | 1 | 0 | 1 | 0 | 0 | 1.7243 |  | 0 | 1 | 0 | Off Peak | 0 | 0 | 1 | Off Peak | 0 | 1 | Off Peak | 0 | 1 | Off Peak | 0 | 0 | 1 | Super Off Peak | 0 | 1 | 0 | Off Peak | 1 | 0 | 0 | On Peak
2020-01-25 | 23 | 1 | 0 | 1 | 0 | 0 | 1.3189 |  | 0 | 1 | 0 | Off Peak | 0 | 0 | 1 | Off Peak | 0 | 1 | Off Peak | 0 | 1 | Off Peak | 0 | 0 | 1 | Super Off Peak | 0 | 1 | 0 | Off Peak | 1 | 0 | 0 | On Peak
2020-01-25 | 24 | 1 | 0 | 1 | 0 | 0 | 1.1768 |  | 0 | 1 | 0 | Off Peak | 0 | 0 | 1 | Off Peak | 0 | 1 | Off Peak | 0 | 1 | Off Peak | 0 | 0 | 1 | Super Off Peak | 0 | 1 | 0 | Off Peak | 1 | 0 | 0 | On Peak
2020-01-26 | 1 | 1 | 0 | 1 | 1 | 0 | 1.0638 |  | 0 | 0 | 1 | Super Off Peak | 0 | 0 | 1 | Off Peak | 0 | 1 | Off Peak | 0 | 1 | Off Peak | 0 | 0 | 1 | Super Off Peak | 0 | 0 | 1 | Super Off Peak | 0 | 0 | 1 | Super Off Peak
2020-01-26 | 2 | 1 | 0 | 1 | 1 | 0 | 1.0025 |  | 0 | 0 | 1 | Super Off Peak | 0 | 0 | 1 | Off Peak | 0 | 1 | Off Peak | 0 | 1 | Off Peak | 0 | 0 | 1 | Super Off Peak | 0 | 0 | 1 | Super Off Peak | 0 | 0 | 1 | Super Off Peak
2020-01-26 | 3 | 1 | 0 | 1 | 1 | 0 | 0.95378 |  | 0 | 0 | 1 | Super Off Peak | 0 | 0 | 1 | Off Peak | 0 | 1 | Off Peak | 0 | 1 | Off Peak | 0 | 0 | 1 | Super Off Peak | 0 | 0 | 1 | Super Off Peak | 0 | 0 | 1 | Super Off Peak
2020-01-26 | 4 | 1 | 0 | 1 | 1 | 0 | 0.9156 |  | 0 | 0 | 1 | Super Off Peak | 0 | 0 | 1 | Off Peak | 0 | 1 | Off Peak | 0 | 1 | Off Peak | 0 | 0 | 1 | Super Off Peak | 0 | 0 | 1 | Super Off Peak | 0 | 0 | 1 | Super Off Peak
2020-01-26 | 5 | 1 | 0 | 1 | 1 | 0 | 0.90003 |  | 0 | 0 | 1 | Super Off Peak | 0 | 0 | 1 | Off Peak | 0 | 1 | Off Peak | 0 | 1 | Off Peak | 0 | 0 | 1 | Super Off Peak | 0 | 0 | 1 | Super Off Peak | 0 | 0 | 1 | Super Off Peak
2020-01-26 | 6 | 1 | 0 | 1 | 1 | 0 | 0.89884 |  | 0 | 0 | 1 | Super Off Peak | 0 | 0 | 1 | Off Peak | 0 | 1 | Off Peak | 0 | 1 | Off Peak | 0 | 0 | 1 | Super Off Peak | 0 | 1 | 0 | Off Peak | 0 | 1 | 0 | Off Peak
2020-01-26 | 7 | 1 | 0 | 1 | 1 | 0 | 0.91542 |  | 0 | 0 | 1 | Super Off Peak | 0 | 0 | 1 | Off Peak | 0 | 1 | Off Peak | 0 | 1 | Off Peak | 0 | 0 | 1 | Super Off Peak | 0 | 1 | 0 | Off Peak | 0 | 1 | 0 | Off Peak
2020-01-26 | 8 | 1 | 0 | 1 | 1 | 0 | 0.8436 |  | 0 | 0 | 1 | Super Off Peak | 0 | 0 | 1 | Off Peak | 0 | 1 | Off Peak | 0 | 1 | Off Peak | 0 | 0 | 1 | Super Off Peak | 0 | 1 | 0 | Off Peak | 0 | 1 | 0 | Off Peak
2020-01-26 | 9 | 1 | 0 | 1 | 1 | 0 | 0.49452 |  | 0 | 0 | 1 | Super Off Peak | 0 | 0 | 1 | Off Peak | 0 | 1 | Off Peak | 0 | 1 | Off Peak | 0 | 0 | 1 | Super Off Peak | 0 | 1 | 0 | Off Peak | 0 | 1 | 0 | Off Peak
2020-01-26 | 10 | 1 | 0 | 1 | 1 | 0 | 0.2156 |  | 0 | 0 | 1 | Super Off Peak | 0 | 0 | 1 | Off Peak | 0 | 1 | Off Peak | 0 | 1 | Off Peak | 0 | 0 | 1 | Super Off Peak | 0 | 1 | 0 | Off Peak | 0 | 1 | 0 | Off Peak
2020-01-26 | 11 | 1 | 0 | 1 | 1 | 0 | 0.095447 |  | 0 | 0 | 1 | Super Off Peak | 0 | 0 | 1 | Off Peak | 0 | 1 | Off Peak | 0 | 1 | Off Peak | 0 | 0 | 1 | Super Off Peak | 0 | 1 | 0 | Off Peak | 0 | 1 | 0 | Off Peak
2020-01-26 | 12 | 1 | 0 | 1 | 1 | 0 | 0.032513 |  | 0 | 0 | 1 | Super Off Peak | 0 | 0 | 1 | Off Peak | 0 | 1 | Off Peak | 0 | 1 | Off Peak | 0 | 0 | 1 | Super Off Peak | 0 | 1 | 0 | Off Peak | 0 | 1 | 0 | Off Peak
2020-01-26 | 13 | 1 | 0 | 1 | 1 | 0 | -0.0098611 |  | 0 | 0 | 1 | Super Off Peak | 0 | 0 | 1 | Off Peak | 0 | 1 | Off Peak | 0 | 1 | Off Peak | 0 | 0 | 1 | Super Off Peak | 1 | 0 | 0 | On Peak | 0 | 1 | 0 | Off Peak
2020-01-26 | 14 | 1 | 0 | 1 | 1 | 0 | 0.010912 |  | 0 | 0 | 1 | Super Off Peak | 0 | 0 | 1 | Off Peak | 0 | 1 | Off Peak | 0 | 1 | Off Peak | 0 | 0 | 1 | Super Off Peak | 1 | 0 | 0 | On Peak | 0 | 1 | 0 | Off Peak
2020-01-26 | 15 | 1 | 0 | 1 | 1 | 0 | 0.12215 |  | 0 | 1 | 0 | Off Peak | 0 | 0 | 1 | Off Peak | 0 | 1 | Off Peak | 0 | 1 | Off Peak | 0 | 0 | 1 | Super Off Peak | 1 | 0 | 0 | On Peak | 0 | 1 | 0 | Off Peak
2020-01-26 | 16 | 1 | 0 | 1 | 1 | 0 | 0.40647 |  | 0 | 1 | 0 | Off Peak | 0 | 0 | 1 | Off Peak | 0 | 1 | Off Peak | 0 | 1 | Off Peak | 0 | 0 | 1 | Super Off Peak | 1 | 0 | 0 | On Peak | 0 | 1 | 0 | Off Peak
2020-01-26 | 17 | 1 | 0 | 1 | 1 | 0 | 0.80264 |  | 1 | 0 | 0 | On Peak | 0 | 0 | 1 | Off Peak | 0 | 1 | Off Peak | 0 | 1 | Off Peak | 0 | 0 | 1 | Super Off Peak | 1 | 0 | 0 | On Peak | 0 | 1 | 0 | Off Peak
2020-01-26 | 18 | 1 | 0 | 1 | 1 | 0 | 1.1237 |  | 1 | 0 | 0 | On Peak | 0 | 0 | 1 | Off Peak | 0 | 1 | Off Peak | 0 | 1 | Off Peak | 0 | 0 | 1 | Super Off Peak | 1 | 0 | 0 | On Peak | 0 | 1 | 0 | Off Peak
2020-01-26 | 19 | 1 | 0 | 1 | 1 | 0 | 1.465 |  | 1 | 0 | 0 | On Peak | 0 | 0 | 1 | Off Peak | 0 | 1 | Off Peak | 0 | 1 | Off Peak | 0 | 0 | 1 | Super Off Peak | 1 | 0 | 0 | On Peak | 0 | 1 | 0 | Off Peak
2020-01-26 | 20 | 1 | 0 | 1 | 1 | 0 | 1.5328 |  | 1 | 0 | 0 | On Peak | 0 | 0 | 1 | Off Peak | 0 | 1 | Off Peak | 0 | 1 | Off Peak | 0 | 0 | 1 | Super Off Peak | 1 | 0 | 0 | On Peak | 1 | 0 | 0 | On Peak
2020-01-26 | 21 | 1 | 0 | 1 | 1 | 0 | 1.5054 |  | 1 | 0 | 0 | On Peak | 0 | 0 | 1 | Off Peak | 0 | 1 | Off Peak | 0 | 1 | Off Peak | 0 | 0 | 1 | Super Off Peak | 0 | 1 | 0 | Off Peak | 1 | 0 | 0 | On Peak
2020-01-26 | 22 | 1 | 0 | 1 | 1 | 0 | 1.4773 |  | 0 | 1 | 0 | Off Peak | 0 | 0 | 1 | Off Peak | 0 | 1 | Off Peak | 0 | 1 | Off Peak | 0 | 0 | 1 | Super Off Peak | 0 | 1 | 0 | Off Peak | 1 | 0 | 0 | On Peak
2020-01-26 | 23 | 1 | 0 | 1 | 1 | 0 | 1.3666 |  | 0 | 1 | 0 | Off Peak | 0 | 0 | 1 | Off Peak | 0 | 1 | Off Peak | 0 | 1 | Off Peak | 0 | 0 | 1 | Super Off Peak | 0 | 1 | 0 | Off Peak | 1 | 0 | 0 | On Peak
2020-01-26 | 24 | 1 | 0 | 1 | 1 | 0 | 1.198 |  | 0 | 1 | 0 | Off Peak | 0 | 0 | 1 | Off Peak | 0 | 1 | Off Peak | 0 | 1 | Off Peak | 0 | 0 | 1 | Super Off Peak | 0 | 1 | 0 | Off Peak | 1 | 0 | 0 | On Peak
2020-01-27 | 1 | 1 | 0 | 0 | 0 | 0 | 1.1359 |  | 0 | 0 | 1 | Super Off Peak | 0 | 0 | 1 | Off Peak | 0 | 1 | Off Peak | 0 | 1 | Off Peak | 0 | 0 | 1 | Super Off Peak | 0 | 0 | 1 | Super Off Peak | 0 | 0 | 1 | Super Off Peak
2020-01-27 | 2 | 1 | 0 | 0 | 0 | 0 | 1.0083 |  | 0 | 0 | 1 | Super Off Peak | 0 | 0 | 1 | Off Peak | 0 | 1 | Off Peak | 0 | 1 | Off Peak | 0 | 0 | 1 | Super Off Peak | 0 | 0 | 1 | Super Off Peak | 0 | 0 | 1 | Super Off Peak
2020-01-27 | 3 | 1 | 0 | 0 | 0 | 0 | 0.96403 |  | 0 | 0 | 1 | Super Off Peak | 0 | 0 | 1 | Off Peak | 0 | 1 | Off Peak | 0 | 1 | Off Peak | 0 | 0 | 1 | Super Off Peak | 0 | 0 | 1 | Super Off Peak | 0 | 0 | 1 | Super Off Peak
2020-01-27 | 4 | 1 | 0 | 0 | 0 | 0 | 0.9293 |  | 0 | 0 | 1 | Super Off Peak | 0 | 0 | 1 | Off Peak | 0 | 1 | Off Peak | 0 | 1 | Off Peak | 0 | 0 | 1 | Super Off Peak | 0 | 0 | 1 | Super Off Peak | 0 | 0 | 1 | Super Off Peak
2020-01-27 | 5 | 1 | 0 | 0 | 0 | 0 | 0.9158 |  | 0 | 0 | 1 | Super Off Peak | 0 | 0 | 1 | Off Peak | 0 | 1 | Off Peak | 0 | 1 | Off Peak | 0 | 0 | 1 | Super Off Peak | 0 | 0 | 1 | Super Off Peak | 0 | 0 | 1 | Super Off Peak
2020-01-27 | 6 | 1 | 0 | 0 | 0 | 0 | 0.93635 |  | 0 | 0 | 1 | Super Off Peak | 0 | 0 | 1 | Off Peak | 0 | 1 | Off Peak | 0 | 1 | Off Peak | 0 | 0 | 1 | Super Off Peak | 0 | 1 | 0 | Off Peak | 0 | 1 | 0 | Off Peak
2020-01-27 | 7 | 1 | 0 | 0 | 0 | 0 | 1.247 |  | 0 | 1 | 0 | Off Peak | 0 | 1 | 0 | Semi Peak | 0 | 1 | Off Peak | 0 | 1 | Off Peak | 0 | 1 | 0 | Off Peak | 0 | 1 | 0 | Off Peak | 0 | 1 | 0 | Off Peak
2020-01-27 | 8 | 1 | 0 | 0 | 0 | 0 | 1.3342 |  | 0 | 1 | 0 | Off Peak | 0 | 1 | 0 | Semi Peak | 0 | 1 | Off Peak | 0 | 1 | Off Peak | 0 | 1 | 0 | Off Peak | 0 | 1 | 0 | Off Peak | 0 | 1 | 0 | Off Peak
2020-01-27 | 9 | 1 | 0 | 0 | 0 | 0 | 0.9784 |  | 0 | 1 | 0 | Off Peak | 0 | 1 | 0 | Semi Peak | 0 | 1 | Off Peak | 0 | 1 | Off Peak | 0 | 1 | 0 | Off Peak | 0 | 1 | 0 | Off Peak | 0 | 1 | 0 | Off Peak
2020-01-27 | 10 | 1 | 0 | 0 | 0 | 0 | 0.57057 |  | 0 | 1 | 0 | Off Peak | 0 | 1 | 0 | Semi Peak | 0 | 1 | Off Peak | 0 | 1 | Off Peak | 0 | 1 | 0 | Off Peak | 0 | 1 | 0 | Off Peak | 0 | 1 | 0 | Off Peak
2020-01-27 | 11 | 1 | 0 | 0 | 0 | 0 | 0.37027 |  | 0 | 1 | 0 | Off Peak | 0 | 1 | 0 | Semi Peak | 0 | 1 | Off Peak | 0 | 1 | Off Peak | 0 | 1 | 0 | Off Peak | 0 | 1 | 0 | Off Peak | 0 | 1 | 0 | Off Peak
2020-01-27 | 12 | 1 | 0 | 0 | 0 | 0 | 0.27927 |  | 0 | 1 | 0 | Off Peak | 0 | 1 | 0 | Semi Peak | 0 | 1 | Off Peak | 0 | 1 | Off Peak | 0 | 1 | 0 | Off Peak | 0 | 1 | 0 | Off Peak | 0 | 1 | 0 | Off Peak
2020-01-27 | 13 | 1 | 0 | 0 | 0 | 0 | 0.22023 |  | 0 | 1 | 0 | Off Peak | 0 | 1 | 0 | Semi Peak | 0 | 1 | Off Peak | 1 | 0 | On Peak | 0 | 1 | 0 | Off Peak | 1 | 0 | 0 | On Peak | 0 | 1 | 0 | Off Peak
2020-01-27 | 14 | 1 | 0 | 0 | 0 | 0 | 0.25494 |  | 0 | 1 | 0 | Off Peak | 0 | 1 | 0 | Semi Peak | 0 | 1 | Off Peak | 1 | 0 | On Peak | 0 | 1 | 0 | Off Peak | 1 | 0 | 0 | On Peak | 0 | 1 | 0 | Off Peak
2020-01-27 | 15 | 1 | 0 | 0 | 0 | 0 | 0.38684 |  | 0 | 1 | 0 | Off Peak | 0 | 1 | 0 | Semi Peak | 0 | 1 | Off Peak | 1 | 0 | On Peak | 0 | 1 | 0 | Off Peak | 1 | 0 | 0 | On Peak | 0 | 1 | 0 | Off Peak
2020-01-27 | 16 | 1 | 0 | 0 | 0 | 0 | 0.70348 |  | 0 | 1 | 0 | Off Peak | 0 | 1 | 0 | Semi Peak | 0 | 1 | Off Peak | 1 | 0 | On Peak | 0 | 1 | 0 | Off Peak | 1 | 0 | 0 | On Peak | 0 | 1 | 0 | Off Peak
2020-01-27 | 17 | 1 | 0 | 0 | 0 | 0 | 1.2012 |  | 1 | 0 | 0 | On Peak | 0 | 1 | 0 | Semi Peak | 1 | 0 | On Peak | 1 | 0 | On Peak | 0 | 1 | 0 | Off Peak | 1 | 0 | 0 | On Peak | 0 | 1 | 0 | Off Peak
2020-01-27 | 18 | 1 | 0 | 0 | 0 | 0 | 1.5813 |  | 1 | 0 | 0 | On Peak | 1 | 0 | 0 | On Peak | 1 | 0 | On Peak | 1 | 0 | On Peak | 0 | 1 | 0 | Off Peak | 1 | 0 | 0 | On Peak | 0 | 1 | 0 | Off Peak
2020-01-27 | 19 | 1 | 0 | 0 | 0 | 0 | 1.9823 |  | 1 | 0 | 0 | On Peak | 1 | 0 | 0 | On Peak | 1 | 0 | On Peak | 0 | 1 | Off Peak | 0 | 0 | 1 | Super Off Peak | 1 | 0 | 0 | On Peak | 0 | 1 | 0 | Off Peak
2020-01-27 | 20 | 1 | 0 | 0 | 0 | 0 | 2.0356 |  | 1 | 0 | 0 | On Peak | 1 | 0 | 0 | On Peak | 1 | 0 | On Peak | 0 | 1 | Off Peak | 0 | 0 | 1 | Super Off Peak | 1 | 0 | 0 | On Peak | 1 | 0 | 0 | On Peak
2020-01-27 | 21 | 1 | 0 | 0 | 0 | 0 | 2.0034 |  | 1 | 0 | 0 | On Peak | 0 | 1 | 0 | Semi Peak | 1 | 0 | On Peak | 0 | 1 | Off Peak | 0 | 0 | 1 | Super Off Peak | 0 | 1 | 0 | Off Peak | 1 | 0 | 0 | On Peak
2020-01-27 | 22 | 1 | 0 | 0 | 0 | 0 | 1.9294 |  | 0 | 1 | 0 | Off Peak | 0 | 1 | 0 | Semi Peak | 0 | 1 | Off Peak | 0 | 1 | Off Peak | 0 | 0 | 1 | Super Off Peak | 0 | 1 | 0 | Off Peak | 1 | 0 | 0 | On Peak
2020-01-27 | 23 | 1 | 0 | 0 | 0 | 0 | 1.4993 |  | 0 | 1 | 0 | Off Peak | 0 | 0 | 1 | Off Peak | 0 | 1 | Off Peak | 0 | 1 | Off Peak | 0 | 0 | 1 | Super Off Peak | 0 | 1 | 0 | Off Peak | 1 | 0 | 0 | On Peak
2020-01-27 | 24 | 1 | 0 | 0 | 0 | 0 | 1.3005 |  | 0 | 1 | 0 | Off Peak | 0 | 0 | 1 | Off Peak | 0 | 1 | Off Peak | 0 | 1 | Off Peak | 0 | 0 | 1 | Super Off Peak | 0 | 1 | 0 | Off Peak | 1 | 0 | 0 | On Peak
2020-01-28 | 1 | 1 | 0 | 0 | 0 | 0 | 1.0905 |  | 0 | 0 | 1 | Super Off Peak | 0 | 0 | 1 | Off Peak | 0 | 1 | Off Peak | 0 | 1 | Off Peak | 0 | 0 | 1 | Super Off Peak | 0 | 0 | 1 | Super Off Peak | 0 | 0 | 1 | Super Off Peak
2020-01-28 | 2 | 1 | 0 | 0 | 0 | 0 | 0.99499 |  | 0 | 0 | 1 | Super Off Peak | 0 | 0 | 1 | Off Peak | 0 | 1 | Off Peak | 0 | 1 | Off Peak | 0 | 0 | 1 | Super Off Peak | 0 | 0 | 1 | Super Off Peak | 0 | 0 | 1 | Super Off Peak
2020-01-28 | 3 | 1 | 0 | 0 | 0 | 0 | 0.94881 |  | 0 | 0 | 1 | Super Off Peak | 0 | 0 | 1 | Off Peak | 0 | 1 | Off Peak | 0 | 1 | Off Peak | 0 | 0 | 1 | Super Off Peak | 0 | 0 | 1 | Super Off Peak | 0 | 0 | 1 | Super Off Peak
2020-01-28 | 4 | 1 | 0 | 0 | 0 | 0 | 0.91464 |  | 0 | 0 | 1 | Super Off Peak | 0 | 0 | 1 | Off Peak | 0 | 1 | Off Peak | 0 | 1 | Off Peak | 0 | 0 | 1 | Super Off Peak | 0 | 0 | 1 | Super Off Peak | 0 | 0 | 1 | Super Off Peak
2020-01-28 | 5 | 1 | 0 | 0 | 0 | 0 | 0.89803 |  | 0 | 0 | 1 | Super Off Peak | 0 | 0 | 1 | Off Peak | 0 | 1 | Off Peak | 0 | 1 | Off Peak | 0 | 0 | 1 | Super Off Peak | 0 | 0 | 1 | Super Off Peak | 0 | 0 | 1 | Super Off Peak
2020-01-28 | 6 | 1 | 0 | 0 | 0 | 0 | 0.92073 |  | 0 | 0 | 1 | Super Off Peak | 0 | 0 | 1 | Off Peak | 0 | 1 | Off Peak | 0 | 1 | Off Peak | 0 | 0 | 1 | Super Off Peak | 0 | 1 | 0 | Off Peak | 0 | 1 | 0 | Off Peak
2020-01-28 | 7 | 1 | 0 | 0 | 0 | 0 | 1.2249 |  | 0 | 1 | 0 | Off Peak | 0 | 1 | 0 | Semi Peak | 0 | 1 | Off Peak | 0 | 1 | Off Peak | 0 | 1 | 0 | Off Peak | 0 | 1 | 0 | Off Peak | 0 | 1 | 0 | Off Peak
2020-01-28 | 8 | 1 | 0 | 0 | 0 | 0 | 1.3059 |  | 0 | 1 | 0 | Off Peak | 0 | 1 | 0 | Semi Peak | 0 | 1 | Off Peak | 0 | 1 | Off Peak | 0 | 1 | 0 | Off Peak | 0 | 1 | 0 | Off Peak | 0 | 1 | 0 | Off Peak
2020-01-28 | 9 | 1 | 0 | 0 | 0 | 0 | 0.92475 |  | 0 | 1 | 0 | Off Peak | 0 | 1 | 0 | Semi Peak | 0 | 1 | Off Peak | 0 | 1 | Off Peak | 0 | 1 | 0 | Off Peak | 0 | 1 | 0 | Off Peak | 0 | 1 | 0 | Off Peak
2020-01-28 | 10 | 1 | 0 | 0 | 0 | 0 | 0.50498 |  | 0 | 1 | 0 | Off Peak | 0 | 1 | 0 | Semi Peak | 0 | 1 | Off Peak | 0 | 1 | Off Peak | 0 | 1 | 0 | Off Peak | 0 | 1 | 0 | Off Peak | 0 | 1 | 0 | Off Peak
2020-01-28 | 11 | 1 | 0 | 0 | 0 | 0 | 0.28871 |  | 0 | 1 | 0 | Off Peak | 0 | 1 | 0 | Semi Peak | 0 | 1 | Off Peak | 0 | 1 | Off Peak | 0 | 1 | 0 | Off Peak | 0 | 1 | 0 | Off Peak | 0 | 1 | 0 | Off Peak
2020-01-28 | 12 | 1 | 0 | 0 | 0 | 0 | 0.19554 |  | 0 | 1 | 0 | Off Peak | 0 | 1 | 0 | Semi Peak | 0 | 1 | Off Peak | 0 | 1 | Off Peak | 0 | 1 | 0 | Off Peak | 0 | 1 | 0 | Off Peak | 0 | 1 | 0 | Off Peak
2020-01-28 | 13 | 1 | 0 | 0 | 0 | 0 | 0.14779 |  | 0 | 1 | 0 | Off Peak | 0 | 1 | 0 | Semi Peak | 0 | 1 | Off Peak | 1 | 0 | On Peak | 0 | 1 | 0 | Off Peak | 1 | 0 | 0 | On Peak | 0 | 1 | 0 | Off Peak
2020-01-28 | 14 | 1 | 0 | 0 | 0 | 0 | 0.19053 |  | 0 | 1 | 0 | Off Peak | 0 | 1 | 0 | Semi Peak | 0 | 1 | Off Peak | 1 | 0 | On Peak | 0 | 1 | 0 | Off Peak | 1 | 0 | 0 | On Peak | 0 | 1 | 0 | Off Peak
2020-01-28 | 15 | 1 | 0 | 0 | 0 | 0 | 0.33644 |  | 0 | 1 | 0 | Off Peak | 0 | 1 | 0 | Semi Peak | 0 | 1 | Off Peak | 1 | 0 | On Peak | 0 | 1 | 0 | Off Peak | 1 | 0 | 0 | On Peak | 0 | 1 | 0 | Off Peak
2020-01-28 | 16 | 1 | 0 | 0 | 0 | 0 | 0.66378 |  | 0 | 1 | 0 | Off Peak | 0 | 1 | 0 | Semi Peak | 0 | 1 | Off Peak | 1 | 0 | On Peak | 0 | 1 | 0 | Off Peak | 1 | 0 | 0 | On Peak | 0 | 1 | 0 | Off Peak
2020-01-28 | 17 | 1 | 0 | 0 | 0 | 0 | 1.1647 |  | 1 | 0 | 0 | On Peak | 0 | 1 | 0 | Semi Peak | 1 | 0 | On Peak | 1 | 0 | On Peak | 0 | 1 | 0 | Off Peak | 1 | 0 | 0 | On Peak | 0 | 1 | 0 | Off Peak
2020-01-28 | 18 | 1 | 0 | 0 | 0 | 0 | 1.5309 |  | 1 | 0 | 0 | On Peak | 1 | 0 | 0 | On Peak | 1 | 0 | On Peak | 1 | 0 | On Peak | 0 | 1 | 0 | Off Peak | 1 | 0 | 0 | On Peak | 0 | 1 | 0 | Off Peak
2020-01-28 | 19 | 1 | 0 | 0 | 0 | 0 | 1.9096 |  | 1 | 0 | 0 | On Peak | 1 | 0 | 0 | On Peak | 1 | 0 | On Peak | 0 | 1 | Off Peak | 0 | 0 | 1 | Super Off Peak | 1 | 0 | 0 | On Peak | 0 | 1 | 0 | Off Peak
2020-01-28 | 20 | 1 | 0 | 0 | 0 | 0 | 1.9938 |  | 1 | 0 | 0 | On Peak | 1 | 0 | 0 | On Peak | 1 | 0 | On Peak | 0 | 1 | Off Peak | 0 | 0 | 1 | Super Off Peak | 1 | 0 | 0 | On Peak | 1 | 0 | 0 | On Peak
2020-01-28 | 21 | 1 | 0 | 0 | 0 | 0 | 1.9518 |  | 1 | 0 | 0 | On Peak | 0 | 1 | 0 | Semi Peak | 1 | 0 | On Peak | 0 | 1 | Off Peak | 0 | 0 | 1 | Super Off Peak | 0 | 1 | 0 | Off Peak | 1 | 0 | 0 | On Peak
2020-01-28 | 22 | 1 | 0 | 0 | 0 | 0 | 1.8868 |  | 0 | 1 | 0 | Off Peak | 0 | 1 | 0 | Semi Peak | 0 | 1 | Off Peak | 0 | 1 | Off Peak | 0 | 0 | 1 | Super Off Peak | 0 | 1 | 0 | Off Peak | 1 | 0 | 0 | On Peak
2020-01-28 | 23 | 1 | 0 | 0 | 0 | 0 | 1.4563 |  | 0 | 1 | 0 | Off Peak | 0 | 0 | 1 | Off Peak | 0 | 1 | Off Peak | 0 | 1 | Off Peak | 0 | 0 | 1 | Super Off Peak | 0 | 1 | 0 | Off Peak | 1 | 0 | 0 | On Peak
2020-01-28 | 24 | 1 | 0 | 0 | 0 | 0 | 1.2483 |  | 0 | 1 | 0 | Off Peak | 0 | 0 | 1 | Off Peak | 0 | 1 | Off Peak | 0 | 1 | Off Peak | 0 | 0 | 1 | Super Off Peak | 0 | 1 | 0 | Off Peak | 1 | 0 | 0 | On Peak
2020-01-29 | 1 | 1 | 0 | 0 | 0 | 0 | 1.078 |  | 0 | 0 | 1 | Super Off Peak | 0 | 0 | 1 | Off Peak | 0 | 1 | Off Peak | 0 | 1 | Off Peak | 0 | 0 | 1 | Super Off Peak | 0 | 0 | 1 | Super Off Peak | 0 | 0 | 1 | Super Off Peak
2020-01-29 | 2 | 1 | 0 | 0 | 0 | 0 | 0.99726 |  | 0 | 0 | 1 | Super Off Peak | 0 | 0 | 1 | Off Peak | 0 | 1 | Off Peak | 0 | 1 | Off Peak | 0 | 0 | 1 | Super Off Peak | 0 | 0 | 1 | Super Off Peak | 0 | 0 | 1 | Super Off Peak
2020-01-29 | 3 | 1 | 0 | 0 | 0 | 0 | 0.9484 |  | 0 | 0 | 1 | Super Off Peak | 0 | 0 | 1 | Off Peak | 0 | 1 | Off Peak | 0 | 1 | Off Peak | 0 | 0 | 1 | Super Off Peak | 0 | 0 | 1 | Super Off Peak | 0 | 0 | 1 | Super Off Peak
2020-01-29 | 4 | 1 | 0 | 0 | 0 | 0 | 0.91818 |  | 0 | 0 | 1 | Super Off Peak | 0 | 0 | 1 | Off Peak | 0 | 1 | Off Peak | 0 | 1 | Off Peak | 0 | 0 | 1 | Super Off Peak | 0 | 0 | 1 | Super Off Peak | 0 | 0 | 1 | Super Off Peak
2020-01-29 | 5 | 1 | 0 | 0 | 0 | 0 | 0.9038 |  | 0 | 0 | 1 | Super Off Peak | 0 | 0 | 1 | Off Peak | 0 | 1 | Off Peak | 0 | 1 | Off Peak | 0 | 0 | 1 | Super Off Peak | 0 | 0 | 1 | Super Off Peak | 0 | 0 | 1 | Super Off Peak
2020-01-29 | 6 | 1 | 0 | 0 | 0 | 0 | 0.91872 |  | 0 | 0 | 1 | Super Off Peak | 0 | 0 | 1 | Off Peak | 0 | 1 | Off Peak | 0 | 1 | Off Peak | 0 | 0 | 1 | Super Off Peak | 0 | 1 | 0 | Off Peak | 0 | 1 | 0 | Off Peak
2020-01-29 | 7 | 1 | 0 | 0 | 0 | 0 | 1.2217 |  | 0 | 1 | 0 | Off Peak | 0 | 1 | 0 | Semi Peak | 0 | 1 | Off Peak | 0 | 1 | Off Peak | 0 | 1 | 0 | Off Peak | 0 | 1 | 0 | Off Peak | 0 | 1 | 0 | Off Peak
2020-01-29 | 8 | 1 | 0 | 0 | 0 | 0 | 1.3071 |  | 0 | 1 | 0 | Off Peak | 0 | 1 | 0 | Semi Peak | 0 | 1 | Off Peak | 0 | 1 | Off Peak | 0 | 1 | 0 | Off Peak | 0 | 1 | 0 | Off Peak | 0 | 1 | 0 | Off Peak
2020-01-29 | 9 | 1 | 0 | 0 | 0 | 0 | 0.92559 |  | 0 | 1 | 0 | Off Peak | 0 | 1 | 0 | Semi Peak | 0 | 1 | Off Peak | 0 | 1 | Off Peak | 0 | 1 | 0 | Off Peak | 0 | 1 | 0 | Off Peak | 0 | 1 | 0 | Off Peak
2020-01-29 | 10 | 1 | 0 | 0 | 0 | 0 | 0.50301 |  | 0 | 1 | 0 | Off Peak | 0 | 1 | 0 | Semi Peak | 0 | 1 | Off Peak | 0 | 1 | Off Peak | 0 | 1 | 0 | Off Peak | 0 | 1 | 0 | Off Peak | 0 | 1 | 0 | Off Peak
2020-01-29 | 11 | 1 | 0 | 0 | 0 | 0 | 0.27416 |  | 0 | 1 | 0 | Off Peak | 0 | 1 | 0 | Semi Peak | 0 | 1 | Off Peak | 0 | 1 | Off Peak | 0 | 1 | 0 | Off Peak | 0 | 1 | 0 | Off Peak | 0 | 1 | 0 | Off Peak
2020-01-29 | 12 | 1 | 0 | 0 | 0 | 0 | 0.16742 |  | 0 | 1 | 0 | Off Peak | 0 | 1 | 0 | Semi Peak | 0 | 1 | Off Peak | 0 | 1 | Off Peak | 0 | 1 | 0 | Off Peak | 0 | 1 | 0 | Off Peak | 0 | 1 | 0 | Off Peak
2020-01-29 | 13 | 1 | 0 | 0 | 0 | 0 | 0.12205 |  | 0 | 1 | 0 | Off Peak | 0 | 1 | 0 | Semi Peak | 0 | 1 | Off Peak | 1 | 0 | On Peak | 0 | 1 | 0 | Off Peak | 1 | 0 | 0 | On Peak | 0 | 1 | 0 | Off Peak
2020-01-29 | 14 | 1 | 0 | 0 | 0 | 0 | 0.1311 |  | 0 | 1 | 0 | Off Peak | 0 | 1 | 0 | Semi Peak | 0 | 1 | Off Peak | 1 | 0 | On Peak | 0 | 1 | 0 | Off Peak | 1 | 0 | 0 | On Peak | 0 | 1 | 0 | Off Peak
2020-01-29 | 15 | 1 | 0 | 0 | 0 | 0 | 0.28212 |  | 0 | 1 | 0 | Off Peak | 0 | 1 | 0 | Semi Peak | 0 | 1 | Off Peak | 1 | 0 | On Peak | 0 | 1 | 0 | Off Peak | 1 | 0 | 0 | On Peak | 0 | 1 | 0 | Off Peak
2020-01-29 | 16 | 1 | 0 | 0 | 0 | 0 | 0.63136 |  | 0 | 1 | 0 | Off Peak | 0 | 1 | 0 | Semi Peak | 0 | 1 | Off Peak | 1 | 0 | On Peak | 0 | 1 | 0 | Off Peak | 1 | 0 | 0 | On Peak | 0 | 1 | 0 | Off Peak
2020-01-29 | 17 | 1 | 0 | 0 | 0 | 0 | 1.1481 |  | 1 | 0 | 0 | On Peak | 0 | 1 | 0 | Semi Peak | 1 | 0 | On Peak | 1 | 0 | On Peak | 0 | 1 | 0 | Off Peak | 1 | 0 | 0 | On Peak | 0 | 1 | 0 | Off Peak
2020-01-29 | 18 | 1 | 0 | 0 | 0 | 0 | 1.5198 |  | 1 | 0 | 0 | On Peak | 1 | 0 | 0 | On Peak | 1 | 0 | On Peak | 1 | 0 | On Peak | 0 | 1 | 0 | Off Peak | 1 | 0 | 0 | On Peak | 0 | 1 | 0 | Off Peak
2020-01-29 | 19 | 1 | 0 | 0 | 0 | 0 | 1.8857 |  | 1 | 0 | 0 | On Peak | 1 | 0 | 0 | On Peak | 1 | 0 | On Peak | 0 | 1 | Off Peak | 0 | 0 | 1 | Super Off Peak | 1 | 0 | 0 | On Peak | 0 | 1 | 0 | Off Peak
2020-01-29 | 20 | 1 | 0 | 0 | 0 | 0 | 1.9744 |  | 1 | 0 | 0 | On Peak | 1 | 0 | 0 | On Peak | 1 | 0 | On Peak | 0 | 1 | Off Peak | 0 | 0 | 1 | Super Off Peak | 1 | 0 | 0 | On Peak | 1 | 0 | 0 | On Peak
2020-01-29 | 21 | 1 | 0 | 0 | 0 | 0 | 1.9237 |  | 1 | 0 | 0 | On Peak | 0 | 1 | 0 | Semi Peak | 1 | 0 | On Peak | 0 | 1 | Off Peak | 0 | 0 | 1 | Super Off Peak | 0 | 1 | 0 | Off Peak | 1 | 0 | 0 | On Peak
2020-01-29 | 22 | 1 | 0 | 0 | 0 | 0 | 1.8577 |  | 0 | 1 | 0 | Off Peak | 0 | 1 | 0 | Semi Peak | 0 | 1 | Off Peak | 0 | 1 | Off Peak | 0 | 0 | 1 | Super Off Peak | 0 | 1 | 0 | Off Peak | 1 | 0 | 0 | On Peak
2020-01-29 | 23 | 1 | 0 | 0 | 0 | 0 | 1.4308 |  | 0 | 1 | 0 | Off Peak | 0 | 0 | 1 | Off Peak | 0 | 1 | Off Peak | 0 | 1 | Off Peak | 0 | 0 | 1 | Super Off Peak | 0 | 1 | 0 | Off Peak | 1 | 0 | 0 | On Peak
2020-01-29 | 24 | 1 | 0 | 0 | 0 | 0 | 1.2297 |  | 0 | 1 | 0 | Off Peak | 0 | 0 | 1 | Off Peak | 0 | 1 | Off Peak | 0 | 1 | Off Peak | 0 | 0 | 1 | Super Off Peak | 0 | 1 | 0 | Off Peak | 1 | 0 | 0 | On Peak
2020-01-30 | 1 | 1 | 0 | 0 | 0 | 0 | 1.0718 |  | 0 | 0 | 1 | Super Off Peak | 0 | 0 | 1 | Off Peak | 0 | 1 | Off Peak | 0 | 1 | Off Peak | 0 | 0 | 1 | Super Off Peak | 0 | 0 | 1 | Super Off Peak | 0 | 0 | 1 | Super Off Peak
2020-01-30 | 2 | 1 | 0 | 0 | 0 | 0 | 0.98222 |  | 0 | 0 | 1 | Super Off Peak | 0 | 0 | 1 | Off Peak | 0 | 1 | Off Peak | 0 | 1 | Off Peak | 0 | 0 | 1 | Super Off Peak | 0 | 0 | 1 | Super Off Peak | 0 | 0 | 1 | Super Off Peak
2020-01-30 | 3 | 1 | 0 | 0 | 0 | 0 | 0.93304 |  | 0 | 0 | 1 | Super Off Peak | 0 | 0 | 1 | Off Peak | 0 | 1 | Off Peak | 0 | 1 | Off Peak | 0 | 0 | 1 | Super Off Peak | 0 | 0 | 1 | Super Off Peak | 0 | 0 | 1 | Super Off Peak
2020-01-30 | 4 | 1 | 0 | 0 | 0 | 0 | 0.89564 |  | 0 | 0 | 1 | Super Off Peak | 0 | 0 | 1 | Off Peak | 0 | 1 | Off Peak | 0 | 1 | Off Peak | 0 | 0 | 1 | Super Off Peak | 0 | 0 | 1 | Super Off Peak | 0 | 0 | 1 | Super Off Peak
2020-01-30 | 5 | 1 | 0 | 0 | 0 | 0 | 0.88609 |  | 0 | 0 | 1 | Super Off Peak | 0 | 0 | 1 | Off Peak | 0 | 1 | Off Peak | 0 | 1 | Off Peak | 0 | 0 | 1 | Super Off Peak | 0 | 0 | 1 | Super Off Peak | 0 | 0 | 1 | Super Off Peak
2020-01-30 | 6 | 1 | 0 | 0 | 0 | 0 | 0.91152 |  | 0 | 0 | 1 | Super Off Peak | 0 | 0 | 1 | Off Peak | 0 | 1 | Off Peak | 0 | 1 | Off Peak | 0 | 0 | 1 | Super Off Peak | 0 | 1 | 0 | Off Peak | 0 | 1 | 0 | Off Peak
2020-01-30 | 7 | 1 | 0 | 0 | 0 | 0 | 1.2118 |  | 0 | 1 | 0 | Off Peak | 0 | 1 | 0 | Semi Peak | 0 | 1 | Off Peak | 0 | 1 | Off Peak | 0 | 1 | 0 | Off Peak | 0 | 1 | 0 | Off Peak | 0 | 1 | 0 | Off Peak
2020-01-30 | 8 | 1 | 0 | 0 | 0 | 0 | 1.3079 |  | 0 | 1 | 0 | Off Peak | 0 | 1 | 0 | Semi Peak | 0 | 1 | Off Peak | 0 | 1 | Off Peak | 0 | 1 | 0 | Off Peak | 0 | 1 | 0 | Off Peak | 0 | 1 | 0 | Off Peak
2020-01-30 | 9 | 1 | 0 | 0 | 0 | 0 | 0.93146 |  | 0 | 1 | 0 | Off Peak | 0 | 1 | 0 | Semi Peak | 0 | 1 | Off Peak | 0 | 1 | Off Peak | 0 | 1 | 0 | Off Peak | 0 | 1 | 0 | Off Peak | 0 | 1 | 0 | Off Peak
2020-01-30 | 10 | 1 | 0 | 0 | 0 | 0 | 0.51354 |  | 0 | 1 | 0 | Off Peak | 0 | 1 | 0 | Semi Peak | 0 | 1 | Off Peak | 0 | 1 | Off Peak | 0 | 1 | 0 | Off Peak | 0 | 1 | 0 | Off Peak | 0 | 1 | 0 | Off Peak
2020-01-30 | 11 | 1 | 0 | 0 | 0 | 0 | 0.29792 |  | 0 | 1 | 0 | Off Peak | 0 | 1 | 0 | Semi Peak | 0 | 1 | Off Peak | 0 | 1 | Off Peak | 0 | 1 | 0 | Off Peak | 0 | 1 | 0 | Off Peak | 0 | 1 | 0 | Off Peak
2020-01-30 | 12 | 1 | 0 | 0 | 0 | 0 | 0.18657 |  | 0 | 1 | 0 | Off Peak | 0 | 1 | 0 | Semi Peak | 0 | 1 | Off Peak | 0 | 1 | Off Peak | 0 | 1 | 0 | Off Peak | 0 | 1 | 0 | Off Peak | 0 | 1 | 0 | Off Peak
2020-01-30 | 13 | 1 | 0 | 0 | 0 | 0 | 0.13099 |  | 0 | 1 | 0 | Off Peak | 0 | 1 | 0 | Semi Peak | 0 | 1 | Off Peak | 1 | 0 | On Peak | 0 | 1 | 0 | Off Peak | 1 | 0 | 0 | On Peak | 0 | 1 | 0 | Off Peak
2020-01-30 | 14 | 1 | 0 | 0 | 0 | 0 | 0.16529 |  | 0 | 1 | 0 | Off Peak | 0 | 1 | 0 | Semi Peak | 0 | 1 | Off Peak | 1 | 0 | On Peak | 0 | 1 | 0 | Off Peak | 1 | 0 | 0 | On Peak | 0 | 1 | 0 | Off Peak
2020-01-30 | 15 | 1 | 0 | 0 | 0 | 0 | 0.31578 |  | 0 | 1 | 0 | Off Peak | 0 | 1 | 0 | Semi Peak | 0 | 1 | Off Peak | 1 | 0 | On Peak | 0 | 1 | 0 | Off Peak | 1 | 0 | 0 | On Peak | 0 | 1 | 0 | Off Peak
2020-01-30 | 16 | 1 | 0 | 0 | 0 | 0 | 0.65636 |  | 0 | 1 | 0 | Off Peak | 0 | 1 | 0 | Semi Peak | 0 | 1 | Off Peak | 1 | 0 | On Peak | 0 | 1 | 0 | Off Peak | 1 | 0 | 0 | On Peak | 0 | 1 | 0 | Off Peak
2020-01-30 | 17 | 1 | 0 | 0 | 0 | 0 | 1.1572 |  | 1 | 0 | 0 | On Peak | 0 | 1 | 0 | Semi Peak | 1 | 0 | On Peak | 1 | 0 | On Peak | 0 | 1 | 0 | Off Peak | 1 | 0 | 0 | On Peak | 0 | 1 | 0 | Off Peak
2020-01-30 | 18 | 1 | 0 | 0 | 0 | 0 | 1.5205 |  | 1 | 0 | 0 | On Peak | 1 | 0 | 0 | On Peak | 1 | 0 | On Peak | 1 | 0 | On Peak | 0 | 1 | 0 | Off Peak | 1 | 0 | 0 | On Peak | 0 | 1 | 0 | Off Peak
2020-01-30 | 19 | 1 | 0 | 0 | 0 | 0 | 1.888 |  | 1 | 0 | 0 | On Peak | 1 | 0 | 0 | On Peak | 1 | 0 | On Peak | 0 | 1 | Off Peak | 0 | 0 | 1 | Super Off Peak | 1 | 0 | 0 | On Peak | 0 | 1 | 0 | Off Peak
2020-01-30 | 20 | 1 | 0 | 0 | 0 | 0 | 1.9875 |  | 1 | 0 | 0 | On Peak | 1 | 0 | 0 | On Peak | 1 | 0 | On Peak | 0 | 1 | Off Peak | 0 | 0 | 1 | Super Off Peak | 1 | 0 | 0 | On Peak | 1 | 0 | 0 | On Peak
2020-01-30 | 21 | 1 | 0 | 0 | 0 | 0 | 1.9424 |  | 1 | 0 | 0 | On Peak | 0 | 1 | 0 | Semi Peak | 1 | 0 | On Peak | 0 | 1 | Off Peak | 0 | 0 | 1 | Super Off Peak | 0 | 1 | 0 | Off Peak | 1 | 0 | 0 | On Peak
2020-01-30 | 22 | 1 | 0 | 0 | 0 | 0 | 1.8744 |  | 0 | 1 | 0 | Off Peak | 0 | 1 | 0 | Semi Peak | 0 | 1 | Off Peak | 0 | 1 | Off Peak | 0 | 0 | 1 | Super Off Peak | 0 | 1 | 0 | Off Peak | 1 | 0 | 0 | On Peak
2020-01-30 | 23 | 1 | 0 | 0 | 0 | 0 | 1.4392 |  | 0 | 1 | 0 | Off Peak | 0 | 0 | 1 | Off Peak | 0 | 1 | Off Peak | 0 | 1 | Off Peak | 0 | 0 | 1 | Super Off Peak | 0 | 1 | 0 | Off Peak | 1 | 0 | 0 | On Peak
2020-01-30 | 24 | 1 | 0 | 0 | 0 | 0 | 1.2275 |  | 0 | 1 | 0 | Off Peak | 0 | 0 | 1 | Off Peak | 0 | 1 | Off Peak | 0 | 1 | Off Peak | 0 | 0 | 1 | Super Off Peak | 0 | 1 | 0 | Off Peak | 1 | 0 | 0 | On Peak
2020-01-31 | 1 | 1 | 0 | 0 | 0 | 0 | 1.1144 |  | 0 | 0 | 1 | Super Off Peak | 0 | 0 | 1 | Off Peak | 0 | 1 | Off Peak | 0 | 1 | Off Peak | 0 | 0 | 1 | Super Off Peak | 0 | 0 | 1 | Super Off Peak | 0 | 0 | 1 | Super Off Peak
2020-01-31 | 2 | 1 | 0 | 0 | 0 | 0 | 0.99485 |  | 0 | 0 | 1 | Super Off Peak | 0 | 0 | 1 | Off Peak | 0 | 1 | Off Peak | 0 | 1 | Off Peak | 0 | 0 | 1 | Super Off Peak | 0 | 0 | 1 | Super Off Peak | 0 | 0 | 1 | Super Off Peak
2020-01-31 | 3 | 1 | 0 | 0 | 0 | 0 | 0.94346 |  | 0 | 0 | 1 | Super Off Peak | 0 | 0 | 1 | Off Peak | 0 | 1 | Off Peak | 0 | 1 | Off Peak | 0 | 0 | 1 | Super Off Peak | 0 | 0 | 1 | Super Off Peak | 0 | 0 | 1 | Super Off Peak
2020-01-31 | 4 | 1 | 0 | 0 | 0 | 0 | 0.91711 |  | 0 | 0 | 1 | Super Off Peak | 0 | 0 | 1 | Off Peak | 0 | 1 | Off Peak | 0 | 1 | Off Peak | 0 | 0 | 1 | Super Off Peak | 0 | 0 | 1 | Super Off Peak | 0 | 0 | 1 | Super Off Peak
2020-01-31 | 5 | 1 | 0 | 0 | 0 | 0 | 0.89895 |  | 0 | 0 | 1 | Super Off Peak | 0 | 0 | 1 | Off Peak | 0 | 1 | Off Peak | 0 | 1 | Off Peak | 0 | 0 | 1 | Super Off Peak | 0 | 0 | 1 | Super Off Peak | 0 | 0 | 1 | Super Off Peak
2020-01-31 | 6 | 1 | 0 | 0 | 0 | 0 | 0.91337 |  | 0 | 0 | 1 | Super Off Peak | 0 | 0 | 1 | Off Peak | 0 | 1 | Off Peak | 0 | 1 | Off Peak | 0 | 0 | 1 | Super Off Peak | 0 | 1 | 0 | Off Peak | 0 | 1 | 0 | Off Peak
2020-01-31 | 7 | 1 | 0 | 0 | 0 | 0 | 1.2263 |  | 0 | 1 | 0 | Off Peak | 0 | 1 | 0 | Semi Peak | 0 | 1 | Off Peak | 0 | 1 | Off Peak | 0 | 1 | 0 | Off Peak | 0 | 1 | 0 | Off Peak | 0 | 1 | 0 | Off Peak
2020-01-31 | 8 | 1 | 0 | 0 | 0 | 0 | 1.3113 |  | 0 | 1 | 0 | Off Peak | 0 | 1 | 0 | Semi Peak | 0 | 1 | Off Peak | 0 | 1 | Off Peak | 0 | 1 | 0 | Off Peak | 0 | 1 | 0 | Off Peak | 0 | 1 | 0 | Off Peak
2020-01-31 | 9 | 1 | 0 | 0 | 0 | 0 | 0.96551 |  | 0 | 1 | 0 | Off Peak | 0 | 1 | 0 | Semi Peak | 0 | 1 | Off Peak | 0 | 1 | Off Peak | 0 | 1 | 0 | Off Peak | 0 | 1 | 0 | Off Peak | 0 | 1 | 0 | Off Peak
2020-01-31 | 10 | 1 | 0 | 0 | 0 | 0 | 0.57017 |  | 0 | 1 | 0 | Off Peak | 0 | 1 | 0 | Semi Peak | 0 | 1 | Off Peak | 0 | 1 | Off Peak | 0 | 1 | 0 | Off Peak | 0 | 1 | 0 | Off Peak | 0 | 1 | 0 | Off Peak
2020-01-31 | 11 | 1 | 0 | 0 | 0 | 0 | 0.36284 |  | 0 | 1 | 0 | Off Peak | 0 | 1 | 0 | Semi Peak | 0 | 1 | Off Peak | 0 | 1 | Off Peak | 0 | 1 | 0 | Off Peak | 0 | 1 | 0 | Off Peak | 0 | 1 | 0 | Off Peak
2020-01-31 | 12 | 1 | 0 | 0 | 0 | 0 | 0.26111 |  | 0 | 1 | 0 | Off Peak | 0 | 1 | 0 | Semi Peak | 0 | 1 | Off Peak | 0 | 1 | Off Peak | 0 | 1 | 0 | Off Peak | 0 | 1 | 0 | Off Peak | 0 | 1 | 0 | Off Peak
2020-01-31 | 13 | 1 | 0 | 0 | 0 | 0 | 0.21127 |  | 0 | 1 | 0 | Off Peak | 0 | 1 | 0 | Semi Peak | 0 | 1 | Off Peak | 1 | 0 | On Peak | 0 | 1 | 0 | Off Peak | 1 | 0 | 0 | On Peak | 0 | 1 | 0 | Off Peak
2020-01-31 | 14 | 1 | 0 | 0 | 0 | 0 | 0.23262 |  | 0 | 1 | 0 | Off Peak | 0 | 1 | 0 | Semi Peak | 0 | 1 | Off Peak | 1 | 0 | On Peak | 0 | 1 | 0 | Off Peak | 1 | 0 | 0 | On Peak | 0 | 1 | 0 | Off Peak
2020-01-31 | 15 | 1 | 0 | 0 | 0 | 0 | 0.36322 |  | 0 | 1 | 0 | Off Peak | 0 | 1 | 0 | Semi Peak | 0 | 1 | Off Peak | 1 | 0 | On Peak | 0 | 1 | 0 | Off Peak | 1 | 0 | 0 | On Peak | 0 | 1 | 0 | Off Peak
2020-01-31 | 16 | 1 | 0 | 0 | 0 | 0 | 0.68676 |  | 0 | 1 | 0 | Off Peak | 0 | 1 | 0 | Semi Peak | 0 | 1 | Off Peak | 1 | 0 | On Peak | 0 | 1 | 0 | Off Peak | 1 | 0 | 0 | On Peak | 0 | 1 | 0 | Off Peak
2020-01-31 | 17 | 1 | 0 | 0 | 0 | 0 | 1.1856 |  | 1 | 0 | 0 | On Peak | 0 | 1 | 0 | Semi Peak | 1 | 0 | On Peak | 1 | 0 | On Peak | 0 | 1 | 0 | Off Peak | 1 | 0 | 0 | On Peak | 0 | 1 | 0 | Off Peak
2020-01-31 | 18 | 1 | 0 | 0 | 0 | 0 | 1.5731 |  | 1 | 0 | 0 | On Peak | 1 | 0 | 0 | On Peak | 1 | 0 | On Peak | 1 | 0 | On Peak | 0 | 1 | 0 | Off Peak | 1 | 0 | 0 | On Peak | 0 | 1 | 0 | Off Peak
2020-01-31 | 19 | 1 | 0 | 0 | 0 | 0 | 1.9871 |  | 1 | 0 | 0 | On Peak | 1 | 0 | 0 | On Peak | 1 | 0 | On Peak | 0 | 1 | Off Peak | 0 | 0 | 1 | Super Off Peak | 1 | 0 | 0 | On Peak | 0 | 1 | 0 | Off Peak
2020-01-31 | 20 | 1 | 0 | 0 | 0 | 0 | 2.0339 |  | 1 | 0 | 0 | On Peak | 1 | 0 | 0 | On Peak | 1 | 0 | On Peak | 0 | 1 | Off Peak | 0 | 0 | 1 | Super Off Peak | 1 | 0 | 0 | On Peak | 1 | 0 | 0 | On Peak
2020-01-31 | 21 | 1 | 0 | 0 | 0 | 0 | 1.9976 |  | 1 | 0 | 0 | On Peak | 0 | 1 | 0 | Semi Peak | 1 | 0 | On Peak | 0 | 1 | Off Peak | 0 | 0 | 1 | Super Off Peak | 0 | 1 | 0 | Off Peak | 1 | 0 | 0 | On Peak
2020-01-31 | 22 | 1 | 0 | 0 | 0 | 0 | 1.9242 |  | 0 | 1 | 0 | Off Peak | 0 | 1 | 0 | Semi Peak | 0 | 1 | Off Peak | 0 | 1 | Off Peak | 0 | 0 | 1 | Super Off Peak | 0 | 1 | 0 | Off Peak | 1 | 0 | 0 | On Peak
2020-01-31 | 23 | 1 | 0 | 0 | 0 | 0 | 1.4869 |  | 0 | 1 | 0 | Off Peak | 0 | 0 | 1 | Off Peak | 0 | 1 | Off Peak | 0 | 1 | Off Peak | 0 | 0 | 1 | Super Off Peak | 0 | 1 | 0 | Off Peak | 1 | 0 | 0 | On Peak
2020-01-31 | 24 | 1 | 0 | 0 | 0 | 0 | 1.287 |  | 0 | 1 | 0 | Off Peak | 0 | 0 | 1 | Off Peak | 0 | 1 | Off Peak | 0 | 1 | Off Peak | 0 | 0 | 1 | Super Off Peak | 0 | 1 | 0 | Off Peak | 1 | 0 | 0 | On Peak
2020-02-01 | 1 | 2 | 0 | 1 | 0 | 0 | 1.1226 |  | 0 | 0 | 1 | Super Off Peak | 0 | 0 | 1 | Off Peak | 0 | 1 | Off Peak | 0 | 1 | Off Peak | 0 | 0 | 1 | Super Off Peak | 0 | 0 | 1 | Super Off Peak | 0 | 0 | 1 | Super Off Peak
2020-02-01 | 2 | 2 | 0 | 1 | 0 | 0 | 1.0717 |  | 0 | 0 | 1 | Super Off Peak | 0 | 0 | 1 | Off Peak | 0 | 1 | Off Peak | 0 | 1 | Off Peak | 0 | 0 | 1 | Super Off Peak | 0 | 0 | 1 | Super Off Peak | 0 | 0 | 1 | Super Off Peak
2020-02-01 | 3 | 2 | 0 | 1 | 0 | 0 | 1.0132 |  | 0 | 0 | 1 | Super Off Peak | 0 | 0 | 1 | Off Peak | 0 | 1 | Off Peak | 0 | 1 | Off Peak | 0 | 0 | 1 | Super Off Peak | 0 | 0 | 1 | Super Off Peak | 0 | 0 | 1 | Super Off Peak
2020-02-01 | 4 | 2 | 0 | 1 | 0 | 0 | 0.97425 |  | 0 | 0 | 1 | Super Off Peak | 0 | 0 | 1 | Off Peak | 0 | 1 | Off Peak | 0 | 1 | Off Peak | 0 | 0 | 1 | Super Off Peak | 0 | 0 | 1 | Super Off Peak | 0 | 0 | 1 | Super Off Peak
2020-02-01 | 5 | 2 | 0 | 1 | 0 | 0 | 0.94895 |  | 0 | 0 | 1 | Super Off Peak | 0 | 0 | 1 | Off Peak | 0 | 1 | Off Peak | 0 | 1 | Off Peak | 0 | 0 | 1 | Super Off Peak | 0 | 0 | 1 | Super Off Peak | 0 | 0 | 1 | Super Off Peak
2020-02-01 | 6 | 2 | 0 | 1 | 0 | 0 | 0.94888 |  | 0 | 0 | 1 | Super Off Peak | 0 | 0 | 1 | Off Peak | 0 | 1 | Off Peak | 0 | 1 | Off Peak | 0 | 0 | 1 | Super Off Peak | 0 | 1 | 0 | Off Peak | 0 | 1 | 0 | Off Peak
2020-02-01 | 7 | 2 | 0 | 1 | 0 | 0 | 1.3207 |  | 0 | 0 | 1 | Super Off Peak | 0 | 0 | 1 | Off Peak | 0 | 1 | Off Peak | 0 | 1 | Off Peak | 0 | 0 | 1 | Super Off Peak | 0 | 1 | 0 | Off Peak | 0 | 1 | 0 | Off Peak
2020-02-01 | 8 | 2 | 0 | 1 | 0 | 0 | 1.0088 |  | 0 | 0 | 1 | Super Off Peak | 0 | 0 | 1 | Off Peak | 0 | 1 | Off Peak | 0 | 1 | Off Peak | 0 | 0 | 1 | Super Off Peak | 0 | 1 | 0 | Off Peak | 0 | 1 | 0 | Off Peak
2020-02-01 | 9 | 2 | 0 | 1 | 0 | 0 | 0.45757 |  | 0 | 0 | 1 | Super Off Peak | 0 | 0 | 1 | Off Peak | 0 | 1 | Off Peak | 0 | 1 | Off Peak | 0 | 0 | 1 | Super Off Peak | 0 | 1 | 0 | Off Peak | 0 | 1 | 0 | Off Peak
2020-02-01 | 10 | 2 | 0 | 1 | 0 | 0 | 0.081921 |  | 0 | 0 | 1 | Super Off Peak | 0 | 0 | 1 | Off Peak | 0 | 1 | Off Peak | 0 | 1 | Off Peak | 0 | 0 | 1 | Super Off Peak | 0 | 1 | 0 | Off Peak | 0 | 1 | 0 | Off Peak
2020-02-01 | 11 | 2 | 0 | 1 | 0 | 0 | -0.088117 |  | 0 | 0 | 1 | Super Off Peak | 0 | 0 | 1 | Off Peak | 0 | 1 | Off Peak | 0 | 1 | Off Peak | 0 | 0 | 1 | Super Off Peak | 0 | 1 | 0 | Off Peak | 0 | 1 | 0 | Off Peak
2020-02-01 | 12 | 2 | 0 | 1 | 0 | 0 | -0.19487 |  | 0 | 0 | 1 | Super Off Peak | 0 | 0 | 1 | Off Peak | 0 | 1 | Off Peak | 0 | 1 | Off Peak | 0 | 0 | 1 | Super Off Peak | 0 | 1 | 0 | Off Peak | 0 | 1 | 0 | Off Peak
2020-02-01 | 13 | 2 | 0 | 1 | 0 | 0 | -0.25454 |  | 0 | 0 | 1 | Super Off Peak | 0 | 0 | 1 | Off Peak | 0 | 1 | Off Peak | 0 | 1 | Off Peak | 0 | 0 | 1 | Super Off Peak | 1 | 0 | 0 | On Peak | 0 | 1 | 0 | Off Peak
2020-02-01 | 14 | 2 | 0 | 1 | 0 | 0 | -0.26327 |  | 0 | 0 | 1 | Super Off Peak | 0 | 0 | 1 | Off Peak | 0 | 1 | Off Peak | 0 | 1 | Off Peak | 0 | 0 | 1 | Super Off Peak | 1 | 0 | 0 | On Peak | 0 | 1 | 0 | Off Peak
2020-02-01 | 15 | 2 | 0 | 1 | 0 | 0 | -0.16405 |  | 0 | 1 | 0 | Off Peak | 0 | 0 | 1 | Off Peak | 0 | 1 | Off Peak | 0 | 1 | Off Peak | 0 | 0 | 1 | Super Off Peak | 1 | 0 | 0 | On Peak | 0 | 1 | 0 | Off Peak
2020-02-01 | 16 | 2 | 0 | 1 | 0 | 0 | 0.21295 |  | 0 | 1 | 0 | Off Peak | 0 | 0 | 1 | Off Peak | 0 | 1 | Off Peak | 0 | 1 | Off Peak | 0 | 0 | 1 | Super Off Peak | 1 | 0 | 0 | On Peak | 0 | 1 | 0 | Off Peak
2020-02-01 | 17 | 2 | 0 | 1 | 0 | 0 | 0.91133 |  | 1 | 0 | 0 | On Peak | 0 | 0 | 1 | Off Peak | 0 | 1 | Off Peak | 0 | 1 | Off Peak | 0 | 0 | 1 | Super Off Peak | 1 | 0 | 0 | On Peak | 0 | 1 | 0 | Off Peak
2020-02-01 | 18 | 2 | 0 | 1 | 0 | 0 | 1.5 |  | 1 | 0 | 0 | On Peak | 0 | 0 | 1 | Off Peak | 0 | 1 | Off Peak | 0 | 1 | Off Peak | 0 | 0 | 1 | Super Off Peak | 1 | 0 | 0 | On Peak | 0 | 1 | 0 | Off Peak
2020-02-01 | 19 | 2 | 0 | 1 | 0 | 0 | 1.9085 |  | 1 | 0 | 0 | On Peak | 0 | 0 | 1 | Off Peak | 0 | 1 | Off Peak | 0 | 1 | Off Peak | 0 | 0 | 1 | Super Off Peak | 1 | 0 | 0 | On Peak | 0 | 1 | 0 | Off Peak
2020-02-01 | 20 | 2 | 0 | 1 | 0 | 0 | 2.1888 |  | 1 | 0 | 0 | On Peak | 0 | 0 | 1 | Off Peak | 0 | 1 | Off Peak | 0 | 1 | Off Peak | 0 | 0 | 1 | Super Off Peak | 1 | 0 | 0 | On Peak | 1 | 0 | 0 | On Peak
2020-02-01 | 21 | 2 | 0 | 1 | 0 | 0 | 2.1778 |  | 1 | 0 | 0 | On Peak | 0 | 0 | 1 | Off Peak | 0 | 1 | Off Peak | 0 | 1 | Off Peak | 0 | 0 | 1 | Super Off Peak | 0 | 1 | 0 | Off Peak | 1 | 0 | 0 | On Peak
2020-02-01 | 22 | 2 | 0 | 1 | 0 | 0 | 2.1412 |  | 0 | 1 | 0 | Off Peak | 0 | 0 | 1 | Off Peak | 0 | 1 | Off Peak | 0 | 1 | Off Peak | 0 | 0 | 1 | Super Off Peak | 0 | 1 | 0 | Off Peak | 1 | 0 | 0 | On Peak
2020-02-01 | 23 | 2 | 0 | 1 | 0 | 0 | 1.4502 |  | 0 | 1 | 0 | Off Peak | 0 | 0 | 1 | Off Peak | 0 | 1 | Off Peak | 0 | 1 | Off Peak | 0 | 0 | 1 | Super Off Peak | 0 | 1 | 0 | Off Peak | 1 | 0 | 0 | On Peak
2020-02-01 | 24 | 2 | 0 | 1 | 0 | 0 | 1.2721 |  | 0 | 1 | 0 | Off Peak | 0 | 0 | 1 | Off Peak | 0 | 1 | Off Peak | 0 | 1 | Off Peak | 0 | 0 | 1 | Super Off Peak | 0 | 1 | 0 | Off Peak | 1 | 0 | 0 | On Peak
2020-02-02 | 1 | 2 | 0 | 1 | 1 | 0 | 1.0936 |  | 0 | 0 | 1 | Super Off Peak | 0 | 0 | 1 | Off Peak | 0 | 1 | Off Peak | 0 | 1 | Off Peak | 0 | 0 | 1 | Super Off Peak | 0 | 0 | 1 | Super Off Peak | 0 | 0 | 1 | Super Off Peak
2020-02-02 | 2 | 2 | 0 | 1 | 1 | 0 | 1.0469 |  | 0 | 0 | 1 | Super Off Peak | 0 | 0 | 1 | Off Peak | 0 | 1 | Off Peak | 0 | 1 | Off Peak | 0 | 0 | 1 | Super Off Peak | 0 | 0 | 1 | Super Off Peak | 0 | 0 | 1 | Super Off Peak
2020-02-02 | 3 | 2 | 0 | 1 | 1 | 0 | 0.98451 |  | 0 | 0 | 1 | Super Off Peak | 0 | 0 | 1 | Off Peak | 0 | 1 | Off Peak | 0 | 1 | Off Peak | 0 | 0 | 1 | Super Off Peak | 0 | 0 | 1 | Super Off Peak | 0 | 0 | 1 | Super Off Peak
2020-02-02 | 4 | 2 | 0 | 1 | 1 | 0 | 0.95298 |  | 0 | 0 | 1 | Super Off Peak | 0 | 0 | 1 | Off Peak | 0 | 1 | Off Peak | 0 | 1 | Off Peak | 0 | 0 | 1 | Super Off Peak | 0 | 0 | 1 | Super Off Peak | 0 | 0 | 1 | Super Off Peak
2020-02-02 | 5 | 2 | 0 | 1 | 1 | 0 | 0.93264 |  | 0 | 0 | 1 | Super Off Peak | 0 | 0 | 1 | Off Peak | 0 | 1 | Off Peak | 0 | 1 | Off Peak | 0 | 0 | 1 | Super Off Peak | 0 | 0 | 1 | Super Off Peak | 0 | 0 | 1 | Super Off Peak
2020-02-02 | 6 | 2 | 0 | 1 | 1 | 0 | 0.92525 |  | 0 | 0 | 1 | Super Off Peak | 0 | 0 | 1 | Off Peak | 0 | 1 | Off Peak | 0 | 1 | Off Peak | 0 | 0 | 1 | Super Off Peak | 0 | 1 | 0 | Off Peak | 0 | 1 | 0 | Off Peak
2020-02-02 | 7 | 2 | 0 | 1 | 1 | 0 | 0.94512 |  | 0 | 0 | 1 | Super Off Peak | 0 | 0 | 1 | Off Peak | 0 | 1 | Off Peak | 0 | 1 | Off Peak | 0 | 0 | 1 | Super Off Peak | 0 | 1 | 0 | Off Peak | 0 | 1 | 0 | Off Peak
2020-02-02 | 8 | 2 | 0 | 1 | 1 | 0 | 0.72401 |  | 0 | 0 | 1 | Super Off Peak | 0 | 0 | 1 | Off Peak | 0 | 1 | Off Peak | 0 | 1 | Off Peak | 0 | 0 | 1 | Super Off Peak | 0 | 1 | 0 | Off Peak | 0 | 1 | 0 | Off Peak
2020-02-02 | 9 | 2 | 0 | 1 | 1 | 0 | 0.30996 |  | 0 | 0 | 1 | Super Off Peak | 0 | 0 | 1 | Off Peak | 0 | 1 | Off Peak | 0 | 1 | Off Peak | 0 | 0 | 1 | Super Off Peak | 0 | 1 | 0 | Off Peak | 0 | 1 | 0 | Off Peak
2020-02-02 | 10 | 2 | 0 | 1 | 1 | 0 | 0.047271 |  | 0 | 0 | 1 | Super Off Peak | 0 | 0 | 1 | Off Peak | 0 | 1 | Off Peak | 0 | 1 | Off Peak | 0 | 0 | 1 | Super Off Peak | 0 | 1 | 0 | Off Peak | 0 | 1 | 0 | Off Peak
2020-02-02 | 11 | 2 | 0 | 1 | 1 | 0 | -0.097639 |  | 0 | 0 | 1 | Super Off Peak | 0 | 0 | 1 | Off Peak | 0 | 1 | Off Peak | 0 | 1 | Off Peak | 0 | 0 | 1 | Super Off Peak | 0 | 1 | 0 | Off Peak | 0 | 1 | 0 | Off Peak
2020-02-02 | 12 | 2 | 0 | 1 | 1 | 0 | -0.16828 |  | 0 | 0 | 1 | Super Off Peak | 0 | 0 | 1 | Off Peak | 0 | 1 | Off Peak | 0 | 1 | Off Peak | 0 | 0 | 1 | Super Off Peak | 0 | 1 | 0 | Off Peak | 0 | 1 | 0 | Off Peak
2020-02-02 | 13 | 2 | 0 | 1 | 1 | 0 | -0.20393 |  | 0 | 0 | 1 | Super Off Peak | 0 | 0 | 1 | Off Peak | 0 | 1 | Off Peak | 0 | 1 | Off Peak | 0 | 0 | 1 | Super Off Peak | 1 | 0 | 0 | On Peak | 0 | 1 | 0 | Off Peak
2020-02-02 | 14 | 2 | 0 | 1 | 1 | 0 | -0.19691 |  | 0 | 0 | 1 | Super Off Peak | 0 | 0 | 1 | Off Peak | 0 | 1 | Off Peak | 0 | 1 | Off Peak | 0 | 0 | 1 | Super Off Peak | 1 | 0 | 0 | On Peak | 0 | 1 | 0 | Off Peak
2020-02-02 | 15 | 2 | 0 | 1 | 1 | 0 | -0.10546 |  | 0 | 1 | 0 | Off Peak | 0 | 0 | 1 | Off Peak | 0 | 1 | Off Peak | 0 | 1 | Off Peak | 0 | 0 | 1 | Super Off Peak | 1 | 0 | 0 | On Peak | 0 | 1 | 0 | Off Peak
2020-02-02 | 16 | 2 | 0 | 1 | 1 | 0 | 0.17316 |  | 0 | 1 | 0 | Off Peak | 0 | 0 | 1 | Off Peak | 0 | 1 | Off Peak | 0 | 1 | Off Peak | 0 | 0 | 1 | Super Off Peak | 1 | 0 | 0 | On Peak | 0 | 1 | 0 | Off Peak
2020-02-02 | 17 | 2 | 0 | 1 | 1 | 0 | 0.68743 |  | 1 | 0 | 0 | On Peak | 0 | 0 | 1 | Off Peak | 0 | 1 | Off Peak | 0 | 1 | Off Peak | 0 | 0 | 1 | Super Off Peak | 1 | 0 | 0 | On Peak | 0 | 1 | 0 | Off Peak
2020-02-02 | 18 | 2 | 0 | 1 | 1 | 0 | 1.0976 |  | 1 | 0 | 0 | On Peak | 0 | 0 | 1 | Off Peak | 0 | 1 | Off Peak | 0 | 1 | Off Peak | 0 | 0 | 1 | Super Off Peak | 1 | 0 | 0 | On Peak | 0 | 1 | 0 | Off Peak
2020-02-02 | 19 | 2 | 0 | 1 | 1 | 0 | 1.3735 |  | 1 | 0 | 0 | On Peak | 0 | 0 | 1 | Off Peak | 0 | 1 | Off Peak | 0 | 1 | Off Peak | 0 | 0 | 1 | Super Off Peak | 1 | 0 | 0 | On Peak | 0 | 1 | 0 | Off Peak
2020-02-02 | 20 | 2 | 0 | 1 | 1 | 0 | 1.5321 |  | 1 | 0 | 0 | On Peak | 0 | 0 | 1 | Off Peak | 0 | 1 | Off Peak | 0 | 1 | Off Peak | 0 | 0 | 1 | Super Off Peak | 1 | 0 | 0 | On Peak | 1 | 0 | 0 | On Peak
2020-02-02 | 21 | 2 | 0 | 1 | 1 | 0 | 1.5348 |  | 1 | 0 | 0 | On Peak | 0 | 0 | 1 | Off Peak | 0 | 1 | Off Peak | 0 | 1 | Off Peak | 0 | 0 | 1 | Super Off Peak | 0 | 1 | 0 | Off Peak | 1 | 0 | 0 | On Peak
2020-02-02 | 22 | 2 | 0 | 1 | 1 | 0 | 1.5259 |  | 0 | 1 | 0 | Off Peak | 0 | 0 | 1 | Off Peak | 0 | 1 | Off Peak | 0 | 1 | Off Peak | 0 | 0 | 1 | Super Off Peak | 0 | 1 | 0 | Off Peak | 1 | 0 | 0 | On Peak
2020-02-02 | 23 | 2 | 0 | 1 | 1 | 0 | 1.404 |  | 0 | 1 | 0 | Off Peak | 0 | 0 | 1 | Off Peak | 0 | 1 | Off Peak | 0 | 1 | Off Peak | 0 | 0 | 1 | Super Off Peak | 0 | 1 | 0 | Off Peak | 1 | 0 | 0 | On Peak
2020-02-02 | 24 | 2 | 0 | 1 | 1 | 0 | 1.2362 |  | 0 | 1 | 0 | Off Peak | 0 | 0 | 1 | Off Peak | 0 | 1 | Off Peak | 0 | 1 | Off Peak | 0 | 0 | 1 | Super Off Peak | 0 | 1 | 0 | Off Peak | 1 | 0 | 0 | On Peak
2020-02-03 | 1 | 2 | 0 | 0 | 0 | 0 | 1.2211 |  | 0 | 0 | 1 | Super Off Peak | 0 | 0 | 1 | Off Peak | 0 | 1 | Off Peak | 0 | 1 | Off Peak | 0 | 0 | 1 | Super Off Peak | 0 | 0 | 1 | Super Off Peak | 0 | 0 | 1 | Super Off Peak
2020-02-03 | 2 | 2 | 0 | 0 | 0 | 0 | 1.0435 |  | 0 | 0 | 1 | Super Off Peak | 0 | 0 | 1 | Off Peak | 0 | 1 | Off Peak | 0 | 1 | Off Peak | 0 | 0 | 1 | Super Off Peak | 0 | 0 | 1 | Super Off Peak | 0 | 0 | 1 | Super Off Peak
2020-02-03 | 3 | 2 | 0 | 0 | 0 | 0 | 0.99483 |  | 0 | 0 | 1 | Super Off Peak | 0 | 0 | 1 | Off Peak | 0 | 1 | Off Peak | 0 | 1 | Off Peak | 0 | 0 | 1 | Super Off Peak | 0 | 0 | 1 | Super Off Peak | 0 | 0 | 1 | Super Off Peak
2020-02-03 | 4 | 2 | 0 | 0 | 0 | 0 | 0.96226 |  | 0 | 0 | 1 | Super Off Peak | 0 | 0 | 1 | Off Peak | 0 | 1 | Off Peak | 0 | 1 | Off Peak | 0 | 0 | 1 | Super Off Peak | 0 | 0 | 1 | Super Off Peak | 0 | 0 | 1 | Super Off Peak
2020-02-03 | 5 | 2 | 0 | 0 | 0 | 0 | 0.94313 |  | 0 | 0 | 1 | Super Off Peak | 0 | 0 | 1 | Off Peak | 0 | 1 | Off Peak | 0 | 1 | Off Peak | 0 | 0 | 1 | Super Off Peak | 0 | 0 | 1 | Super Off Peak | 0 | 0 | 1 | Super Off Peak
2020-02-03 | 6 | 2 | 0 | 0 | 0 | 0 | 0.95729 |  | 0 | 0 | 1 | Super Off Peak | 0 | 0 | 1 | Off Peak | 0 | 1 | Off Peak | 0 | 1 | Off Peak | 0 | 0 | 1 | Super Off Peak | 0 | 1 | 0 | Off Peak | 0 | 1 | 0 | Off Peak
2020-02-03 | 7 | 2 | 0 | 0 | 0 | 0 | 1.4091 |  | 0 | 1 | 0 | Off Peak | 0 | 1 | 0 | Semi Peak | 0 | 1 | Off Peak | 0 | 1 | Off Peak | 0 | 1 | 0 | Off Peak | 0 | 1 | 0 | Off Peak | 0 | 1 | 0 | Off Peak
2020-02-03 | 8 | 2 | 0 | 0 | 0 | 0 | 1.3141 |  | 0 | 1 | 0 | Off Peak | 0 | 1 | 0 | Semi Peak | 0 | 1 | Off Peak | 0 | 1 | Off Peak | 0 | 1 | 0 | Off Peak | 0 | 1 | 0 | Off Peak | 0 | 1 | 0 | Off Peak
2020-02-03 | 9 | 2 | 0 | 0 | 0 | 0 | 0.86583 |  | 0 | 1 | 0 | Off Peak | 0 | 1 | 0 | Semi Peak | 0 | 1 | Off Peak | 0 | 1 | Off Peak | 0 | 1 | 0 | Off Peak | 0 | 1 | 0 | Off Peak | 0 | 1 | 0 | Off Peak
2020-02-03 | 10 | 2 | 0 | 0 | 0 | 0 | 0.47762 |  | 0 | 1 | 0 | Off Peak | 0 | 1 | 0 | Semi Peak | 0 | 1 | Off Peak | 0 | 1 | Off Peak | 0 | 1 | 0 | Off Peak | 0 | 1 | 0 | Off Peak | 0 | 1 | 0 | Off Peak
2020-02-03 | 11 | 2 | 0 | 0 | 0 | 0 | 0.27687 |  | 0 | 1 | 0 | Off Peak | 0 | 1 | 0 | Semi Peak | 0 | 1 | Off Peak | 0 | 1 | Off Peak | 0 | 1 | 0 | Off Peak | 0 | 1 | 0 | Off Peak | 0 | 1 | 0 | Off Peak
2020-02-03 | 12 | 2 | 0 | 0 | 0 | 0 | 0.19272 |  | 0 | 1 | 0 | Off Peak | 0 | 1 | 0 | Semi Peak | 0 | 1 | Off Peak | 0 | 1 | Off Peak | 0 | 1 | 0 | Off Peak | 0 | 1 | 0 | Off Peak | 0 | 1 | 0 | Off Peak
2020-02-03 | 13 | 2 | 0 | 0 | 0 | 0 | 0.15288 |  | 0 | 1 | 0 | Off Peak | 0 | 1 | 0 | Semi Peak | 0 | 1 | Off Peak | 1 | 0 | On Peak | 0 | 1 | 0 | Off Peak | 1 | 0 | 0 | On Peak | 0 | 1 | 0 | Off Peak
2020-02-03 | 14 | 2 | 0 | 0 | 0 | 0 | 0.14912 |  | 0 | 1 | 0 | Off Peak | 0 | 1 | 0 | Semi Peak | 0 | 1 | Off Peak | 1 | 0 | On Peak | 0 | 1 | 0 | Off Peak | 1 | 0 | 0 | On Peak | 0 | 1 | 0 | Off Peak
2020-02-03 | 15 | 2 | 0 | 0 | 0 | 0 | 0.27578 |  | 0 | 1 | 0 | Off Peak | 0 | 1 | 0 | Semi Peak | 0 | 1 | Off Peak | 1 | 0 | On Peak | 0 | 1 | 0 | Off Peak | 1 | 0 | 0 | On Peak | 0 | 1 | 0 | Off Peak
2020-02-03 | 16 | 2 | 0 | 0 | 0 | 0 | 0.67433 |  | 0 | 1 | 0 | Off Peak | 0 | 1 | 0 | Semi Peak | 0 | 1 | Off Peak | 1 | 0 | On Peak | 0 | 1 | 0 | Off Peak | 1 | 0 | 0 | On Peak | 0 | 1 | 0 | Off Peak
2020-02-03 | 17 | 2 | 0 | 0 | 0 | 0 | 1.4235 |  | 1 | 0 | 0 | On Peak | 0 | 1 | 0 | Semi Peak | 1 | 0 | On Peak | 1 | 0 | On Peak | 0 | 1 | 0 | Off Peak | 1 | 0 | 0 | On Peak | 0 | 1 | 0 | Off Peak
2020-02-03 | 18 | 2 | 0 | 0 | 0 | 0 | 2.0142 |  | 1 | 0 | 0 | On Peak | 1 | 0 | 0 | On Peak | 1 | 0 | On Peak | 1 | 0 | On Peak | 0 | 1 | 0 | Off Peak | 1 | 0 | 0 | On Peak | 0 | 1 | 0 | Off Peak
2020-02-03 | 19 | 2 | 0 | 0 | 0 | 0 | 2.3528 |  | 1 | 0 | 0 | On Peak | 1 | 0 | 0 | On Peak | 1 | 0 | On Peak | 0 | 1 | Off Peak | 0 | 0 | 1 | Super Off Peak | 1 | 0 | 0 | On Peak | 0 | 1 | 0 | Off Peak
2020-02-03 | 20 | 2 | 0 | 0 | 0 | 0 | 2.5215 |  | 1 | 0 | 0 | On Peak | 1 | 0 | 0 | On Peak | 1 | 0 | On Peak | 0 | 1 | Off Peak | 0 | 0 | 1 | Super Off Peak | 1 | 0 | 0 | On Peak | 1 | 0 | 0 | On Peak
2020-02-03 | 21 | 2 | 0 | 0 | 0 | 0 | 2.4825 |  | 1 | 0 | 0 | On Peak | 0 | 1 | 0 | Semi Peak | 1 | 0 | On Peak | 0 | 1 | Off Peak | 0 | 0 | 1 | Super Off Peak | 0 | 1 | 0 | Off Peak | 1 | 0 | 0 | On Peak
2020-02-03 | 22 | 2 | 0 | 0 | 0 | 0 | 2.3924 |  | 0 | 1 | 0 | Off Peak | 0 | 1 | 0 | Semi Peak | 0 | 1 | Off Peak | 0 | 1 | Off Peak | 0 | 0 | 1 | Super Off Peak | 0 | 1 | 0 | Off Peak | 1 | 0 | 0 | On Peak
2020-02-03 | 23 | 2 | 0 | 0 | 0 | 0 | 1.6359 |  | 0 | 1 | 0 | Off Peak | 0 | 0 | 1 | Off Peak | 0 | 1 | Off Peak | 0 | 1 | Off Peak | 0 | 0 | 1 | Super Off Peak | 0 | 1 | 0 | Off Peak | 1 | 0 | 0 | On Peak
2020-02-03 | 24 | 2 | 0 | 0 | 0 | 0 | 1.4143 |  | 0 | 1 | 0 | Off Peak | 0 | 0 | 1 | Off Peak | 0 | 1 | Off Peak | 0 | 1 | Off Peak | 0 | 0 | 1 | Super Off Peak | 0 | 1 | 0 | Off Peak | 1 | 0 | 0 | On Peak
2020-02-04 | 1 | 2 | 0 | 0 | 0 | 0 | 1.2165 |  | 0 | 0 | 1 | Super Off Peak | 0 | 0 | 1 | Off Peak | 0 | 1 | Off Peak | 0 | 1 | Off Peak | 0 | 0 | 1 | Super Off Peak | 0 | 0 | 1 | Super Off Peak | 0 | 0 | 1 | Super Off Peak
2020-02-04 | 2 | 2 | 0 | 0 | 0 | 0 | 1.0586 |  | 0 | 0 | 1 | Super Off Peak | 0 | 0 | 1 | Off Peak | 0 | 1 | Off Peak | 0 | 1 | Off Peak | 0 | 0 | 1 | Super Off Peak | 0 | 0 | 1 | Super Off Peak | 0 | 0 | 1 | Super Off Peak
2020-02-04 | 3 | 2 | 0 | 0 | 0 | 0 | 1.0043 |  | 0 | 0 | 1 | Super Off Peak | 0 | 0 | 1 | Off Peak | 0 | 1 | Off Peak | 0 | 1 | Off Peak | 0 | 0 | 1 | Super Off Peak | 0 | 0 | 1 | Super Off Peak | 0 | 0 | 1 | Super Off Peak
2020-02-04 | 4 | 2 | 0 | 0 | 0 | 0 | 0.97163 |  | 0 | 0 | 1 | Super Off Peak | 0 | 0 | 1 | Off Peak | 0 | 1 | Off Peak | 0 | 1 | Off Peak | 0 | 0 | 1 | Super Off Peak | 0 | 0 | 1 | Super Off Peak | 0 | 0 | 1 | Super Off Peak
2020-02-04 | 5 | 2 | 0 | 0 | 0 | 0 | 0.95679 |  | 0 | 0 | 1 | Super Off Peak | 0 | 0 | 1 | Off Peak | 0 | 1 | Off Peak | 0 | 1 | Off Peak | 0 | 0 | 1 | Super Off Peak | 0 | 0 | 1 | Super Off Peak | 0 | 0 | 1 | Super Off Peak
2020-02-04 | 6 | 2 | 0 | 0 | 0 | 0 | 0.97132 |  | 0 | 0 | 1 | Super Off Peak | 0 | 0 | 1 | Off Peak | 0 | 1 | Off Peak | 0 | 1 | Off Peak | 0 | 0 | 1 | Super Off Peak | 0 | 1 | 0 | Off Peak | 0 | 1 | 0 | Off Peak
2020-02-04 | 7 | 2 | 0 | 0 | 0 | 0 | 1.4409 |  | 0 | 1 | 0 | Off Peak | 0 | 1 | 0 | Semi Peak | 0 | 1 | Off Peak | 0 | 1 | Off Peak | 0 | 1 | 0 | Off Peak | 0 | 1 | 0 | Off Peak | 0 | 1 | 0 | Off Peak
2020-02-04 | 8 | 2 | 0 | 0 | 0 | 0 | 1.3646 |  | 0 | 1 | 0 | Off Peak | 0 | 1 | 0 | Semi Peak | 0 | 1 | Off Peak | 0 | 1 | Off Peak | 0 | 1 | 0 | Off Peak | 0 | 1 | 0 | Off Peak | 0 | 1 | 0 | Off Peak
2020-02-04 | 9 | 2 | 0 | 0 | 0 | 0 | 0.90131 |  | 0 | 1 | 0 | Off Peak | 0 | 1 | 0 | Semi Peak | 0 | 1 | Off Peak | 0 | 1 | Off Peak | 0 | 1 | 0 | Off Peak | 0 | 1 | 0 | Off Peak | 0 | 1 | 0 | Off Peak
2020-02-04 | 10 | 2 | 0 | 0 | 0 | 0 | 0.47671 |  | 0 | 1 | 0 | Off Peak | 0 | 1 | 0 | Semi Peak | 0 | 1 | Off Peak | 0 | 1 | Off Peak | 0 | 1 | 0 | Off Peak | 0 | 1 | 0 | Off Peak | 0 | 1 | 0 | Off Peak
2020-02-04 | 11 | 2 | 0 | 0 | 0 | 0 | 0.24927 |  | 0 | 1 | 0 | Off Peak | 0 | 1 | 0 | Semi Peak | 0 | 1 | Off Peak | 0 | 1 | Off Peak | 0 | 1 | 0 | Off Peak | 0 | 1 | 0 | Off Peak | 0 | 1 | 0 | Off Peak
2020-02-04 | 12 | 2 | 0 | 0 | 0 | 0 | 0.11967 |  | 0 | 1 | 0 | Off Peak | 0 | 1 | 0 | Semi Peak | 0 | 1 | Off Peak | 0 | 1 | Off Peak | 0 | 1 | 0 | Off Peak | 0 | 1 | 0 | Off Peak | 0 | 1 | 0 | Off Peak
2020-02-04 | 13 | 2 | 0 | 0 | 0 | 0 | 0.047206 |  | 0 | 1 | 0 | Off Peak | 0 | 1 | 0 | Semi Peak | 0 | 1 | Off Peak | 1 | 0 | On Peak | 0 | 1 | 0 | Off Peak | 1 | 0 | 0 | On Peak | 0 | 1 | 0 | Off Peak
2020-02-04 | 14 | 2 | 0 | 0 | 0 | 0 | 0.017004 |  | 0 | 1 | 0 | Off Peak | 0 | 1 | 0 | Semi Peak | 0 | 1 | Off Peak | 1 | 0 | On Peak | 0 | 1 | 0 | Off Peak | 1 | 0 | 0 | On Peak | 0 | 1 | 0 | Off Peak
2020-02-04 | 15 | 2 | 0 | 0 | 0 | 0 | 0.14366 |  | 0 | 1 | 0 | Off Peak | 0 | 1 | 0 | Semi Peak | 0 | 1 | Off Peak | 1 | 0 | On Peak | 0 | 1 | 0 | Off Peak | 1 | 0 | 0 | On Peak | 0 | 1 | 0 | Off Peak
2020-02-04 | 16 | 2 | 0 | 0 | 0 | 0 | 0.53343 |  | 0 | 1 | 0 | Off Peak | 0 | 1 | 0 | Semi Peak | 0 | 1 | Off Peak | 1 | 0 | On Peak | 0 | 1 | 0 | Off Peak | 1 | 0 | 0 | On Peak | 0 | 1 | 0 | Off Peak
2020-02-04 | 17 | 2 | 0 | 0 | 0 | 0 | 1.2675 |  | 1 | 0 | 0 | On Peak | 0 | 1 | 0 | Semi Peak | 1 | 0 | On Peak | 1 | 0 | On Peak | 0 | 1 | 0 | Off Peak | 1 | 0 | 0 | On Peak | 0 | 1 | 0 | Off Peak
2020-02-04 | 18 | 2 | 0 | 0 | 0 | 0 | 1.8856 |  | 1 | 0 | 0 | On Peak | 1 | 0 | 0 | On Peak | 1 | 0 | On Peak | 1 | 0 | On Peak | 0 | 1 | 0 | Off Peak | 1 | 0 | 0 | On Peak | 0 | 1 | 0 | Off Peak
2020-02-04 | 19 | 2 | 0 | 0 | 0 | 0 | 2.2892 |  | 1 | 0 | 0 | On Peak | 1 | 0 | 0 | On Peak | 1 | 0 | On Peak | 0 | 1 | Off Peak | 0 | 0 | 1 | Super Off Peak | 1 | 0 | 0 | On Peak | 0 | 1 | 0 | Off Peak
2020-02-04 | 20 | 2 | 0 | 0 | 0 | 0 | 2.4846 |  | 1 | 0 | 0 | On Peak | 1 | 0 | 0 | On Peak | 1 | 0 | On Peak | 0 | 1 | Off Peak | 0 | 0 | 1 | Super Off Peak | 1 | 0 | 0 | On Peak | 1 | 0 | 0 | On Peak
2020-02-04 | 21 | 2 | 0 | 0 | 0 | 0 | 2.4733 |  | 1 | 0 | 0 | On Peak | 0 | 1 | 0 | Semi Peak | 1 | 0 | On Peak | 0 | 1 | Off Peak | 0 | 0 | 1 | Super Off Peak | 0 | 1 | 0 | Off Peak | 1 | 0 | 0 | On Peak
2020-02-04 | 22 | 2 | 0 | 0 | 0 | 0 | 2.3866 |  | 0 | 1 | 0 | Off Peak | 0 | 1 | 0 | Semi Peak | 0 | 1 | Off Peak | 0 | 1 | Off Peak | 0 | 0 | 1 | Super Off Peak | 0 | 1 | 0 | Off Peak | 1 | 0 | 0 | On Peak
2020-02-04 | 23 | 2 | 0 | 0 | 0 | 0 | 1.6377 |  | 0 | 1 | 0 | Off Peak | 0 | 0 | 1 | Off Peak | 0 | 1 | Off Peak | 0 | 1 | Off Peak | 0 | 0 | 1 | Super Off Peak | 0 | 1 | 0 | Off Peak | 1 | 0 | 0 | On Peak
2020-02-04 | 24 | 2 | 0 | 0 | 0 | 0 | 1.418 |  | 0 | 1 | 0 | Off Peak | 0 | 0 | 1 | Off Peak | 0 | 1 | Off Peak | 0 | 1 | Off Peak | 0 | 0 | 1 | Super Off Peak | 0 | 1 | 0 | Off Peak | 1 | 0 | 0 | On Peak
2020-02-05 | 1 | 2 | 0 | 0 | 0 | 0 | 1.1613 |  | 0 | 0 | 1 | Super Off Peak | 0 | 0 | 1 | Off Peak | 0 | 1 | Off Peak | 0 | 1 | Off Peak | 0 | 0 | 1 | Super Off Peak | 0 | 0 | 1 | Super Off Peak | 0 | 0 | 1 | Super Off Peak
2020-02-05 | 2 | 2 | 0 | 0 | 0 | 0 | 1.0534 |  | 0 | 0 | 1 | Super Off Peak | 0 | 0 | 1 | Off Peak | 0 | 1 | Off Peak | 0 | 1 | Off Peak | 0 | 0 | 1 | Super Off Peak | 0 | 0 | 1 | Super Off Peak | 0 | 0 | 1 | Super Off Peak
2020-02-05 | 3 | 2 | 0 | 0 | 0 | 0 | 0.99584 |  | 0 | 0 | 1 | Super Off Peak | 0 | 0 | 1 | Off Peak | 0 | 1 | Off Peak | 0 | 1 | Off Peak | 0 | 0 | 1 | Super Off Peak | 0 | 0 | 1 | Super Off Peak | 0 | 0 | 1 | Super Off Peak
2020-02-05 | 4 | 2 | 0 | 0 | 0 | 0 | 0.96487 |  | 0 | 0 | 1 | Super Off Peak | 0 | 0 | 1 | Off Peak | 0 | 1 | Off Peak | 0 | 1 | Off Peak | 0 | 0 | 1 | Super Off Peak | 0 | 0 | 1 | Super Off Peak | 0 | 0 | 1 | Super Off Peak
2020-02-05 | 5 | 2 | 0 | 0 | 0 | 0 | 0.93875 |  | 0 | 0 | 1 | Super Off Peak | 0 | 0 | 1 | Off Peak | 0 | 1 | Off Peak | 0 | 1 | Off Peak | 0 | 0 | 1 | Super Off Peak | 0 | 0 | 1 | Super Off Peak | 0 | 0 | 1 | Super Off Peak
2020-02-05 | 6 | 2 | 0 | 0 | 0 | 0 | 0.95081 |  | 0 | 0 | 1 | Super Off Peak | 0 | 0 | 1 | Off Peak | 0 | 1 | Off Peak | 0 | 1 | Off Peak | 0 | 0 | 1 | Super Off Peak | 0 | 1 | 0 | Off Peak | 0 | 1 | 0 | Off Peak
2020-02-05 | 7 | 2 | 0 | 0 | 0 | 0 | 1.4098 |  | 0 | 1 | 0 | Off Peak | 0 | 1 | 0 | Semi Peak | 0 | 1 | Off Peak | 0 | 1 | Off Peak | 0 | 1 | 0 | Off Peak | 0 | 1 | 0 | Off Peak | 0 | 1 | 0 | Off Peak
2020-02-05 | 8 | 2 | 0 | 0 | 0 | 0 | 1.3235 |  | 0 | 1 | 0 | Off Peak | 0 | 1 | 0 | Semi Peak | 0 | 1 | Off Peak | 0 | 1 | Off Peak | 0 | 1 | 0 | Off Peak | 0 | 1 | 0 | Off Peak | 0 | 1 | 0 | Off Peak
2020-02-05 | 9 | 2 | 0 | 0 | 0 | 0 | 0.84531 |  | 0 | 1 | 0 | Off Peak | 0 | 1 | 0 | Semi Peak | 0 | 1 | Off Peak | 0 | 1 | Off Peak | 0 | 1 | 0 | Off Peak | 0 | 1 | 0 | Off Peak | 0 | 1 | 0 | Off Peak
2020-02-05 | 10 | 2 | 0 | 0 | 0 | 0 | 0.42861 |  | 0 | 1 | 0 | Off Peak | 0 | 1 | 0 | Semi Peak | 0 | 1 | Off Peak | 0 | 1 | Off Peak | 0 | 1 | 0 | Off Peak | 0 | 1 | 0 | Off Peak | 0 | 1 | 0 | Off Peak
2020-02-05 | 11 | 2 | 0 | 0 | 0 | 0 | 0.18188 |  | 0 | 1 | 0 | Off Peak | 0 | 1 | 0 | Semi Peak | 0 | 1 | Off Peak | 0 | 1 | Off Peak | 0 | 1 | 0 | Off Peak | 0 | 1 | 0 | Off Peak | 0 | 1 | 0 | Off Peak
2020-02-05 | 12 | 2 | 0 | 0 | 0 | 0 | 0.034885 |  | 0 | 1 | 0 | Off Peak | 0 | 1 | 0 | Semi Peak | 0 | 1 | Off Peak | 0 | 1 | Off Peak | 0 | 1 | 0 | Off Peak | 0 | 1 | 0 | Off Peak | 0 | 1 | 0 | Off Peak
2020-02-05 | 13 | 2 | 0 | 0 | 0 | 0 | -0.04701 |  | 0 | 1 | 0 | Off Peak | 0 | 1 | 0 | Semi Peak | 0 | 1 | Off Peak | 1 | 0 | On Peak | 0 | 1 | 0 | Off Peak | 1 | 0 | 0 | On Peak | 0 | 1 | 0 | Off Peak
2020-02-05 | 14 | 2 | 0 | 0 | 0 | 0 | -0.050014 |  | 0 | 1 | 0 | Off Peak | 0 | 1 | 0 | Semi Peak | 0 | 1 | Off Peak | 1 | 0 | On Peak | 0 | 1 | 0 | Off Peak | 1 | 0 | 0 | On Peak | 0 | 1 | 0 | Off Peak
2020-02-05 | 15 | 2 | 0 | 0 | 0 | 0 | 0.087067 |  | 0 | 1 | 0 | Off Peak | 0 | 1 | 0 | Semi Peak | 0 | 1 | Off Peak | 1 | 0 | On Peak | 0 | 1 | 0 | Off Peak | 1 | 0 | 0 | On Peak | 0 | 1 | 0 | Off Peak
2020-02-05 | 16 | 2 | 0 | 0 | 0 | 0 | 0.48559 |  | 0 | 1 | 0 | Off Peak | 0 | 1 | 0 | Semi Peak | 0 | 1 | Off Peak | 1 | 0 | On Peak | 0 | 1 | 0 | Off Peak | 1 | 0 | 0 | On Peak | 0 | 1 | 0 | Off Peak
2020-02-05 | 17 | 2 | 0 | 0 | 0 | 0 | 1.2123 |  | 1 | 0 | 0 | On Peak | 0 | 1 | 0 | Semi Peak | 1 | 0 | On Peak | 1 | 0 | On Peak | 0 | 1 | 0 | Off Peak | 1 | 0 | 0 | On Peak | 0 | 1 | 0 | Off Peak
2020-02-05 | 18 | 2 | 0 | 0 | 0 | 0 | 1.7951 |  | 1 | 0 | 0 | On Peak | 1 | 0 | 0 | On Peak | 1 | 0 | On Peak | 1 | 0 | On Peak | 0 | 1 | 0 | Off Peak | 1 | 0 | 0 | On Peak | 0 | 1 | 0 | Off Peak
2020-02-05 | 19 | 2 | 0 | 0 | 0 | 0 | 2.181 |  | 1 | 0 | 0 | On Peak | 1 | 0 | 0 | On Peak | 1 | 0 | On Peak | 0 | 1 | Off Peak | 0 | 0 | 1 | Super Off Peak | 1 | 0 | 0 | On Peak | 0 | 1 | 0 | Off Peak
2020-02-05 | 20 | 2 | 0 | 0 | 0 | 0 | 2.3783 |  | 1 | 0 | 0 | On Peak | 1 | 0 | 0 | On Peak | 1 | 0 | On Peak | 0 | 1 | Off Peak | 0 | 0 | 1 | Super Off Peak | 1 | 0 | 0 | On Peak | 1 | 0 | 0 | On Peak
2020-02-05 | 21 | 2 | 0 | 0 | 0 | 0 | 2.3484 |  | 1 | 0 | 0 | On Peak | 0 | 1 | 0 | Semi Peak | 1 | 0 | On Peak | 0 | 1 | Off Peak | 0 | 0 | 1 | Super Off Peak | 0 | 1 | 0 | Off Peak | 1 | 0 | 0 | On Peak
2020-02-05 | 22 | 2 | 0 | 0 | 0 | 0 | 2.2756 |  | 0 | 1 | 0 | Off Peak | 0 | 1 | 0 | Semi Peak | 0 | 1 | Off Peak | 0 | 1 | Off Peak | 0 | 0 | 1 | Super Off Peak | 0 | 1 | 0 | Off Peak | 1 | 0 | 0 | On Peak
2020-02-05 | 23 | 2 | 0 | 0 | 0 | 0 | 1.5545 |  | 0 | 1 | 0 | Off Peak | 0 | 0 | 1 | Off Peak | 0 | 1 | Off Peak | 0 | 1 | Off Peak | 0 | 0 | 1 | Super Off Peak | 0 | 1 | 0 | Off Peak | 1 | 0 | 0 | On Peak
2020-02-05 | 24 | 2 | 0 | 0 | 0 | 0 | 1.3403 |  | 0 | 1 | 0 | Off Peak | 0 | 0 | 1 | Off Peak | 0 | 1 | Off Peak | 0 | 1 | Off Peak | 0 | 0 | 1 | Super Off Peak | 0 | 1 | 0 | Off Peak | 1 | 0 | 0 | On Peak
2020-02-06 | 1 | 2 | 0 | 0 | 0 | 0 | 1.1593 |  | 0 | 0 | 1 | Super Off Peak | 0 | 0 | 1 | Off Peak | 0 | 1 | Off Peak | 0 | 1 | Off Peak | 0 | 0 | 1 | Super Off Peak | 0 | 0 | 1 | Super Off Peak | 0 | 0 | 1 | Super Off Peak
2020-02-06 | 2 | 2 | 0 | 0 | 0 | 0 | 1.051 |  | 0 | 0 | 1 | Super Off Peak | 0 | 0 | 1 | Off Peak | 0 | 1 | Off Peak | 0 | 1 | Off Peak | 0 | 0 | 1 | Super Off Peak | 0 | 0 | 1 | Super Off Peak | 0 | 0 | 1 | Super Off Peak
2020-02-06 | 3 | 2 | 0 | 0 | 0 | 0 | 1.008 |  | 0 | 0 | 1 | Super Off Peak | 0 | 0 | 1 | Off Peak | 0 | 1 | Off Peak | 0 | 1 | Off Peak | 0 | 0 | 1 | Super Off Peak | 0 | 0 | 1 | Super Off Peak | 0 | 0 | 1 | Super Off Peak
2020-02-06 | 4 | 2 | 0 | 0 | 0 | 0 | 0.96951 |  | 0 | 0 | 1 | Super Off Peak | 0 | 0 | 1 | Off Peak | 0 | 1 | Off Peak | 0 | 1 | Off Peak | 0 | 0 | 1 | Super Off Peak | 0 | 0 | 1 | Super Off Peak | 0 | 0 | 1 | Super Off Peak
2020-02-06 | 5 | 2 | 0 | 0 | 0 | 0 | 0.95176 |  | 0 | 0 | 1 | Super Off Peak | 0 | 0 | 1 | Off Peak | 0 | 1 | Off Peak | 0 | 1 | Off Peak | 0 | 0 | 1 | Super Off Peak | 0 | 0 | 1 | Super Off Peak | 0 | 0 | 1 | Super Off Peak
2020-02-06 | 6 | 2 | 0 | 0 | 0 | 0 | 0.96436 |  | 0 | 0 | 1 | Super Off Peak | 0 | 0 | 1 | Off Peak | 0 | 1 | Off Peak | 0 | 1 | Off Peak | 0 | 0 | 1 | Super Off Peak | 0 | 1 | 0 | Off Peak | 0 | 1 | 0 | Off Peak
2020-02-06 | 7 | 2 | 0 | 0 | 0 | 0 | 1.4232 |  | 0 | 1 | 0 | Off Peak | 0 | 1 | 0 | Semi Peak | 0 | 1 | Off Peak | 0 | 1 | Off Peak | 0 | 1 | 0 | Off Peak | 0 | 1 | 0 | Off Peak | 0 | 1 | 0 | Off Peak
2020-02-06 | 8 | 2 | 0 | 0 | 0 | 0 | 1.3386 |  | 0 | 1 | 0 | Off Peak | 0 | 1 | 0 | Semi Peak | 0 | 1 | Off Peak | 0 | 1 | Off Peak | 0 | 1 | 0 | Off Peak | 0 | 1 | 0 | Off Peak | 0 | 1 | 0 | Off Peak
2020-02-06 | 9 | 2 | 0 | 0 | 0 | 0 | 0.86057 |  | 0 | 1 | 0 | Off Peak | 0 | 1 | 0 | Semi Peak | 0 | 1 | Off Peak | 0 | 1 | Off Peak | 0 | 1 | 0 | Off Peak | 0 | 1 | 0 | Off Peak | 0 | 1 | 0 | Off Peak
2020-02-06 | 10 | 2 | 0 | 0 | 0 | 0 | 0.4292 |  | 0 | 1 | 0 | Off Peak | 0 | 1 | 0 | Semi Peak | 0 | 1 | Off Peak | 0 | 1 | Off Peak | 0 | 1 | 0 | Off Peak | 0 | 1 | 0 | Off Peak | 0 | 1 | 0 | Off Peak
2020-02-06 | 11 | 2 | 0 | 0 | 0 | 0 | 0.19265 |  | 0 | 1 | 0 | Off Peak | 0 | 1 | 0 | Semi Peak | 0 | 1 | Off Peak | 0 | 1 | Off Peak | 0 | 1 | 0 | Off Peak | 0 | 1 | 0 | Off Peak | 0 | 1 | 0 | Off Peak
2020-02-06 | 12 | 2 | 0 | 0 | 0 | 0 | 0.075811 |  | 0 | 1 | 0 | Off Peak | 0 | 1 | 0 | Semi Peak | 0 | 1 | Off Peak | 0 | 1 | Off Peak | 0 | 1 | 0 | Off Peak | 0 | 1 | 0 | Off Peak | 0 | 1 | 0 | Off Peak
2020-02-06 | 13 | 2 | 0 | 0 | 0 | 0 | 0.0042187 |  | 0 | 1 | 0 | Off Peak | 0 | 1 | 0 | Semi Peak | 0 | 1 | Off Peak | 1 | 0 | On Peak | 0 | 1 | 0 | Off Peak | 1 | 0 | 0 | On Peak | 0 | 1 | 0 | Off Peak
2020-02-06 | 14 | 2 | 0 | 0 | 0 | 0 | 0.0012214 |  | 0 | 1 | 0 | Off Peak | 0 | 1 | 0 | Semi Peak | 0 | 1 | Off Peak | 1 | 0 | On Peak | 0 | 1 | 0 | Off Peak | 1 | 0 | 0 | On Peak | 0 | 1 | 0 | Off Peak
2020-02-06 | 15 | 2 | 0 | 0 | 0 | 0 | 0.13877 |  | 0 | 1 | 0 | Off Peak | 0 | 1 | 0 | Semi Peak | 0 | 1 | Off Peak | 1 | 0 | On Peak | 0 | 1 | 0 | Off Peak | 1 | 0 | 0 | On Peak | 0 | 1 | 0 | Off Peak
2020-02-06 | 16 | 2 | 0 | 0 | 0 | 0 | 0.53221 |  | 0 | 1 | 0 | Off Peak | 0 | 1 | 0 | Semi Peak | 0 | 1 | Off Peak | 1 | 0 | On Peak | 0 | 1 | 0 | Off Peak | 1 | 0 | 0 | On Peak | 0 | 1 | 0 | Off Peak
2020-02-06 | 17 | 2 | 0 | 0 | 0 | 0 | 1.2474 |  | 1 | 0 | 0 | On Peak | 0 | 1 | 0 | Semi Peak | 1 | 0 | On Peak | 1 | 0 | On Peak | 0 | 1 | 0 | Off Peak | 1 | 0 | 0 | On Peak | 0 | 1 | 0 | Off Peak
2020-02-06 | 18 | 2 | 0 | 0 | 0 | 0 | 1.8298 |  | 1 | 0 | 0 | On Peak | 1 | 0 | 0 | On Peak | 1 | 0 | On Peak | 1 | 0 | On Peak | 0 | 1 | 0 | Off Peak | 1 | 0 | 0 | On Peak | 0 | 1 | 0 | Off Peak
2020-02-06 | 19 | 2 | 0 | 0 | 0 | 0 | 2.2055 |  | 1 | 0 | 0 | On Peak | 1 | 0 | 0 | On Peak | 1 | 0 | On Peak | 0 | 1 | Off Peak | 0 | 0 | 1 | Super Off Peak | 1 | 0 | 0 | On Peak | 0 | 1 | 0 | Off Peak
2020-02-06 | 20 | 2 | 0 | 0 | 0 | 0 | 2.3845 |  | 1 | 0 | 0 | On Peak | 1 | 0 | 0 | On Peak | 1 | 0 | On Peak | 0 | 1 | Off Peak | 0 | 0 | 1 | Super Off Peak | 1 | 0 | 0 | On Peak | 1 | 0 | 0 | On Peak
2020-02-06 | 21 | 2 | 0 | 0 | 0 | 0 | 2.3462 |  | 1 | 0 | 0 | On Peak | 0 | 1 | 0 | Semi Peak | 1 | 0 | On Peak | 0 | 1 | Off Peak | 0 | 0 | 1 | Super Off Peak | 0 | 1 | 0 | Off Peak | 1 | 0 | 0 | On Peak
2020-02-06 | 22 | 2 | 0 | 0 | 0 | 0 | 2.267 |  | 0 | 1 | 0 | Off Peak | 0 | 1 | 0 | Semi Peak | 0 | 1 | Off Peak | 0 | 1 | Off Peak | 0 | 0 | 1 | Super Off Peak | 0 | 1 | 0 | Off Peak | 1 | 0 | 0 | On Peak
2020-02-06 | 23 | 2 | 0 | 0 | 0 | 0 | 1.5526 |  | 0 | 1 | 0 | Off Peak | 0 | 0 | 1 | Off Peak | 0 | 1 | Off Peak | 0 | 1 | Off Peak | 0 | 0 | 1 | Super Off Peak | 0 | 1 | 0 | Off Peak | 1 | 0 | 0 | On Peak
2020-02-06 | 24 | 2 | 0 | 0 | 0 | 0 | 1.3382 |  | 0 | 1 | 0 | Off Peak | 0 | 0 | 1 | Off Peak | 0 | 1 | Off Peak | 0 | 1 | Off Peak | 0 | 0 | 1 | Super Off Peak | 0 | 1 | 0 | Off Peak | 1 | 0 | 0 | On Peak
2020-02-07 | 1 | 2 | 0 | 0 | 0 | 0 | 1.1578 |  | 0 | 0 | 1 | Super Off Peak | 0 | 0 | 1 | Off Peak | 0 | 1 | Off Peak | 0 | 1 | Off Peak | 0 | 0 | 1 | Super Off Peak | 0 | 0 | 1 | Super Off Peak | 0 | 0 | 1 | Super Off Peak
2020-02-07 | 2 | 2 | 0 | 0 | 0 | 0 | 1.0569 |  | 0 | 0 | 1 | Super Off Peak | 0 | 0 | 1 | Off Peak | 0 | 1 | Off Peak | 0 | 1 | Off Peak | 0 | 0 | 1 | Super Off Peak | 0 | 0 | 1 | Super Off Peak | 0 | 0 | 1 | Super Off Peak
2020-02-07 | 3 | 2 | 0 | 0 | 0 | 0 | 1.0088 |  | 0 | 0 | 1 | Super Off Peak | 0 | 0 | 1 | Off Peak | 0 | 1 | Off Peak | 0 | 1 | Off Peak | 0 | 0 | 1 | Super Off Peak | 0 | 0 | 1 | Super Off Peak | 0 | 0 | 1 | Super Off Peak
2020-02-07 | 4 | 2 | 0 | 0 | 0 | 0 | 0.9661 |  | 0 | 0 | 1 | Super Off Peak | 0 | 0 | 1 | Off Peak | 0 | 1 | Off Peak | 0 | 1 | Off Peak | 0 | 0 | 1 | Super Off Peak | 0 | 0 | 1 | Super Off Peak | 0 | 0 | 1 | Super Off Peak
2020-02-07 | 5 | 2 | 0 | 0 | 0 | 0 | 0.94587 |  | 0 | 0 | 1 | Super Off Peak | 0 | 0 | 1 | Off Peak | 0 | 1 | Off Peak | 0 | 1 | Off Peak | 0 | 0 | 1 | Super Off Peak | 0 | 0 | 1 | Super Off Peak | 0 | 0 | 1 | Super Off Peak
2020-02-07 | 6 | 2 | 0 | 0 | 0 | 0 | 0.96426 |  | 0 | 0 | 1 | Super Off Peak | 0 | 0 | 1 | Off Peak | 0 | 1 | Off Peak | 0 | 1 | Off Peak | 0 | 0 | 1 | Super Off Peak | 0 | 1 | 0 | Off Peak | 0 | 1 | 0 | Off Peak
2020-02-07 | 7 | 2 | 0 | 0 | 0 | 0 | 1.4113 |  | 0 | 1 | 0 | Off Peak | 0 | 1 | 0 | Semi Peak | 0 | 1 | Off Peak | 0 | 1 | Off Peak | 0 | 1 | 0 | Off Peak | 0 | 1 | 0 | Off Peak | 0 | 1 | 0 | Off Peak
2020-02-07 | 8 | 2 | 0 | 0 | 0 | 0 | 1.3253 |  | 0 | 1 | 0 | Off Peak | 0 | 1 | 0 | Semi Peak | 0 | 1 | Off Peak | 0 | 1 | Off Peak | 0 | 1 | 0 | Off Peak | 0 | 1 | 0 | Off Peak | 0 | 1 | 0 | Off Peak
2020-02-07 | 9 | 2 | 0 | 0 | 0 | 0 | 0.83728 |  | 0 | 1 | 0 | Off Peak | 0 | 1 | 0 | Semi Peak | 0 | 1 | Off Peak | 0 | 1 | Off Peak | 0 | 1 | 0 | Off Peak | 0 | 1 | 0 | Off Peak | 0 | 1 | 0 | Off Peak
2020-02-07 | 10 | 2 | 0 | 0 | 0 | 0 | 0.4042 |  | 0 | 1 | 0 | Off Peak | 0 | 1 | 0 | Semi Peak | 0 | 1 | Off Peak | 0 | 1 | Off Peak | 0 | 1 | 0 | Off Peak | 0 | 1 | 0 | Off Peak | 0 | 1 | 0 | Off Peak
2020-02-07 | 11 | 2 | 0 | 0 | 0 | 0 | 0.14578 |  | 0 | 1 | 0 | Off Peak | 0 | 1 | 0 | Semi Peak | 0 | 1 | Off Peak | 0 | 1 | Off Peak | 0 | 1 | 0 | Off Peak | 0 | 1 | 0 | Off Peak | 0 | 1 | 0 | Off Peak
2020-02-07 | 12 | 2 | 0 | 0 | 0 | 0 | 0.00050736 |  | 0 | 1 | 0 | Off Peak | 0 | 1 | 0 | Semi Peak | 0 | 1 | Off Peak | 0 | 1 | Off Peak | 0 | 1 | 0 | Off Peak | 0 | 1 | 0 | Off Peak | 0 | 1 | 0 | Off Peak
2020-02-07 | 13 | 2 | 0 | 0 | 0 | 0 | -0.082983 |  | 0 | 1 | 0 | Off Peak | 0 | 1 | 0 | Semi Peak | 0 | 1 | Off Peak | 1 | 0 | On Peak | 0 | 1 | 0 | Off Peak | 1 | 0 | 0 | On Peak | 0 | 1 | 0 | Off Peak
2020-02-07 | 14 | 2 | 0 | 0 | 0 | 0 | -0.089718 |  | 0 | 1 | 0 | Off Peak | 0 | 1 | 0 | Semi Peak | 0 | 1 | Off Peak | 1 | 0 | On Peak | 0 | 1 | 0 | Off Peak | 1 | 0 | 0 | On Peak | 0 | 1 | 0 | Off Peak
2020-02-07 | 15 | 2 | 0 | 0 | 0 | 0 | 0.043597 |  | 0 | 1 | 0 | Off Peak | 0 | 1 | 0 | Semi Peak | 0 | 1 | Off Peak | 1 | 0 | On Peak | 0 | 1 | 0 | Off Peak | 1 | 0 | 0 | On Peak | 0 | 1 | 0 | Off Peak
2020-02-07 | 16 | 2 | 0 | 0 | 0 | 0 | 0.42613 |  | 0 | 1 | 0 | Off Peak | 0 | 1 | 0 | Semi Peak | 0 | 1 | Off Peak | 1 | 0 | On Peak | 0 | 1 | 0 | Off Peak | 1 | 0 | 0 | On Peak | 0 | 1 | 0 | Off Peak
2020-02-07 | 17 | 2 | 0 | 0 | 0 | 0 | 1.151 |  | 1 | 0 | 0 | On Peak | 0 | 1 | 0 | Semi Peak | 1 | 0 | On Peak | 1 | 0 | On Peak | 0 | 1 | 0 | Off Peak | 1 | 0 | 0 | On Peak | 0 | 1 | 0 | Off Peak
2020-02-07 | 18 | 2 | 0 | 0 | 0 | 0 | 1.736 |  | 1 | 0 | 0 | On Peak | 1 | 0 | 0 | On Peak | 1 | 0 | On Peak | 1 | 0 | On Peak | 0 | 1 | 0 | Off Peak | 1 | 0 | 0 | On Peak | 0 | 1 | 0 | Off Peak
2020-02-07 | 19 | 2 | 0 | 0 | 0 | 0 | 2.0837 |  | 1 | 0 | 0 | On Peak | 1 | 0 | 0 | On Peak | 1 | 0 | On Peak | 0 | 1 | Off Peak | 0 | 0 | 1 | Super Off Peak | 1 | 0 | 0 | On Peak | 0 | 1 | 0 | Off Peak
2020-02-07 | 20 | 2 | 0 | 0 | 0 | 0 | 2.2848 |  | 1 | 0 | 0 | On Peak | 1 | 0 | 0 | On Peak | 1 | 0 | On Peak | 0 | 1 | Off Peak | 0 | 0 | 1 | Super Off Peak | 1 | 0 | 0 | On Peak | 1 | 0 | 0 | On Peak
2020-02-07 | 21 | 2 | 0 | 0 | 0 | 0 | 2.2763 |  | 1 | 0 | 0 | On Peak | 0 | 1 | 0 | Semi Peak | 1 | 0 | On Peak | 0 | 1 | Off Peak | 0 | 0 | 1 | Super Off Peak | 0 | 1 | 0 | Off Peak | 1 | 0 | 0 | On Peak
2020-02-07 | 22 | 2 | 0 | 0 | 0 | 0 | 2.1929 |  | 0 | 1 | 0 | Off Peak | 0 | 1 | 0 | Semi Peak | 0 | 1 | Off Peak | 0 | 1 | Off Peak | 0 | 0 | 1 | Super Off Peak | 0 | 1 | 0 | Off Peak | 1 | 0 | 0 | On Peak
2020-02-07 | 23 | 2 | 0 | 0 | 0 | 0 | 1.5034 |  | 0 | 1 | 0 | Off Peak | 0 | 0 | 1 | Off Peak | 0 | 1 | Off Peak | 0 | 1 | Off Peak | 0 | 0 | 1 | Super Off Peak | 0 | 1 | 0 | Off Peak | 1 | 0 | 0 | On Peak
2020-02-07 | 24 | 2 | 0 | 0 | 0 | 0 | 1.3274 |  | 0 | 1 | 0 | Off Peak | 0 | 0 | 1 | Off Peak | 0 | 1 | Off Peak | 0 | 1 | Off Peak | 0 | 0 | 1 | Super Off Peak | 0 | 1 | 0 | Off Peak | 1 | 0 | 0 | On Peak
2020-02-08 | 1 | 2 | 0 | 1 | 0 | 0 | 1.1232 |  | 0 | 0 | 1 | Super Off Peak | 0 | 0 | 1 | Off Peak | 0 | 1 | Off Peak | 0 | 1 | Off Peak | 0 | 0 | 1 | Super Off Peak | 0 | 0 | 1 | Super Off Peak | 0 | 0 | 1 | Super Off Peak
2020-02-08 | 2 | 2 | 0 | 1 | 0 | 0 | 1.0356 |  | 0 | 0 | 1 | Super Off Peak | 0 | 0 | 1 | Off Peak | 0 | 1 | Off Peak | 0 | 1 | Off Peak | 0 | 0 | 1 | Super Off Peak | 0 | 0 | 1 | Super Off Peak | 0 | 0 | 1 | Super Off Peak
2020-02-08 | 3 | 2 | 0 | 1 | 0 | 0 | 0.98178 |  | 0 | 0 | 1 | Super Off Peak | 0 | 0 | 1 | Off Peak | 0 | 1 | Off Peak | 0 | 1 | Off Peak | 0 | 0 | 1 | Super Off Peak | 0 | 0 | 1 | Super Off Peak | 0 | 0 | 1 | Super Off Peak
2020-02-08 | 4 | 2 | 0 | 1 | 0 | 0 | 0.94344 |  | 0 | 0 | 1 | Super Off Peak | 0 | 0 | 1 | Off Peak | 0 | 1 | Off Peak | 0 | 1 | Off Peak | 0 | 0 | 1 | Super Off Peak | 0 | 0 | 1 | Super Off Peak | 0 | 0 | 1 | Super Off Peak
2020-02-08 | 5 | 2 | 0 | 1 | 0 | 0 | 0.91651 |  | 0 | 0 | 1 | Super Off Peak | 0 | 0 | 1 | Off Peak | 0 | 1 | Off Peak | 0 | 1 | Off Peak | 0 | 0 | 1 | Super Off Peak | 0 | 0 | 1 | Super Off Peak | 0 | 0 | 1 | Super Off Peak
2020-02-08 | 6 | 2 | 0 | 1 | 0 | 0 | 0.92137 |  | 0 | 0 | 1 | Super Off Peak | 0 | 0 | 1 | Off Peak | 0 | 1 | Off Peak | 0 | 1 | Off Peak | 0 | 0 | 1 | Super Off Peak | 0 | 1 | 0 | Off Peak | 0 | 1 | 0 | Off Peak
2020-02-08 | 7 | 2 | 0 | 1 | 0 | 0 | 1.3079 |  | 0 | 0 | 1 | Super Off Peak | 0 | 0 | 1 | Off Peak | 0 | 1 | Off Peak | 0 | 1 | Off Peak | 0 | 0 | 1 | Super Off Peak | 0 | 1 | 0 | Off Peak | 0 | 1 | 0 | Off Peak
2020-02-08 | 8 | 2 | 0 | 1 | 0 | 0 | 1.0387 |  | 0 | 0 | 1 | Super Off Peak | 0 | 0 | 1 | Off Peak | 0 | 1 | Off Peak | 0 | 1 | Off Peak | 0 | 0 | 1 | Super Off Peak | 0 | 1 | 0 | Off Peak | 0 | 1 | 0 | Off Peak
2020-02-08 | 9 | 2 | 0 | 1 | 0 | 0 | 0.48347 |  | 0 | 0 | 1 | Super Off Peak | 0 | 0 | 1 | Off Peak | 0 | 1 | Off Peak | 0 | 1 | Off Peak | 0 | 0 | 1 | Super Off Peak | 0 | 1 | 0 | Off Peak | 0 | 1 | 0 | Off Peak
2020-02-08 | 10 | 2 | 0 | 1 | 0 | 0 | 0.16096 |  | 0 | 0 | 1 | Super Off Peak | 0 | 0 | 1 | Off Peak | 0 | 1 | Off Peak | 0 | 1 | Off Peak | 0 | 0 | 1 | Super Off Peak | 0 | 1 | 0 | Off Peak | 0 | 1 | 0 | Off Peak
2020-02-08 | 11 | 2 | 0 | 1 | 0 | 0 | 0.017056 |  | 0 | 0 | 1 | Super Off Peak | 0 | 0 | 1 | Off Peak | 0 | 1 | Off Peak | 0 | 1 | Off Peak | 0 | 0 | 1 | Super Off Peak | 0 | 1 | 0 | Off Peak | 0 | 1 | 0 | Off Peak
2020-02-08 | 12 | 2 | 0 | 1 | 0 | 0 | -0.038161 |  | 0 | 0 | 1 | Super Off Peak | 0 | 0 | 1 | Off Peak | 0 | 1 | Off Peak | 0 | 1 | Off Peak | 0 | 0 | 1 | Super Off Peak | 0 | 1 | 0 | Off Peak | 0 | 1 | 0 | Off Peak
2020-02-08 | 13 | 2 | 0 | 1 | 0 | 0 | -0.11203 |  | 0 | 0 | 1 | Super Off Peak | 0 | 0 | 1 | Off Peak | 0 | 1 | Off Peak | 0 | 1 | Off Peak | 0 | 0 | 1 | Super Off Peak | 1 | 0 | 0 | On Peak | 0 | 1 | 0 | Off Peak
2020-02-08 | 14 | 2 | 0 | 1 | 0 | 0 | -0.13503 |  | 0 | 0 | 1 | Super Off Peak | 0 | 0 | 1 | Off Peak | 0 | 1 | Off Peak | 0 | 1 | Off Peak | 0 | 0 | 1 | Super Off Peak | 1 | 0 | 0 | On Peak | 0 | 1 | 0 | Off Peak
2020-02-08 | 15 | 2 | 0 | 1 | 0 | 0 | -0.079572 |  | 0 | 1 | 0 | Off Peak | 0 | 0 | 1 | Off Peak | 0 | 1 | Off Peak | 0 | 1 | Off Peak | 0 | 0 | 1 | Super Off Peak | 1 | 0 | 0 | On Peak | 0 | 1 | 0 | Off Peak
2020-02-08 | 16 | 2 | 0 | 1 | 0 | 0 | 0.28454 |  | 0 | 1 | 0 | Off Peak | 0 | 0 | 1 | Off Peak | 0 | 1 | Off Peak | 0 | 1 | Off Peak | 0 | 0 | 1 | Super Off Peak | 1 | 0 | 0 | On Peak | 0 | 1 | 0 | Off Peak
2020-02-08 | 17 | 2 | 0 | 1 | 0 | 0 | 0.98988 |  | 1 | 0 | 0 | On Peak | 0 | 0 | 1 | Off Peak | 0 | 1 | Off Peak | 0 | 1 | Off Peak | 0 | 0 | 1 | Super Off Peak | 1 | 0 | 0 | On Peak | 0 | 1 | 0 | Off Peak
2020-02-08 | 18 | 2 | 0 | 1 | 0 | 0 | 1.5657 |  | 1 | 0 | 0 | On Peak | 0 | 0 | 1 | Off Peak | 0 | 1 | Off Peak | 0 | 1 | Off Peak | 0 | 0 | 1 | Super Off Peak | 1 | 0 | 0 | On Peak | 0 | 1 | 0 | Off Peak
2020-02-08 | 19 | 2 | 0 | 1 | 0 | 0 | 1.9797 |  | 1 | 0 | 0 | On Peak | 0 | 0 | 1 | Off Peak | 0 | 1 | Off Peak | 0 | 1 | Off Peak | 0 | 0 | 1 | Super Off Peak | 1 | 0 | 0 | On Peak | 0 | 1 | 0 | Off Peak
2020-02-08 | 20 | 2 | 0 | 1 | 0 | 0 | 2.2204 |  | 1 | 0 | 0 | On Peak | 0 | 0 | 1 | Off Peak | 0 | 1 | Off Peak | 0 | 1 | Off Peak | 0 | 0 | 1 | Super Off Peak | 1 | 0 | 0 | On Peak | 1 | 0 | 0 | On Peak
2020-02-08 | 21 | 2 | 0 | 1 | 0 | 0 | 2.2011 |  | 1 | 0 | 0 | On Peak | 0 | 0 | 1 | Off Peak | 0 | 1 | Off Peak | 0 | 1 | Off Peak | 0 | 0 | 1 | Super Off Peak | 0 | 1 | 0 | Off Peak | 1 | 0 | 0 | On Peak
2020-02-08 | 22 | 2 | 0 | 1 | 0 | 0 | 2.1671 |  | 0 | 1 | 0 | Off Peak | 0 | 0 | 1 | Off Peak | 0 | 1 | Off Peak | 0 | 1 | Off Peak | 0 | 0 | 1 | Super Off Peak | 0 | 1 | 0 | Off Peak | 1 | 0 | 0 | On Peak
2020-02-08 | 23 | 2 | 0 | 1 | 0 | 0 | 1.4585 |  | 0 | 1 | 0 | Off Peak | 0 | 0 | 1 | Off Peak | 0 | 1 | Off Peak | 0 | 1 | Off Peak | 0 | 0 | 1 | Super Off Peak | 0 | 1 | 0 | Off Peak | 1 | 0 | 0 | On Peak
2020-02-08 | 24 | 2 | 0 | 1 | 0 | 0 | 1.2738 |  | 0 | 1 | 0 | Off Peak | 0 | 0 | 1 | Off Peak | 0 | 1 | Off Peak | 0 | 1 | Off Peak | 0 | 0 | 1 | Super Off Peak | 0 | 1 | 0 | Off Peak | 1 | 0 | 0 | On Peak
2020-02-09 | 1 | 2 | 0 | 1 | 1 | 0 | 1.1594 |  | 0 | 0 | 1 | Super Off Peak | 0 | 0 | 1 | Off Peak | 0 | 1 | Off Peak | 0 | 1 | Off Peak | 0 | 0 | 1 | Super Off Peak | 0 | 0 | 1 | Super Off Peak | 0 | 0 | 1 | Super Off Peak
2020-02-09 | 2 | 2 | 0 | 1 | 1 | 0 | 1.0745 |  | 0 | 0 | 1 | Super Off Peak | 0 | 0 | 1 | Off Peak | 0 | 1 | Off Peak | 0 | 1 | Off Peak | 0 | 0 | 1 | Super Off Peak | 0 | 0 | 1 | Super Off Peak | 0 | 0 | 1 | Super Off Peak
2020-02-09 | 3 | 2 | 0 | 1 | 1 | 0 | 1.023 |  | 0 | 0 | 1 | Super Off Peak | 0 | 0 | 1 | Off Peak | 0 | 1 | Off Peak | 0 | 1 | Off Peak | 0 | 0 | 1 | Super Off Peak | 0 | 0 | 1 | Super Off Peak | 0 | 0 | 1 | Super Off Peak
2020-02-09 | 4 | 2 | 0 | 1 | 1 | 0 | 0.99132 |  | 0 | 0 | 1 | Super Off Peak | 0 | 0 | 1 | Off Peak | 0 | 1 | Off Peak | 0 | 1 | Off Peak | 0 | 0 | 1 | Super Off Peak | 0 | 0 | 1 | Super Off Peak | 0 | 0 | 1 | Super Off Peak
2020-02-09 | 5 | 2 | 0 | 1 | 1 | 0 | 0.97425 |  | 0 | 0 | 1 | Super Off Peak | 0 | 0 | 1 | Off Peak | 0 | 1 | Off Peak | 0 | 1 | Off Peak | 0 | 0 | 1 | Super Off Peak | 0 | 0 | 1 | Super Off Peak | 0 | 0 | 1 | Super Off Peak
2020-02-09 | 6 | 2 | 0 | 1 | 1 | 0 | 0.97659 |  | 0 | 0 | 1 | Super Off Peak | 0 | 0 | 1 | Off Peak | 0 | 1 | Off Peak | 0 | 1 | Off Peak | 0 | 0 | 1 | Super Off Peak | 0 | 1 | 0 | Off Peak | 0 | 1 | 0 | Off Peak
2020-02-09 | 7 | 2 | 0 | 1 | 1 | 0 | 1.0025 |  | 0 | 0 | 1 | Super Off Peak | 0 | 0 | 1 | Off Peak | 0 | 1 | Off Peak | 0 | 1 | Off Peak | 0 | 0 | 1 | Super Off Peak | 0 | 1 | 0 | Off Peak | 0 | 1 | 0 | Off Peak
2020-02-09 | 8 | 2 | 0 | 1 | 1 | 0 | 0.79299 |  | 0 | 0 | 1 | Super Off Peak | 0 | 0 | 1 | Off Peak | 0 | 1 | Off Peak | 0 | 1 | Off Peak | 0 | 0 | 1 | Super Off Peak | 0 | 1 | 0 | Off Peak | 0 | 1 | 0 | Off Peak
2020-02-09 | 9 | 2 | 0 | 1 | 1 | 0 | 0.37112 |  | 0 | 0 | 1 | Super Off Peak | 0 | 0 | 1 | Off Peak | 0 | 1 | Off Peak | 0 | 1 | Off Peak | 0 | 0 | 1 | Super Off Peak | 0 | 1 | 0 | Off Peak | 0 | 1 | 0 | Off Peak
2020-02-09 | 10 | 2 | 0 | 1 | 1 | 0 | 0.10267 |  | 0 | 0 | 1 | Super Off Peak | 0 | 0 | 1 | Off Peak | 0 | 1 | Off Peak | 0 | 1 | Off Peak | 0 | 0 | 1 | Super Off Peak | 0 | 1 | 0 | Off Peak | 0 | 1 | 0 | Off Peak
2020-02-09 | 11 | 2 | 0 | 1 | 1 | 0 | -0.027203 |  | 0 | 0 | 1 | Super Off Peak | 0 | 0 | 1 | Off Peak | 0 | 1 | Off Peak | 0 | 1 | Off Peak | 0 | 0 | 1 | Super Off Peak | 0 | 1 | 0 | Off Peak | 0 | 1 | 0 | Off Peak
2020-02-09 | 12 | 2 | 0 | 1 | 1 | 0 | -0.084639 |  | 0 | 0 | 1 | Super Off Peak | 0 | 0 | 1 | Off Peak | 0 | 1 | Off Peak | 0 | 1 | Off Peak | 0 | 0 | 1 | Super Off Peak | 0 | 1 | 0 | Off Peak | 0 | 1 | 0 | Off Peak
2020-02-09 | 13 | 2 | 0 | 1 | 1 | 0 | -0.13854 |  | 0 | 0 | 1 | Super Off Peak | 0 | 0 | 1 | Off Peak | 0 | 1 | Off Peak | 0 | 1 | Off Peak | 0 | 0 | 1 | Super Off Peak | 1 | 0 | 0 | On Peak | 0 | 1 | 0 | Off Peak
2020-02-09 | 14 | 2 | 0 | 1 | 1 | 0 | -0.17297 |  | 0 | 0 | 1 | Super Off Peak | 0 | 0 | 1 | Off Peak | 0 | 1 | Off Peak | 0 | 1 | Off Peak | 0 | 0 | 1 | Super Off Peak | 1 | 0 | 0 | On Peak | 0 | 1 | 0 | Off Peak
2020-02-09 | 15 | 2 | 0 | 1 | 1 | 0 | -0.13099 |  | 0 | 1 | 0 | Off Peak | 0 | 0 | 1 | Off Peak | 0 | 1 | Off Peak | 0 | 1 | Off Peak | 0 | 0 | 1 | Super Off Peak | 1 | 0 | 0 | On Peak | 0 | 1 | 0 | Off Peak
2020-02-09 | 16 | 2 | 0 | 1 | 1 | 0 | 0.13248 |  | 0 | 1 | 0 | Off Peak | 0 | 0 | 1 | Off Peak | 0 | 1 | Off Peak | 0 | 1 | Off Peak | 0 | 0 | 1 | Super Off Peak | 1 | 0 | 0 | On Peak | 0 | 1 | 0 | Off Peak
2020-02-09 | 17 | 2 | 0 | 1 | 1 | 0 | 0.66601 |  | 1 | 0 | 0 | On Peak | 0 | 0 | 1 | Off Peak | 0 | 1 | Off Peak | 0 | 1 | Off Peak | 0 | 0 | 1 | Super Off Peak | 1 | 0 | 0 | On Peak | 0 | 1 | 0 | Off Peak
2020-02-09 | 18 | 2 | 0 | 1 | 1 | 0 | 1.113 |  | 1 | 0 | 0 | On Peak | 0 | 0 | 1 | Off Peak | 0 | 1 | Off Peak | 0 | 1 | Off Peak | 0 | 0 | 1 | Super Off Peak | 1 | 0 | 0 | On Peak | 0 | 1 | 0 | Off Peak
2020-02-09 | 19 | 2 | 0 | 1 | 1 | 0 | 1.463 |  | 1 | 0 | 0 | On Peak | 0 | 0 | 1 | Off Peak | 0 | 1 | Off Peak | 0 | 1 | Off Peak | 0 | 0 | 1 | Super Off Peak | 1 | 0 | 0 | On Peak | 0 | 1 | 0 | Off Peak
2020-02-09 | 20 | 2 | 0 | 1 | 1 | 0 | 1.6485 |  | 1 | 0 | 0 | On Peak | 0 | 0 | 1 | Off Peak | 0 | 1 | Off Peak | 0 | 1 | Off Peak | 0 | 0 | 1 | Super Off Peak | 1 | 0 | 0 | On Peak | 1 | 0 | 0 | On Peak
2020-02-09 | 21 | 2 | 0 | 1 | 1 | 0 | 1.6388 |  | 1 | 0 | 0 | On Peak | 0 | 0 | 1 | Off Peak | 0 | 1 | Off Peak | 0 | 1 | Off Peak | 0 | 0 | 1 | Super Off Peak | 0 | 1 | 0 | Off Peak | 1 | 0 | 0 | On Peak
2020-02-09 | 22 | 2 | 0 | 1 | 1 | 0 | 1.6093 |  | 0 | 1 | 0 | Off Peak | 0 | 0 | 1 | Off Peak | 0 | 1 | Off Peak | 0 | 1 | Off Peak | 0 | 0 | 1 | Super Off Peak | 0 | 1 | 0 | Off Peak | 1 | 0 | 0 | On Peak
2020-02-09 | 23 | 2 | 0 | 1 | 1 | 0 | 1.4913 |  | 0 | 1 | 0 | Off Peak | 0 | 0 | 1 | Off Peak | 0 | 1 | Off Peak | 0 | 1 | Off Peak | 0 | 0 | 1 | Super Off Peak | 0 | 1 | 0 | Off Peak | 1 | 0 | 0 | On Peak
2020-02-09 | 24 | 2 | 0 | 1 | 1 | 0 | 1.3146 |  | 0 | 1 | 0 | Off Peak | 0 | 0 | 1 | Off Peak | 0 | 1 | Off Peak | 0 | 1 | Off Peak | 0 | 0 | 1 | Super Off Peak | 0 | 1 | 0 | Off Peak | 1 | 0 | 0 | On Peak
2020-02-10 | 1 | 2 | 0 | 0 | 0 | 0 | 1.1789 |  | 0 | 0 | 1 | Super Off Peak | 0 | 0 | 1 | Off Peak | 0 | 1 | Off Peak | 0 | 1 | Off Peak | 0 | 0 | 1 | Super Off Peak | 0 | 0 | 1 | Super Off Peak | 0 | 0 | 1 | Super Off Peak
2020-02-10 | 2 | 2 | 0 | 0 | 0 | 0 | 1.0392 |  | 0 | 0 | 1 | Super Off Peak | 0 | 0 | 1 | Off Peak | 0 | 1 | Off Peak | 0 | 1 | Off Peak | 0 | 0 | 1 | Super Off Peak | 0 | 0 | 1 | Super Off Peak | 0 | 0 | 1 | Super Off Peak
2020-02-10 | 3 | 2 | 0 | 0 | 0 | 0 | 0.99249 |  | 0 | 0 | 1 | Super Off Peak | 0 | 0 | 1 | Off Peak | 0 | 1 | Off Peak | 0 | 1 | Off Peak | 0 | 0 | 1 | Super Off Peak | 0 | 0 | 1 | Super Off Peak | 0 | 0 | 1 | Super Off Peak
2020-02-10 | 4 | 2 | 0 | 0 | 0 | 0 | 0.96292 |  | 0 | 0 | 1 | Super Off Peak | 0 | 0 | 1 | Off Peak | 0 | 1 | Off Peak | 0 | 1 | Off Peak | 0 | 0 | 1 | Super Off Peak | 0 | 0 | 1 | Super Off Peak | 0 | 0 | 1 | Super Off Peak
2020-02-10 | 5 | 2 | 0 | 0 | 0 | 0 | 0.93805 |  | 0 | 0 | 1 | Super Off Peak | 0 | 0 | 1 | Off Peak | 0 | 1 | Off Peak | 0 | 1 | Off Peak | 0 | 0 | 1 | Super Off Peak | 0 | 0 | 1 | Super Off Peak | 0 | 0 | 1 | Super Off Peak
2020-02-10 | 6 | 2 | 0 | 0 | 0 | 0 | 0.93632 |  | 0 | 0 | 1 | Super Off Peak | 0 | 0 | 1 | Off Peak | 0 | 1 | Off Peak | 0 | 1 | Off Peak | 0 | 0 | 1 | Super Off Peak | 0 | 1 | 0 | Off Peak | 0 | 1 | 0 | Off Peak
2020-02-10 | 7 | 2 | 0 | 0 | 0 | 0 | 1.3729 |  | 0 | 1 | 0 | Off Peak | 0 | 1 | 0 | Semi Peak | 0 | 1 | Off Peak | 0 | 1 | Off Peak | 0 | 1 | 0 | Off Peak | 0 | 1 | 0 | Off Peak | 0 | 1 | 0 | Off Peak
2020-02-10 | 8 | 2 | 0 | 0 | 0 | 0 | 1.2107 |  | 0 | 1 | 0 | Off Peak | 0 | 1 | 0 | Semi Peak | 0 | 1 | Off Peak | 0 | 1 | Off Peak | 0 | 1 | 0 | Off Peak | 0 | 1 | 0 | Off Peak | 0 | 1 | 0 | Off Peak
2020-02-10 | 9 | 2 | 0 | 0 | 0 | 0 | 0.70515 |  | 0 | 1 | 0 | Off Peak | 0 | 1 | 0 | Semi Peak | 0 | 1 | Off Peak | 0 | 1 | Off Peak | 0 | 1 | 0 | Off Peak | 0 | 1 | 0 | Off Peak | 0 | 1 | 0 | Off Peak
2020-02-10 | 10 | 2 | 0 | 0 | 0 | 0 | 0.34221 |  | 0 | 1 | 0 | Off Peak | 0 | 1 | 0 | Semi Peak | 0 | 1 | Off Peak | 0 | 1 | Off Peak | 0 | 1 | 0 | Off Peak | 0 | 1 | 0 | Off Peak | 0 | 1 | 0 | Off Peak
2020-02-10 | 11 | 2 | 0 | 0 | 0 | 0 | 0.16263 |  | 0 | 1 | 0 | Off Peak | 0 | 1 | 0 | Semi Peak | 0 | 1 | Off Peak | 0 | 1 | Off Peak | 0 | 1 | 0 | Off Peak | 0 | 1 | 0 | Off Peak | 0 | 1 | 0 | Off Peak
2020-02-10 | 12 | 2 | 0 | 0 | 0 | 0 | 0.10747 |  | 0 | 1 | 0 | Off Peak | 0 | 1 | 0 | Semi Peak | 0 | 1 | Off Peak | 0 | 1 | Off Peak | 0 | 1 | 0 | Off Peak | 0 | 1 | 0 | Off Peak | 0 | 1 | 0 | Off Peak
2020-02-10 | 13 | 2 | 0 | 0 | 0 | 0 | 0.07665 |  | 0 | 1 | 0 | Off Peak | 0 | 1 | 0 | Semi Peak | 0 | 1 | Off Peak | 1 | 0 | On Peak | 0 | 1 | 0 | Off Peak | 1 | 0 | 0 | On Peak | 0 | 1 | 0 | Off Peak
2020-02-10 | 14 | 2 | 0 | 0 | 0 | 0 | 0.059301 |  | 0 | 1 | 0 | Off Peak | 0 | 1 | 0 | Semi Peak | 0 | 1 | Off Peak | 1 | 0 | On Peak | 0 | 1 | 0 | Off Peak | 1 | 0 | 0 | On Peak | 0 | 1 | 0 | Off Peak
2020-02-10 | 15 | 2 | 0 | 0 | 0 | 0 | 0.15328 |  | 0 | 1 | 0 | Off Peak | 0 | 1 | 0 | Semi Peak | 0 | 1 | Off Peak | 1 | 0 | On Peak | 0 | 1 | 0 | Off Peak | 1 | 0 | 0 | On Peak | 0 | 1 | 0 | Off Peak
2020-02-10 | 16 | 2 | 0 | 0 | 0 | 0 | 0.53001 |  | 0 | 1 | 0 | Off Peak | 0 | 1 | 0 | Semi Peak | 0 | 1 | Off Peak | 1 | 0 | On Peak | 0 | 1 | 0 | Off Peak | 1 | 0 | 0 | On Peak | 0 | 1 | 0 | Off Peak
2020-02-10 | 17 | 2 | 0 | 0 | 0 | 0 | 1.2856 |  | 1 | 0 | 0 | On Peak | 0 | 1 | 0 | Semi Peak | 1 | 0 | On Peak | 1 | 0 | On Peak | 0 | 1 | 0 | Off Peak | 1 | 0 | 0 | On Peak | 0 | 1 | 0 | Off Peak
2020-02-10 | 18 | 2 | 0 | 0 | 0 | 0 | 1.8808 |  | 1 | 0 | 0 | On Peak | 1 | 0 | 0 | On Peak | 1 | 0 | On Peak | 1 | 0 | On Peak | 0 | 1 | 0 | Off Peak | 1 | 0 | 0 | On Peak | 0 | 1 | 0 | Off Peak
2020-02-10 | 19 | 2 | 0 | 0 | 0 | 0 | 2.2459 |  | 1 | 0 | 0 | On Peak | 1 | 0 | 0 | On Peak | 1 | 0 | On Peak | 0 | 1 | Off Peak | 0 | 0 | 1 | Super Off Peak | 1 | 0 | 0 | On Peak | 0 | 1 | 0 | Off Peak
2020-02-10 | 20 | 2 | 0 | 0 | 0 | 0 | 2.4202 |  | 1 | 0 | 0 | On Peak | 1 | 0 | 0 | On Peak | 1 | 0 | On Peak | 0 | 1 | Off Peak | 0 | 0 | 1 | Super Off Peak | 1 | 0 | 0 | On Peak | 1 | 0 | 0 | On Peak
2020-02-10 | 21 | 2 | 0 | 0 | 0 | 0 | 2.3794 |  | 1 | 0 | 0 | On Peak | 0 | 1 | 0 | Semi Peak | 1 | 0 | On Peak | 0 | 1 | Off Peak | 0 | 0 | 1 | Super Off Peak | 0 | 1 | 0 | Off Peak | 1 | 0 | 0 | On Peak
2020-02-10 | 22 | 2 | 0 | 0 | 0 | 0 | 2.2895 |  | 0 | 1 | 0 | Off Peak | 0 | 1 | 0 | Semi Peak | 0 | 1 | Off Peak | 0 | 1 | Off Peak | 0 | 0 | 1 | Super Off Peak | 0 | 1 | 0 | Off Peak | 1 | 0 | 0 | On Peak
2020-02-10 | 23 | 2 | 0 | 0 | 0 | 0 | 1.5649 |  | 0 | 1 | 0 | Off Peak | 0 | 0 | 1 | Off Peak | 0 | 1 | Off Peak | 0 | 1 | Off Peak | 0 | 0 | 1 | Super Off Peak | 0 | 1 | 0 | Off Peak | 1 | 0 | 0 | On Peak
2020-02-10 | 24 | 2 | 0 | 0 | 0 | 0 | 1.3553 |  | 0 | 1 | 0 | Off Peak | 0 | 0 | 1 | Off Peak | 0 | 1 | Off Peak | 0 | 1 | Off Peak | 0 | 0 | 1 | Super Off Peak | 0 | 1 | 0 | Off Peak | 1 | 0 | 0 | On Peak
2020-02-11 | 1 | 2 | 0 | 0 | 0 | 0 | 1.1509 |  | 0 | 0 | 1 | Super Off Peak | 0 | 0 | 1 | Off Peak | 0 | 1 | Off Peak | 0 | 1 | Off Peak | 0 | 0 | 1 | Super Off Peak | 0 | 0 | 1 | Super Off Peak | 0 | 0 | 1 | Super Off Peak
2020-02-11 | 2 | 2 | 0 | 0 | 0 | 0 | 1.0508 |  | 0 | 0 | 1 | Super Off Peak | 0 | 0 | 1 | Off Peak | 0 | 1 | Off Peak | 0 | 1 | Off Peak | 0 | 0 | 1 | Super Off Peak | 0 | 0 | 1 | Super Off Peak | 0 | 0 | 1 | Super Off Peak
2020-02-11 | 3 | 2 | 0 | 0 | 0 | 0 | 1.0043 |  | 0 | 0 | 1 | Super Off Peak | 0 | 0 | 1 | Off Peak | 0 | 1 | Off Peak | 0 | 1 | Off Peak | 0 | 0 | 1 | Super Off Peak | 0 | 0 | 1 | Super Off Peak | 0 | 0 | 1 | Super Off Peak
2020-02-11 | 4 | 2 | 0 | 0 | 0 | 0 | 0.96633 |  | 0 | 0 | 1 | Super Off Peak | 0 | 0 | 1 | Off Peak | 0 | 1 | Off Peak | 0 | 1 | Off Peak | 0 | 0 | 1 | Super Off Peak | 0 | 0 | 1 | Super Off Peak | 0 | 0 | 1 | Super Off Peak
2020-02-11 | 5 | 2 | 0 | 0 | 0 | 0 | 0.9452 |  | 0 | 0 | 1 | Super Off Peak | 0 | 0 | 1 | Off Peak | 0 | 1 | Off Peak | 0 | 1 | Off Peak | 0 | 0 | 1 | Super Off Peak | 0 | 0 | 1 | Super Off Peak | 0 | 0 | 1 | Super Off Peak
2020-02-11 | 6 | 2 | 0 | 0 | 0 | 0 | 0.95067 |  | 0 | 0 | 1 | Super Off Peak | 0 | 0 | 1 | Off Peak | 0 | 1 | Off Peak | 0 | 1 | Off Peak | 0 | 0 | 1 | Super Off Peak | 0 | 1 | 0 | Off Peak | 0 | 1 | 0 | Off Peak
2020-02-11 | 7 | 2 | 0 | 0 | 0 | 0 | 1.4219 |  | 0 | 1 | 0 | Off Peak | 0 | 1 | 0 | Semi Peak | 0 | 1 | Off Peak | 0 | 1 | Off Peak | 0 | 1 | 0 | Off Peak | 0 | 1 | 0 | Off Peak | 0 | 1 | 0 | Off Peak
2020-02-11 | 8 | 2 | 0 | 0 | 0 | 0 | 1.3103 |  | 0 | 1 | 0 | Off Peak | 0 | 1 | 0 | Semi Peak | 0 | 1 | Off Peak | 0 | 1 | Off Peak | 0 | 1 | 0 | Off Peak | 0 | 1 | 0 | Off Peak | 0 | 1 | 0 | Off Peak
2020-02-11 | 9 | 2 | 0 | 0 | 0 | 0 | 0.79276 |  | 0 | 1 | 0 | Off Peak | 0 | 1 | 0 | Semi Peak | 0 | 1 | Off Peak | 0 | 1 | Off Peak | 0 | 1 | 0 | Off Peak | 0 | 1 | 0 | Off Peak | 0 | 1 | 0 | Off Peak
2020-02-11 | 10 | 2 | 0 | 0 | 0 | 0 | 0.35047 |  | 0 | 1 | 0 | Off Peak | 0 | 1 | 0 | Semi Peak | 0 | 1 | Off Peak | 0 | 1 | Off Peak | 0 | 1 | 0 | Off Peak | 0 | 1 | 0 | Off Peak | 0 | 1 | 0 | Off Peak
2020-02-11 | 11 | 2 | 0 | 0 | 0 | 0 | 0.12592 |  | 0 | 1 | 0 | Off Peak | 0 | 1 | 0 | Semi Peak | 0 | 1 | Off Peak | 0 | 1 | Off Peak | 0 | 1 | 0 | Off Peak | 0 | 1 | 0 | Off Peak | 0 | 1 | 0 | Off Peak
2020-02-11 | 12 | 2 | 0 | 0 | 0 | 0 | 0.036583 |  | 0 | 1 | 0 | Off Peak | 0 | 1 | 0 | Semi Peak | 0 | 1 | Off Peak | 0 | 1 | Off Peak | 0 | 1 | 0 | Off Peak | 0 | 1 | 0 | Off Peak | 0 | 1 | 0 | Off Peak
2020-02-11 | 13 | 2 | 0 | 0 | 0 | 0 | -0.02734 |  | 0 | 1 | 0 | Off Peak | 0 | 1 | 0 | Semi Peak | 0 | 1 | Off Peak | 1 | 0 | On Peak | 0 | 1 | 0 | Off Peak | 1 | 0 | 0 | On Peak | 0 | 1 | 0 | Off Peak
2020-02-11 | 14 | 2 | 0 | 0 | 0 | 0 | -0.05367 |  | 0 | 1 | 0 | Off Peak | 0 | 1 | 0 | Semi Peak | 0 | 1 | Off Peak | 1 | 0 | On Peak | 0 | 1 | 0 | Off Peak | 1 | 0 | 0 | On Peak | 0 | 1 | 0 | Off Peak
2020-02-11 | 15 | 2 | 0 | 0 | 0 | 0 | 0.035444 |  | 0 | 1 | 0 | Off Peak | 0 | 1 | 0 | Semi Peak | 0 | 1 | Off Peak | 1 | 0 | On Peak | 0 | 1 | 0 | Off Peak | 1 | 0 | 0 | On Peak | 0 | 1 | 0 | Off Peak
2020-02-11 | 16 | 2 | 0 | 0 | 0 | 0 | 0.4131 |  | 0 | 1 | 0 | Off Peak | 0 | 1 | 0 | Semi Peak | 0 | 1 | Off Peak | 1 | 0 | On Peak | 0 | 1 | 0 | Off Peak | 1 | 0 | 0 | On Peak | 0 | 1 | 0 | Off Peak
2020-02-11 | 17 | 2 | 0 | 0 | 0 | 0 | 1.1523 |  | 1 | 0 | 0 | On Peak | 0 | 1 | 0 | Semi Peak | 1 | 0 | On Peak | 1 | 0 | On Peak | 0 | 1 | 0 | Off Peak | 1 | 0 | 0 | On Peak | 0 | 1 | 0 | Off Peak
2020-02-11 | 18 | 2 | 0 | 0 | 0 | 0 | 1.7353 |  | 1 | 0 | 0 | On Peak | 1 | 0 | 0 | On Peak | 1 | 0 | On Peak | 1 | 0 | On Peak | 0 | 1 | 0 | Off Peak | 1 | 0 | 0 | On Peak | 0 | 1 | 0 | Off Peak
2020-02-11 | 19 | 2 | 0 | 0 | 0 | 0 | 2.1462 |  | 1 | 0 | 0 | On Peak | 1 | 0 | 0 | On Peak | 1 | 0 | On Peak | 0 | 1 | Off Peak | 0 | 0 | 1 | Super Off Peak | 1 | 0 | 0 | On Peak | 0 | 1 | 0 | Off Peak
2020-02-11 | 20 | 2 | 0 | 0 | 0 | 0 | 2.3694 |  | 1 | 0 | 0 | On Peak | 1 | 0 | 0 | On Peak | 1 | 0 | On Peak | 0 | 1 | Off Peak | 0 | 0 | 1 | Super Off Peak | 1 | 0 | 0 | On Peak | 1 | 0 | 0 | On Peak
2020-02-11 | 21 | 2 | 0 | 0 | 0 | 0 | 2.3444 |  | 1 | 0 | 0 | On Peak | 0 | 1 | 0 | Semi Peak | 1 | 0 | On Peak | 0 | 1 | Off Peak | 0 | 0 | 1 | Super Off Peak | 0 | 1 | 0 | Off Peak | 1 | 0 | 0 | On Peak
2020-02-11 | 22 | 2 | 0 | 0 | 0 | 0 | 2.2676 |  | 0 | 1 | 0 | Off Peak | 0 | 1 | 0 | Semi Peak | 0 | 1 | Off Peak | 0 | 1 | Off Peak | 0 | 0 | 1 | Super Off Peak | 0 | 1 | 0 | Off Peak | 1 | 0 | 0 | On Peak
2020-02-11 | 23 | 2 | 0 | 0 | 0 | 0 | 1.5501 |  | 0 | 1 | 0 | Off Peak | 0 | 0 | 1 | Off Peak | 0 | 1 | Off Peak | 0 | 1 | Off Peak | 0 | 0 | 1 | Super Off Peak | 0 | 1 | 0 | Off Peak | 1 | 0 | 0 | On Peak
2020-02-11 | 24 | 2 | 0 | 0 | 0 | 0 | 1.3329 |  | 0 | 1 | 0 | Off Peak | 0 | 0 | 1 | Off Peak | 0 | 1 | Off Peak | 0 | 1 | Off Peak | 0 | 0 | 1 | Super Off Peak | 0 | 1 | 0 | Off Peak | 1 | 0 | 0 | On Peak
2020-02-12 | 1 | 2 | 0 | 0 | 0 | 0 | 1.159 |  | 0 | 0 | 1 | Super Off Peak | 0 | 0 | 1 | Off Peak | 0 | 1 | Off Peak | 0 | 1 | Off Peak | 0 | 0 | 1 | Super Off Peak | 0 | 0 | 1 | Super Off Peak | 0 | 0 | 1 | Super Off Peak
2020-02-12 | 2 | 2 | 0 | 0 | 0 | 0 | 1.0641 |  | 0 | 0 | 1 | Super Off Peak | 0 | 0 | 1 | Off Peak | 0 | 1 | Off Peak | 0 | 1 | Off Peak | 0 | 0 | 1 | Super Off Peak | 0 | 0 | 1 | Super Off Peak | 0 | 0 | 1 | Super Off Peak
2020-02-12 | 3 | 2 | 0 | 0 | 0 | 0 | 1.0237 |  | 0 | 0 | 1 | Super Off Peak | 0 | 0 | 1 | Off Peak | 0 | 1 | Off Peak | 0 | 1 | Off Peak | 0 | 0 | 1 | Super Off Peak | 0 | 0 | 1 | Super Off Peak | 0 | 0 | 1 | Super Off Peak
2020-02-12 | 4 | 2 | 0 | 0 | 0 | 0 | 0.98615 |  | 0 | 0 | 1 | Super Off Peak | 0 | 0 | 1 | Off Peak | 0 | 1 | Off Peak | 0 | 1 | Off Peak | 0 | 0 | 1 | Super Off Peak | 0 | 0 | 1 | Super Off Peak | 0 | 0 | 1 | Super Off Peak
2020-02-12 | 5 | 2 | 0 | 0 | 0 | 0 | 0.96704 |  | 0 | 0 | 1 | Super Off Peak | 0 | 0 | 1 | Off Peak | 0 | 1 | Off Peak | 0 | 1 | Off Peak | 0 | 0 | 1 | Super Off Peak | 0 | 0 | 1 | Super Off Peak | 0 | 0 | 1 | Super Off Peak
2020-02-12 | 6 | 2 | 0 | 0 | 0 | 0 | 0.98217 |  | 0 | 0 | 1 | Super Off Peak | 0 | 0 | 1 | Off Peak | 0 | 1 | Off Peak | 0 | 1 | Off Peak | 0 | 0 | 1 | Super Off Peak | 0 | 1 | 0 | Off Peak | 0 | 1 | 0 | Off Peak
2020-02-12 | 7 | 2 | 0 | 0 | 0 | 0 | 1.4646 |  | 0 | 1 | 0 | Off Peak | 0 | 1 | 0 | Semi Peak | 0 | 1 | Off Peak | 0 | 1 | Off Peak | 0 | 1 | 0 | Off Peak | 0 | 1 | 0 | Off Peak | 0 | 1 | 0 | Off Peak
2020-02-12 | 8 | 2 | 0 | 0 | 0 | 0 | 1.385 |  | 0 | 1 | 0 | Off Peak | 0 | 1 | 0 | Semi Peak | 0 | 1 | Off Peak | 0 | 1 | Off Peak | 0 | 1 | 0 | Off Peak | 0 | 1 | 0 | Off Peak | 0 | 1 | 0 | Off Peak
2020-02-12 | 9 | 2 | 0 | 0 | 0 | 0 | 0.85971 |  | 0 | 1 | 0 | Off Peak | 0 | 1 | 0 | Semi Peak | 0 | 1 | Off Peak | 0 | 1 | Off Peak | 0 | 1 | 0 | Off Peak | 0 | 1 | 0 | Off Peak | 0 | 1 | 0 | Off Peak
2020-02-12 | 10 | 2 | 0 | 0 | 0 | 0 | 0.39696 |  | 0 | 1 | 0 | Off Peak | 0 | 1 | 0 | Semi Peak | 0 | 1 | Off Peak | 0 | 1 | Off Peak | 0 | 1 | 0 | Off Peak | 0 | 1 | 0 | Off Peak | 0 | 1 | 0 | Off Peak
2020-02-12 | 11 | 2 | 0 | 0 | 0 | 0 | 0.13491 |  | 0 | 1 | 0 | Off Peak | 0 | 1 | 0 | Semi Peak | 0 | 1 | Off Peak | 0 | 1 | Off Peak | 0 | 1 | 0 | Off Peak | 0 | 1 | 0 | Off Peak | 0 | 1 | 0 | Off Peak
2020-02-12 | 12 | 2 | 0 | 0 | 0 | 0 | 0.026341 |  | 0 | 1 | 0 | Off Peak | 0 | 1 | 0 | Semi Peak | 0 | 1 | Off Peak | 0 | 1 | Off Peak | 0 | 1 | 0 | Off Peak | 0 | 1 | 0 | Off Peak | 0 | 1 | 0 | Off Peak
2020-02-12 | 13 | 2 | 0 | 0 | 0 | 0 | -0.058838 |  | 0 | 1 | 0 | Off Peak | 0 | 1 | 0 | Semi Peak | 0 | 1 | Off Peak | 1 | 0 | On Peak | 0 | 1 | 0 | Off Peak | 1 | 0 | 0 | On Peak | 0 | 1 | 0 | Off Peak
2020-02-12 | 14 | 2 | 0 | 0 | 0 | 0 | -0.091201 |  | 0 | 1 | 0 | Off Peak | 0 | 1 | 0 | Semi Peak | 0 | 1 | Off Peak | 1 | 0 | On Peak | 0 | 1 | 0 | Off Peak | 1 | 0 | 0 | On Peak | 0 | 1 | 0 | Off Peak
2020-02-12 | 15 | 2 | 0 | 0 | 0 | 0 | -0.011791 |  | 0 | 1 | 0 | Off Peak | 0 | 1 | 0 | Semi Peak | 0 | 1 | Off Peak | 1 | 0 | On Peak | 0 | 1 | 0 | Off Peak | 1 | 0 | 0 | On Peak | 0 | 1 | 0 | Off Peak
2020-02-12 | 16 | 2 | 0 | 0 | 0 | 0 | 0.35516 |  | 0 | 1 | 0 | Off Peak | 0 | 1 | 0 | Semi Peak | 0 | 1 | Off Peak | 1 | 0 | On Peak | 0 | 1 | 0 | Off Peak | 1 | 0 | 0 | On Peak | 0 | 1 | 0 | Off Peak
2020-02-12 | 17 | 2 | 0 | 0 | 0 | 0 | 1.1083 |  | 1 | 0 | 0 | On Peak | 0 | 1 | 0 | Semi Peak | 1 | 0 | On Peak | 1 | 0 | On Peak | 0 | 1 | 0 | Off Peak | 1 | 0 | 0 | On Peak | 0 | 1 | 0 | Off Peak
2020-02-12 | 18 | 2 | 0 | 0 | 0 | 0 | 1.7168 |  | 1 | 0 | 0 | On Peak | 1 | 0 | 0 | On Peak | 1 | 0 | On Peak | 1 | 0 | On Peak | 0 | 1 | 0 | Off Peak | 1 | 0 | 0 | On Peak | 0 | 1 | 0 | Off Peak
2020-02-12 | 19 | 2 | 0 | 0 | 0 | 0 | 2.1916 |  | 1 | 0 | 0 | On Peak | 1 | 0 | 0 | On Peak | 1 | 0 | On Peak | 0 | 1 | Off Peak | 0 | 0 | 1 | Super Off Peak | 1 | 0 | 0 | On Peak | 0 | 1 | 0 | Off Peak
2020-02-12 | 20 | 2 | 0 | 0 | 0 | 0 | 2.3859 |  | 1 | 0 | 0 | On Peak | 1 | 0 | 0 | On Peak | 1 | 0 | On Peak | 0 | 1 | Off Peak | 0 | 0 | 1 | Super Off Peak | 1 | 0 | 0 | On Peak | 1 | 0 | 0 | On Peak
2020-02-12 | 21 | 2 | 0 | 0 | 0 | 0 | 2.3672 |  | 1 | 0 | 0 | On Peak | 0 | 1 | 0 | Semi Peak | 1 | 0 | On Peak | 0 | 1 | Off Peak | 0 | 0 | 1 | Super Off Peak | 0 | 1 | 0 | Off Peak | 1 | 0 | 0 | On Peak
2020-02-12 | 22 | 2 | 0 | 0 | 0 | 0 | 2.2911 |  | 0 | 1 | 0 | Off Peak | 0 | 1 | 0 | Semi Peak | 0 | 1 | Off Peak | 0 | 1 | Off Peak | 0 | 0 | 1 | Super Off Peak | 0 | 1 | 0 | Off Peak | 1 | 0 | 0 | On Peak
2020-02-12 | 23 | 2 | 0 | 0 | 0 | 0 | 1.5611 |  | 0 | 1 | 0 | Off Peak | 0 | 0 | 1 | Off Peak | 0 | 1 | Off Peak | 0 | 1 | Off Peak | 0 | 0 | 1 | Super Off Peak | 0 | 1 | 0 | Off Peak | 1 | 0 | 0 | On Peak
2020-02-12 | 24 | 2 | 0 | 0 | 0 | 0 | 1.3382 |  | 0 | 1 | 0 | Off Peak | 0 | 0 | 1 | Off Peak | 0 | 1 | Off Peak | 0 | 1 | Off Peak | 0 | 0 | 1 | Super Off Peak | 0 | 1 | 0 | Off Peak | 1 | 0 | 0 | On Peak
2020-02-13 | 1 | 2 | 0 | 0 | 0 | 0 | 1.1458 |  | 0 | 0 | 1 | Super Off Peak | 0 | 0 | 1 | Off Peak | 0 | 1 | Off Peak | 0 | 1 | Off Peak | 0 | 0 | 1 | Super Off Peak | 0 | 0 | 1 | Super Off Peak | 0 | 0 | 1 | Super Off Peak
2020-02-13 | 2 | 2 | 0 | 0 | 0 | 0 | 1.0439 |  | 0 | 0 | 1 | Super Off Peak | 0 | 0 | 1 | Off Peak | 0 | 1 | Off Peak | 0 | 1 | Off Peak | 0 | 0 | 1 | Super Off Peak | 0 | 0 | 1 | Super Off Peak | 0 | 0 | 1 | Super Off Peak
2020-02-13 | 3 | 2 | 0 | 0 | 0 | 0 | 0.99484 |  | 0 | 0 | 1 | Super Off Peak | 0 | 0 | 1 | Off Peak | 0 | 1 | Off Peak | 0 | 1 | Off Peak | 0 | 0 | 1 | Super Off Peak | 0 | 0 | 1 | Super Off Peak | 0 | 0 | 1 | Super Off Peak
2020-02-13 | 4 | 2 | 0 | 0 | 0 | 0 | 0.96157 |  | 0 | 0 | 1 | Super Off Peak | 0 | 0 | 1 | Off Peak | 0 | 1 | Off Peak | 0 | 1 | Off Peak | 0 | 0 | 1 | Super Off Peak | 0 | 0 | 1 | Super Off Peak | 0 | 0 | 1 | Super Off Peak
2020-02-13 | 5 | 2 | 0 | 0 | 0 | 0 | 0.94158 |  | 0 | 0 | 1 | Super Off Peak | 0 | 0 | 1 | Off Peak | 0 | 1 | Off Peak | 0 | 1 | Off Peak | 0 | 0 | 1 | Super Off Peak | 0 | 0 | 1 | Super Off Peak | 0 | 0 | 1 | Super Off Peak
2020-02-13 | 6 | 2 | 0 | 0 | 0 | 0 | 0.95066 |  | 0 | 0 | 1 | Super Off Peak | 0 | 0 | 1 | Off Peak | 0 | 1 | Off Peak | 0 | 1 | Off Peak | 0 | 0 | 1 | Super Off Peak | 0 | 1 | 0 | Off Peak | 0 | 1 | 0 | Off Peak
2020-02-13 | 7 | 2 | 0 | 0 | 0 | 0 | 1.4084 |  | 0 | 1 | 0 | Off Peak | 0 | 1 | 0 | Semi Peak | 0 | 1 | Off Peak | 0 | 1 | Off Peak | 0 | 1 | 0 | Off Peak | 0 | 1 | 0 | Off Peak | 0 | 1 | 0 | Off Peak
2020-02-13 | 8 | 2 | 0 | 0 | 0 | 0 | 1.2983 |  | 0 | 1 | 0 | Off Peak | 0 | 1 | 0 | Semi Peak | 0 | 1 | Off Peak | 0 | 1 | Off Peak | 0 | 1 | 0 | Off Peak | 0 | 1 | 0 | Off Peak | 0 | 1 | 0 | Off Peak
2020-02-13 | 9 | 2 | 0 | 0 | 0 | 0 | 0.77369 |  | 0 | 1 | 0 | Off Peak | 0 | 1 | 0 | Semi Peak | 0 | 1 | Off Peak | 0 | 1 | Off Peak | 0 | 1 | 0 | Off Peak | 0 | 1 | 0 | Off Peak | 0 | 1 | 0 | Off Peak
2020-02-13 | 10 | 2 | 0 | 0 | 0 | 0 | 0.34409 |  | 0 | 1 | 0 | Off Peak | 0 | 1 | 0 | Semi Peak | 0 | 1 | Off Peak | 0 | 1 | Off Peak | 0 | 1 | 0 | Off Peak | 0 | 1 | 0 | Off Peak | 0 | 1 | 0 | Off Peak
2020-02-13 | 11 | 2 | 0 | 0 | 0 | 0 | 0.12355 |  | 0 | 1 | 0 | Off Peak | 0 | 1 | 0 | Semi Peak | 0 | 1 | Off Peak | 0 | 1 | Off Peak | 0 | 1 | 0 | Off Peak | 0 | 1 | 0 | Off Peak | 0 | 1 | 0 | Off Peak
2020-02-13 | 12 | 2 | 0 | 0 | 0 | 0 | 0.033741 |  | 0 | 1 | 0 | Off Peak | 0 | 1 | 0 | Semi Peak | 0 | 1 | Off Peak | 0 | 1 | Off Peak | 0 | 1 | 0 | Off Peak | 0 | 1 | 0 | Off Peak | 0 | 1 | 0 | Off Peak
2020-02-13 | 13 | 2 | 0 | 0 | 0 | 0 | -0.037535 |  | 0 | 1 | 0 | Off Peak | 0 | 1 | 0 | Semi Peak | 0 | 1 | Off Peak | 1 | 0 | On Peak | 0 | 1 | 0 | Off Peak | 1 | 0 | 0 | On Peak | 0 | 1 | 0 | Off Peak
2020-02-13 | 14 | 2 | 0 | 0 | 0 | 0 | -0.066031 |  | 0 | 1 | 0 | Off Peak | 0 | 1 | 0 | Semi Peak | 0 | 1 | Off Peak | 1 | 0 | On Peak | 0 | 1 | 0 | Off Peak | 1 | 0 | 0 | On Peak | 0 | 1 | 0 | Off Peak
2020-02-13 | 15 | 2 | 0 | 0 | 0 | 0 | 0.010566 |  | 0 | 1 | 0 | Off Peak | 0 | 1 | 0 | Semi Peak | 0 | 1 | Off Peak | 1 | 0 | On Peak | 0 | 1 | 0 | Off Peak | 1 | 0 | 0 | On Peak | 0 | 1 | 0 | Off Peak
2020-02-13 | 16 | 2 | 0 | 0 | 0 | 0 | 0.37974 |  | 0 | 1 | 0 | Off Peak | 0 | 1 | 0 | Semi Peak | 0 | 1 | Off Peak | 1 | 0 | On Peak | 0 | 1 | 0 | Off Peak | 1 | 0 | 0 | On Peak | 0 | 1 | 0 | Off Peak
2020-02-13 | 17 | 2 | 0 | 0 | 0 | 0 | 1.1309 |  | 1 | 0 | 0 | On Peak | 0 | 1 | 0 | Semi Peak | 1 | 0 | On Peak | 1 | 0 | On Peak | 0 | 1 | 0 | Off Peak | 1 | 0 | 0 | On Peak | 0 | 1 | 0 | Off Peak
2020-02-13 | 18 | 2 | 0 | 0 | 0 | 0 | 1.7202 |  | 1 | 0 | 0 | On Peak | 1 | 0 | 0 | On Peak | 1 | 0 | On Peak | 1 | 0 | On Peak | 0 | 1 | 0 | Off Peak | 1 | 0 | 0 | On Peak | 0 | 1 | 0 | Off Peak
2020-02-13 | 19 | 2 | 0 | 0 | 0 | 0 | 2.1293 |  | 1 | 0 | 0 | On Peak | 1 | 0 | 0 | On Peak | 1 | 0 | On Peak | 0 | 1 | Off Peak | 0 | 0 | 1 | Super Off Peak | 1 | 0 | 0 | On Peak | 0 | 1 | 0 | Off Peak
2020-02-13 | 20 | 2 | 0 | 0 | 0 | 0 | 2.3597 |  | 1 | 0 | 0 | On Peak | 1 | 0 | 0 | On Peak | 1 | 0 | On Peak | 0 | 1 | Off Peak | 0 | 0 | 1 | Super Off Peak | 1 | 0 | 0 | On Peak | 1 | 0 | 0 | On Peak
2020-02-13 | 21 | 2 | 0 | 0 | 0 | 0 | 2.3405 |  | 1 | 0 | 0 | On Peak | 0 | 1 | 0 | Semi Peak | 1 | 0 | On Peak | 0 | 1 | Off Peak | 0 | 0 | 1 | Super Off Peak | 0 | 1 | 0 | Off Peak | 1 | 0 | 0 | On Peak
2020-02-13 | 22 | 2 | 0 | 0 | 0 | 0 | 2.2623 |  | 0 | 1 | 0 | Off Peak | 0 | 1 | 0 | Semi Peak | 0 | 1 | Off Peak | 0 | 1 | Off Peak | 0 | 0 | 1 | Super Off Peak | 0 | 1 | 0 | Off Peak | 1 | 0 | 0 | On Peak
2020-02-13 | 23 | 2 | 0 | 0 | 0 | 0 | 1.5536 |  | 0 | 1 | 0 | Off Peak | 0 | 0 | 1 | Off Peak | 0 | 1 | Off Peak | 0 | 1 | Off Peak | 0 | 0 | 1 | Super Off Peak | 0 | 1 | 0 | Off Peak | 1 | 0 | 0 | On Peak
2020-02-13 | 24 | 2 | 0 | 0 | 0 | 0 | 1.3236 |  | 0 | 1 | 0 | Off Peak | 0 | 0 | 1 | Off Peak | 0 | 1 | Off Peak | 0 | 1 | Off Peak | 0 | 0 | 1 | Super Off Peak | 0 | 1 | 0 | Off Peak | 1 | 0 | 0 | On Peak
2020-02-14 | 1 | 2 | 0 | 0 | 0 | 0 | 1.1414 |  | 0 | 0 | 1 | Super Off Peak | 0 | 0 | 1 | Off Peak | 0 | 1 | Off Peak | 0 | 1 | Off Peak | 0 | 0 | 1 | Super Off Peak | 0 | 0 | 1 | Super Off Peak | 0 | 0 | 1 | Super Off Peak
2020-02-14 | 2 | 2 | 0 | 0 | 0 | 0 | 1.0452 |  | 0 | 0 | 1 | Super Off Peak | 0 | 0 | 1 | Off Peak | 0 | 1 | Off Peak | 0 | 1 | Off Peak | 0 | 0 | 1 | Super Off Peak | 0 | 0 | 1 | Super Off Peak | 0 | 0 | 1 | Super Off Peak
2020-02-14 | 3 | 2 | 0 | 0 | 0 | 0 | 0.98711 |  | 0 | 0 | 1 | Super Off Peak | 0 | 0 | 1 | Off Peak | 0 | 1 | Off Peak | 0 | 1 | Off Peak | 0 | 0 | 1 | Super Off Peak | 0 | 0 | 1 | Super Off Peak | 0 | 0 | 1 | Super Off Peak
2020-02-14 | 4 | 2 | 0 | 0 | 0 | 0 | 0.96496 |  | 0 | 0 | 1 | Super Off Peak | 0 | 0 | 1 | Off Peak | 0 | 1 | Off Peak | 0 | 1 | Off Peak | 0 | 0 | 1 | Super Off Peak | 0 | 0 | 1 | Super Off Peak | 0 | 0 | 1 | Super Off Peak
2020-02-14 | 5 | 2 | 0 | 0 | 0 | 0 | 0.9442 |  | 0 | 0 | 1 | Super Off Peak | 0 | 0 | 1 | Off Peak | 0 | 1 | Off Peak | 0 | 1 | Off Peak | 0 | 0 | 1 | Super Off Peak | 0 | 0 | 1 | Super Off Peak | 0 | 0 | 1 | Super Off Peak
2020-02-14 | 6 | 2 | 0 | 0 | 0 | 0 | 0.94611 |  | 0 | 0 | 1 | Super Off Peak | 0 | 0 | 1 | Off Peak | 0 | 1 | Off Peak | 0 | 1 | Off Peak | 0 | 0 | 1 | Super Off Peak | 0 | 1 | 0 | Off Peak | 0 | 1 | 0 | Off Peak
2020-02-14 | 7 | 2 | 0 | 0 | 0 | 0 | 1.4026 |  | 0 | 1 | 0 | Off Peak | 0 | 1 | 0 | Semi Peak | 0 | 1 | Off Peak | 0 | 1 | Off Peak | 0 | 1 | 0 | Off Peak | 0 | 1 | 0 | Off Peak | 0 | 1 | 0 | Off Peak
2020-02-14 | 8 | 2 | 0 | 0 | 0 | 0 | 1.2611 |  | 0 | 1 | 0 | Off Peak | 0 | 1 | 0 | Semi Peak | 0 | 1 | Off Peak | 0 | 1 | Off Peak | 0 | 1 | 0 | Off Peak | 0 | 1 | 0 | Off Peak | 0 | 1 | 0 | Off Peak
2020-02-14 | 9 | 2 | 0 | 0 | 0 | 0 | 0.75574 |  | 0 | 1 | 0 | Off Peak | 0 | 1 | 0 | Semi Peak | 0 | 1 | Off Peak | 0 | 1 | Off Peak | 0 | 1 | 0 | Off Peak | 0 | 1 | 0 | Off Peak | 0 | 1 | 0 | Off Peak
2020-02-14 | 10 | 2 | 0 | 0 | 0 | 0 | 0.34918 |  | 0 | 1 | 0 | Off Peak | 0 | 1 | 0 | Semi Peak | 0 | 1 | Off Peak | 0 | 1 | Off Peak | 0 | 1 | 0 | Off Peak | 0 | 1 | 0 | Off Peak | 0 | 1 | 0 | Off Peak
2020-02-14 | 11 | 2 | 0 | 0 | 0 | 0 | 0.14564 |  | 0 | 1 | 0 | Off Peak | 0 | 1 | 0 | Semi Peak | 0 | 1 | Off Peak | 0 | 1 | Off Peak | 0 | 1 | 0 | Off Peak | 0 | 1 | 0 | Off Peak | 0 | 1 | 0 | Off Peak
2020-02-14 | 12 | 2 | 0 | 0 | 0 | 0 | 0.054596 |  | 0 | 1 | 0 | Off Peak | 0 | 1 | 0 | Semi Peak | 0 | 1 | Off Peak | 0 | 1 | Off Peak | 0 | 1 | 0 | Off Peak | 0 | 1 | 0 | Off Peak | 0 | 1 | 0 | Off Peak
2020-02-14 | 13 | 2 | 0 | 0 | 0 | 0 | -0.011283 |  | 0 | 1 | 0 | Off Peak | 0 | 1 | 0 | Semi Peak | 0 | 1 | Off Peak | 1 | 0 | On Peak | 0 | 1 | 0 | Off Peak | 1 | 0 | 0 | On Peak | 0 | 1 | 0 | Off Peak
2020-02-14 | 14 | 2 | 0 | 0 | 0 | 0 | -0.036603 |  | 0 | 1 | 0 | Off Peak | 0 | 1 | 0 | Semi Peak | 0 | 1 | Off Peak | 1 | 0 | On Peak | 0 | 1 | 0 | Off Peak | 1 | 0 | 0 | On Peak | 0 | 1 | 0 | Off Peak
2020-02-14 | 15 | 2 | 0 | 0 | 0 | 0 | 0.038387 |  | 0 | 1 | 0 | Off Peak | 0 | 1 | 0 | Semi Peak | 0 | 1 | Off Peak | 1 | 0 | On Peak | 0 | 1 | 0 | Off Peak | 1 | 0 | 0 | On Peak | 0 | 1 | 0 | Off Peak
2020-02-14 | 16 | 2 | 0 | 0 | 0 | 0 | 0.39279 |  | 0 | 1 | 0 | Off Peak | 0 | 1 | 0 | Semi Peak | 0 | 1 | Off Peak | 1 | 0 | On Peak | 0 | 1 | 0 | Off Peak | 1 | 0 | 0 | On Peak | 0 | 1 | 0 | Off Peak
2020-02-14 | 17 | 2 | 0 | 0 | 0 | 0 | 1.1221 |  | 1 | 0 | 0 | On Peak | 0 | 1 | 0 | Semi Peak | 1 | 0 | On Peak | 1 | 0 | On Peak | 0 | 1 | 0 | Off Peak | 1 | 0 | 0 | On Peak | 0 | 1 | 0 | Off Peak
2020-02-14 | 18 | 2 | 0 | 0 | 0 | 0 | 1.7031 |  | 1 | 0 | 0 | On Peak | 1 | 0 | 0 | On Peak | 1 | 0 | On Peak | 1 | 0 | On Peak | 0 | 1 | 0 | Off Peak | 1 | 0 | 0 | On Peak | 0 | 1 | 0 | Off Peak
2020-02-14 | 19 | 2 | 0 | 0 | 0 | 0 | 2.0997 |  | 1 | 0 | 0 | On Peak | 1 | 0 | 0 | On Peak | 1 | 0 | On Peak | 0 | 1 | Off Peak | 0 | 0 | 1 | Super Off Peak | 1 | 0 | 0 | On Peak | 0 | 1 | 0 | Off Peak
2020-02-14 | 20 | 2 | 0 | 0 | 0 | 0 | 2.3235 |  | 1 | 0 | 0 | On Peak | 1 | 0 | 0 | On Peak | 1 | 0 | On Peak | 0 | 1 | Off Peak | 0 | 0 | 1 | Super Off Peak | 1 | 0 | 0 | On Peak | 1 | 0 | 0 | On Peak
2020-02-14 | 21 | 2 | 0 | 0 | 0 | 0 | 2.3071 |  | 1 | 0 | 0 | On Peak | 0 | 1 | 0 | Semi Peak | 1 | 0 | On Peak | 0 | 1 | Off Peak | 0 | 0 | 1 | Super Off Peak | 0 | 1 | 0 | Off Peak | 1 | 0 | 0 | On Peak
2020-02-14 | 22 | 2 | 0 | 0 | 0 | 0 | 2.2232 |  | 0 | 1 | 0 | Off Peak | 0 | 1 | 0 | Semi Peak | 0 | 1 | Off Peak | 0 | 1 | Off Peak | 0 | 0 | 1 | Super Off Peak | 0 | 1 | 0 | Off Peak | 1 | 0 | 0 | On Peak
2020-02-14 | 23 | 2 | 0 | 0 | 0 | 0 | 1.5198 |  | 0 | 1 | 0 | Off Peak | 0 | 0 | 1 | Off Peak | 0 | 1 | Off Peak | 0 | 1 | Off Peak | 0 | 0 | 1 | Super Off Peak | 0 | 1 | 0 | Off Peak | 1 | 0 | 0 | On Peak
2020-02-14 | 24 | 2 | 0 | 0 | 0 | 0 | 1.3117 |  | 0 | 1 | 0 | Off Peak | 0 | 0 | 1 | Off Peak | 0 | 1 | Off Peak | 0 | 1 | Off Peak | 0 | 0 | 1 | Super Off Peak | 0 | 1 | 0 | Off Peak | 1 | 0 | 0 | On Peak
2020-02-15 | 1 | 2 | 0 | 1 | 0 | 0 | 1.1121 |  | 0 | 0 | 1 | Super Off Peak | 0 | 0 | 1 | Off Peak | 0 | 1 | Off Peak | 0 | 1 | Off Peak | 0 | 0 | 1 | Super Off Peak | 0 | 0 | 1 | Super Off Peak | 0 | 0 | 1 | Super Off Peak
2020-02-15 | 2 | 2 | 0 | 1 | 0 | 0 | 1.0569 |  | 0 | 0 | 1 | Super Off Peak | 0 | 0 | 1 | Off Peak | 0 | 1 | Off Peak | 0 | 1 | Off Peak | 0 | 0 | 1 | Super Off Peak | 0 | 0 | 1 | Super Off Peak | 0 | 0 | 1 | Super Off Peak
2020-02-15 | 3 | 2 | 0 | 1 | 0 | 0 | 1.0015 |  | 0 | 0 | 1 | Super Off Peak | 0 | 0 | 1 | Off Peak | 0 | 1 | Off Peak | 0 | 1 | Off Peak | 0 | 0 | 1 | Super Off Peak | 0 | 0 | 1 | Super Off Peak | 0 | 0 | 1 | Super Off Peak
2020-02-15 | 4 | 2 | 0 | 1 | 0 | 0 | 0.9699 |  | 0 | 0 | 1 | Super Off Peak | 0 | 0 | 1 | Off Peak | 0 | 1 | Off Peak | 0 | 1 | Off Peak | 0 | 0 | 1 | Super Off Peak | 0 | 0 | 1 | Super Off Peak | 0 | 0 | 1 | Super Off Peak
2020-02-15 | 5 | 2 | 0 | 1 | 0 | 0 | 0.93747 |  | 0 | 0 | 1 | Super Off Peak | 0 | 0 | 1 | Off Peak | 0 | 1 | Off Peak | 0 | 1 | Off Peak | 0 | 0 | 1 | Super Off Peak | 0 | 0 | 1 | Super Off Peak | 0 | 0 | 1 | Super Off Peak
2020-02-15 | 6 | 2 | 0 | 1 | 0 | 0 | 0.9335 |  | 0 | 0 | 1 | Super Off Peak | 0 | 0 | 1 | Off Peak | 0 | 1 | Off Peak | 0 | 1 | Off Peak | 0 | 0 | 1 | Super Off Peak | 0 | 1 | 0 | Off Peak | 0 | 1 | 0 | Off Peak
2020-02-15 | 7 | 2 | 0 | 1 | 0 | 0 | 1.29 |  | 0 | 0 | 1 | Super Off Peak | 0 | 0 | 1 | Off Peak | 0 | 1 | Off Peak | 0 | 1 | Off Peak | 0 | 0 | 1 | Super Off Peak | 0 | 1 | 0 | Off Peak | 0 | 1 | 0 | Off Peak
2020-02-15 | 8 | 2 | 0 | 1 | 0 | 0 | 0.97169 |  | 0 | 0 | 1 | Super Off Peak | 0 | 0 | 1 | Off Peak | 0 | 1 | Off Peak | 0 | 1 | Off Peak | 0 | 0 | 1 | Super Off Peak | 0 | 1 | 0 | Off Peak | 0 | 1 | 0 | Off Peak
2020-02-15 | 9 | 2 | 0 | 1 | 0 | 0 | 0.38185 |  | 0 | 0 | 1 | Super Off Peak | 0 | 0 | 1 | Off Peak | 0 | 1 | Off Peak | 0 | 1 | Off Peak | 0 | 0 | 1 | Super Off Peak | 0 | 1 | 0 | Off Peak | 0 | 1 | 0 | Off Peak
2020-02-15 | 10 | 2 | 0 | 1 | 0 | 0 | 0.073109 |  | 0 | 0 | 1 | Super Off Peak | 0 | 0 | 1 | Off Peak | 0 | 1 | Off Peak | 0 | 1 | Off Peak | 0 | 0 | 1 | Super Off Peak | 0 | 1 | 0 | Off Peak | 0 | 1 | 0 | Off Peak
2020-02-15 | 11 | 2 | 0 | 1 | 0 | 0 | -0.066912 |  | 0 | 0 | 1 | Super Off Peak | 0 | 0 | 1 | Off Peak | 0 | 1 | Off Peak | 0 | 1 | Off Peak | 0 | 0 | 1 | Super Off Peak | 0 | 1 | 0 | Off Peak | 0 | 1 | 0 | Off Peak
2020-02-15 | 12 | 2 | 0 | 1 | 0 | 0 | -0.14102 |  | 0 | 0 | 1 | Super Off Peak | 0 | 0 | 1 | Off Peak | 0 | 1 | Off Peak | 0 | 1 | Off Peak | 0 | 0 | 1 | Super Off Peak | 0 | 1 | 0 | Off Peak | 0 | 1 | 0 | Off Peak
2020-02-15 | 13 | 2 | 0 | 1 | 0 | 0 | -0.22909 |  | 0 | 0 | 1 | Super Off Peak | 0 | 0 | 1 | Off Peak | 0 | 1 | Off Peak | 0 | 1 | Off Peak | 0 | 0 | 1 | Super Off Peak | 1 | 0 | 0 | On Peak | 0 | 1 | 0 | Off Peak
2020-02-15 | 14 | 2 | 0 | 1 | 0 | 0 | -0.25198 |  | 0 | 0 | 1 | Super Off Peak | 0 | 0 | 1 | Off Peak | 0 | 1 | Off Peak | 0 | 1 | Off Peak | 0 | 0 | 1 | Super Off Peak | 1 | 0 | 0 | On Peak | 0 | 1 | 0 | Off Peak
2020-02-15 | 15 | 2 | 0 | 1 | 0 | 0 | -0.14339 |  | 0 | 1 | 0 | Off Peak | 0 | 0 | 1 | Off Peak | 0 | 1 | Off Peak | 0 | 1 | Off Peak | 0 | 0 | 1 | Super Off Peak | 1 | 0 | 0 | On Peak | 0 | 1 | 0 | Off Peak
2020-02-15 | 16 | 2 | 0 | 1 | 0 | 0 | 0.23278 |  | 0 | 1 | 0 | Off Peak | 0 | 0 | 1 | Off Peak | 0 | 1 | Off Peak | 0 | 1 | Off Peak | 0 | 0 | 1 | Super Off Peak | 1 | 0 | 0 | On Peak | 0 | 1 | 0 | Off Peak
2020-02-15 | 17 | 2 | 0 | 1 | 0 | 0 | 0.89586 |  | 1 | 0 | 0 | On Peak | 0 | 0 | 1 | Off Peak | 0 | 1 | Off Peak | 0 | 1 | Off Peak | 0 | 0 | 1 | Super Off Peak | 1 | 0 | 0 | On Peak | 0 | 1 | 0 | Off Peak
2020-02-15 | 18 | 2 | 0 | 1 | 0 | 0 | 1.449 |  | 1 | 0 | 0 | On Peak | 0 | 0 | 1 | Off Peak | 0 | 1 | Off Peak | 0 | 1 | Off Peak | 0 | 0 | 1 | Super Off Peak | 1 | 0 | 0 | On Peak | 0 | 1 | 0 | Off Peak
2020-02-15 | 19 | 2 | 0 | 1 | 0 | 0 | 1.8872 |  | 1 | 0 | 0 | On Peak | 0 | 0 | 1 | Off Peak | 0 | 1 | Off Peak | 0 | 1 | Off Peak | 0 | 0 | 1 | Super Off Peak | 1 | 0 | 0 | On Peak | 0 | 1 | 0 | Off Peak
2020-02-15 | 20 | 2 | 0 | 1 | 0 | 0 | 2.1339 |  | 1 | 0 | 0 | On Peak | 0 | 0 | 1 | Off Peak | 0 | 1 | Off Peak | 0 | 1 | Off Peak | 0 | 0 | 1 | Super Off Peak | 1 | 0 | 0 | On Peak | 1 | 0 | 0 | On Peak
2020-02-15 | 21 | 2 | 0 | 1 | 0 | 0 | 2.1325 |  | 1 | 0 | 0 | On Peak | 0 | 0 | 1 | Off Peak | 0 | 1 | Off Peak | 0 | 1 | Off Peak | 0 | 0 | 1 | Super Off Peak | 0 | 1 | 0 | Off Peak | 1 | 0 | 0 | On Peak
2020-02-15 | 22 | 2 | 0 | 1 | 0 | 0 | 2.1086 |  | 0 | 1 | 0 | Off Peak | 0 | 0 | 1 | Off Peak | 0 | 1 | Off Peak | 0 | 1 | Off Peak | 0 | 0 | 1 | Super Off Peak | 0 | 1 | 0 | Off Peak | 1 | 0 | 0 | On Peak
2020-02-15 | 23 | 2 | 0 | 1 | 0 | 0 | 1.4241 |  | 0 | 1 | 0 | Off Peak | 0 | 0 | 1 | Off Peak | 0 | 1 | Off Peak | 0 | 1 | Off Peak | 0 | 0 | 1 | Super Off Peak | 0 | 1 | 0 | Off Peak | 1 | 0 | 0 | On Peak
2020-02-15 | 24 | 2 | 0 | 1 | 0 | 0 | 1.2542 |  | 0 | 1 | 0 | Off Peak | 0 | 0 | 1 | Off Peak | 0 | 1 | Off Peak | 0 | 1 | Off Peak | 0 | 0 | 1 | Super Off Peak | 0 | 1 | 0 | Off Peak | 1 | 0 | 0 | On Peak
2020-02-16 | 1 | 2 | 0 | 1 | 1 | 0 | 1.1417 |  | 0 | 0 | 1 | Super Off Peak | 0 | 0 | 1 | Off Peak | 0 | 1 | Off Peak | 0 | 1 | Off Peak | 0 | 0 | 1 | Super Off Peak | 0 | 0 | 1 | Super Off Peak | 0 | 0 | 1 | Super Off Peak
2020-02-16 | 2 | 2 | 0 | 1 | 1 | 0 | 1.0611 |  | 0 | 0 | 1 | Super Off Peak | 0 | 0 | 1 | Off Peak | 0 | 1 | Off Peak | 0 | 1 | Off Peak | 0 | 0 | 1 | Super Off Peak | 0 | 0 | 1 | Super Off Peak | 0 | 0 | 1 | Super Off Peak
2020-02-16 | 3 | 2 | 0 | 1 | 1 | 0 | 0.99854 |  | 0 | 0 | 1 | Super Off Peak | 0 | 0 | 1 | Off Peak | 0 | 1 | Off Peak | 0 | 1 | Off Peak | 0 | 0 | 1 | Super Off Peak | 0 | 0 | 1 | Super Off Peak | 0 | 0 | 1 | Super Off Peak
2020-02-16 | 4 | 2 | 0 | 1 | 1 | 0 | 0.96517 |  | 0 | 0 | 1 | Super Off Peak | 0 | 0 | 1 | Off Peak | 0 | 1 | Off Peak | 0 | 1 | Off Peak | 0 | 0 | 1 | Super Off Peak | 0 | 0 | 1 | Super Off Peak | 0 | 0 | 1 | Super Off Peak
2020-02-16 | 5 | 2 | 0 | 1 | 1 | 0 | 0.95333 |  | 0 | 0 | 1 | Super Off Peak | 0 | 0 | 1 | Off Peak | 0 | 1 | Off Peak | 0 | 1 | Off Peak | 0 | 0 | 1 | Super Off Peak | 0 | 0 | 1 | Super Off Peak | 0 | 0 | 1 | Super Off Peak
2020-02-16 | 6 | 2 | 0 | 1 | 1 | 0 | 0.94583 |  | 0 | 0 | 1 | Super Off Peak | 0 | 0 | 1 | Off Peak | 0 | 1 | Off Peak | 0 | 1 | Off Peak | 0 | 0 | 1 | Super Off Peak | 0 | 1 | 0 | Off Peak | 0 | 1 | 0 | Off Peak
2020-02-16 | 7 | 2 | 0 | 1 | 1 | 0 | 0.95915 |  | 0 | 0 | 1 | Super Off Peak | 0 | 0 | 1 | Off Peak | 0 | 1 | Off Peak | 0 | 1 | Off Peak | 0 | 0 | 1 | Super Off Peak | 0 | 1 | 0 | Off Peak | 0 | 1 | 0 | Off Peak
2020-02-16 | 8 | 2 | 0 | 1 | 1 | 0 | 0.73357 |  | 0 | 0 | 1 | Super Off Peak | 0 | 0 | 1 | Off Peak | 0 | 1 | Off Peak | 0 | 1 | Off Peak | 0 | 0 | 1 | Super Off Peak | 0 | 1 | 0 | Off Peak | 0 | 1 | 0 | Off Peak
2020-02-16 | 9 | 2 | 0 | 1 | 1 | 0 | 0.31648 |  | 0 | 0 | 1 | Super Off Peak | 0 | 0 | 1 | Off Peak | 0 | 1 | Off Peak | 0 | 1 | Off Peak | 0 | 0 | 1 | Super Off Peak | 0 | 1 | 0 | Off Peak | 0 | 1 | 0 | Off Peak
2020-02-16 | 10 | 2 | 0 | 1 | 1 | 0 | 0.075019 |  | 0 | 0 | 1 | Super Off Peak | 0 | 0 | 1 | Off Peak | 0 | 1 | Off Peak | 0 | 1 | Off Peak | 0 | 0 | 1 | Super Off Peak | 0 | 1 | 0 | Off Peak | 0 | 1 | 0 | Off Peak
2020-02-16 | 11 | 2 | 0 | 1 | 1 | 0 | -0.033824 |  | 0 | 0 | 1 | Super Off Peak | 0 | 0 | 1 | Off Peak | 0 | 1 | Off Peak | 0 | 1 | Off Peak | 0 | 0 | 1 | Super Off Peak | 0 | 1 | 0 | Off Peak | 0 | 1 | 0 | Off Peak
2020-02-16 | 12 | 2 | 0 | 1 | 1 | 0 | -0.092366 |  | 0 | 0 | 1 | Super Off Peak | 0 | 0 | 1 | Off Peak | 0 | 1 | Off Peak | 0 | 1 | Off Peak | 0 | 0 | 1 | Super Off Peak | 0 | 1 | 0 | Off Peak | 0 | 1 | 0 | Off Peak
2020-02-16 | 13 | 2 | 0 | 1 | 1 | 0 | -0.15832 |  | 0 | 0 | 1 | Super Off Peak | 0 | 0 | 1 | Off Peak | 0 | 1 | Off Peak | 0 | 1 | Off Peak | 0 | 0 | 1 | Super Off Peak | 1 | 0 | 0 | On Peak | 0 | 1 | 0 | Off Peak
2020-02-16 | 14 | 2 | 0 | 1 | 1 | 0 | -0.16518 |  | 0 | 0 | 1 | Super Off Peak | 0 | 0 | 1 | Off Peak | 0 | 1 | Off Peak | 0 | 1 | Off Peak | 0 | 0 | 1 | Super Off Peak | 1 | 0 | 0 | On Peak | 0 | 1 | 0 | Off Peak
2020-02-16 | 15 | 2 | 0 | 1 | 1 | 0 | -0.097551 |  | 0 | 1 | 0 | Off Peak | 0 | 0 | 1 | Off Peak | 0 | 1 | Off Peak | 0 | 1 | Off Peak | 0 | 0 | 1 | Super Off Peak | 1 | 0 | 0 | On Peak | 0 | 1 | 0 | Off Peak
2020-02-16 | 16 | 2 | 0 | 1 | 1 | 0 | 0.16962 |  | 0 | 1 | 0 | Off Peak | 0 | 0 | 1 | Off Peak | 0 | 1 | Off Peak | 0 | 1 | Off Peak | 0 | 0 | 1 | Super Off Peak | 1 | 0 | 0 | On Peak | 0 | 1 | 0 | Off Peak
2020-02-16 | 17 | 2 | 0 | 1 | 1 | 0 | 0.65067 |  | 1 | 0 | 0 | On Peak | 0 | 0 | 1 | Off Peak | 0 | 1 | Off Peak | 0 | 1 | Off Peak | 0 | 0 | 1 | Super Off Peak | 1 | 0 | 0 | On Peak | 0 | 1 | 0 | Off Peak
2020-02-16 | 18 | 2 | 0 | 1 | 1 | 0 | 1.0627 |  | 1 | 0 | 0 | On Peak | 0 | 0 | 1 | Off Peak | 0 | 1 | Off Peak | 0 | 1 | Off Peak | 0 | 0 | 1 | Super Off Peak | 1 | 0 | 0 | On Peak | 0 | 1 | 0 | Off Peak
2020-02-16 | 19 | 2 | 0 | 1 | 1 | 0 | 1.3885 |  | 1 | 0 | 0 | On Peak | 0 | 0 | 1 | Off Peak | 0 | 1 | Off Peak | 0 | 1 | Off Peak | 0 | 0 | 1 | Super Off Peak | 1 | 0 | 0 | On Peak | 0 | 1 | 0 | Off Peak
2020-02-16 | 20 | 2 | 0 | 1 | 1 | 0 | 1.5746 |  | 1 | 0 | 0 | On Peak | 0 | 0 | 1 | Off Peak | 0 | 1 | Off Peak | 0 | 1 | Off Peak | 0 | 0 | 1 | Super Off Peak | 1 | 0 | 0 | On Peak | 1 | 0 | 0 | On Peak
2020-02-16 | 21 | 2 | 0 | 1 | 1 | 0 | 1.5592 |  | 1 | 0 | 0 | On Peak | 0 | 0 | 1 | Off Peak | 0 | 1 | Off Peak | 0 | 1 | Off Peak | 0 | 0 | 1 | Super Off Peak | 0 | 1 | 0 | Off Peak | 1 | 0 | 0 | On Peak
2020-02-16 | 22 | 2 | 0 | 1 | 1 | 0 | 1.5368 |  | 0 | 1 | 0 | Off Peak | 0 | 0 | 1 | Off Peak | 0 | 1 | Off Peak | 0 | 1 | Off Peak | 0 | 0 | 1 | Super Off Peak | 0 | 1 | 0 | Off Peak | 1 | 0 | 0 | On Peak
2020-02-16 | 23 | 2 | 0 | 1 | 1 | 0 | 1.4406 |  | 0 | 1 | 0 | Off Peak | 0 | 0 | 1 | Off Peak | 0 | 1 | Off Peak | 0 | 1 | Off Peak | 0 | 0 | 1 | Super Off Peak | 0 | 1 | 0 | Off Peak | 1 | 0 | 0 | On Peak
2020-02-16 | 24 | 2 | 0 | 1 | 1 | 0 | 1.2816 |  | 0 | 1 | 0 | Off Peak | 0 | 0 | 1 | Off Peak | 0 | 1 | Off Peak | 0 | 1 | Off Peak | 0 | 0 | 1 | Super Off Peak | 0 | 1 | 0 | Off Peak | 1 | 0 | 0 | On Peak
2020-02-17 | 1 | 2 | 0 | 0 | 0 | 1 | 1.1708 |  | 0 | 0 | 1 | Super Off Peak | 0 | 0 | 1 | Off Peak | 0 | 1 | Off Peak | 0 | 1 | Off Peak | 0 | 0 | 1 | Super Off Peak | 0 | 0 | 1 | Super Off Peak | 0 | 0 | 1 | Super Off Peak
2020-02-17 | 2 | 2 | 0 | 0 | 0 | 1 | 1.0444 |  | 0 | 0 | 1 | Super Off Peak | 0 | 0 | 1 | Off Peak | 0 | 1 | Off Peak | 0 | 1 | Off Peak | 0 | 0 | 1 | Super Off Peak | 0 | 0 | 1 | Super Off Peak | 0 | 0 | 1 | Super Off Peak
2020-02-17 | 3 | 2 | 0 | 0 | 0 | 1 | 0.99125 |  | 0 | 0 | 1 | Super Off Peak | 0 | 0 | 1 | Off Peak | 0 | 1 | Off Peak | 0 | 1 | Off Peak | 0 | 0 | 1 | Super Off Peak | 0 | 0 | 1 | Super Off Peak | 0 | 0 | 1 | Super Off Peak
2020-02-17 | 4 | 2 | 0 | 0 | 0 | 1 | 0.95693 |  | 0 | 0 | 1 | Super Off Peak | 0 | 0 | 1 | Off Peak | 0 | 1 | Off Peak | 0 | 1 | Off Peak | 0 | 0 | 1 | Super Off Peak | 0 | 0 | 1 | Super Off Peak | 0 | 0 | 1 | Super Off Peak
2020-02-17 | 5 | 2 | 0 | 0 | 0 | 1 | 0.93801 |  | 0 | 0 | 1 | Super Off Peak | 0 | 0 | 1 | Off Peak | 0 | 1 | Off Peak | 0 | 1 | Off Peak | 0 | 0 | 1 | Super Off Peak | 0 | 0 | 1 | Super Off Peak | 0 | 0 | 1 | Super Off Peak
2020-02-17 | 6 | 2 | 0 | 0 | 0 | 1 | 0.94795 |  | 0 | 0 | 1 | Super Off Peak | 0 | 0 | 1 | Off Peak | 0 | 1 | Off Peak | 0 | 1 | Off Peak | 0 | 0 | 1 | Super Off Peak | 0 | 1 | 0 | Off Peak | 0 | 1 | 0 | Off Peak
2020-02-17 | 7 | 2 | 0 | 0 | 0 | 1 | 1.4173 |  | 0 | 0 | 1 | Super Off Peak | 0 | 0 | 1 | Off Peak | 0 | 1 | Off Peak | 0 | 1 | Off Peak | 0 | 0 | 1 | Super Off Peak | 0 | 1 | 0 | Off Peak | 0 | 1 | 0 | Off Peak
2020-02-17 | 8 | 2 | 0 | 0 | 0 | 1 | 1.2299 |  | 0 | 0 | 1 | Super Off Peak | 0 | 0 | 1 | Off Peak | 0 | 1 | Off Peak | 0 | 1 | Off Peak | 0 | 0 | 1 | Super Off Peak | 0 | 1 | 0 | Off Peak | 0 | 1 | 0 | Off Peak
2020-02-17 | 9 | 2 | 0 | 0 | 0 | 1 | 0.6933 |  | 0 | 0 | 1 | Super Off Peak | 0 | 0 | 1 | Off Peak | 0 | 1 | Off Peak | 0 | 1 | Off Peak | 0 | 0 | 1 | Super Off Peak | 0 | 1 | 0 | Off Peak | 0 | 1 | 0 | Off Peak
2020-02-17 | 10 | 2 | 0 | 0 | 0 | 1 | 0.3435 |  | 0 | 0 | 1 | Super Off Peak | 0 | 0 | 1 | Off Peak | 0 | 1 | Off Peak | 0 | 1 | Off Peak | 0 | 0 | 1 | Super Off Peak | 0 | 1 | 0 | Off Peak | 0 | 1 | 0 | Off Peak
2020-02-17 | 11 | 2 | 0 | 0 | 0 | 1 | 0.17631 |  | 0 | 0 | 1 | Super Off Peak | 0 | 0 | 1 | Off Peak | 0 | 1 | Off Peak | 0 | 1 | Off Peak | 0 | 0 | 1 | Super Off Peak | 0 | 1 | 0 | Off Peak | 0 | 1 | 0 | Off Peak
2020-02-17 | 12 | 2 | 0 | 0 | 0 | 1 | 0.084657 |  | 0 | 0 | 1 | Super Off Peak | 0 | 0 | 1 | Off Peak | 0 | 1 | Off Peak | 0 | 1 | Off Peak | 0 | 0 | 1 | Super Off Peak | 0 | 1 | 0 | Off Peak | 0 | 1 | 0 | Off Peak
2020-02-17 | 13 | 2 | 0 | 0 | 0 | 1 | -0.021427 |  | 0 | 0 | 1 | Super Off Peak | 0 | 0 | 1 | Off Peak | 0 | 1 | Off Peak | 0 | 1 | Off Peak | 0 | 0 | 1 | Super Off Peak | 1 | 0 | 0 | On Peak | 0 | 1 | 0 | Off Peak
2020-02-17 | 14 | 2 | 0 | 0 | 0 | 1 | -0.037918 |  | 0 | 0 | 1 | Super Off Peak | 0 | 0 | 1 | Off Peak | 0 | 1 | Off Peak | 0 | 1 | Off Peak | 0 | 0 | 1 | Super Off Peak | 1 | 0 | 0 | On Peak | 0 | 1 | 0 | Off Peak
2020-02-17 | 15 | 2 | 0 | 0 | 0 | 1 | 0.062942 |  | 0 | 1 | 0 | Off Peak | 0 | 0 | 1 | Off Peak | 0 | 1 | Off Peak | 0 | 1 | Off Peak | 0 | 0 | 1 | Super Off Peak | 1 | 0 | 0 | On Peak | 0 | 1 | 0 | Off Peak
2020-02-17 | 16 | 2 | 0 | 0 | 0 | 1 | 0.43054 |  | 0 | 1 | 0 | Off Peak | 0 | 0 | 1 | Off Peak | 0 | 1 | Off Peak | 0 | 1 | Off Peak | 0 | 0 | 1 | Super Off Peak | 1 | 0 | 0 | On Peak | 0 | 1 | 0 | Off Peak
2020-02-17 | 17 | 2 | 0 | 0 | 0 | 1 | 1.1112 |  | 1 | 0 | 0 | On Peak | 0 | 0 | 1 | Off Peak | 0 | 1 | Off Peak | 0 | 1 | Off Peak | 0 | 0 | 1 | Super Off Peak | 1 | 0 | 0 | On Peak | 0 | 1 | 0 | Off Peak
2020-02-17 | 18 | 2 | 0 | 0 | 0 | 1 | 1.6545 |  | 1 | 0 | 0 | On Peak | 0 | 0 | 1 | Off Peak | 0 | 1 | Off Peak | 0 | 1 | Off Peak | 0 | 0 | 1 | Super Off Peak | 1 | 0 | 0 | On Peak | 0 | 1 | 0 | Off Peak
2020-02-17 | 19 | 2 | 0 | 0 | 0 | 1 | 2.0839 |  | 1 | 0 | 0 | On Peak | 0 | 0 | 1 | Off Peak | 0 | 1 | Off Peak | 0 | 1 | Off Peak | 0 | 0 | 1 | Super Off Peak | 1 | 0 | 0 | On Peak | 0 | 1 | 0 | Off Peak
2020-02-17 | 20 | 2 | 0 | 0 | 0 | 1 | 2.3089 |  | 1 | 0 | 0 | On Peak | 0 | 0 | 1 | Off Peak | 0 | 1 | Off Peak | 0 | 1 | Off Peak | 0 | 0 | 1 | Super Off Peak | 1 | 0 | 0 | On Peak | 0 | 1 | 0 | Off Peak
2020-02-17 | 21 | 2 | 0 | 0 | 0 | 1 | 2.2952 |  | 1 | 0 | 0 | On Peak | 0 | 0 | 1 | Off Peak | 0 | 1 | Off Peak | 0 | 1 | Off Peak | 0 | 0 | 1 | Super Off Peak | 0 | 1 | 0 | Off Peak | 0 | 1 | 0 | Off Peak
2020-02-17 | 22 | 2 | 0 | 0 | 0 | 1 | 2.2149 |  | 0 | 1 | 0 | Off Peak | 0 | 0 | 1 | Off Peak | 0 | 1 | Off Peak | 0 | 1 | Off Peak | 0 | 0 | 1 | Super Off Peak | 0 | 1 | 0 | Off Peak | 0 | 1 | 0 | Off Peak
2020-02-17 | 23 | 2 | 0 | 0 | 0 | 1 | 1.5213 |  | 0 | 1 | 0 | Off Peak | 0 | 0 | 1 | Off Peak | 0 | 1 | Off Peak | 0 | 1 | Off Peak | 0 | 0 | 1 | Super Off Peak | 0 | 1 | 0 | Off Peak | 0 | 1 | 0 | Off Peak
2020-02-17 | 24 | 2 | 0 | 0 | 0 | 1 | 1.3294 |  | 0 | 1 | 0 | Off Peak | 0 | 0 | 1 | Off Peak | 0 | 1 | Off Peak | 0 | 1 | Off Peak | 0 | 0 | 1 | Super Off Peak | 0 | 1 | 0 | Off Peak | 0 | 1 | 0 | Off Peak
2020-02-18 | 1 | 2 | 0 | 0 | 0 | 0 | 1.1855 |  | 0 | 0 | 1 | Super Off Peak | 0 | 0 | 1 | Off Peak | 0 | 1 | Off Peak | 0 | 1 | Off Peak | 0 | 0 | 1 | Super Off Peak | 0 | 0 | 1 | Super Off Peak | 0 | 0 | 1 | Super Off Peak
2020-02-18 | 2 | 2 | 0 | 0 | 0 | 0 | 1.0357 |  | 0 | 0 | 1 | Super Off Peak | 0 | 0 | 1 | Off Peak | 0 | 1 | Off Peak | 0 | 1 | Off Peak | 0 | 0 | 1 | Super Off Peak | 0 | 0 | 1 | Super Off Peak | 0 | 0 | 1 | Super Off Peak
2020-02-18 | 3 | 2 | 0 | 0 | 0 | 0 | 0.99231 |  | 0 | 0 | 1 | Super Off Peak | 0 | 0 | 1 | Off Peak | 0 | 1 | Off Peak | 0 | 1 | Off Peak | 0 | 0 | 1 | Super Off Peak | 0 | 0 | 1 | Super Off Peak | 0 | 0 | 1 | Super Off Peak
2020-02-18 | 4 | 2 | 0 | 0 | 0 | 0 | 0.95974 |  | 0 | 0 | 1 | Super Off Peak | 0 | 0 | 1 | Off Peak | 0 | 1 | Off Peak | 0 | 1 | Off Peak | 0 | 0 | 1 | Super Off Peak | 0 | 0 | 1 | Super Off Peak | 0 | 0 | 1 | Super Off Peak
2020-02-18 | 5 | 2 | 0 | 0 | 0 | 0 | 0.9327 |  | 0 | 0 | 1 | Super Off Peak | 0 | 0 | 1 | Off Peak | 0 | 1 | Off Peak | 0 | 1 | Off Peak | 0 | 0 | 1 | Super Off Peak | 0 | 0 | 1 | Super Off Peak | 0 | 0 | 1 | Super Off Peak
2020-02-18 | 6 | 2 | 0 | 0 | 0 | 0 | 0.94457 |  | 0 | 0 | 1 | Super Off Peak | 0 | 0 | 1 | Off Peak | 0 | 1 | Off Peak | 0 | 1 | Off Peak | 0 | 0 | 1 | Super Off Peak | 0 | 1 | 0 | Off Peak | 0 | 1 | 0 | Off Peak
2020-02-18 | 7 | 2 | 0 | 0 | 0 | 0 | 1.3929 |  | 0 | 1 | 0 | Off Peak | 0 | 1 | 0 | Semi Peak | 0 | 1 | Off Peak | 0 | 1 | Off Peak | 0 | 1 | 0 | Off Peak | 0 | 1 | 0 | Off Peak | 0 | 1 | 0 | Off Peak
2020-02-18 | 8 | 2 | 0 | 0 | 0 | 0 | 1.2903 |  | 0 | 1 | 0 | Off Peak | 0 | 1 | 0 | Semi Peak | 0 | 1 | Off Peak | 0 | 1 | Off Peak | 0 | 1 | 0 | Off Peak | 0 | 1 | 0 | Off Peak | 0 | 1 | 0 | Off Peak
2020-02-18 | 9 | 2 | 0 | 0 | 0 | 0 | 0.78027 |  | 0 | 1 | 0 | Off Peak | 0 | 1 | 0 | Semi Peak | 0 | 1 | Off Peak | 0 | 1 | Off Peak | 0 | 1 | 0 | Off Peak | 0 | 1 | 0 | Off Peak | 0 | 1 | 0 | Off Peak
2020-02-18 | 10 | 2 | 0 | 0 | 0 | 0 | 0.41193 |  | 0 | 1 | 0 | Off Peak | 0 | 1 | 0 | Semi Peak | 0 | 1 | Off Peak | 0 | 1 | Off Peak | 0 | 1 | 0 | Off Peak | 0 | 1 | 0 | Off Peak | 0 | 1 | 0 | Off Peak
2020-02-18 | 11 | 2 | 0 | 0 | 0 | 0 | 0.23958 |  | 0 | 1 | 0 | Off Peak | 0 | 1 | 0 | Semi Peak | 0 | 1 | Off Peak | 0 | 1 | Off Peak | 0 | 1 | 0 | Off Peak | 0 | 1 | 0 | Off Peak | 0 | 1 | 0 | Off Peak
2020-02-18 | 12 | 2 | 0 | 0 | 0 | 0 | 0.14745 |  | 0 | 1 | 0 | Off Peak | 0 | 1 | 0 | Semi Peak | 0 | 1 | Off Peak | 0 | 1 | Off Peak | 0 | 1 | 0 | Off Peak | 0 | 1 | 0 | Off Peak | 0 | 1 | 0 | Off Peak
2020-02-18 | 13 | 2 | 0 | 0 | 0 | 0 | 0.052299 |  | 0 | 1 | 0 | Off Peak | 0 | 1 | 0 | Semi Peak | 0 | 1 | Off Peak | 1 | 0 | On Peak | 0 | 1 | 0 | Off Peak | 1 | 0 | 0 | On Peak | 0 | 1 | 0 | Off Peak
2020-02-18 | 14 | 2 | 0 | 0 | 0 | 0 | 0.031349 |  | 0 | 1 | 0 | Off Peak | 0 | 1 | 0 | Semi Peak | 0 | 1 | Off Peak | 1 | 0 | On Peak | 0 | 1 | 0 | Off Peak | 1 | 0 | 0 | On Peak | 0 | 1 | 0 | Off Peak
2020-02-18 | 15 | 2 | 0 | 0 | 0 | 0 | 0.16691 |  | 0 | 1 | 0 | Off Peak | 0 | 1 | 0 | Semi Peak | 0 | 1 | Off Peak | 1 | 0 | On Peak | 0 | 1 | 0 | Off Peak | 1 | 0 | 0 | On Peak | 0 | 1 | 0 | Off Peak
2020-02-18 | 16 | 2 | 0 | 0 | 0 | 0 | 0.5446 |  | 0 | 1 | 0 | Off Peak | 0 | 1 | 0 | Semi Peak | 0 | 1 | Off Peak | 1 | 0 | On Peak | 0 | 1 | 0 | Off Peak | 1 | 0 | 0 | On Peak | 0 | 1 | 0 | Off Peak
2020-02-18 | 17 | 2 | 0 | 0 | 0 | 0 | 1.2299 |  | 1 | 0 | 0 | On Peak | 0 | 1 | 0 | Semi Peak | 1 | 0 | On Peak | 1 | 0 | On Peak | 0 | 1 | 0 | Off Peak | 1 | 0 | 0 | On Peak | 0 | 1 | 0 | Off Peak
2020-02-18 | 18 | 2 | 0 | 0 | 0 | 0 | 1.7984 |  | 1 | 0 | 0 | On Peak | 1 | 0 | 0 | On Peak | 1 | 0 | On Peak | 1 | 0 | On Peak | 0 | 1 | 0 | Off Peak | 1 | 0 | 0 | On Peak | 0 | 1 | 0 | Off Peak
2020-02-18 | 19 | 2 | 0 | 0 | 0 | 0 | 2.251 |  | 1 | 0 | 0 | On Peak | 1 | 0 | 0 | On Peak | 1 | 0 | On Peak | 0 | 1 | Off Peak | 0 | 0 | 1 | Super Off Peak | 1 | 0 | 0 | On Peak | 0 | 1 | 0 | Off Peak
2020-02-18 | 20 | 2 | 0 | 0 | 0 | 0 | 2.4388 |  | 1 | 0 | 0 | On Peak | 1 | 0 | 0 | On Peak | 1 | 0 | On Peak | 0 | 1 | Off Peak | 0 | 0 | 1 | Super Off Peak | 1 | 0 | 0 | On Peak | 1 | 0 | 0 | On Peak
2020-02-18 | 21 | 2 | 0 | 0 | 0 | 0 | 2.4096 |  | 1 | 0 | 0 | On Peak | 0 | 1 | 0 | Semi Peak | 1 | 0 | On Peak | 0 | 1 | Off Peak | 0 | 0 | 1 | Super Off Peak | 0 | 1 | 0 | Off Peak | 1 | 0 | 0 | On Peak
2020-02-18 | 22 | 2 | 0 | 0 | 0 | 0 | 2.318 |  | 0 | 1 | 0 | Off Peak | 0 | 1 | 0 | Semi Peak | 0 | 1 | Off Peak | 0 | 1 | Off Peak | 0 | 0 | 1 | Super Off Peak | 0 | 1 | 0 | Off Peak | 1 | 0 | 0 | On Peak
2020-02-18 | 23 | 2 | 0 | 0 | 0 | 0 | 1.5857 |  | 0 | 1 | 0 | Off Peak | 0 | 0 | 1 | Off Peak | 0 | 1 | Off Peak | 0 | 1 | Off Peak | 0 | 0 | 1 | Super Off Peak | 0 | 1 | 0 | Off Peak | 1 | 0 | 0 | On Peak
2020-02-18 | 24 | 2 | 0 | 0 | 0 | 0 | 1.3733 |  | 0 | 1 | 0 | Off Peak | 0 | 0 | 1 | Off Peak | 0 | 1 | Off Peak | 0 | 1 | Off Peak | 0 | 0 | 1 | Super Off Peak | 0 | 1 | 0 | Off Peak | 1 | 0 | 0 | On Peak
2020-02-19 | 1 | 2 | 0 | 0 | 0 | 0 | 1.1639 |  | 0 | 0 | 1 | Super Off Peak | 0 | 0 | 1 | Off Peak | 0 | 1 | Off Peak | 0 | 1 | Off Peak | 0 | 0 | 1 | Super Off Peak | 0 | 0 | 1 | Super Off Peak | 0 | 0 | 1 | Super Off Peak
2020-02-19 | 2 | 2 | 0 | 0 | 0 | 0 | 1.0439 |  | 0 | 0 | 1 | Super Off Peak | 0 | 0 | 1 | Off Peak | 0 | 1 | Off Peak | 0 | 1 | Off Peak | 0 | 0 | 1 | Super Off Peak | 0 | 0 | 1 | Super Off Peak | 0 | 0 | 1 | Super Off Peak
2020-02-19 | 3 | 2 | 0 | 0 | 0 | 0 | 0.99279 |  | 0 | 0 | 1 | Super Off Peak | 0 | 0 | 1 | Off Peak | 0 | 1 | Off Peak | 0 | 1 | Off Peak | 0 | 0 | 1 | Super Off Peak | 0 | 0 | 1 | Super Off Peak | 0 | 0 | 1 | Super Off Peak
2020-02-19 | 4 | 2 | 0 | 0 | 0 | 0 | 0.96001 |  | 0 | 0 | 1 | Super Off Peak | 0 | 0 | 1 | Off Peak | 0 | 1 | Off Peak | 0 | 1 | Off Peak | 0 | 0 | 1 | Super Off Peak | 0 | 0 | 1 | Super Off Peak | 0 | 0 | 1 | Super Off Peak
2020-02-19 | 5 | 2 | 0 | 0 | 0 | 0 | 0.93669 |  | 0 | 0 | 1 | Super Off Peak | 0 | 0 | 1 | Off Peak | 0 | 1 | Off Peak | 0 | 1 | Off Peak | 0 | 0 | 1 | Super Off Peak | 0 | 0 | 1 | Super Off Peak | 0 | 0 | 1 | Super Off Peak
2020-02-19 | 6 | 2 | 0 | 0 | 0 | 0 | 0.94838 |  | 0 | 0 | 1 | Super Off Peak | 0 | 0 | 1 | Off Peak | 0 | 1 | Off Peak | 0 | 1 | Off Peak | 0 | 0 | 1 | Super Off Peak | 0 | 1 | 0 | Off Peak | 0 | 1 | 0 | Off Peak
2020-02-19 | 7 | 2 | 0 | 0 | 0 | 0 | 1.3993 |  | 0 | 1 | 0 | Off Peak | 0 | 1 | 0 | Semi Peak | 0 | 1 | Off Peak | 0 | 1 | Off Peak | 0 | 1 | 0 | Off Peak | 0 | 1 | 0 | Off Peak | 0 | 1 | 0 | Off Peak
2020-02-19 | 8 | 2 | 0 | 0 | 0 | 0 | 1.2865 |  | 0 | 1 | 0 | Off Peak | 0 | 1 | 0 | Semi Peak | 0 | 1 | Off Peak | 0 | 1 | Off Peak | 0 | 1 | 0 | Off Peak | 0 | 1 | 0 | Off Peak | 0 | 1 | 0 | Off Peak
2020-02-19 | 9 | 2 | 0 | 0 | 0 | 0 | 0.77017 |  | 0 | 1 | 0 | Off Peak | 0 | 1 | 0 | Semi Peak | 0 | 1 | Off Peak | 0 | 1 | Off Peak | 0 | 1 | 0 | Off Peak | 0 | 1 | 0 | Off Peak | 0 | 1 | 0 | Off Peak
2020-02-19 | 10 | 2 | 0 | 0 | 0 | 0 | 0.38642 |  | 0 | 1 | 0 | Off Peak | 0 | 1 | 0 | Semi Peak | 0 | 1 | Off Peak | 0 | 1 | Off Peak | 0 | 1 | 0 | Off Peak | 0 | 1 | 0 | Off Peak | 0 | 1 | 0 | Off Peak
2020-02-19 | 11 | 2 | 0 | 0 | 0 | 0 | 0.19127 |  | 0 | 1 | 0 | Off Peak | 0 | 1 | 0 | Semi Peak | 0 | 1 | Off Peak | 0 | 1 | Off Peak | 0 | 1 | 0 | Off Peak | 0 | 1 | 0 | Off Peak | 0 | 1 | 0 | Off Peak
2020-02-19 | 12 | 2 | 0 | 0 | 0 | 0 | 0.1089 |  | 0 | 1 | 0 | Off Peak | 0 | 1 | 0 | Semi Peak | 0 | 1 | Off Peak | 0 | 1 | Off Peak | 0 | 1 | 0 | Off Peak | 0 | 1 | 0 | Off Peak | 0 | 1 | 0 | Off Peak
2020-02-19 | 13 | 2 | 0 | 0 | 0 | 0 | 0.020574 |  | 0 | 1 | 0 | Off Peak | 0 | 1 | 0 | Semi Peak | 0 | 1 | Off Peak | 1 | 0 | On Peak | 0 | 1 | 0 | Off Peak | 1 | 0 | 0 | On Peak | 0 | 1 | 0 | Off Peak
2020-02-19 | 14 | 2 | 0 | 0 | 0 | 0 | 0.0046959 |  | 0 | 1 | 0 | Off Peak | 0 | 1 | 0 | Semi Peak | 0 | 1 | Off Peak | 1 | 0 | On Peak | 0 | 1 | 0 | Off Peak | 1 | 0 | 0 | On Peak | 0 | 1 | 0 | Off Peak
2020-02-19 | 15 | 2 | 0 | 0 | 0 | 0 | 0.14235 |  | 0 | 1 | 0 | Off Peak | 0 | 1 | 0 | Semi Peak | 0 | 1 | Off Peak | 1 | 0 | On Peak | 0 | 1 | 0 | Off Peak | 1 | 0 | 0 | On Peak | 0 | 1 | 0 | Off Peak
2020-02-19 | 16 | 2 | 0 | 0 | 0 | 0 | 0.52007 |  | 0 | 1 | 0 | Off Peak | 0 | 1 | 0 | Semi Peak | 0 | 1 | Off Peak | 1 | 0 | On Peak | 0 | 1 | 0 | Off Peak | 1 | 0 | 0 | On Peak | 0 | 1 | 0 | Off Peak
2020-02-19 | 17 | 2 | 0 | 0 | 0 | 0 | 1.2168 |  | 1 | 0 | 0 | On Peak | 0 | 1 | 0 | Semi Peak | 1 | 0 | On Peak | 1 | 0 | On Peak | 0 | 1 | 0 | Off Peak | 1 | 0 | 0 | On Peak | 0 | 1 | 0 | Off Peak
2020-02-19 | 18 | 2 | 0 | 0 | 0 | 0 | 1.7756 |  | 1 | 0 | 0 | On Peak | 1 | 0 | 0 | On Peak | 1 | 0 | On Peak | 1 | 0 | On Peak | 0 | 1 | 0 | Off Peak | 1 | 0 | 0 | On Peak | 0 | 1 | 0 | Off Peak
2020-02-19 | 19 | 2 | 0 | 0 | 0 | 0 | 2.1993 |  | 1 | 0 | 0 | On Peak | 1 | 0 | 0 | On Peak | 1 | 0 | On Peak | 0 | 1 | Off Peak | 0 | 0 | 1 | Super Off Peak | 1 | 0 | 0 | On Peak | 0 | 1 | 0 | Off Peak
2020-02-19 | 20 | 2 | 0 | 0 | 0 | 0 | 2.4072 |  | 1 | 0 | 0 | On Peak | 1 | 0 | 0 | On Peak | 1 | 0 | On Peak | 0 | 1 | Off Peak | 0 | 0 | 1 | Super Off Peak | 1 | 0 | 0 | On Peak | 1 | 0 | 0 | On Peak
2020-02-19 | 21 | 2 | 0 | 0 | 0 | 0 | 2.3728 |  | 1 | 0 | 0 | On Peak | 0 | 1 | 0 | Semi Peak | 1 | 0 | On Peak | 0 | 1 | Off Peak | 0 | 0 | 1 | Super Off Peak | 0 | 1 | 0 | Off Peak | 1 | 0 | 0 | On Peak
2020-02-19 | 22 | 2 | 0 | 0 | 0 | 0 | 2.2902 |  | 0 | 1 | 0 | Off Peak | 0 | 1 | 0 | Semi Peak | 0 | 1 | Off Peak | 0 | 1 | Off Peak | 0 | 0 | 1 | Super Off Peak | 0 | 1 | 0 | Off Peak | 1 | 0 | 0 | On Peak
2020-02-19 | 23 | 2 | 0 | 0 | 0 | 0 | 1.562 |  | 0 | 1 | 0 | Off Peak | 0 | 0 | 1 | Off Peak | 0 | 1 | Off Peak | 0 | 1 | Off Peak | 0 | 0 | 1 | Super Off Peak | 0 | 1 | 0 | Off Peak | 1 | 0 | 0 | On Peak
2020-02-19 | 24 | 2 | 0 | 0 | 0 | 0 | 1.3446 |  | 0 | 1 | 0 | Off Peak | 0 | 0 | 1 | Off Peak | 0 | 1 | Off Peak | 0 | 1 | Off Peak | 0 | 0 | 1 | Super Off Peak | 0 | 1 | 0 | Off Peak | 1 | 0 | 0 | On Peak
2020-02-20 | 1 | 2 | 0 | 0 | 0 | 0 | 1.1653 |  | 0 | 0 | 1 | Super Off Peak | 0 | 0 | 1 | Off Peak | 0 | 1 | Off Peak | 0 | 1 | Off Peak | 0 | 0 | 1 | Super Off Peak | 0 | 0 | 1 | Super Off Peak | 0 | 0 | 1 | Super Off Peak
2020-02-20 | 2 | 2 | 0 | 0 | 0 | 0 | 1.0522 |  | 0 | 0 | 1 | Super Off Peak | 0 | 0 | 1 | Off Peak | 0 | 1 | Off Peak | 0 | 1 | Off Peak | 0 | 0 | 1 | Super Off Peak | 0 | 0 | 1 | Super Off Peak | 0 | 0 | 1 | Super Off Peak
2020-02-20 | 3 | 2 | 0 | 0 | 0 | 0 | 1.0012 |  | 0 | 0 | 1 | Super Off Peak | 0 | 0 | 1 | Off Peak | 0 | 1 | Off Peak | 0 | 1 | Off Peak | 0 | 0 | 1 | Super Off Peak | 0 | 0 | 1 | Super Off Peak | 0 | 0 | 1 | Super Off Peak
2020-02-20 | 4 | 2 | 0 | 0 | 0 | 0 | 0.97174 |  | 0 | 0 | 1 | Super Off Peak | 0 | 0 | 1 | Off Peak | 0 | 1 | Off Peak | 0 | 1 | Off Peak | 0 | 0 | 1 | Super Off Peak | 0 | 0 | 1 | Super Off Peak | 0 | 0 | 1 | Super Off Peak
2020-02-20 | 5 | 2 | 0 | 0 | 0 | 0 | 0.95205 |  | 0 | 0 | 1 | Super Off Peak | 0 | 0 | 1 | Off Peak | 0 | 1 | Off Peak | 0 | 1 | Off Peak | 0 | 0 | 1 | Super Off Peak | 0 | 0 | 1 | Super Off Peak | 0 | 0 | 1 | Super Off Peak
2020-02-20 | 6 | 2 | 0 | 0 | 0 | 0 | 0.96973 |  | 0 | 0 | 1 | Super Off Peak | 0 | 0 | 1 | Off Peak | 0 | 1 | Off Peak | 0 | 1 | Off Peak | 0 | 0 | 1 | Super Off Peak | 0 | 1 | 0 | Off Peak | 0 | 1 | 0 | Off Peak
2020-02-20 | 7 | 2 | 0 | 0 | 0 | 0 | 1.4514 |  | 0 | 1 | 0 | Off Peak | 0 | 1 | 0 | Semi Peak | 0 | 1 | Off Peak | 0 | 1 | Off Peak | 0 | 1 | 0 | Off Peak | 0 | 1 | 0 | Off Peak | 0 | 1 | 0 | Off Peak
2020-02-20 | 8 | 2 | 0 | 0 | 0 | 0 | 1.3626 |  | 0 | 1 | 0 | Off Peak | 0 | 1 | 0 | Semi Peak | 0 | 1 | Off Peak | 0 | 1 | Off Peak | 0 | 1 | 0 | Off Peak | 0 | 1 | 0 | Off Peak | 0 | 1 | 0 | Off Peak
2020-02-20 | 9 | 2 | 0 | 0 | 0 | 0 | 0.81603 |  | 0 | 1 | 0 | Off Peak | 0 | 1 | 0 | Semi Peak | 0 | 1 | Off Peak | 0 | 1 | Off Peak | 0 | 1 | 0 | Off Peak | 0 | 1 | 0 | Off Peak | 0 | 1 | 0 | Off Peak
2020-02-20 | 10 | 2 | 0 | 0 | 0 | 0 | 0.38966 |  | 0 | 1 | 0 | Off Peak | 0 | 1 | 0 | Semi Peak | 0 | 1 | Off Peak | 0 | 1 | Off Peak | 0 | 1 | 0 | Off Peak | 0 | 1 | 0 | Off Peak | 0 | 1 | 0 | Off Peak
2020-02-20 | 11 | 2 | 0 | 0 | 0 | 0 | 0.16294 |  | 0 | 1 | 0 | Off Peak | 0 | 1 | 0 | Semi Peak | 0 | 1 | Off Peak | 0 | 1 | Off Peak | 0 | 1 | 0 | Off Peak | 0 | 1 | 0 | Off Peak | 0 | 1 | 0 | Off Peak
2020-02-20 | 12 | 2 | 0 | 0 | 0 | 0 | 0.040267 |  | 0 | 1 | 0 | Off Peak | 0 | 1 | 0 | Semi Peak | 0 | 1 | Off Peak | 0 | 1 | Off Peak | 0 | 1 | 0 | Off Peak | 0 | 1 | 0 | Off Peak | 0 | 1 | 0 | Off Peak
2020-02-20 | 13 | 2 | 0 | 0 | 0 | 0 | -0.071116 |  | 0 | 1 | 0 | Off Peak | 0 | 1 | 0 | Semi Peak | 0 | 1 | Off Peak | 1 | 0 | On Peak | 0 | 1 | 0 | Off Peak | 1 | 0 | 0 | On Peak | 0 | 1 | 0 | Off Peak
2020-02-20 | 14 | 2 | 0 | 0 | 0 | 0 | -0.078896 |  | 0 | 1 | 0 | Off Peak | 0 | 1 | 0 | Semi Peak | 0 | 1 | Off Peak | 1 | 0 | On Peak | 0 | 1 | 0 | Off Peak | 1 | 0 | 0 | On Peak | 0 | 1 | 0 | Off Peak
2020-02-20 | 15 | 2 | 0 | 0 | 0 | 0 | 0.071467 |  | 0 | 1 | 0 | Off Peak | 0 | 1 | 0 | Semi Peak | 0 | 1 | Off Peak | 1 | 0 | On Peak | 0 | 1 | 0 | Off Peak | 1 | 0 | 0 | On Peak | 0 | 1 | 0 | Off Peak
2020-02-20 | 16 | 2 | 0 | 0 | 0 | 0 | 0.46139 |  | 0 | 1 | 0 | Off Peak | 0 | 1 | 0 | Semi Peak | 0 | 1 | Off Peak | 1 | 0 | On Peak | 0 | 1 | 0 | Off Peak | 1 | 0 | 0 | On Peak | 0 | 1 | 0 | Off Peak
2020-02-20 | 17 | 2 | 0 | 0 | 0 | 0 | 1.1472 |  | 1 | 0 | 0 | On Peak | 0 | 1 | 0 | Semi Peak | 1 | 0 | On Peak | 1 | 0 | On Peak | 0 | 1 | 0 | Off Peak | 1 | 0 | 0 | On Peak | 0 | 1 | 0 | Off Peak
2020-02-20 | 18 | 2 | 0 | 0 | 0 | 0 | 1.6918 |  | 1 | 0 | 0 | On Peak | 1 | 0 | 0 | On Peak | 1 | 0 | On Peak | 1 | 0 | On Peak | 0 | 1 | 0 | Off Peak | 1 | 0 | 0 | On Peak | 0 | 1 | 0 | Off Peak
2020-02-20 | 19 | 2 | 0 | 0 | 0 | 0 | 2.1164 |  | 1 | 0 | 0 | On Peak | 1 | 0 | 0 | On Peak | 1 | 0 | On Peak | 0 | 1 | Off Peak | 0 | 0 | 1 | Super Off Peak | 1 | 0 | 0 | On Peak | 0 | 1 | 0 | Off Peak
2020-02-20 | 20 | 2 | 0 | 0 | 0 | 0 | 2.3526 |  | 1 | 0 | 0 | On Peak | 1 | 0 | 0 | On Peak | 1 | 0 | On Peak | 0 | 1 | Off Peak | 0 | 0 | 1 | Super Off Peak | 1 | 0 | 0 | On Peak | 1 | 0 | 0 | On Peak
2020-02-20 | 21 | 2 | 0 | 0 | 0 | 0 | 2.3302 |  | 1 | 0 | 0 | On Peak | 0 | 1 | 0 | Semi Peak | 1 | 0 | On Peak | 0 | 1 | Off Peak | 0 | 0 | 1 | Super Off Peak | 0 | 1 | 0 | Off Peak | 1 | 0 | 0 | On Peak
2020-02-20 | 22 | 2 | 0 | 0 | 0 | 0 | 2.2582 |  | 0 | 1 | 0 | Off Peak | 0 | 1 | 0 | Semi Peak | 0 | 1 | Off Peak | 0 | 1 | Off Peak | 0 | 0 | 1 | Super Off Peak | 0 | 1 | 0 | Off Peak | 1 | 0 | 0 | On Peak
2020-02-20 | 23 | 2 | 0 | 0 | 0 | 0 | 1.5442 |  | 0 | 1 | 0 | Off Peak | 0 | 0 | 1 | Off Peak | 0 | 1 | Off Peak | 0 | 1 | Off Peak | 0 | 0 | 1 | Super Off Peak | 0 | 1 | 0 | Off Peak | 1 | 0 | 0 | On Peak
2020-02-20 | 24 | 2 | 0 | 0 | 0 | 0 | 1.3363 |  | 0 | 1 | 0 | Off Peak | 0 | 0 | 1 | Off Peak | 0 | 1 | Off Peak | 0 | 1 | Off Peak | 0 | 0 | 1 | Super Off Peak | 0 | 1 | 0 | Off Peak | 1 | 0 | 0 | On Peak
2020-02-21 | 1 | 2 | 0 | 0 | 0 | 0 | 1.1528 |  | 0 | 0 | 1 | Super Off Peak | 0 | 0 | 1 | Off Peak | 0 | 1 | Off Peak | 0 | 1 | Off Peak | 0 | 0 | 1 | Super Off Peak | 0 | 0 | 1 | Super Off Peak | 0 | 0 | 1 | Super Off Peak
2020-02-21 | 2 | 2 | 0 | 0 | 0 | 0 | 1.055 |  | 0 | 0 | 1 | Super Off Peak | 0 | 0 | 1 | Off Peak | 0 | 1 | Off Peak | 0 | 1 | Off Peak | 0 | 0 | 1 | Super Off Peak | 0 | 0 | 1 | Super Off Peak | 0 | 0 | 1 | Super Off Peak
2020-02-21 | 3 | 2 | 0 | 0 | 0 | 0 | 0.99995 |  | 0 | 0 | 1 | Super Off Peak | 0 | 0 | 1 | Off Peak | 0 | 1 | Off Peak | 0 | 1 | Off Peak | 0 | 0 | 1 | Super Off Peak | 0 | 0 | 1 | Super Off Peak | 0 | 0 | 1 | Super Off Peak
2020-02-21 | 4 | 2 | 0 | 0 | 0 | 0 | 0.96628 |  | 0 | 0 | 1 | Super Off Peak | 0 | 0 | 1 | Off Peak | 0 | 1 | Off Peak | 0 | 1 | Off Peak | 0 | 0 | 1 | Super Off Peak | 0 | 0 | 1 | Super Off Peak | 0 | 0 | 1 | Super Off Peak
2020-02-21 | 5 | 2 | 0 | 0 | 0 | 0 | 0.94625 |  | 0 | 0 | 1 | Super Off Peak | 0 | 0 | 1 | Off Peak | 0 | 1 | Off Peak | 0 | 1 | Off Peak | 0 | 0 | 1 | Super Off Peak | 0 | 0 | 1 | Super Off Peak | 0 | 0 | 1 | Super Off Peak
2020-02-21 | 6 | 2 | 0 | 0 | 0 | 0 | 0.94733 |  | 0 | 0 | 1 | Super Off Peak | 0 | 0 | 1 | Off Peak | 0 | 1 | Off Peak | 0 | 1 | Off Peak | 0 | 0 | 1 | Super Off Peak | 0 | 1 | 0 | Off Peak | 0 | 1 | 0 | Off Peak
2020-02-21 | 7 | 2 | 0 | 0 | 0 | 0 | 1.3767 |  | 0 | 1 | 0 | Off Peak | 0 | 1 | 0 | Semi Peak | 0 | 1 | Off Peak | 0 | 1 | Off Peak | 0 | 1 | 0 | Off Peak | 0 | 1 | 0 | Off Peak | 0 | 1 | 0 | Off Peak
2020-02-21 | 8 | 2 | 0 | 0 | 0 | 0 | 1.1837 |  | 0 | 1 | 0 | Off Peak | 0 | 1 | 0 | Semi Peak | 0 | 1 | Off Peak | 0 | 1 | Off Peak | 0 | 1 | 0 | Off Peak | 0 | 1 | 0 | Off Peak | 0 | 1 | 0 | Off Peak
2020-02-21 | 9 | 2 | 0 | 0 | 0 | 0 | 0.63928 |  | 0 | 1 | 0 | Off Peak | 0 | 1 | 0 | Semi Peak | 0 | 1 | Off Peak | 0 | 1 | Off Peak | 0 | 1 | 0 | Off Peak | 0 | 1 | 0 | Off Peak | 0 | 1 | 0 | Off Peak
2020-02-21 | 10 | 2 | 0 | 0 | 0 | 0 | 0.28185 |  | 0 | 1 | 0 | Off Peak | 0 | 1 | 0 | Semi Peak | 0 | 1 | Off Peak | 0 | 1 | Off Peak | 0 | 1 | 0 | Off Peak | 0 | 1 | 0 | Off Peak | 0 | 1 | 0 | Off Peak
2020-02-21 | 11 | 2 | 0 | 0 | 0 | 0 | 0.10346 |  | 0 | 1 | 0 | Off Peak | 0 | 1 | 0 | Semi Peak | 0 | 1 | Off Peak | 0 | 1 | Off Peak | 0 | 1 | 0 | Off Peak | 0 | 1 | 0 | Off Peak | 0 | 1 | 0 | Off Peak
2020-02-21 | 12 | 2 | 0 | 0 | 0 | 0 | 0.0054775 |  | 0 | 1 | 0 | Off Peak | 0 | 1 | 0 | Semi Peak | 0 | 1 | Off Peak | 0 | 1 | Off Peak | 0 | 1 | 0 | Off Peak | 0 | 1 | 0 | Off Peak | 0 | 1 | 0 | Off Peak
2020-02-21 | 13 | 2 | 0 | 0 | 0 | 0 | -0.093672 |  | 0 | 1 | 0 | Off Peak | 0 | 1 | 0 | Semi Peak | 0 | 1 | Off Peak | 1 | 0 | On Peak | 0 | 1 | 0 | Off Peak | 1 | 0 | 0 | On Peak | 0 | 1 | 0 | Off Peak
2020-02-21 | 14 | 2 | 0 | 0 | 0 | 0 | -0.10334 |  | 0 | 1 | 0 | Off Peak | 0 | 1 | 0 | Semi Peak | 0 | 1 | Off Peak | 1 | 0 | On Peak | 0 | 1 | 0 | Off Peak | 1 | 0 | 0 | On Peak | 0 | 1 | 0 | Off Peak
2020-02-21 | 15 | 2 | 0 | 0 | 0 | 0 | 0.031233 |  | 0 | 1 | 0 | Off Peak | 0 | 1 | 0 | Semi Peak | 0 | 1 | Off Peak | 1 | 0 | On Peak | 0 | 1 | 0 | Off Peak | 1 | 0 | 0 | On Peak | 0 | 1 | 0 | Off Peak
2020-02-21 | 16 | 2 | 0 | 0 | 0 | 0 | 0.4073 |  | 0 | 1 | 0 | Off Peak | 0 | 1 | 0 | Semi Peak | 0 | 1 | Off Peak | 1 | 0 | On Peak | 0 | 1 | 0 | Off Peak | 1 | 0 | 0 | On Peak | 0 | 1 | 0 | Off Peak
2020-02-21 | 17 | 2 | 0 | 0 | 0 | 0 | 1.0994 |  | 1 | 0 | 0 | On Peak | 0 | 1 | 0 | Semi Peak | 1 | 0 | On Peak | 1 | 0 | On Peak | 0 | 1 | 0 | Off Peak | 1 | 0 | 0 | On Peak | 0 | 1 | 0 | Off Peak
2020-02-21 | 18 | 2 | 0 | 0 | 0 | 0 | 1.6482 |  | 1 | 0 | 0 | On Peak | 1 | 0 | 0 | On Peak | 1 | 0 | On Peak | 1 | 0 | On Peak | 0 | 1 | 0 | Off Peak | 1 | 0 | 0 | On Peak | 0 | 1 | 0 | Off Peak
2020-02-21 | 19 | 2 | 0 | 0 | 0 | 0 | 2.0442 |  | 1 | 0 | 0 | On Peak | 1 | 0 | 0 | On Peak | 1 | 0 | On Peak | 0 | 1 | Off Peak | 0 | 0 | 1 | Super Off Peak | 1 | 0 | 0 | On Peak | 0 | 1 | 0 | Off Peak
2020-02-21 | 20 | 2 | 0 | 0 | 0 | 0 | 2.2605 |  | 1 | 0 | 0 | On Peak | 1 | 0 | 0 | On Peak | 1 | 0 | On Peak | 0 | 1 | Off Peak | 0 | 0 | 1 | Super Off Peak | 1 | 0 | 0 | On Peak | 1 | 0 | 0 | On Peak
2020-02-21 | 21 | 2 | 0 | 0 | 0 | 0 | 2.2329 |  | 1 | 0 | 0 | On Peak | 0 | 1 | 0 | Semi Peak | 1 | 0 | On Peak | 0 | 1 | Off Peak | 0 | 0 | 1 | Super Off Peak | 0 | 1 | 0 | Off Peak | 1 | 0 | 0 | On Peak
2020-02-21 | 22 | 2 | 0 | 0 | 0 | 0 | 2.146 |  | 0 | 1 | 0 | Off Peak | 0 | 1 | 0 | Semi Peak | 0 | 1 | Off Peak | 0 | 1 | Off Peak | 0 | 0 | 1 | Super Off Peak | 0 | 1 | 0 | Off Peak | 1 | 0 | 0 | On Peak
2020-02-21 | 23 | 2 | 0 | 0 | 0 | 0 | 1.4823 |  | 0 | 1 | 0 | Off Peak | 0 | 0 | 1 | Off Peak | 0 | 1 | Off Peak | 0 | 1 | Off Peak | 0 | 0 | 1 | Super Off Peak | 0 | 1 | 0 | Off Peak | 1 | 0 | 0 | On Peak
2020-02-21 | 24 | 2 | 0 | 0 | 0 | 0 | 1.3118 |  | 0 | 1 | 0 | Off Peak | 0 | 0 | 1 | Off Peak | 0 | 1 | Off Peak | 0 | 1 | Off Peak | 0 | 0 | 1 | Super Off Peak | 0 | 1 | 0 | Off Peak | 1 | 0 | 0 | On Peak
2020-02-22 | 1 | 2 | 0 | 1 | 0 | 0 | 1.1241 |  | 0 | 0 | 1 | Super Off Peak | 0 | 0 | 1 | Off Peak | 0 | 1 | Off Peak | 0 | 1 | Off Peak | 0 | 0 | 1 | Super Off Peak | 0 | 0 | 1 | Super Off Peak | 0 | 0 | 1 | Super Off Peak
2020-02-22 | 2 | 2 | 0 | 1 | 0 | 0 | 1.0508 |  | 0 | 0 | 1 | Super Off Peak | 0 | 0 | 1 | Off Peak | 0 | 1 | Off Peak | 0 | 1 | Off Peak | 0 | 0 | 1 | Super Off Peak | 0 | 0 | 1 | Super Off Peak | 0 | 0 | 1 | Super Off Peak
2020-02-22 | 3 | 2 | 0 | 1 | 0 | 0 | 0.98162 |  | 0 | 0 | 1 | Super Off Peak | 0 | 0 | 1 | Off Peak | 0 | 1 | Off Peak | 0 | 1 | Off Peak | 0 | 0 | 1 | Super Off Peak | 0 | 0 | 1 | Super Off Peak | 0 | 0 | 1 | Super Off Peak
2020-02-22 | 4 | 2 | 0 | 1 | 0 | 0 | 0.94741 |  | 0 | 0 | 1 | Super Off Peak | 0 | 0 | 1 | Off Peak | 0 | 1 | Off Peak | 0 | 1 | Off Peak | 0 | 0 | 1 | Super Off Peak | 0 | 0 | 1 | Super Off Peak | 0 | 0 | 1 | Super Off Peak
2020-02-22 | 5 | 2 | 0 | 1 | 0 | 0 | 0.9245 |  | 0 | 0 | 1 | Super Off Peak | 0 | 0 | 1 | Off Peak | 0 | 1 | Off Peak | 0 | 1 | Off Peak | 0 | 0 | 1 | Super Off Peak | 0 | 0 | 1 | Super Off Peak | 0 | 0 | 1 | Super Off Peak
2020-02-22 | 6 | 2 | 0 | 1 | 0 | 0 | 0.91185 |  | 0 | 0 | 1 | Super Off Peak | 0 | 0 | 1 | Off Peak | 0 | 1 | Off Peak | 0 | 1 | Off Peak | 0 | 0 | 1 | Super Off Peak | 0 | 1 | 0 | Off Peak | 0 | 1 | 0 | Off Peak
2020-02-22 | 7 | 2 | 0 | 1 | 0 | 0 | 1.266 |  | 0 | 0 | 1 | Super Off Peak | 0 | 0 | 1 | Off Peak | 0 | 1 | Off Peak | 0 | 1 | Off Peak | 0 | 0 | 1 | Super Off Peak | 0 | 1 | 0 | Off Peak | 0 | 1 | 0 | Off Peak
2020-02-22 | 8 | 2 | 0 | 1 | 0 | 0 | 0.94858 |  | 0 | 0 | 1 | Super Off Peak | 0 | 0 | 1 | Off Peak | 0 | 1 | Off Peak | 0 | 1 | Off Peak | 0 | 0 | 1 | Super Off Peak | 0 | 1 | 0 | Off Peak | 0 | 1 | 0 | Off Peak
2020-02-22 | 9 | 2 | 0 | 1 | 0 | 0 | 0.34395 |  | 0 | 0 | 1 | Super Off Peak | 0 | 0 | 1 | Off Peak | 0 | 1 | Off Peak | 0 | 1 | Off Peak | 0 | 0 | 1 | Super Off Peak | 0 | 1 | 0 | Off Peak | 0 | 1 | 0 | Off Peak
2020-02-22 | 10 | 2 | 0 | 1 | 0 | 0 | 0.059452 |  | 0 | 0 | 1 | Super Off Peak | 0 | 0 | 1 | Off Peak | 0 | 1 | Off Peak | 0 | 1 | Off Peak | 0 | 0 | 1 | Super Off Peak | 0 | 1 | 0 | Off Peak | 0 | 1 | 0 | Off Peak
2020-02-22 | 11 | 2 | 0 | 1 | 0 | 0 | -0.082218 |  | 0 | 0 | 1 | Super Off Peak | 0 | 0 | 1 | Off Peak | 0 | 1 | Off Peak | 0 | 1 | Off Peak | 0 | 0 | 1 | Super Off Peak | 0 | 1 | 0 | Off Peak | 0 | 1 | 0 | Off Peak
2020-02-22 | 12 | 2 | 0 | 1 | 0 | 0 | -0.18342 |  | 0 | 0 | 1 | Super Off Peak | 0 | 0 | 1 | Off Peak | 0 | 1 | Off Peak | 0 | 1 | Off Peak | 0 | 0 | 1 | Super Off Peak | 0 | 1 | 0 | Off Peak | 0 | 1 | 0 | Off Peak
2020-02-22 | 13 | 2 | 0 | 1 | 0 | 0 | -0.26222 |  | 0 | 0 | 1 | Super Off Peak | 0 | 0 | 1 | Off Peak | 0 | 1 | Off Peak | 0 | 1 | Off Peak | 0 | 0 | 1 | Super Off Peak | 1 | 0 | 0 | On Peak | 0 | 1 | 0 | Off Peak
2020-02-22 | 14 | 2 | 0 | 1 | 0 | 0 | -0.27758 |  | 0 | 0 | 1 | Super Off Peak | 0 | 0 | 1 | Off Peak | 0 | 1 | Off Peak | 0 | 1 | Off Peak | 0 | 0 | 1 | Super Off Peak | 1 | 0 | 0 | On Peak | 0 | 1 | 0 | Off Peak
2020-02-22 | 15 | 2 | 0 | 1 | 0 | 0 | -0.17888 |  | 0 | 1 | 0 | Off Peak | 0 | 0 | 1 | Off Peak | 0 | 1 | Off Peak | 0 | 1 | Off Peak | 0 | 0 | 1 | Super Off Peak | 1 | 0 | 0 | On Peak | 0 | 1 | 0 | Off Peak
2020-02-22 | 16 | 2 | 0 | 1 | 0 | 0 | 0.16472 |  | 0 | 1 | 0 | Off Peak | 0 | 0 | 1 | Off Peak | 0 | 1 | Off Peak | 0 | 1 | Off Peak | 0 | 0 | 1 | Super Off Peak | 1 | 0 | 0 | On Peak | 0 | 1 | 0 | Off Peak
2020-02-22 | 17 | 2 | 0 | 1 | 0 | 0 | 0.8798 |  | 1 | 0 | 0 | On Peak | 0 | 0 | 1 | Off Peak | 0 | 1 | Off Peak | 0 | 1 | Off Peak | 0 | 0 | 1 | Super Off Peak | 1 | 0 | 0 | On Peak | 0 | 1 | 0 | Off Peak
2020-02-22 | 18 | 2 | 0 | 1 | 0 | 0 | 1.4756 |  | 1 | 0 | 0 | On Peak | 0 | 0 | 1 | Off Peak | 0 | 1 | Off Peak | 0 | 1 | Off Peak | 0 | 0 | 1 | Super Off Peak | 1 | 0 | 0 | On Peak | 0 | 1 | 0 | Off Peak
2020-02-22 | 19 | 2 | 0 | 1 | 0 | 0 | 1.9473 |  | 1 | 0 | 0 | On Peak | 0 | 0 | 1 | Off Peak | 0 | 1 | Off Peak | 0 | 1 | Off Peak | 0 | 0 | 1 | Super Off Peak | 1 | 0 | 0 | On Peak | 0 | 1 | 0 | Off Peak
2020-02-22 | 20 | 2 | 0 | 1 | 0 | 0 | 2.168 |  | 1 | 0 | 0 | On Peak | 0 | 0 | 1 | Off Peak | 0 | 1 | Off Peak | 0 | 1 | Off Peak | 0 | 0 | 1 | Super Off Peak | 1 | 0 | 0 | On Peak | 1 | 0 | 0 | On Peak
2020-02-22 | 21 | 2 | 0 | 1 | 0 | 0 | 2.1535 |  | 1 | 0 | 0 | On Peak | 0 | 0 | 1 | Off Peak | 0 | 1 | Off Peak | 0 | 1 | Off Peak | 0 | 0 | 1 | Super Off Peak | 0 | 1 | 0 | Off Peak | 1 | 0 | 0 | On Peak
2020-02-22 | 22 | 2 | 0 | 1 | 0 | 0 | 2.1178 |  | 0 | 1 | 0 | Off Peak | 0 | 0 | 1 | Off Peak | 0 | 1 | Off Peak | 0 | 1 | Off Peak | 0 | 0 | 1 | Super Off Peak | 0 | 1 | 0 | Off Peak | 1 | 0 | 0 | On Peak
2020-02-22 | 23 | 2 | 0 | 1 | 0 | 0 | 1.4346 |  | 0 | 1 | 0 | Off Peak | 0 | 0 | 1 | Off Peak | 0 | 1 | Off Peak | 0 | 1 | Off Peak | 0 | 0 | 1 | Super Off Peak | 0 | 1 | 0 | Off Peak | 1 | 0 | 0 | On Peak
2020-02-22 | 24 | 2 | 0 | 1 | 0 | 0 | 1.2714 |  | 0 | 1 | 0 | Off Peak | 0 | 0 | 1 | Off Peak | 0 | 1 | Off Peak | 0 | 1 | Off Peak | 0 | 0 | 1 | Super Off Peak | 0 | 1 | 0 | Off Peak | 1 | 0 | 0 | On Peak
2020-02-23 | 1 | 2 | 0 | 1 | 1 | 0 | 1.1322 |  | 0 | 0 | 1 | Super Off Peak | 0 | 0 | 1 | Off Peak | 0 | 1 | Off Peak | 0 | 1 | Off Peak | 0 | 0 | 1 | Super Off Peak | 0 | 0 | 1 | Super Off Peak | 0 | 0 | 1 | Super Off Peak
2020-02-23 | 2 | 2 | 0 | 1 | 1 | 0 | 1.0541 |  | 0 | 0 | 1 | Super Off Peak | 0 | 0 | 1 | Off Peak | 0 | 1 | Off Peak | 0 | 1 | Off Peak | 0 | 0 | 1 | Super Off Peak | 0 | 0 | 1 | Super Off Peak | 0 | 0 | 1 | Super Off Peak
2020-02-23 | 3 | 2 | 0 | 1 | 1 | 0 | 0.99224 |  | 0 | 0 | 1 | Super Off Peak | 0 | 0 | 1 | Off Peak | 0 | 1 | Off Peak | 0 | 1 | Off Peak | 0 | 0 | 1 | Super Off Peak | 0 | 0 | 1 | Super Off Peak | 0 | 0 | 1 | Super Off Peak
2020-02-23 | 4 | 2 | 0 | 1 | 1 | 0 | 0.95685 |  | 0 | 0 | 1 | Super Off Peak | 0 | 0 | 1 | Off Peak | 0 | 1 | Off Peak | 0 | 1 | Off Peak | 0 | 0 | 1 | Super Off Peak | 0 | 0 | 1 | Super Off Peak | 0 | 0 | 1 | Super Off Peak
2020-02-23 | 5 | 2 | 0 | 1 | 1 | 0 | 0.93867 |  | 0 | 0 | 1 | Super Off Peak | 0 | 0 | 1 | Off Peak | 0 | 1 | Off Peak | 0 | 1 | Off Peak | 0 | 0 | 1 | Super Off Peak | 0 | 0 | 1 | Super Off Peak | 0 | 0 | 1 | Super Off Peak
2020-02-23 | 6 | 2 | 0 | 1 | 1 | 0 | 0.93358 |  | 0 | 0 | 1 | Super Off Peak | 0 | 0 | 1 | Off Peak | 0 | 1 | Off Peak | 0 | 1 | Off Peak | 0 | 0 | 1 | Super Off Peak | 0 | 1 | 0 | Off Peak | 0 | 1 | 0 | Off Peak
2020-02-23 | 7 | 2 | 0 | 1 | 1 | 0 | 0.95024 |  | 0 | 0 | 1 | Super Off Peak | 0 | 0 | 1 | Off Peak | 0 | 1 | Off Peak | 0 | 1 | Off Peak | 0 | 0 | 1 | Super Off Peak | 0 | 1 | 0 | Off Peak | 0 | 1 | 0 | Off Peak
2020-02-23 | 8 | 2 | 0 | 1 | 1 | 0 | 0.7141 |  | 0 | 0 | 1 | Super Off Peak | 0 | 0 | 1 | Off Peak | 0 | 1 | Off Peak | 0 | 1 | Off Peak | 0 | 0 | 1 | Super Off Peak | 0 | 1 | 0 | Off Peak | 0 | 1 | 0 | Off Peak
2020-02-23 | 9 | 2 | 0 | 1 | 1 | 0 | 0.25997 |  | 0 | 0 | 1 | Super Off Peak | 0 | 0 | 1 | Off Peak | 0 | 1 | Off Peak | 0 | 1 | Off Peak | 0 | 0 | 1 | Super Off Peak | 0 | 1 | 0 | Off Peak | 0 | 1 | 0 | Off Peak
2020-02-23 | 10 | 2 | 0 | 1 | 1 | 0 | 0.02817 |  | 0 | 0 | 1 | Super Off Peak | 0 | 0 | 1 | Off Peak | 0 | 1 | Off Peak | 0 | 1 | Off Peak | 0 | 0 | 1 | Super Off Peak | 0 | 1 | 0 | Off Peak | 0 | 1 | 0 | Off Peak
2020-02-23 | 11 | 2 | 0 | 1 | 1 | 0 | -0.10397 |  | 0 | 0 | 1 | Super Off Peak | 0 | 0 | 1 | Off Peak | 0 | 1 | Off Peak | 0 | 1 | Off Peak | 0 | 0 | 1 | Super Off Peak | 0 | 1 | 0 | Off Peak | 0 | 1 | 0 | Off Peak
2020-02-23 | 12 | 2 | 0 | 1 | 1 | 0 | -0.18366 |  | 0 | 0 | 1 | Super Off Peak | 0 | 0 | 1 | Off Peak | 0 | 1 | Off Peak | 0 | 1 | Off Peak | 0 | 0 | 1 | Super Off Peak | 0 | 1 | 0 | Off Peak | 0 | 1 | 0 | Off Peak
2020-02-23 | 13 | 2 | 0 | 1 | 1 | 0 | -0.24341 |  | 0 | 0 | 1 | Super Off Peak | 0 | 0 | 1 | Off Peak | 0 | 1 | Off Peak | 0 | 1 | Off Peak | 0 | 0 | 1 | Super Off Peak | 1 | 0 | 0 | On Peak | 0 | 1 | 0 | Off Peak
2020-02-23 | 14 | 2 | 0 | 1 | 1 | 0 | -0.24673 |  | 0 | 0 | 1 | Super Off Peak | 0 | 0 | 1 | Off Peak | 0 | 1 | Off Peak | 0 | 1 | Off Peak | 0 | 0 | 1 | Super Off Peak | 1 | 0 | 0 | On Peak | 0 | 1 | 0 | Off Peak
2020-02-23 | 15 | 2 | 0 | 1 | 1 | 0 | -0.17236 |  | 0 | 1 | 0 | Off Peak | 0 | 0 | 1 | Off Peak | 0 | 1 | Off Peak | 0 | 1 | Off Peak | 0 | 0 | 1 | Super Off Peak | 1 | 0 | 0 | On Peak | 0 | 1 | 0 | Off Peak
2020-02-23 | 16 | 2 | 0 | 1 | 1 | 0 | 0.10033 |  | 0 | 1 | 0 | Off Peak | 0 | 0 | 1 | Off Peak | 0 | 1 | Off Peak | 0 | 1 | Off Peak | 0 | 0 | 1 | Super Off Peak | 1 | 0 | 0 | On Peak | 0 | 1 | 0 | Off Peak
2020-02-23 | 17 | 2 | 0 | 1 | 1 | 0 | 0.62391 |  | 1 | 0 | 0 | On Peak | 0 | 0 | 1 | Off Peak | 0 | 1 | Off Peak | 0 | 1 | Off Peak | 0 | 0 | 1 | Super Off Peak | 1 | 0 | 0 | On Peak | 0 | 1 | 0 | Off Peak
2020-02-23 | 18 | 2 | 0 | 1 | 1 | 0 | 1.0519 |  | 1 | 0 | 0 | On Peak | 0 | 0 | 1 | Off Peak | 0 | 1 | Off Peak | 0 | 1 | Off Peak | 0 | 0 | 1 | Super Off Peak | 1 | 0 | 0 | On Peak | 0 | 1 | 0 | Off Peak
2020-02-23 | 19 | 2 | 0 | 1 | 1 | 0 | 1.3945 |  | 1 | 0 | 0 | On Peak | 0 | 0 | 1 | Off Peak | 0 | 1 | Off Peak | 0 | 1 | Off Peak | 0 | 0 | 1 | Super Off Peak | 1 | 0 | 0 | On Peak | 0 | 1 | 0 | Off Peak
2020-02-23 | 20 | 2 | 0 | 1 | 1 | 0 | 1.6162 |  | 1 | 0 | 0 | On Peak | 0 | 0 | 1 | Off Peak | 0 | 1 | Off Peak | 0 | 1 | Off Peak | 0 | 0 | 1 | Super Off Peak | 1 | 0 | 0 | On Peak | 1 | 0 | 0 | On Peak
2020-02-23 | 21 | 2 | 0 | 1 | 1 | 0 | 1.6018 |  | 1 | 0 | 0 | On Peak | 0 | 0 | 1 | Off Peak | 0 | 1 | Off Peak | 0 | 1 | Off Peak | 0 | 0 | 1 | Super Off Peak | 0 | 1 | 0 | Off Peak | 1 | 0 | 0 | On Peak
2020-02-23 | 22 | 2 | 0 | 1 | 1 | 0 | 1.5704 |  | 0 | 1 | 0 | Off Peak | 0 | 0 | 1 | Off Peak | 0 | 1 | Off Peak | 0 | 1 | Off Peak | 0 | 0 | 1 | Super Off Peak | 0 | 1 | 0 | Off Peak | 1 | 0 | 0 | On Peak
2020-02-23 | 23 | 2 | 0 | 1 | 1 | 0 | 1.458 |  | 0 | 1 | 0 | Off Peak | 0 | 0 | 1 | Off Peak | 0 | 1 | Off Peak | 0 | 1 | Off Peak | 0 | 0 | 1 | Super Off Peak | 0 | 1 | 0 | Off Peak | 1 | 0 | 0 | On Peak
2020-02-23 | 24 | 2 | 0 | 1 | 1 | 0 | 1.2854 |  | 0 | 1 | 0 | Off Peak | 0 | 0 | 1 | Off Peak | 0 | 1 | Off Peak | 0 | 1 | Off Peak | 0 | 0 | 1 | Super Off Peak | 0 | 1 | 0 | Off Peak | 1 | 0 | 0 | On Peak
2020-02-24 | 1 | 2 | 0 | 0 | 0 | 0 | 1.1743 |  | 0 | 0 | 1 | Super Off Peak | 0 | 0 | 1 | Off Peak | 0 | 1 | Off Peak | 0 | 1 | Off Peak | 0 | 0 | 1 | Super Off Peak | 0 | 0 | 1 | Super Off Peak | 0 | 0 | 1 | Super Off Peak
2020-02-24 | 2 | 2 | 0 | 0 | 0 | 0 | 1.0627 |  | 0 | 0 | 1 | Super Off Peak | 0 | 0 | 1 | Off Peak | 0 | 1 | Off Peak | 0 | 1 | Off Peak | 0 | 0 | 1 | Super Off Peak | 0 | 0 | 1 | Super Off Peak | 0 | 0 | 1 | Super Off Peak
2020-02-24 | 3 | 2 | 0 | 0 | 0 | 0 | 1.0076 |  | 0 | 0 | 1 | Super Off Peak | 0 | 0 | 1 | Off Peak | 0 | 1 | Off Peak | 0 | 1 | Off Peak | 0 | 0 | 1 | Super Off Peak | 0 | 0 | 1 | Super Off Peak | 0 | 0 | 1 | Super Off Peak
2020-02-24 | 4 | 2 | 0 | 0 | 0 | 0 | 0.9767 |  | 0 | 0 | 1 | Super Off Peak | 0 | 0 | 1 | Off Peak | 0 | 1 | Off Peak | 0 | 1 | Off Peak | 0 | 0 | 1 | Super Off Peak | 0 | 0 | 1 | Super Off Peak | 0 | 0 | 1 | Super Off Peak
2020-02-24 | 5 | 2 | 0 | 0 | 0 | 0 | 0.95576 |  | 0 | 0 | 1 | Super Off Peak | 0 | 0 | 1 | Off Peak | 0 | 1 | Off Peak | 0 | 1 | Off Peak | 0 | 0 | 1 | Super Off Peak | 0 | 0 | 1 | Super Off Peak | 0 | 0 | 1 | Super Off Peak
2020-02-24 | 6 | 2 | 0 | 0 | 0 | 0 | 0.9706 |  | 0 | 0 | 1 | Super Off Peak | 0 | 0 | 1 | Off Peak | 0 | 1 | Off Peak | 0 | 1 | Off Peak | 0 | 0 | 1 | Super Off Peak | 0 | 1 | 0 | Off Peak | 0 | 1 | 0 | Off Peak
2020-02-24 | 7 | 2 | 0 | 0 | 0 | 0 | 1.425 |  | 0 | 1 | 0 | Off Peak | 0 | 1 | 0 | Semi Peak | 0 | 1 | Off Peak | 0 | 1 | Off Peak | 0 | 1 | 0 | Off Peak | 0 | 1 | 0 | Off Peak | 0 | 1 | 0 | Off Peak
2020-02-24 | 8 | 2 | 0 | 0 | 0 | 0 | 1.2998 |  | 0 | 1 | 0 | Off Peak | 0 | 1 | 0 | Semi Peak | 0 | 1 | Off Peak | 0 | 1 | Off Peak | 0 | 1 | 0 | Off Peak | 0 | 1 | 0 | Off Peak | 0 | 1 | 0 | Off Peak
2020-02-24 | 9 | 2 | 0 | 0 | 0 | 0 | 0.75177 |  | 0 | 1 | 0 | Off Peak | 0 | 1 | 0 | Semi Peak | 0 | 1 | Off Peak | 0 | 1 | Off Peak | 0 | 1 | 0 | Off Peak | 0 | 1 | 0 | Off Peak | 0 | 1 | 0 | Off Peak
2020-02-24 | 10 | 2 | 0 | 0 | 0 | 0 | 0.37952 |  | 0 | 1 | 0 | Off Peak | 0 | 1 | 0 | Semi Peak | 0 | 1 | Off Peak | 0 | 1 | Off Peak | 0 | 1 | 0 | Off Peak | 0 | 1 | 0 | Off Peak | 0 | 1 | 0 | Off Peak
2020-02-24 | 11 | 2 | 0 | 0 | 0 | 0 | 0.17847 |  | 0 | 1 | 0 | Off Peak | 0 | 1 | 0 | Semi Peak | 0 | 1 | Off Peak | 0 | 1 | Off Peak | 0 | 1 | 0 | Off Peak | 0 | 1 | 0 | Off Peak | 0 | 1 | 0 | Off Peak
2020-02-24 | 12 | 2 | 0 | 0 | 0 | 0 | 0.052426 |  | 0 | 1 | 0 | Off Peak | 0 | 1 | 0 | Semi Peak | 0 | 1 | Off Peak | 0 | 1 | Off Peak | 0 | 1 | 0 | Off Peak | 0 | 1 | 0 | Off Peak | 0 | 1 | 0 | Off Peak
2020-02-24 | 13 | 2 | 0 | 0 | 0 | 0 | -0.036188 |  | 0 | 1 | 0 | Off Peak | 0 | 1 | 0 | Semi Peak | 0 | 1 | Off Peak | 1 | 0 | On Peak | 0 | 1 | 0 | Off Peak | 1 | 0 | 0 | On Peak | 0 | 1 | 0 | Off Peak
2020-02-24 | 14 | 2 | 0 | 0 | 0 | 0 | -0.042809 |  | 0 | 1 | 0 | Off Peak | 0 | 1 | 0 | Semi Peak | 0 | 1 | Off Peak | 1 | 0 | On Peak | 0 | 1 | 0 | Off Peak | 1 | 0 | 0 | On Peak | 0 | 1 | 0 | Off Peak
2020-02-24 | 15 | 2 | 0 | 0 | 0 | 0 | 0.082781 |  | 0 | 1 | 0 | Off Peak | 0 | 1 | 0 | Semi Peak | 0 | 1 | Off Peak | 1 | 0 | On Peak | 0 | 1 | 0 | Off Peak | 1 | 0 | 0 | On Peak | 0 | 1 | 0 | Off Peak
2020-02-24 | 16 | 2 | 0 | 0 | 0 | 0 | 0.4615 |  | 0 | 1 | 0 | Off Peak | 0 | 1 | 0 | Semi Peak | 0 | 1 | Off Peak | 1 | 0 | On Peak | 0 | 1 | 0 | Off Peak | 1 | 0 | 0 | On Peak | 0 | 1 | 0 | Off Peak
2020-02-24 | 17 | 2 | 0 | 0 | 0 | 0 | 1.196 |  | 1 | 0 | 0 | On Peak | 0 | 1 | 0 | Semi Peak | 1 | 0 | On Peak | 1 | 0 | On Peak | 0 | 1 | 0 | Off Peak | 1 | 0 | 0 | On Peak | 0 | 1 | 0 | Off Peak
2020-02-24 | 18 | 2 | 0 | 0 | 0 | 0 | 1.7658 |  | 1 | 0 | 0 | On Peak | 1 | 0 | 0 | On Peak | 1 | 0 | On Peak | 1 | 0 | On Peak | 0 | 1 | 0 | Off Peak | 1 | 0 | 0 | On Peak | 0 | 1 | 0 | Off Peak
2020-02-24 | 19 | 2 | 0 | 0 | 0 | 0 | 2.1913 |  | 1 | 0 | 0 | On Peak | 1 | 0 | 0 | On Peak | 1 | 0 | On Peak | 0 | 1 | Off Peak | 0 | 0 | 1 | Super Off Peak | 1 | 0 | 0 | On Peak | 0 | 1 | 0 | Off Peak
2020-02-24 | 20 | 2 | 0 | 0 | 0 | 0 | 2.4124 |  | 1 | 0 | 0 | On Peak | 1 | 0 | 0 | On Peak | 1 | 0 | On Peak | 0 | 1 | Off Peak | 0 | 0 | 1 | Super Off Peak | 1 | 0 | 0 | On Peak | 1 | 0 | 0 | On Peak
2020-02-24 | 21 | 2 | 0 | 0 | 0 | 0 | 2.391 |  | 1 | 0 | 0 | On Peak | 0 | 1 | 0 | Semi Peak | 1 | 0 | On Peak | 0 | 1 | Off Peak | 0 | 0 | 1 | Super Off Peak | 0 | 1 | 0 | Off Peak | 1 | 0 | 0 | On Peak
2020-02-24 | 22 | 2 | 0 | 0 | 0 | 0 | 2.312 |  | 0 | 1 | 0 | Off Peak | 0 | 1 | 0 | Semi Peak | 0 | 1 | Off Peak | 0 | 1 | Off Peak | 0 | 0 | 1 | Super Off Peak | 0 | 1 | 0 | Off Peak | 1 | 0 | 0 | On Peak
2020-02-24 | 23 | 2 | 0 | 0 | 0 | 0 | 1.5732 |  | 0 | 1 | 0 | Off Peak | 0 | 0 | 1 | Off Peak | 0 | 1 | Off Peak | 0 | 1 | Off Peak | 0 | 0 | 1 | Super Off Peak | 0 | 1 | 0 | Off Peak | 1 | 0 | 0 | On Peak
2020-02-24 | 24 | 2 | 0 | 0 | 0 | 0 | 1.3504 |  | 0 | 1 | 0 | Off Peak | 0 | 0 | 1 | Off Peak | 0 | 1 | Off Peak | 0 | 1 | Off Peak | 0 | 0 | 1 | Super Off Peak | 0 | 1 | 0 | Off Peak | 1 | 0 | 0 | On Peak
2020-02-25 | 1 | 2 | 0 | 0 | 0 | 0 | 1.1643 |  | 0 | 0 | 1 | Super Off Peak | 0 | 0 | 1 | Off Peak | 0 | 1 | Off Peak | 0 | 1 | Off Peak | 0 | 0 | 1 | Super Off Peak | 0 | 0 | 1 | Super Off Peak | 0 | 0 | 1 | Super Off Peak
2020-02-25 | 2 | 2 | 0 | 0 | 0 | 0 | 1.0642 |  | 0 | 0 | 1 | Super Off Peak | 0 | 0 | 1 | Off Peak | 0 | 1 | Off Peak | 0 | 1 | Off Peak | 0 | 0 | 1 | Super Off Peak | 0 | 0 | 1 | Super Off Peak | 0 | 0 | 1 | Super Off Peak
2020-02-25 | 3 | 2 | 0 | 0 | 0 | 0 | 1.0097 |  | 0 | 0 | 1 | Super Off Peak | 0 | 0 | 1 | Off Peak | 0 | 1 | Off Peak | 0 | 1 | Off Peak | 0 | 0 | 1 | Super Off Peak | 0 | 0 | 1 | Super Off Peak | 0 | 0 | 1 | Super Off Peak
2020-02-25 | 4 | 2 | 0 | 0 | 0 | 0 | 0.9768 |  | 0 | 0 | 1 | Super Off Peak | 0 | 0 | 1 | Off Peak | 0 | 1 | Off Peak | 0 | 1 | Off Peak | 0 | 0 | 1 | Super Off Peak | 0 | 0 | 1 | Super Off Peak | 0 | 0 | 1 | Super Off Peak
2020-02-25 | 5 | 2 | 0 | 0 | 0 | 0 | 0.9541 |  | 0 | 0 | 1 | Super Off Peak | 0 | 0 | 1 | Off Peak | 0 | 1 | Off Peak | 0 | 1 | Off Peak | 0 | 0 | 1 | Super Off Peak | 0 | 0 | 1 | Super Off Peak | 0 | 0 | 1 | Super Off Peak
2020-02-25 | 6 | 2 | 0 | 0 | 0 | 0 | 0.96513 |  | 0 | 0 | 1 | Super Off Peak | 0 | 0 | 1 | Off Peak | 0 | 1 | Off Peak | 0 | 1 | Off Peak | 0 | 0 | 1 | Super Off Peak | 0 | 1 | 0 | Off Peak | 0 | 1 | 0 | Off Peak
2020-02-25 | 7 | 2 | 0 | 0 | 0 | 0 | 1.4153 |  | 0 | 1 | 0 | Off Peak | 0 | 1 | 0 | Semi Peak | 0 | 1 | Off Peak | 0 | 1 | Off Peak | 0 | 1 | 0 | Off Peak | 0 | 1 | 0 | Off Peak | 0 | 1 | 0 | Off Peak
2020-02-25 | 8 | 2 | 0 | 0 | 0 | 0 | 1.2394 |  | 0 | 1 | 0 | Off Peak | 0 | 1 | 0 | Semi Peak | 0 | 1 | Off Peak | 0 | 1 | Off Peak | 0 | 1 | 0 | Off Peak | 0 | 1 | 0 | Off Peak | 0 | 1 | 0 | Off Peak
2020-02-25 | 9 | 2 | 0 | 0 | 0 | 0 | 0.67795 |  | 0 | 1 | 0 | Off Peak | 0 | 1 | 0 | Semi Peak | 0 | 1 | Off Peak | 0 | 1 | Off Peak | 0 | 1 | 0 | Off Peak | 0 | 1 | 0 | Off Peak | 0 | 1 | 0 | Off Peak
2020-02-25 | 10 | 2 | 0 | 0 | 0 | 0 | 0.30617 |  | 0 | 1 | 0 | Off Peak | 0 | 1 | 0 | Semi Peak | 0 | 1 | Off Peak | 0 | 1 | Off Peak | 0 | 1 | 0 | Off Peak | 0 | 1 | 0 | Off Peak | 0 | 1 | 0 | Off Peak
2020-02-25 | 11 | 2 | 0 | 0 | 0 | 0 | 0.094305 |  | 0 | 1 | 0 | Off Peak | 0 | 1 | 0 | Semi Peak | 0 | 1 | Off Peak | 0 | 1 | Off Peak | 0 | 1 | 0 | Off Peak | 0 | 1 | 0 | Off Peak | 0 | 1 | 0 | Off Peak
2020-02-25 | 12 | 2 | 0 | 0 | 0 | 0 | -0.046161 |  | 0 | 1 | 0 | Off Peak | 0 | 1 | 0 | Semi Peak | 0 | 1 | Off Peak | 0 | 1 | Off Peak | 0 | 1 | 0 | Off Peak | 0 | 1 | 0 | Off Peak | 0 | 1 | 0 | Off Peak
2020-02-25 | 13 | 2 | 0 | 0 | 0 | 0 | -0.14723 |  | 0 | 1 | 0 | Off Peak | 0 | 1 | 0 | Semi Peak | 0 | 1 | Off Peak | 1 | 0 | On Peak | 0 | 1 | 0 | Off Peak | 1 | 0 | 0 | On Peak | 0 | 1 | 0 | Off Peak
2020-02-25 | 14 | 2 | 0 | 0 | 0 | 0 | -0.16506 |  | 0 | 1 | 0 | Off Peak | 0 | 1 | 0 | Semi Peak | 0 | 1 | Off Peak | 1 | 0 | On Peak | 0 | 1 | 0 | Off Peak | 1 | 0 | 0 | On Peak | 0 | 1 | 0 | Off Peak
2020-02-25 | 15 | 2 | 0 | 0 | 0 | 0 | -0.053454 |  | 0 | 1 | 0 | Off Peak | 0 | 1 | 0 | Semi Peak | 0 | 1 | Off Peak | 1 | 0 | On Peak | 0 | 1 | 0 | Off Peak | 1 | 0 | 0 | On Peak | 0 | 1 | 0 | Off Peak
2020-02-25 | 16 | 2 | 0 | 0 | 0 | 0 | 0.30821 |  | 0 | 1 | 0 | Off Peak | 0 | 1 | 0 | Semi Peak | 0 | 1 | Off Peak | 1 | 0 | On Peak | 0 | 1 | 0 | Off Peak | 1 | 0 | 0 | On Peak | 0 | 1 | 0 | Off Peak
2020-02-25 | 17 | 2 | 0 | 0 | 0 | 0 | 1.0351 |  | 1 | 0 | 0 | On Peak | 0 | 1 | 0 | Semi Peak | 1 | 0 | On Peak | 1 | 0 | On Peak | 0 | 1 | 0 | Off Peak | 1 | 0 | 0 | On Peak | 0 | 1 | 0 | Off Peak
2020-02-25 | 18 | 2 | 0 | 0 | 0 | 0 | 1.6112 |  | 1 | 0 | 0 | On Peak | 1 | 0 | 0 | On Peak | 1 | 0 | On Peak | 1 | 0 | On Peak | 0 | 1 | 0 | Off Peak | 1 | 0 | 0 | On Peak | 0 | 1 | 0 | Off Peak
2020-02-25 | 19 | 2 | 0 | 0 | 0 | 0 | 2.0747 |  | 1 | 0 | 0 | On Peak | 1 | 0 | 0 | On Peak | 1 | 0 | On Peak | 0 | 1 | Off Peak | 0 | 0 | 1 | Super Off Peak | 1 | 0 | 0 | On Peak | 0 | 1 | 0 | Off Peak
2020-02-25 | 20 | 2 | 0 | 0 | 0 | 0 | 2.3407 |  | 1 | 0 | 0 | On Peak | 1 | 0 | 0 | On Peak | 1 | 0 | On Peak | 0 | 1 | Off Peak | 0 | 0 | 1 | Super Off Peak | 1 | 0 | 0 | On Peak | 1 | 0 | 0 | On Peak
2020-02-25 | 21 | 2 | 0 | 0 | 0 | 0 | 2.326 |  | 1 | 0 | 0 | On Peak | 0 | 1 | 0 | Semi Peak | 1 | 0 | On Peak | 0 | 1 | Off Peak | 0 | 0 | 1 | Super Off Peak | 0 | 1 | 0 | Off Peak | 1 | 0 | 0 | On Peak
2020-02-25 | 22 | 2 | 0 | 0 | 0 | 0 | 2.2502 |  | 0 | 1 | 0 | Off Peak | 0 | 1 | 0 | Semi Peak | 0 | 1 | Off Peak | 0 | 1 | Off Peak | 0 | 0 | 1 | Super Off Peak | 0 | 1 | 0 | Off Peak | 1 | 0 | 0 | On Peak
2020-02-25 | 23 | 2 | 0 | 0 | 0 | 0 | 1.5422 |  | 0 | 1 | 0 | Off Peak | 0 | 0 | 1 | Off Peak | 0 | 1 | Off Peak | 0 | 1 | Off Peak | 0 | 0 | 1 | Super Off Peak | 0 | 1 | 0 | Off Peak | 1 | 0 | 0 | On Peak
2020-02-25 | 24 | 2 | 0 | 0 | 0 | 0 | 1.3406 |  | 0 | 1 | 0 | Off Peak | 0 | 0 | 1 | Off Peak | 0 | 1 | Off Peak | 0 | 1 | Off Peak | 0 | 0 | 1 | Super Off Peak | 0 | 1 | 0 | Off Peak | 1 | 0 | 0 | On Peak
2020-02-26 | 1 | 2 | 0 | 0 | 0 | 0 | 1.1329 |  | 0 | 0 | 1 | Super Off Peak | 0 | 0 | 1 | Off Peak | 0 | 1 | Off Peak | 0 | 1 | Off Peak | 0 | 0 | 1 | Super Off Peak | 0 | 0 | 1 | Super Off Peak | 0 | 0 | 1 | Super Off Peak
2020-02-26 | 2 | 2 | 0 | 0 | 0 | 0 | 1.0295 |  | 0 | 0 | 1 | Super Off Peak | 0 | 0 | 1 | Off Peak | 0 | 1 | Off Peak | 0 | 1 | Off Peak | 0 | 0 | 1 | Super Off Peak | 0 | 0 | 1 | Super Off Peak | 0 | 0 | 1 | Super Off Peak
2020-02-26 | 3 | 2 | 0 | 0 | 0 | 0 | 0.9807 |  | 0 | 0 | 1 | Super Off Peak | 0 | 0 | 1 | Off Peak | 0 | 1 | Off Peak | 0 | 1 | Off Peak | 0 | 0 | 1 | Super Off Peak | 0 | 0 | 1 | Super Off Peak | 0 | 0 | 1 | Super Off Peak
2020-02-26 | 4 | 2 | 0 | 0 | 0 | 0 | 0.95032 |  | 0 | 0 | 1 | Super Off Peak | 0 | 0 | 1 | Off Peak | 0 | 1 | Off Peak | 0 | 1 | Off Peak | 0 | 0 | 1 | Super Off Peak | 0 | 0 | 1 | Super Off Peak | 0 | 0 | 1 | Super Off Peak
2020-02-26 | 5 | 2 | 0 | 0 | 0 | 0 | 0.92975 |  | 0 | 0 | 1 | Super Off Peak | 0 | 0 | 1 | Off Peak | 0 | 1 | Off Peak | 0 | 1 | Off Peak | 0 | 0 | 1 | Super Off Peak | 0 | 0 | 1 | Super Off Peak | 0 | 0 | 1 | Super Off Peak
2020-02-26 | 6 | 2 | 0 | 0 | 0 | 0 | 0.93497 |  | 0 | 0 | 1 | Super Off Peak | 0 | 0 | 1 | Off Peak | 0 | 1 | Off Peak | 0 | 1 | Off Peak | 0 | 0 | 1 | Super Off Peak | 0 | 1 | 0 | Off Peak | 0 | 1 | 0 | Off Peak
2020-02-26 | 7 | 2 | 0 | 0 | 0 | 0 | 1.379 |  | 0 | 1 | 0 | Off Peak | 0 | 1 | 0 | Semi Peak | 0 | 1 | Off Peak | 0 | 1 | Off Peak | 0 | 1 | 0 | Off Peak | 0 | 1 | 0 | Off Peak | 0 | 1 | 0 | Off Peak
2020-02-26 | 8 | 2 | 0 | 0 | 0 | 0 | 1.1839 |  | 0 | 1 | 0 | Off Peak | 0 | 1 | 0 | Semi Peak | 0 | 1 | Off Peak | 0 | 1 | Off Peak | 0 | 1 | 0 | Off Peak | 0 | 1 | 0 | Off Peak | 0 | 1 | 0 | Off Peak
2020-02-26 | 9 | 2 | 0 | 0 | 0 | 0 | 0.6301 |  | 0 | 1 | 0 | Off Peak | 0 | 1 | 0 | Semi Peak | 0 | 1 | Off Peak | 0 | 1 | Off Peak | 0 | 1 | 0 | Off Peak | 0 | 1 | 0 | Off Peak | 0 | 1 | 0 | Off Peak
2020-02-26 | 10 | 2 | 0 | 0 | 0 | 0 | 0.27373 |  | 0 | 1 | 0 | Off Peak | 0 | 1 | 0 | Semi Peak | 0 | 1 | Off Peak | 0 | 1 | Off Peak | 0 | 1 | 0 | Off Peak | 0 | 1 | 0 | Off Peak | 0 | 1 | 0 | Off Peak
2020-02-26 | 11 | 2 | 0 | 0 | 0 | 0 | 0.08511 |  | 0 | 1 | 0 | Off Peak | 0 | 1 | 0 | Semi Peak | 0 | 1 | Off Peak | 0 | 1 | Off Peak | 0 | 1 | 0 | Off Peak | 0 | 1 | 0 | Off Peak | 0 | 1 | 0 | Off Peak
2020-02-26 | 12 | 2 | 0 | 0 | 0 | 0 | -0.021866 |  | 0 | 1 | 0 | Off Peak | 0 | 1 | 0 | Semi Peak | 0 | 1 | Off Peak | 0 | 1 | Off Peak | 0 | 1 | 0 | Off Peak | 0 | 1 | 0 | Off Peak | 0 | 1 | 0 | Off Peak
2020-02-26 | 13 | 2 | 0 | 0 | 0 | 0 | -0.099158 |  | 0 | 1 | 0 | Off Peak | 0 | 1 | 0 | Semi Peak | 0 | 1 | Off Peak | 1 | 0 | On Peak | 0 | 1 | 0 | Off Peak | 1 | 0 | 0 | On Peak | 0 | 1 | 0 | Off Peak
2020-02-26 | 14 | 2 | 0 | 0 | 0 | 0 | -0.10269 |  | 0 | 1 | 0 | Off Peak | 0 | 1 | 0 | Semi Peak | 0 | 1 | Off Peak | 1 | 0 | On Peak | 0 | 1 | 0 | Off Peak | 1 | 0 | 0 | On Peak | 0 | 1 | 0 | Off Peak
2020-02-26 | 15 | 2 | 0 | 0 | 0 | 0 | 0.0039795 |  | 0 | 1 | 0 | Off Peak | 0 | 1 | 0 | Semi Peak | 0 | 1 | Off Peak | 1 | 0 | On Peak | 0 | 1 | 0 | Off Peak | 1 | 0 | 0 | On Peak | 0 | 1 | 0 | Off Peak
2020-02-26 | 16 | 2 | 0 | 0 | 0 | 0 | 0.37619 |  | 0 | 1 | 0 | Off Peak | 0 | 1 | 0 | Semi Peak | 0 | 1 | Off Peak | 1 | 0 | On Peak | 0 | 1 | 0 | Off Peak | 1 | 0 | 0 | On Peak | 0 | 1 | 0 | Off Peak
2020-02-26 | 17 | 2 | 0 | 0 | 0 | 0 | 1.1153 |  | 1 | 0 | 0 | On Peak | 0 | 1 | 0 | Semi Peak | 1 | 0 | On Peak | 1 | 0 | On Peak | 0 | 1 | 0 | Off Peak | 1 | 0 | 0 | On Peak | 0 | 1 | 0 | Off Peak
2020-02-26 | 18 | 2 | 0 | 0 | 0 | 0 | 1.6814 |  | 1 | 0 | 0 | On Peak | 1 | 0 | 0 | On Peak | 1 | 0 | On Peak | 1 | 0 | On Peak | 0 | 1 | 0 | Off Peak | 1 | 0 | 0 | On Peak | 0 | 1 | 0 | Off Peak
2020-02-26 | 19 | 2 | 0 | 0 | 0 | 0 | 2.0796 |  | 1 | 0 | 0 | On Peak | 1 | 0 | 0 | On Peak | 1 | 0 | On Peak | 0 | 1 | Off Peak | 0 | 0 | 1 | Super Off Peak | 1 | 0 | 0 | On Peak | 0 | 1 | 0 | Off Peak
2020-02-26 | 20 | 2 | 0 | 0 | 0 | 0 | 2.3427 |  | 1 | 0 | 0 | On Peak | 1 | 0 | 0 | On Peak | 1 | 0 | On Peak | 0 | 1 | Off Peak | 0 | 0 | 1 | Super Off Peak | 1 | 0 | 0 | On Peak | 1 | 0 | 0 | On Peak
2020-02-26 | 21 | 2 | 0 | 0 | 0 | 0 | 2.3322 |  | 1 | 0 | 0 | On Peak | 0 | 1 | 0 | Semi Peak | 1 | 0 | On Peak | 0 | 1 | Off Peak | 0 | 0 | 1 | Super Off Peak | 0 | 1 | 0 | Off Peak | 1 | 0 | 0 | On Peak
2020-02-26 | 22 | 2 | 0 | 0 | 0 | 0 | 2.2497 |  | 0 | 1 | 0 | Off Peak | 0 | 1 | 0 | Semi Peak | 0 | 1 | Off Peak | 0 | 1 | Off Peak | 0 | 0 | 1 | Super Off Peak | 0 | 1 | 0 | Off Peak | 1 | 0 | 0 | On Peak
2020-02-26 | 23 | 2 | 0 | 0 | 0 | 0 | 1.5237 |  | 0 | 1 | 0 | Off Peak | 0 | 0 | 1 | Off Peak | 0 | 1 | Off Peak | 0 | 1 | Off Peak | 0 | 0 | 1 | Super Off Peak | 0 | 1 | 0 | Off Peak | 1 | 0 | 0 | On Peak
2020-02-26 | 24 | 2 | 0 | 0 | 0 | 0 | 1.306 |  | 0 | 1 | 0 | Off Peak | 0 | 0 | 1 | Off Peak | 0 | 1 | Off Peak | 0 | 1 | Off Peak | 0 | 0 | 1 | Super Off Peak | 0 | 1 | 0 | Off Peak | 1 | 0 | 0 | On Peak
2020-02-27 | 1 | 2 | 0 | 0 | 0 | 0 | 1.1656 |  | 0 | 0 | 1 | Super Off Peak | 0 | 0 | 1 | Off Peak | 0 | 1 | Off Peak | 0 | 1 | Off Peak | 0 | 0 | 1 | Super Off Peak | 0 | 0 | 1 | Super Off Peak | 0 | 0 | 1 | Super Off Peak
2020-02-27 | 2 | 2 | 0 | 0 | 0 | 0 | 1.0674 |  | 0 | 0 | 1 | Super Off Peak | 0 | 0 | 1 | Off Peak | 0 | 1 | Off Peak | 0 | 1 | Off Peak | 0 | 0 | 1 | Super Off Peak | 0 | 0 | 1 | Super Off Peak | 0 | 0 | 1 | Super Off Peak
2020-02-27 | 3 | 2 | 0 | 0 | 0 | 0 | 1.0116 |  | 0 | 0 | 1 | Super Off Peak | 0 | 0 | 1 | Off Peak | 0 | 1 | Off Peak | 0 | 1 | Off Peak | 0 | 0 | 1 | Super Off Peak | 0 | 0 | 1 | Super Off Peak | 0 | 0 | 1 | Super Off Peak
2020-02-27 | 4 | 2 | 0 | 0 | 0 | 0 | 0.98225 |  | 0 | 0 | 1 | Super Off Peak | 0 | 0 | 1 | Off Peak | 0 | 1 | Off Peak | 0 | 1 | Off Peak | 0 | 0 | 1 | Super Off Peak | 0 | 0 | 1 | Super Off Peak | 0 | 0 | 1 | Super Off Peak
2020-02-27 | 5 | 2 | 0 | 0 | 0 | 0 | 0.96295 |  | 0 | 0 | 1 | Super Off Peak | 0 | 0 | 1 | Off Peak | 0 | 1 | Off Peak | 0 | 1 | Off Peak | 0 | 0 | 1 | Super Off Peak | 0 | 0 | 1 | Super Off Peak | 0 | 0 | 1 | Super Off Peak
2020-02-27 | 6 | 2 | 0 | 0 | 0 | 0 | 0.97448 |  | 0 | 0 | 1 | Super Off Peak | 0 | 0 | 1 | Off Peak | 0 | 1 | Off Peak | 0 | 1 | Off Peak | 0 | 0 | 1 | Super Off Peak | 0 | 1 | 0 | Off Peak | 0 | 1 | 0 | Off Peak
2020-02-27 | 7 | 2 | 0 | 0 | 0 | 0 | 1.4464 |  | 0 | 1 | 0 | Off Peak | 0 | 1 | 0 | Semi Peak | 0 | 1 | Off Peak | 0 | 1 | Off Peak | 0 | 1 | 0 | Off Peak | 0 | 1 | 0 | Off Peak | 0 | 1 | 0 | Off Peak
2020-02-27 | 8 | 2 | 0 | 0 | 0 | 0 | 1.2951 |  | 0 | 1 | 0 | Off Peak | 0 | 1 | 0 | Semi Peak | 0 | 1 | Off Peak | 0 | 1 | Off Peak | 0 | 1 | 0 | Off Peak | 0 | 1 | 0 | Off Peak | 0 | 1 | 0 | Off Peak
2020-02-27 | 9 | 2 | 0 | 0 | 0 | 0 | 0.72752 |  | 0 | 1 | 0 | Off Peak | 0 | 1 | 0 | Semi Peak | 0 | 1 | Off Peak | 0 | 1 | Off Peak | 0 | 1 | 0 | Off Peak | 0 | 1 | 0 | Off Peak | 0 | 1 | 0 | Off Peak
2020-02-27 | 10 | 2 | 0 | 0 | 0 | 0 | 0.33668 |  | 0 | 1 | 0 | Off Peak | 0 | 1 | 0 | Semi Peak | 0 | 1 | Off Peak | 0 | 1 | Off Peak | 0 | 1 | 0 | Off Peak | 0 | 1 | 0 | Off Peak | 0 | 1 | 0 | Off Peak
2020-02-27 | 11 | 2 | 0 | 0 | 0 | 0 | 0.13295 |  | 0 | 1 | 0 | Off Peak | 0 | 1 | 0 | Semi Peak | 0 | 1 | Off Peak | 0 | 1 | Off Peak | 0 | 1 | 0 | Off Peak | 0 | 1 | 0 | Off Peak | 0 | 1 | 0 | Off Peak
2020-02-27 | 12 | 2 | 0 | 0 | 0 | 0 | 0.017602 |  | 0 | 1 | 0 | Off Peak | 0 | 1 | 0 | Semi Peak | 0 | 1 | Off Peak | 0 | 1 | Off Peak | 0 | 1 | 0 | Off Peak | 0 | 1 | 0 | Off Peak | 0 | 1 | 0 | Off Peak
2020-02-27 | 13 | 2 | 0 | 0 | 0 | 0 | -0.080415 |  | 0 | 1 | 0 | Off Peak | 0 | 1 | 0 | Semi Peak | 0 | 1 | Off Peak | 1 | 0 | On Peak | 0 | 1 | 0 | Off Peak | 1 | 0 | 0 | On Peak | 0 | 1 | 0 | Off Peak
2020-02-27 | 14 | 2 | 0 | 0 | 0 | 0 | -0.1002 |  | 0 | 1 | 0 | Off Peak | 0 | 1 | 0 | Semi Peak | 0 | 1 | Off Peak | 1 | 0 | On Peak | 0 | 1 | 0 | Off Peak | 1 | 0 | 0 | On Peak | 0 | 1 | 0 | Off Peak
2020-02-27 | 15 | 2 | 0 | 0 | 0 | 0 | 0.013594 |  | 0 | 1 | 0 | Off Peak | 0 | 1 | 0 | Semi Peak | 0 | 1 | Off Peak | 1 | 0 | On Peak | 0 | 1 | 0 | Off Peak | 1 | 0 | 0 | On Peak | 0 | 1 | 0 | Off Peak
2020-02-27 | 16 | 2 | 0 | 0 | 0 | 0 | 0.38521 |  | 0 | 1 | 0 | Off Peak | 0 | 1 | 0 | Semi Peak | 0 | 1 | Off Peak | 1 | 0 | On Peak | 0 | 1 | 0 | Off Peak | 1 | 0 | 0 | On Peak | 0 | 1 | 0 | Off Peak
2020-02-27 | 17 | 2 | 0 | 0 | 0 | 0 | 1.1103 |  | 1 | 0 | 0 | On Peak | 0 | 1 | 0 | Semi Peak | 1 | 0 | On Peak | 1 | 0 | On Peak | 0 | 1 | 0 | Off Peak | 1 | 0 | 0 | On Peak | 0 | 1 | 0 | Off Peak
2020-02-27 | 18 | 2 | 0 | 0 | 0 | 0 | 1.6585 |  | 1 | 0 | 0 | On Peak | 1 | 0 | 0 | On Peak | 1 | 0 | On Peak | 1 | 0 | On Peak | 0 | 1 | 0 | Off Peak | 1 | 0 | 0 | On Peak | 0 | 1 | 0 | Off Peak
2020-02-27 | 19 | 2 | 0 | 0 | 0 | 0 | 2.0595 |  | 1 | 0 | 0 | On Peak | 1 | 0 | 0 | On Peak | 1 | 0 | On Peak | 0 | 1 | Off Peak | 0 | 0 | 1 | Super Off Peak | 1 | 0 | 0 | On Peak | 0 | 1 | 0 | Off Peak
2020-02-27 | 20 | 2 | 0 | 0 | 0 | 0 | 2.2929 |  | 1 | 0 | 0 | On Peak | 1 | 0 | 0 | On Peak | 1 | 0 | On Peak | 0 | 1 | Off Peak | 0 | 0 | 1 | Super Off Peak | 1 | 0 | 0 | On Peak | 1 | 0 | 0 | On Peak
2020-02-27 | 21 | 2 | 0 | 0 | 0 | 0 | 2.2839 |  | 1 | 0 | 0 | On Peak | 0 | 1 | 0 | Semi Peak | 1 | 0 | On Peak | 0 | 1 | Off Peak | 0 | 0 | 1 | Super Off Peak | 0 | 1 | 0 | Off Peak | 1 | 0 | 0 | On Peak
2020-02-27 | 22 | 2 | 0 | 0 | 0 | 0 | 2.2018 |  | 0 | 1 | 0 | Off Peak | 0 | 1 | 0 | Semi Peak | 0 | 1 | Off Peak | 0 | 1 | Off Peak | 0 | 0 | 1 | Super Off Peak | 0 | 1 | 0 | Off Peak | 1 | 0 | 0 | On Peak
2020-02-27 | 23 | 2 | 0 | 0 | 0 | 0 | 1.5157 |  | 0 | 1 | 0 | Off Peak | 0 | 0 | 1 | Off Peak | 0 | 1 | Off Peak | 0 | 1 | Off Peak | 0 | 0 | 1 | Super Off Peak | 0 | 1 | 0 | Off Peak | 1 | 0 | 0 | On Peak
2020-02-27 | 24 | 2 | 0 | 0 | 0 | 0 | 1.3329 |  | 0 | 1 | 0 | Off Peak | 0 | 0 | 1 | Off Peak | 0 | 1 | Off Peak | 0 | 1 | Off Peak | 0 | 0 | 1 | Super Off Peak | 0 | 1 | 0 | Off Peak | 1 | 0 | 0 | On Peak
2020-02-28 | 1 | 2 | 0 | 0 | 0 | 0 | 1.1529 |  | 0 | 0 | 1 | Super Off Peak | 0 | 0 | 1 | Off Peak | 0 | 1 | Off Peak | 0 | 1 | Off Peak | 0 | 0 | 1 | Super Off Peak | 0 | 0 | 1 | Super Off Peak | 0 | 0 | 1 | Super Off Peak
2020-02-28 | 2 | 2 | 0 | 0 | 0 | 0 | 1.0388 |  | 0 | 0 | 1 | Super Off Peak | 0 | 0 | 1 | Off Peak | 0 | 1 | Off Peak | 0 | 1 | Off Peak | 0 | 0 | 1 | Super Off Peak | 0 | 0 | 1 | Super Off Peak | 0 | 0 | 1 | Super Off Peak
2020-02-28 | 3 | 2 | 0 | 0 | 0 | 0 | 0.99702 |  | 0 | 0 | 1 | Super Off Peak | 0 | 0 | 1 | Off Peak | 0 | 1 | Off Peak | 0 | 1 | Off Peak | 0 | 0 | 1 | Super Off Peak | 0 | 0 | 1 | Super Off Peak | 0 | 0 | 1 | Super Off Peak
2020-02-28 | 4 | 2 | 0 | 0 | 0 | 0 | 0.9603 |  | 0 | 0 | 1 | Super Off Peak | 0 | 0 | 1 | Off Peak | 0 | 1 | Off Peak | 0 | 1 | Off Peak | 0 | 0 | 1 | Super Off Peak | 0 | 0 | 1 | Super Off Peak | 0 | 0 | 1 | Super Off Peak
2020-02-28 | 5 | 2 | 0 | 0 | 0 | 0 | 0.9412 |  | 0 | 0 | 1 | Super Off Peak | 0 | 0 | 1 | Off Peak | 0 | 1 | Off Peak | 0 | 1 | Off Peak | 0 | 0 | 1 | Super Off Peak | 0 | 0 | 1 | Super Off Peak | 0 | 0 | 1 | Super Off Peak
2020-02-28 | 6 | 2 | 0 | 0 | 0 | 0 | 0.95478 |  | 0 | 0 | 1 | Super Off Peak | 0 | 0 | 1 | Off Peak | 0 | 1 | Off Peak | 0 | 1 | Off Peak | 0 | 0 | 1 | Super Off Peak | 0 | 1 | 0 | Off Peak | 0 | 1 | 0 | Off Peak
2020-02-28 | 7 | 2 | 0 | 0 | 0 | 0 | 1.4066 |  | 0 | 1 | 0 | Off Peak | 0 | 1 | 0 | Semi Peak | 0 | 1 | Off Peak | 0 | 1 | Off Peak | 0 | 1 | 0 | Off Peak | 0 | 1 | 0 | Off Peak | 0 | 1 | 0 | Off Peak
2020-02-28 | 8 | 2 | 0 | 0 | 0 | 0 | 1.2723 |  | 0 | 1 | 0 | Off Peak | 0 | 1 | 0 | Semi Peak | 0 | 1 | Off Peak | 0 | 1 | Off Peak | 0 | 1 | 0 | Off Peak | 0 | 1 | 0 | Off Peak | 0 | 1 | 0 | Off Peak
2020-02-28 | 9 | 2 | 0 | 0 | 0 | 0 | 0.74129 |  | 0 | 1 | 0 | Off Peak | 0 | 1 | 0 | Semi Peak | 0 | 1 | Off Peak | 0 | 1 | Off Peak | 0 | 1 | 0 | Off Peak | 0 | 1 | 0 | Off Peak | 0 | 1 | 0 | Off Peak
2020-02-28 | 10 | 2 | 0 | 0 | 0 | 0 | 0.3712 |  | 0 | 1 | 0 | Off Peak | 0 | 1 | 0 | Semi Peak | 0 | 1 | Off Peak | 0 | 1 | Off Peak | 0 | 1 | 0 | Off Peak | 0 | 1 | 0 | Off Peak | 0 | 1 | 0 | Off Peak
2020-02-28 | 11 | 2 | 0 | 0 | 0 | 0 | 0.15348 |  | 0 | 1 | 0 | Off Peak | 0 | 1 | 0 | Semi Peak | 0 | 1 | Off Peak | 0 | 1 | Off Peak | 0 | 1 | 0 | Off Peak | 0 | 1 | 0 | Off Peak | 0 | 1 | 0 | Off Peak
2020-02-28 | 12 | 2 | 0 | 0 | 0 | 0 | 0.016922 |  | 0 | 1 | 0 | Off Peak | 0 | 1 | 0 | Semi Peak | 0 | 1 | Off Peak | 0 | 1 | Off Peak | 0 | 1 | 0 | Off Peak | 0 | 1 | 0 | Off Peak | 0 | 1 | 0 | Off Peak
2020-02-28 | 13 | 2 | 0 | 0 | 0 | 0 | -0.086245 |  | 0 | 1 | 0 | Off Peak | 0 | 1 | 0 | Semi Peak | 0 | 1 | Off Peak | 1 | 0 | On Peak | 0 | 1 | 0 | Off Peak | 1 | 0 | 0 | On Peak | 0 | 1 | 0 | Off Peak
2020-02-28 | 14 | 2 | 0 | 0 | 0 | 0 | -0.10524 |  | 0 | 1 | 0 | Off Peak | 0 | 1 | 0 | Semi Peak | 0 | 1 | Off Peak | 1 | 0 | On Peak | 0 | 1 | 0 | Off Peak | 1 | 0 | 0 | On Peak | 0 | 1 | 0 | Off Peak
2020-02-28 | 15 | 2 | 0 | 0 | 0 | 0 | 0.0027252 |  | 0 | 1 | 0 | Off Peak | 0 | 1 | 0 | Semi Peak | 0 | 1 | Off Peak | 1 | 0 | On Peak | 0 | 1 | 0 | Off Peak | 1 | 0 | 0 | On Peak | 0 | 1 | 0 | Off Peak
2020-02-28 | 16 | 2 | 0 | 0 | 0 | 0 | 0.35309 |  | 0 | 1 | 0 | Off Peak | 0 | 1 | 0 | Semi Peak | 0 | 1 | Off Peak | 1 | 0 | On Peak | 0 | 1 | 0 | Off Peak | 1 | 0 | 0 | On Peak | 0 | 1 | 0 | Off Peak
2020-02-28 | 17 | 2 | 0 | 0 | 0 | 0 | 1.0638 |  | 1 | 0 | 0 | On Peak | 0 | 1 | 0 | Semi Peak | 1 | 0 | On Peak | 1 | 0 | On Peak | 0 | 1 | 0 | Off Peak | 1 | 0 | 0 | On Peak | 0 | 1 | 0 | Off Peak
2020-02-28 | 18 | 2 | 0 | 0 | 0 | 0 | 1.6158 |  | 1 | 0 | 0 | On Peak | 1 | 0 | 0 | On Peak | 1 | 0 | On Peak | 1 | 0 | On Peak | 0 | 1 | 0 | Off Peak | 1 | 0 | 0 | On Peak | 0 | 1 | 0 | Off Peak
2020-02-28 | 19 | 2 | 0 | 0 | 0 | 0 | 2.042 |  | 1 | 0 | 0 | On Peak | 1 | 0 | 0 | On Peak | 1 | 0 | On Peak | 0 | 1 | Off Peak | 0 | 0 | 1 | Super Off Peak | 1 | 0 | 0 | On Peak | 0 | 1 | 0 | Off Peak
2020-02-28 | 20 | 2 | 0 | 0 | 0 | 0 | 2.277 |  | 1 | 0 | 0 | On Peak | 1 | 0 | 0 | On Peak | 1 | 0 | On Peak | 0 | 1 | Off Peak | 0 | 0 | 1 | Super Off Peak | 1 | 0 | 0 | On Peak | 1 | 0 | 0 | On Peak
2020-02-28 | 21 | 2 | 0 | 0 | 0 | 0 | 2.2597 |  | 1 | 0 | 0 | On Peak | 0 | 1 | 0 | Semi Peak | 1 | 0 | On Peak | 0 | 1 | Off Peak | 0 | 0 | 1 | Super Off Peak | 0 | 1 | 0 | Off Peak | 1 | 0 | 0 | On Peak
2020-02-28 | 22 | 2 | 0 | 0 | 0 | 0 | 2.18 |  | 0 | 1 | 0 | Off Peak | 0 | 1 | 0 | Semi Peak | 0 | 1 | Off Peak | 0 | 1 | Off Peak | 0 | 0 | 1 | Super Off Peak | 0 | 1 | 0 | Off Peak | 1 | 0 | 0 | On Peak
2020-02-28 | 23 | 2 | 0 | 0 | 0 | 0 | 1.5025 |  | 0 | 1 | 0 | Off Peak | 0 | 0 | 1 | Off Peak | 0 | 1 | Off Peak | 0 | 1 | Off Peak | 0 | 0 | 1 | Super Off Peak | 0 | 1 | 0 | Off Peak | 1 | 0 | 0 | On Peak
2020-02-28 | 24 | 2 | 0 | 0 | 0 | 0 | 1.3215 |  | 0 | 1 | 0 | Off Peak | 0 | 0 | 1 | Off Peak | 0 | 1 | Off Peak | 0 | 1 | Off Peak | 0 | 0 | 1 | Super Off Peak | 0 | 1 | 0 | Off Peak | 1 | 0 | 0 | On Peak
2020-02-29 | 1 | 2 | 0 | 1 | 0 | 0 | 1.1543 |  | 0 | 0 | 1 | Super Off Peak | 0 | 0 | 1 | Off Peak | 0 | 1 | Off Peak | 0 | 1 | Off Peak | 0 | 0 | 1 | Super Off Peak | 0 | 0 | 1 | Super Off Peak | 0 | 0 | 1 | Super Off Peak
2020-02-29 | 2 | 2 | 0 | 1 | 0 | 0 | 1.0403 |  | 0 | 0 | 1 | Super Off Peak | 0 | 0 | 1 | Off Peak | 0 | 1 | Off Peak | 0 | 1 | Off Peak | 0 | 0 | 1 | Super Off Peak | 0 | 0 | 1 | Super Off Peak | 0 | 0 | 1 | Super Off Peak
2020-02-29 | 3 | 2 | 0 | 1 | 0 | 0 | 0.99895 |  | 0 | 0 | 1 | Super Off Peak | 0 | 0 | 1 | Off Peak | 0 | 1 | Off Peak | 0 | 1 | Off Peak | 0 | 0 | 1 | Super Off Peak | 0 | 0 | 1 | Super Off Peak | 0 | 0 | 1 | Super Off Peak
2020-02-29 | 4 | 2 | 0 | 1 | 0 | 0 | 0.96597 |  | 0 | 0 | 1 | Super Off Peak | 0 | 0 | 1 | Off Peak | 0 | 1 | Off Peak | 0 | 1 | Off Peak | 0 | 0 | 1 | Super Off Peak | 0 | 0 | 1 | Super Off Peak | 0 | 0 | 1 | Super Off Peak
2020-02-29 | 5 | 2 | 0 | 1 | 0 | 0 | 0.95616 |  | 0 | 0 | 1 | Super Off Peak | 0 | 0 | 1 | Off Peak | 0 | 1 | Off Peak | 0 | 1 | Off Peak | 0 | 0 | 1 | Super Off Peak | 0 | 0 | 1 | Super Off Peak | 0 | 0 | 1 | Super Off Peak
2020-02-29 | 6 | 2 | 0 | 1 | 0 | 0 | 0.98226 |  | 0 | 0 | 1 | Super Off Peak | 0 | 0 | 1 | Off Peak | 0 | 1 | Off Peak | 0 | 1 | Off Peak | 0 | 0 | 1 | Super Off Peak | 0 | 1 | 0 | Off Peak | 0 | 1 | 0 | Off Peak
2020-02-29 | 7 | 2 | 0 | 1 | 0 | 0 | 1.4632 |  | 0 | 0 | 1 | Super Off Peak | 0 | 0 | 1 | Off Peak | 0 | 1 | Off Peak | 0 | 1 | Off Peak | 0 | 0 | 1 | Super Off Peak | 0 | 1 | 0 | Off Peak | 0 | 1 | 0 | Off Peak
2020-02-29 | 8 | 2 | 0 | 1 | 0 | 0 | 1.3432 |  | 0 | 0 | 1 | Super Off Peak | 0 | 0 | 1 | Off Peak | 0 | 1 | Off Peak | 0 | 1 | Off Peak | 0 | 0 | 1 | Super Off Peak | 0 | 1 | 0 | Off Peak | 0 | 1 | 0 | Off Peak
2020-02-29 | 9 | 2 | 0 | 1 | 0 | 0 | 0.82031 |  | 0 | 0 | 1 | Super Off Peak | 0 | 0 | 1 | Off Peak | 0 | 1 | Off Peak | 0 | 1 | Off Peak | 0 | 0 | 1 | Super Off Peak | 0 | 1 | 0 | Off Peak | 0 | 1 | 0 | Off Peak
2020-02-29 | 10 | 2 | 0 | 1 | 0 | 0 | 0.45335 |  | 0 | 0 | 1 | Super Off Peak | 0 | 0 | 1 | Off Peak | 0 | 1 | Off Peak | 0 | 1 | Off Peak | 0 | 0 | 1 | Super Off Peak | 0 | 1 | 0 | Off Peak | 0 | 1 | 0 | Off Peak
2020-02-29 | 11 | 2 | 0 | 1 | 0 | 0 | 0.23644 |  | 0 | 0 | 1 | Super Off Peak | 0 | 0 | 1 | Off Peak | 0 | 1 | Off Peak | 0 | 1 | Off Peak | 0 | 0 | 1 | Super Off Peak | 0 | 1 | 0 | Off Peak | 0 | 1 | 0 | Off Peak
2020-02-29 | 12 | 2 | 0 | 1 | 0 | 0 | 0.10013 |  | 0 | 0 | 1 | Super Off Peak | 0 | 0 | 1 | Off Peak | 0 | 1 | Off Peak | 0 | 1 | Off Peak | 0 | 0 | 1 | Super Off Peak | 0 | 1 | 0 | Off Peak | 0 | 1 | 0 | Off Peak
2020-02-29 | 13 | 2 | 0 | 1 | 0 | 0 | -0.0022484 |  | 0 | 0 | 1 | Super Off Peak | 0 | 0 | 1 | Off Peak | 0 | 1 | Off Peak | 0 | 1 | Off Peak | 0 | 0 | 1 | Super Off Peak | 1 | 0 | 0 | On Peak | 0 | 1 | 0 | Off Peak
2020-02-29 | 14 | 2 | 0 | 1 | 0 | 0 | -0.023718 |  | 0 | 0 | 1 | Super Off Peak | 0 | 0 | 1 | Off Peak | 0 | 1 | Off Peak | 0 | 1 | Off Peak | 0 | 0 | 1 | Super Off Peak | 1 | 0 | 0 | On Peak | 0 | 1 | 0 | Off Peak
2020-02-29 | 15 | 2 | 0 | 1 | 0 | 0 | 0.076884 |  | 0 | 1 | 0 | Off Peak | 0 | 0 | 1 | Off Peak | 0 | 1 | Off Peak | 0 | 1 | Off Peak | 0 | 0 | 1 | Super Off Peak | 1 | 0 | 0 | On Peak | 0 | 1 | 0 | Off Peak
2020-02-29 | 16 | 2 | 0 | 1 | 0 | 0 | 0.41772 |  | 0 | 1 | 0 | Off Peak | 0 | 0 | 1 | Off Peak | 0 | 1 | Off Peak | 0 | 1 | Off Peak | 0 | 0 | 1 | Super Off Peak | 1 | 0 | 0 | On Peak | 0 | 1 | 0 | Off Peak
2020-02-29 | 17 | 2 | 0 | 1 | 0 | 0 | 1.1183 |  | 1 | 0 | 0 | On Peak | 0 | 0 | 1 | Off Peak | 0 | 1 | Off Peak | 0 | 1 | Off Peak | 0 | 0 | 1 | Super Off Peak | 1 | 0 | 0 | On Peak | 0 | 1 | 0 | Off Peak
2020-02-29 | 18 | 2 | 0 | 1 | 0 | 0 | 1.6567 |  | 1 | 0 | 0 | On Peak | 0 | 0 | 1 | Off Peak | 0 | 1 | Off Peak | 0 | 1 | Off Peak | 0 | 0 | 1 | Super Off Peak | 1 | 0 | 0 | On Peak | 0 | 1 | 0 | Off Peak
2020-02-29 | 19 | 2 | 0 | 1 | 0 | 0 | 2.0718 |  | 1 | 0 | 0 | On Peak | 0 | 0 | 1 | Off Peak | 0 | 1 | Off Peak | 0 | 1 | Off Peak | 0 | 0 | 1 | Super Off Peak | 1 | 0 | 0 | On Peak | 0 | 1 | 0 | Off Peak
2020-02-29 | 20 | 2 | 0 | 1 | 0 | 0 | 2.3021 |  | 1 | 0 | 0 | On Peak | 0 | 0 | 1 | Off Peak | 0 | 1 | Off Peak | 0 | 1 | Off Peak | 0 | 0 | 1 | Super Off Peak | 1 | 0 | 0 | On Peak | 1 | 0 | 0 | On Peak
2020-02-29 | 21 | 2 | 0 | 1 | 0 | 0 | 2.281 |  | 1 | 0 | 0 | On Peak | 0 | 0 | 1 | Off Peak | 0 | 1 | Off Peak | 0 | 1 | Off Peak | 0 | 0 | 1 | Super Off Peak | 0 | 1 | 0 | Off Peak | 1 | 0 | 0 | On Peak
2020-02-29 | 22 | 2 | 0 | 1 | 0 | 0 | 2.1974 |  | 0 | 1 | 0 | Off Peak | 0 | 0 | 1 | Off Peak | 0 | 1 | Off Peak | 0 | 1 | Off Peak | 0 | 0 | 1 | Super Off Peak | 0 | 1 | 0 | Off Peak | 1 | 0 | 0 | On Peak
2020-02-29 | 23 | 2 | 0 | 1 | 0 | 0 | 1.5128 |  | 0 | 1 | 0 | Off Peak | 0 | 0 | 1 | Off Peak | 0 | 1 | Off Peak | 0 | 1 | Off Peak | 0 | 0 | 1 | Super Off Peak | 0 | 1 | 0 | Off Peak | 1 | 0 | 0 | On Peak
2020-02-29 | 24 | 2 | 0 | 1 | 0 | 0 | 1.3297 |  | 0 | 1 | 0 | Off Peak | 0 | 0 | 1 | Off Peak | 0 | 1 | Off Peak | 0 | 1 | Off Peak | 0 | 0 | 1 | Super Off Peak | 0 | 1 | 0 | Off Peak | 1 | 0 | 0 | On Peak
2020-03-01 | 1 | 3 | 0 | 1 | 1 | 0 | 1.0673 |  | 0 | 0 | 1 | Super Off Peak | 0 | 0 | 1 | Off Peak | 0 | 1 | Off Peak | 0 | 1 | Off Peak | 0 | 0 | 1 | Super Off Peak | 0 | 0 | 1 | Super Off Peak | 0 | 0 | 1 | Super Off Peak
2020-03-01 | 2 | 3 | 0 | 1 | 1 | 0 | 1.0285 |  | 0 | 0 | 1 | Super Off Peak | 0 | 0 | 1 | Off Peak | 0 | 1 | Off Peak | 0 | 1 | Off Peak | 0 | 0 | 1 | Super Off Peak | 0 | 0 | 1 | Super Off Peak | 0 | 0 | 1 | Super Off Peak
2020-03-01 | 3 | 3 | 0 | 1 | 1 | 0 | 0.98632 |  | 0 | 0 | 1 | Super Off Peak | 0 | 0 | 1 | Off Peak | 0 | 1 | Off Peak | 0 | 1 | Off Peak | 0 | 0 | 1 | Super Off Peak | 0 | 0 | 1 | Super Off Peak | 0 | 0 | 1 | Super Off Peak
2020-03-01 | 4 | 3 | 0 | 1 | 1 | 0 | 0.97894 |  | 0 | 0 | 1 | Super Off Peak | 0 | 0 | 1 | Off Peak | 0 | 1 | Off Peak | 0 | 1 | Off Peak | 0 | 0 | 1 | Super Off Peak | 0 | 0 | 1 | Super Off Peak | 0 | 0 | 1 | Super Off Peak
2020-03-01 | 5 | 3 | 0 | 1 | 1 | 0 | 0.99914 |  | 0 | 0 | 1 | Super Off Peak | 0 | 0 | 1 | Off Peak | 0 | 1 | Off Peak | 0 | 1 | Off Peak | 0 | 0 | 1 | Super Off Peak | 0 | 0 | 1 | Super Off Peak | 0 | 0 | 1 | Super Off Peak
2020-03-01 | 6 | 3 | 0 | 1 | 1 | 0 | 1.1049 |  | 0 | 0 | 1 | Super Off Peak | 0 | 0 | 1 | Off Peak | 0 | 1 | Off Peak | 0 | 1 | Off Peak | 0 | 0 | 1 | Super Off Peak | 0 | 1 | 0 | Off Peak | 0 | 1 | 0 | Off Peak
2020-03-01 | 7 | 3 | 0 | 1 | 1 | 0 | 1.1508 |  | 0 | 0 | 1 | Super Off Peak | 0 | 0 | 1 | Off Peak | 0 | 1 | Off Peak | 0 | 1 | Off Peak | 0 | 0 | 1 | Super Off Peak | 0 | 1 | 0 | Off Peak | 0 | 1 | 0 | Off Peak
2020-03-01 | 8 | 3 | 0 | 1 | 1 | 0 | 0.77323 |  | 0 | 0 | 1 | Super Off Peak | 0 | 0 | 1 | Off Peak | 0 | 1 | Off Peak | 0 | 1 | Off Peak | 0 | 0 | 1 | Super Off Peak | 0 | 1 | 0 | Off Peak | 0 | 1 | 0 | Off Peak
2020-03-01 | 9 | 3 | 0 | 1 | 1 | 0 | 0.36503 |  | 0 | 0 | 1 | Super Off Peak | 0 | 0 | 1 | Off Peak | 0 | 1 | Off Peak | 0 | 1 | Off Peak | 0 | 0 | 1 | Super Off Peak | 0 | 1 | 0 | Off Peak | 0 | 1 | 0 | Off Peak
2020-03-01 | 10 | 3 | 0 | 1 | 1 | 0 | 0.093872 |  | 0 | 0 | 1 | Super Off Peak | 0 | 0 | 1 | Off Peak | 0 | 1 | Off Peak | 0 | 1 | Off Peak | 0 | 0 | 1 | Super Off Peak | 0 | 1 | 0 | Off Peak | 0 | 1 | 0 | Off Peak
2020-03-01 | 11 | 3 | 0 | 1 | 1 | 0 | -0.058264 |  | 0 | 0 | 1 | Super Off Peak | 0 | 0 | 1 | Off Peak | 0 | 1 | Off Peak | 0 | 1 | Off Peak | 0 | 0 | 1 | Super Off Peak | 0 | 1 | 0 | Off Peak | 0 | 1 | 0 | Off Peak
2020-03-01 | 12 | 3 | 0 | 1 | 1 | 0 | -0.093935 |  | 0 | 0 | 1 | Super Off Peak | 0 | 0 | 1 | Off Peak | 0 | 1 | Off Peak | 0 | 1 | Off Peak | 0 | 0 | 1 | Super Off Peak | 0 | 1 | 0 | Off Peak | 0 | 1 | 0 | Off Peak
2020-03-01 | 13 | 3 | 0 | 1 | 1 | 0 | -0.13174 |  | 0 | 0 | 1 | Super Off Peak | 0 | 0 | 1 | Off Peak | 0 | 1 | Off Peak | 0 | 1 | Off Peak | 0 | 0 | 1 | Super Off Peak | 1 | 0 | 0 | On Peak | 0 | 1 | 0 | Off Peak
2020-03-01 | 14 | 3 | 0 | 1 | 1 | 0 | -0.11918 |  | 0 | 0 | 1 | Super Off Peak | 0 | 0 | 1 | Off Peak | 0 | 1 | Off Peak | 0 | 1 | Off Peak | 0 | 0 | 1 | Super Off Peak | 1 | 0 | 0 | On Peak | 0 | 1 | 0 | Off Peak
2020-03-01 | 15 | 3 | 0 | 1 | 1 | 0 | -0.049334 |  | 0 | 1 | 0 | Off Peak | 0 | 0 | 1 | Off Peak | 0 | 1 | Off Peak | 0 | 1 | Off Peak | 0 | 0 | 1 | Super Off Peak | 1 | 0 | 0 | On Peak | 0 | 1 | 0 | Off Peak
2020-03-01 | 16 | 3 | 0 | 1 | 1 | 0 | 0.16743 |  | 0 | 1 | 0 | Off Peak | 0 | 0 | 1 | Off Peak | 0 | 1 | Off Peak | 0 | 1 | Off Peak | 0 | 0 | 1 | Super Off Peak | 1 | 0 | 0 | On Peak | 0 | 1 | 0 | Off Peak
2020-03-01 | 17 | 3 | 0 | 1 | 1 | 0 | 0.65559 |  | 1 | 0 | 0 | On Peak | 0 | 0 | 1 | Off Peak | 0 | 1 | Off Peak | 0 | 1 | Off Peak | 0 | 0 | 1 | Super Off Peak | 1 | 0 | 0 | On Peak | 0 | 1 | 0 | Off Peak
2020-03-01 | 18 | 3 | 0 | 1 | 1 | 0 | 1.237 |  | 1 | 0 | 0 | On Peak | 0 | 0 | 1 | Off Peak | 0 | 1 | Off Peak | 0 | 1 | Off Peak | 0 | 0 | 1 | Super Off Peak | 1 | 0 | 0 | On Peak | 0 | 1 | 0 | Off Peak
2020-03-01 | 19 | 3 | 0 | 1 | 1 | 0 | 1.4944 |  | 1 | 0 | 0 | On Peak | 0 | 0 | 1 | Off Peak | 0 | 1 | Off Peak | 0 | 1 | Off Peak | 0 | 0 | 1 | Super Off Peak | 1 | 0 | 0 | On Peak | 0 | 1 | 0 | Off Peak
2020-03-01 | 20 | 3 | 0 | 1 | 1 | 0 | 1.739 |  | 1 | 0 | 0 | On Peak | 0 | 0 | 1 | Off Peak | 0 | 1 | Off Peak | 0 | 1 | Off Peak | 0 | 0 | 1 | Super Off Peak | 1 | 0 | 0 | On Peak | 1 | 0 | 0 | On Peak
2020-03-01 | 21 | 3 | 0 | 1 | 1 | 0 | 1.7348 |  | 1 | 0 | 0 | On Peak | 0 | 0 | 1 | Off Peak | 0 | 1 | Off Peak | 0 | 1 | Off Peak | 0 | 0 | 1 | Super Off Peak | 0 | 1 | 0 | Off Peak | 1 | 0 | 0 | On Peak
2020-03-01 | 22 | 3 | 0 | 1 | 1 | 0 | 1.6291 |  | 0 | 1 | 0 | Off Peak | 0 | 0 | 1 | Off Peak | 0 | 1 | Off Peak | 0 | 1 | Off Peak | 0 | 0 | 1 | Super Off Peak | 0 | 1 | 0 | Off Peak | 1 | 0 | 0 | On Peak
2020-03-01 | 23 | 3 | 0 | 1 | 1 | 0 | 1.3997 |  | 0 | 1 | 0 | Off Peak | 0 | 0 | 1 | Off Peak | 0 | 1 | Off Peak | 0 | 1 | Off Peak | 0 | 0 | 1 | Super Off Peak | 0 | 1 | 0 | Off Peak | 1 | 0 | 0 | On Peak
2020-03-01 | 24 | 3 | 0 | 1 | 1 | 0 | 1.2063 |  | 0 | 1 | 0 | Off Peak | 0 | 0 | 1 | Off Peak | 0 | 1 | Off Peak | 0 | 1 | Off Peak | 0 | 0 | 1 | Super Off Peak | 0 | 1 | 0 | Off Peak | 1 | 0 | 0 | On Peak
2020-03-02 | 1 | 3 | 0 | 0 | 0 | 0 | 1.1911 |  | 0 | 0 | 1 | Super Off Peak | 0 | 0 | 1 | Off Peak | 0 | 1 | Off Peak | 0 | 1 | Off Peak | 0 | 0 | 1 | Super Off Peak | 0 | 0 | 1 | Super Off Peak | 0 | 0 | 1 | Super Off Peak
2020-03-02 | 2 | 3 | 0 | 0 | 0 | 0 | 1.0378 |  | 0 | 0 | 1 | Super Off Peak | 0 | 0 | 1 | Off Peak | 0 | 1 | Off Peak | 0 | 1 | Off Peak | 0 | 0 | 1 | Super Off Peak | 0 | 0 | 1 | Super Off Peak | 0 | 0 | 1 | Super Off Peak
2020-03-02 | 3 | 3 | 0 | 0 | 0 | 0 | 0.96468 |  | 0 | 0 | 1 | Super Off Peak | 0 | 0 | 1 | Off Peak | 0 | 1 | Off Peak | 0 | 1 | Off Peak | 0 | 0 | 1 | Super Off Peak | 0 | 0 | 1 | Super Off Peak | 0 | 0 | 1 | Super Off Peak
2020-03-02 | 4 | 3 | 0 | 0 | 0 | 0 | 0.91985 |  | 0 | 0 | 1 | Super Off Peak | 0 | 0 | 1 | Off Peak | 0 | 1 | Off Peak | 0 | 1 | Off Peak | 0 | 0 | 1 | Super Off Peak | 0 | 0 | 1 | Super Off Peak | 0 | 0 | 1 | Super Off Peak
2020-03-02 | 5 | 3 | 0 | 0 | 0 | 0 | 0.92681 |  | 0 | 0 | 1 | Super Off Peak | 0 | 0 | 1 | Off Peak | 0 | 1 | Off Peak | 0 | 1 | Off Peak | 0 | 0 | 1 | Super Off Peak | 0 | 0 | 1 | Super Off Peak | 0 | 0 | 1 | Super Off Peak
2020-03-02 | 6 | 3 | 0 | 0 | 0 | 0 | 0.97549 |  | 0 | 0 | 1 | Super Off Peak | 0 | 0 | 1 | Off Peak | 0 | 1 | Off Peak | 0 | 1 | Off Peak | 0 | 0 | 1 | Super Off Peak | 0 | 1 | 0 | Off Peak | 0 | 1 | 0 | Off Peak
2020-03-02 | 7 | 3 | 0 | 0 | 0 | 0 | 1.7022 |  | 0 | 1 | 0 | Off Peak | 0 | 1 | 0 | Semi Peak | 0 | 1 | Off Peak | 0 | 1 | Off Peak | 0 | 1 | 0 | Off Peak | 0 | 1 | 0 | Off Peak | 0 | 1 | 0 | Off Peak
2020-03-02 | 8 | 3 | 0 | 0 | 0 | 0 | 1.2172 |  | 0 | 1 | 0 | Off Peak | 0 | 1 | 0 | Semi Peak | 0 | 1 | Off Peak | 0 | 1 | Off Peak | 0 | 1 | 0 | Off Peak | 0 | 1 | 0 | Off Peak | 0 | 1 | 0 | Off Peak
2020-03-02 | 9 | 3 | 0 | 0 | 0 | 0 | 0.65568 |  | 0 | 1 | 0 | Off Peak | 0 | 1 | 0 | Semi Peak | 0 | 1 | Off Peak | 0 | 1 | Off Peak | 0 | 1 | 0 | Off Peak | 0 | 1 | 0 | Off Peak | 0 | 1 | 0 | Off Peak
2020-03-02 | 10 | 3 | 0 | 0 | 0 | 0 | 0.24486 |  | 0 | 1 | 0 | Off Peak | 0 | 1 | 0 | Semi Peak | 0 | 1 | Off Peak | 0 | 1 | Off Peak | 0 | 1 | 0 | Off Peak | 0 | 1 | 0 | Off Peak | 0 | 1 | 0 | Off Peak
2020-03-02 | 11 | 3 | 0 | 0 | 0 | 0 | 0.043191 |  | 0 | 0 | 1 | Super Off Peak | 0 | 1 | 0 | Semi Peak | 0 | 1 | Off Peak | 0 | 1 | Off Peak | 0 | 1 | 0 | Off Peak | 0 | 1 | 0 | Off Peak | 0 | 1 | 0 | Off Peak
2020-03-02 | 12 | 3 | 0 | 0 | 0 | 0 | -0.028422 |  | 0 | 0 | 1 | Super Off Peak | 0 | 1 | 0 | Semi Peak | 0 | 1 | Off Peak | 0 | 1 | Off Peak | 0 | 1 | 0 | Off Peak | 0 | 1 | 0 | Off Peak | 0 | 1 | 0 | Off Peak
2020-03-02 | 13 | 3 | 0 | 0 | 0 | 0 | -0.10512 |  | 0 | 0 | 1 | Super Off Peak | 0 | 1 | 0 | Semi Peak | 0 | 1 | Off Peak | 1 | 0 | On Peak | 0 | 1 | 0 | Off Peak | 1 | 0 | 0 | On Peak | 0 | 1 | 0 | Off Peak
2020-03-02 | 14 | 3 | 0 | 0 | 0 | 0 | -0.087797 |  | 0 | 0 | 1 | Super Off Peak | 0 | 1 | 0 | Semi Peak | 0 | 1 | Off Peak | 1 | 0 | On Peak | 0 | 1 | 0 | Off Peak | 1 | 0 | 0 | On Peak | 0 | 1 | 0 | Off Peak
2020-03-02 | 15 | 3 | 0 | 0 | 0 | 0 | 0.041748 |  | 0 | 1 | 0 | Off Peak | 0 | 1 | 0 | Semi Peak | 0 | 1 | Off Peak | 1 | 0 | On Peak | 0 | 1 | 0 | Off Peak | 1 | 0 | 0 | On Peak | 0 | 1 | 0 | Off Peak
2020-03-02 | 16 | 3 | 0 | 0 | 0 | 0 | 0.46784 |  | 0 | 1 | 0 | Off Peak | 0 | 1 | 0 | Semi Peak | 0 | 1 | Off Peak | 1 | 0 | On Peak | 0 | 1 | 0 | Off Peak | 1 | 0 | 0 | On Peak | 0 | 1 | 0 | Off Peak
2020-03-02 | 17 | 3 | 0 | 0 | 0 | 0 | 1.4329 |  | 1 | 0 | 0 | On Peak | 0 | 1 | 0 | Semi Peak | 1 | 0 | On Peak | 1 | 0 | On Peak | 0 | 1 | 0 | Off Peak | 1 | 0 | 0 | On Peak | 0 | 1 | 0 | Off Peak
2020-03-02 | 18 | 3 | 0 | 0 | 0 | 0 | 2.4169 |  | 1 | 0 | 0 | On Peak | 1 | 0 | 0 | On Peak | 1 | 0 | On Peak | 1 | 0 | On Peak | 0 | 1 | 0 | Off Peak | 1 | 0 | 0 | On Peak | 0 | 1 | 0 | Off Peak
2020-03-02 | 19 | 3 | 0 | 0 | 0 | 0 | 2.9535 |  | 1 | 0 | 0 | On Peak | 1 | 0 | 0 | On Peak | 1 | 0 | On Peak | 0 | 1 | Off Peak | 0 | 0 | 1 | Super Off Peak | 1 | 0 | 0 | On Peak | 0 | 1 | 0 | Off Peak
2020-03-02 | 20 | 3 | 0 | 0 | 0 | 0 | 3.3659 |  | 1 | 0 | 0 | On Peak | 1 | 0 | 0 | On Peak | 1 | 0 | On Peak | 0 | 1 | Off Peak | 0 | 0 | 1 | Super Off Peak | 1 | 0 | 0 | On Peak | 1 | 0 | 0 | On Peak
2020-03-02 | 21 | 3 | 0 | 0 | 0 | 0 | 3.3137 |  | 1 | 0 | 0 | On Peak | 0 | 1 | 0 | Semi Peak | 1 | 0 | On Peak | 0 | 1 | Off Peak | 0 | 0 | 1 | Super Off Peak | 0 | 1 | 0 | Off Peak | 1 | 0 | 0 | On Peak
2020-03-02 | 22 | 3 | 0 | 0 | 0 | 0 | 3.1344 |  | 0 | 1 | 0 | Off Peak | 0 | 1 | 0 | Semi Peak | 0 | 1 | Off Peak | 0 | 1 | Off Peak | 0 | 0 | 1 | Super Off Peak | 0 | 1 | 0 | Off Peak | 1 | 0 | 0 | On Peak
2020-03-02 | 23 | 3 | 0 | 0 | 0 | 0 | 1.6407 |  | 0 | 1 | 0 | Off Peak | 0 | 0 | 1 | Off Peak | 0 | 1 | Off Peak | 0 | 1 | Off Peak | 0 | 0 | 1 | Super Off Peak | 0 | 1 | 0 | Off Peak | 1 | 0 | 0 | On Peak
2020-03-02 | 24 | 3 | 0 | 0 | 0 | 0 | 1.385 |  | 0 | 1 | 0 | Off Peak | 0 | 0 | 1 | Off Peak | 0 | 1 | Off Peak | 0 | 1 | Off Peak | 0 | 0 | 1 | Super Off Peak | 0 | 1 | 0 | Off Peak | 1 | 0 | 0 | On Peak
2020-03-03 | 1 | 3 | 0 | 0 | 0 | 0 | 1.1775 |  | 0 | 0 | 1 | Super Off Peak | 0 | 0 | 1 | Off Peak | 0 | 1 | Off Peak | 0 | 1 | Off Peak | 0 | 0 | 1 | Super Off Peak | 0 | 0 | 1 | Super Off Peak | 0 | 0 | 1 | Super Off Peak
2020-03-03 | 2 | 3 | 0 | 0 | 0 | 0 | 1.0668 |  | 0 | 0 | 1 | Super Off Peak | 0 | 0 | 1 | Off Peak | 0 | 1 | Off Peak | 0 | 1 | Off Peak | 0 | 0 | 1 | Super Off Peak | 0 | 0 | 1 | Super Off Peak | 0 | 0 | 1 | Super Off Peak
2020-03-03 | 3 | 3 | 0 | 0 | 0 | 0 | 1.0163 |  | 0 | 0 | 1 | Super Off Peak | 0 | 0 | 1 | Off Peak | 0 | 1 | Off Peak | 0 | 1 | Off Peak | 0 | 0 | 1 | Super Off Peak | 0 | 0 | 1 | Super Off Peak | 0 | 0 | 1 | Super Off Peak
2020-03-03 | 4 | 3 | 0 | 0 | 0 | 0 | 0.98896 |  | 0 | 0 | 1 | Super Off Peak | 0 | 0 | 1 | Off Peak | 0 | 1 | Off Peak | 0 | 1 | Off Peak | 0 | 0 | 1 | Super Off Peak | 0 | 0 | 1 | Super Off Peak | 0 | 0 | 1 | Super Off Peak
2020-03-03 | 5 | 3 | 0 | 0 | 0 | 0 | 0.98944 |  | 0 | 0 | 1 | Super Off Peak | 0 | 0 | 1 | Off Peak | 0 | 1 | Off Peak | 0 | 1 | Off Peak | 0 | 0 | 1 | Super Off Peak | 0 | 0 | 1 | Super Off Peak | 0 | 0 | 1 | Super Off Peak
2020-03-03 | 6 | 3 | 0 | 0 | 0 | 0 | 1.0712 |  | 0 | 0 | 1 | Super Off Peak | 0 | 0 | 1 | Off Peak | 0 | 1 | Off Peak | 0 | 1 | Off Peak | 0 | 0 | 1 | Super Off Peak | 0 | 1 | 0 | Off Peak | 0 | 1 | 0 | Off Peak
2020-03-03 | 7 | 3 | 0 | 0 | 0 | 0 | 1.945 |  | 0 | 1 | 0 | Off Peak | 0 | 1 | 0 | Semi Peak | 0 | 1 | Off Peak | 0 | 1 | Off Peak | 0 | 1 | 0 | Off Peak | 0 | 1 | 0 | Off Peak | 0 | 1 | 0 | Off Peak
2020-03-03 | 8 | 3 | 0 | 0 | 0 | 0 | 1.4083 |  | 0 | 1 | 0 | Off Peak | 0 | 1 | 0 | Semi Peak | 0 | 1 | Off Peak | 0 | 1 | Off Peak | 0 | 1 | 0 | Off Peak | 0 | 1 | 0 | Off Peak | 0 | 1 | 0 | Off Peak
2020-03-03 | 9 | 3 | 0 | 0 | 0 | 0 | 0.74242 |  | 0 | 1 | 0 | Off Peak | 0 | 1 | 0 | Semi Peak | 0 | 1 | Off Peak | 0 | 1 | Off Peak | 0 | 1 | 0 | Off Peak | 0 | 1 | 0 | Off Peak | 0 | 1 | 0 | Off Peak
2020-03-03 | 10 | 3 | 0 | 0 | 0 | 0 | 0.2259 |  | 0 | 1 | 0 | Off Peak | 0 | 1 | 0 | Semi Peak | 0 | 1 | Off Peak | 0 | 1 | Off Peak | 0 | 1 | 0 | Off Peak | 0 | 1 | 0 | Off Peak | 0 | 1 | 0 | Off Peak
2020-03-03 | 11 | 3 | 0 | 0 | 0 | 0 | -0.028211 |  | 0 | 0 | 1 | Super Off Peak | 0 | 1 | 0 | Semi Peak | 0 | 1 | Off Peak | 0 | 1 | Off Peak | 0 | 1 | 0 | Off Peak | 0 | 1 | 0 | Off Peak | 0 | 1 | 0 | Off Peak
2020-03-03 | 12 | 3 | 0 | 0 | 0 | 0 | -0.10294 |  | 0 | 0 | 1 | Super Off Peak | 0 | 1 | 0 | Semi Peak | 0 | 1 | Off Peak | 0 | 1 | Off Peak | 0 | 1 | 0 | Off Peak | 0 | 1 | 0 | Off Peak | 0 | 1 | 0 | Off Peak
2020-03-03 | 13 | 3 | 0 | 0 | 0 | 0 | -0.17285 |  | 0 | 0 | 1 | Super Off Peak | 0 | 1 | 0 | Semi Peak | 0 | 1 | Off Peak | 1 | 0 | On Peak | 0 | 1 | 0 | Off Peak | 1 | 0 | 0 | On Peak | 0 | 1 | 0 | Off Peak
2020-03-03 | 14 | 3 | 0 | 0 | 0 | 0 | -0.14202 |  | 0 | 0 | 1 | Super Off Peak | 0 | 1 | 0 | Semi Peak | 0 | 1 | Off Peak | 1 | 0 | On Peak | 0 | 1 | 0 | Off Peak | 1 | 0 | 0 | On Peak | 0 | 1 | 0 | Off Peak
2020-03-03 | 15 | 3 | 0 | 0 | 0 | 0 | -0.033575 |  | 0 | 1 | 0 | Off Peak | 0 | 1 | 0 | Semi Peak | 0 | 1 | Off Peak | 1 | 0 | On Peak | 0 | 1 | 0 | Off Peak | 1 | 0 | 0 | On Peak | 0 | 1 | 0 | Off Peak
2020-03-03 | 16 | 3 | 0 | 0 | 0 | 0 | 0.36251 |  | 0 | 1 | 0 | Off Peak | 0 | 1 | 0 | Semi Peak | 0 | 1 | Off Peak | 1 | 0 | On Peak | 0 | 1 | 0 | Off Peak | 1 | 0 | 0 | On Peak | 0 | 1 | 0 | Off Peak
2020-03-03 | 17 | 3 | 0 | 0 | 0 | 0 | 1.2867 |  | 1 | 0 | 0 | On Peak | 0 | 1 | 0 | Semi Peak | 1 | 0 | On Peak | 1 | 0 | On Peak | 0 | 1 | 0 | Off Peak | 1 | 0 | 0 | On Peak | 0 | 1 | 0 | Off Peak
2020-03-03 | 18 | 3 | 0 | 0 | 0 | 0 | 2.3003 |  | 1 | 0 | 0 | On Peak | 1 | 0 | 0 | On Peak | 1 | 0 | On Peak | 1 | 0 | On Peak | 0 | 1 | 0 | Off Peak | 1 | 0 | 0 | On Peak | 0 | 1 | 0 | Off Peak
2020-03-03 | 19 | 3 | 0 | 0 | 0 | 0 | 2.8068 |  | 1 | 0 | 0 | On Peak | 1 | 0 | 0 | On Peak | 1 | 0 | On Peak | 0 | 1 | Off Peak | 0 | 0 | 1 | Super Off Peak | 1 | 0 | 0 | On Peak | 0 | 1 | 0 | Off Peak
2020-03-03 | 20 | 3 | 0 | 0 | 0 | 0 | 3.2228 |  | 1 | 0 | 0 | On Peak | 1 | 0 | 0 | On Peak | 1 | 0 | On Peak | 0 | 1 | Off Peak | 0 | 0 | 1 | Super Off Peak | 1 | 0 | 0 | On Peak | 1 | 0 | 0 | On Peak
2020-03-03 | 21 | 3 | 0 | 0 | 0 | 0 | 3.2075 |  | 1 | 0 | 0 | On Peak | 0 | 1 | 0 | Semi Peak | 1 | 0 | On Peak | 0 | 1 | Off Peak | 0 | 0 | 1 | Super Off Peak | 0 | 1 | 0 | Off Peak | 1 | 0 | 0 | On Peak
2020-03-03 | 22 | 3 | 0 | 0 | 0 | 0 | 3.0362 |  | 0 | 1 | 0 | Off Peak | 0 | 1 | 0 | Semi Peak | 0 | 1 | Off Peak | 0 | 1 | Off Peak | 0 | 0 | 1 | Super Off Peak | 0 | 1 | 0 | Off Peak | 1 | 0 | 0 | On Peak
2020-03-03 | 23 | 3 | 0 | 0 | 0 | 0 | 1.5852 |  | 0 | 1 | 0 | Off Peak | 0 | 0 | 1 | Off Peak | 0 | 1 | Off Peak | 0 | 1 | Off Peak | 0 | 0 | 1 | Super Off Peak | 0 | 1 | 0 | Off Peak | 1 | 0 | 0 | On Peak
2020-03-03 | 24 | 3 | 0 | 0 | 0 | 0 | 1.3532 |  | 0 | 1 | 0 | Off Peak | 0 | 0 | 1 | Off Peak | 0 | 1 | Off Peak | 0 | 1 | Off Peak | 0 | 0 | 1 | Super Off Peak | 0 | 1 | 0 | Off Peak | 1 | 0 | 0 | On Peak
2020-03-04 | 1 | 3 | 0 | 0 | 0 | 0 | 1.1808 |  | 0 | 0 | 1 | Super Off Peak | 0 | 0 | 1 | Off Peak | 0 | 1 | Off Peak | 0 | 1 | Off Peak | 0 | 0 | 1 | Super Off Peak | 0 | 0 | 1 | Super Off Peak | 0 | 0 | 1 | Super Off Peak
2020-03-04 | 2 | 3 | 0 | 0 | 0 | 0 | 1.0806 |  | 0 | 0 | 1 | Super Off Peak | 0 | 0 | 1 | Off Peak | 0 | 1 | Off Peak | 0 | 1 | Off Peak | 0 | 0 | 1 | Super Off Peak | 0 | 0 | 1 | Super Off Peak | 0 | 0 | 1 | Super Off Peak
2020-03-04 | 3 | 3 | 0 | 0 | 0 | 0 | 1.0246 |  | 0 | 0 | 1 | Super Off Peak | 0 | 0 | 1 | Off Peak | 0 | 1 | Off Peak | 0 | 1 | Off Peak | 0 | 0 | 1 | Super Off Peak | 0 | 0 | 1 | Super Off Peak | 0 | 0 | 1 | Super Off Peak
2020-03-04 | 4 | 3 | 0 | 0 | 0 | 0 | 0.9951 |  | 0 | 0 | 1 | Super Off Peak | 0 | 0 | 1 | Off Peak | 0 | 1 | Off Peak | 0 | 1 | Off Peak | 0 | 0 | 1 | Super Off Peak | 0 | 0 | 1 | Super Off Peak | 0 | 0 | 1 | Super Off Peak
2020-03-04 | 5 | 3 | 0 | 0 | 0 | 0 | 0.98195 |  | 0 | 0 | 1 | Super Off Peak | 0 | 0 | 1 | Off Peak | 0 | 1 | Off Peak | 0 | 1 | Off Peak | 0 | 0 | 1 | Super Off Peak | 0 | 0 | 1 | Super Off Peak | 0 | 0 | 1 | Super Off Peak
2020-03-04 | 6 | 3 | 0 | 0 | 0 | 0 | 1.0325 |  | 0 | 0 | 1 | Super Off Peak | 0 | 0 | 1 | Off Peak | 0 | 1 | Off Peak | 0 | 1 | Off Peak | 0 | 0 | 1 | Super Off Peak | 0 | 1 | 0 | Off Peak | 0 | 1 | 0 | Off Peak
2020-03-04 | 7 | 3 | 0 | 0 | 0 | 0 | 1.82 |  | 0 | 1 | 0 | Off Peak | 0 | 1 | 0 | Semi Peak | 0 | 1 | Off Peak | 0 | 1 | Off Peak | 0 | 1 | 0 | Off Peak | 0 | 1 | 0 | Off Peak | 0 | 1 | 0 | Off Peak
2020-03-04 | 8 | 3 | 0 | 0 | 0 | 0 | 1.3237 |  | 0 | 1 | 0 | Off Peak | 0 | 1 | 0 | Semi Peak | 0 | 1 | Off Peak | 0 | 1 | Off Peak | 0 | 1 | 0 | Off Peak | 0 | 1 | 0 | Off Peak | 0 | 1 | 0 | Off Peak
2020-03-04 | 9 | 3 | 0 | 0 | 0 | 0 | 0.69549 |  | 0 | 1 | 0 | Off Peak | 0 | 1 | 0 | Semi Peak | 0 | 1 | Off Peak | 0 | 1 | Off Peak | 0 | 1 | 0 | Off Peak | 0 | 1 | 0 | Off Peak | 0 | 1 | 0 | Off Peak
2020-03-04 | 10 | 3 | 0 | 0 | 0 | 0 | 0.2051 |  | 0 | 1 | 0 | Off Peak | 0 | 1 | 0 | Semi Peak | 0 | 1 | Off Peak | 0 | 1 | Off Peak | 0 | 1 | 0 | Off Peak | 0 | 1 | 0 | Off Peak | 0 | 1 | 0 | Off Peak
2020-03-04 | 11 | 3 | 0 | 0 | 0 | 0 | -0.053079 |  | 0 | 0 | 1 | Super Off Peak | 0 | 1 | 0 | Semi Peak | 0 | 1 | Off Peak | 0 | 1 | Off Peak | 0 | 1 | 0 | Off Peak | 0 | 1 | 0 | Off Peak | 0 | 1 | 0 | Off Peak
2020-03-04 | 12 | 3 | 0 | 0 | 0 | 0 | -0.12077 |  | 0 | 0 | 1 | Super Off Peak | 0 | 1 | 0 | Semi Peak | 0 | 1 | Off Peak | 0 | 1 | Off Peak | 0 | 1 | 0 | Off Peak | 0 | 1 | 0 | Off Peak | 0 | 1 | 0 | Off Peak
2020-03-04 | 13 | 3 | 0 | 0 | 0 | 0 | -0.21952 |  | 0 | 0 | 1 | Super Off Peak | 0 | 1 | 0 | Semi Peak | 0 | 1 | Off Peak | 1 | 0 | On Peak | 0 | 1 | 0 | Off Peak | 1 | 0 | 0 | On Peak | 0 | 1 | 0 | Off Peak
2020-03-04 | 14 | 3 | 0 | 0 | 0 | 0 | -0.22132 |  | 0 | 0 | 1 | Super Off Peak | 0 | 1 | 0 | Semi Peak | 0 | 1 | Off Peak | 1 | 0 | On Peak | 0 | 1 | 0 | Off Peak | 1 | 0 | 0 | On Peak | 0 | 1 | 0 | Off Peak
2020-03-04 | 15 | 3 | 0 | 0 | 0 | 0 | -0.077909 |  | 0 | 1 | 0 | Off Peak | 0 | 1 | 0 | Semi Peak | 0 | 1 | Off Peak | 1 | 0 | On Peak | 0 | 1 | 0 | Off Peak | 1 | 0 | 0 | On Peak | 0 | 1 | 0 | Off Peak
2020-03-04 | 16 | 3 | 0 | 0 | 0 | 0 | 0.33456 |  | 0 | 1 | 0 | Off Peak | 0 | 1 | 0 | Semi Peak | 0 | 1 | Off Peak | 1 | 0 | On Peak | 0 | 1 | 0 | Off Peak | 1 | 0 | 0 | On Peak | 0 | 1 | 0 | Off Peak
2020-03-04 | 17 | 3 | 0 | 0 | 0 | 0 | 1.2664 |  | 1 | 0 | 0 | On Peak | 0 | 1 | 0 | Semi Peak | 1 | 0 | On Peak | 1 | 0 | On Peak | 0 | 1 | 0 | Off Peak | 1 | 0 | 0 | On Peak | 0 | 1 | 0 | Off Peak
2020-03-04 | 18 | 3 | 0 | 0 | 0 | 0 | 2.3076 |  | 1 | 0 | 0 | On Peak | 1 | 0 | 0 | On Peak | 1 | 0 | On Peak | 1 | 0 | On Peak | 0 | 1 | 0 | Off Peak | 1 | 0 | 0 | On Peak | 0 | 1 | 0 | Off Peak
2020-03-04 | 19 | 3 | 0 | 0 | 0 | 0 | 2.8604 |  | 1 | 0 | 0 | On Peak | 1 | 0 | 0 | On Peak | 1 | 0 | On Peak | 0 | 1 | Off Peak | 0 | 0 | 1 | Super Off Peak | 1 | 0 | 0 | On Peak | 0 | 1 | 0 | Off Peak
2020-03-04 | 20 | 3 | 0 | 0 | 0 | 0 | 3.2742 |  | 1 | 0 | 0 | On Peak | 1 | 0 | 0 | On Peak | 1 | 0 | On Peak | 0 | 1 | Off Peak | 0 | 0 | 1 | Super Off Peak | 1 | 0 | 0 | On Peak | 1 | 0 | 0 | On Peak
2020-03-04 | 21 | 3 | 0 | 0 | 0 | 0 | 3.2499 |  | 1 | 0 | 0 | On Peak | 0 | 1 | 0 | Semi Peak | 1 | 0 | On Peak | 0 | 1 | Off Peak | 0 | 0 | 1 | Super Off Peak | 0 | 1 | 0 | Off Peak | 1 | 0 | 0 | On Peak
2020-03-04 | 22 | 3 | 0 | 0 | 0 | 0 | 3.0909 |  | 0 | 1 | 0 | Off Peak | 0 | 1 | 0 | Semi Peak | 0 | 1 | Off Peak | 0 | 1 | Off Peak | 0 | 0 | 1 | Super Off Peak | 0 | 1 | 0 | Off Peak | 1 | 0 | 0 | On Peak
2020-03-04 | 23 | 3 | 0 | 0 | 0 | 0 | 1.6248 |  | 0 | 1 | 0 | Off Peak | 0 | 0 | 1 | Off Peak | 0 | 1 | Off Peak | 0 | 1 | Off Peak | 0 | 0 | 1 | Super Off Peak | 0 | 1 | 0 | Off Peak | 1 | 0 | 0 | On Peak
2020-03-04 | 24 | 3 | 0 | 0 | 0 | 0 | 1.378 |  | 0 | 1 | 0 | Off Peak | 0 | 0 | 1 | Off Peak | 0 | 1 | Off Peak | 0 | 1 | Off Peak | 0 | 0 | 1 | Super Off Peak | 0 | 1 | 0 | Off Peak | 1 | 0 | 0 | On Peak
2020-03-05 | 1 | 3 | 0 | 0 | 0 | 0 | 1.1533 |  | 0 | 0 | 1 | Super Off Peak | 0 | 0 | 1 | Off Peak | 0 | 1 | Off Peak | 0 | 1 | Off Peak | 0 | 0 | 1 | Super Off Peak | 0 | 0 | 1 | Super Off Peak | 0 | 0 | 1 | Super Off Peak
2020-03-05 | 2 | 3 | 0 | 0 | 0 | 0 | 1.0502 |  | 0 | 0 | 1 | Super Off Peak | 0 | 0 | 1 | Off Peak | 0 | 1 | Off Peak | 0 | 1 | Off Peak | 0 | 0 | 1 | Super Off Peak | 0 | 0 | 1 | Super Off Peak | 0 | 0 | 1 | Super Off Peak
2020-03-05 | 3 | 3 | 0 | 0 | 0 | 0 | 0.99148 |  | 0 | 0 | 1 | Super Off Peak | 0 | 0 | 1 | Off Peak | 0 | 1 | Off Peak | 0 | 1 | Off Peak | 0 | 0 | 1 | Super Off Peak | 0 | 0 | 1 | Super Off Peak | 0 | 0 | 1 | Super Off Peak
2020-03-05 | 4 | 3 | 0 | 0 | 0 | 0 | 0.95698 |  | 0 | 0 | 1 | Super Off Peak | 0 | 0 | 1 | Off Peak | 0 | 1 | Off Peak | 0 | 1 | Off Peak | 0 | 0 | 1 | Super Off Peak | 0 | 0 | 1 | Super Off Peak | 0 | 0 | 1 | Super Off Peak
2020-03-05 | 5 | 3 | 0 | 0 | 0 | 0 | 0.94452 |  | 0 | 0 | 1 | Super Off Peak | 0 | 0 | 1 | Off Peak | 0 | 1 | Off Peak | 0 | 1 | Off Peak | 0 | 0 | 1 | Super Off Peak | 0 | 0 | 1 | Super Off Peak | 0 | 0 | 1 | Super Off Peak
2020-03-05 | 6 | 3 | 0 | 0 | 0 | 0 | 1.0089 |  | 0 | 0 | 1 | Super Off Peak | 0 | 0 | 1 | Off Peak | 0 | 1 | Off Peak | 0 | 1 | Off Peak | 0 | 0 | 1 | Super Off Peak | 0 | 1 | 0 | Off Peak | 0 | 1 | 0 | Off Peak
2020-03-05 | 7 | 3 | 0 | 0 | 0 | 0 | 1.7831 |  | 0 | 1 | 0 | Off Peak | 0 | 1 | 0 | Semi Peak | 0 | 1 | Off Peak | 0 | 1 | Off Peak | 0 | 1 | 0 | Off Peak | 0 | 1 | 0 | Off Peak | 0 | 1 | 0 | Off Peak
2020-03-05 | 8 | 3 | 0 | 0 | 0 | 0 | 1.2134 |  | 0 | 1 | 0 | Off Peak | 0 | 1 | 0 | Semi Peak | 0 | 1 | Off Peak | 0 | 1 | Off Peak | 0 | 1 | 0 | Off Peak | 0 | 1 | 0 | Off Peak | 0 | 1 | 0 | Off Peak
2020-03-05 | 9 | 3 | 0 | 0 | 0 | 0 | 0.59923 |  | 0 | 1 | 0 | Off Peak | 0 | 1 | 0 | Semi Peak | 0 | 1 | Off Peak | 0 | 1 | Off Peak | 0 | 1 | 0 | Off Peak | 0 | 1 | 0 | Off Peak | 0 | 1 | 0 | Off Peak
2020-03-05 | 10 | 3 | 0 | 0 | 0 | 0 | 0.16987 |  | 0 | 1 | 0 | Off Peak | 0 | 1 | 0 | Semi Peak | 0 | 1 | Off Peak | 0 | 1 | Off Peak | 0 | 1 | 0 | Off Peak | 0 | 1 | 0 | Off Peak | 0 | 1 | 0 | Off Peak
2020-03-05 | 11 | 3 | 0 | 0 | 0 | 0 | -0.031084 |  | 0 | 0 | 1 | Super Off Peak | 0 | 1 | 0 | Semi Peak | 0 | 1 | Off Peak | 0 | 1 | Off Peak | 0 | 1 | 0 | Off Peak | 0 | 1 | 0 | Off Peak | 0 | 1 | 0 | Off Peak
2020-03-05 | 12 | 3 | 0 | 0 | 0 | 0 | -0.056778 |  | 0 | 0 | 1 | Super Off Peak | 0 | 1 | 0 | Semi Peak | 0 | 1 | Off Peak | 0 | 1 | Off Peak | 0 | 1 | 0 | Off Peak | 0 | 1 | 0 | Off Peak | 0 | 1 | 0 | Off Peak
2020-03-05 | 13 | 3 | 0 | 0 | 0 | 0 | -0.096816 |  | 0 | 0 | 1 | Super Off Peak | 0 | 1 | 0 | Semi Peak | 0 | 1 | Off Peak | 1 | 0 | On Peak | 0 | 1 | 0 | Off Peak | 1 | 0 | 0 | On Peak | 0 | 1 | 0 | Off Peak
2020-03-05 | 14 | 3 | 0 | 0 | 0 | 0 | -0.038926 |  | 0 | 0 | 1 | Super Off Peak | 0 | 1 | 0 | Semi Peak | 0 | 1 | Off Peak | 1 | 0 | On Peak | 0 | 1 | 0 | Off Peak | 1 | 0 | 0 | On Peak | 0 | 1 | 0 | Off Peak
2020-03-05 | 15 | 3 | 0 | 0 | 0 | 0 | 0.1208 |  | 0 | 1 | 0 | Off Peak | 0 | 1 | 0 | Semi Peak | 0 | 1 | Off Peak | 1 | 0 | On Peak | 0 | 1 | 0 | Off Peak | 1 | 0 | 0 | On Peak | 0 | 1 | 0 | Off Peak
2020-03-05 | 16 | 3 | 0 | 0 | 0 | 0 | 0.53752 |  | 0 | 1 | 0 | Off Peak | 0 | 1 | 0 | Semi Peak | 0 | 1 | Off Peak | 1 | 0 | On Peak | 0 | 1 | 0 | Off Peak | 1 | 0 | 0 | On Peak | 0 | 1 | 0 | Off Peak
2020-03-05 | 17 | 3 | 0 | 0 | 0 | 0 | 1.4845 |  | 1 | 0 | 0 | On Peak | 0 | 1 | 0 | Semi Peak | 1 | 0 | On Peak | 1 | 0 | On Peak | 0 | 1 | 0 | Off Peak | 1 | 0 | 0 | On Peak | 0 | 1 | 0 | Off Peak
2020-03-05 | 18 | 3 | 0 | 0 | 0 | 0 | 2.4883 |  | 1 | 0 | 0 | On Peak | 1 | 0 | 0 | On Peak | 1 | 0 | On Peak | 1 | 0 | On Peak | 0 | 1 | 0 | Off Peak | 1 | 0 | 0 | On Peak | 0 | 1 | 0 | Off Peak
2020-03-05 | 19 | 3 | 0 | 0 | 0 | 0 | 2.95 |  | 1 | 0 | 0 | On Peak | 1 | 0 | 0 | On Peak | 1 | 0 | On Peak | 0 | 1 | Off Peak | 0 | 0 | 1 | Super Off Peak | 1 | 0 | 0 | On Peak | 0 | 1 | 0 | Off Peak
2020-03-05 | 20 | 3 | 0 | 0 | 0 | 0 | 3.2866 |  | 1 | 0 | 0 | On Peak | 1 | 0 | 0 | On Peak | 1 | 0 | On Peak | 0 | 1 | Off Peak | 0 | 0 | 1 | Super Off Peak | 1 | 0 | 0 | On Peak | 1 | 0 | 0 | On Peak
2020-03-05 | 21 | 3 | 0 | 0 | 0 | 0 | 3.2537 |  | 1 | 0 | 0 | On Peak | 0 | 1 | 0 | Semi Peak | 1 | 0 | On Peak | 0 | 1 | Off Peak | 0 | 0 | 1 | Super Off Peak | 0 | 1 | 0 | Off Peak | 1 | 0 | 0 | On Peak
2020-03-05 | 22 | 3 | 0 | 0 | 0 | 0 | 3.0696 |  | 0 | 1 | 0 | Off Peak | 0 | 1 | 0 | Semi Peak | 0 | 1 | Off Peak | 0 | 1 | Off Peak | 0 | 0 | 1 | Super Off Peak | 0 | 1 | 0 | Off Peak | 1 | 0 | 0 | On Peak
2020-03-05 | 23 | 3 | 0 | 0 | 0 | 0 | 1.5936 |  | 0 | 1 | 0 | Off Peak | 0 | 0 | 1 | Off Peak | 0 | 1 | Off Peak | 0 | 1 | Off Peak | 0 | 0 | 1 | Super Off Peak | 0 | 1 | 0 | Off Peak | 1 | 0 | 0 | On Peak
2020-03-05 | 24 | 3 | 0 | 0 | 0 | 0 | 1.3443 |  | 0 | 1 | 0 | Off Peak | 0 | 0 | 1 | Off Peak | 0 | 1 | Off Peak | 0 | 1 | Off Peak | 0 | 0 | 1 | Super Off Peak | 0 | 1 | 0 | Off Peak | 1 | 0 | 0 | On Peak
2020-03-06 | 1 | 3 | 0 | 0 | 0 | 0 | 1.143 |  | 0 | 0 | 1 | Super Off Peak | 0 | 0 | 1 | Off Peak | 0 | 1 | Off Peak | 0 | 1 | Off Peak | 0 | 0 | 1 | Super Off Peak | 0 | 0 | 1 | Super Off Peak | 0 | 0 | 1 | Super Off Peak
2020-03-06 | 2 | 3 | 0 | 0 | 0 | 0 | 1.0287 |  | 0 | 0 | 1 | Super Off Peak | 0 | 0 | 1 | Off Peak | 0 | 1 | Off Peak | 0 | 1 | Off Peak | 0 | 0 | 1 | Super Off Peak | 0 | 0 | 1 | Super Off Peak | 0 | 0 | 1 | Super Off Peak
2020-03-06 | 3 | 3 | 0 | 0 | 0 | 0 | 0.98438 |  | 0 | 0 | 1 | Super Off Peak | 0 | 0 | 1 | Off Peak | 0 | 1 | Off Peak | 0 | 1 | Off Peak | 0 | 0 | 1 | Super Off Peak | 0 | 0 | 1 | Super Off Peak | 0 | 0 | 1 | Super Off Peak
2020-03-06 | 4 | 3 | 0 | 0 | 0 | 0 | 0.96551 |  | 0 | 0 | 1 | Super Off Peak | 0 | 0 | 1 | Off Peak | 0 | 1 | Off Peak | 0 | 1 | Off Peak | 0 | 0 | 1 | Super Off Peak | 0 | 0 | 1 | Super Off Peak | 0 | 0 | 1 | Super Off Peak
2020-03-06 | 5 | 3 | 0 | 0 | 0 | 0 | 0.96731 |  | 0 | 0 | 1 | Super Off Peak | 0 | 0 | 1 | Off Peak | 0 | 1 | Off Peak | 0 | 1 | Off Peak | 0 | 0 | 1 | Super Off Peak | 0 | 0 | 1 | Super Off Peak | 0 | 0 | 1 | Super Off Peak
2020-03-06 | 6 | 3 | 0 | 0 | 0 | 0 | 1.0512 |  | 0 | 0 | 1 | Super Off Peak | 0 | 0 | 1 | Off Peak | 0 | 1 | Off Peak | 0 | 1 | Off Peak | 0 | 0 | 1 | Super Off Peak | 0 | 1 | 0 | Off Peak | 0 | 1 | 0 | Off Peak
2020-03-06 | 7 | 3 | 0 | 0 | 0 | 0 | 1.9139 |  | 0 | 1 | 0 | Off Peak | 0 | 1 | 0 | Semi Peak | 0 | 1 | Off Peak | 0 | 1 | Off Peak | 0 | 1 | 0 | Off Peak | 0 | 1 | 0 | Off Peak | 0 | 1 | 0 | Off Peak
2020-03-06 | 8 | 3 | 0 | 0 | 0 | 0 | 1.3542 |  | 0 | 1 | 0 | Off Peak | 0 | 1 | 0 | Semi Peak | 0 | 1 | Off Peak | 0 | 1 | Off Peak | 0 | 1 | 0 | Off Peak | 0 | 1 | 0 | Off Peak | 0 | 1 | 0 | Off Peak
2020-03-06 | 9 | 3 | 0 | 0 | 0 | 0 | 0.67179 |  | 0 | 1 | 0 | Off Peak | 0 | 1 | 0 | Semi Peak | 0 | 1 | Off Peak | 0 | 1 | Off Peak | 0 | 1 | 0 | Off Peak | 0 | 1 | 0 | Off Peak | 0 | 1 | 0 | Off Peak
2020-03-06 | 10 | 3 | 0 | 0 | 0 | 0 | 0.14858 |  | 0 | 1 | 0 | Off Peak | 0 | 1 | 0 | Semi Peak | 0 | 1 | Off Peak | 0 | 1 | Off Peak | 0 | 1 | 0 | Off Peak | 0 | 1 | 0 | Off Peak | 0 | 1 | 0 | Off Peak
2020-03-06 | 11 | 3 | 0 | 0 | 0 | 0 | -0.086247 |  | 0 | 0 | 1 | Super Off Peak | 0 | 1 | 0 | Semi Peak | 0 | 1 | Off Peak | 0 | 1 | Off Peak | 0 | 1 | 0 | Off Peak | 0 | 1 | 0 | Off Peak | 0 | 1 | 0 | Off Peak
2020-03-06 | 12 | 3 | 0 | 0 | 0 | 0 | -0.17062 |  | 0 | 0 | 1 | Super Off Peak | 0 | 1 | 0 | Semi Peak | 0 | 1 | Off Peak | 0 | 1 | Off Peak | 0 | 1 | 0 | Off Peak | 0 | 1 | 0 | Off Peak | 0 | 1 | 0 | Off Peak
2020-03-06 | 13 | 3 | 0 | 0 | 0 | 0 | -0.24978 |  | 0 | 0 | 1 | Super Off Peak | 0 | 1 | 0 | Semi Peak | 0 | 1 | Off Peak | 1 | 0 | On Peak | 0 | 1 | 0 | Off Peak | 1 | 0 | 0 | On Peak | 0 | 1 | 0 | Off Peak
2020-03-06 | 14 | 3 | 0 | 0 | 0 | 0 | -0.23823 |  | 0 | 0 | 1 | Super Off Peak | 0 | 1 | 0 | Semi Peak | 0 | 1 | Off Peak | 1 | 0 | On Peak | 0 | 1 | 0 | Off Peak | 1 | 0 | 0 | On Peak | 0 | 1 | 0 | Off Peak
2020-03-06 | 15 | 3 | 0 | 0 | 0 | 0 | -0.091499 |  | 0 | 1 | 0 | Off Peak | 0 | 1 | 0 | Semi Peak | 0 | 1 | Off Peak | 1 | 0 | On Peak | 0 | 1 | 0 | Off Peak | 1 | 0 | 0 | On Peak | 0 | 1 | 0 | Off Peak
2020-03-06 | 16 | 3 | 0 | 0 | 0 | 0 | 0.33587 |  | 0 | 1 | 0 | Off Peak | 0 | 1 | 0 | Semi Peak | 0 | 1 | Off Peak | 1 | 0 | On Peak | 0 | 1 | 0 | Off Peak | 1 | 0 | 0 | On Peak | 0 | 1 | 0 | Off Peak
2020-03-06 | 17 | 3 | 0 | 0 | 0 | 0 | 1.2668 |  | 1 | 0 | 0 | On Peak | 0 | 1 | 0 | Semi Peak | 1 | 0 | On Peak | 1 | 0 | On Peak | 0 | 1 | 0 | Off Peak | 1 | 0 | 0 | On Peak | 0 | 1 | 0 | Off Peak
2020-03-06 | 18 | 3 | 0 | 0 | 0 | 0 | 2.2874 |  | 1 | 0 | 0 | On Peak | 1 | 0 | 0 | On Peak | 1 | 0 | On Peak | 1 | 0 | On Peak | 0 | 1 | 0 | Off Peak | 1 | 0 | 0 | On Peak | 0 | 1 | 0 | Off Peak
2020-03-06 | 19 | 3 | 0 | 0 | 0 | 0 | 2.7423 |  | 1 | 0 | 0 | On Peak | 1 | 0 | 0 | On Peak | 1 | 0 | On Peak | 0 | 1 | Off Peak | 0 | 0 | 1 | Super Off Peak | 1 | 0 | 0 | On Peak | 0 | 1 | 0 | Off Peak
2020-03-06 | 20 | 3 | 0 | 0 | 0 | 0 | 3.1396 |  | 1 | 0 | 0 | On Peak | 1 | 0 | 0 | On Peak | 1 | 0 | On Peak | 0 | 1 | Off Peak | 0 | 0 | 1 | Super Off Peak | 1 | 0 | 0 | On Peak | 1 | 0 | 0 | On Peak
2020-03-06 | 21 | 3 | 0 | 0 | 0 | 0 | 3.1182 |  | 1 | 0 | 0 | On Peak | 0 | 1 | 0 | Semi Peak | 1 | 0 | On Peak | 0 | 1 | Off Peak | 0 | 0 | 1 | Super Off Peak | 0 | 1 | 0 | Off Peak | 1 | 0 | 0 | On Peak
2020-03-06 | 22 | 3 | 0 | 0 | 0 | 0 | 2.9086 |  | 0 | 1 | 0 | Off Peak | 0 | 1 | 0 | Semi Peak | 0 | 1 | Off Peak | 0 | 1 | Off Peak | 0 | 0 | 1 | Super Off Peak | 0 | 1 | 0 | Off Peak | 1 | 0 | 0 | On Peak
2020-03-06 | 23 | 3 | 0 | 0 | 0 | 0 | 1.5045 |  | 0 | 1 | 0 | Off Peak | 0 | 0 | 1 | Off Peak | 0 | 1 | Off Peak | 0 | 1 | Off Peak | 0 | 0 | 1 | Super Off Peak | 0 | 1 | 0 | Off Peak | 1 | 0 | 0 | On Peak
2020-03-06 | 24 | 3 | 0 | 0 | 0 | 0 | 1.2984 |  | 0 | 1 | 0 | Off Peak | 0 | 0 | 1 | Off Peak | 0 | 1 | Off Peak | 0 | 1 | Off Peak | 0 | 0 | 1 | Super Off Peak | 0 | 1 | 0 | Off Peak | 1 | 0 | 0 | On Peak
2020-03-07 | 1 | 3 | 0 | 1 | 0 | 0 | 1.0673 |  | 0 | 0 | 1 | Super Off Peak | 0 | 0 | 1 | Off Peak | 0 | 1 | Off Peak | 0 | 1 | Off Peak | 0 | 0 | 1 | Super Off Peak | 0 | 0 | 1 | Super Off Peak | 0 | 0 | 1 | Super Off Peak
2020-03-07 | 2 | 3 | 0 | 1 | 0 | 0 | 1.0447 |  | 0 | 0 | 1 | Super Off Peak | 0 | 0 | 1 | Off Peak | 0 | 1 | Off Peak | 0 | 1 | Off Peak | 0 | 0 | 1 | Super Off Peak | 0 | 0 | 1 | Super Off Peak | 0 | 0 | 1 | Super Off Peak
2020-03-07 | 3 | 3 | 0 | 1 | 0 | 0 | 0.99107 |  | 0 | 0 | 1 | Super Off Peak | 0 | 0 | 1 | Off Peak | 0 | 1 | Off Peak | 0 | 1 | Off Peak | 0 | 0 | 1 | Super Off Peak | 0 | 0 | 1 | Super Off Peak | 0 | 0 | 1 | Super Off Peak
2020-03-07 | 4 | 3 | 0 | 1 | 0 | 0 | 0.96572 |  | 0 | 0 | 1 | Super Off Peak | 0 | 0 | 1 | Off Peak | 0 | 1 | Off Peak | 0 | 1 | Off Peak | 0 | 0 | 1 | Super Off Peak | 0 | 0 | 1 | Super Off Peak | 0 | 0 | 1 | Super Off Peak
2020-03-07 | 5 | 3 | 0 | 1 | 0 | 0 | 0.96755 |  | 0 | 0 | 1 | Super Off Peak | 0 | 0 | 1 | Off Peak | 0 | 1 | Off Peak | 0 | 1 | Off Peak | 0 | 0 | 1 | Super Off Peak | 0 | 0 | 1 | Super Off Peak | 0 | 0 | 1 | Super Off Peak
2020-03-07 | 6 | 3 | 0 | 1 | 0 | 0 | 1.0255 |  | 0 | 0 | 1 | Super Off Peak | 0 | 0 | 1 | Off Peak | 0 | 1 | Off Peak | 0 | 1 | Off Peak | 0 | 0 | 1 | Super Off Peak | 0 | 1 | 0 | Off Peak | 0 | 1 | 0 | Off Peak
2020-03-07 | 7 | 3 | 0 | 1 | 0 | 0 | 1.7357 |  | 0 | 0 | 1 | Super Off Peak | 0 | 0 | 1 | Off Peak | 0 | 1 | Off Peak | 0 | 1 | Off Peak | 0 | 0 | 1 | Super Off Peak | 0 | 1 | 0 | Off Peak | 0 | 1 | 0 | Off Peak
2020-03-07 | 8 | 3 | 0 | 1 | 0 | 0 | 0.94517 |  | 0 | 0 | 1 | Super Off Peak | 0 | 0 | 1 | Off Peak | 0 | 1 | Off Peak | 0 | 1 | Off Peak | 0 | 0 | 1 | Super Off Peak | 0 | 1 | 0 | Off Peak | 0 | 1 | 0 | Off Peak
2020-03-07 | 9 | 3 | 0 | 1 | 0 | 0 | 0.26529 |  | 0 | 0 | 1 | Super Off Peak | 0 | 0 | 1 | Off Peak | 0 | 1 | Off Peak | 0 | 1 | Off Peak | 0 | 0 | 1 | Super Off Peak | 0 | 1 | 0 | Off Peak | 0 | 1 | 0 | Off Peak
2020-03-07 | 10 | 3 | 0 | 1 | 0 | 0 | -0.17775 |  | 0 | 0 | 1 | Super Off Peak | 0 | 0 | 1 | Off Peak | 0 | 1 | Off Peak | 0 | 1 | Off Peak | 0 | 0 | 1 | Super Off Peak | 0 | 1 | 0 | Off Peak | 0 | 1 | 0 | Off Peak
2020-03-07 | 11 | 3 | 0 | 1 | 0 | 0 | -0.37854 |  | 0 | 0 | 1 | Super Off Peak | 0 | 0 | 1 | Off Peak | 0 | 1 | Off Peak | 0 | 1 | Off Peak | 0 | 0 | 1 | Super Off Peak | 0 | 1 | 0 | Off Peak | 0 | 1 | 0 | Off Peak
2020-03-07 | 12 | 3 | 0 | 1 | 0 | 0 | -0.45313 |  | 0 | 0 | 1 | Super Off Peak | 0 | 0 | 1 | Off Peak | 0 | 1 | Off Peak | 0 | 1 | Off Peak | 0 | 0 | 1 | Super Off Peak | 0 | 1 | 0 | Off Peak | 0 | 1 | 0 | Off Peak
2020-03-07 | 13 | 3 | 0 | 1 | 0 | 0 | -0.54314 |  | 0 | 0 | 1 | Super Off Peak | 0 | 0 | 1 | Off Peak | 0 | 1 | Off Peak | 0 | 1 | Off Peak | 0 | 0 | 1 | Super Off Peak | 1 | 0 | 0 | On Peak | 0 | 1 | 0 | Off Peak
2020-03-07 | 14 | 3 | 0 | 1 | 0 | 0 | -0.55421 |  | 0 | 0 | 1 | Super Off Peak | 0 | 0 | 1 | Off Peak | 0 | 1 | Off Peak | 0 | 1 | Off Peak | 0 | 0 | 1 | Super Off Peak | 1 | 0 | 0 | On Peak | 0 | 1 | 0 | Off Peak
2020-03-07 | 15 | 3 | 0 | 1 | 0 | 0 | -0.43921 |  | 0 | 1 | 0 | Off Peak | 0 | 0 | 1 | Off Peak | 0 | 1 | Off Peak | 0 | 1 | Off Peak | 0 | 0 | 1 | Super Off Peak | 1 | 0 | 0 | On Peak | 0 | 1 | 0 | Off Peak
2020-03-07 | 16 | 3 | 0 | 1 | 0 | 0 | -0.018924 |  | 0 | 1 | 0 | Off Peak | 0 | 0 | 1 | Off Peak | 0 | 1 | Off Peak | 0 | 1 | Off Peak | 0 | 0 | 1 | Super Off Peak | 1 | 0 | 0 | On Peak | 0 | 1 | 0 | Off Peak
2020-03-07 | 17 | 3 | 0 | 1 | 0 | 0 | 0.87878 |  | 1 | 0 | 0 | On Peak | 0 | 0 | 1 | Off Peak | 0 | 1 | Off Peak | 0 | 1 | Off Peak | 0 | 0 | 1 | Super Off Peak | 1 | 0 | 0 | On Peak | 0 | 1 | 0 | Off Peak
2020-03-07 | 18 | 3 | 0 | 1 | 0 | 0 | 1.9152 |  | 1 | 0 | 0 | On Peak | 0 | 0 | 1 | Off Peak | 0 | 1 | Off Peak | 0 | 1 | Off Peak | 0 | 0 | 1 | Super Off Peak | 1 | 0 | 0 | On Peak | 0 | 1 | 0 | Off Peak
2020-03-07 | 19 | 3 | 0 | 1 | 0 | 0 | 2.4195 |  | 1 | 0 | 0 | On Peak | 0 | 0 | 1 | Off Peak | 0 | 1 | Off Peak | 0 | 1 | Off Peak | 0 | 0 | 1 | Super Off Peak | 1 | 0 | 0 | On Peak | 0 | 1 | 0 | Off Peak
2020-03-07 | 20 | 3 | 0 | 1 | 0 | 0 | 2.8821 |  | 1 | 0 | 0 | On Peak | 0 | 0 | 1 | Off Peak | 0 | 1 | Off Peak | 0 | 1 | Off Peak | 0 | 0 | 1 | Super Off Peak | 1 | 0 | 0 | On Peak | 1 | 0 | 0 | On Peak
2020-03-07 | 21 | 3 | 0 | 1 | 0 | 0 | 2.8976 |  | 1 | 0 | 0 | On Peak | 0 | 0 | 1 | Off Peak | 0 | 1 | Off Peak | 0 | 1 | Off Peak | 0 | 0 | 1 | Super Off Peak | 0 | 1 | 0 | Off Peak | 1 | 0 | 0 | On Peak
2020-03-07 | 22 | 3 | 0 | 1 | 0 | 0 | 2.7634 |  | 0 | 1 | 0 | Off Peak | 0 | 0 | 1 | Off Peak | 0 | 1 | Off Peak | 0 | 1 | Off Peak | 0 | 0 | 1 | Super Off Peak | 0 | 1 | 0 | Off Peak | 1 | 0 | 0 | On Peak
2020-03-07 | 23 | 3 | 0 | 1 | 0 | 0 | 1.3903 |  | 0 | 1 | 0 | Off Peak | 0 | 0 | 1 | Off Peak | 0 | 1 | Off Peak | 0 | 1 | Off Peak | 0 | 0 | 1 | Super Off Peak | 0 | 1 | 0 | Off Peak | 1 | 0 | 0 | On Peak
2020-03-07 | 24 | 3 | 0 | 1 | 0 | 0 | 1.2146 |  | 0 | 1 | 0 | Off Peak | 0 | 0 | 1 | Off Peak | 0 | 1 | Off Peak | 0 | 1 | Off Peak | 0 | 0 | 1 | Super Off Peak | 0 | 1 | 0 | Off Peak | 1 | 0 | 0 | On Peak
2020-03-08 | 1 | 3 | 0 | 1 | 1 | 0 | 1.0882 |  | 0 | 0 | 1 | Super Off Peak | 0 | 0 | 1 | Off Peak | 0 | 1 | Off Peak | 0 | 1 | Off Peak | 0 | 0 | 1 | Super Off Peak | 0 | 0 | 1 | Super Off Peak | 0 | 0 | 1 | Super Off Peak
2020-03-08 | 3 | 3 | 0 | 1 | 1 | 0 | 0 |  | 0 | 0 | 1 | Super Off Peak | 0 | 0 | 1 | Off Peak | 0 | 1 | Off Peak | 0 | 1 | Off Peak | 0 | 0 | 1 | Super Off Peak | 0 | 0 | 1 | Super Off Peak | 0 | 0 | 1 | Super Off Peak
2020-03-08 | 4 | 3 | 0 | 1 | 1 | 0 | 1.0129 |  | 0 | 0 | 1 | Super Off Peak | 0 | 0 | 1 | Off Peak | 0 | 1 | Off Peak | 0 | 1 | Off Peak | 0 | 0 | 1 | Super Off Peak | 0 | 0 | 1 | Super Off Peak | 0 | 0 | 1 | Super Off Peak
2020-03-08 | 5 | 3 | 0 | 1 | 1 | 0 | 0.98533 |  | 0 | 0 | 1 | Super Off Peak | 0 | 0 | 1 | Off Peak | 0 | 1 | Off Peak | 0 | 1 | Off Peak | 0 | 0 | 1 | Super Off Peak | 0 | 0 | 1 | Super Off Peak | 0 | 0 | 1 | Super Off Peak
2020-03-08 | 6 | 3 | 0 | 1 | 1 | 0 | 0.99167 |  | 0 | 0 | 1 | Super Off Peak | 0 | 0 | 1 | Off Peak | 0 | 1 | Off Peak | 0 | 1 | Off Peak | 0 | 0 | 1 | Super Off Peak | 0 | 1 | 0 | Off Peak | 0 | 1 | 0 | Off Peak
2020-03-08 | 7 | 3 | 0 | 1 | 1 | 0 | 1.0477 |  | 0 | 0 | 1 | Super Off Peak | 0 | 0 | 1 | Off Peak | 0 | 1 | Off Peak | 0 | 1 | Off Peak | 0 | 0 | 1 | Super Off Peak | 0 | 1 | 0 | Off Peak | 0 | 1 | 0 | Off Peak
2020-03-08 | 8 | 3 | 0 | 1 | 1 | 0 | 1.0233 |  | 0 | 0 | 1 | Super Off Peak | 0 | 0 | 1 | Off Peak | 0 | 1 | Off Peak | 0 | 1 | Off Peak | 0 | 0 | 1 | Super Off Peak | 0 | 1 | 0 | Off Peak | 0 | 1 | 0 | Off Peak
2020-03-08 | 9 | 3 | 0 | 1 | 1 | 0 | 0.5975 |  | 0 | 0 | 1 | Super Off Peak | 0 | 0 | 1 | Off Peak | 0 | 1 | Off Peak | 0 | 1 | Off Peak | 0 | 0 | 1 | Super Off Peak | 0 | 1 | 0 | Off Peak | 0 | 1 | 0 | Off Peak
2020-03-08 | 10 | 3 | 0 | 1 | 1 | 0 | 0.18871 |  | 0 | 0 | 1 | Super Off Peak | 0 | 0 | 1 | Off Peak | 0 | 1 | Off Peak | 0 | 1 | Off Peak | 0 | 0 | 1 | Super Off Peak | 0 | 1 | 0 | Off Peak | 0 | 1 | 0 | Off Peak
2020-03-08 | 11 | 3 | 0 | 1 | 1 | 0 | -0.086254 |  | 0 | 0 | 1 | Super Off Peak | 0 | 0 | 1 | Off Peak | 0 | 1 | Off Peak | 0 | 1 | Off Peak | 0 | 0 | 1 | Super Off Peak | 0 | 1 | 0 | Off Peak | 0 | 1 | 0 | Off Peak
2020-03-08 | 12 | 3 | 0 | 1 | 1 | 0 | -0.26746 |  | 0 | 0 | 1 | Super Off Peak | 0 | 0 | 1 | Off Peak | 0 | 1 | Off Peak | 0 | 1 | Off Peak | 0 | 0 | 1 | Super Off Peak | 0 | 1 | 0 | Off Peak | 0 | 1 | 0 | Off Peak
2020-03-08 | 13 | 3 | 0 | 1 | 1 | 0 | -0.37218 |  | 0 | 0 | 1 | Super Off Peak | 0 | 0 | 1 | Off Peak | 0 | 1 | Off Peak | 0 | 1 | Off Peak | 0 | 0 | 1 | Super Off Peak | 1 | 0 | 0 | On Peak | 0 | 1 | 0 | Off Peak
2020-03-08 | 14 | 3 | 0 | 1 | 1 | 0 | -0.39052 |  | 0 | 0 | 1 | Super Off Peak | 0 | 0 | 1 | Off Peak | 0 | 1 | Off Peak | 0 | 1 | Off Peak | 0 | 0 | 1 | Super Off Peak | 1 | 0 | 0 | On Peak | 0 | 1 | 0 | Off Peak
2020-03-08 | 15 | 3 | 0 | 1 | 1 | 0 | -0.35228 |  | 0 | 1 | 0 | Off Peak | 0 | 0 | 1 | Off Peak | 0 | 1 | Off Peak | 0 | 1 | Off Peak | 0 | 0 | 1 | Super Off Peak | 1 | 0 | 0 | On Peak | 0 | 1 | 0 | Off Peak
2020-03-08 | 16 | 3 | 0 | 1 | 1 | 0 | -0.29098 |  | 0 | 1 | 0 | Off Peak | 0 | 0 | 1 | Off Peak | 0 | 1 | Off Peak | 0 | 1 | Off Peak | 0 | 0 | 1 | Super Off Peak | 1 | 0 | 0 | On Peak | 0 | 1 | 0 | Off Peak
2020-03-08 | 17 | 3 | 0 | 1 | 1 | 0 | -0.090565 |  | 1 | 0 | 0 | On Peak | 0 | 0 | 1 | Off Peak | 0 | 1 | Off Peak | 0 | 1 | Off Peak | 0 | 0 | 1 | Super Off Peak | 1 | 0 | 0 | On Peak | 0 | 1 | 0 | Off Peak
2020-03-08 | 18 | 3 | 0 | 1 | 1 | 0 | 0.46486 |  | 1 | 0 | 0 | On Peak | 0 | 0 | 1 | Off Peak | 0 | 1 | Off Peak | 0 | 1 | Off Peak | 0 | 0 | 1 | Super Off Peak | 1 | 0 | 0 | On Peak | 0 | 1 | 0 | Off Peak
2020-03-08 | 19 | 3 | 0 | 1 | 1 | 0 | 1.1222 |  | 1 | 0 | 0 | On Peak | 0 | 0 | 1 | Off Peak | 0 | 1 | Off Peak | 0 | 1 | Off Peak | 0 | 0 | 1 | Super Off Peak | 1 | 0 | 0 | On Peak | 0 | 1 | 0 | Off Peak
2020-03-08 | 20 | 3 | 0 | 1 | 1 | 0 | 1.4581 |  | 1 | 0 | 0 | On Peak | 0 | 0 | 1 | Off Peak | 0 | 1 | Off Peak | 0 | 1 | Off Peak | 0 | 0 | 1 | Super Off Peak | 1 | 0 | 0 | On Peak | 1 | 0 | 0 | On Peak
2020-03-08 | 21 | 3 | 0 | 1 | 1 | 0 | 1.7009 |  | 1 | 0 | 0 | On Peak | 0 | 0 | 1 | Off Peak | 0 | 1 | Off Peak | 0 | 1 | Off Peak | 0 | 0 | 1 | Super Off Peak | 0 | 1 | 0 | Off Peak | 1 | 0 | 0 | On Peak
2020-03-08 | 22 | 3 | 0 | 1 | 1 | 0 | 1.7362 |  | 0 | 1 | 0 | Off Peak | 0 | 0 | 1 | Off Peak | 0 | 1 | Off Peak | 0 | 1 | Off Peak | 0 | 0 | 1 | Super Off Peak | 0 | 1 | 0 | Off Peak | 1 | 0 | 0 | On Peak
2020-03-08 | 23 | 3 | 0 | 1 | 1 | 0 | 1.6163 |  | 0 | 1 | 0 | Off Peak | 0 | 0 | 1 | Off Peak | 0 | 1 | Off Peak | 0 | 1 | Off Peak | 0 | 0 | 1 | Super Off Peak | 0 | 1 | 0 | Off Peak | 1 | 0 | 0 | On Peak
2020-03-08 | 24 | 3 | 0 | 1 | 1 | 0 | 1.4205 |  | 0 | 1 | 0 | Off Peak | 0 | 0 | 1 | Off Peak | 0 | 1 | Off Peak | 0 | 1 | Off Peak | 0 | 0 | 1 | Super Off Peak | 0 | 1 | 0 | Off Peak | 1 | 0 | 0 | On Peak
2020-03-09 | 1 | 3 | 0 | 0 | 0 | 0 | 1.2323 |  | 0 | 0 | 1 | Super Off Peak | 0 | 0 | 1 | Off Peak | 0 | 1 | Off Peak | 0 | 1 | Off Peak | 0 | 0 | 1 | Super Off Peak | 0 | 0 | 1 | Super Off Peak | 0 | 0 | 1 | Super Off Peak
2020-03-09 | 2 | 3 | 0 | 0 | 0 | 0 | 1.1338 |  | 0 | 0 | 1 | Super Off Peak | 0 | 0 | 1 | Off Peak | 0 | 1 | Off Peak | 0 | 1 | Off Peak | 0 | 0 | 1 | Super Off Peak | 0 | 0 | 1 | Super Off Peak | 0 | 0 | 1 | Super Off Peak
2020-03-09 | 3 | 3 | 0 | 0 | 0 | 0 | 1.0474 |  | 0 | 0 | 1 | Super Off Peak | 0 | 0 | 1 | Off Peak | 0 | 1 | Off Peak | 0 | 1 | Off Peak | 0 | 0 | 1 | Super Off Peak | 0 | 0 | 1 | Super Off Peak | 0 | 0 | 1 | Super Off Peak
2020-03-09 | 4 | 3 | 0 | 0 | 0 | 0 | 1.001 |  | 0 | 0 | 1 | Super Off Peak | 0 | 0 | 1 | Off Peak | 0 | 1 | Off Peak | 0 | 1 | Off Peak | 0 | 0 | 1 | Super Off Peak | 0 | 0 | 1 | Super Off Peak | 0 | 0 | 1 | Super Off Peak
2020-03-09 | 5 | 3 | 0 | 0 | 0 | 0 | 0.98033 |  | 0 | 0 | 1 | Super Off Peak | 0 | 0 | 1 | Off Peak | 0 | 1 | Off Peak | 0 | 1 | Off Peak | 0 | 0 | 1 | Super Off Peak | 0 | 0 | 1 | Super Off Peak | 0 | 0 | 1 | Super Off Peak
2020-03-09 | 6 | 3 | 0 | 0 | 0 | 0 | 0.98265 |  | 0 | 0 | 1 | Super Off Peak | 0 | 0 | 1 | Off Peak | 0 | 1 | Off Peak | 0 | 1 | Off Peak | 0 | 0 | 1 | Super Off Peak | 0 | 1 | 0 | Off Peak | 0 | 1 | 0 | Off Peak
2020-03-09 | 7 | 3 | 0 | 0 | 0 | 0 | 1.8577 |  | 0 | 1 | 0 | Off Peak | 0 | 1 | 0 | Semi Peak | 0 | 1 | Off Peak | 0 | 1 | Off Peak | 0 | 1 | 0 | Off Peak | 0 | 1 | 0 | Off Peak | 0 | 1 | 0 | Off Peak
2020-03-09 | 8 | 3 | 0 | 0 | 0 | 0 | 1.9377 |  | 0 | 1 | 0 | Off Peak | 0 | 1 | 0 | Semi Peak | 0 | 1 | Off Peak | 0 | 1 | Off Peak | 0 | 1 | 0 | Off Peak | 0 | 1 | 0 | Off Peak | 0 | 1 | 0 | Off Peak
2020-03-09 | 9 | 3 | 0 | 0 | 0 | 0 | 1.3722 |  | 0 | 1 | 0 | Off Peak | 0 | 1 | 0 | Semi Peak | 0 | 1 | Off Peak | 0 | 1 | Off Peak | 0 | 1 | 0 | Off Peak | 0 | 1 | 0 | Off Peak | 0 | 1 | 0 | Off Peak
2020-03-09 | 10 | 3 | 0 | 0 | 0 | 0 | 0.64068 |  | 0 | 1 | 0 | Off Peak | 0 | 1 | 0 | Semi Peak | 0 | 1 | Off Peak | 0 | 1 | Off Peak | 0 | 1 | 0 | Off Peak | 0 | 1 | 0 | Off Peak | 0 | 1 | 0 | Off Peak
2020-03-09 | 11 | 3 | 0 | 0 | 0 | 0 | 0.11132 |  | 0 | 0 | 1 | Super Off Peak | 0 | 1 | 0 | Semi Peak | 0 | 1 | Off Peak | 0 | 1 | Off Peak | 0 | 1 | 0 | Off Peak | 0 | 1 | 0 | Off Peak | 0 | 1 | 0 | Off Peak
2020-03-09 | 12 | 3 | 0 | 0 | 0 | 0 | -0.19233 |  | 0 | 0 | 1 | Super Off Peak | 0 | 1 | 0 | Semi Peak | 0 | 1 | Off Peak | 0 | 1 | Off Peak | 0 | 1 | 0 | Off Peak | 0 | 1 | 0 | Off Peak | 0 | 1 | 0 | Off Peak
2020-03-09 | 13 | 3 | 0 | 0 | 0 | 0 | -0.33103 |  | 0 | 0 | 1 | Super Off Peak | 0 | 1 | 0 | Semi Peak | 0 | 1 | Off Peak | 1 | 0 | On Peak | 0 | 1 | 0 | Off Peak | 1 | 0 | 0 | On Peak | 0 | 1 | 0 | Off Peak
2020-03-09 | 14 | 3 | 0 | 0 | 0 | 0 | -0.40247 |  | 0 | 0 | 1 | Super Off Peak | 0 | 1 | 0 | Semi Peak | 0 | 1 | Off Peak | 1 | 0 | On Peak | 0 | 1 | 0 | Off Peak | 1 | 0 | 0 | On Peak | 0 | 1 | 0 | Off Peak
2020-03-09 | 15 | 3 | 0 | 0 | 0 | 0 | -0.31813 |  | 0 | 1 | 0 | Off Peak | 0 | 1 | 0 | Semi Peak | 0 | 1 | Off Peak | 1 | 0 | On Peak | 0 | 1 | 0 | Off Peak | 1 | 0 | 0 | On Peak | 0 | 1 | 0 | Off Peak
2020-03-09 | 16 | 3 | 0 | 0 | 0 | 0 | -0.15165 |  | 0 | 1 | 0 | Off Peak | 0 | 1 | 0 | Semi Peak | 0 | 1 | Off Peak | 1 | 0 | On Peak | 0 | 1 | 0 | Off Peak | 1 | 0 | 0 | On Peak | 0 | 1 | 0 | Off Peak
2020-03-09 | 17 | 3 | 0 | 0 | 0 | 0 | 0.25115 |  | 1 | 0 | 0 | On Peak | 0 | 1 | 0 | Semi Peak | 1 | 0 | On Peak | 1 | 0 | On Peak | 0 | 1 | 0 | Off Peak | 1 | 0 | 0 | On Peak | 0 | 1 | 0 | Off Peak
2020-03-09 | 18 | 3 | 0 | 0 | 0 | 0 | 1.1382 |  | 1 | 0 | 0 | On Peak | 1 | 0 | 0 | On Peak | 1 | 0 | On Peak | 1 | 0 | On Peak | 0 | 1 | 0 | Off Peak | 1 | 0 | 0 | On Peak | 0 | 1 | 0 | Off Peak
2020-03-09 | 19 | 3 | 0 | 0 | 0 | 0 | 2.232 |  | 1 | 0 | 0 | On Peak | 1 | 0 | 0 | On Peak | 1 | 0 | On Peak | 0 | 1 | Off Peak | 0 | 0 | 1 | Super Off Peak | 1 | 0 | 0 | On Peak | 0 | 1 | 0 | Off Peak
2020-03-09 | 20 | 3 | 0 | 0 | 0 | 0 | 2.7633 |  | 1 | 0 | 0 | On Peak | 1 | 0 | 0 | On Peak | 1 | 0 | On Peak | 0 | 1 | Off Peak | 0 | 0 | 1 | Super Off Peak | 1 | 0 | 0 | On Peak | 1 | 0 | 0 | On Peak
2020-03-09 | 21 | 3 | 0 | 0 | 0 | 0 | 3.1598 |  | 1 | 0 | 0 | On Peak | 0 | 1 | 0 | Semi Peak | 1 | 0 | On Peak | 0 | 1 | Off Peak | 0 | 0 | 1 | Super Off Peak | 0 | 1 | 0 | Off Peak | 1 | 0 | 0 | On Peak
2020-03-09 | 22 | 3 | 0 | 0 | 0 | 0 | 3.1401 |  | 0 | 1 | 0 | Off Peak | 0 | 1 | 0 | Semi Peak | 0 | 1 | Off Peak | 0 | 1 | Off Peak | 0 | 0 | 1 | Super Off Peak | 0 | 1 | 0 | Off Peak | 1 | 0 | 0 | On Peak
2020-03-09 | 23 | 3 | 0 | 0 | 0 | 0 | 1.7218 |  | 0 | 1 | 0 | Off Peak | 0 | 0 | 1 | Off Peak | 0 | 1 | Off Peak | 0 | 1 | Off Peak | 0 | 0 | 1 | Super Off Peak | 0 | 1 | 0 | Off Peak | 1 | 0 | 0 | On Peak
2020-03-09 | 24 | 3 | 0 | 0 | 0 | 0 | 1.5145 |  | 0 | 1 | 0 | Off Peak | 0 | 0 | 1 | Off Peak | 0 | 1 | Off Peak | 0 | 1 | Off Peak | 0 | 0 | 1 | Super Off Peak | 0 | 1 | 0 | Off Peak | 1 | 0 | 0 | On Peak
2020-03-10 | 1 | 3 | 0 | 0 | 0 | 0 | 1.2947 |  | 0 | 0 | 1 | Super Off Peak | 0 | 0 | 1 | Off Peak | 0 | 1 | Off Peak | 0 | 1 | Off Peak | 0 | 0 | 1 | Super Off Peak | 0 | 0 | 1 | Super Off Peak | 0 | 0 | 1 | Super Off Peak
2020-03-10 | 2 | 3 | 0 | 0 | 0 | 0 | 1.1022 |  | 0 | 0 | 1 | Super Off Peak | 0 | 0 | 1 | Off Peak | 0 | 1 | Off Peak | 0 | 1 | Off Peak | 0 | 0 | 1 | Super Off Peak | 0 | 0 | 1 | Super Off Peak | 0 | 0 | 1 | Super Off Peak
2020-03-10 | 3 | 3 | 0 | 0 | 0 | 0 | 1.0155 |  | 0 | 0 | 1 | Super Off Peak | 0 | 0 | 1 | Off Peak | 0 | 1 | Off Peak | 0 | 1 | Off Peak | 0 | 0 | 1 | Super Off Peak | 0 | 0 | 1 | Super Off Peak | 0 | 0 | 1 | Super Off Peak
2020-03-10 | 4 | 3 | 0 | 0 | 0 | 0 | 0.97129 |  | 0 | 0 | 1 | Super Off Peak | 0 | 0 | 1 | Off Peak | 0 | 1 | Off Peak | 0 | 1 | Off Peak | 0 | 0 | 1 | Super Off Peak | 0 | 0 | 1 | Super Off Peak | 0 | 0 | 1 | Super Off Peak
2020-03-10 | 5 | 3 | 0 | 0 | 0 | 0 | 0.95572 |  | 0 | 0 | 1 | Super Off Peak | 0 | 0 | 1 | Off Peak | 0 | 1 | Off Peak | 0 | 1 | Off Peak | 0 | 0 | 1 | Super Off Peak | 0 | 0 | 1 | Super Off Peak | 0 | 0 | 1 | Super Off Peak
2020-03-10 | 6 | 3 | 0 | 0 | 0 | 0 | 0.9714 |  | 0 | 0 | 1 | Super Off Peak | 0 | 0 | 1 | Off Peak | 0 | 1 | Off Peak | 0 | 1 | Off Peak | 0 | 0 | 1 | Super Off Peak | 0 | 1 | 0 | Off Peak | 0 | 1 | 0 | Off Peak
2020-03-10 | 7 | 3 | 0 | 0 | 0 | 0 | 1.8787 |  | 0 | 1 | 0 | Off Peak | 0 | 1 | 0 | Semi Peak | 0 | 1 | Off Peak | 0 | 1 | Off Peak | 0 | 1 | 0 | Off Peak | 0 | 1 | 0 | Off Peak | 0 | 1 | 0 | Off Peak
2020-03-10 | 8 | 3 | 0 | 0 | 0 | 0 | 2.0099 |  | 0 | 1 | 0 | Off Peak | 0 | 1 | 0 | Semi Peak | 0 | 1 | Off Peak | 0 | 1 | Off Peak | 0 | 1 | 0 | Off Peak | 0 | 1 | 0 | Off Peak | 0 | 1 | 0 | Off Peak
2020-03-10 | 9 | 3 | 0 | 0 | 0 | 0 | 1.4117 |  | 0 | 1 | 0 | Off Peak | 0 | 1 | 0 | Semi Peak | 0 | 1 | Off Peak | 0 | 1 | Off Peak | 0 | 1 | 0 | Off Peak | 0 | 1 | 0 | Off Peak | 0 | 1 | 0 | Off Peak
2020-03-10 | 10 | 3 | 0 | 0 | 0 | 0 | 0.66208 |  | 0 | 1 | 0 | Off Peak | 0 | 1 | 0 | Semi Peak | 0 | 1 | Off Peak | 0 | 1 | Off Peak | 0 | 1 | 0 | Off Peak | 0 | 1 | 0 | Off Peak | 0 | 1 | 0 | Off Peak
2020-03-10 | 11 | 3 | 0 | 0 | 0 | 0 | 0.1385 |  | 0 | 0 | 1 | Super Off Peak | 0 | 1 | 0 | Semi Peak | 0 | 1 | Off Peak | 0 | 1 | Off Peak | 0 | 1 | 0 | Off Peak | 0 | 1 | 0 | Off Peak | 0 | 1 | 0 | Off Peak
2020-03-10 | 12 | 3 | 0 | 0 | 0 | 0 | -0.14757 |  | 0 | 0 | 1 | Super Off Peak | 0 | 1 | 0 | Semi Peak | 0 | 1 | Off Peak | 0 | 1 | Off Peak | 0 | 1 | 0 | Off Peak | 0 | 1 | 0 | Off Peak | 0 | 1 | 0 | Off Peak
2020-03-10 | 13 | 3 | 0 | 0 | 0 | 0 | -0.28222 |  | 0 | 0 | 1 | Super Off Peak | 0 | 1 | 0 | Semi Peak | 0 | 1 | Off Peak | 1 | 0 | On Peak | 0 | 1 | 0 | Off Peak | 1 | 0 | 0 | On Peak | 0 | 1 | 0 | Off Peak
2020-03-10 | 14 | 3 | 0 | 0 | 0 | 0 | -0.36647 |  | 0 | 0 | 1 | Super Off Peak | 0 | 1 | 0 | Semi Peak | 0 | 1 | Off Peak | 1 | 0 | On Peak | 0 | 1 | 0 | Off Peak | 1 | 0 | 0 | On Peak | 0 | 1 | 0 | Off Peak
2020-03-10 | 15 | 3 | 0 | 0 | 0 | 0 | -0.30515 |  | 0 | 1 | 0 | Off Peak | 0 | 1 | 0 | Semi Peak | 0 | 1 | Off Peak | 1 | 0 | On Peak | 0 | 1 | 0 | Off Peak | 1 | 0 | 0 | On Peak | 0 | 1 | 0 | Off Peak
2020-03-10 | 16 | 3 | 0 | 0 | 0 | 0 | -0.16521 |  | 0 | 1 | 0 | Off Peak | 0 | 1 | 0 | Semi Peak | 0 | 1 | Off Peak | 1 | 0 | On Peak | 0 | 1 | 0 | Off Peak | 1 | 0 | 0 | On Peak | 0 | 1 | 0 | Off Peak
2020-03-10 | 17 | 3 | 0 | 0 | 0 | 0 | 0.239 |  | 1 | 0 | 0 | On Peak | 0 | 1 | 0 | Semi Peak | 1 | 0 | On Peak | 1 | 0 | On Peak | 0 | 1 | 0 | Off Peak | 1 | 0 | 0 | On Peak | 0 | 1 | 0 | Off Peak
2020-03-10 | 18 | 3 | 0 | 0 | 0 | 0 | 1.0923 |  | 1 | 0 | 0 | On Peak | 1 | 0 | 0 | On Peak | 1 | 0 | On Peak | 1 | 0 | On Peak | 0 | 1 | 0 | Off Peak | 1 | 0 | 0 | On Peak | 0 | 1 | 0 | Off Peak
2020-03-10 | 19 | 3 | 0 | 0 | 0 | 0 | 2.1948 |  | 1 | 0 | 0 | On Peak | 1 | 0 | 0 | On Peak | 1 | 0 | On Peak | 0 | 1 | Off Peak | 0 | 0 | 1 | Super Off Peak | 1 | 0 | 0 | On Peak | 0 | 1 | 0 | Off Peak
2020-03-10 | 20 | 3 | 0 | 0 | 0 | 0 | 2.7638 |  | 1 | 0 | 0 | On Peak | 1 | 0 | 0 | On Peak | 1 | 0 | On Peak | 0 | 1 | Off Peak | 0 | 0 | 1 | Super Off Peak | 1 | 0 | 0 | On Peak | 1 | 0 | 0 | On Peak
2020-03-10 | 21 | 3 | 0 | 0 | 0 | 0 | 3.1687 |  | 1 | 0 | 0 | On Peak | 0 | 1 | 0 | Semi Peak | 1 | 0 | On Peak | 0 | 1 | Off Peak | 0 | 0 | 1 | Super Off Peak | 0 | 1 | 0 | Off Peak | 1 | 0 | 0 | On Peak
2020-03-10 | 22 | 3 | 0 | 0 | 0 | 0 | 3.1505 |  | 0 | 1 | 0 | Off Peak | 0 | 1 | 0 | Semi Peak | 0 | 1 | Off Peak | 0 | 1 | Off Peak | 0 | 0 | 1 | Super Off Peak | 0 | 1 | 0 | Off Peak | 1 | 0 | 0 | On Peak
2020-03-10 | 23 | 3 | 0 | 0 | 0 | 0 | 1.704 |  | 0 | 1 | 0 | Off Peak | 0 | 0 | 1 | Off Peak | 0 | 1 | Off Peak | 0 | 1 | Off Peak | 0 | 0 | 1 | Super Off Peak | 0 | 1 | 0 | Off Peak | 1 | 0 | 0 | On Peak
2020-03-10 | 24 | 3 | 0 | 0 | 0 | 0 | 1.466 |  | 0 | 1 | 0 | Off Peak | 0 | 0 | 1 | Off Peak | 0 | 1 | Off Peak | 0 | 1 | Off Peak | 0 | 0 | 1 | Super Off Peak | 0 | 1 | 0 | Off Peak | 1 | 0 | 0 | On Peak
2020-03-11 | 1 | 3 | 0 | 0 | 0 | 0 | 1.2449 |  | 0 | 0 | 1 | Super Off Peak | 0 | 0 | 1 | Off Peak | 0 | 1 | Off Peak | 0 | 1 | Off Peak | 0 | 0 | 1 | Super Off Peak | 0 | 0 | 1 | Super Off Peak | 0 | 0 | 1 | Super Off Peak
2020-03-11 | 2 | 3 | 0 | 0 | 0 | 0 | 1.0916 |  | 0 | 0 | 1 | Super Off Peak | 0 | 0 | 1 | Off Peak | 0 | 1 | Off Peak | 0 | 1 | Off Peak | 0 | 0 | 1 | Super Off Peak | 0 | 0 | 1 | Super Off Peak | 0 | 0 | 1 | Super Off Peak
2020-03-11 | 3 | 3 | 0 | 0 | 0 | 0 | 1.0218 |  | 0 | 0 | 1 | Super Off Peak | 0 | 0 | 1 | Off Peak | 0 | 1 | Off Peak | 0 | 1 | Off Peak | 0 | 0 | 1 | Super Off Peak | 0 | 0 | 1 | Super Off Peak | 0 | 0 | 1 | Super Off Peak
2020-03-11 | 4 | 3 | 0 | 0 | 0 | 0 | 0.98461 |  | 0 | 0 | 1 | Super Off Peak | 0 | 0 | 1 | Off Peak | 0 | 1 | Off Peak | 0 | 1 | Off Peak | 0 | 0 | 1 | Super Off Peak | 0 | 0 | 1 | Super Off Peak | 0 | 0 | 1 | Super Off Peak
2020-03-11 | 5 | 3 | 0 | 0 | 0 | 0 | 0.97859 |  | 0 | 0 | 1 | Super Off Peak | 0 | 0 | 1 | Off Peak | 0 | 1 | Off Peak | 0 | 1 | Off Peak | 0 | 0 | 1 | Super Off Peak | 0 | 0 | 1 | Super Off Peak | 0 | 0 | 1 | Super Off Peak
2020-03-11 | 6 | 3 | 0 | 0 | 0 | 0 | 0.9906 |  | 0 | 0 | 1 | Super Off Peak | 0 | 0 | 1 | Off Peak | 0 | 1 | Off Peak | 0 | 1 | Off Peak | 0 | 0 | 1 | Super Off Peak | 0 | 1 | 0 | Off Peak | 0 | 1 | 0 | Off Peak
2020-03-11 | 7 | 3 | 0 | 0 | 0 | 0 | 1.9254 |  | 0 | 1 | 0 | Off Peak | 0 | 1 | 0 | Semi Peak | 0 | 1 | Off Peak | 0 | 1 | Off Peak | 0 | 1 | 0 | Off Peak | 0 | 1 | 0 | Off Peak | 0 | 1 | 0 | Off Peak
2020-03-11 | 8 | 3 | 0 | 0 | 0 | 0 | 2.0754 |  | 0 | 1 | 0 | Off Peak | 0 | 1 | 0 | Semi Peak | 0 | 1 | Off Peak | 0 | 1 | Off Peak | 0 | 1 | 0 | Off Peak | 0 | 1 | 0 | Off Peak | 0 | 1 | 0 | Off Peak
2020-03-11 | 9 | 3 | 0 | 0 | 0 | 0 | 1.5275 |  | 0 | 1 | 0 | Off Peak | 0 | 1 | 0 | Semi Peak | 0 | 1 | Off Peak | 0 | 1 | Off Peak | 0 | 1 | 0 | Off Peak | 0 | 1 | 0 | Off Peak | 0 | 1 | 0 | Off Peak
2020-03-11 | 10 | 3 | 0 | 0 | 0 | 0 | 0.74085 |  | 0 | 1 | 0 | Off Peak | 0 | 1 | 0 | Semi Peak | 0 | 1 | Off Peak | 0 | 1 | Off Peak | 0 | 1 | 0 | Off Peak | 0 | 1 | 0 | Off Peak | 0 | 1 | 0 | Off Peak
2020-03-11 | 11 | 3 | 0 | 0 | 0 | 0 | 0.18907 |  | 0 | 0 | 1 | Super Off Peak | 0 | 1 | 0 | Semi Peak | 0 | 1 | Off Peak | 0 | 1 | Off Peak | 0 | 1 | 0 | Off Peak | 0 | 1 | 0 | Off Peak | 0 | 1 | 0 | Off Peak
2020-03-11 | 12 | 3 | 0 | 0 | 0 | 0 | -0.15287 |  | 0 | 0 | 1 | Super Off Peak | 0 | 1 | 0 | Semi Peak | 0 | 1 | Off Peak | 0 | 1 | Off Peak | 0 | 1 | 0 | Off Peak | 0 | 1 | 0 | Off Peak | 0 | 1 | 0 | Off Peak
2020-03-11 | 13 | 3 | 0 | 0 | 0 | 0 | -0.33992 |  | 0 | 0 | 1 | Super Off Peak | 0 | 1 | 0 | Semi Peak | 0 | 1 | Off Peak | 1 | 0 | On Peak | 0 | 1 | 0 | Off Peak | 1 | 0 | 0 | On Peak | 0 | 1 | 0 | Off Peak
2020-03-11 | 14 | 3 | 0 | 0 | 0 | 0 | -0.45018 |  | 0 | 0 | 1 | Super Off Peak | 0 | 1 | 0 | Semi Peak | 0 | 1 | Off Peak | 1 | 0 | On Peak | 0 | 1 | 0 | Off Peak | 1 | 0 | 0 | On Peak | 0 | 1 | 0 | Off Peak
2020-03-11 | 15 | 3 | 0 | 0 | 0 | 0 | -0.38477 |  | 0 | 1 | 0 | Off Peak | 0 | 1 | 0 | Semi Peak | 0 | 1 | Off Peak | 1 | 0 | On Peak | 0 | 1 | 0 | Off Peak | 1 | 0 | 0 | On Peak | 0 | 1 | 0 | Off Peak
2020-03-11 | 16 | 3 | 0 | 0 | 0 | 0 | -0.26377 |  | 0 | 1 | 0 | Off Peak | 0 | 1 | 0 | Semi Peak | 0 | 1 | Off Peak | 1 | 0 | On Peak | 0 | 1 | 0 | Off Peak | 1 | 0 | 0 | On Peak | 0 | 1 | 0 | Off Peak
2020-03-11 | 17 | 3 | 0 | 0 | 0 | 0 | 0.13686 |  | 1 | 0 | 0 | On Peak | 0 | 1 | 0 | Semi Peak | 1 | 0 | On Peak | 1 | 0 | On Peak | 0 | 1 | 0 | Off Peak | 1 | 0 | 0 | On Peak | 0 | 1 | 0 | Off Peak
2020-03-11 | 18 | 3 | 0 | 0 | 0 | 0 | 1.0293 |  | 1 | 0 | 0 | On Peak | 1 | 0 | 0 | On Peak | 1 | 0 | On Peak | 1 | 0 | On Peak | 0 | 1 | 0 | Off Peak | 1 | 0 | 0 | On Peak | 0 | 1 | 0 | Off Peak
2020-03-11 | 19 | 3 | 0 | 0 | 0 | 0 | 2.1431 |  | 1 | 0 | 0 | On Peak | 1 | 0 | 0 | On Peak | 1 | 0 | On Peak | 0 | 1 | Off Peak | 0 | 0 | 1 | Super Off Peak | 1 | 0 | 0 | On Peak | 0 | 1 | 0 | Off Peak
2020-03-11 | 20 | 3 | 0 | 0 | 0 | 0 | 2.7387 |  | 1 | 0 | 0 | On Peak | 1 | 0 | 0 | On Peak | 1 | 0 | On Peak | 0 | 1 | Off Peak | 0 | 0 | 1 | Super Off Peak | 1 | 0 | 0 | On Peak | 1 | 0 | 0 | On Peak
2020-03-11 | 21 | 3 | 0 | 0 | 0 | 0 | 3.1503 |  | 1 | 0 | 0 | On Peak | 0 | 1 | 0 | Semi Peak | 1 | 0 | On Peak | 0 | 1 | Off Peak | 0 | 0 | 1 | Super Off Peak | 0 | 1 | 0 | Off Peak | 1 | 0 | 0 | On Peak
2020-03-11 | 22 | 3 | 0 | 0 | 0 | 0 | 3.1317 |  | 0 | 1 | 0 | Off Peak | 0 | 1 | 0 | Semi Peak | 0 | 1 | Off Peak | 0 | 1 | Off Peak | 0 | 0 | 1 | Super Off Peak | 0 | 1 | 0 | Off Peak | 1 | 0 | 0 | On Peak
2020-03-11 | 23 | 3 | 0 | 0 | 0 | 0 | 1.6967 |  | 0 | 1 | 0 | Off Peak | 0 | 0 | 1 | Off Peak | 0 | 1 | Off Peak | 0 | 1 | Off Peak | 0 | 0 | 1 | Super Off Peak | 0 | 1 | 0 | Off Peak | 1 | 0 | 0 | On Peak
2020-03-11 | 24 | 3 | 0 | 0 | 0 | 0 | 1.4566 |  | 0 | 1 | 0 | Off Peak | 0 | 0 | 1 | Off Peak | 0 | 1 | Off Peak | 0 | 1 | Off Peak | 0 | 0 | 1 | Super Off Peak | 0 | 1 | 0 | Off Peak | 1 | 0 | 0 | On Peak
2020-03-12 | 1 | 3 | 0 | 0 | 0 | 0 | 1.2385 |  | 0 | 0 | 1 | Super Off Peak | 0 | 0 | 1 | Off Peak | 0 | 1 | Off Peak | 0 | 1 | Off Peak | 0 | 0 | 1 | Super Off Peak | 0 | 0 | 1 | Super Off Peak | 0 | 0 | 1 | Super Off Peak
2020-03-12 | 2 | 3 | 0 | 0 | 0 | 0 | 1.1715 |  | 0 | 0 | 1 | Super Off Peak | 0 | 0 | 1 | Off Peak | 0 | 1 | Off Peak | 0 | 1 | Off Peak | 0 | 0 | 1 | Super Off Peak | 0 | 0 | 1 | Super Off Peak | 0 | 0 | 1 | Super Off Peak
2020-03-12 | 3 | 3 | 0 | 0 | 0 | 0 | 1.0669 |  | 0 | 0 | 1 | Super Off Peak | 0 | 0 | 1 | Off Peak | 0 | 1 | Off Peak | 0 | 1 | Off Peak | 0 | 0 | 1 | Super Off Peak | 0 | 0 | 1 | Super Off Peak | 0 | 0 | 1 | Super Off Peak
2020-03-12 | 4 | 3 | 0 | 0 | 0 | 0 | 1.0208 |  | 0 | 0 | 1 | Super Off Peak | 0 | 0 | 1 | Off Peak | 0 | 1 | Off Peak | 0 | 1 | Off Peak | 0 | 0 | 1 | Super Off Peak | 0 | 0 | 1 | Super Off Peak | 0 | 0 | 1 | Super Off Peak
2020-03-12 | 5 | 3 | 0 | 0 | 0 | 0 | 0.99682 |  | 0 | 0 | 1 | Super Off Peak | 0 | 0 | 1 | Off Peak | 0 | 1 | Off Peak | 0 | 1 | Off Peak | 0 | 0 | 1 | Super Off Peak | 0 | 0 | 1 | Super Off Peak | 0 | 0 | 1 | Super Off Peak
2020-03-12 | 6 | 3 | 0 | 0 | 0 | 0 | 0.98786 |  | 0 | 0 | 1 | Super Off Peak | 0 | 0 | 1 | Off Peak | 0 | 1 | Off Peak | 0 | 1 | Off Peak | 0 | 0 | 1 | Super Off Peak | 0 | 1 | 0 | Off Peak | 0 | 1 | 0 | Off Peak
2020-03-12 | 7 | 3 | 0 | 0 | 0 | 0 | 1.8176 |  | 0 | 1 | 0 | Off Peak | 0 | 1 | 0 | Semi Peak | 0 | 1 | Off Peak | 0 | 1 | Off Peak | 0 | 1 | 0 | Off Peak | 0 | 1 | 0 | Off Peak | 0 | 1 | 0 | Off Peak
2020-03-12 | 8 | 3 | 0 | 0 | 0 | 0 | 1.8479 |  | 0 | 1 | 0 | Off Peak | 0 | 1 | 0 | Semi Peak | 0 | 1 | Off Peak | 0 | 1 | Off Peak | 0 | 1 | 0 | Off Peak | 0 | 1 | 0 | Off Peak | 0 | 1 | 0 | Off Peak
2020-03-12 | 9 | 3 | 0 | 0 | 0 | 0 | 1.294 |  | 0 | 1 | 0 | Off Peak | 0 | 1 | 0 | Semi Peak | 0 | 1 | Off Peak | 0 | 1 | Off Peak | 0 | 1 | 0 | Off Peak | 0 | 1 | 0 | Off Peak | 0 | 1 | 0 | Off Peak
2020-03-12 | 10 | 3 | 0 | 0 | 0 | 0 | 0.58337 |  | 0 | 1 | 0 | Off Peak | 0 | 1 | 0 | Semi Peak | 0 | 1 | Off Peak | 0 | 1 | Off Peak | 0 | 1 | 0 | Off Peak | 0 | 1 | 0 | Off Peak | 0 | 1 | 0 | Off Peak
2020-03-12 | 11 | 3 | 0 | 0 | 0 | 0 | 0.059144 |  | 0 | 0 | 1 | Super Off Peak | 0 | 1 | 0 | Semi Peak | 0 | 1 | Off Peak | 0 | 1 | Off Peak | 0 | 1 | 0 | Off Peak | 0 | 1 | 0 | Off Peak | 0 | 1 | 0 | Off Peak
2020-03-12 | 12 | 3 | 0 | 0 | 0 | 0 | -0.19715 |  | 0 | 0 | 1 | Super Off Peak | 0 | 1 | 0 | Semi Peak | 0 | 1 | Off Peak | 0 | 1 | Off Peak | 0 | 1 | 0 | Off Peak | 0 | 1 | 0 | Off Peak | 0 | 1 | 0 | Off Peak
2020-03-12 | 13 | 3 | 0 | 0 | 0 | 0 | -0.33155 |  | 0 | 0 | 1 | Super Off Peak | 0 | 1 | 0 | Semi Peak | 0 | 1 | Off Peak | 1 | 0 | On Peak | 0 | 1 | 0 | Off Peak | 1 | 0 | 0 | On Peak | 0 | 1 | 0 | Off Peak
2020-03-12 | 14 | 3 | 0 | 0 | 0 | 0 | -0.40312 |  | 0 | 0 | 1 | Super Off Peak | 0 | 1 | 0 | Semi Peak | 0 | 1 | Off Peak | 1 | 0 | On Peak | 0 | 1 | 0 | Off Peak | 1 | 0 | 0 | On Peak | 0 | 1 | 0 | Off Peak
2020-03-12 | 15 | 3 | 0 | 0 | 0 | 0 | -0.33774 |  | 0 | 1 | 0 | Off Peak | 0 | 1 | 0 | Semi Peak | 0 | 1 | Off Peak | 1 | 0 | On Peak | 0 | 1 | 0 | Off Peak | 1 | 0 | 0 | On Peak | 0 | 1 | 0 | Off Peak
2020-03-12 | 16 | 3 | 0 | 0 | 0 | 0 | -0.18725 |  | 0 | 1 | 0 | Off Peak | 0 | 1 | 0 | Semi Peak | 0 | 1 | Off Peak | 1 | 0 | On Peak | 0 | 1 | 0 | Off Peak | 1 | 0 | 0 | On Peak | 0 | 1 | 0 | Off Peak
2020-03-12 | 17 | 3 | 0 | 0 | 0 | 0 | 0.24443 |  | 1 | 0 | 0 | On Peak | 0 | 1 | 0 | Semi Peak | 1 | 0 | On Peak | 1 | 0 | On Peak | 0 | 1 | 0 | Off Peak | 1 | 0 | 0 | On Peak | 0 | 1 | 0 | Off Peak
2020-03-12 | 18 | 3 | 0 | 0 | 0 | 0 | 1.1515 |  | 1 | 0 | 0 | On Peak | 1 | 0 | 0 | On Peak | 1 | 0 | On Peak | 1 | 0 | On Peak | 0 | 1 | 0 | Off Peak | 1 | 0 | 0 | On Peak | 0 | 1 | 0 | Off Peak
2020-03-12 | 19 | 3 | 0 | 0 | 0 | 0 | 2.257 |  | 1 | 0 | 0 | On Peak | 1 | 0 | 0 | On Peak | 1 | 0 | On Peak | 0 | 1 | Off Peak | 0 | 0 | 1 | Super Off Peak | 1 | 0 | 0 | On Peak | 0 | 1 | 0 | Off Peak
2020-03-12 | 20 | 3 | 0 | 0 | 0 | 0 | 2.8382 |  | 1 | 0 | 0 | On Peak | 1 | 0 | 0 | On Peak | 1 | 0 | On Peak | 0 | 1 | Off Peak | 0 | 0 | 1 | Super Off Peak | 1 | 0 | 0 | On Peak | 1 | 0 | 0 | On Peak
2020-03-12 | 21 | 3 | 0 | 0 | 0 | 0 | 3.2577 |  | 1 | 0 | 0 | On Peak | 0 | 1 | 0 | Semi Peak | 1 | 0 | On Peak | 0 | 1 | Off Peak | 0 | 0 | 1 | Super Off Peak | 0 | 1 | 0 | Off Peak | 1 | 0 | 0 | On Peak
2020-03-12 | 22 | 3 | 0 | 0 | 0 | 0 | 3.2185 |  | 0 | 1 | 0 | Off Peak | 0 | 1 | 0 | Semi Peak | 0 | 1 | Off Peak | 0 | 1 | Off Peak | 0 | 0 | 1 | Super Off Peak | 0 | 1 | 0 | Off Peak | 1 | 0 | 0 | On Peak
2020-03-12 | 23 | 3 | 0 | 0 | 0 | 0 | 1.7874 |  | 0 | 1 | 0 | Off Peak | 0 | 0 | 1 | Off Peak | 0 | 1 | Off Peak | 0 | 1 | Off Peak | 0 | 0 | 1 | Super Off Peak | 0 | 1 | 0 | Off Peak | 1 | 0 | 0 | On Peak
2020-03-12 | 24 | 3 | 0 | 0 | 0 | 0 | 1.6001 |  | 0 | 1 | 0 | Off Peak | 0 | 0 | 1 | Off Peak | 0 | 1 | Off Peak | 0 | 1 | Off Peak | 0 | 0 | 1 | Super Off Peak | 0 | 1 | 0 | Off Peak | 1 | 0 | 0 | On Peak
2020-03-13 | 1 | 3 | 0 | 0 | 0 | 0 | 1.3634 |  | 0 | 0 | 1 | Super Off Peak | 0 | 0 | 1 | Off Peak | 0 | 1 | Off Peak | 0 | 1 | Off Peak | 0 | 0 | 1 | Super Off Peak | 0 | 0 | 1 | Super Off Peak | 0 | 0 | 1 | Super Off Peak
2020-03-13 | 2 | 3 | 0 | 0 | 0 | 0 | 1.1123 |  | 0 | 0 | 1 | Super Off Peak | 0 | 0 | 1 | Off Peak | 0 | 1 | Off Peak | 0 | 1 | Off Peak | 0 | 0 | 1 | Super Off Peak | 0 | 0 | 1 | Super Off Peak | 0 | 0 | 1 | Super Off Peak
2020-03-13 | 3 | 3 | 0 | 0 | 0 | 0 | 1.0422 |  | 0 | 0 | 1 | Super Off Peak | 0 | 0 | 1 | Off Peak | 0 | 1 | Off Peak | 0 | 1 | Off Peak | 0 | 0 | 1 | Super Off Peak | 0 | 0 | 1 | Super Off Peak | 0 | 0 | 1 | Super Off Peak
2020-03-13 | 4 | 3 | 0 | 0 | 0 | 0 | 0.99677 |  | 0 | 0 | 1 | Super Off Peak | 0 | 0 | 1 | Off Peak | 0 | 1 | Off Peak | 0 | 1 | Off Peak | 0 | 0 | 1 | Super Off Peak | 0 | 0 | 1 | Super Off Peak | 0 | 0 | 1 | Super Off Peak
2020-03-13 | 5 | 3 | 0 | 0 | 0 | 0 | 0.98292 |  | 0 | 0 | 1 | Super Off Peak | 0 | 0 | 1 | Off Peak | 0 | 1 | Off Peak | 0 | 1 | Off Peak | 0 | 0 | 1 | Super Off Peak | 0 | 0 | 1 | Super Off Peak | 0 | 0 | 1 | Super Off Peak
2020-03-13 | 6 | 3 | 0 | 0 | 0 | 0 | 0.98607 |  | 0 | 0 | 1 | Super Off Peak | 0 | 0 | 1 | Off Peak | 0 | 1 | Off Peak | 0 | 1 | Off Peak | 0 | 0 | 1 | Super Off Peak | 0 | 1 | 0 | Off Peak | 0 | 1 | 0 | Off Peak
2020-03-13 | 7 | 3 | 0 | 0 | 0 | 0 | 1.8528 |  | 0 | 1 | 0 | Off Peak | 0 | 1 | 0 | Semi Peak | 0 | 1 | Off Peak | 0 | 1 | Off Peak | 0 | 1 | 0 | Off Peak | 0 | 1 | 0 | Off Peak | 0 | 1 | 0 | Off Peak
2020-03-13 | 8 | 3 | 0 | 0 | 0 | 0 | 1.9206 |  | 0 | 1 | 0 | Off Peak | 0 | 1 | 0 | Semi Peak | 0 | 1 | Off Peak | 0 | 1 | Off Peak | 0 | 1 | 0 | Off Peak | 0 | 1 | 0 | Off Peak | 0 | 1 | 0 | Off Peak
2020-03-13 | 9 | 3 | 0 | 0 | 0 | 0 | 1.3427 |  | 0 | 1 | 0 | Off Peak | 0 | 1 | 0 | Semi Peak | 0 | 1 | Off Peak | 0 | 1 | Off Peak | 0 | 1 | 0 | Off Peak | 0 | 1 | 0 | Off Peak | 0 | 1 | 0 | Off Peak
2020-03-13 | 10 | 3 | 0 | 0 | 0 | 0 | 0.59126 |  | 0 | 1 | 0 | Off Peak | 0 | 1 | 0 | Semi Peak | 0 | 1 | Off Peak | 0 | 1 | Off Peak | 0 | 1 | 0 | Off Peak | 0 | 1 | 0 | Off Peak | 0 | 1 | 0 | Off Peak
2020-03-13 | 11 | 3 | 0 | 0 | 0 | 0 | 0.065517 |  | 0 | 0 | 1 | Super Off Peak | 0 | 1 | 0 | Semi Peak | 0 | 1 | Off Peak | 0 | 1 | Off Peak | 0 | 1 | 0 | Off Peak | 0 | 1 | 0 | Off Peak | 0 | 1 | 0 | Off Peak
2020-03-13 | 12 | 3 | 0 | 0 | 0 | 0 | -0.26182 |  | 0 | 0 | 1 | Super Off Peak | 0 | 1 | 0 | Semi Peak | 0 | 1 | Off Peak | 0 | 1 | Off Peak | 0 | 1 | 0 | Off Peak | 0 | 1 | 0 | Off Peak | 0 | 1 | 0 | Off Peak
2020-03-13 | 13 | 3 | 0 | 0 | 0 | 0 | -0.42078 |  | 0 | 0 | 1 | Super Off Peak | 0 | 1 | 0 | Semi Peak | 0 | 1 | Off Peak | 1 | 0 | On Peak | 0 | 1 | 0 | Off Peak | 1 | 0 | 0 | On Peak | 0 | 1 | 0 | Off Peak
2020-03-13 | 14 | 3 | 0 | 0 | 0 | 0 | -0.51241 |  | 0 | 0 | 1 | Super Off Peak | 0 | 1 | 0 | Semi Peak | 0 | 1 | Off Peak | 1 | 0 | On Peak | 0 | 1 | 0 | Off Peak | 1 | 0 | 0 | On Peak | 0 | 1 | 0 | Off Peak
2020-03-13 | 15 | 3 | 0 | 0 | 0 | 0 | -0.43894 |  | 0 | 1 | 0 | Off Peak | 0 | 1 | 0 | Semi Peak | 0 | 1 | Off Peak | 1 | 0 | On Peak | 0 | 1 | 0 | Off Peak | 1 | 0 | 0 | On Peak | 0 | 1 | 0 | Off Peak
2020-03-13 | 16 | 3 | 0 | 0 | 0 | 0 | -0.2838 |  | 0 | 1 | 0 | Off Peak | 0 | 1 | 0 | Semi Peak | 0 | 1 | Off Peak | 1 | 0 | On Peak | 0 | 1 | 0 | Off Peak | 1 | 0 | 0 | On Peak | 0 | 1 | 0 | Off Peak
2020-03-13 | 17 | 3 | 0 | 0 | 0 | 0 | 0.11458 |  | 1 | 0 | 0 | On Peak | 0 | 1 | 0 | Semi Peak | 1 | 0 | On Peak | 1 | 0 | On Peak | 0 | 1 | 0 | Off Peak | 1 | 0 | 0 | On Peak | 0 | 1 | 0 | Off Peak
2020-03-13 | 18 | 3 | 0 | 0 | 0 | 0 | 1.0313 |  | 1 | 0 | 0 | On Peak | 1 | 0 | 0 | On Peak | 1 | 0 | On Peak | 1 | 0 | On Peak | 0 | 1 | 0 | Off Peak | 1 | 0 | 0 | On Peak | 0 | 1 | 0 | Off Peak
2020-03-13 | 19 | 3 | 0 | 0 | 0 | 0 | 2.1423 |  | 1 | 0 | 0 | On Peak | 1 | 0 | 0 | On Peak | 1 | 0 | On Peak | 0 | 1 | Off Peak | 0 | 0 | 1 | Super Off Peak | 1 | 0 | 0 | On Peak | 0 | 1 | 0 | Off Peak
2020-03-13 | 20 | 3 | 0 | 0 | 0 | 0 | 2.7273 |  | 1 | 0 | 0 | On Peak | 1 | 0 | 0 | On Peak | 1 | 0 | On Peak | 0 | 1 | Off Peak | 0 | 0 | 1 | Super Off Peak | 1 | 0 | 0 | On Peak | 1 | 0 | 0 | On Peak
2020-03-13 | 21 | 3 | 0 | 0 | 0 | 0 | 3.134 |  | 1 | 0 | 0 | On Peak | 0 | 1 | 0 | Semi Peak | 1 | 0 | On Peak | 0 | 1 | Off Peak | 0 | 0 | 1 | Super Off Peak | 0 | 1 | 0 | Off Peak | 1 | 0 | 0 | On Peak
2020-03-13 | 22 | 3 | 0 | 0 | 0 | 0 | 3.0788 |  | 0 | 1 | 0 | Off Peak | 0 | 1 | 0 | Semi Peak | 0 | 1 | Off Peak | 0 | 1 | Off Peak | 0 | 0 | 1 | Super Off Peak | 0 | 1 | 0 | Off Peak | 1 | 0 | 0 | On Peak
2020-03-13 | 23 | 3 | 0 | 0 | 0 | 0 | 1.6821 |  | 0 | 1 | 0 | Off Peak | 0 | 0 | 1 | Off Peak | 0 | 1 | Off Peak | 0 | 1 | Off Peak | 0 | 0 | 1 | Super Off Peak | 0 | 1 | 0 | Off Peak | 1 | 0 | 0 | On Peak
2020-03-13 | 24 | 3 | 0 | 0 | 0 | 0 | 1.4742 |  | 0 | 1 | 0 | Off Peak | 0 | 0 | 1 | Off Peak | 0 | 1 | Off Peak | 0 | 1 | Off Peak | 0 | 0 | 1 | Super Off Peak | 0 | 1 | 0 | Off Peak | 1 | 0 | 0 | On Peak
2020-03-14 | 1 | 3 | 0 | 1 | 0 | 0 | 1.2667 |  | 0 | 0 | 1 | Super Off Peak | 0 | 0 | 1 | Off Peak | 0 | 1 | Off Peak | 0 | 1 | Off Peak | 0 | 0 | 1 | Super Off Peak | 0 | 0 | 1 | Super Off Peak | 0 | 0 | 1 | Super Off Peak
2020-03-14 | 2 | 3 | 0 | 1 | 0 | 0 | 1.0991 |  | 0 | 0 | 1 | Super Off Peak | 0 | 0 | 1 | Off Peak | 0 | 1 | Off Peak | 0 | 1 | Off Peak | 0 | 0 | 1 | Super Off Peak | 0 | 0 | 1 | Super Off Peak | 0 | 0 | 1 | Super Off Peak
2020-03-14 | 3 | 3 | 0 | 1 | 0 | 0 | 1.0305 |  | 0 | 0 | 1 | Super Off Peak | 0 | 0 | 1 | Off Peak | 0 | 1 | Off Peak | 0 | 1 | Off Peak | 0 | 0 | 1 | Super Off Peak | 0 | 0 | 1 | Super Off Peak | 0 | 0 | 1 | Super Off Peak
2020-03-14 | 4 | 3 | 0 | 1 | 0 | 0 | 0.9865 |  | 0 | 0 | 1 | Super Off Peak | 0 | 0 | 1 | Off Peak | 0 | 1 | Off Peak | 0 | 1 | Off Peak | 0 | 0 | 1 | Super Off Peak | 0 | 0 | 1 | Super Off Peak | 0 | 0 | 1 | Super Off Peak
2020-03-14 | 5 | 3 | 0 | 1 | 0 | 0 | 0.97214 |  | 0 | 0 | 1 | Super Off Peak | 0 | 0 | 1 | Off Peak | 0 | 1 | Off Peak | 0 | 1 | Off Peak | 0 | 0 | 1 | Super Off Peak | 0 | 0 | 1 | Super Off Peak | 0 | 0 | 1 | Super Off Peak
2020-03-14 | 6 | 3 | 0 | 1 | 0 | 0 | 0.99066 |  | 0 | 0 | 1 | Super Off Peak | 0 | 0 | 1 | Off Peak | 0 | 1 | Off Peak | 0 | 1 | Off Peak | 0 | 0 | 1 | Super Off Peak | 0 | 1 | 0 | Off Peak | 0 | 1 | 0 | Off Peak
2020-03-14 | 7 | 3 | 0 | 1 | 0 | 0 | 1.8983 |  | 0 | 0 | 1 | Super Off Peak | 0 | 0 | 1 | Off Peak | 0 | 1 | Off Peak | 0 | 1 | Off Peak | 0 | 0 | 1 | Super Off Peak | 0 | 1 | 0 | Off Peak | 0 | 1 | 0 | Off Peak
2020-03-14 | 8 | 3 | 0 | 1 | 0 | 0 | 1.9649 |  | 0 | 0 | 1 | Super Off Peak | 0 | 0 | 1 | Off Peak | 0 | 1 | Off Peak | 0 | 1 | Off Peak | 0 | 0 | 1 | Super Off Peak | 0 | 1 | 0 | Off Peak | 0 | 1 | 0 | Off Peak
2020-03-14 | 9 | 3 | 0 | 1 | 0 | 0 | 1.3297 |  | 0 | 0 | 1 | Super Off Peak | 0 | 0 | 1 | Off Peak | 0 | 1 | Off Peak | 0 | 1 | Off Peak | 0 | 0 | 1 | Super Off Peak | 0 | 1 | 0 | Off Peak | 0 | 1 | 0 | Off Peak
2020-03-14 | 10 | 3 | 0 | 1 | 0 | 0 | 0.59834 |  | 0 | 0 | 1 | Super Off Peak | 0 | 0 | 1 | Off Peak | 0 | 1 | Off Peak | 0 | 1 | Off Peak | 0 | 0 | 1 | Super Off Peak | 0 | 1 | 0 | Off Peak | 0 | 1 | 0 | Off Peak
2020-03-14 | 11 | 3 | 0 | 1 | 0 | 0 | 0.13209 |  | 0 | 0 | 1 | Super Off Peak | 0 | 0 | 1 | Off Peak | 0 | 1 | Off Peak | 0 | 1 | Off Peak | 0 | 0 | 1 | Super Off Peak | 0 | 1 | 0 | Off Peak | 0 | 1 | 0 | Off Peak
2020-03-14 | 12 | 3 | 0 | 1 | 0 | 0 | -0.14613 |  | 0 | 0 | 1 | Super Off Peak | 0 | 0 | 1 | Off Peak | 0 | 1 | Off Peak | 0 | 1 | Off Peak | 0 | 0 | 1 | Super Off Peak | 0 | 1 | 0 | Off Peak | 0 | 1 | 0 | Off Peak
2020-03-14 | 13 | 3 | 0 | 1 | 0 | 0 | -0.34515 |  | 0 | 0 | 1 | Super Off Peak | 0 | 0 | 1 | Off Peak | 0 | 1 | Off Peak | 0 | 1 | Off Peak | 0 | 0 | 1 | Super Off Peak | 1 | 0 | 0 | On Peak | 0 | 1 | 0 | Off Peak
2020-03-14 | 14 | 3 | 0 | 1 | 0 | 0 | -0.47574 |  | 0 | 0 | 1 | Super Off Peak | 0 | 0 | 1 | Off Peak | 0 | 1 | Off Peak | 0 | 1 | Off Peak | 0 | 0 | 1 | Super Off Peak | 1 | 0 | 0 | On Peak | 0 | 1 | 0 | Off Peak
2020-03-14 | 15 | 3 | 0 | 1 | 0 | 0 | -0.45802 |  | 0 | 1 | 0 | Off Peak | 0 | 0 | 1 | Off Peak | 0 | 1 | Off Peak | 0 | 1 | Off Peak | 0 | 0 | 1 | Super Off Peak | 1 | 0 | 0 | On Peak | 0 | 1 | 0 | Off Peak
2020-03-14 | 16 | 3 | 0 | 1 | 0 | 0 | -0.37155 |  | 0 | 1 | 0 | Off Peak | 0 | 0 | 1 | Off Peak | 0 | 1 | Off Peak | 0 | 1 | Off Peak | 0 | 0 | 1 | Super Off Peak | 1 | 0 | 0 | On Peak | 0 | 1 | 0 | Off Peak
2020-03-14 | 17 | 3 | 0 | 1 | 0 | 0 | -0.060863 |  | 1 | 0 | 0 | On Peak | 0 | 0 | 1 | Off Peak | 0 | 1 | Off Peak | 0 | 1 | Off Peak | 0 | 0 | 1 | Super Off Peak | 1 | 0 | 0 | On Peak | 0 | 1 | 0 | Off Peak
2020-03-14 | 18 | 3 | 0 | 1 | 0 | 0 | 0.83024 |  | 1 | 0 | 0 | On Peak | 0 | 0 | 1 | Off Peak | 0 | 1 | Off Peak | 0 | 1 | Off Peak | 0 | 0 | 1 | Super Off Peak | 1 | 0 | 0 | On Peak | 0 | 1 | 0 | Off Peak
2020-03-14 | 19 | 3 | 0 | 1 | 0 | 0 | 1.9394 |  | 1 | 0 | 0 | On Peak | 0 | 0 | 1 | Off Peak | 0 | 1 | Off Peak | 0 | 1 | Off Peak | 0 | 0 | 1 | Super Off Peak | 1 | 0 | 0 | On Peak | 0 | 1 | 0 | Off Peak
2020-03-14 | 20 | 3 | 0 | 1 | 0 | 0 | 2.5748 |  | 1 | 0 | 0 | On Peak | 0 | 0 | 1 | Off Peak | 0 | 1 | Off Peak | 0 | 1 | Off Peak | 0 | 0 | 1 | Super Off Peak | 1 | 0 | 0 | On Peak | 1 | 0 | 0 | On Peak
2020-03-14 | 21 | 3 | 0 | 1 | 0 | 0 | 3.0036 |  | 1 | 0 | 0 | On Peak | 0 | 0 | 1 | Off Peak | 0 | 1 | Off Peak | 0 | 1 | Off Peak | 0 | 0 | 1 | Super Off Peak | 0 | 1 | 0 | Off Peak | 1 | 0 | 0 | On Peak
2020-03-14 | 22 | 3 | 0 | 1 | 0 | 0 | 3.0812 |  | 0 | 1 | 0 | Off Peak | 0 | 0 | 1 | Off Peak | 0 | 1 | Off Peak | 0 | 1 | Off Peak | 0 | 0 | 1 | Super Off Peak | 0 | 1 | 0 | Off Peak | 1 | 0 | 0 | On Peak
2020-03-14 | 23 | 3 | 0 | 1 | 0 | 0 | 1.6605 |  | 0 | 1 | 0 | Off Peak | 0 | 0 | 1 | Off Peak | 0 | 1 | Off Peak | 0 | 1 | Off Peak | 0 | 0 | 1 | Super Off Peak | 0 | 1 | 0 | Off Peak | 1 | 0 | 0 | On Peak
2020-03-14 | 24 | 3 | 0 | 1 | 0 | 0 | 1.4491 |  | 0 | 1 | 0 | Off Peak | 0 | 0 | 1 | Off Peak | 0 | 1 | Off Peak | 0 | 1 | Off Peak | 0 | 0 | 1 | Super Off Peak | 0 | 1 | 0 | Off Peak | 1 | 0 | 0 | On Peak
2020-03-15 | 1 | 3 | 0 | 1 | 1 | 0 | 1.25 |  | 0 | 0 | 1 | Super Off Peak | 0 | 0 | 1 | Off Peak | 0 | 1 | Off Peak | 0 | 1 | Off Peak | 0 | 0 | 1 | Super Off Peak | 0 | 0 | 1 | Super Off Peak | 0 | 0 | 1 | Super Off Peak
2020-03-15 | 2 | 3 | 0 | 1 | 1 | 0 | 1.0914 |  | 0 | 0 | 1 | Super Off Peak | 0 | 0 | 1 | Off Peak | 0 | 1 | Off Peak | 0 | 1 | Off Peak | 0 | 0 | 1 | Super Off Peak | 0 | 0 | 1 | Super Off Peak | 0 | 0 | 1 | Super Off Peak
2020-03-15 | 3 | 3 | 0 | 1 | 1 | 0 | 1.0223 |  | 0 | 0 | 1 | Super Off Peak | 0 | 0 | 1 | Off Peak | 0 | 1 | Off Peak | 0 | 1 | Off Peak | 0 | 0 | 1 | Super Off Peak | 0 | 0 | 1 | Super Off Peak | 0 | 0 | 1 | Super Off Peak
2020-03-15 | 4 | 3 | 0 | 1 | 1 | 0 | 0.97694 |  | 0 | 0 | 1 | Super Off Peak | 0 | 0 | 1 | Off Peak | 0 | 1 | Off Peak | 0 | 1 | Off Peak | 0 | 0 | 1 | Super Off Peak | 0 | 0 | 1 | Super Off Peak | 0 | 0 | 1 | Super Off Peak
2020-03-15 | 5 | 3 | 0 | 1 | 1 | 0 | 0.96139 |  | 0 | 0 | 1 | Super Off Peak | 0 | 0 | 1 | Off Peak | 0 | 1 | Off Peak | 0 | 1 | Off Peak | 0 | 0 | 1 | Super Off Peak | 0 | 0 | 1 | Super Off Peak | 0 | 0 | 1 | Super Off Peak
2020-03-15 | 6 | 3 | 0 | 1 | 1 | 0 | 0.98248 |  | 0 | 0 | 1 | Super Off Peak | 0 | 0 | 1 | Off Peak | 0 | 1 | Off Peak | 0 | 1 | Off Peak | 0 | 0 | 1 | Super Off Peak | 0 | 1 | 0 | Off Peak | 0 | 1 | 0 | Off Peak
2020-03-15 | 7 | 3 | 0 | 1 | 1 | 0 | 1.0795 |  | 0 | 0 | 1 | Super Off Peak | 0 | 0 | 1 | Off Peak | 0 | 1 | Off Peak | 0 | 1 | Off Peak | 0 | 0 | 1 | Super Off Peak | 0 | 1 | 0 | Off Peak | 0 | 1 | 0 | Off Peak
2020-03-15 | 8 | 3 | 0 | 1 | 1 | 0 | 1.1226 |  | 0 | 0 | 1 | Super Off Peak | 0 | 0 | 1 | Off Peak | 0 | 1 | Off Peak | 0 | 1 | Off Peak | 0 | 0 | 1 | Super Off Peak | 0 | 1 | 0 | Off Peak | 0 | 1 | 0 | Off Peak
2020-03-15 | 9 | 3 | 0 | 1 | 1 | 0 | 0.73595 |  | 0 | 0 | 1 | Super Off Peak | 0 | 0 | 1 | Off Peak | 0 | 1 | Off Peak | 0 | 1 | Off Peak | 0 | 0 | 1 | Super Off Peak | 0 | 1 | 0 | Off Peak | 0 | 1 | 0 | Off Peak
2020-03-15 | 10 | 3 | 0 | 1 | 1 | 0 | 0.31829 |  | 0 | 0 | 1 | Super Off Peak | 0 | 0 | 1 | Off Peak | 0 | 1 | Off Peak | 0 | 1 | Off Peak | 0 | 0 | 1 | Super Off Peak | 0 | 1 | 0 | Off Peak | 0 | 1 | 0 | Off Peak
2020-03-15 | 11 | 3 | 0 | 1 | 1 | 0 | 0.076418 |  | 0 | 0 | 1 | Super Off Peak | 0 | 0 | 1 | Off Peak | 0 | 1 | Off Peak | 0 | 1 | Off Peak | 0 | 0 | 1 | Super Off Peak | 0 | 1 | 0 | Off Peak | 0 | 1 | 0 | Off Peak
2020-03-15 | 12 | 3 | 0 | 1 | 1 | 0 | -0.073111 |  | 0 | 0 | 1 | Super Off Peak | 0 | 0 | 1 | Off Peak | 0 | 1 | Off Peak | 0 | 1 | Off Peak | 0 | 0 | 1 | Super Off Peak | 0 | 1 | 0 | Off Peak | 0 | 1 | 0 | Off Peak
2020-03-15 | 13 | 3 | 0 | 1 | 1 | 0 | -0.17184 |  | 0 | 0 | 1 | Super Off Peak | 0 | 0 | 1 | Off Peak | 0 | 1 | Off Peak | 0 | 1 | Off Peak | 0 | 0 | 1 | Super Off Peak | 1 | 0 | 0 | On Peak | 0 | 1 | 0 | Off Peak
2020-03-15 | 14 | 3 | 0 | 1 | 1 | 0 | -0.23607 |  | 0 | 0 | 1 | Super Off Peak | 0 | 0 | 1 | Off Peak | 0 | 1 | Off Peak | 0 | 1 | Off Peak | 0 | 0 | 1 | Super Off Peak | 1 | 0 | 0 | On Peak | 0 | 1 | 0 | Off Peak
2020-03-15 | 15 | 3 | 0 | 1 | 1 | 0 | -0.23621 |  | 0 | 1 | 0 | Off Peak | 0 | 0 | 1 | Off Peak | 0 | 1 | Off Peak | 0 | 1 | Off Peak | 0 | 0 | 1 | Super Off Peak | 1 | 0 | 0 | On Peak | 0 | 1 | 0 | Off Peak
2020-03-15 | 16 | 3 | 0 | 1 | 1 | 0 | -0.15359 |  | 0 | 1 | 0 | Off Peak | 0 | 0 | 1 | Off Peak | 0 | 1 | Off Peak | 0 | 1 | Off Peak | 0 | 0 | 1 | Super Off Peak | 1 | 0 | 0 | On Peak | 0 | 1 | 0 | Off Peak
2020-03-15 | 17 | 3 | 0 | 1 | 1 | 0 | 0.091412 |  | 1 | 0 | 0 | On Peak | 0 | 0 | 1 | Off Peak | 0 | 1 | Off Peak | 0 | 1 | Off Peak | 0 | 0 | 1 | Super Off Peak | 1 | 0 | 0 | On Peak | 0 | 1 | 0 | Off Peak
2020-03-15 | 18 | 3 | 0 | 1 | 1 | 0 | 0.61762 |  | 1 | 0 | 0 | On Peak | 0 | 0 | 1 | Off Peak | 0 | 1 | Off Peak | 0 | 1 | Off Peak | 0 | 0 | 1 | Super Off Peak | 1 | 0 | 0 | On Peak | 0 | 1 | 0 | Off Peak
2020-03-15 | 19 | 3 | 0 | 1 | 1 | 0 | 1.2227 |  | 1 | 0 | 0 | On Peak | 0 | 0 | 1 | Off Peak | 0 | 1 | Off Peak | 0 | 1 | Off Peak | 0 | 0 | 1 | Super Off Peak | 1 | 0 | 0 | On Peak | 0 | 1 | 0 | Off Peak
2020-03-15 | 20 | 3 | 0 | 1 | 1 | 0 | 1.5221 |  | 1 | 0 | 0 | On Peak | 0 | 0 | 1 | Off Peak | 0 | 1 | Off Peak | 0 | 1 | Off Peak | 0 | 0 | 1 | Super Off Peak | 1 | 0 | 0 | On Peak | 1 | 0 | 0 | On Peak
2020-03-15 | 21 | 3 | 0 | 1 | 1 | 0 | 1.7808 |  | 1 | 0 | 0 | On Peak | 0 | 0 | 1 | Off Peak | 0 | 1 | Off Peak | 0 | 1 | Off Peak | 0 | 0 | 1 | Super Off Peak | 0 | 1 | 0 | Off Peak | 1 | 0 | 0 | On Peak
2020-03-15 | 22 | 3 | 0 | 1 | 1 | 0 | 1.8096 |  | 0 | 1 | 0 | Off Peak | 0 | 0 | 1 | Off Peak | 0 | 1 | Off Peak | 0 | 1 | Off Peak | 0 | 0 | 1 | Super Off Peak | 0 | 1 | 0 | Off Peak | 1 | 0 | 0 | On Peak
2020-03-15 | 23 | 3 | 0 | 1 | 1 | 0 | 1.6771 |  | 0 | 1 | 0 | Off Peak | 0 | 0 | 1 | Off Peak | 0 | 1 | Off Peak | 0 | 1 | Off Peak | 0 | 0 | 1 | Super Off Peak | 0 | 1 | 0 | Off Peak | 1 | 0 | 0 | On Peak
2020-03-15 | 24 | 3 | 0 | 1 | 1 | 0 | 1.4503 |  | 0 | 1 | 0 | Off Peak | 0 | 0 | 1 | Off Peak | 0 | 1 | Off Peak | 0 | 1 | Off Peak | 0 | 0 | 1 | Super Off Peak | 0 | 1 | 0 | Off Peak | 1 | 0 | 0 | On Peak
2020-03-16 | 1 | 3 | 0 | 0 | 0 | 0 | 1.2419 |  | 0 | 0 | 1 | Super Off Peak | 0 | 0 | 1 | Off Peak | 0 | 1 | Off Peak | 0 | 1 | Off Peak | 0 | 0 | 1 | Super Off Peak | 0 | 0 | 1 | Super Off Peak | 0 | 0 | 1 | Super Off Peak
2020-03-16 | 2 | 3 | 0 | 0 | 0 | 0 | 1.1983 |  | 0 | 0 | 1 | Super Off Peak | 0 | 0 | 1 | Off Peak | 0 | 1 | Off Peak | 0 | 1 | Off Peak | 0 | 0 | 1 | Super Off Peak | 0 | 0 | 1 | Super Off Peak | 0 | 0 | 1 | Super Off Peak
2020-03-16 | 3 | 3 | 0 | 0 | 0 | 0 | 1.1046 |  | 0 | 0 | 1 | Super Off Peak | 0 | 0 | 1 | Off Peak | 0 | 1 | Off Peak | 0 | 1 | Off Peak | 0 | 0 | 1 | Super Off Peak | 0 | 0 | 1 | Super Off Peak | 0 | 0 | 1 | Super Off Peak
2020-03-16 | 4 | 3 | 0 | 0 | 0 | 0 | 1.0417 |  | 0 | 0 | 1 | Super Off Peak | 0 | 0 | 1 | Off Peak | 0 | 1 | Off Peak | 0 | 1 | Off Peak | 0 | 0 | 1 | Super Off Peak | 0 | 0 | 1 | Super Off Peak | 0 | 0 | 1 | Super Off Peak
2020-03-16 | 5 | 3 | 0 | 0 | 0 | 0 | 1.0004 |  | 0 | 0 | 1 | Super Off Peak | 0 | 0 | 1 | Off Peak | 0 | 1 | Off Peak | 0 | 1 | Off Peak | 0 | 0 | 1 | Super Off Peak | 0 | 0 | 1 | Super Off Peak | 0 | 0 | 1 | Super Off Peak
2020-03-16 | 6 | 3 | 0 | 0 | 0 | 0 | 0.97973 |  | 0 | 0 | 1 | Super Off Peak | 0 | 0 | 1 | Off Peak | 0 | 1 | Off Peak | 0 | 1 | Off Peak | 0 | 0 | 1 | Super Off Peak | 0 | 1 | 0 | Off Peak | 0 | 1 | 0 | Off Peak
2020-03-16 | 7 | 3 | 0 | 0 | 0 | 0 | 1.758 |  | 0 | 1 | 0 | Off Peak | 0 | 1 | 0 | Semi Peak | 0 | 1 | Off Peak | 0 | 1 | Off Peak | 0 | 1 | 0 | Off Peak | 0 | 1 | 0 | Off Peak | 0 | 1 | 0 | Off Peak
2020-03-16 | 8 | 3 | 0 | 0 | 0 | 0 | 1.7173 |  | 0 | 1 | 0 | Off Peak | 0 | 1 | 0 | Semi Peak | 0 | 1 | Off Peak | 0 | 1 | Off Peak | 0 | 1 | 0 | Off Peak | 0 | 1 | 0 | Off Peak | 0 | 1 | 0 | Off Peak
2020-03-16 | 9 | 3 | 0 | 0 | 0 | 0 | 1.1595 |  | 0 | 1 | 0 | Off Peak | 0 | 1 | 0 | Semi Peak | 0 | 1 | Off Peak | 0 | 1 | Off Peak | 0 | 1 | 0 | Off Peak | 0 | 1 | 0 | Off Peak | 0 | 1 | 0 | Off Peak
2020-03-16 | 10 | 3 | 0 | 0 | 0 | 0 | 0.51091 |  | 0 | 1 | 0 | Off Peak | 0 | 1 | 0 | Semi Peak | 0 | 1 | Off Peak | 0 | 1 | Off Peak | 0 | 1 | 0 | Off Peak | 0 | 1 | 0 | Off Peak | 0 | 1 | 0 | Off Peak
2020-03-16 | 11 | 3 | 0 | 0 | 0 | 0 | 0.1258 |  | 0 | 0 | 1 | Super Off Peak | 0 | 1 | 0 | Semi Peak | 0 | 1 | Off Peak | 0 | 1 | Off Peak | 0 | 1 | 0 | Off Peak | 0 | 1 | 0 | Off Peak | 0 | 1 | 0 | Off Peak
2020-03-16 | 12 | 3 | 0 | 0 | 0 | 0 | -0.13636 |  | 0 | 0 | 1 | Super Off Peak | 0 | 1 | 0 | Semi Peak | 0 | 1 | Off Peak | 0 | 1 | Off Peak | 0 | 1 | 0 | Off Peak | 0 | 1 | 0 | Off Peak | 0 | 1 | 0 | Off Peak
2020-03-16 | 13 | 3 | 0 | 0 | 0 | 0 | -0.28357 |  | 0 | 0 | 1 | Super Off Peak | 0 | 1 | 0 | Semi Peak | 0 | 1 | Off Peak | 1 | 0 | On Peak | 0 | 1 | 0 | Off Peak | 1 | 0 | 0 | On Peak | 0 | 1 | 0 | Off Peak
2020-03-16 | 14 | 3 | 0 | 0 | 0 | 0 | -0.37119 |  | 0 | 0 | 1 | Super Off Peak | 0 | 1 | 0 | Semi Peak | 0 | 1 | Off Peak | 1 | 0 | On Peak | 0 | 1 | 0 | Off Peak | 1 | 0 | 0 | On Peak | 0 | 1 | 0 | Off Peak
2020-03-16 | 15 | 3 | 0 | 0 | 0 | 0 | -0.36525 |  | 0 | 1 | 0 | Off Peak | 0 | 1 | 0 | Semi Peak | 0 | 1 | Off Peak | 1 | 0 | On Peak | 0 | 1 | 0 | Off Peak | 1 | 0 | 0 | On Peak | 0 | 1 | 0 | Off Peak
2020-03-16 | 16 | 3 | 0 | 0 | 0 | 0 | -0.19672 |  | 0 | 1 | 0 | Off Peak | 0 | 1 | 0 | Semi Peak | 0 | 1 | Off Peak | 1 | 0 | On Peak | 0 | 1 | 0 | Off Peak | 1 | 0 | 0 | On Peak | 0 | 1 | 0 | Off Peak
2020-03-16 | 17 | 3 | 0 | 0 | 0 | 0 | 0.27948 |  | 1 | 0 | 0 | On Peak | 0 | 1 | 0 | Semi Peak | 1 | 0 | On Peak | 1 | 0 | On Peak | 0 | 1 | 0 | Off Peak | 1 | 0 | 0 | On Peak | 0 | 1 | 0 | Off Peak
2020-03-16 | 18 | 3 | 0 | 0 | 0 | 0 | 1.1698 |  | 1 | 0 | 0 | On Peak | 1 | 0 | 0 | On Peak | 1 | 0 | On Peak | 1 | 0 | On Peak | 0 | 1 | 0 | Off Peak | 1 | 0 | 0 | On Peak | 0 | 1 | 0 | Off Peak
2020-03-16 | 19 | 3 | 0 | 0 | 0 | 0 | 2.2428 |  | 1 | 0 | 0 | On Peak | 1 | 0 | 0 | On Peak | 1 | 0 | On Peak | 0 | 1 | Off Peak | 0 | 0 | 1 | Super Off Peak | 1 | 0 | 0 | On Peak | 0 | 1 | 0 | Off Peak
2020-03-16 | 20 | 3 | 0 | 0 | 0 | 0 | 2.8288 |  | 1 | 0 | 0 | On Peak | 1 | 0 | 0 | On Peak | 1 | 0 | On Peak | 0 | 1 | Off Peak | 0 | 0 | 1 | Super Off Peak | 1 | 0 | 0 | On Peak | 1 | 0 | 0 | On Peak
2020-03-16 | 21 | 3 | 0 | 0 | 0 | 0 | 3.2759 |  | 1 | 0 | 0 | On Peak | 0 | 1 | 0 | Semi Peak | 1 | 0 | On Peak | 0 | 1 | Off Peak | 0 | 0 | 1 | Super Off Peak | 0 | 1 | 0 | Off Peak | 1 | 0 | 0 | On Peak
2020-03-16 | 22 | 3 | 0 | 0 | 0 | 0 | 3.2376 |  | 0 | 1 | 0 | Off Peak | 0 | 1 | 0 | Semi Peak | 0 | 1 | Off Peak | 0 | 1 | Off Peak | 0 | 0 | 1 | Super Off Peak | 0 | 1 | 0 | Off Peak | 1 | 0 | 0 | On Peak
2020-03-16 | 23 | 3 | 0 | 0 | 0 | 0 | 1.8126 |  | 0 | 1 | 0 | Off Peak | 0 | 0 | 1 | Off Peak | 0 | 1 | Off Peak | 0 | 1 | Off Peak | 0 | 0 | 1 | Super Off Peak | 0 | 1 | 0 | Off Peak | 1 | 0 | 0 | On Peak
2020-03-16 | 24 | 3 | 0 | 0 | 0 | 0 | 1.6404 |  | 0 | 1 | 0 | Off Peak | 0 | 0 | 1 | Off Peak | 0 | 1 | Off Peak | 0 | 1 | Off Peak | 0 | 0 | 1 | Super Off Peak | 0 | 1 | 0 | Off Peak | 1 | 0 | 0 | On Peak
2020-03-17 | 1 | 3 | 0 | 0 | 0 | 0 | 1.3994 |  | 0 | 0 | 1 | Super Off Peak | 0 | 0 | 1 | Off Peak | 0 | 1 | Off Peak | 0 | 1 | Off Peak | 0 | 0 | 1 | Super Off Peak | 0 | 0 | 1 | Super Off Peak | 0 | 0 | 1 | Super Off Peak
2020-03-17 | 2 | 3 | 0 | 0 | 0 | 0 | 1.0943 |  | 0 | 0 | 1 | Super Off Peak | 0 | 0 | 1 | Off Peak | 0 | 1 | Off Peak | 0 | 1 | Off Peak | 0 | 0 | 1 | Super Off Peak | 0 | 0 | 1 | Super Off Peak | 0 | 0 | 1 | Super Off Peak
2020-03-17 | 3 | 3 | 0 | 0 | 0 | 0 | 1.0249 |  | 0 | 0 | 1 | Super Off Peak | 0 | 0 | 1 | Off Peak | 0 | 1 | Off Peak | 0 | 1 | Off Peak | 0 | 0 | 1 | Super Off Peak | 0 | 0 | 1 | Super Off Peak | 0 | 0 | 1 | Super Off Peak
2020-03-17 | 4 | 3 | 0 | 0 | 0 | 0 | 0.98736 |  | 0 | 0 | 1 | Super Off Peak | 0 | 0 | 1 | Off Peak | 0 | 1 | Off Peak | 0 | 1 | Off Peak | 0 | 0 | 1 | Super Off Peak | 0 | 0 | 1 | Super Off Peak | 0 | 0 | 1 | Super Off Peak
2020-03-17 | 5 | 3 | 0 | 0 | 0 | 0 | 0.97072 |  | 0 | 0 | 1 | Super Off Peak | 0 | 0 | 1 | Off Peak | 0 | 1 | Off Peak | 0 | 1 | Off Peak | 0 | 0 | 1 | Super Off Peak | 0 | 0 | 1 | Super Off Peak | 0 | 0 | 1 | Super Off Peak
2020-03-17 | 6 | 3 | 0 | 0 | 0 | 0 | 0.98082 |  | 0 | 0 | 1 | Super Off Peak | 0 | 0 | 1 | Off Peak | 0 | 1 | Off Peak | 0 | 1 | Off Peak | 0 | 0 | 1 | Super Off Peak | 0 | 1 | 0 | Off Peak | 0 | 1 | 0 | Off Peak
2020-03-17 | 7 | 3 | 0 | 0 | 0 | 0 | 1.8741 |  | 0 | 1 | 0 | Off Peak | 0 | 1 | 0 | Semi Peak | 0 | 1 | Off Peak | 0 | 1 | Off Peak | 0 | 1 | 0 | Off Peak | 0 | 1 | 0 | Off Peak | 0 | 1 | 0 | Off Peak
2020-03-17 | 8 | 3 | 0 | 0 | 0 | 0 | 2.0027 |  | 0 | 1 | 0 | Off Peak | 0 | 1 | 0 | Semi Peak | 0 | 1 | Off Peak | 0 | 1 | Off Peak | 0 | 1 | 0 | Off Peak | 0 | 1 | 0 | Off Peak | 0 | 1 | 0 | Off Peak
2020-03-17 | 9 | 3 | 0 | 0 | 0 | 0 | 1.4305 |  | 0 | 1 | 0 | Off Peak | 0 | 1 | 0 | Semi Peak | 0 | 1 | Off Peak | 0 | 1 | Off Peak | 0 | 1 | 0 | Off Peak | 0 | 1 | 0 | Off Peak | 0 | 1 | 0 | Off Peak
2020-03-17 | 10 | 3 | 0 | 0 | 0 | 0 | 0.66693 |  | 0 | 1 | 0 | Off Peak | 0 | 1 | 0 | Semi Peak | 0 | 1 | Off Peak | 0 | 1 | Off Peak | 0 | 1 | 0 | Off Peak | 0 | 1 | 0 | Off Peak | 0 | 1 | 0 | Off Peak
2020-03-17 | 11 | 3 | 0 | 0 | 0 | 0 | 0.19434 |  | 0 | 0 | 1 | Super Off Peak | 0 | 1 | 0 | Semi Peak | 0 | 1 | Off Peak | 0 | 1 | Off Peak | 0 | 1 | 0 | Off Peak | 0 | 1 | 0 | Off Peak | 0 | 1 | 0 | Off Peak
2020-03-17 | 12 | 3 | 0 | 0 | 0 | 0 | -0.11359 |  | 0 | 0 | 1 | Super Off Peak | 0 | 1 | 0 | Semi Peak | 0 | 1 | Off Peak | 0 | 1 | Off Peak | 0 | 1 | 0 | Off Peak | 0 | 1 | 0 | Off Peak | 0 | 1 | 0 | Off Peak
2020-03-17 | 13 | 3 | 0 | 0 | 0 | 0 | -0.31521 |  | 0 | 0 | 1 | Super Off Peak | 0 | 1 | 0 | Semi Peak | 0 | 1 | Off Peak | 1 | 0 | On Peak | 0 | 1 | 0 | Off Peak | 1 | 0 | 0 | On Peak | 0 | 1 | 0 | Off Peak
2020-03-17 | 14 | 3 | 0 | 0 | 0 | 0 | -0.44618 |  | 0 | 0 | 1 | Super Off Peak | 0 | 1 | 0 | Semi Peak | 0 | 1 | Off Peak | 1 | 0 | On Peak | 0 | 1 | 0 | Off Peak | 1 | 0 | 0 | On Peak | 0 | 1 | 0 | Off Peak
2020-03-17 | 15 | 3 | 0 | 0 | 0 | 0 | -0.47427 |  | 0 | 1 | 0 | Off Peak | 0 | 1 | 0 | Semi Peak | 0 | 1 | Off Peak | 1 | 0 | On Peak | 0 | 1 | 0 | Off Peak | 1 | 0 | 0 | On Peak | 0 | 1 | 0 | Off Peak
2020-03-17 | 16 | 3 | 0 | 0 | 0 | 0 | -0.33183 |  | 0 | 1 | 0 | Off Peak | 0 | 1 | 0 | Semi Peak | 0 | 1 | Off Peak | 1 | 0 | On Peak | 0 | 1 | 0 | Off Peak | 1 | 0 | 0 | On Peak | 0 | 1 | 0 | Off Peak
2020-03-17 | 17 | 3 | 0 | 0 | 0 | 0 | 0.10813 |  | 1 | 0 | 0 | On Peak | 0 | 1 | 0 | Semi Peak | 1 | 0 | On Peak | 1 | 0 | On Peak | 0 | 1 | 0 | Off Peak | 1 | 0 | 0 | On Peak | 0 | 1 | 0 | Off Peak
2020-03-17 | 18 | 3 | 0 | 0 | 0 | 0 | 1.014 |  | 1 | 0 | 0 | On Peak | 1 | 0 | 0 | On Peak | 1 | 0 | On Peak | 1 | 0 | On Peak | 0 | 1 | 0 | Off Peak | 1 | 0 | 0 | On Peak | 0 | 1 | 0 | Off Peak
2020-03-17 | 19 | 3 | 0 | 0 | 0 | 0 | 2.1037 |  | 1 | 0 | 0 | On Peak | 1 | 0 | 0 | On Peak | 1 | 0 | On Peak | 0 | 1 | Off Peak | 0 | 0 | 1 | Super Off Peak | 1 | 0 | 0 | On Peak | 0 | 1 | 0 | Off Peak
2020-03-17 | 20 | 3 | 0 | 0 | 0 | 0 | 2.6595 |  | 1 | 0 | 0 | On Peak | 1 | 0 | 0 | On Peak | 1 | 0 | On Peak | 0 | 1 | Off Peak | 0 | 0 | 1 | Super Off Peak | 1 | 0 | 0 | On Peak | 1 | 0 | 0 | On Peak
2020-03-17 | 21 | 3 | 0 | 0 | 0 | 0 | 3.1251 |  | 1 | 0 | 0 | On Peak | 0 | 1 | 0 | Semi Peak | 1 | 0 | On Peak | 0 | 1 | Off Peak | 0 | 0 | 1 | Super Off Peak | 0 | 1 | 0 | Off Peak | 1 | 0 | 0 | On Peak
2020-03-17 | 22 | 3 | 0 | 0 | 0 | 0 | 3.1031 |  | 0 | 1 | 0 | Off Peak | 0 | 1 | 0 | Semi Peak | 0 | 1 | Off Peak | 0 | 1 | Off Peak | 0 | 0 | 1 | Super Off Peak | 0 | 1 | 0 | Off Peak | 1 | 0 | 0 | On Peak
2020-03-17 | 23 | 3 | 0 | 0 | 0 | 0 | 1.6921 |  | 0 | 1 | 0 | Off Peak | 0 | 0 | 1 | Off Peak | 0 | 1 | Off Peak | 0 | 1 | Off Peak | 0 | 0 | 1 | Super Off Peak | 0 | 1 | 0 | Off Peak | 1 | 0 | 0 | On Peak
2020-03-17 | 24 | 3 | 0 | 0 | 0 | 0 | 1.4676 |  | 0 | 1 | 0 | Off Peak | 0 | 0 | 1 | Off Peak | 0 | 1 | Off Peak | 0 | 1 | Off Peak | 0 | 0 | 1 | Super Off Peak | 0 | 1 | 0 | Off Peak | 1 | 0 | 0 | On Peak
2020-03-18 | 1 | 3 | 0 | 0 | 0 | 0 | 1.246 |  | 0 | 0 | 1 | Super Off Peak | 0 | 0 | 1 | Off Peak | 0 | 1 | Off Peak | 0 | 1 | Off Peak | 0 | 0 | 1 | Super Off Peak | 0 | 0 | 1 | Super Off Peak | 0 | 0 | 1 | Super Off Peak
2020-03-18 | 2 | 3 | 0 | 0 | 0 | 0 | 1.1191 |  | 0 | 0 | 1 | Super Off Peak | 0 | 0 | 1 | Off Peak | 0 | 1 | Off Peak | 0 | 1 | Off Peak | 0 | 0 | 1 | Super Off Peak | 0 | 0 | 1 | Super Off Peak | 0 | 0 | 1 | Super Off Peak
2020-03-18 | 3 | 3 | 0 | 0 | 0 | 0 | 1.0224 |  | 0 | 0 | 1 | Super Off Peak | 0 | 0 | 1 | Off Peak | 0 | 1 | Off Peak | 0 | 1 | Off Peak | 0 | 0 | 1 | Super Off Peak | 0 | 0 | 1 | Super Off Peak | 0 | 0 | 1 | Super Off Peak
2020-03-18 | 4 | 3 | 0 | 0 | 0 | 0 | 0.97953 |  | 0 | 0 | 1 | Super Off Peak | 0 | 0 | 1 | Off Peak | 0 | 1 | Off Peak | 0 | 1 | Off Peak | 0 | 0 | 1 | Super Off Peak | 0 | 0 | 1 | Super Off Peak | 0 | 0 | 1 | Super Off Peak
2020-03-18 | 5 | 3 | 0 | 0 | 0 | 0 | 0.9628 |  | 0 | 0 | 1 | Super Off Peak | 0 | 0 | 1 | Off Peak | 0 | 1 | Off Peak | 0 | 1 | Off Peak | 0 | 0 | 1 | Super Off Peak | 0 | 0 | 1 | Super Off Peak | 0 | 0 | 1 | Super Off Peak
2020-03-18 | 6 | 3 | 0 | 0 | 0 | 0 | 0.97661 |  | 0 | 0 | 1 | Super Off Peak | 0 | 0 | 1 | Off Peak | 0 | 1 | Off Peak | 0 | 1 | Off Peak | 0 | 0 | 1 | Super Off Peak | 0 | 1 | 0 | Off Peak | 0 | 1 | 0 | Off Peak
2020-03-18 | 7 | 3 | 0 | 0 | 0 | 0 | 1.8748 |  | 0 | 1 | 0 | Off Peak | 0 | 1 | 0 | Semi Peak | 0 | 1 | Off Peak | 0 | 1 | Off Peak | 0 | 1 | 0 | Off Peak | 0 | 1 | 0 | Off Peak | 0 | 1 | 0 | Off Peak
2020-03-18 | 8 | 3 | 0 | 0 | 0 | 0 | 1.9973 |  | 0 | 1 | 0 | Off Peak | 0 | 1 | 0 | Semi Peak | 0 | 1 | Off Peak | 0 | 1 | Off Peak | 0 | 1 | 0 | Off Peak | 0 | 1 | 0 | Off Peak | 0 | 1 | 0 | Off Peak
2020-03-18 | 9 | 3 | 0 | 0 | 0 | 0 | 1.4308 |  | 0 | 1 | 0 | Off Peak | 0 | 1 | 0 | Semi Peak | 0 | 1 | Off Peak | 0 | 1 | Off Peak | 0 | 1 | 0 | Off Peak | 0 | 1 | 0 | Off Peak | 0 | 1 | 0 | Off Peak
2020-03-18 | 10 | 3 | 0 | 0 | 0 | 0 | 0.68073 |  | 0 | 1 | 0 | Off Peak | 0 | 1 | 0 | Semi Peak | 0 | 1 | Off Peak | 0 | 1 | Off Peak | 0 | 1 | 0 | Off Peak | 0 | 1 | 0 | Off Peak | 0 | 1 | 0 | Off Peak
2020-03-18 | 11 | 3 | 0 | 0 | 0 | 0 | 0.22208 |  | 0 | 0 | 1 | Super Off Peak | 0 | 1 | 0 | Semi Peak | 0 | 1 | Off Peak | 0 | 1 | Off Peak | 0 | 1 | 0 | Off Peak | 0 | 1 | 0 | Off Peak | 0 | 1 | 0 | Off Peak
2020-03-18 | 12 | 3 | 0 | 0 | 0 | 0 | -0.077619 |  | 0 | 0 | 1 | Super Off Peak | 0 | 1 | 0 | Semi Peak | 0 | 1 | Off Peak | 0 | 1 | Off Peak | 0 | 1 | 0 | Off Peak | 0 | 1 | 0 | Off Peak | 0 | 1 | 0 | Off Peak
2020-03-18 | 13 | 3 | 0 | 0 | 0 | 0 | -0.30359 |  | 0 | 0 | 1 | Super Off Peak | 0 | 1 | 0 | Semi Peak | 0 | 1 | Off Peak | 1 | 0 | On Peak | 0 | 1 | 0 | Off Peak | 1 | 0 | 0 | On Peak | 0 | 1 | 0 | Off Peak
2020-03-18 | 14 | 3 | 0 | 0 | 0 | 0 | -0.43859 |  | 0 | 0 | 1 | Super Off Peak | 0 | 1 | 0 | Semi Peak | 0 | 1 | Off Peak | 1 | 0 | On Peak | 0 | 1 | 0 | Off Peak | 1 | 0 | 0 | On Peak | 0 | 1 | 0 | Off Peak
2020-03-18 | 15 | 3 | 0 | 0 | 0 | 0 | -0.4408 |  | 0 | 1 | 0 | Off Peak | 0 | 1 | 0 | Semi Peak | 0 | 1 | Off Peak | 1 | 0 | On Peak | 0 | 1 | 0 | Off Peak | 1 | 0 | 0 | On Peak | 0 | 1 | 0 | Off Peak
2020-03-18 | 16 | 3 | 0 | 0 | 0 | 0 | -0.30014 |  | 0 | 1 | 0 | Off Peak | 0 | 1 | 0 | Semi Peak | 0 | 1 | Off Peak | 1 | 0 | On Peak | 0 | 1 | 0 | Off Peak | 1 | 0 | 0 | On Peak | 0 | 1 | 0 | Off Peak
2020-03-18 | 17 | 3 | 0 | 0 | 0 | 0 | 0.14905 |  | 1 | 0 | 0 | On Peak | 0 | 1 | 0 | Semi Peak | 1 | 0 | On Peak | 1 | 0 | On Peak | 0 | 1 | 0 | Off Peak | 1 | 0 | 0 | On Peak | 0 | 1 | 0 | Off Peak
2020-03-18 | 18 | 3 | 0 | 0 | 0 | 0 | 1.0545 |  | 1 | 0 | 0 | On Peak | 1 | 0 | 0 | On Peak | 1 | 0 | On Peak | 1 | 0 | On Peak | 0 | 1 | 0 | Off Peak | 1 | 0 | 0 | On Peak | 0 | 1 | 0 | Off Peak
2020-03-18 | 19 | 3 | 0 | 0 | 0 | 0 | 2.1412 |  | 1 | 0 | 0 | On Peak | 1 | 0 | 0 | On Peak | 1 | 0 | On Peak | 0 | 1 | Off Peak | 0 | 0 | 1 | Super Off Peak | 1 | 0 | 0 | On Peak | 0 | 1 | 0 | Off Peak
2020-03-18 | 20 | 3 | 0 | 0 | 0 | 0 | 2.6913 |  | 1 | 0 | 0 | On Peak | 1 | 0 | 0 | On Peak | 1 | 0 | On Peak | 0 | 1 | Off Peak | 0 | 0 | 1 | Super Off Peak | 1 | 0 | 0 | On Peak | 1 | 0 | 0 | On Peak
2020-03-18 | 21 | 3 | 0 | 0 | 0 | 0 | 3.1634 |  | 1 | 0 | 0 | On Peak | 0 | 1 | 0 | Semi Peak | 1 | 0 | On Peak | 0 | 1 | Off Peak | 0 | 0 | 1 | Super Off Peak | 0 | 1 | 0 | Off Peak | 1 | 0 | 0 | On Peak
2020-03-18 | 22 | 3 | 0 | 0 | 0 | 0 | 3.1597 |  | 0 | 1 | 0 | Off Peak | 0 | 1 | 0 | Semi Peak | 0 | 1 | Off Peak | 0 | 1 | Off Peak | 0 | 0 | 1 | Super Off Peak | 0 | 1 | 0 | Off Peak | 1 | 0 | 0 | On Peak
2020-03-18 | 23 | 3 | 0 | 0 | 0 | 0 | 1.7275 |  | 0 | 1 | 0 | Off Peak | 0 | 0 | 1 | Off Peak | 0 | 1 | Off Peak | 0 | 1 | Off Peak | 0 | 0 | 1 | Super Off Peak | 0 | 1 | 0 | Off Peak | 1 | 0 | 0 | On Peak
2020-03-18 | 24 | 3 | 0 | 0 | 0 | 0 | 1.5058 |  | 0 | 1 | 0 | Off Peak | 0 | 0 | 1 | Off Peak | 0 | 1 | Off Peak | 0 | 1 | Off Peak | 0 | 0 | 1 | Super Off Peak | 0 | 1 | 0 | Off Peak | 1 | 0 | 0 | On Peak
2020-03-19 | 1 | 3 | 0 | 0 | 0 | 0 | 1.2856 |  | 0 | 0 | 1 | Super Off Peak | 0 | 0 | 1 | Off Peak | 0 | 1 | Off Peak | 0 | 1 | Off Peak | 0 | 0 | 1 | Super Off Peak | 0 | 0 | 1 | Super Off Peak | 0 | 0 | 1 | Super Off Peak
2020-03-19 | 2 | 3 | 0 | 0 | 0 | 0 | 1.0904 |  | 0 | 0 | 1 | Super Off Peak | 0 | 0 | 1 | Off Peak | 0 | 1 | Off Peak | 0 | 1 | Off Peak | 0 | 0 | 1 | Super Off Peak | 0 | 0 | 1 | Super Off Peak | 0 | 0 | 1 | Super Off Peak
2020-03-19 | 3 | 3 | 0 | 0 | 0 | 0 | 1.0364 |  | 0 | 0 | 1 | Super Off Peak | 0 | 0 | 1 | Off Peak | 0 | 1 | Off Peak | 0 | 1 | Off Peak | 0 | 0 | 1 | Super Off Peak | 0 | 0 | 1 | Super Off Peak | 0 | 0 | 1 | Super Off Peak
2020-03-19 | 4 | 3 | 0 | 0 | 0 | 0 | 0.99301 |  | 0 | 0 | 1 | Super Off Peak | 0 | 0 | 1 | Off Peak | 0 | 1 | Off Peak | 0 | 1 | Off Peak | 0 | 0 | 1 | Super Off Peak | 0 | 0 | 1 | Super Off Peak | 0 | 0 | 1 | Super Off Peak
2020-03-19 | 5 | 3 | 0 | 0 | 0 | 0 | 0.98333 |  | 0 | 0 | 1 | Super Off Peak | 0 | 0 | 1 | Off Peak | 0 | 1 | Off Peak | 0 | 1 | Off Peak | 0 | 0 | 1 | Super Off Peak | 0 | 0 | 1 | Super Off Peak | 0 | 0 | 1 | Super Off Peak
2020-03-19 | 6 | 3 | 0 | 0 | 0 | 0 | 1.0055 |  | 0 | 0 | 1 | Super Off Peak | 0 | 0 | 1 | Off Peak | 0 | 1 | Off Peak | 0 | 1 | Off Peak | 0 | 0 | 1 | Super Off Peak | 0 | 1 | 0 | Off Peak | 0 | 1 | 0 | Off Peak
2020-03-19 | 7 | 3 | 0 | 0 | 0 | 0 | 1.9477 |  | 0 | 1 | 0 | Off Peak | 0 | 1 | 0 | Semi Peak | 0 | 1 | Off Peak | 0 | 1 | Off Peak | 0 | 1 | 0 | Off Peak | 0 | 1 | 0 | Off Peak | 0 | 1 | 0 | Off Peak
2020-03-19 | 8 | 3 | 0 | 0 | 0 | 0 | 2.1189 |  | 0 | 1 | 0 | Off Peak | 0 | 1 | 0 | Semi Peak | 0 | 1 | Off Peak | 0 | 1 | Off Peak | 0 | 1 | 0 | Off Peak | 0 | 1 | 0 | Off Peak | 0 | 1 | 0 | Off Peak
2020-03-19 | 9 | 3 | 0 | 0 | 0 | 0 | 1.5238 |  | 0 | 1 | 0 | Off Peak | 0 | 1 | 0 | Semi Peak | 0 | 1 | Off Peak | 0 | 1 | Off Peak | 0 | 1 | 0 | Off Peak | 0 | 1 | 0 | Off Peak | 0 | 1 | 0 | Off Peak
2020-03-19 | 10 | 3 | 0 | 0 | 0 | 0 | 0.75581 |  | 0 | 1 | 0 | Off Peak | 0 | 1 | 0 | Semi Peak | 0 | 1 | Off Peak | 0 | 1 | Off Peak | 0 | 1 | 0 | Off Peak | 0 | 1 | 0 | Off Peak | 0 | 1 | 0 | Off Peak
2020-03-19 | 11 | 3 | 0 | 0 | 0 | 0 | 0.26438 |  | 0 | 0 | 1 | Super Off Peak | 0 | 1 | 0 | Semi Peak | 0 | 1 | Off Peak | 0 | 1 | Off Peak | 0 | 1 | 0 | Off Peak | 0 | 1 | 0 | Off Peak | 0 | 1 | 0 | Off Peak
2020-03-19 | 12 | 3 | 0 | 0 | 0 | 0 | -0.073126 |  | 0 | 0 | 1 | Super Off Peak | 0 | 1 | 0 | Semi Peak | 0 | 1 | Off Peak | 0 | 1 | Off Peak | 0 | 1 | 0 | Off Peak | 0 | 1 | 0 | Off Peak | 0 | 1 | 0 | Off Peak
2020-03-19 | 13 | 3 | 0 | 0 | 0 | 0 | -0.3121 |  | 0 | 0 | 1 | Super Off Peak | 0 | 1 | 0 | Semi Peak | 0 | 1 | Off Peak | 1 | 0 | On Peak | 0 | 1 | 0 | Off Peak | 1 | 0 | 0 | On Peak | 0 | 1 | 0 | Off Peak
2020-03-19 | 14 | 3 | 0 | 0 | 0 | 0 | -0.4505 |  | 0 | 0 | 1 | Super Off Peak | 0 | 1 | 0 | Semi Peak | 0 | 1 | Off Peak | 1 | 0 | On Peak | 0 | 1 | 0 | Off Peak | 1 | 0 | 0 | On Peak | 0 | 1 | 0 | Off Peak
2020-03-19 | 15 | 3 | 0 | 0 | 0 | 0 | -0.46705 |  | 0 | 1 | 0 | Off Peak | 0 | 1 | 0 | Semi Peak | 0 | 1 | Off Peak | 1 | 0 | On Peak | 0 | 1 | 0 | Off Peak | 1 | 0 | 0 | On Peak | 0 | 1 | 0 | Off Peak
2020-03-19 | 16 | 3 | 0 | 0 | 0 | 0 | -0.3379 |  | 0 | 1 | 0 | Off Peak | 0 | 1 | 0 | Semi Peak | 0 | 1 | Off Peak | 1 | 0 | On Peak | 0 | 1 | 0 | Off Peak | 1 | 0 | 0 | On Peak | 0 | 1 | 0 | Off Peak
2020-03-19 | 17 | 3 | 0 | 0 | 0 | 0 | 0.10231 |  | 1 | 0 | 0 | On Peak | 0 | 1 | 0 | Semi Peak | 1 | 0 | On Peak | 1 | 0 | On Peak | 0 | 1 | 0 | Off Peak | 1 | 0 | 0 | On Peak | 0 | 1 | 0 | Off Peak
2020-03-19 | 18 | 3 | 0 | 0 | 0 | 0 | 1.0006 |  | 1 | 0 | 0 | On Peak | 1 | 0 | 0 | On Peak | 1 | 0 | On Peak | 1 | 0 | On Peak | 0 | 1 | 0 | Off Peak | 1 | 0 | 0 | On Peak | 0 | 1 | 0 | Off Peak
2020-03-19 | 19 | 3 | 0 | 0 | 0 | 0 | 2.0638 |  | 1 | 0 | 0 | On Peak | 1 | 0 | 0 | On Peak | 1 | 0 | On Peak | 0 | 1 | Off Peak | 0 | 0 | 1 | Super Off Peak | 1 | 0 | 0 | On Peak | 0 | 1 | 0 | Off Peak
2020-03-19 | 20 | 3 | 0 | 0 | 0 | 0 | 2.5928 |  | 1 | 0 | 0 | On Peak | 1 | 0 | 0 | On Peak | 1 | 0 | On Peak | 0 | 1 | Off Peak | 0 | 0 | 1 | Super Off Peak | 1 | 0 | 0 | On Peak | 1 | 0 | 0 | On Peak
2020-03-19 | 21 | 3 | 0 | 0 | 0 | 0 | 3.0784 |  | 1 | 0 | 0 | On Peak | 0 | 1 | 0 | Semi Peak | 1 | 0 | On Peak | 0 | 1 | Off Peak | 0 | 0 | 1 | Super Off Peak | 0 | 1 | 0 | Off Peak | 1 | 0 | 0 | On Peak
2020-03-19 | 22 | 3 | 0 | 0 | 0 | 0 | 3.0829 |  | 0 | 1 | 0 | Off Peak | 0 | 1 | 0 | Semi Peak | 0 | 1 | Off Peak | 0 | 1 | Off Peak | 0 | 0 | 1 | Super Off Peak | 0 | 1 | 0 | Off Peak | 1 | 0 | 0 | On Peak
2020-03-19 | 23 | 3 | 0 | 0 | 0 | 0 | 1.6815 |  | 0 | 1 | 0 | Off Peak | 0 | 0 | 1 | Off Peak | 0 | 1 | Off Peak | 0 | 1 | Off Peak | 0 | 0 | 1 | Super Off Peak | 0 | 1 | 0 | Off Peak | 1 | 0 | 0 | On Peak
2020-03-19 | 24 | 3 | 0 | 0 | 0 | 0 | 1.4556 |  | 0 | 1 | 0 | Off Peak | 0 | 0 | 1 | Off Peak | 0 | 1 | Off Peak | 0 | 1 | Off Peak | 0 | 0 | 1 | Super Off Peak | 0 | 1 | 0 | Off Peak | 1 | 0 | 0 | On Peak
2020-03-20 | 1 | 3 | 0 | 0 | 0 | 0 | 1.2416 |  | 0 | 0 | 1 | Super Off Peak | 0 | 0 | 1 | Off Peak | 0 | 1 | Off Peak | 0 | 1 | Off Peak | 0 | 0 | 1 | Super Off Peak | 0 | 0 | 1 | Super Off Peak | 0 | 0 | 1 | Super Off Peak
2020-03-20 | 2 | 3 | 0 | 0 | 0 | 0 | 1.0767 |  | 0 | 0 | 1 | Super Off Peak | 0 | 0 | 1 | Off Peak | 0 | 1 | Off Peak | 0 | 1 | Off Peak | 0 | 0 | 1 | Super Off Peak | 0 | 0 | 1 | Super Off Peak | 0 | 0 | 1 | Super Off Peak
2020-03-20 | 3 | 3 | 0 | 0 | 0 | 0 | 0.99891 |  | 0 | 0 | 1 | Super Off Peak | 0 | 0 | 1 | Off Peak | 0 | 1 | Off Peak | 0 | 1 | Off Peak | 0 | 0 | 1 | Super Off Peak | 0 | 0 | 1 | Super Off Peak | 0 | 0 | 1 | Super Off Peak
2020-03-20 | 4 | 3 | 0 | 0 | 0 | 0 | 0.95061 |  | 0 | 0 | 1 | Super Off Peak | 0 | 0 | 1 | Off Peak | 0 | 1 | Off Peak | 0 | 1 | Off Peak | 0 | 0 | 1 | Super Off Peak | 0 | 0 | 1 | Super Off Peak | 0 | 0 | 1 | Super Off Peak
2020-03-20 | 5 | 3 | 0 | 0 | 0 | 0 | 0.93051 |  | 0 | 0 | 1 | Super Off Peak | 0 | 0 | 1 | Off Peak | 0 | 1 | Off Peak | 0 | 1 | Off Peak | 0 | 0 | 1 | Super Off Peak | 0 | 0 | 1 | Super Off Peak | 0 | 0 | 1 | Super Off Peak
2020-03-20 | 6 | 3 | 0 | 0 | 0 | 0 | 0.95693 |  | 0 | 0 | 1 | Super Off Peak | 0 | 0 | 1 | Off Peak | 0 | 1 | Off Peak | 0 | 1 | Off Peak | 0 | 0 | 1 | Super Off Peak | 0 | 1 | 0 | Off Peak | 0 | 1 | 0 | Off Peak
2020-03-20 | 7 | 3 | 0 | 0 | 0 | 0 | 1.844 |  | 0 | 1 | 0 | Off Peak | 0 | 1 | 0 | Semi Peak | 0 | 1 | Off Peak | 0 | 1 | Off Peak | 0 | 1 | 0 | Off Peak | 0 | 1 | 0 | Off Peak | 0 | 1 | 0 | Off Peak
2020-03-20 | 8 | 3 | 0 | 0 | 0 | 0 | 1.9111 |  | 0 | 1 | 0 | Off Peak | 0 | 1 | 0 | Semi Peak | 0 | 1 | Off Peak | 0 | 1 | Off Peak | 0 | 1 | 0 | Off Peak | 0 | 1 | 0 | Off Peak | 0 | 1 | 0 | Off Peak
2020-03-20 | 9 | 3 | 0 | 0 | 0 | 0 | 1.2066 |  | 0 | 1 | 0 | Off Peak | 0 | 1 | 0 | Semi Peak | 0 | 1 | Off Peak | 0 | 1 | Off Peak | 0 | 1 | 0 | Off Peak | 0 | 1 | 0 | Off Peak | 0 | 1 | 0 | Off Peak
2020-03-20 | 10 | 3 | 0 | 0 | 0 | 0 | 0.46151 |  | 0 | 1 | 0 | Off Peak | 0 | 1 | 0 | Semi Peak | 0 | 1 | Off Peak | 0 | 1 | Off Peak | 0 | 1 | 0 | Off Peak | 0 | 1 | 0 | Off Peak | 0 | 1 | 0 | Off Peak
2020-03-20 | 11 | 3 | 0 | 0 | 0 | 0 | 0.045746 |  | 0 | 0 | 1 | Super Off Peak | 0 | 1 | 0 | Semi Peak | 0 | 1 | Off Peak | 0 | 1 | Off Peak | 0 | 1 | 0 | Off Peak | 0 | 1 | 0 | Off Peak | 0 | 1 | 0 | Off Peak
2020-03-20 | 12 | 3 | 0 | 0 | 0 | 0 | -0.23261 |  | 0 | 0 | 1 | Super Off Peak | 0 | 1 | 0 | Semi Peak | 0 | 1 | Off Peak | 0 | 1 | Off Peak | 0 | 1 | 0 | Off Peak | 0 | 1 | 0 | Off Peak | 0 | 1 | 0 | Off Peak
2020-03-20 | 13 | 3 | 0 | 0 | 0 | 0 | -0.42953 |  | 0 | 0 | 1 | Super Off Peak | 0 | 1 | 0 | Semi Peak | 0 | 1 | Off Peak | 1 | 0 | On Peak | 0 | 1 | 0 | Off Peak | 1 | 0 | 0 | On Peak | 0 | 1 | 0 | Off Peak
2020-03-20 | 14 | 3 | 0 | 0 | 0 | 0 | -0.55539 |  | 0 | 0 | 1 | Super Off Peak | 0 | 1 | 0 | Semi Peak | 0 | 1 | Off Peak | 1 | 0 | On Peak | 0 | 1 | 0 | Off Peak | 1 | 0 | 0 | On Peak | 0 | 1 | 0 | Off Peak
2020-03-20 | 15 | 3 | 0 | 0 | 0 | 0 | -0.54292 |  | 0 | 1 | 0 | Off Peak | 0 | 1 | 0 | Semi Peak | 0 | 1 | Off Peak | 1 | 0 | On Peak | 0 | 1 | 0 | Off Peak | 1 | 0 | 0 | On Peak | 0 | 1 | 0 | Off Peak
2020-03-20 | 16 | 3 | 0 | 0 | 0 | 0 | -0.39937 |  | 0 | 1 | 0 | Off Peak | 0 | 1 | 0 | Semi Peak | 0 | 1 | Off Peak | 1 | 0 | On Peak | 0 | 1 | 0 | Off Peak | 1 | 0 | 0 | On Peak | 0 | 1 | 0 | Off Peak
2020-03-20 | 17 | 3 | 0 | 0 | 0 | 0 | 0.04932 |  | 1 | 0 | 0 | On Peak | 0 | 1 | 0 | Semi Peak | 1 | 0 | On Peak | 1 | 0 | On Peak | 0 | 1 | 0 | Off Peak | 1 | 0 | 0 | On Peak | 0 | 1 | 0 | Off Peak
2020-03-20 | 18 | 3 | 0 | 0 | 0 | 0 | 0.95596 |  | 1 | 0 | 0 | On Peak | 1 | 0 | 0 | On Peak | 1 | 0 | On Peak | 1 | 0 | On Peak | 0 | 1 | 0 | Off Peak | 1 | 0 | 0 | On Peak | 0 | 1 | 0 | Off Peak
2020-03-20 | 19 | 3 | 0 | 0 | 0 | 0 | 2.0253 |  | 1 | 0 | 0 | On Peak | 1 | 0 | 0 | On Peak | 1 | 0 | On Peak | 0 | 1 | Off Peak | 0 | 0 | 1 | Super Off Peak | 1 | 0 | 0 | On Peak | 0 | 1 | 0 | Off Peak
2020-03-20 | 20 | 3 | 0 | 0 | 0 | 0 | 2.5518 |  | 1 | 0 | 0 | On Peak | 1 | 0 | 0 | On Peak | 1 | 0 | On Peak | 0 | 1 | Off Peak | 0 | 0 | 1 | Super Off Peak | 1 | 0 | 0 | On Peak | 1 | 0 | 0 | On Peak
2020-03-20 | 21 | 3 | 0 | 0 | 0 | 0 | 2.9794 |  | 1 | 0 | 0 | On Peak | 0 | 1 | 0 | Semi Peak | 1 | 0 | On Peak | 0 | 1 | Off Peak | 0 | 0 | 1 | Super Off Peak | 0 | 1 | 0 | Off Peak | 1 | 0 | 0 | On Peak
2020-03-20 | 22 | 3 | 0 | 0 | 0 | 0 | 2.9805 |  | 0 | 1 | 0 | Off Peak | 0 | 1 | 0 | Semi Peak | 0 | 1 | Off Peak | 0 | 1 | Off Peak | 0 | 0 | 1 | Super Off Peak | 0 | 1 | 0 | Off Peak | 1 | 0 | 0 | On Peak
2020-03-20 | 23 | 3 | 0 | 0 | 0 | 0 | 1.6229 |  | 0 | 1 | 0 | Off Peak | 0 | 0 | 1 | Off Peak | 0 | 1 | Off Peak | 0 | 1 | Off Peak | 0 | 0 | 1 | Super Off Peak | 0 | 1 | 0 | Off Peak | 1 | 0 | 0 | On Peak
2020-03-20 | 24 | 3 | 0 | 0 | 0 | 0 | 1.4128 |  | 0 | 1 | 0 | Off Peak | 0 | 0 | 1 | Off Peak | 0 | 1 | Off Peak | 0 | 1 | Off Peak | 0 | 0 | 1 | Super Off Peak | 0 | 1 | 0 | Off Peak | 1 | 0 | 0 | On Peak
2020-03-21 | 1 | 3 | 0 | 1 | 0 | 0 | 1.2253 |  | 0 | 0 | 1 | Super Off Peak | 0 | 0 | 1 | Off Peak | 0 | 1 | Off Peak | 0 | 1 | Off Peak | 0 | 0 | 1 | Super Off Peak | 0 | 0 | 1 | Super Off Peak | 0 | 0 | 1 | Super Off Peak
2020-03-21 | 2 | 3 | 0 | 1 | 0 | 0 | 1.0722 |  | 0 | 0 | 1 | Super Off Peak | 0 | 0 | 1 | Off Peak | 0 | 1 | Off Peak | 0 | 1 | Off Peak | 0 | 0 | 1 | Super Off Peak | 0 | 0 | 1 | Super Off Peak | 0 | 0 | 1 | Super Off Peak
2020-03-21 | 3 | 3 | 0 | 1 | 0 | 0 | 1.0372 |  | 0 | 0 | 1 | Super Off Peak | 0 | 0 | 1 | Off Peak | 0 | 1 | Off Peak | 0 | 1 | Off Peak | 0 | 0 | 1 | Super Off Peak | 0 | 0 | 1 | Super Off Peak | 0 | 0 | 1 | Super Off Peak
2020-03-21 | 4 | 3 | 0 | 1 | 0 | 0 | 0.97892 |  | 0 | 0 | 1 | Super Off Peak | 0 | 0 | 1 | Off Peak | 0 | 1 | Off Peak | 0 | 1 | Off Peak | 0 | 0 | 1 | Super Off Peak | 0 | 0 | 1 | Super Off Peak | 0 | 0 | 1 | Super Off Peak
2020-03-21 | 5 | 3 | 0 | 1 | 0 | 0 | 0.9442 |  | 0 | 0 | 1 | Super Off Peak | 0 | 0 | 1 | Off Peak | 0 | 1 | Off Peak | 0 | 1 | Off Peak | 0 | 0 | 1 | Super Off Peak | 0 | 0 | 1 | Super Off Peak | 0 | 0 | 1 | Super Off Peak
2020-03-21 | 6 | 3 | 0 | 1 | 0 | 0 | 0.9156 |  | 0 | 0 | 1 | Super Off Peak | 0 | 0 | 1 | Off Peak | 0 | 1 | Off Peak | 0 | 1 | Off Peak | 0 | 0 | 1 | Super Off Peak | 0 | 1 | 0 | Off Peak | 0 | 1 | 0 | Off Peak
2020-03-21 | 7 | 3 | 0 | 1 | 0 | 0 | 1.7005 |  | 0 | 0 | 1 | Super Off Peak | 0 | 0 | 1 | Off Peak | 0 | 1 | Off Peak | 0 | 1 | Off Peak | 0 | 0 | 1 | Super Off Peak | 0 | 1 | 0 | Off Peak | 0 | 1 | 0 | Off Peak
2020-03-21 | 8 | 3 | 0 | 1 | 0 | 0 | 1.6504 |  | 0 | 0 | 1 | Super Off Peak | 0 | 0 | 1 | Off Peak | 0 | 1 | Off Peak | 0 | 1 | Off Peak | 0 | 0 | 1 | Super Off Peak | 0 | 1 | 0 | Off Peak | 0 | 1 | 0 | Off Peak
2020-03-21 | 9 | 3 | 0 | 1 | 0 | 0 | 0.94998 |  | 0 | 0 | 1 | Super Off Peak | 0 | 0 | 1 | Off Peak | 0 | 1 | Off Peak | 0 | 1 | Off Peak | 0 | 0 | 1 | Super Off Peak | 0 | 1 | 0 | Off Peak | 0 | 1 | 0 | Off Peak
2020-03-21 | 10 | 3 | 0 | 1 | 0 | 0 | 0.24107 |  | 0 | 0 | 1 | Super Off Peak | 0 | 0 | 1 | Off Peak | 0 | 1 | Off Peak | 0 | 1 | Off Peak | 0 | 0 | 1 | Super Off Peak | 0 | 1 | 0 | Off Peak | 0 | 1 | 0 | Off Peak
2020-03-21 | 11 | 3 | 0 | 1 | 0 | 0 | -0.19109 |  | 0 | 0 | 1 | Super Off Peak | 0 | 0 | 1 | Off Peak | 0 | 1 | Off Peak | 0 | 1 | Off Peak | 0 | 0 | 1 | Super Off Peak | 0 | 1 | 0 | Off Peak | 0 | 1 | 0 | Off Peak
2020-03-21 | 12 | 3 | 0 | 1 | 0 | 0 | -0.42576 |  | 0 | 0 | 1 | Super Off Peak | 0 | 0 | 1 | Off Peak | 0 | 1 | Off Peak | 0 | 1 | Off Peak | 0 | 0 | 1 | Super Off Peak | 0 | 1 | 0 | Off Peak | 0 | 1 | 0 | Off Peak
2020-03-21 | 13 | 3 | 0 | 1 | 0 | 0 | -0.6166 |  | 0 | 0 | 1 | Super Off Peak | 0 | 0 | 1 | Off Peak | 0 | 1 | Off Peak | 0 | 1 | Off Peak | 0 | 0 | 1 | Super Off Peak | 1 | 0 | 0 | On Peak | 0 | 1 | 0 | Off Peak
2020-03-21 | 14 | 3 | 0 | 1 | 0 | 0 | -0.75013 |  | 0 | 0 | 1 | Super Off Peak | 0 | 0 | 1 | Off Peak | 0 | 1 | Off Peak | 0 | 1 | Off Peak | 0 | 0 | 1 | Super Off Peak | 1 | 0 | 0 | On Peak | 0 | 1 | 0 | Off Peak
2020-03-21 | 15 | 3 | 0 | 1 | 0 | 0 | -0.76115 |  | 0 | 1 | 0 | Off Peak | 0 | 0 | 1 | Off Peak | 0 | 1 | Off Peak | 0 | 1 | Off Peak | 0 | 0 | 1 | Super Off Peak | 1 | 0 | 0 | On Peak | 0 | 1 | 0 | Off Peak
2020-03-21 | 16 | 3 | 0 | 1 | 0 | 0 | -0.6563 |  | 0 | 1 | 0 | Off Peak | 0 | 0 | 1 | Off Peak | 0 | 1 | Off Peak | 0 | 1 | Off Peak | 0 | 0 | 1 | Super Off Peak | 1 | 0 | 0 | On Peak | 0 | 1 | 0 | Off Peak
2020-03-21 | 17 | 3 | 0 | 1 | 0 | 0 | -0.24604 |  | 1 | 0 | 0 | On Peak | 0 | 0 | 1 | Off Peak | 0 | 1 | Off Peak | 0 | 1 | Off Peak | 0 | 0 | 1 | Super Off Peak | 1 | 0 | 0 | On Peak | 0 | 1 | 0 | Off Peak
2020-03-21 | 18 | 3 | 0 | 1 | 0 | 0 | 0.68641 |  | 1 | 0 | 0 | On Peak | 0 | 0 | 1 | Off Peak | 0 | 1 | Off Peak | 0 | 1 | Off Peak | 0 | 0 | 1 | Super Off Peak | 1 | 0 | 0 | On Peak | 0 | 1 | 0 | Off Peak
2020-03-21 | 19 | 3 | 0 | 1 | 0 | 0 | 1.7821 |  | 1 | 0 | 0 | On Peak | 0 | 0 | 1 | Off Peak | 0 | 1 | Off Peak | 0 | 1 | Off Peak | 0 | 0 | 1 | Super Off Peak | 1 | 0 | 0 | On Peak | 0 | 1 | 0 | Off Peak
2020-03-21 | 20 | 3 | 0 | 1 | 0 | 0 | 2.3651 |  | 1 | 0 | 0 | On Peak | 0 | 0 | 1 | Off Peak | 0 | 1 | Off Peak | 0 | 1 | Off Peak | 0 | 0 | 1 | Super Off Peak | 1 | 0 | 0 | On Peak | 1 | 0 | 0 | On Peak
2020-03-21 | 21 | 3 | 0 | 1 | 0 | 0 | 2.8712 |  | 1 | 0 | 0 | On Peak | 0 | 0 | 1 | Off Peak | 0 | 1 | Off Peak | 0 | 1 | Off Peak | 0 | 0 | 1 | Super Off Peak | 0 | 1 | 0 | Off Peak | 1 | 0 | 0 | On Peak
2020-03-21 | 22 | 3 | 0 | 1 | 0 | 0 | 2.9215 |  | 0 | 1 | 0 | Off Peak | 0 | 0 | 1 | Off Peak | 0 | 1 | Off Peak | 0 | 1 | Off Peak | 0 | 0 | 1 | Super Off Peak | 0 | 1 | 0 | Off Peak | 1 | 0 | 0 | On Peak
2020-03-21 | 23 | 3 | 0 | 1 | 0 | 0 | 1.5642 |  | 0 | 1 | 0 | Off Peak | 0 | 0 | 1 | Off Peak | 0 | 1 | Off Peak | 0 | 1 | Off Peak | 0 | 0 | 1 | Super Off Peak | 0 | 1 | 0 | Off Peak | 1 | 0 | 0 | On Peak
2020-03-21 | 24 | 3 | 0 | 1 | 0 | 0 | 1.3848 |  | 0 | 1 | 0 | Off Peak | 0 | 0 | 1 | Off Peak | 0 | 1 | Off Peak | 0 | 1 | Off Peak | 0 | 0 | 1 | Super Off Peak | 0 | 1 | 0 | Off Peak | 1 | 0 | 0 | On Peak
2020-03-22 | 1 | 3 | 0 | 1 | 1 | 0 | 1.2195 |  | 0 | 0 | 1 | Super Off Peak | 0 | 0 | 1 | Off Peak | 0 | 1 | Off Peak | 0 | 1 | Off Peak | 0 | 0 | 1 | Super Off Peak | 0 | 0 | 1 | Super Off Peak | 0 | 0 | 1 | Super Off Peak
2020-03-22 | 2 | 3 | 0 | 1 | 1 | 0 | 1.0482 |  | 0 | 0 | 1 | Super Off Peak | 0 | 0 | 1 | Off Peak | 0 | 1 | Off Peak | 0 | 1 | Off Peak | 0 | 0 | 1 | Super Off Peak | 0 | 0 | 1 | Super Off Peak | 0 | 0 | 1 | Super Off Peak
2020-03-22 | 3 | 3 | 0 | 1 | 1 | 0 | 1.0369 |  | 0 | 0 | 1 | Super Off Peak | 0 | 0 | 1 | Off Peak | 0 | 1 | Off Peak | 0 | 1 | Off Peak | 0 | 0 | 1 | Super Off Peak | 0 | 0 | 1 | Super Off Peak | 0 | 0 | 1 | Super Off Peak
2020-03-22 | 4 | 3 | 0 | 1 | 1 | 0 | 0.97906 |  | 0 | 0 | 1 | Super Off Peak | 0 | 0 | 1 | Off Peak | 0 | 1 | Off Peak | 0 | 1 | Off Peak | 0 | 0 | 1 | Super Off Peak | 0 | 0 | 1 | Super Off Peak | 0 | 0 | 1 | Super Off Peak
2020-03-22 | 5 | 3 | 0 | 1 | 1 | 0 | 0.95082 |  | 0 | 0 | 1 | Super Off Peak | 0 | 0 | 1 | Off Peak | 0 | 1 | Off Peak | 0 | 1 | Off Peak | 0 | 0 | 1 | Super Off Peak | 0 | 0 | 1 | Super Off Peak | 0 | 0 | 1 | Super Off Peak
2020-03-22 | 6 | 3 | 0 | 1 | 1 | 0 | 0.95183 |  | 0 | 0 | 1 | Super Off Peak | 0 | 0 | 1 | Off Peak | 0 | 1 | Off Peak | 0 | 1 | Off Peak | 0 | 0 | 1 | Super Off Peak | 0 | 1 | 0 | Off Peak | 0 | 1 | 0 | Off Peak
2020-03-22 | 7 | 3 | 0 | 1 | 1 | 0 | 1.0107 |  | 0 | 0 | 1 | Super Off Peak | 0 | 0 | 1 | Off Peak | 0 | 1 | Off Peak | 0 | 1 | Off Peak | 0 | 0 | 1 | Super Off Peak | 0 | 1 | 0 | Off Peak | 0 | 1 | 0 | Off Peak
2020-03-22 | 8 | 3 | 0 | 1 | 1 | 0 | 0.96516 |  | 0 | 0 | 1 | Super Off Peak | 0 | 0 | 1 | Off Peak | 0 | 1 | Off Peak | 0 | 1 | Off Peak | 0 | 0 | 1 | Super Off Peak | 0 | 1 | 0 | Off Peak | 0 | 1 | 0 | Off Peak
2020-03-22 | 9 | 3 | 0 | 1 | 1 | 0 | 0.52417 |  | 0 | 0 | 1 | Super Off Peak | 0 | 0 | 1 | Off Peak | 0 | 1 | Off Peak | 0 | 1 | Off Peak | 0 | 0 | 1 | Super Off Peak | 0 | 1 | 0 | Off Peak | 0 | 1 | 0 | Off Peak
2020-03-22 | 10 | 3 | 0 | 1 | 1 | 0 | 0.10965 |  | 0 | 0 | 1 | Super Off Peak | 0 | 0 | 1 | Off Peak | 0 | 1 | Off Peak | 0 | 1 | Off Peak | 0 | 0 | 1 | Super Off Peak | 0 | 1 | 0 | Off Peak | 0 | 1 | 0 | Off Peak
2020-03-22 | 11 | 3 | 0 | 1 | 1 | 0 | -0.139 |  | 0 | 0 | 1 | Super Off Peak | 0 | 0 | 1 | Off Peak | 0 | 1 | Off Peak | 0 | 1 | Off Peak | 0 | 0 | 1 | Super Off Peak | 0 | 1 | 0 | Off Peak | 0 | 1 | 0 | Off Peak
2020-03-22 | 12 | 3 | 0 | 1 | 1 | 0 | -0.26217 |  | 0 | 0 | 1 | Super Off Peak | 0 | 0 | 1 | Off Peak | 0 | 1 | Off Peak | 0 | 1 | Off Peak | 0 | 0 | 1 | Super Off Peak | 0 | 1 | 0 | Off Peak | 0 | 1 | 0 | Off Peak
2020-03-22 | 13 | 3 | 0 | 1 | 1 | 0 | -0.3461 |  | 0 | 0 | 1 | Super Off Peak | 0 | 0 | 1 | Off Peak | 0 | 1 | Off Peak | 0 | 1 | Off Peak | 0 | 0 | 1 | Super Off Peak | 1 | 0 | 0 | On Peak | 0 | 1 | 0 | Off Peak
2020-03-22 | 14 | 3 | 0 | 1 | 1 | 0 | -0.40879 |  | 0 | 0 | 1 | Super Off Peak | 0 | 0 | 1 | Off Peak | 0 | 1 | Off Peak | 0 | 1 | Off Peak | 0 | 0 | 1 | Super Off Peak | 1 | 0 | 0 | On Peak | 0 | 1 | 0 | Off Peak
2020-03-22 | 15 | 3 | 0 | 1 | 1 | 0 | -0.43309 |  | 0 | 1 | 0 | Off Peak | 0 | 0 | 1 | Off Peak | 0 | 1 | Off Peak | 0 | 1 | Off Peak | 0 | 0 | 1 | Super Off Peak | 1 | 0 | 0 | On Peak | 0 | 1 | 0 | Off Peak
2020-03-22 | 16 | 3 | 0 | 1 | 1 | 0 | -0.35635 |  | 0 | 1 | 0 | Off Peak | 0 | 0 | 1 | Off Peak | 0 | 1 | Off Peak | 0 | 1 | Off Peak | 0 | 0 | 1 | Super Off Peak | 1 | 0 | 0 | On Peak | 0 | 1 | 0 | Off Peak
2020-03-22 | 17 | 3 | 0 | 1 | 1 | 0 | -0.11885 |  | 1 | 0 | 0 | On Peak | 0 | 0 | 1 | Off Peak | 0 | 1 | Off Peak | 0 | 1 | Off Peak | 0 | 0 | 1 | Super Off Peak | 1 | 0 | 0 | On Peak | 0 | 1 | 0 | Off Peak
2020-03-22 | 18 | 3 | 0 | 1 | 1 | 0 | 0.41792 |  | 1 | 0 | 0 | On Peak | 0 | 0 | 1 | Off Peak | 0 | 1 | Off Peak | 0 | 1 | Off Peak | 0 | 0 | 1 | Super Off Peak | 1 | 0 | 0 | On Peak | 0 | 1 | 0 | Off Peak
2020-03-22 | 19 | 3 | 0 | 1 | 1 | 0 | 1.0347 |  | 1 | 0 | 0 | On Peak | 0 | 0 | 1 | Off Peak | 0 | 1 | Off Peak | 0 | 1 | Off Peak | 0 | 0 | 1 | Super Off Peak | 1 | 0 | 0 | On Peak | 0 | 1 | 0 | Off Peak
2020-03-22 | 20 | 3 | 0 | 1 | 1 | 0 | 1.3304 |  | 1 | 0 | 0 | On Peak | 0 | 0 | 1 | Off Peak | 0 | 1 | Off Peak | 0 | 1 | Off Peak | 0 | 0 | 1 | Super Off Peak | 1 | 0 | 0 | On Peak | 1 | 0 | 0 | On Peak
2020-03-22 | 21 | 3 | 0 | 1 | 1 | 0 | 1.6264 |  | 1 | 0 | 0 | On Peak | 0 | 0 | 1 | Off Peak | 0 | 1 | Off Peak | 0 | 1 | Off Peak | 0 | 0 | 1 | Super Off Peak | 0 | 1 | 0 | Off Peak | 1 | 0 | 0 | On Peak
2020-03-22 | 22 | 3 | 0 | 1 | 1 | 0 | 1.6734 |  | 0 | 1 | 0 | Off Peak | 0 | 0 | 1 | Off Peak | 0 | 1 | Off Peak | 0 | 1 | Off Peak | 0 | 0 | 1 | Super Off Peak | 0 | 1 | 0 | Off Peak | 1 | 0 | 0 | On Peak
2020-03-22 | 23 | 3 | 0 | 1 | 1 | 0 | 1.5511 |  | 0 | 1 | 0 | Off Peak | 0 | 0 | 1 | Off Peak | 0 | 1 | Off Peak | 0 | 1 | Off Peak | 0 | 0 | 1 | Super Off Peak | 0 | 1 | 0 | Off Peak | 1 | 0 | 0 | On Peak
2020-03-22 | 24 | 3 | 0 | 1 | 1 | 0 | 1.3539 |  | 0 | 1 | 0 | Off Peak | 0 | 0 | 1 | Off Peak | 0 | 1 | Off Peak | 0 | 1 | Off Peak | 0 | 0 | 1 | Super Off Peak | 0 | 1 | 0 | Off Peak | 1 | 0 | 0 | On Peak
2020-03-23 | 1 | 3 | 0 | 0 | 0 | 0 | 1.192 |  | 0 | 0 | 1 | Super Off Peak | 0 | 0 | 1 | Off Peak | 0 | 1 | Off Peak | 0 | 1 | Off Peak | 0 | 0 | 1 | Super Off Peak | 0 | 0 | 1 | Super Off Peak | 0 | 0 | 1 | Super Off Peak
2020-03-23 | 2 | 3 | 0 | 0 | 0 | 0 | 1.1189 |  | 0 | 0 | 1 | Super Off Peak | 0 | 0 | 1 | Off Peak | 0 | 1 | Off Peak | 0 | 1 | Off Peak | 0 | 0 | 1 | Super Off Peak | 0 | 0 | 1 | Super Off Peak | 0 | 0 | 1 | Super Off Peak
2020-03-23 | 3 | 3 | 0 | 0 | 0 | 0 | 1.0566 |  | 0 | 0 | 1 | Super Off Peak | 0 | 0 | 1 | Off Peak | 0 | 1 | Off Peak | 0 | 1 | Off Peak | 0 | 0 | 1 | Super Off Peak | 0 | 0 | 1 | Super Off Peak | 0 | 0 | 1 | Super Off Peak
2020-03-23 | 4 | 3 | 0 | 0 | 0 | 0 | 1.009 |  | 0 | 0 | 1 | Super Off Peak | 0 | 0 | 1 | Off Peak | 0 | 1 | Off Peak | 0 | 1 | Off Peak | 0 | 0 | 1 | Super Off Peak | 0 | 0 | 1 | Super Off Peak | 0 | 0 | 1 | Super Off Peak
2020-03-23 | 5 | 3 | 0 | 0 | 0 | 0 | 0.97787 |  | 0 | 0 | 1 | Super Off Peak | 0 | 0 | 1 | Off Peak | 0 | 1 | Off Peak | 0 | 1 | Off Peak | 0 | 0 | 1 | Super Off Peak | 0 | 0 | 1 | Super Off Peak | 0 | 0 | 1 | Super Off Peak
2020-03-23 | 6 | 3 | 0 | 0 | 0 | 0 | 0.96384 |  | 0 | 0 | 1 | Super Off Peak | 0 | 0 | 1 | Off Peak | 0 | 1 | Off Peak | 0 | 1 | Off Peak | 0 | 0 | 1 | Super Off Peak | 0 | 1 | 0 | Off Peak | 0 | 1 | 0 | Off Peak
2020-03-23 | 7 | 3 | 0 | 0 | 0 | 0 | 1.7481 |  | 0 | 1 | 0 | Off Peak | 0 | 1 | 0 | Semi Peak | 0 | 1 | Off Peak | 0 | 1 | Off Peak | 0 | 1 | 0 | Off Peak | 0 | 1 | 0 | Off Peak | 0 | 1 | 0 | Off Peak
2020-03-23 | 8 | 3 | 0 | 0 | 0 | 0 | 1.6855 |  | 0 | 1 | 0 | Off Peak | 0 | 1 | 0 | Semi Peak | 0 | 1 | Off Peak | 0 | 1 | Off Peak | 0 | 1 | 0 | Off Peak | 0 | 1 | 0 | Off Peak | 0 | 1 | 0 | Off Peak
2020-03-23 | 9 | 3 | 0 | 0 | 0 | 0 | 0.92227 |  | 0 | 1 | 0 | Off Peak | 0 | 1 | 0 | Semi Peak | 0 | 1 | Off Peak | 0 | 1 | Off Peak | 0 | 1 | 0 | Off Peak | 0 | 1 | 0 | Off Peak | 0 | 1 | 0 | Off Peak
2020-03-23 | 10 | 3 | 0 | 0 | 0 | 0 | 0.15201 |  | 0 | 1 | 0 | Off Peak | 0 | 1 | 0 | Semi Peak | 0 | 1 | Off Peak | 0 | 1 | Off Peak | 0 | 1 | 0 | Off Peak | 0 | 1 | 0 | Off Peak | 0 | 1 | 0 | Off Peak
2020-03-23 | 11 | 3 | 0 | 0 | 0 | 0 | -0.26004 |  | 0 | 0 | 1 | Super Off Peak | 0 | 1 | 0 | Semi Peak | 0 | 1 | Off Peak | 0 | 1 | Off Peak | 0 | 1 | 0 | Off Peak | 0 | 1 | 0 | Off Peak | 0 | 1 | 0 | Off Peak
2020-03-23 | 12 | 3 | 0 | 0 | 0 | 0 | -0.48606 |  | 0 | 0 | 1 | Super Off Peak | 0 | 1 | 0 | Semi Peak | 0 | 1 | Off Peak | 0 | 1 | Off Peak | 0 | 1 | 0 | Off Peak | 0 | 1 | 0 | Off Peak | 0 | 1 | 0 | Off Peak
2020-03-23 | 13 | 3 | 0 | 0 | 0 | 0 | -0.59557 |  | 0 | 0 | 1 | Super Off Peak | 0 | 1 | 0 | Semi Peak | 0 | 1 | Off Peak | 1 | 0 | On Peak | 0 | 1 | 0 | Off Peak | 1 | 0 | 0 | On Peak | 0 | 1 | 0 | Off Peak
2020-03-23 | 14 | 3 | 0 | 0 | 0 | 0 | -0.73496 |  | 0 | 0 | 1 | Super Off Peak | 0 | 1 | 0 | Semi Peak | 0 | 1 | Off Peak | 1 | 0 | On Peak | 0 | 1 | 0 | Off Peak | 1 | 0 | 0 | On Peak | 0 | 1 | 0 | Off Peak
2020-03-23 | 15 | 3 | 0 | 0 | 0 | 0 | -0.77518 |  | 0 | 1 | 0 | Off Peak | 0 | 1 | 0 | Semi Peak | 0 | 1 | Off Peak | 1 | 0 | On Peak | 0 | 1 | 0 | Off Peak | 1 | 0 | 0 | On Peak | 0 | 1 | 0 | Off Peak
2020-03-23 | 16 | 3 | 0 | 0 | 0 | 0 | -0.61846 |  | 0 | 1 | 0 | Off Peak | 0 | 1 | 0 | Semi Peak | 0 | 1 | Off Peak | 1 | 0 | On Peak | 0 | 1 | 0 | Off Peak | 1 | 0 | 0 | On Peak | 0 | 1 | 0 | Off Peak
2020-03-23 | 17 | 3 | 0 | 0 | 0 | 0 | -0.14172 |  | 1 | 0 | 0 | On Peak | 0 | 1 | 0 | Semi Peak | 1 | 0 | On Peak | 1 | 0 | On Peak | 0 | 1 | 0 | Off Peak | 1 | 0 | 0 | On Peak | 0 | 1 | 0 | Off Peak
2020-03-23 | 18 | 3 | 0 | 0 | 0 | 0 | 0.79422 |  | 1 | 0 | 0 | On Peak | 1 | 0 | 0 | On Peak | 1 | 0 | On Peak | 1 | 0 | On Peak | 0 | 1 | 0 | Off Peak | 1 | 0 | 0 | On Peak | 0 | 1 | 0 | Off Peak
2020-03-23 | 19 | 3 | 0 | 0 | 0 | 0 | 1.9209 |  | 1 | 0 | 0 | On Peak | 1 | 0 | 0 | On Peak | 1 | 0 | On Peak | 0 | 1 | Off Peak | 0 | 0 | 1 | Super Off Peak | 1 | 0 | 0 | On Peak | 0 | 1 | 0 | Off Peak
2020-03-23 | 20 | 3 | 0 | 0 | 0 | 0 | 2.5257 |  | 1 | 0 | 0 | On Peak | 1 | 0 | 0 | On Peak | 1 | 0 | On Peak | 0 | 1 | Off Peak | 0 | 0 | 1 | Super Off Peak | 1 | 0 | 0 | On Peak | 1 | 0 | 0 | On Peak
2020-03-23 | 21 | 3 | 0 | 0 | 0 | 0 | 3.0468 |  | 1 | 0 | 0 | On Peak | 0 | 1 | 0 | Semi Peak | 1 | 0 | On Peak | 0 | 1 | Off Peak | 0 | 0 | 1 | Super Off Peak | 0 | 1 | 0 | Off Peak | 1 | 0 | 0 | On Peak
2020-03-23 | 22 | 3 | 0 | 0 | 0 | 0 | 3.0432 |  | 0 | 1 | 0 | Off Peak | 0 | 1 | 0 | Semi Peak | 0 | 1 | Off Peak | 0 | 1 | Off Peak | 0 | 0 | 1 | Super Off Peak | 0 | 1 | 0 | Off Peak | 1 | 0 | 0 | On Peak
2020-03-23 | 23 | 3 | 0 | 0 | 0 | 0 | 1.6789 |  | 0 | 1 | 0 | Off Peak | 0 | 0 | 1 | Off Peak | 0 | 1 | Off Peak | 0 | 1 | Off Peak | 0 | 0 | 1 | Super Off Peak | 0 | 1 | 0 | Off Peak | 1 | 0 | 0 | On Peak
2020-03-23 | 24 | 3 | 0 | 0 | 0 | 0 | 1.4827 |  | 0 | 1 | 0 | Off Peak | 0 | 0 | 1 | Off Peak | 0 | 1 | Off Peak | 0 | 1 | Off Peak | 0 | 0 | 1 | Super Off Peak | 0 | 1 | 0 | Off Peak | 1 | 0 | 0 | On Peak
2020-03-24 | 1 | 3 | 0 | 0 | 0 | 0 | 1.2702 |  | 0 | 0 | 1 | Super Off Peak | 0 | 0 | 1 | Off Peak | 0 | 1 | Off Peak | 0 | 1 | Off Peak | 0 | 0 | 1 | Super Off Peak | 0 | 0 | 1 | Super Off Peak | 0 | 0 | 1 | Super Off Peak
2020-03-24 | 2 | 3 | 0 | 0 | 0 | 0 | 1.0936 |  | 0 | 0 | 1 | Super Off Peak | 0 | 0 | 1 | Off Peak | 0 | 1 | Off Peak | 0 | 1 | Off Peak | 0 | 0 | 1 | Super Off Peak | 0 | 0 | 1 | Super Off Peak | 0 | 0 | 1 | Super Off Peak
2020-03-24 | 3 | 3 | 0 | 0 | 0 | 0 | 0.99823 |  | 0 | 0 | 1 | Super Off Peak | 0 | 0 | 1 | Off Peak | 0 | 1 | Off Peak | 0 | 1 | Off Peak | 0 | 0 | 1 | Super Off Peak | 0 | 0 | 1 | Super Off Peak | 0 | 0 | 1 | Super Off Peak
2020-03-24 | 4 | 3 | 0 | 0 | 0 | 0 | 0.94981 |  | 0 | 0 | 1 | Super Off Peak | 0 | 0 | 1 | Off Peak | 0 | 1 | Off Peak | 0 | 1 | Off Peak | 0 | 0 | 1 | Super Off Peak | 0 | 0 | 1 | Super Off Peak | 0 | 0 | 1 | Super Off Peak
2020-03-24 | 5 | 3 | 0 | 0 | 0 | 0 | 0.928 |  | 0 | 0 | 1 | Super Off Peak | 0 | 0 | 1 | Off Peak | 0 | 1 | Off Peak | 0 | 1 | Off Peak | 0 | 0 | 1 | Super Off Peak | 0 | 0 | 1 | Super Off Peak | 0 | 0 | 1 | Super Off Peak
2020-03-24 | 6 | 3 | 0 | 0 | 0 | 0 | 0.96128 |  | 0 | 0 | 1 | Super Off Peak | 0 | 0 | 1 | Off Peak | 0 | 1 | Off Peak | 0 | 1 | Off Peak | 0 | 0 | 1 | Super Off Peak | 0 | 1 | 0 | Off Peak | 0 | 1 | 0 | Off Peak
2020-03-24 | 7 | 3 | 0 | 0 | 0 | 0 | 1.8508 |  | 0 | 1 | 0 | Off Peak | 0 | 1 | 0 | Semi Peak | 0 | 1 | Off Peak | 0 | 1 | Off Peak | 0 | 1 | 0 | Off Peak | 0 | 1 | 0 | Off Peak | 0 | 1 | 0 | Off Peak
2020-03-24 | 8 | 3 | 0 | 0 | 0 | 0 | 1.975 |  | 0 | 1 | 0 | Off Peak | 0 | 1 | 0 | Semi Peak | 0 | 1 | Off Peak | 0 | 1 | Off Peak | 0 | 1 | 0 | Off Peak | 0 | 1 | 0 | Off Peak | 0 | 1 | 0 | Off Peak
2020-03-24 | 9 | 3 | 0 | 0 | 0 | 0 | 1.2919 |  | 0 | 1 | 0 | Off Peak | 0 | 1 | 0 | Semi Peak | 0 | 1 | Off Peak | 0 | 1 | Off Peak | 0 | 1 | 0 | Off Peak | 0 | 1 | 0 | Off Peak | 0 | 1 | 0 | Off Peak
2020-03-24 | 10 | 3 | 0 | 0 | 0 | 0 | 0.52304 |  | 0 | 1 | 0 | Off Peak | 0 | 1 | 0 | Semi Peak | 0 | 1 | Off Peak | 0 | 1 | Off Peak | 0 | 1 | 0 | Off Peak | 0 | 1 | 0 | Off Peak | 0 | 1 | 0 | Off Peak
2020-03-24 | 11 | 3 | 0 | 0 | 0 | 0 | 0.050868 |  | 0 | 0 | 1 | Super Off Peak | 0 | 1 | 0 | Semi Peak | 0 | 1 | Off Peak | 0 | 1 | Off Peak | 0 | 1 | 0 | Off Peak | 0 | 1 | 0 | Off Peak | 0 | 1 | 0 | Off Peak
2020-03-24 | 12 | 3 | 0 | 0 | 0 | 0 | -0.24326 |  | 0 | 0 | 1 | Super Off Peak | 0 | 1 | 0 | Semi Peak | 0 | 1 | Off Peak | 0 | 1 | Off Peak | 0 | 1 | 0 | Off Peak | 0 | 1 | 0 | Off Peak | 0 | 1 | 0 | Off Peak
2020-03-24 | 13 | 3 | 0 | 0 | 0 | 0 | -0.39437 |  | 0 | 0 | 1 | Super Off Peak | 0 | 1 | 0 | Semi Peak | 0 | 1 | Off Peak | 1 | 0 | On Peak | 0 | 1 | 0 | Off Peak | 1 | 0 | 0 | On Peak | 0 | 1 | 0 | Off Peak
2020-03-24 | 14 | 3 | 0 | 0 | 0 | 0 | -0.49106 |  | 0 | 0 | 1 | Super Off Peak | 0 | 1 | 0 | Semi Peak | 0 | 1 | Off Peak | 1 | 0 | On Peak | 0 | 1 | 0 | Off Peak | 1 | 0 | 0 | On Peak | 0 | 1 | 0 | Off Peak
2020-03-24 | 15 | 3 | 0 | 0 | 0 | 0 | -0.51093 |  | 0 | 1 | 0 | Off Peak | 0 | 1 | 0 | Semi Peak | 0 | 1 | Off Peak | 1 | 0 | On Peak | 0 | 1 | 0 | Off Peak | 1 | 0 | 0 | On Peak | 0 | 1 | 0 | Off Peak
2020-03-24 | 16 | 3 | 0 | 0 | 0 | 0 | -0.36482 |  | 0 | 1 | 0 | Off Peak | 0 | 1 | 0 | Semi Peak | 0 | 1 | Off Peak | 1 | 0 | On Peak | 0 | 1 | 0 | Off Peak | 1 | 0 | 0 | On Peak | 0 | 1 | 0 | Off Peak
2020-03-24 | 17 | 3 | 0 | 0 | 0 | 0 | 0.085884 |  | 1 | 0 | 0 | On Peak | 0 | 1 | 0 | Semi Peak | 1 | 0 | On Peak | 1 | 0 | On Peak | 0 | 1 | 0 | Off Peak | 1 | 0 | 0 | On Peak | 0 | 1 | 0 | Off Peak
2020-03-24 | 18 | 3 | 0 | 0 | 0 | 0 | 0.98055 |  | 1 | 0 | 0 | On Peak | 1 | 0 | 0 | On Peak | 1 | 0 | On Peak | 1 | 0 | On Peak | 0 | 1 | 0 | Off Peak | 1 | 0 | 0 | On Peak | 0 | 1 | 0 | Off Peak
2020-03-24 | 19 | 3 | 0 | 0 | 0 | 0 | 2.0376 |  | 1 | 0 | 0 | On Peak | 1 | 0 | 0 | On Peak | 1 | 0 | On Peak | 0 | 1 | Off Peak | 0 | 0 | 1 | Super Off Peak | 1 | 0 | 0 | On Peak | 0 | 1 | 0 | Off Peak
2020-03-24 | 20 | 3 | 0 | 0 | 0 | 0 | 2.549 |  | 1 | 0 | 0 | On Peak | 1 | 0 | 0 | On Peak | 1 | 0 | On Peak | 0 | 1 | Off Peak | 0 | 0 | 1 | Super Off Peak | 1 | 0 | 0 | On Peak | 1 | 0 | 0 | On Peak
2020-03-24 | 21 | 3 | 0 | 0 | 0 | 0 | 3.0173 |  | 1 | 0 | 0 | On Peak | 0 | 1 | 0 | Semi Peak | 1 | 0 | On Peak | 0 | 1 | Off Peak | 0 | 0 | 1 | Super Off Peak | 0 | 1 | 0 | Off Peak | 1 | 0 | 0 | On Peak
2020-03-24 | 22 | 3 | 0 | 0 | 0 | 0 | 2.9969 |  | 0 | 1 | 0 | Off Peak | 0 | 1 | 0 | Semi Peak | 0 | 1 | Off Peak | 0 | 1 | Off Peak | 0 | 0 | 1 | Super Off Peak | 0 | 1 | 0 | Off Peak | 1 | 0 | 0 | On Peak
2020-03-24 | 23 | 3 | 0 | 0 | 0 | 0 | 1.6265 |  | 0 | 1 | 0 | Off Peak | 0 | 0 | 1 | Off Peak | 0 | 1 | Off Peak | 0 | 1 | Off Peak | 0 | 0 | 1 | Super Off Peak | 0 | 1 | 0 | Off Peak | 1 | 0 | 0 | On Peak
2020-03-24 | 24 | 3 | 0 | 0 | 0 | 0 | 1.4254 |  | 0 | 1 | 0 | Off Peak | 0 | 0 | 1 | Off Peak | 0 | 1 | Off Peak | 0 | 1 | Off Peak | 0 | 0 | 1 | Super Off Peak | 0 | 1 | 0 | Off Peak | 1 | 0 | 0 | On Peak
2020-03-25 | 1 | 3 | 0 | 0 | 0 | 0 | 1.2391 |  | 0 | 0 | 1 | Super Off Peak | 0 | 0 | 1 | Off Peak | 0 | 1 | Off Peak | 0 | 1 | Off Peak | 0 | 0 | 1 | Super Off Peak | 0 | 0 | 1 | Super Off Peak | 0 | 0 | 1 | Super Off Peak
2020-03-25 | 2 | 3 | 0 | 0 | 0 | 0 | 1.1126 |  | 0 | 0 | 1 | Super Off Peak | 0 | 0 | 1 | Off Peak | 0 | 1 | Off Peak | 0 | 1 | Off Peak | 0 | 0 | 1 | Super Off Peak | 0 | 0 | 1 | Super Off Peak | 0 | 0 | 1 | Super Off Peak
2020-03-25 | 3 | 3 | 0 | 0 | 0 | 0 | 1.0253 |  | 0 | 0 | 1 | Super Off Peak | 0 | 0 | 1 | Off Peak | 0 | 1 | Off Peak | 0 | 1 | Off Peak | 0 | 0 | 1 | Super Off Peak | 0 | 0 | 1 | Super Off Peak | 0 | 0 | 1 | Super Off Peak
2020-03-25 | 4 | 3 | 0 | 0 | 0 | 0 | 0.97179 |  | 0 | 0 | 1 | Super Off Peak | 0 | 0 | 1 | Off Peak | 0 | 1 | Off Peak | 0 | 1 | Off Peak | 0 | 0 | 1 | Super Off Peak | 0 | 0 | 1 | Super Off Peak | 0 | 0 | 1 | Super Off Peak
2020-03-25 | 5 | 3 | 0 | 0 | 0 | 0 | 0.95161 |  | 0 | 0 | 1 | Super Off Peak | 0 | 0 | 1 | Off Peak | 0 | 1 | Off Peak | 0 | 1 | Off Peak | 0 | 0 | 1 | Super Off Peak | 0 | 0 | 1 | Super Off Peak | 0 | 0 | 1 | Super Off Peak
2020-03-25 | 6 | 3 | 0 | 0 | 0 | 0 | 0.95529 |  | 0 | 0 | 1 | Super Off Peak | 0 | 0 | 1 | Off Peak | 0 | 1 | Off Peak | 0 | 1 | Off Peak | 0 | 0 | 1 | Super Off Peak | 0 | 1 | 0 | Off Peak | 0 | 1 | 0 | Off Peak
2020-03-25 | 7 | 3 | 0 | 0 | 0 | 0 | 1.7992 |  | 0 | 1 | 0 | Off Peak | 0 | 1 | 0 | Semi Peak | 0 | 1 | Off Peak | 0 | 1 | Off Peak | 0 | 1 | 0 | Off Peak | 0 | 1 | 0 | Off Peak | 0 | 1 | 0 | Off Peak
2020-03-25 | 8 | 3 | 0 | 0 | 0 | 0 | 1.8277 |  | 0 | 1 | 0 | Off Peak | 0 | 1 | 0 | Semi Peak | 0 | 1 | Off Peak | 0 | 1 | Off Peak | 0 | 1 | 0 | Off Peak | 0 | 1 | 0 | Off Peak | 0 | 1 | 0 | Off Peak
2020-03-25 | 9 | 3 | 0 | 0 | 0 | 0 | 1.0907 |  | 0 | 1 | 0 | Off Peak | 0 | 1 | 0 | Semi Peak | 0 | 1 | Off Peak | 0 | 1 | Off Peak | 0 | 1 | 0 | Off Peak | 0 | 1 | 0 | Off Peak | 0 | 1 | 0 | Off Peak
2020-03-25 | 10 | 3 | 0 | 0 | 0 | 0 | 0.33594 |  | 0 | 1 | 0 | Off Peak | 0 | 1 | 0 | Semi Peak | 0 | 1 | Off Peak | 0 | 1 | Off Peak | 0 | 1 | 0 | Off Peak | 0 | 1 | 0 | Off Peak | 0 | 1 | 0 | Off Peak
2020-03-25 | 11 | 3 | 0 | 0 | 0 | 0 | -0.097166 |  | 0 | 0 | 1 | Super Off Peak | 0 | 1 | 0 | Semi Peak | 0 | 1 | Off Peak | 0 | 1 | Off Peak | 0 | 1 | 0 | Off Peak | 0 | 1 | 0 | Off Peak | 0 | 1 | 0 | Off Peak
2020-03-25 | 12 | 3 | 0 | 0 | 0 | 0 | -0.33349 |  | 0 | 0 | 1 | Super Off Peak | 0 | 1 | 0 | Semi Peak | 0 | 1 | Off Peak | 0 | 1 | Off Peak | 0 | 1 | 0 | Off Peak | 0 | 1 | 0 | Off Peak | 0 | 1 | 0 | Off Peak
2020-03-25 | 13 | 3 | 0 | 0 | 0 | 0 | -0.45516 |  | 0 | 0 | 1 | Super Off Peak | 0 | 1 | 0 | Semi Peak | 0 | 1 | Off Peak | 1 | 0 | On Peak | 0 | 1 | 0 | Off Peak | 1 | 0 | 0 | On Peak | 0 | 1 | 0 | Off Peak
2020-03-25 | 14 | 3 | 0 | 0 | 0 | 0 | -0.52739 |  | 0 | 0 | 1 | Super Off Peak | 0 | 1 | 0 | Semi Peak | 0 | 1 | Off Peak | 1 | 0 | On Peak | 0 | 1 | 0 | Off Peak | 1 | 0 | 0 | On Peak | 0 | 1 | 0 | Off Peak
2020-03-25 | 15 | 3 | 0 | 0 | 0 | 0 | -0.5318 |  | 0 | 1 | 0 | Off Peak | 0 | 1 | 0 | Semi Peak | 0 | 1 | Off Peak | 1 | 0 | On Peak | 0 | 1 | 0 | Off Peak | 1 | 0 | 0 | On Peak | 0 | 1 | 0 | Off Peak
2020-03-25 | 16 | 3 | 0 | 0 | 0 | 0 | -0.38732 |  | 0 | 1 | 0 | Off Peak | 0 | 1 | 0 | Semi Peak | 0 | 1 | Off Peak | 1 | 0 | On Peak | 0 | 1 | 0 | Off Peak | 1 | 0 | 0 | On Peak | 0 | 1 | 0 | Off Peak
2020-03-25 | 17 | 3 | 0 | 0 | 0 | 0 | 0.07484 |  | 1 | 0 | 0 | On Peak | 0 | 1 | 0 | Semi Peak | 1 | 0 | On Peak | 1 | 0 | On Peak | 0 | 1 | 0 | Off Peak | 1 | 0 | 0 | On Peak | 0 | 1 | 0 | Off Peak
2020-03-25 | 18 | 3 | 0 | 0 | 0 | 0 | 0.9814 |  | 1 | 0 | 0 | On Peak | 1 | 0 | 0 | On Peak | 1 | 0 | On Peak | 1 | 0 | On Peak | 0 | 1 | 0 | Off Peak | 1 | 0 | 0 | On Peak | 0 | 1 | 0 | Off Peak
2020-03-25 | 19 | 3 | 0 | 0 | 0 | 0 | 2.0522 |  | 1 | 0 | 0 | On Peak | 1 | 0 | 0 | On Peak | 1 | 0 | On Peak | 0 | 1 | Off Peak | 0 | 0 | 1 | Super Off Peak | 1 | 0 | 0 | On Peak | 0 | 1 | 0 | Off Peak
2020-03-25 | 20 | 3 | 0 | 0 | 0 | 0 | 2.5956 |  | 1 | 0 | 0 | On Peak | 1 | 0 | 0 | On Peak | 1 | 0 | On Peak | 0 | 1 | Off Peak | 0 | 0 | 1 | Super Off Peak | 1 | 0 | 0 | On Peak | 1 | 0 | 0 | On Peak
2020-03-25 | 21 | 3 | 0 | 0 | 0 | 0 | 3.0431 |  | 1 | 0 | 0 | On Peak | 0 | 1 | 0 | Semi Peak | 1 | 0 | On Peak | 0 | 1 | Off Peak | 0 | 0 | 1 | Super Off Peak | 0 | 1 | 0 | Off Peak | 1 | 0 | 0 | On Peak
2020-03-25 | 22 | 3 | 0 | 0 | 0 | 0 | 3.0269 |  | 0 | 1 | 0 | Off Peak | 0 | 1 | 0 | Semi Peak | 0 | 1 | Off Peak | 0 | 1 | Off Peak | 0 | 0 | 1 | Super Off Peak | 0 | 1 | 0 | Off Peak | 1 | 0 | 0 | On Peak
2020-03-25 | 23 | 3 | 0 | 0 | 0 | 0 | 1.6599 |  | 0 | 1 | 0 | Off Peak | 0 | 0 | 1 | Off Peak | 0 | 1 | Off Peak | 0 | 1 | Off Peak | 0 | 0 | 1 | Super Off Peak | 0 | 1 | 0 | Off Peak | 1 | 0 | 0 | On Peak
2020-03-25 | 24 | 3 | 0 | 0 | 0 | 0 | 1.4588 |  | 0 | 1 | 0 | Off Peak | 0 | 0 | 1 | Off Peak | 0 | 1 | Off Peak | 0 | 1 | Off Peak | 0 | 0 | 1 | Super Off Peak | 0 | 1 | 0 | Off Peak | 1 | 0 | 0 | On Peak
2020-03-26 | 1 | 3 | 0 | 0 | 0 | 0 | 1.2614 |  | 0 | 0 | 1 | Super Off Peak | 0 | 0 | 1 | Off Peak | 0 | 1 | Off Peak | 0 | 1 | Off Peak | 0 | 0 | 1 | Super Off Peak | 0 | 0 | 1 | Super Off Peak | 0 | 0 | 1 | Super Off Peak
2020-03-26 | 2 | 3 | 0 | 0 | 0 | 0 | 1.0881 |  | 0 | 0 | 1 | Super Off Peak | 0 | 0 | 1 | Off Peak | 0 | 1 | Off Peak | 0 | 1 | Off Peak | 0 | 0 | 1 | Super Off Peak | 0 | 0 | 1 | Super Off Peak | 0 | 0 | 1 | Super Off Peak
2020-03-26 | 3 | 3 | 0 | 0 | 0 | 0 | 1.0152 |  | 0 | 0 | 1 | Super Off Peak | 0 | 0 | 1 | Off Peak | 0 | 1 | Off Peak | 0 | 1 | Off Peak | 0 | 0 | 1 | Super Off Peak | 0 | 0 | 1 | Super Off Peak | 0 | 0 | 1 | Super Off Peak
2020-03-26 | 4 | 3 | 0 | 0 | 0 | 0 | 0.9712 |  | 0 | 0 | 1 | Super Off Peak | 0 | 0 | 1 | Off Peak | 0 | 1 | Off Peak | 0 | 1 | Off Peak | 0 | 0 | 1 | Super Off Peak | 0 | 0 | 1 | Super Off Peak | 0 | 0 | 1 | Super Off Peak
2020-03-26 | 5 | 3 | 0 | 0 | 0 | 0 | 0.9568 |  | 0 | 0 | 1 | Super Off Peak | 0 | 0 | 1 | Off Peak | 0 | 1 | Off Peak | 0 | 1 | Off Peak | 0 | 0 | 1 | Super Off Peak | 0 | 0 | 1 | Super Off Peak | 0 | 0 | 1 | Super Off Peak
2020-03-26 | 6 | 3 | 0 | 0 | 0 | 0 | 0.98003 |  | 0 | 0 | 1 | Super Off Peak | 0 | 0 | 1 | Off Peak | 0 | 1 | Off Peak | 0 | 1 | Off Peak | 0 | 0 | 1 | Super Off Peak | 0 | 1 | 0 | Off Peak | 0 | 1 | 0 | Off Peak
2020-03-26 | 7 | 3 | 0 | 0 | 0 | 0 | 1.9027 |  | 0 | 1 | 0 | Off Peak | 0 | 1 | 0 | Semi Peak | 0 | 1 | Off Peak | 0 | 1 | Off Peak | 0 | 1 | 0 | Off Peak | 0 | 1 | 0 | Off Peak | 0 | 1 | 0 | Off Peak
2020-03-26 | 8 | 3 | 0 | 0 | 0 | 0 | 2.0471 |  | 0 | 1 | 0 | Off Peak | 0 | 1 | 0 | Semi Peak | 0 | 1 | Off Peak | 0 | 1 | Off Peak | 0 | 1 | 0 | Off Peak | 0 | 1 | 0 | Off Peak | 0 | 1 | 0 | Off Peak
2020-03-26 | 9 | 3 | 0 | 0 | 0 | 0 | 1.4086 |  | 0 | 1 | 0 | Off Peak | 0 | 1 | 0 | Semi Peak | 0 | 1 | Off Peak | 0 | 1 | Off Peak | 0 | 1 | 0 | Off Peak | 0 | 1 | 0 | Off Peak | 0 | 1 | 0 | Off Peak
2020-03-26 | 10 | 3 | 0 | 0 | 0 | 0 | 0.59718 |  | 0 | 1 | 0 | Off Peak | 0 | 1 | 0 | Semi Peak | 0 | 1 | Off Peak | 0 | 1 | Off Peak | 0 | 1 | 0 | Off Peak | 0 | 1 | 0 | Off Peak | 0 | 1 | 0 | Off Peak
2020-03-26 | 11 | 3 | 0 | 0 | 0 | 0 | 0.095759 |  | 0 | 0 | 1 | Super Off Peak | 0 | 1 | 0 | Semi Peak | 0 | 1 | Off Peak | 0 | 1 | Off Peak | 0 | 1 | 0 | Off Peak | 0 | 1 | 0 | Off Peak | 0 | 1 | 0 | Off Peak
2020-03-26 | 12 | 3 | 0 | 0 | 0 | 0 | -0.1967 |  | 0 | 0 | 1 | Super Off Peak | 0 | 1 | 0 | Semi Peak | 0 | 1 | Off Peak | 0 | 1 | Off Peak | 0 | 1 | 0 | Off Peak | 0 | 1 | 0 | Off Peak | 0 | 1 | 0 | Off Peak
2020-03-26 | 13 | 3 | 0 | 0 | 0 | 0 | -0.34505 |  | 0 | 0 | 1 | Super Off Peak | 0 | 1 | 0 | Semi Peak | 0 | 1 | Off Peak | 1 | 0 | On Peak | 0 | 1 | 0 | Off Peak | 1 | 0 | 0 | On Peak | 0 | 1 | 0 | Off Peak
2020-03-26 | 14 | 3 | 0 | 0 | 0 | 0 | -0.43902 |  | 0 | 0 | 1 | Super Off Peak | 0 | 1 | 0 | Semi Peak | 0 | 1 | Off Peak | 1 | 0 | On Peak | 0 | 1 | 0 | Off Peak | 1 | 0 | 0 | On Peak | 0 | 1 | 0 | Off Peak
2020-03-26 | 15 | 3 | 0 | 0 | 0 | 0 | -0.45251 |  | 0 | 1 | 0 | Off Peak | 0 | 1 | 0 | Semi Peak | 0 | 1 | Off Peak | 1 | 0 | On Peak | 0 | 1 | 0 | Off Peak | 1 | 0 | 0 | On Peak | 0 | 1 | 0 | Off Peak
2020-03-26 | 16 | 3 | 0 | 0 | 0 | 0 | -0.30175 |  | 0 | 1 | 0 | Off Peak | 0 | 1 | 0 | Semi Peak | 0 | 1 | Off Peak | 1 | 0 | On Peak | 0 | 1 | 0 | Off Peak | 1 | 0 | 0 | On Peak | 0 | 1 | 0 | Off Peak
2020-03-26 | 17 | 3 | 0 | 0 | 0 | 0 | 0.15337 |  | 1 | 0 | 0 | On Peak | 0 | 1 | 0 | Semi Peak | 1 | 0 | On Peak | 1 | 0 | On Peak | 0 | 1 | 0 | Off Peak | 1 | 0 | 0 | On Peak | 0 | 1 | 0 | Off Peak
2020-03-26 | 18 | 3 | 0 | 0 | 0 | 0 | 1.039 |  | 1 | 0 | 0 | On Peak | 1 | 0 | 0 | On Peak | 1 | 0 | On Peak | 1 | 0 | On Peak | 0 | 1 | 0 | Off Peak | 1 | 0 | 0 | On Peak | 0 | 1 | 0 | Off Peak
2020-03-26 | 19 | 3 | 0 | 0 | 0 | 0 | 2.0996 |  | 1 | 0 | 0 | On Peak | 1 | 0 | 0 | On Peak | 1 | 0 | On Peak | 0 | 1 | Off Peak | 0 | 0 | 1 | Super Off Peak | 1 | 0 | 0 | On Peak | 0 | 1 | 0 | Off Peak
2020-03-26 | 20 | 3 | 0 | 0 | 0 | 0 | 2.6033 |  | 1 | 0 | 0 | On Peak | 1 | 0 | 0 | On Peak | 1 | 0 | On Peak | 0 | 1 | Off Peak | 0 | 0 | 1 | Super Off Peak | 1 | 0 | 0 | On Peak | 1 | 0 | 0 | On Peak
2020-03-26 | 21 | 3 | 0 | 0 | 0 | 0 | 3.0949 |  | 1 | 0 | 0 | On Peak | 0 | 1 | 0 | Semi Peak | 1 | 0 | On Peak | 0 | 1 | Off Peak | 0 | 0 | 1 | Super Off Peak | 0 | 1 | 0 | Off Peak | 1 | 0 | 0 | On Peak
2020-03-26 | 22 | 3 | 0 | 0 | 0 | 0 | 3.0854 |  | 0 | 1 | 0 | Off Peak | 0 | 1 | 0 | Semi Peak | 0 | 1 | Off Peak | 0 | 1 | Off Peak | 0 | 0 | 1 | Super Off Peak | 0 | 1 | 0 | Off Peak | 1 | 0 | 0 | On Peak
2020-03-26 | 23 | 3 | 0 | 0 | 0 | 0 | 1.6764 |  | 0 | 1 | 0 | Off Peak | 0 | 0 | 1 | Off Peak | 0 | 1 | Off Peak | 0 | 1 | Off Peak | 0 | 0 | 1 | Super Off Peak | 0 | 1 | 0 | Off Peak | 1 | 0 | 0 | On Peak
2020-03-26 | 24 | 3 | 0 | 0 | 0 | 0 | 1.4506 |  | 0 | 1 | 0 | Off Peak | 0 | 0 | 1 | Off Peak | 0 | 1 | Off Peak | 0 | 1 | Off Peak | 0 | 0 | 1 | Super Off Peak | 0 | 1 | 0 | Off Peak | 1 | 0 | 0 | On Peak
2020-03-27 | 1 | 3 | 0 | 0 | 0 | 0 | 1.2394 |  | 0 | 0 | 1 | Super Off Peak | 0 | 0 | 1 | Off Peak | 0 | 1 | Off Peak | 0 | 1 | Off Peak | 0 | 0 | 1 | Super Off Peak | 0 | 0 | 1 | Super Off Peak | 0 | 0 | 1 | Super Off Peak
2020-03-27 | 2 | 3 | 0 | 0 | 0 | 0 | 1.1142 |  | 0 | 0 | 1 | Super Off Peak | 0 | 0 | 1 | Off Peak | 0 | 1 | Off Peak | 0 | 1 | Off Peak | 0 | 0 | 1 | Super Off Peak | 0 | 0 | 1 | Super Off Peak | 0 | 0 | 1 | Super Off Peak
2020-03-27 | 3 | 3 | 0 | 0 | 0 | 0 | 1.0658 |  | 0 | 0 | 1 | Super Off Peak | 0 | 0 | 1 | Off Peak | 0 | 1 | Off Peak | 0 | 1 | Off Peak | 0 | 0 | 1 | Super Off Peak | 0 | 0 | 1 | Super Off Peak | 0 | 0 | 1 | Super Off Peak
2020-03-27 | 4 | 3 | 0 | 0 | 0 | 0 | 1.0179 |  | 0 | 0 | 1 | Super Off Peak | 0 | 0 | 1 | Off Peak | 0 | 1 | Off Peak | 0 | 1 | Off Peak | 0 | 0 | 1 | Super Off Peak | 0 | 0 | 1 | Super Off Peak | 0 | 0 | 1 | Super Off Peak
2020-03-27 | 5 | 3 | 0 | 0 | 0 | 0 | 0.98632 |  | 0 | 0 | 1 | Super Off Peak | 0 | 0 | 1 | Off Peak | 0 | 1 | Off Peak | 0 | 1 | Off Peak | 0 | 0 | 1 | Super Off Peak | 0 | 0 | 1 | Super Off Peak | 0 | 0 | 1 | Super Off Peak
2020-03-27 | 6 | 3 | 0 | 0 | 0 | 0 | 0.97426 |  | 0 | 0 | 1 | Super Off Peak | 0 | 0 | 1 | Off Peak | 0 | 1 | Off Peak | 0 | 1 | Off Peak | 0 | 0 | 1 | Super Off Peak | 0 | 1 | 0 | Off Peak | 0 | 1 | 0 | Off Peak
2020-03-27 | 7 | 3 | 0 | 0 | 0 | 0 | 1.7538 |  | 0 | 1 | 0 | Off Peak | 0 | 1 | 0 | Semi Peak | 0 | 1 | Off Peak | 0 | 1 | Off Peak | 0 | 1 | 0 | Off Peak | 0 | 1 | 0 | Off Peak | 0 | 1 | 0 | Off Peak
2020-03-27 | 8 | 3 | 0 | 0 | 0 | 0 | 1.7017 |  | 0 | 1 | 0 | Off Peak | 0 | 1 | 0 | Semi Peak | 0 | 1 | Off Peak | 0 | 1 | Off Peak | 0 | 1 | 0 | Off Peak | 0 | 1 | 0 | Off Peak | 0 | 1 | 0 | Off Peak
2020-03-27 | 9 | 3 | 0 | 0 | 0 | 0 | 0.94388 |  | 0 | 1 | 0 | Off Peak | 0 | 1 | 0 | Semi Peak | 0 | 1 | Off Peak | 0 | 1 | Off Peak | 0 | 1 | 0 | Off Peak | 0 | 1 | 0 | Off Peak | 0 | 1 | 0 | Off Peak
2020-03-27 | 10 | 3 | 0 | 0 | 0 | 0 | 0.1573 |  | 0 | 1 | 0 | Off Peak | 0 | 1 | 0 | Semi Peak | 0 | 1 | Off Peak | 0 | 1 | Off Peak | 0 | 1 | 0 | Off Peak | 0 | 1 | 0 | Off Peak | 0 | 1 | 0 | Off Peak
2020-03-27 | 11 | 3 | 0 | 0 | 0 | 0 | -0.27552 |  | 0 | 0 | 1 | Super Off Peak | 0 | 1 | 0 | Semi Peak | 0 | 1 | Off Peak | 0 | 1 | Off Peak | 0 | 1 | 0 | Off Peak | 0 | 1 | 0 | Off Peak | 0 | 1 | 0 | Off Peak
2020-03-27 | 12 | 3 | 0 | 0 | 0 | 0 | -0.54342 |  | 0 | 0 | 1 | Super Off Peak | 0 | 1 | 0 | Semi Peak | 0 | 1 | Off Peak | 0 | 1 | Off Peak | 0 | 1 | 0 | Off Peak | 0 | 1 | 0 | Off Peak | 0 | 1 | 0 | Off Peak
2020-03-27 | 13 | 3 | 0 | 0 | 0 | 0 | -0.68542 |  | 0 | 0 | 1 | Super Off Peak | 0 | 1 | 0 | Semi Peak | 0 | 1 | Off Peak | 1 | 0 | On Peak | 0 | 1 | 0 | Off Peak | 1 | 0 | 0 | On Peak | 0 | 1 | 0 | Off Peak
2020-03-27 | 14 | 3 | 0 | 0 | 0 | 0 | -0.77988 |  | 0 | 0 | 1 | Super Off Peak | 0 | 1 | 0 | Semi Peak | 0 | 1 | Off Peak | 1 | 0 | On Peak | 0 | 1 | 0 | Off Peak | 1 | 0 | 0 | On Peak | 0 | 1 | 0 | Off Peak
2020-03-27 | 15 | 3 | 0 | 0 | 0 | 0 | -0.79253 |  | 0 | 1 | 0 | Off Peak | 0 | 1 | 0 | Semi Peak | 0 | 1 | Off Peak | 1 | 0 | On Peak | 0 | 1 | 0 | Off Peak | 1 | 0 | 0 | On Peak | 0 | 1 | 0 | Off Peak
2020-03-27 | 16 | 3 | 0 | 0 | 0 | 0 | -0.6849 |  | 0 | 1 | 0 | Off Peak | 0 | 1 | 0 | Semi Peak | 0 | 1 | Off Peak | 1 | 0 | On Peak | 0 | 1 | 0 | Off Peak | 1 | 0 | 0 | On Peak | 0 | 1 | 0 | Off Peak
2020-03-27 | 17 | 3 | 0 | 0 | 0 | 0 | -0.24056 |  | 1 | 0 | 0 | On Peak | 0 | 1 | 0 | Semi Peak | 1 | 0 | On Peak | 1 | 0 | On Peak | 0 | 1 | 0 | Off Peak | 1 | 0 | 0 | On Peak | 0 | 1 | 0 | Off Peak
2020-03-27 | 18 | 3 | 0 | 0 | 0 | 0 | 0.67619 |  | 1 | 0 | 0 | On Peak | 1 | 0 | 0 | On Peak | 1 | 0 | On Peak | 1 | 0 | On Peak | 0 | 1 | 0 | Off Peak | 1 | 0 | 0 | On Peak | 0 | 1 | 0 | Off Peak
2020-03-27 | 19 | 3 | 0 | 0 | 0 | 0 | 1.7713 |  | 1 | 0 | 0 | On Peak | 1 | 0 | 0 | On Peak | 1 | 0 | On Peak | 0 | 1 | Off Peak | 0 | 0 | 1 | Super Off Peak | 1 | 0 | 0 | On Peak | 0 | 1 | 0 | Off Peak
2020-03-27 | 20 | 3 | 0 | 0 | 0 | 0 | 2.383 |  | 1 | 0 | 0 | On Peak | 1 | 0 | 0 | On Peak | 1 | 0 | On Peak | 0 | 1 | Off Peak | 0 | 0 | 1 | Super Off Peak | 1 | 0 | 0 | On Peak | 1 | 0 | 0 | On Peak
2020-03-27 | 21 | 3 | 0 | 0 | 0 | 0 | 2.942 |  | 1 | 0 | 0 | On Peak | 0 | 1 | 0 | Semi Peak | 1 | 0 | On Peak | 0 | 1 | Off Peak | 0 | 0 | 1 | Super Off Peak | 0 | 1 | 0 | Off Peak | 1 | 0 | 0 | On Peak
2020-03-27 | 22 | 3 | 0 | 0 | 0 | 0 | 2.9464 |  | 0 | 1 | 0 | Off Peak | 0 | 1 | 0 | Semi Peak | 0 | 1 | Off Peak | 0 | 1 | Off Peak | 0 | 0 | 1 | Super Off Peak | 0 | 1 | 0 | Off Peak | 1 | 0 | 0 | On Peak
2020-03-27 | 23 | 3 | 0 | 0 | 0 | 0 | 1.6416 |  | 0 | 1 | 0 | Off Peak | 0 | 0 | 1 | Off Peak | 0 | 1 | Off Peak | 0 | 1 | Off Peak | 0 | 0 | 1 | Super Off Peak | 0 | 1 | 0 | Off Peak | 1 | 0 | 0 | On Peak
2020-03-27 | 24 | 3 | 0 | 0 | 0 | 0 | 1.4667 |  | 0 | 1 | 0 | Off Peak | 0 | 0 | 1 | Off Peak | 0 | 1 | Off Peak | 0 | 1 | Off Peak | 0 | 0 | 1 | Super Off Peak | 0 | 1 | 0 | Off Peak | 1 | 0 | 0 | On Peak
2020-03-28 | 1 | 3 | 0 | 1 | 0 | 0 | 1.2722 |  | 0 | 0 | 1 | Super Off Peak | 0 | 0 | 1 | Off Peak | 0 | 1 | Off Peak | 0 | 1 | Off Peak | 0 | 0 | 1 | Super Off Peak | 0 | 0 | 1 | Super Off Peak | 0 | 0 | 1 | Super Off Peak
2020-03-28 | 2 | 3 | 0 | 1 | 0 | 0 | 1.0538 |  | 0 | 0 | 1 | Super Off Peak | 0 | 0 | 1 | Off Peak | 0 | 1 | Off Peak | 0 | 1 | Off Peak | 0 | 0 | 1 | Super Off Peak | 0 | 0 | 1 | Super Off Peak | 0 | 0 | 1 | Super Off Peak
2020-03-28 | 3 | 3 | 0 | 1 | 0 | 0 | 1.0168 |  | 0 | 0 | 1 | Super Off Peak | 0 | 0 | 1 | Off Peak | 0 | 1 | Off Peak | 0 | 1 | Off Peak | 0 | 0 | 1 | Super Off Peak | 0 | 0 | 1 | Super Off Peak | 0 | 0 | 1 | Super Off Peak
2020-03-28 | 4 | 3 | 0 | 1 | 0 | 0 | 0.97296 |  | 0 | 0 | 1 | Super Off Peak | 0 | 0 | 1 | Off Peak | 0 | 1 | Off Peak | 0 | 1 | Off Peak | 0 | 0 | 1 | Super Off Peak | 0 | 0 | 1 | Super Off Peak | 0 | 0 | 1 | Super Off Peak
2020-03-28 | 5 | 3 | 0 | 1 | 0 | 0 | 0.95566 |  | 0 | 0 | 1 | Super Off Peak | 0 | 0 | 1 | Off Peak | 0 | 1 | Off Peak | 0 | 1 | Off Peak | 0 | 0 | 1 | Super Off Peak | 0 | 0 | 1 | Super Off Peak | 0 | 0 | 1 | Super Off Peak
2020-03-28 | 6 | 3 | 0 | 1 | 0 | 0 | 0.95748 |  | 0 | 0 | 1 | Super Off Peak | 0 | 0 | 1 | Off Peak | 0 | 1 | Off Peak | 0 | 1 | Off Peak | 0 | 0 | 1 | Super Off Peak | 0 | 1 | 0 | Off Peak | 0 | 1 | 0 | Off Peak
2020-03-28 | 7 | 3 | 0 | 1 | 0 | 0 | 1.7506 |  | 0 | 0 | 1 | Super Off Peak | 0 | 0 | 1 | Off Peak | 0 | 1 | Off Peak | 0 | 1 | Off Peak | 0 | 0 | 1 | Super Off Peak | 0 | 1 | 0 | Off Peak | 0 | 1 | 0 | Off Peak
2020-03-28 | 8 | 3 | 0 | 1 | 0 | 0 | 1.6796 |  | 0 | 0 | 1 | Super Off Peak | 0 | 0 | 1 | Off Peak | 0 | 1 | Off Peak | 0 | 1 | Off Peak | 0 | 0 | 1 | Super Off Peak | 0 | 1 | 0 | Off Peak | 0 | 1 | 0 | Off Peak
2020-03-28 | 9 | 3 | 0 | 1 | 0 | 0 | 0.88721 |  | 0 | 0 | 1 | Super Off Peak | 0 | 0 | 1 | Off Peak | 0 | 1 | Off Peak | 0 | 1 | Off Peak | 0 | 0 | 1 | Super Off Peak | 0 | 1 | 0 | Off Peak | 0 | 1 | 0 | Off Peak
2020-03-28 | 10 | 3 | 0 | 1 | 0 | 0 | 0.20919 |  | 0 | 0 | 1 | Super Off Peak | 0 | 0 | 1 | Off Peak | 0 | 1 | Off Peak | 0 | 1 | Off Peak | 0 | 0 | 1 | Super Off Peak | 0 | 1 | 0 | Off Peak | 0 | 1 | 0 | Off Peak
2020-03-28 | 11 | 3 | 0 | 1 | 0 | 0 | -0.17918 |  | 0 | 0 | 1 | Super Off Peak | 0 | 0 | 1 | Off Peak | 0 | 1 | Off Peak | 0 | 1 | Off Peak | 0 | 0 | 1 | Super Off Peak | 0 | 1 | 0 | Off Peak | 0 | 1 | 0 | Off Peak
2020-03-28 | 12 | 3 | 0 | 1 | 0 | 0 | -0.41462 |  | 0 | 0 | 1 | Super Off Peak | 0 | 0 | 1 | Off Peak | 0 | 1 | Off Peak | 0 | 1 | Off Peak | 0 | 0 | 1 | Super Off Peak | 0 | 1 | 0 | Off Peak | 0 | 1 | 0 | Off Peak
2020-03-28 | 13 | 3 | 0 | 1 | 0 | 0 | -0.57459 |  | 0 | 0 | 1 | Super Off Peak | 0 | 0 | 1 | Off Peak | 0 | 1 | Off Peak | 0 | 1 | Off Peak | 0 | 0 | 1 | Super Off Peak | 1 | 0 | 0 | On Peak | 0 | 1 | 0 | Off Peak
2020-03-28 | 14 | 3 | 0 | 1 | 0 | 0 | -0.69676 |  | 0 | 0 | 1 | Super Off Peak | 0 | 0 | 1 | Off Peak | 0 | 1 | Off Peak | 0 | 1 | Off Peak | 0 | 0 | 1 | Super Off Peak | 1 | 0 | 0 | On Peak | 0 | 1 | 0 | Off Peak
2020-03-28 | 15 | 3 | 0 | 1 | 0 | 0 | -0.778 |  | 0 | 1 | 0 | Off Peak | 0 | 0 | 1 | Off Peak | 0 | 1 | Off Peak | 0 | 1 | Off Peak | 0 | 0 | 1 | Super Off Peak | 1 | 0 | 0 | On Peak | 0 | 1 | 0 | Off Peak
2020-03-28 | 16 | 3 | 0 | 1 | 0 | 0 | -0.68447 |  | 0 | 1 | 0 | Off Peak | 0 | 0 | 1 | Off Peak | 0 | 1 | Off Peak | 0 | 1 | Off Peak | 0 | 0 | 1 | Super Off Peak | 1 | 0 | 0 | On Peak | 0 | 1 | 0 | Off Peak
2020-03-28 | 17 | 3 | 0 | 1 | 0 | 0 | -0.27637 |  | 1 | 0 | 0 | On Peak | 0 | 0 | 1 | Off Peak | 0 | 1 | Off Peak | 0 | 1 | Off Peak | 0 | 0 | 1 | Super Off Peak | 1 | 0 | 0 | On Peak | 0 | 1 | 0 | Off Peak
2020-03-28 | 18 | 3 | 0 | 1 | 0 | 0 | 0.65785 |  | 1 | 0 | 0 | On Peak | 0 | 0 | 1 | Off Peak | 0 | 1 | Off Peak | 0 | 1 | Off Peak | 0 | 0 | 1 | Super Off Peak | 1 | 0 | 0 | On Peak | 0 | 1 | 0 | Off Peak
2020-03-28 | 19 | 3 | 0 | 1 | 0 | 0 | 1.7452 |  | 1 | 0 | 0 | On Peak | 0 | 0 | 1 | Off Peak | 0 | 1 | Off Peak | 0 | 1 | Off Peak | 0 | 0 | 1 | Super Off Peak | 1 | 0 | 0 | On Peak | 0 | 1 | 0 | Off Peak
2020-03-28 | 20 | 3 | 0 | 1 | 0 | 0 | 2.2351 |  | 1 | 0 | 0 | On Peak | 0 | 0 | 1 | Off Peak | 0 | 1 | Off Peak | 0 | 1 | Off Peak | 0 | 0 | 1 | Super Off Peak | 1 | 0 | 0 | On Peak | 1 | 0 | 0 | On Peak
2020-03-28 | 21 | 3 | 0 | 1 | 0 | 0 | 2.7901 |  | 1 | 0 | 0 | On Peak | 0 | 0 | 1 | Off Peak | 0 | 1 | Off Peak | 0 | 1 | Off Peak | 0 | 0 | 1 | Super Off Peak | 0 | 1 | 0 | Off Peak | 1 | 0 | 0 | On Peak
2020-03-28 | 22 | 3 | 0 | 1 | 0 | 0 | 2.874 |  | 0 | 1 | 0 | Off Peak | 0 | 0 | 1 | Off Peak | 0 | 1 | Off Peak | 0 | 1 | Off Peak | 0 | 0 | 1 | Super Off Peak | 0 | 1 | 0 | Off Peak | 1 | 0 | 0 | On Peak
2020-03-28 | 23 | 3 | 0 | 1 | 0 | 0 | 1.5365 |  | 0 | 1 | 0 | Off Peak | 0 | 0 | 1 | Off Peak | 0 | 1 | Off Peak | 0 | 1 | Off Peak | 0 | 0 | 1 | Super Off Peak | 0 | 1 | 0 | Off Peak | 1 | 0 | 0 | On Peak
2020-03-28 | 24 | 3 | 0 | 1 | 0 | 0 | 1.3478 |  | 0 | 1 | 0 | Off Peak | 0 | 0 | 1 | Off Peak | 0 | 1 | Off Peak | 0 | 1 | Off Peak | 0 | 0 | 1 | Super Off Peak | 0 | 1 | 0 | Off Peak | 1 | 0 | 0 | On Peak
2020-03-29 | 1 | 3 | 0 | 1 | 1 | 0 | 1.1904 |  | 0 | 0 | 1 | Super Off Peak | 0 | 0 | 1 | Off Peak | 0 | 1 | Off Peak | 0 | 1 | Off Peak | 0 | 0 | 1 | Super Off Peak | 0 | 0 | 1 | Super Off Peak | 0 | 0 | 1 | Super Off Peak
2020-03-29 | 2 | 3 | 0 | 1 | 1 | 0 | 1.042 |  | 0 | 0 | 1 | Super Off Peak | 0 | 0 | 1 | Off Peak | 0 | 1 | Off Peak | 0 | 1 | Off Peak | 0 | 0 | 1 | Super Off Peak | 0 | 0 | 1 | Super Off Peak | 0 | 0 | 1 | Super Off Peak
2020-03-29 | 3 | 3 | 0 | 1 | 1 | 0 | 1.0142 |  | 0 | 0 | 1 | Super Off Peak | 0 | 0 | 1 | Off Peak | 0 | 1 | Off Peak | 0 | 1 | Off Peak | 0 | 0 | 1 | Super Off Peak | 0 | 0 | 1 | Super Off Peak | 0 | 0 | 1 | Super Off Peak
2020-03-29 | 4 | 3 | 0 | 1 | 1 | 0 | 0.96523 |  | 0 | 0 | 1 | Super Off Peak | 0 | 0 | 1 | Off Peak | 0 | 1 | Off Peak | 0 | 1 | Off Peak | 0 | 0 | 1 | Super Off Peak | 0 | 0 | 1 | Super Off Peak | 0 | 0 | 1 | Super Off Peak
2020-03-29 | 5 | 3 | 0 | 1 | 1 | 0 | 0.94104 |  | 0 | 0 | 1 | Super Off Peak | 0 | 0 | 1 | Off Peak | 0 | 1 | Off Peak | 0 | 1 | Off Peak | 0 | 0 | 1 | Super Off Peak | 0 | 0 | 1 | Super Off Peak | 0 | 0 | 1 | Super Off Peak
2020-03-29 | 6 | 3 | 0 | 1 | 1 | 0 | 0.95735 |  | 0 | 0 | 1 | Super Off Peak | 0 | 0 | 1 | Off Peak | 0 | 1 | Off Peak | 0 | 1 | Off Peak | 0 | 0 | 1 | Super Off Peak | 0 | 1 | 0 | Off Peak | 0 | 1 | 0 | Off Peak
2020-03-29 | 7 | 3 | 0 | 1 | 1 | 0 | 1.0046 |  | 0 | 0 | 1 | Super Off Peak | 0 | 0 | 1 | Off Peak | 0 | 1 | Off Peak | 0 | 1 | Off Peak | 0 | 0 | 1 | Super Off Peak | 0 | 1 | 0 | Off Peak | 0 | 1 | 0 | Off Peak
2020-03-29 | 8 | 3 | 0 | 1 | 1 | 0 | 0.95527 |  | 0 | 0 | 1 | Super Off Peak | 0 | 0 | 1 | Off Peak | 0 | 1 | Off Peak | 0 | 1 | Off Peak | 0 | 0 | 1 | Super Off Peak | 0 | 1 | 0 | Off Peak | 0 | 1 | 0 | Off Peak
2020-03-29 | 9 | 3 | 0 | 1 | 1 | 0 | 0.49367 |  | 0 | 0 | 1 | Super Off Peak | 0 | 0 | 1 | Off Peak | 0 | 1 | Off Peak | 0 | 1 | Off Peak | 0 | 0 | 1 | Super Off Peak | 0 | 1 | 0 | Off Peak | 0 | 1 | 0 | Off Peak
2020-03-29 | 10 | 3 | 0 | 1 | 1 | 0 | 0.077143 |  | 0 | 0 | 1 | Super Off Peak | 0 | 0 | 1 | Off Peak | 0 | 1 | Off Peak | 0 | 1 | Off Peak | 0 | 0 | 1 | Super Off Peak | 0 | 1 | 0 | Off Peak | 0 | 1 | 0 | Off Peak
2020-03-29 | 11 | 3 | 0 | 1 | 1 | 0 | -0.15932 |  | 0 | 0 | 1 | Super Off Peak | 0 | 0 | 1 | Off Peak | 0 | 1 | Off Peak | 0 | 1 | Off Peak | 0 | 0 | 1 | Super Off Peak | 0 | 1 | 0 | Off Peak | 0 | 1 | 0 | Off Peak
2020-03-29 | 12 | 3 | 0 | 1 | 1 | 0 | -0.2979 |  | 0 | 0 | 1 | Super Off Peak | 0 | 0 | 1 | Off Peak | 0 | 1 | Off Peak | 0 | 1 | Off Peak | 0 | 0 | 1 | Super Off Peak | 0 | 1 | 0 | Off Peak | 0 | 1 | 0 | Off Peak
2020-03-29 | 13 | 3 | 0 | 1 | 1 | 0 | -0.38282 |  | 0 | 0 | 1 | Super Off Peak | 0 | 0 | 1 | Off Peak | 0 | 1 | Off Peak | 0 | 1 | Off Peak | 0 | 0 | 1 | Super Off Peak | 1 | 0 | 0 | On Peak | 0 | 1 | 0 | Off Peak
2020-03-29 | 14 | 3 | 0 | 1 | 1 | 0 | -0.45365 |  | 0 | 0 | 1 | Super Off Peak | 0 | 0 | 1 | Off Peak | 0 | 1 | Off Peak | 0 | 1 | Off Peak | 0 | 0 | 1 | Super Off Peak | 1 | 0 | 0 | On Peak | 0 | 1 | 0 | Off Peak
2020-03-29 | 15 | 3 | 0 | 1 | 1 | 0 | -0.49311 |  | 0 | 1 | 0 | Off Peak | 0 | 0 | 1 | Off Peak | 0 | 1 | Off Peak | 0 | 1 | Off Peak | 0 | 0 | 1 | Super Off Peak | 1 | 0 | 0 | On Peak | 0 | 1 | 0 | Off Peak
2020-03-29 | 16 | 3 | 0 | 1 | 1 | 0 | -0.42946 |  | 0 | 1 | 0 | Off Peak | 0 | 0 | 1 | Off Peak | 0 | 1 | Off Peak | 0 | 1 | Off Peak | 0 | 0 | 1 | Super Off Peak | 1 | 0 | 0 | On Peak | 0 | 1 | 0 | Off Peak
2020-03-29 | 17 | 3 | 0 | 1 | 1 | 0 | -0.21096 |  | 1 | 0 | 0 | On Peak | 0 | 0 | 1 | Off Peak | 0 | 1 | Off Peak | 0 | 1 | Off Peak | 0 | 0 | 1 | Super Off Peak | 1 | 0 | 0 | On Peak | 0 | 1 | 0 | Off Peak
2020-03-29 | 18 | 3 | 0 | 1 | 1 | 0 | 0.32439 |  | 1 | 0 | 0 | On Peak | 0 | 0 | 1 | Off Peak | 0 | 1 | Off Peak | 0 | 1 | Off Peak | 0 | 0 | 1 | Super Off Peak | 1 | 0 | 0 | On Peak | 0 | 1 | 0 | Off Peak
2020-03-29 | 19 | 3 | 0 | 1 | 1 | 0 | 0.94875 |  | 1 | 0 | 0 | On Peak | 0 | 0 | 1 | Off Peak | 0 | 1 | Off Peak | 0 | 1 | Off Peak | 0 | 0 | 1 | Super Off Peak | 1 | 0 | 0 | On Peak | 0 | 1 | 0 | Off Peak
2020-03-29 | 20 | 3 | 0 | 1 | 1 | 0 | 1.2567 |  | 1 | 0 | 0 | On Peak | 0 | 0 | 1 | Off Peak | 0 | 1 | Off Peak | 0 | 1 | Off Peak | 0 | 0 | 1 | Super Off Peak | 1 | 0 | 0 | On Peak | 1 | 0 | 0 | On Peak
2020-03-29 | 21 | 3 | 0 | 1 | 1 | 0 | 1.5758 |  | 1 | 0 | 0 | On Peak | 0 | 0 | 1 | Off Peak | 0 | 1 | Off Peak | 0 | 1 | Off Peak | 0 | 0 | 1 | Super Off Peak | 0 | 1 | 0 | Off Peak | 1 | 0 | 0 | On Peak
2020-03-29 | 22 | 3 | 0 | 1 | 1 | 0 | 1.6312 |  | 0 | 1 | 0 | Off Peak | 0 | 0 | 1 | Off Peak | 0 | 1 | Off Peak | 0 | 1 | Off Peak | 0 | 0 | 1 | Super Off Peak | 0 | 1 | 0 | Off Peak | 1 | 0 | 0 | On Peak
2020-03-29 | 23 | 3 | 0 | 1 | 1 | 0 | 1.5122 |  | 0 | 1 | 0 | Off Peak | 0 | 0 | 1 | Off Peak | 0 | 1 | Off Peak | 0 | 1 | Off Peak | 0 | 0 | 1 | Super Off Peak | 0 | 1 | 0 | Off Peak | 1 | 0 | 0 | On Peak
2020-03-29 | 24 | 3 | 0 | 1 | 1 | 0 | 1.326 |  | 0 | 1 | 0 | Off Peak | 0 | 0 | 1 | Off Peak | 0 | 1 | Off Peak | 0 | 1 | Off Peak | 0 | 0 | 1 | Super Off Peak | 0 | 1 | 0 | Off Peak | 1 | 0 | 0 | On Peak
2020-03-30 | 1 | 3 | 0 | 0 | 0 | 0 | 1.1713 |  | 0 | 0 | 1 | Super Off Peak | 0 | 0 | 1 | Off Peak | 0 | 1 | Off Peak | 0 | 1 | Off Peak | 0 | 0 | 1 | Super Off Peak | 0 | 0 | 1 | Super Off Peak | 0 | 0 | 1 | Super Off Peak
2020-03-30 | 2 | 3 | 0 | 0 | 0 | 0 | 1.1033 |  | 0 | 0 | 1 | Super Off Peak | 0 | 0 | 1 | Off Peak | 0 | 1 | Off Peak | 0 | 1 | Off Peak | 0 | 0 | 1 | Super Off Peak | 0 | 0 | 1 | Super Off Peak | 0 | 0 | 1 | Super Off Peak
2020-03-30 | 3 | 3 | 0 | 0 | 0 | 0 | 1.0447 |  | 0 | 0 | 1 | Super Off Peak | 0 | 0 | 1 | Off Peak | 0 | 1 | Off Peak | 0 | 1 | Off Peak | 0 | 0 | 1 | Super Off Peak | 0 | 0 | 1 | Super Off Peak | 0 | 0 | 1 | Super Off Peak
2020-03-30 | 4 | 3 | 0 | 0 | 0 | 0 | 0.99655 |  | 0 | 0 | 1 | Super Off Peak | 0 | 0 | 1 | Off Peak | 0 | 1 | Off Peak | 0 | 1 | Off Peak | 0 | 0 | 1 | Super Off Peak | 0 | 0 | 1 | Super Off Peak | 0 | 0 | 1 | Super Off Peak
2020-03-30 | 5 | 3 | 0 | 0 | 0 | 0 | 0.97027 |  | 0 | 0 | 1 | Super Off Peak | 0 | 0 | 1 | Off Peak | 0 | 1 | Off Peak | 0 | 1 | Off Peak | 0 | 0 | 1 | Super Off Peak | 0 | 0 | 1 | Super Off Peak | 0 | 0 | 1 | Super Off Peak
2020-03-30 | 6 | 3 | 0 | 0 | 0 | 0 | 0.96389 |  | 0 | 0 | 1 | Super Off Peak | 0 | 0 | 1 | Off Peak | 0 | 1 | Off Peak | 0 | 1 | Off Peak | 0 | 0 | 1 | Super Off Peak | 0 | 1 | 0 | Off Peak | 0 | 1 | 0 | Off Peak
2020-03-30 | 7 | 3 | 0 | 0 | 0 | 0 | 1.7775 |  | 0 | 1 | 0 | Off Peak | 0 | 1 | 0 | Semi Peak | 0 | 1 | Off Peak | 0 | 1 | Off Peak | 0 | 1 | 0 | Off Peak | 0 | 1 | 0 | Off Peak | 0 | 1 | 0 | Off Peak
2020-03-30 | 8 | 3 | 0 | 0 | 0 | 0 | 1.7395 |  | 0 | 1 | 0 | Off Peak | 0 | 1 | 0 | Semi Peak | 0 | 1 | Off Peak | 0 | 1 | Off Peak | 0 | 1 | 0 | Off Peak | 0 | 1 | 0 | Off Peak | 0 | 1 | 0 | Off Peak
2020-03-30 | 9 | 3 | 0 | 0 | 0 | 0 | 0.95587 |  | 0 | 1 | 0 | Off Peak | 0 | 1 | 0 | Semi Peak | 0 | 1 | Off Peak | 0 | 1 | Off Peak | 0 | 1 | 0 | Off Peak | 0 | 1 | 0 | Off Peak | 0 | 1 | 0 | Off Peak
2020-03-30 | 10 | 3 | 0 | 0 | 0 | 0 | 0.2069 |  | 0 | 1 | 0 | Off Peak | 0 | 1 | 0 | Semi Peak | 0 | 1 | Off Peak | 0 | 1 | Off Peak | 0 | 1 | 0 | Off Peak | 0 | 1 | 0 | Off Peak | 0 | 1 | 0 | Off Peak
2020-03-30 | 11 | 3 | 0 | 0 | 0 | 0 | -0.23852 |  | 0 | 0 | 1 | Super Off Peak | 0 | 1 | 0 | Semi Peak | 0 | 1 | Off Peak | 0 | 1 | Off Peak | 0 | 1 | 0 | Off Peak | 0 | 1 | 0 | Off Peak | 0 | 1 | 0 | Off Peak
2020-03-30 | 12 | 3 | 0 | 0 | 0 | 0 | -0.52349 |  | 0 | 0 | 1 | Super Off Peak | 0 | 1 | 0 | Semi Peak | 0 | 1 | Off Peak | 0 | 1 | Off Peak | 0 | 1 | 0 | Off Peak | 0 | 1 | 0 | Off Peak | 0 | 1 | 0 | Off Peak
2020-03-30 | 13 | 3 | 0 | 0 | 0 | 0 | -0.63149 |  | 0 | 0 | 1 | Super Off Peak | 0 | 1 | 0 | Semi Peak | 0 | 1 | Off Peak | 1 | 0 | On Peak | 0 | 1 | 0 | Off Peak | 1 | 0 | 0 | On Peak | 0 | 1 | 0 | Off Peak
2020-03-30 | 14 | 3 | 0 | 0 | 0 | 0 | -0.73388 |  | 0 | 0 | 1 | Super Off Peak | 0 | 1 | 0 | Semi Peak | 0 | 1 | Off Peak | 1 | 0 | On Peak | 0 | 1 | 0 | Off Peak | 1 | 0 | 0 | On Peak | 0 | 1 | 0 | Off Peak
2020-03-30 | 15 | 3 | 0 | 0 | 0 | 0 | -0.76616 |  | 0 | 1 | 0 | Off Peak | 0 | 1 | 0 | Semi Peak | 0 | 1 | Off Peak | 1 | 0 | On Peak | 0 | 1 | 0 | Off Peak | 1 | 0 | 0 | On Peak | 0 | 1 | 0 | Off Peak
2020-03-30 | 16 | 3 | 0 | 0 | 0 | 0 | -0.6247 |  | 0 | 1 | 0 | Off Peak | 0 | 1 | 0 | Semi Peak | 0 | 1 | Off Peak | 1 | 0 | On Peak | 0 | 1 | 0 | Off Peak | 1 | 0 | 0 | On Peak | 0 | 1 | 0 | Off Peak
2020-03-30 | 17 | 3 | 0 | 0 | 0 | 0 | -0.161 |  | 1 | 0 | 0 | On Peak | 0 | 1 | 0 | Semi Peak | 1 | 0 | On Peak | 1 | 0 | On Peak | 0 | 1 | 0 | Off Peak | 1 | 0 | 0 | On Peak | 0 | 1 | 0 | Off Peak
2020-03-30 | 18 | 3 | 0 | 0 | 0 | 0 | 0.75428 |  | 1 | 0 | 0 | On Peak | 1 | 0 | 0 | On Peak | 1 | 0 | On Peak | 1 | 0 | On Peak | 0 | 1 | 0 | Off Peak | 1 | 0 | 0 | On Peak | 0 | 1 | 0 | Off Peak
2020-03-30 | 19 | 3 | 0 | 0 | 0 | 0 | 1.8315 |  | 1 | 0 | 0 | On Peak | 1 | 0 | 0 | On Peak | 1 | 0 | On Peak | 0 | 1 | Off Peak | 0 | 0 | 1 | Super Off Peak | 1 | 0 | 0 | On Peak | 0 | 1 | 0 | Off Peak
2020-03-30 | 20 | 3 | 0 | 0 | 0 | 0 | 2.3791 |  | 1 | 0 | 0 | On Peak | 1 | 0 | 0 | On Peak | 1 | 0 | On Peak | 0 | 1 | Off Peak | 0 | 0 | 1 | Super Off Peak | 1 | 0 | 0 | On Peak | 1 | 0 | 0 | On Peak
2020-03-30 | 21 | 3 | 0 | 0 | 0 | 0 | 2.9066 |  | 1 | 0 | 0 | On Peak | 0 | 1 | 0 | Semi Peak | 1 | 0 | On Peak | 0 | 1 | Off Peak | 0 | 0 | 1 | Super Off Peak | 0 | 1 | 0 | Off Peak | 1 | 0 | 0 | On Peak
2020-03-30 | 22 | 3 | 0 | 0 | 0 | 0 | 2.9112 |  | 0 | 1 | 0 | Off Peak | 0 | 1 | 0 | Semi Peak | 0 | 1 | Off Peak | 0 | 1 | Off Peak | 0 | 0 | 1 | Super Off Peak | 0 | 1 | 0 | Off Peak | 1 | 0 | 0 | On Peak
2020-03-30 | 23 | 3 | 0 | 0 | 0 | 0 | 1.6011 |  | 0 | 1 | 0 | Off Peak | 0 | 0 | 1 | Off Peak | 0 | 1 | Off Peak | 0 | 1 | Off Peak | 0 | 0 | 1 | Super Off Peak | 0 | 1 | 0 | Off Peak | 1 | 0 | 0 | On Peak
2020-03-30 | 24 | 3 | 0 | 0 | 0 | 0 | 1.4191 |  | 0 | 1 | 0 | Off Peak | 0 | 0 | 1 | Off Peak | 0 | 1 | Off Peak | 0 | 1 | Off Peak | 0 | 0 | 1 | Super Off Peak | 0 | 1 | 0 | Off Peak | 1 | 0 | 0 | On Peak
2020-03-31 | 1 | 3 | 0 | 0 | 0 | 0 | 1.2414 |  | 0 | 0 | 1 | Super Off Peak | 0 | 0 | 1 | Off Peak | 0 | 1 | Off Peak | 0 | 1 | Off Peak | 0 | 0 | 1 | Super Off Peak | 0 | 0 | 1 | Super Off Peak | 0 | 0 | 1 | Super Off Peak
2020-03-31 | 2 | 3 | 0 | 0 | 0 | 0 | 1.0908 |  | 0 | 0 | 1 | Super Off Peak | 0 | 0 | 1 | Off Peak | 0 | 1 | Off Peak | 0 | 1 | Off Peak | 0 | 0 | 1 | Super Off Peak | 0 | 0 | 1 | Super Off Peak | 0 | 0 | 1 | Super Off Peak
2020-03-31 | 3 | 3 | 0 | 0 | 0 | 0 | 1.0181 |  | 0 | 0 | 1 | Super Off Peak | 0 | 0 | 1 | Off Peak | 0 | 1 | Off Peak | 0 | 1 | Off Peak | 0 | 0 | 1 | Super Off Peak | 0 | 0 | 1 | Super Off Peak | 0 | 0 | 1 | Super Off Peak
2020-03-31 | 4 | 3 | 0 | 0 | 0 | 0 | 0.97401 |  | 0 | 0 | 1 | Super Off Peak | 0 | 0 | 1 | Off Peak | 0 | 1 | Off Peak | 0 | 1 | Off Peak | 0 | 0 | 1 | Super Off Peak | 0 | 0 | 1 | Super Off Peak | 0 | 0 | 1 | Super Off Peak
2020-03-31 | 5 | 3 | 0 | 0 | 0 | 0 | 0.95668 |  | 0 | 0 | 1 | Super Off Peak | 0 | 0 | 1 | Off Peak | 0 | 1 | Off Peak | 0 | 1 | Off Peak | 0 | 0 | 1 | Super Off Peak | 0 | 0 | 1 | Super Off Peak | 0 | 0 | 1 | Super Off Peak
2020-03-31 | 6 | 3 | 0 | 0 | 0 | 0 | 0.96729 |  | 0 | 0 | 1 | Super Off Peak | 0 | 0 | 1 | Off Peak | 0 | 1 | Off Peak | 0 | 1 | Off Peak | 0 | 0 | 1 | Super Off Peak | 0 | 1 | 0 | Off Peak | 0 | 1 | 0 | Off Peak
2020-03-31 | 7 | 3 | 0 | 0 | 0 | 0 | 1.8366 |  | 0 | 1 | 0 | Off Peak | 0 | 1 | 0 | Semi Peak | 0 | 1 | Off Peak | 0 | 1 | Off Peak | 0 | 1 | 0 | Off Peak | 0 | 1 | 0 | Off Peak | 0 | 1 | 0 | Off Peak
2020-03-31 | 8 | 3 | 0 | 0 | 0 | 0 | 1.9012 |  | 0 | 1 | 0 | Off Peak | 0 | 1 | 0 | Semi Peak | 0 | 1 | Off Peak | 0 | 1 | Off Peak | 0 | 1 | 0 | Off Peak | 0 | 1 | 0 | Off Peak | 0 | 1 | 0 | Off Peak
2020-03-31 | 9 | 3 | 0 | 0 | 0 | 0 | 1.1862 |  | 0 | 1 | 0 | Off Peak | 0 | 1 | 0 | Semi Peak | 0 | 1 | Off Peak | 0 | 1 | Off Peak | 0 | 1 | 0 | Off Peak | 0 | 1 | 0 | Off Peak | 0 | 1 | 0 | Off Peak
2020-03-31 | 10 | 3 | 0 | 0 | 0 | 0 | 0.38148 |  | 0 | 1 | 0 | Off Peak | 0 | 1 | 0 | Semi Peak | 0 | 1 | Off Peak | 0 | 1 | Off Peak | 0 | 1 | 0 | Off Peak | 0 | 1 | 0 | Off Peak | 0 | 1 | 0 | Off Peak
2020-03-31 | 11 | 3 | 0 | 0 | 0 | 0 | -0.10269 |  | 0 | 0 | 1 | Super Off Peak | 0 | 1 | 0 | Semi Peak | 0 | 1 | Off Peak | 0 | 1 | Off Peak | 0 | 1 | 0 | Off Peak | 0 | 1 | 0 | Off Peak | 0 | 1 | 0 | Off Peak
2020-03-31 | 12 | 3 | 0 | 0 | 0 | 0 | -0.3676 |  | 0 | 0 | 1 | Super Off Peak | 0 | 1 | 0 | Semi Peak | 0 | 1 | Off Peak | 0 | 1 | Off Peak | 0 | 1 | 0 | Off Peak | 0 | 1 | 0 | Off Peak | 0 | 1 | 0 | Off Peak
2020-03-31 | 13 | 3 | 0 | 0 | 0 | 0 | -0.44556 |  | 0 | 0 | 1 | Super Off Peak | 0 | 1 | 0 | Semi Peak | 0 | 1 | Off Peak | 1 | 0 | On Peak | 0 | 1 | 0 | Off Peak | 1 | 0 | 0 | On Peak | 0 | 1 | 0 | Off Peak
2020-03-31 | 14 | 3 | 0 | 0 | 0 | 0 | -0.53708 |  | 0 | 0 | 1 | Super Off Peak | 0 | 1 | 0 | Semi Peak | 0 | 1 | Off Peak | 1 | 0 | On Peak | 0 | 1 | 0 | Off Peak | 1 | 0 | 0 | On Peak | 0 | 1 | 0 | Off Peak
2020-03-31 | 15 | 3 | 0 | 0 | 0 | 0 | -0.55379 |  | 0 | 1 | 0 | Off Peak | 0 | 1 | 0 | Semi Peak | 0 | 1 | Off Peak | 1 | 0 | On Peak | 0 | 1 | 0 | Off Peak | 1 | 0 | 0 | On Peak | 0 | 1 | 0 | Off Peak
2020-03-31 | 16 | 3 | 0 | 0 | 0 | 0 | -0.43071 |  | 0 | 1 | 0 | Off Peak | 0 | 1 | 0 | Semi Peak | 0 | 1 | Off Peak | 1 | 0 | On Peak | 0 | 1 | 0 | Off Peak | 1 | 0 | 0 | On Peak | 0 | 1 | 0 | Off Peak
2020-03-31 | 17 | 3 | 0 | 0 | 0 | 0 | 0.015476 |  | 1 | 0 | 0 | On Peak | 0 | 1 | 0 | Semi Peak | 1 | 0 | On Peak | 1 | 0 | On Peak | 0 | 1 | 0 | Off Peak | 1 | 0 | 0 | On Peak | 0 | 1 | 0 | Off Peak
2020-03-31 | 18 | 3 | 0 | 0 | 0 | 0 | 0.8924 |  | 1 | 0 | 0 | On Peak | 1 | 0 | 0 | On Peak | 1 | 0 | On Peak | 1 | 0 | On Peak | 0 | 1 | 0 | Off Peak | 1 | 0 | 0 | On Peak | 0 | 1 | 0 | Off Peak
2020-03-31 | 19 | 3 | 0 | 0 | 0 | 0 | 1.9674 |  | 1 | 0 | 0 | On Peak | 1 | 0 | 0 | On Peak | 1 | 0 | On Peak | 0 | 1 | Off Peak | 0 | 0 | 1 | Super Off Peak | 1 | 0 | 0 | On Peak | 0 | 1 | 0 | Off Peak
2020-03-31 | 20 | 3 | 0 | 0 | 0 | 0 | 2.5288 |  | 1 | 0 | 0 | On Peak | 1 | 0 | 0 | On Peak | 1 | 0 | On Peak | 0 | 1 | Off Peak | 0 | 0 | 1 | Super Off Peak | 1 | 0 | 0 | On Peak | 1 | 0 | 0 | On Peak
2020-03-31 | 21 | 3 | 0 | 0 | 0 | 0 | 3.0598 |  | 1 | 0 | 0 | On Peak | 0 | 1 | 0 | Semi Peak | 1 | 0 | On Peak | 0 | 1 | Off Peak | 0 | 0 | 1 | Super Off Peak | 0 | 1 | 0 | Off Peak | 1 | 0 | 0 | On Peak
2020-03-31 | 22 | 3 | 0 | 0 | 0 | 0 | 3.0666 |  | 0 | 1 | 0 | Off Peak | 0 | 1 | 0 | Semi Peak | 0 | 1 | Off Peak | 0 | 1 | Off Peak | 0 | 0 | 1 | Super Off Peak | 0 | 1 | 0 | Off Peak | 1 | 0 | 0 | On Peak
2020-03-31 | 23 | 3 | 0 | 0 | 0 | 0 | 1.6701 |  | 0 | 1 | 0 | Off Peak | 0 | 0 | 1 | Off Peak | 0 | 1 | Off Peak | 0 | 1 | Off Peak | 0 | 0 | 1 | Super Off Peak | 0 | 1 | 0 | Off Peak | 1 | 0 | 0 | On Peak
2020-03-31 | 24 | 3 | 0 | 0 | 0 | 0 | 1.448 |  | 0 | 1 | 0 | Off Peak | 0 | 0 | 1 | Off Peak | 0 | 1 | Off Peak | 0 | 1 | Off Peak | 0 | 0 | 1 | Super Off Peak | 0 | 1 | 0 | Off Peak | 1 | 0 | 0 | On Peak
2020-04-01 | 1 | 4 | 0 | 0 | 0 | 0 | 1.3118 |  | 0 | 0 | 1 | Super Off Peak | 0 | 0 | 1 | Off Peak | 0 | 1 | Off Peak | 0 | 1 | Off Peak | 0 | 0 | 1 | Super Off Peak | 0 | 0 | 1 | Super Off Peak | 0 | 0 | 1 | Super Off Peak
2020-04-01 | 2 | 4 | 0 | 0 | 0 | 0 | 1.111 |  | 0 | 0 | 1 | Super Off Peak | 0 | 0 | 1 | Off Peak | 0 | 1 | Off Peak | 0 | 1 | Off Peak | 0 | 0 | 1 | Super Off Peak | 0 | 0 | 1 | Super Off Peak | 0 | 0 | 1 | Super Off Peak
2020-04-01 | 3 | 4 | 0 | 0 | 0 | 0 | 1.021 |  | 0 | 0 | 1 | Super Off Peak | 0 | 0 | 1 | Off Peak | 0 | 1 | Off Peak | 0 | 1 | Off Peak | 0 | 0 | 1 | Super Off Peak | 0 | 0 | 1 | Super Off Peak | 0 | 0 | 1 | Super Off Peak
2020-04-01 | 4 | 4 | 0 | 0 | 0 | 0 | 0.98189 |  | 0 | 0 | 1 | Super Off Peak | 0 | 0 | 1 | Off Peak | 0 | 1 | Off Peak | 0 | 1 | Off Peak | 0 | 0 | 1 | Super Off Peak | 0 | 0 | 1 | Super Off Peak | 0 | 0 | 1 | Super Off Peak
2020-04-01 | 5 | 4 | 0 | 0 | 0 | 0 | 0.96268 |  | 0 | 0 | 1 | Super Off Peak | 0 | 0 | 1 | Off Peak | 0 | 1 | Off Peak | 0 | 1 | Off Peak | 0 | 0 | 1 | Super Off Peak | 0 | 0 | 1 | Super Off Peak | 0 | 0 | 1 | Super Off Peak
2020-04-01 | 6 | 4 | 0 | 0 | 0 | 0 | 0.9799 |  | 0 | 0 | 1 | Super Off Peak | 0 | 0 | 1 | Off Peak | 0 | 1 | Off Peak | 0 | 1 | Off Peak | 0 | 0 | 1 | Super Off Peak | 0 | 1 | 0 | Off Peak | 0 | 1 | 0 | Off Peak
2020-04-01 | 7 | 4 | 0 | 0 | 0 | 0 | 2.1668 |  | 0 | 1 | 0 | Off Peak | 0 | 1 | 0 | Semi Peak | 0 | 1 | Off Peak | 0 | 1 | Off Peak | 0 | 1 | 0 | Off Peak | 0 | 1 | 0 | Off Peak | 0 | 1 | 0 | Off Peak
2020-04-01 | 8 | 4 | 0 | 0 | 0 | 0 | 1.8012 |  | 0 | 1 | 0 | Off Peak | 0 | 1 | 0 | Semi Peak | 0 | 1 | Off Peak | 0 | 1 | Off Peak | 0 | 1 | 0 | Off Peak | 0 | 1 | 0 | Off Peak | 0 | 1 | 0 | Off Peak
2020-04-01 | 9 | 4 | 0 | 0 | 0 | 0 | 1.0057 |  | 0 | 1 | 0 | Off Peak | 0 | 1 | 0 | Semi Peak | 0 | 1 | Off Peak | 0 | 1 | Off Peak | 0 | 1 | 0 | Off Peak | 0 | 1 | 0 | Off Peak | 0 | 1 | 0 | Off Peak
2020-04-01 | 10 | 4 | 0 | 0 | 0 | 0 | 0.33811 |  | 0 | 1 | 0 | Off Peak | 0 | 1 | 0 | Semi Peak | 0 | 1 | Off Peak | 0 | 1 | Off Peak | 0 | 1 | 0 | Off Peak | 0 | 1 | 0 | Off Peak | 0 | 1 | 0 | Off Peak
2020-04-01 | 11 | 4 | 0 | 0 | 0 | 0 | -0.11586 |  | 0 | 0 | 1 | Super Off Peak | 0 | 1 | 0 | Semi Peak | 0 | 1 | Off Peak | 0 | 1 | Off Peak | 0 | 1 | 0 | Off Peak | 0 | 1 | 0 | Off Peak | 0 | 1 | 0 | Off Peak
2020-04-01 | 12 | 4 | 0 | 0 | 0 | 0 | -0.40738 |  | 0 | 0 | 1 | Super Off Peak | 0 | 1 | 0 | Semi Peak | 0 | 1 | Off Peak | 0 | 1 | Off Peak | 0 | 1 | 0 | Off Peak | 0 | 1 | 0 | Off Peak | 0 | 1 | 0 | Off Peak
2020-04-01 | 13 | 4 | 0 | 0 | 0 | 0 | -0.57816 |  | 0 | 0 | 1 | Super Off Peak | 0 | 1 | 0 | Semi Peak | 0 | 1 | Off Peak | 1 | 0 | On Peak | 0 | 1 | 0 | Off Peak | 1 | 0 | 0 | On Peak | 0 | 1 | 0 | Off Peak
2020-04-01 | 14 | 4 | 0 | 0 | 0 | 0 | -0.65586 |  | 0 | 0 | 1 | Super Off Peak | 0 | 1 | 0 | Semi Peak | 0 | 1 | Off Peak | 1 | 0 | On Peak | 0 | 1 | 0 | Off Peak | 1 | 0 | 0 | On Peak | 0 | 1 | 0 | Off Peak
2020-04-01 | 15 | 4 | 0 | 0 | 0 | 0 | -0.55621 |  | 0 | 1 | 0 | Off Peak | 0 | 1 | 0 | Semi Peak | 0 | 1 | Off Peak | 1 | 0 | On Peak | 0 | 1 | 0 | Off Peak | 1 | 0 | 0 | On Peak | 0 | 1 | 0 | Off Peak
2020-04-01 | 16 | 4 | 0 | 0 | 0 | 0 | -0.35273 |  | 0 | 1 | 0 | Off Peak | 0 | 1 | 0 | Semi Peak | 0 | 1 | Off Peak | 1 | 0 | On Peak | 0 | 1 | 0 | Off Peak | 1 | 0 | 0 | On Peak | 0 | 1 | 0 | Off Peak
2020-04-01 | 17 | 4 | 0 | 0 | 0 | 0 | 0.085816 |  | 1 | 0 | 0 | On Peak | 0 | 1 | 0 | Semi Peak | 1 | 0 | On Peak | 1 | 0 | On Peak | 0 | 1 | 0 | Off Peak | 1 | 0 | 0 | On Peak | 0 | 1 | 0 | Off Peak
2020-04-01 | 18 | 4 | 0 | 0 | 0 | 0 | 1.0231 |  | 1 | 0 | 0 | On Peak | 1 | 0 | 0 | On Peak | 1 | 0 | On Peak | 1 | 0 | On Peak | 0 | 1 | 0 | Off Peak | 1 | 0 | 0 | On Peak | 0 | 1 | 0 | Off Peak
2020-04-01 | 19 | 4 | 0 | 0 | 0 | 0 | 2.3975 |  | 1 | 0 | 0 | On Peak | 1 | 0 | 0 | On Peak | 1 | 0 | On Peak | 0 | 1 | Off Peak | 0 | 0 | 1 | Super Off Peak | 1 | 0 | 0 | On Peak | 0 | 1 | 0 | Off Peak
2020-04-01 | 20 | 4 | 0 | 0 | 0 | 0 | 3.1271 |  | 1 | 0 | 0 | On Peak | 1 | 0 | 0 | On Peak | 1 | 0 | On Peak | 0 | 1 | Off Peak | 0 | 0 | 1 | Super Off Peak | 1 | 0 | 0 | On Peak | 1 | 0 | 0 | On Peak
2020-04-01 | 21 | 4 | 0 | 0 | 0 | 0 | 3.6127 |  | 1 | 0 | 0 | On Peak | 0 | 1 | 0 | Semi Peak | 1 | 0 | On Peak | 0 | 1 | Off Peak | 0 | 0 | 1 | Super Off Peak | 0 | 1 | 0 | Off Peak | 1 | 0 | 0 | On Peak
2020-04-01 | 22 | 4 | 0 | 0 | 0 | 0 | 3.7035 |  | 0 | 1 | 0 | Off Peak | 0 | 1 | 0 | Semi Peak | 0 | 1 | Off Peak | 0 | 1 | Off Peak | 0 | 0 | 1 | Super Off Peak | 0 | 1 | 0 | Off Peak | 1 | 0 | 0 | On Peak
2020-04-01 | 23 | 4 | 0 | 0 | 0 | 0 | 1.7147 |  | 0 | 1 | 0 | Off Peak | 0 | 0 | 1 | Off Peak | 0 | 1 | Off Peak | 0 | 1 | Off Peak | 0 | 0 | 1 | Super Off Peak | 0 | 1 | 0 | Off Peak | 1 | 0 | 0 | On Peak
2020-04-01 | 24 | 4 | 0 | 0 | 0 | 0 | 1.4726 |  | 0 | 1 | 0 | Off Peak | 0 | 0 | 1 | Off Peak | 0 | 1 | Off Peak | 0 | 1 | Off Peak | 0 | 0 | 1 | Super Off Peak | 0 | 1 | 0 | Off Peak | 1 | 0 | 0 | On Peak
2020-04-02 | 1 | 4 | 0 | 0 | 0 | 0 | 1.2432 |  | 0 | 0 | 1 | Super Off Peak | 0 | 0 | 1 | Off Peak | 0 | 1 | Off Peak | 0 | 1 | Off Peak | 0 | 0 | 1 | Super Off Peak | 0 | 0 | 1 | Super Off Peak | 0 | 0 | 1 | Super Off Peak
2020-04-02 | 2 | 4 | 0 | 0 | 0 | 0 | 1.1169 |  | 0 | 0 | 1 | Super Off Peak | 0 | 0 | 1 | Off Peak | 0 | 1 | Off Peak | 0 | 1 | Off Peak | 0 | 0 | 1 | Super Off Peak | 0 | 0 | 1 | Super Off Peak | 0 | 0 | 1 | Super Off Peak
2020-04-02 | 3 | 4 | 0 | 0 | 0 | 0 | 1.0148 |  | 0 | 0 | 1 | Super Off Peak | 0 | 0 | 1 | Off Peak | 0 | 1 | Off Peak | 0 | 1 | Off Peak | 0 | 0 | 1 | Super Off Peak | 0 | 0 | 1 | Super Off Peak | 0 | 0 | 1 | Super Off Peak
2020-04-02 | 4 | 4 | 0 | 0 | 0 | 0 | 0.97905 |  | 0 | 0 | 1 | Super Off Peak | 0 | 0 | 1 | Off Peak | 0 | 1 | Off Peak | 0 | 1 | Off Peak | 0 | 0 | 1 | Super Off Peak | 0 | 0 | 1 | Super Off Peak | 0 | 0 | 1 | Super Off Peak
2020-04-02 | 5 | 4 | 0 | 0 | 0 | 0 | 0.95648 |  | 0 | 0 | 1 | Super Off Peak | 0 | 0 | 1 | Off Peak | 0 | 1 | Off Peak | 0 | 1 | Off Peak | 0 | 0 | 1 | Super Off Peak | 0 | 0 | 1 | Super Off Peak | 0 | 0 | 1 | Super Off Peak
2020-04-02 | 6 | 4 | 0 | 0 | 0 | 0 | 0.98407 |  | 0 | 0 | 1 | Super Off Peak | 0 | 0 | 1 | Off Peak | 0 | 1 | Off Peak | 0 | 1 | Off Peak | 0 | 0 | 1 | Super Off Peak | 0 | 1 | 0 | Off Peak | 0 | 1 | 0 | Off Peak
2020-04-02 | 7 | 4 | 0 | 0 | 0 | 0 | 2.1791 |  | 0 | 1 | 0 | Off Peak | 0 | 1 | 0 | Semi Peak | 0 | 1 | Off Peak | 0 | 1 | Off Peak | 0 | 1 | 0 | Off Peak | 0 | 1 | 0 | Off Peak | 0 | 1 | 0 | Off Peak
2020-04-02 | 8 | 4 | 0 | 0 | 0 | 0 | 1.8093 |  | 0 | 1 | 0 | Off Peak | 0 | 1 | 0 | Semi Peak | 0 | 1 | Off Peak | 0 | 1 | Off Peak | 0 | 1 | 0 | Off Peak | 0 | 1 | 0 | Off Peak | 0 | 1 | 0 | Off Peak
2020-04-02 | 9 | 4 | 0 | 0 | 0 | 0 | 1.0374 |  | 0 | 1 | 0 | Off Peak | 0 | 1 | 0 | Semi Peak | 0 | 1 | Off Peak | 0 | 1 | Off Peak | 0 | 1 | 0 | Off Peak | 0 | 1 | 0 | Off Peak | 0 | 1 | 0 | Off Peak
2020-04-02 | 10 | 4 | 0 | 0 | 0 | 0 | 0.4075 |  | 0 | 1 | 0 | Off Peak | 0 | 1 | 0 | Semi Peak | 0 | 1 | Off Peak | 0 | 1 | Off Peak | 0 | 1 | 0 | Off Peak | 0 | 1 | 0 | Off Peak | 0 | 1 | 0 | Off Peak
2020-04-02 | 11 | 4 | 0 | 0 | 0 | 0 | -0.081005 |  | 0 | 0 | 1 | Super Off Peak | 0 | 1 | 0 | Semi Peak | 0 | 1 | Off Peak | 0 | 1 | Off Peak | 0 | 1 | 0 | Off Peak | 0 | 1 | 0 | Off Peak | 0 | 1 | 0 | Off Peak
2020-04-02 | 12 | 4 | 0 | 0 | 0 | 0 | -0.38299 |  | 0 | 0 | 1 | Super Off Peak | 0 | 1 | 0 | Semi Peak | 0 | 1 | Off Peak | 0 | 1 | Off Peak | 0 | 1 | 0 | Off Peak | 0 | 1 | 0 | Off Peak | 0 | 1 | 0 | Off Peak
2020-04-02 | 13 | 4 | 0 | 0 | 0 | 0 | -0.64245 |  | 0 | 0 | 1 | Super Off Peak | 0 | 1 | 0 | Semi Peak | 0 | 1 | Off Peak | 1 | 0 | On Peak | 0 | 1 | 0 | Off Peak | 1 | 0 | 0 | On Peak | 0 | 1 | 0 | Off Peak
2020-04-02 | 14 | 4 | 0 | 0 | 0 | 0 | -0.75265 |  | 0 | 0 | 1 | Super Off Peak | 0 | 1 | 0 | Semi Peak | 0 | 1 | Off Peak | 1 | 0 | On Peak | 0 | 1 | 0 | Off Peak | 1 | 0 | 0 | On Peak | 0 | 1 | 0 | Off Peak
2020-04-02 | 15 | 4 | 0 | 0 | 0 | 0 | -0.6628 |  | 0 | 1 | 0 | Off Peak | 0 | 1 | 0 | Semi Peak | 0 | 1 | Off Peak | 1 | 0 | On Peak | 0 | 1 | 0 | Off Peak | 1 | 0 | 0 | On Peak | 0 | 1 | 0 | Off Peak
2020-04-02 | 16 | 4 | 0 | 0 | 0 | 0 | -0.44707 |  | 0 | 1 | 0 | Off Peak | 0 | 1 | 0 | Semi Peak | 0 | 1 | Off Peak | 1 | 0 | On Peak | 0 | 1 | 0 | Off Peak | 1 | 0 | 0 | On Peak | 0 | 1 | 0 | Off Peak
2020-04-02 | 17 | 4 | 0 | 0 | 0 | 0 | 0.033983 |  | 1 | 0 | 0 | On Peak | 0 | 1 | 0 | Semi Peak | 1 | 0 | On Peak | 1 | 0 | On Peak | 0 | 1 | 0 | Off Peak | 1 | 0 | 0 | On Peak | 0 | 1 | 0 | Off Peak
2020-04-02 | 18 | 4 | 0 | 0 | 0 | 0 | 0.98255 |  | 1 | 0 | 0 | On Peak | 1 | 0 | 0 | On Peak | 1 | 0 | On Peak | 1 | 0 | On Peak | 0 | 1 | 0 | Off Peak | 1 | 0 | 0 | On Peak | 0 | 1 | 0 | Off Peak
2020-04-02 | 19 | 4 | 0 | 0 | 0 | 0 | 2.3618 |  | 1 | 0 | 0 | On Peak | 1 | 0 | 0 | On Peak | 1 | 0 | On Peak | 0 | 1 | Off Peak | 0 | 0 | 1 | Super Off Peak | 1 | 0 | 0 | On Peak | 0 | 1 | 0 | Off Peak
2020-04-02 | 20 | 4 | 0 | 0 | 0 | 0 | 3.1074 |  | 1 | 0 | 0 | On Peak | 1 | 0 | 0 | On Peak | 1 | 0 | On Peak | 0 | 1 | Off Peak | 0 | 0 | 1 | Super Off Peak | 1 | 0 | 0 | On Peak | 1 | 0 | 0 | On Peak
2020-04-02 | 21 | 4 | 0 | 0 | 0 | 0 | 3.5854 |  | 1 | 0 | 0 | On Peak | 0 | 1 | 0 | Semi Peak | 1 | 0 | On Peak | 0 | 1 | Off Peak | 0 | 0 | 1 | Super Off Peak | 0 | 1 | 0 | Off Peak | 1 | 0 | 0 | On Peak
2020-04-02 | 22 | 4 | 0 | 0 | 0 | 0 | 3.7051 |  | 0 | 1 | 0 | Off Peak | 0 | 1 | 0 | Semi Peak | 0 | 1 | Off Peak | 0 | 1 | Off Peak | 0 | 0 | 1 | Super Off Peak | 0 | 1 | 0 | Off Peak | 1 | 0 | 0 | On Peak
2020-04-02 | 23 | 4 | 0 | 0 | 0 | 0 | 1.7146 |  | 0 | 1 | 0 | Off Peak | 0 | 0 | 1 | Off Peak | 0 | 1 | Off Peak | 0 | 1 | Off Peak | 0 | 0 | 1 | Super Off Peak | 0 | 1 | 0 | Off Peak | 1 | 0 | 0 | On Peak
2020-04-02 | 24 | 4 | 0 | 0 | 0 | 0 | 1.4774 |  | 0 | 1 | 0 | Off Peak | 0 | 0 | 1 | Off Peak | 0 | 1 | Off Peak | 0 | 1 | Off Peak | 0 | 0 | 1 | Super Off Peak | 0 | 1 | 0 | Off Peak | 1 | 0 | 0 | On Peak
2020-04-03 | 1 | 4 | 0 | 0 | 0 | 0 | 1.2498 |  | 0 | 0 | 1 | Super Off Peak | 0 | 0 | 1 | Off Peak | 0 | 1 | Off Peak | 0 | 1 | Off Peak | 0 | 0 | 1 | Super Off Peak | 0 | 0 | 1 | Super Off Peak | 0 | 0 | 1 | Super Off Peak
2020-04-03 | 2 | 4 | 0 | 0 | 0 | 0 | 1.1085 |  | 0 | 0 | 1 | Super Off Peak | 0 | 0 | 1 | Off Peak | 0 | 1 | Off Peak | 0 | 1 | Off Peak | 0 | 0 | 1 | Super Off Peak | 0 | 0 | 1 | Super Off Peak | 0 | 0 | 1 | Super Off Peak
2020-04-03 | 3 | 4 | 0 | 0 | 0 | 0 | 1.028 |  | 0 | 0 | 1 | Super Off Peak | 0 | 0 | 1 | Off Peak | 0 | 1 | Off Peak | 0 | 1 | Off Peak | 0 | 0 | 1 | Super Off Peak | 0 | 0 | 1 | Super Off Peak | 0 | 0 | 1 | Super Off Peak
2020-04-03 | 4 | 4 | 0 | 0 | 0 | 0 | 0.9895 |  | 0 | 0 | 1 | Super Off Peak | 0 | 0 | 1 | Off Peak | 0 | 1 | Off Peak | 0 | 1 | Off Peak | 0 | 0 | 1 | Super Off Peak | 0 | 0 | 1 | Super Off Peak | 0 | 0 | 1 | Super Off Peak
2020-04-03 | 5 | 4 | 0 | 0 | 0 | 0 | 0.96188 |  | 0 | 0 | 1 | Super Off Peak | 0 | 0 | 1 | Off Peak | 0 | 1 | Off Peak | 0 | 1 | Off Peak | 0 | 0 | 1 | Super Off Peak | 0 | 0 | 1 | Super Off Peak | 0 | 0 | 1 | Super Off Peak
2020-04-03 | 6 | 4 | 0 | 0 | 0 | 0 | 0.9838 |  | 0 | 0 | 1 | Super Off Peak | 0 | 0 | 1 | Off Peak | 0 | 1 | Off Peak | 0 | 1 | Off Peak | 0 | 0 | 1 | Super Off Peak | 0 | 1 | 0 | Off Peak | 0 | 1 | 0 | Off Peak
2020-04-03 | 7 | 4 | 0 | 0 | 0 | 0 | 2.1512 |  | 0 | 1 | 0 | Off Peak | 0 | 1 | 0 | Semi Peak | 0 | 1 | Off Peak | 0 | 1 | Off Peak | 0 | 1 | 0 | Off Peak | 0 | 1 | 0 | Off Peak | 0 | 1 | 0 | Off Peak
2020-04-03 | 8 | 4 | 0 | 0 | 0 | 0 | 1.7452 |  | 0 | 1 | 0 | Off Peak | 0 | 1 | 0 | Semi Peak | 0 | 1 | Off Peak | 0 | 1 | Off Peak | 0 | 1 | 0 | Off Peak | 0 | 1 | 0 | Off Peak | 0 | 1 | 0 | Off Peak
2020-04-03 | 9 | 4 | 0 | 0 | 0 | 0 | 0.96574 |  | 0 | 1 | 0 | Off Peak | 0 | 1 | 0 | Semi Peak | 0 | 1 | Off Peak | 0 | 1 | Off Peak | 0 | 1 | 0 | Off Peak | 0 | 1 | 0 | Off Peak | 0 | 1 | 0 | Off Peak
2020-04-03 | 10 | 4 | 0 | 0 | 0 | 0 | 0.32036 |  | 0 | 1 | 0 | Off Peak | 0 | 1 | 0 | Semi Peak | 0 | 1 | Off Peak | 0 | 1 | Off Peak | 0 | 1 | 0 | Off Peak | 0 | 1 | 0 | Off Peak | 0 | 1 | 0 | Off Peak
2020-04-03 | 11 | 4 | 0 | 0 | 0 | 0 | -0.14971 |  | 0 | 0 | 1 | Super Off Peak | 0 | 1 | 0 | Semi Peak | 0 | 1 | Off Peak | 0 | 1 | Off Peak | 0 | 1 | 0 | Off Peak | 0 | 1 | 0 | Off Peak | 0 | 1 | 0 | Off Peak
2020-04-03 | 12 | 4 | 0 | 0 | 0 | 0 | -0.42648 |  | 0 | 0 | 1 | Super Off Peak | 0 | 1 | 0 | Semi Peak | 0 | 1 | Off Peak | 0 | 1 | Off Peak | 0 | 1 | 0 | Off Peak | 0 | 1 | 0 | Off Peak | 0 | 1 | 0 | Off Peak
2020-04-03 | 13 | 4 | 0 | 0 | 0 | 0 | -0.6183 |  | 0 | 0 | 1 | Super Off Peak | 0 | 1 | 0 | Semi Peak | 0 | 1 | Off Peak | 1 | 0 | On Peak | 0 | 1 | 0 | Off Peak | 1 | 0 | 0 | On Peak | 0 | 1 | 0 | Off Peak
2020-04-03 | 14 | 4 | 0 | 0 | 0 | 0 | -0.71968 |  | 0 | 0 | 1 | Super Off Peak | 0 | 1 | 0 | Semi Peak | 0 | 1 | Off Peak | 1 | 0 | On Peak | 0 | 1 | 0 | Off Peak | 1 | 0 | 0 | On Peak | 0 | 1 | 0 | Off Peak
2020-04-03 | 15 | 4 | 0 | 0 | 0 | 0 | -0.63058 |  | 0 | 1 | 0 | Off Peak | 0 | 1 | 0 | Semi Peak | 0 | 1 | Off Peak | 1 | 0 | On Peak | 0 | 1 | 0 | Off Peak | 1 | 0 | 0 | On Peak | 0 | 1 | 0 | Off Peak
2020-04-03 | 16 | 4 | 0 | 0 | 0 | 0 | -0.45298 |  | 0 | 1 | 0 | Off Peak | 0 | 1 | 0 | Semi Peak | 0 | 1 | Off Peak | 1 | 0 | On Peak | 0 | 1 | 0 | Off Peak | 1 | 0 | 0 | On Peak | 0 | 1 | 0 | Off Peak
2020-04-03 | 17 | 4 | 0 | 0 | 0 | 0 | 0.0037778 |  | 1 | 0 | 0 | On Peak | 0 | 1 | 0 | Semi Peak | 1 | 0 | On Peak | 1 | 0 | On Peak | 0 | 1 | 0 | Off Peak | 1 | 0 | 0 | On Peak | 0 | 1 | 0 | Off Peak
2020-04-03 | 18 | 4 | 0 | 0 | 0 | 0 | 0.94071 |  | 1 | 0 | 0 | On Peak | 1 | 0 | 0 | On Peak | 1 | 0 | On Peak | 1 | 0 | On Peak | 0 | 1 | 0 | Off Peak | 1 | 0 | 0 | On Peak | 0 | 1 | 0 | Off Peak
2020-04-03 | 19 | 4 | 0 | 0 | 0 | 0 | 2.289 |  | 1 | 0 | 0 | On Peak | 1 | 0 | 0 | On Peak | 1 | 0 | On Peak | 0 | 1 | Off Peak | 0 | 0 | 1 | Super Off Peak | 1 | 0 | 0 | On Peak | 0 | 1 | 0 | Off Peak
2020-04-03 | 20 | 4 | 0 | 0 | 0 | 0 | 3.0519 |  | 1 | 0 | 0 | On Peak | 1 | 0 | 0 | On Peak | 1 | 0 | On Peak | 0 | 1 | Off Peak | 0 | 0 | 1 | Super Off Peak | 1 | 0 | 0 | On Peak | 1 | 0 | 0 | On Peak
2020-04-03 | 21 | 4 | 0 | 0 | 0 | 0 | 3.5434 |  | 1 | 0 | 0 | On Peak | 0 | 1 | 0 | Semi Peak | 1 | 0 | On Peak | 0 | 1 | Off Peak | 0 | 0 | 1 | Super Off Peak | 0 | 1 | 0 | Off Peak | 1 | 0 | 0 | On Peak
2020-04-03 | 22 | 4 | 0 | 0 | 0 | 0 | 3.6402 |  | 0 | 1 | 0 | Off Peak | 0 | 1 | 0 | Semi Peak | 0 | 1 | Off Peak | 0 | 1 | Off Peak | 0 | 0 | 1 | Super Off Peak | 0 | 1 | 0 | Off Peak | 1 | 0 | 0 | On Peak
2020-04-03 | 23 | 4 | 0 | 0 | 0 | 0 | 1.6789 |  | 0 | 1 | 0 | Off Peak | 0 | 0 | 1 | Off Peak | 0 | 1 | Off Peak | 0 | 1 | Off Peak | 0 | 0 | 1 | Super Off Peak | 0 | 1 | 0 | Off Peak | 1 | 0 | 0 | On Peak
2020-04-03 | 24 | 4 | 0 | 0 | 0 | 0 | 1.4533 |  | 0 | 1 | 0 | Off Peak | 0 | 0 | 1 | Off Peak | 0 | 1 | Off Peak | 0 | 1 | Off Peak | 0 | 0 | 1 | Super Off Peak | 0 | 1 | 0 | Off Peak | 1 | 0 | 0 | On Peak
2020-04-04 | 1 | 4 | 0 | 1 | 0 | 0 | 1.2341 |  | 0 | 0 | 1 | Super Off Peak | 0 | 0 | 1 | Off Peak | 0 | 1 | Off Peak | 0 | 1 | Off Peak | 0 | 0 | 1 | Super Off Peak | 0 | 0 | 1 | Super Off Peak | 0 | 0 | 1 | Super Off Peak
2020-04-04 | 2 | 4 | 0 | 1 | 0 | 0 | 1.0775 |  | 0 | 0 | 1 | Super Off Peak | 0 | 0 | 1 | Off Peak | 0 | 1 | Off Peak | 0 | 1 | Off Peak | 0 | 0 | 1 | Super Off Peak | 0 | 0 | 1 | Super Off Peak | 0 | 0 | 1 | Super Off Peak
2020-04-04 | 3 | 4 | 0 | 1 | 0 | 0 | 1.041 |  | 0 | 0 | 1 | Super Off Peak | 0 | 0 | 1 | Off Peak | 0 | 1 | Off Peak | 0 | 1 | Off Peak | 0 | 0 | 1 | Super Off Peak | 0 | 0 | 1 | Super Off Peak | 0 | 0 | 1 | Super Off Peak
2020-04-04 | 4 | 4 | 0 | 1 | 0 | 0 | 0.99376 |  | 0 | 0 | 1 | Super Off Peak | 0 | 0 | 1 | Off Peak | 0 | 1 | Off Peak | 0 | 1 | Off Peak | 0 | 0 | 1 | Super Off Peak | 0 | 0 | 1 | Super Off Peak | 0 | 0 | 1 | Super Off Peak
2020-04-04 | 5 | 4 | 0 | 1 | 0 | 0 | 0.95723 |  | 0 | 0 | 1 | Super Off Peak | 0 | 0 | 1 | Off Peak | 0 | 1 | Off Peak | 0 | 1 | Off Peak | 0 | 0 | 1 | Super Off Peak | 0 | 0 | 1 | Super Off Peak | 0 | 0 | 1 | Super Off Peak
2020-04-04 | 6 | 4 | 0 | 1 | 0 | 0 | 0.96454 |  | 0 | 0 | 1 | Super Off Peak | 0 | 0 | 1 | Off Peak | 0 | 1 | Off Peak | 0 | 1 | Off Peak | 0 | 0 | 1 | Super Off Peak | 0 | 1 | 0 | Off Peak | 0 | 1 | 0 | Off Peak
2020-04-04 | 7 | 4 | 0 | 1 | 0 | 0 | 2.0042 |  | 0 | 0 | 1 | Super Off Peak | 0 | 0 | 1 | Off Peak | 0 | 1 | Off Peak | 0 | 1 | Off Peak | 0 | 0 | 1 | Super Off Peak | 0 | 1 | 0 | Off Peak | 0 | 1 | 0 | Off Peak
2020-04-04 | 8 | 4 | 0 | 1 | 0 | 0 | 1.4026 |  | 0 | 0 | 1 | Super Off Peak | 0 | 0 | 1 | Off Peak | 0 | 1 | Off Peak | 0 | 1 | Off Peak | 0 | 0 | 1 | Super Off Peak | 0 | 1 | 0 | Off Peak | 0 | 1 | 0 | Off Peak
2020-04-04 | 9 | 4 | 0 | 1 | 0 | 0 | 0.50268 |  | 0 | 0 | 1 | Super Off Peak | 0 | 0 | 1 | Off Peak | 0 | 1 | Off Peak | 0 | 1 | Off Peak | 0 | 0 | 1 | Super Off Peak | 0 | 1 | 0 | Off Peak | 0 | 1 | 0 | Off Peak
2020-04-04 | 10 | 4 | 0 | 1 | 0 | 0 | -0.10793 |  | 0 | 0 | 1 | Super Off Peak | 0 | 0 | 1 | Off Peak | 0 | 1 | Off Peak | 0 | 1 | Off Peak | 0 | 0 | 1 | Super Off Peak | 0 | 1 | 0 | Off Peak | 0 | 1 | 0 | Off Peak
2020-04-04 | 11 | 4 | 0 | 1 | 0 | 0 | -0.54756 |  | 0 | 0 | 1 | Super Off Peak | 0 | 0 | 1 | Off Peak | 0 | 1 | Off Peak | 0 | 1 | Off Peak | 0 | 0 | 1 | Super Off Peak | 0 | 1 | 0 | Off Peak | 0 | 1 | 0 | Off Peak
2020-04-04 | 12 | 4 | 0 | 1 | 0 | 0 | -0.81854 |  | 0 | 0 | 1 | Super Off Peak | 0 | 0 | 1 | Off Peak | 0 | 1 | Off Peak | 0 | 1 | Off Peak | 0 | 0 | 1 | Super Off Peak | 0 | 1 | 0 | Off Peak | 0 | 1 | 0 | Off Peak
2020-04-04 | 13 | 4 | 0 | 1 | 0 | 0 | -1.02 |  | 0 | 0 | 1 | Super Off Peak | 0 | 0 | 1 | Off Peak | 0 | 1 | Off Peak | 0 | 1 | Off Peak | 0 | 0 | 1 | Super Off Peak | 1 | 0 | 0 | On Peak | 0 | 1 | 0 | Off Peak
2020-04-04 | 14 | 4 | 0 | 1 | 0 | 0 | -1.1367 |  | 0 | 0 | 1 | Super Off Peak | 0 | 0 | 1 | Off Peak | 0 | 1 | Off Peak | 0 | 1 | Off Peak | 0 | 0 | 1 | Super Off Peak | 1 | 0 | 0 | On Peak | 0 | 1 | 0 | Off Peak
2020-04-04 | 15 | 4 | 0 | 1 | 0 | 0 | -1.1004 |  | 0 | 1 | 0 | Off Peak | 0 | 0 | 1 | Off Peak | 0 | 1 | Off Peak | 0 | 1 | Off Peak | 0 | 0 | 1 | Super Off Peak | 1 | 0 | 0 | On Peak | 0 | 1 | 0 | Off Peak
2020-04-04 | 16 | 4 | 0 | 1 | 0 | 0 | -0.92484 |  | 0 | 1 | 0 | Off Peak | 0 | 0 | 1 | Off Peak | 0 | 1 | Off Peak | 0 | 1 | Off Peak | 0 | 0 | 1 | Super Off Peak | 1 | 0 | 0 | On Peak | 0 | 1 | 0 | Off Peak
2020-04-04 | 17 | 4 | 0 | 1 | 0 | 0 | -0.46888 |  | 1 | 0 | 0 | On Peak | 0 | 0 | 1 | Off Peak | 0 | 1 | Off Peak | 0 | 1 | Off Peak | 0 | 0 | 1 | Super Off Peak | 1 | 0 | 0 | On Peak | 0 | 1 | 0 | Off Peak
2020-04-04 | 18 | 4 | 0 | 1 | 0 | 0 | 0.57325 |  | 1 | 0 | 0 | On Peak | 0 | 0 | 1 | Off Peak | 0 | 1 | Off Peak | 0 | 1 | Off Peak | 0 | 0 | 1 | Super Off Peak | 1 | 0 | 0 | On Peak | 0 | 1 | 0 | Off Peak
2020-04-04 | 19 | 4 | 0 | 1 | 0 | 0 | 1.9812 |  | 1 | 0 | 0 | On Peak | 0 | 0 | 1 | Off Peak | 0 | 1 | Off Peak | 0 | 1 | Off Peak | 0 | 0 | 1 | Super Off Peak | 1 | 0 | 0 | On Peak | 0 | 1 | 0 | Off Peak
2020-04-04 | 20 | 4 | 0 | 1 | 0 | 0 | 2.7693 |  | 1 | 0 | 0 | On Peak | 0 | 0 | 1 | Off Peak | 0 | 1 | Off Peak | 0 | 1 | Off Peak | 0 | 0 | 1 | Super Off Peak | 1 | 0 | 0 | On Peak | 1 | 0 | 0 | On Peak
2020-04-04 | 21 | 4 | 0 | 1 | 0 | 0 | 3.2658 |  | 1 | 0 | 0 | On Peak | 0 | 0 | 1 | Off Peak | 0 | 1 | Off Peak | 0 | 1 | Off Peak | 0 | 0 | 1 | Super Off Peak | 0 | 1 | 0 | Off Peak | 1 | 0 | 0 | On Peak
2020-04-04 | 22 | 4 | 0 | 1 | 0 | 0 | 3.4765 |  | 0 | 1 | 0 | Off Peak | 0 | 0 | 1 | Off Peak | 0 | 1 | Off Peak | 0 | 1 | Off Peak | 0 | 0 | 1 | Super Off Peak | 0 | 1 | 0 | Off Peak | 1 | 0 | 0 | On Peak
2020-04-04 | 23 | 4 | 0 | 1 | 0 | 0 | 1.5888 |  | 0 | 1 | 0 | Off Peak | 0 | 0 | 1 | Off Peak | 0 | 1 | Off Peak | 0 | 1 | Off Peak | 0 | 0 | 1 | Super Off Peak | 0 | 1 | 0 | Off Peak | 1 | 0 | 0 | On Peak
2020-04-04 | 24 | 4 | 0 | 1 | 0 | 0 | 1.3972 |  | 0 | 1 | 0 | Off Peak | 0 | 0 | 1 | Off Peak | 0 | 1 | Off Peak | 0 | 1 | Off Peak | 0 | 0 | 1 | Super Off Peak | 0 | 1 | 0 | Off Peak | 1 | 0 | 0 | On Peak
2020-04-05 | 1 | 4 | 0 | 1 | 1 | 0 | 1.2187 |  | 0 | 0 | 1 | Super Off Peak | 0 | 0 | 1 | Off Peak | 0 | 1 | Off Peak | 0 | 1 | Off Peak | 0 | 0 | 1 | Super Off Peak | 0 | 0 | 1 | Super Off Peak | 0 | 0 | 1 | Super Off Peak
2020-04-05 | 2 | 4 | 0 | 1 | 1 | 0 | 1.0866 |  | 0 | 0 | 1 | Super Off Peak | 0 | 0 | 1 | Off Peak | 0 | 1 | Off Peak | 0 | 1 | Off Peak | 0 | 0 | 1 | Super Off Peak | 0 | 0 | 1 | Super Off Peak | 0 | 0 | 1 | Super Off Peak
2020-04-05 | 3 | 4 | 0 | 1 | 1 | 0 | 1.0422 |  | 0 | 0 | 1 | Super Off Peak | 0 | 0 | 1 | Off Peak | 0 | 1 | Off Peak | 0 | 1 | Off Peak | 0 | 0 | 1 | Super Off Peak | 0 | 0 | 1 | Super Off Peak | 0 | 0 | 1 | Super Off Peak
2020-04-05 | 4 | 4 | 0 | 1 | 1 | 0 | 0.99598 |  | 0 | 0 | 1 | Super Off Peak | 0 | 0 | 1 | Off Peak | 0 | 1 | Off Peak | 0 | 1 | Off Peak | 0 | 0 | 1 | Super Off Peak | 0 | 0 | 1 | Super Off Peak | 0 | 0 | 1 | Super Off Peak
2020-04-05 | 5 | 4 | 0 | 1 | 1 | 0 | 0.96564 |  | 0 | 0 | 1 | Super Off Peak | 0 | 0 | 1 | Off Peak | 0 | 1 | Off Peak | 0 | 1 | Off Peak | 0 | 0 | 1 | Super Off Peak | 0 | 0 | 1 | Super Off Peak | 0 | 0 | 1 | Super Off Peak
2020-04-05 | 6 | 4 | 0 | 1 | 1 | 0 | 0.9703 |  | 0 | 0 | 1 | Super Off Peak | 0 | 0 | 1 | Off Peak | 0 | 1 | Off Peak | 0 | 1 | Off Peak | 0 | 0 | 1 | Super Off Peak | 0 | 1 | 0 | Off Peak | 0 | 1 | 0 | Off Peak
2020-04-05 | 7 | 4 | 0 | 1 | 1 | 0 | 0.97933 |  | 0 | 0 | 1 | Super Off Peak | 0 | 0 | 1 | Off Peak | 0 | 1 | Off Peak | 0 | 1 | Off Peak | 0 | 0 | 1 | Super Off Peak | 0 | 1 | 0 | Off Peak | 0 | 1 | 0 | Off Peak
2020-04-05 | 8 | 4 | 0 | 1 | 1 | 0 | 0.68176 |  | 0 | 0 | 1 | Super Off Peak | 0 | 0 | 1 | Off Peak | 0 | 1 | Off Peak | 0 | 1 | Off Peak | 0 | 0 | 1 | Super Off Peak | 0 | 1 | 0 | Off Peak | 0 | 1 | 0 | Off Peak
2020-04-05 | 9 | 4 | 0 | 1 | 1 | 0 | 0.25236 |  | 0 | 0 | 1 | Super Off Peak | 0 | 0 | 1 | Off Peak | 0 | 1 | Off Peak | 0 | 1 | Off Peak | 0 | 0 | 1 | Super Off Peak | 0 | 1 | 0 | Off Peak | 0 | 1 | 0 | Off Peak
2020-04-05 | 10 | 4 | 0 | 1 | 1 | 0 | -0.044643 |  | 0 | 0 | 1 | Super Off Peak | 0 | 0 | 1 | Off Peak | 0 | 1 | Off Peak | 0 | 1 | Off Peak | 0 | 0 | 1 | Super Off Peak | 0 | 1 | 0 | Off Peak | 0 | 1 | 0 | Off Peak
2020-04-05 | 11 | 4 | 0 | 1 | 1 | 0 | -0.25267 |  | 0 | 0 | 1 | Super Off Peak | 0 | 0 | 1 | Off Peak | 0 | 1 | Off Peak | 0 | 1 | Off Peak | 0 | 0 | 1 | Super Off Peak | 0 | 1 | 0 | Off Peak | 0 | 1 | 0 | Off Peak
2020-04-05 | 12 | 4 | 0 | 1 | 1 | 0 | -0.37632 |  | 0 | 0 | 1 | Super Off Peak | 0 | 0 | 1 | Off Peak | 0 | 1 | Off Peak | 0 | 1 | Off Peak | 0 | 0 | 1 | Super Off Peak | 0 | 1 | 0 | Off Peak | 0 | 1 | 0 | Off Peak
2020-04-05 | 13 | 4 | 0 | 1 | 1 | 0 | -0.48475 |  | 0 | 0 | 1 | Super Off Peak | 0 | 0 | 1 | Off Peak | 0 | 1 | Off Peak | 0 | 1 | Off Peak | 0 | 0 | 1 | Super Off Peak | 1 | 0 | 0 | On Peak | 0 | 1 | 0 | Off Peak
2020-04-05 | 14 | 4 | 0 | 1 | 1 | 0 | -0.54821 |  | 0 | 0 | 1 | Super Off Peak | 0 | 0 | 1 | Off Peak | 0 | 1 | Off Peak | 0 | 1 | Off Peak | 0 | 0 | 1 | Super Off Peak | 1 | 0 | 0 | On Peak | 0 | 1 | 0 | Off Peak
2020-04-05 | 15 | 4 | 0 | 1 | 1 | 0 | -0.53551 |  | 0 | 1 | 0 | Off Peak | 0 | 0 | 1 | Off Peak | 0 | 1 | Off Peak | 0 | 1 | Off Peak | 0 | 0 | 1 | Super Off Peak | 1 | 0 | 0 | On Peak | 0 | 1 | 0 | Off Peak
2020-04-05 | 16 | 4 | 0 | 1 | 1 | 0 | -0.45618 |  | 0 | 1 | 0 | Off Peak | 0 | 0 | 1 | Off Peak | 0 | 1 | Off Peak | 0 | 1 | Off Peak | 0 | 0 | 1 | Super Off Peak | 1 | 0 | 0 | On Peak | 0 | 1 | 0 | Off Peak
2020-04-05 | 17 | 4 | 0 | 1 | 1 | 0 | -0.24609 |  | 1 | 0 | 0 | On Peak | 0 | 0 | 1 | Off Peak | 0 | 1 | Off Peak | 0 | 1 | Off Peak | 0 | 0 | 1 | Super Off Peak | 1 | 0 | 0 | On Peak | 0 | 1 | 0 | Off Peak
2020-04-05 | 18 | 4 | 0 | 1 | 1 | 0 | 0.24406 |  | 1 | 0 | 0 | On Peak | 0 | 0 | 1 | Off Peak | 0 | 1 | Off Peak | 0 | 1 | Off Peak | 0 | 0 | 1 | Super Off Peak | 1 | 0 | 0 | On Peak | 0 | 1 | 0 | Off Peak
2020-04-05 | 19 | 4 | 0 | 1 | 1 | 0 | 0.93115 |  | 1 | 0 | 0 | On Peak | 0 | 0 | 1 | Off Peak | 0 | 1 | Off Peak | 0 | 1 | Off Peak | 0 | 0 | 1 | Super Off Peak | 1 | 0 | 0 | On Peak | 0 | 1 | 0 | Off Peak
2020-04-05 | 20 | 4 | 0 | 1 | 1 | 0 | 1.3248 |  | 1 | 0 | 0 | On Peak | 0 | 0 | 1 | Off Peak | 0 | 1 | Off Peak | 0 | 1 | Off Peak | 0 | 0 | 1 | Super Off Peak | 1 | 0 | 0 | On Peak | 1 | 0 | 0 | On Peak
2020-04-05 | 21 | 4 | 0 | 1 | 1 | 0 | 1.5762 |  | 1 | 0 | 0 | On Peak | 0 | 0 | 1 | Off Peak | 0 | 1 | Off Peak | 0 | 1 | Off Peak | 0 | 0 | 1 | Super Off Peak | 0 | 1 | 0 | Off Peak | 1 | 0 | 0 | On Peak
2020-04-05 | 22 | 4 | 0 | 1 | 1 | 0 | 1.696 |  | 0 | 1 | 0 | Off Peak | 0 | 0 | 1 | Off Peak | 0 | 1 | Off Peak | 0 | 1 | Off Peak | 0 | 0 | 1 | Super Off Peak | 0 | 1 | 0 | Off Peak | 1 | 0 | 0 | On Peak
2020-04-05 | 23 | 4 | 0 | 1 | 1 | 0 | 1.5938 |  | 0 | 1 | 0 | Off Peak | 0 | 0 | 1 | Off Peak | 0 | 1 | Off Peak | 0 | 1 | Off Peak | 0 | 0 | 1 | Super Off Peak | 0 | 1 | 0 | Off Peak | 1 | 0 | 0 | On Peak
2020-04-05 | 24 | 4 | 0 | 1 | 1 | 0 | 1.4042 |  | 0 | 1 | 0 | Off Peak | 0 | 0 | 1 | Off Peak | 0 | 1 | Off Peak | 0 | 1 | Off Peak | 0 | 0 | 1 | Super Off Peak | 0 | 1 | 0 | Off Peak | 1 | 0 | 0 | On Peak
2020-04-06 | 1 | 4 | 0 | 0 | 0 | 0 | 1.2159 |  | 0 | 0 | 1 | Super Off Peak | 0 | 0 | 1 | Off Peak | 0 | 1 | Off Peak | 0 | 1 | Off Peak | 0 | 0 | 1 | Super Off Peak | 0 | 0 | 1 | Super Off Peak | 0 | 0 | 1 | Super Off Peak
2020-04-06 | 2 | 4 | 0 | 0 | 0 | 0 | 1.1044 |  | 0 | 0 | 1 | Super Off Peak | 0 | 0 | 1 | Off Peak | 0 | 1 | Off Peak | 0 | 1 | Off Peak | 0 | 0 | 1 | Super Off Peak | 0 | 0 | 1 | Super Off Peak | 0 | 0 | 1 | Super Off Peak
2020-04-06 | 3 | 4 | 0 | 0 | 0 | 0 | 1.0176 |  | 0 | 0 | 1 | Super Off Peak | 0 | 0 | 1 | Off Peak | 0 | 1 | Off Peak | 0 | 1 | Off Peak | 0 | 0 | 1 | Super Off Peak | 0 | 0 | 1 | Super Off Peak | 0 | 0 | 1 | Super Off Peak
2020-04-06 | 4 | 4 | 0 | 0 | 0 | 0 | 0.98026 |  | 0 | 0 | 1 | Super Off Peak | 0 | 0 | 1 | Off Peak | 0 | 1 | Off Peak | 0 | 1 | Off Peak | 0 | 0 | 1 | Super Off Peak | 0 | 0 | 1 | Super Off Peak | 0 | 0 | 1 | Super Off Peak
2020-04-06 | 5 | 4 | 0 | 0 | 0 | 0 | 0.96347 |  | 0 | 0 | 1 | Super Off Peak | 0 | 0 | 1 | Off Peak | 0 | 1 | Off Peak | 0 | 1 | Off Peak | 0 | 0 | 1 | Super Off Peak | 0 | 0 | 1 | Super Off Peak | 0 | 0 | 1 | Super Off Peak
2020-04-06 | 6 | 4 | 0 | 0 | 0 | 0 | 0.98029 |  | 0 | 0 | 1 | Super Off Peak | 0 | 0 | 1 | Off Peak | 0 | 1 | Off Peak | 0 | 1 | Off Peak | 0 | 0 | 1 | Super Off Peak | 0 | 1 | 0 | Off Peak | 0 | 1 | 0 | Off Peak
2020-04-06 | 7 | 4 | 0 | 0 | 0 | 0 | 2.1869 |  | 0 | 1 | 0 | Off Peak | 0 | 1 | 0 | Semi Peak | 0 | 1 | Off Peak | 0 | 1 | Off Peak | 0 | 1 | 0 | Off Peak | 0 | 1 | 0 | Off Peak | 0 | 1 | 0 | Off Peak
2020-04-06 | 8 | 4 | 0 | 0 | 0 | 0 | 1.8532 |  | 0 | 1 | 0 | Off Peak | 0 | 1 | 0 | Semi Peak | 0 | 1 | Off Peak | 0 | 1 | Off Peak | 0 | 1 | 0 | Off Peak | 0 | 1 | 0 | Off Peak | 0 | 1 | 0 | Off Peak
2020-04-06 | 9 | 4 | 0 | 0 | 0 | 0 | 1.0732 |  | 0 | 1 | 0 | Off Peak | 0 | 1 | 0 | Semi Peak | 0 | 1 | Off Peak | 0 | 1 | Off Peak | 0 | 1 | 0 | Off Peak | 0 | 1 | 0 | Off Peak | 0 | 1 | 0 | Off Peak
2020-04-06 | 10 | 4 | 0 | 0 | 0 | 0 | 0.39769 |  | 0 | 1 | 0 | Off Peak | 0 | 1 | 0 | Semi Peak | 0 | 1 | Off Peak | 0 | 1 | Off Peak | 0 | 1 | 0 | Off Peak | 0 | 1 | 0 | Off Peak | 0 | 1 | 0 | Off Peak
2020-04-06 | 11 | 4 | 0 | 0 | 0 | 0 | -0.11934 |  | 0 | 0 | 1 | Super Off Peak | 0 | 1 | 0 | Semi Peak | 0 | 1 | Off Peak | 0 | 1 | Off Peak | 0 | 1 | 0 | Off Peak | 0 | 1 | 0 | Off Peak | 0 | 1 | 0 | Off Peak
2020-04-06 | 12 | 4 | 0 | 0 | 0 | 0 | -0.43961 |  | 0 | 0 | 1 | Super Off Peak | 0 | 1 | 0 | Semi Peak | 0 | 1 | Off Peak | 0 | 1 | Off Peak | 0 | 1 | 0 | Off Peak | 0 | 1 | 0 | Off Peak | 0 | 1 | 0 | Off Peak
2020-04-06 | 13 | 4 | 0 | 0 | 0 | 0 | -0.66925 |  | 0 | 0 | 1 | Super Off Peak | 0 | 1 | 0 | Semi Peak | 0 | 1 | Off Peak | 1 | 0 | On Peak | 0 | 1 | 0 | Off Peak | 1 | 0 | 0 | On Peak | 0 | 1 | 0 | Off Peak
2020-04-06 | 14 | 4 | 0 | 0 | 0 | 0 | -0.77305 |  | 0 | 0 | 1 | Super Off Peak | 0 | 1 | 0 | Semi Peak | 0 | 1 | Off Peak | 1 | 0 | On Peak | 0 | 1 | 0 | Off Peak | 1 | 0 | 0 | On Peak | 0 | 1 | 0 | Off Peak
2020-04-06 | 15 | 4 | 0 | 0 | 0 | 0 | -0.67013 |  | 0 | 1 | 0 | Off Peak | 0 | 1 | 0 | Semi Peak | 0 | 1 | Off Peak | 1 | 0 | On Peak | 0 | 1 | 0 | Off Peak | 1 | 0 | 0 | On Peak | 0 | 1 | 0 | Off Peak
2020-04-06 | 16 | 4 | 0 | 0 | 0 | 0 | -0.48541 |  | 0 | 1 | 0 | Off Peak | 0 | 1 | 0 | Semi Peak | 0 | 1 | Off Peak | 1 | 0 | On Peak | 0 | 1 | 0 | Off Peak | 1 | 0 | 0 | On Peak | 0 | 1 | 0 | Off Peak
2020-04-06 | 17 | 4 | 0 | 0 | 0 | 0 | -0.015057 |  | 1 | 0 | 0 | On Peak | 0 | 1 | 0 | Semi Peak | 1 | 0 | On Peak | 1 | 0 | On Peak | 0 | 1 | 0 | Off Peak | 1 | 0 | 0 | On Peak | 0 | 1 | 0 | Off Peak
2020-04-06 | 18 | 4 | 0 | 0 | 0 | 0 | 0.95144 |  | 1 | 0 | 0 | On Peak | 1 | 0 | 0 | On Peak | 1 | 0 | On Peak | 1 | 0 | On Peak | 0 | 1 | 0 | Off Peak | 1 | 0 | 0 | On Peak | 0 | 1 | 0 | Off Peak
2020-04-06 | 19 | 4 | 0 | 0 | 0 | 0 | 2.3387 |  | 1 | 0 | 0 | On Peak | 1 | 0 | 0 | On Peak | 1 | 0 | On Peak | 0 | 1 | Off Peak | 0 | 0 | 1 | Super Off Peak | 1 | 0 | 0 | On Peak | 0 | 1 | 0 | Off Peak
2020-04-06 | 20 | 4 | 0 | 0 | 0 | 0 | 3.0725 |  | 1 | 0 | 0 | On Peak | 1 | 0 | 0 | On Peak | 1 | 0 | On Peak | 0 | 1 | Off Peak | 0 | 0 | 1 | Super Off Peak | 1 | 0 | 0 | On Peak | 1 | 0 | 0 | On Peak
2020-04-06 | 21 | 4 | 0 | 0 | 0 | 0 | 3.5802 |  | 1 | 0 | 0 | On Peak | 0 | 1 | 0 | Semi Peak | 1 | 0 | On Peak | 0 | 1 | Off Peak | 0 | 0 | 1 | Super Off Peak | 0 | 1 | 0 | Off Peak | 1 | 0 | 0 | On Peak
2020-04-06 | 22 | 4 | 0 | 0 | 0 | 0 | 3.7114 |  | 0 | 1 | 0 | Off Peak | 0 | 1 | 0 | Semi Peak | 0 | 1 | Off Peak | 0 | 1 | Off Peak | 0 | 0 | 1 | Super Off Peak | 0 | 1 | 0 | Off Peak | 1 | 0 | 0 | On Peak
2020-04-06 | 23 | 4 | 0 | 0 | 0 | 0 | 1.7014 |  | 0 | 1 | 0 | Off Peak | 0 | 0 | 1 | Off Peak | 0 | 1 | Off Peak | 0 | 1 | Off Peak | 0 | 0 | 1 | Super Off Peak | 0 | 1 | 0 | Off Peak | 1 | 0 | 0 | On Peak
2020-04-06 | 24 | 4 | 0 | 0 | 0 | 0 | 1.4488 |  | 0 | 1 | 0 | Off Peak | 0 | 0 | 1 | Off Peak | 0 | 1 | Off Peak | 0 | 1 | Off Peak | 0 | 0 | 1 | Super Off Peak | 0 | 1 | 0 | Off Peak | 1 | 0 | 0 | On Peak
2020-04-07 | 1 | 4 | 0 | 0 | 0 | 0 | 1.2227 |  | 0 | 0 | 1 | Super Off Peak | 0 | 0 | 1 | Off Peak | 0 | 1 | Off Peak | 0 | 1 | Off Peak | 0 | 0 | 1 | Super Off Peak | 0 | 0 | 1 | Super Off Peak | 0 | 0 | 1 | Super Off Peak
2020-04-07 | 2 | 4 | 0 | 0 | 0 | 0 | 1.1053 |  | 0 | 0 | 1 | Super Off Peak | 0 | 0 | 1 | Off Peak | 0 | 1 | Off Peak | 0 | 1 | Off Peak | 0 | 0 | 1 | Super Off Peak | 0 | 0 | 1 | Super Off Peak | 0 | 0 | 1 | Super Off Peak
2020-04-07 | 3 | 4 | 0 | 0 | 0 | 0 | 1.0197 |  | 0 | 0 | 1 | Super Off Peak | 0 | 0 | 1 | Off Peak | 0 | 1 | Off Peak | 0 | 1 | Off Peak | 0 | 0 | 1 | Super Off Peak | 0 | 0 | 1 | Super Off Peak | 0 | 0 | 1 | Super Off Peak
2020-04-07 | 4 | 4 | 0 | 0 | 0 | 0 | 0.97216 |  | 0 | 0 | 1 | Super Off Peak | 0 | 0 | 1 | Off Peak | 0 | 1 | Off Peak | 0 | 1 | Off Peak | 0 | 0 | 1 | Super Off Peak | 0 | 0 | 1 | Super Off Peak | 0 | 0 | 1 | Super Off Peak
2020-04-07 | 5 | 4 | 0 | 0 | 0 | 0 | 0.9307 |  | 0 | 0 | 1 | Super Off Peak | 0 | 0 | 1 | Off Peak | 0 | 1 | Off Peak | 0 | 1 | Off Peak | 0 | 0 | 1 | Super Off Peak | 0 | 0 | 1 | Super Off Peak | 0 | 0 | 1 | Super Off Peak
2020-04-07 | 6 | 4 | 0 | 0 | 0 | 0 | 0.97012 |  | 0 | 0 | 1 | Super Off Peak | 0 | 0 | 1 | Off Peak | 0 | 1 | Off Peak | 0 | 1 | Off Peak | 0 | 0 | 1 | Super Off Peak | 0 | 1 | 0 | Off Peak | 0 | 1 | 0 | Off Peak
2020-04-07 | 7 | 4 | 0 | 0 | 0 | 0 | 2.1153 |  | 0 | 1 | 0 | Off Peak | 0 | 1 | 0 | Semi Peak | 0 | 1 | Off Peak | 0 | 1 | Off Peak | 0 | 1 | 0 | Off Peak | 0 | 1 | 0 | Off Peak | 0 | 1 | 0 | Off Peak
2020-04-07 | 8 | 4 | 0 | 0 | 0 | 0 | 1.7055 |  | 0 | 1 | 0 | Off Peak | 0 | 1 | 0 | Semi Peak | 0 | 1 | Off Peak | 0 | 1 | Off Peak | 0 | 1 | 0 | Off Peak | 0 | 1 | 0 | Off Peak | 0 | 1 | 0 | Off Peak
2020-04-07 | 9 | 4 | 0 | 0 | 0 | 0 | 0.87562 |  | 0 | 1 | 0 | Off Peak | 0 | 1 | 0 | Semi Peak | 0 | 1 | Off Peak | 0 | 1 | Off Peak | 0 | 1 | 0 | Off Peak | 0 | 1 | 0 | Off Peak | 0 | 1 | 0 | Off Peak
2020-04-07 | 10 | 4 | 0 | 0 | 0 | 0 | 0.25515 |  | 0 | 1 | 0 | Off Peak | 0 | 1 | 0 | Semi Peak | 0 | 1 | Off Peak | 0 | 1 | Off Peak | 0 | 1 | 0 | Off Peak | 0 | 1 | 0 | Off Peak | 0 | 1 | 0 | Off Peak
2020-04-07 | 11 | 4 | 0 | 0 | 0 | 0 | -0.20651 |  | 0 | 0 | 1 | Super Off Peak | 0 | 1 | 0 | Semi Peak | 0 | 1 | Off Peak | 0 | 1 | Off Peak | 0 | 1 | 0 | Off Peak | 0 | 1 | 0 | Off Peak | 0 | 1 | 0 | Off Peak
2020-04-07 | 12 | 4 | 0 | 0 | 0 | 0 | -0.512 |  | 0 | 0 | 1 | Super Off Peak | 0 | 1 | 0 | Semi Peak | 0 | 1 | Off Peak | 0 | 1 | Off Peak | 0 | 1 | 0 | Off Peak | 0 | 1 | 0 | Off Peak | 0 | 1 | 0 | Off Peak
2020-04-07 | 13 | 4 | 0 | 0 | 0 | 0 | -0.75442 |  | 0 | 0 | 1 | Super Off Peak | 0 | 1 | 0 | Semi Peak | 0 | 1 | Off Peak | 1 | 0 | On Peak | 0 | 1 | 0 | Off Peak | 1 | 0 | 0 | On Peak | 0 | 1 | 0 | Off Peak
2020-04-07 | 14 | 4 | 0 | 0 | 0 | 0 | -0.88886 |  | 0 | 0 | 1 | Super Off Peak | 0 | 1 | 0 | Semi Peak | 0 | 1 | Off Peak | 1 | 0 | On Peak | 0 | 1 | 0 | Off Peak | 1 | 0 | 0 | On Peak | 0 | 1 | 0 | Off Peak
2020-04-07 | 15 | 4 | 0 | 0 | 0 | 0 | -0.7982 |  | 0 | 1 | 0 | Off Peak | 0 | 1 | 0 | Semi Peak | 0 | 1 | Off Peak | 1 | 0 | On Peak | 0 | 1 | 0 | Off Peak | 1 | 0 | 0 | On Peak | 0 | 1 | 0 | Off Peak
2020-04-07 | 16 | 4 | 0 | 0 | 0 | 0 | -0.58915 |  | 0 | 1 | 0 | Off Peak | 0 | 1 | 0 | Semi Peak | 0 | 1 | Off Peak | 1 | 0 | On Peak | 0 | 1 | 0 | Off Peak | 1 | 0 | 0 | On Peak | 0 | 1 | 0 | Off Peak
2020-04-07 | 17 | 4 | 0 | 0 | 0 | 0 | -0.0913 |  | 1 | 0 | 0 | On Peak | 0 | 1 | 0 | Semi Peak | 1 | 0 | On Peak | 1 | 0 | On Peak | 0 | 1 | 0 | Off Peak | 1 | 0 | 0 | On Peak | 0 | 1 | 0 | Off Peak
2020-04-07 | 18 | 4 | 0 | 0 | 0 | 0 | 0.85769 |  | 1 | 0 | 0 | On Peak | 1 | 0 | 0 | On Peak | 1 | 0 | On Peak | 1 | 0 | On Peak | 0 | 1 | 0 | Off Peak | 1 | 0 | 0 | On Peak | 0 | 1 | 0 | Off Peak
2020-04-07 | 19 | 4 | 0 | 0 | 0 | 0 | 2.2539 |  | 1 | 0 | 0 | On Peak | 1 | 0 | 0 | On Peak | 1 | 0 | On Peak | 0 | 1 | Off Peak | 0 | 0 | 1 | Super Off Peak | 1 | 0 | 0 | On Peak | 0 | 1 | 0 | Off Peak
2020-04-07 | 20 | 4 | 0 | 0 | 0 | 0 | 3.0542 |  | 1 | 0 | 0 | On Peak | 1 | 0 | 0 | On Peak | 1 | 0 | On Peak | 0 | 1 | Off Peak | 0 | 0 | 1 | Super Off Peak | 1 | 0 | 0 | On Peak | 1 | 0 | 0 | On Peak
2020-04-07 | 21 | 4 | 0 | 0 | 0 | 0 | 3.5807 |  | 1 | 0 | 0 | On Peak | 0 | 1 | 0 | Semi Peak | 1 | 0 | On Peak | 0 | 1 | Off Peak | 0 | 0 | 1 | Super Off Peak | 0 | 1 | 0 | Off Peak | 1 | 0 | 0 | On Peak
2020-04-07 | 22 | 4 | 0 | 0 | 0 | 0 | 3.6757 |  | 0 | 1 | 0 | Off Peak | 0 | 1 | 0 | Semi Peak | 0 | 1 | Off Peak | 0 | 1 | Off Peak | 0 | 0 | 1 | Super Off Peak | 0 | 1 | 0 | Off Peak | 1 | 0 | 0 | On Peak
2020-04-07 | 23 | 4 | 0 | 0 | 0 | 0 | 1.6948 |  | 0 | 1 | 0 | Off Peak | 0 | 0 | 1 | Off Peak | 0 | 1 | Off Peak | 0 | 1 | Off Peak | 0 | 0 | 1 | Super Off Peak | 0 | 1 | 0 | Off Peak | 1 | 0 | 0 | On Peak
2020-04-07 | 24 | 4 | 0 | 0 | 0 | 0 | 1.4527 |  | 0 | 1 | 0 | Off Peak | 0 | 0 | 1 | Off Peak | 0 | 1 | Off Peak | 0 | 1 | Off Peak | 0 | 0 | 1 | Super Off Peak | 0 | 1 | 0 | Off Peak | 1 | 0 | 0 | On Peak
2020-04-08 | 1 | 4 | 0 | 0 | 0 | 0 | 1.2288 |  | 0 | 0 | 1 | Super Off Peak | 0 | 0 | 1 | Off Peak | 0 | 1 | Off Peak | 0 | 1 | Off Peak | 0 | 0 | 1 | Super Off Peak | 0 | 0 | 1 | Super Off Peak | 0 | 0 | 1 | Super Off Peak
2020-04-08 | 2 | 4 | 0 | 0 | 0 | 0 | 1.1036 |  | 0 | 0 | 1 | Super Off Peak | 0 | 0 | 1 | Off Peak | 0 | 1 | Off Peak | 0 | 1 | Off Peak | 0 | 0 | 1 | Super Off Peak | 0 | 0 | 1 | Super Off Peak | 0 | 0 | 1 | Super Off Peak
2020-04-08 | 3 | 4 | 0 | 0 | 0 | 0 | 1.0107 |  | 0 | 0 | 1 | Super Off Peak | 0 | 0 | 1 | Off Peak | 0 | 1 | Off Peak | 0 | 1 | Off Peak | 0 | 0 | 1 | Super Off Peak | 0 | 0 | 1 | Super Off Peak | 0 | 0 | 1 | Super Off Peak
2020-04-08 | 4 | 4 | 0 | 0 | 0 | 0 | 0.96942 |  | 0 | 0 | 1 | Super Off Peak | 0 | 0 | 1 | Off Peak | 0 | 1 | Off Peak | 0 | 1 | Off Peak | 0 | 0 | 1 | Super Off Peak | 0 | 0 | 1 | Super Off Peak | 0 | 0 | 1 | Super Off Peak
2020-04-08 | 5 | 4 | 0 | 0 | 0 | 0 | 0.9407 |  | 0 | 0 | 1 | Super Off Peak | 0 | 0 | 1 | Off Peak | 0 | 1 | Off Peak | 0 | 1 | Off Peak | 0 | 0 | 1 | Super Off Peak | 0 | 0 | 1 | Super Off Peak | 0 | 0 | 1 | Super Off Peak
2020-04-08 | 6 | 4 | 0 | 0 | 0 | 0 | 0.97125 |  | 0 | 0 | 1 | Super Off Peak | 0 | 0 | 1 | Off Peak | 0 | 1 | Off Peak | 0 | 1 | Off Peak | 0 | 0 | 1 | Super Off Peak | 0 | 1 | 0 | Off Peak | 0 | 1 | 0 | Off Peak
2020-04-08 | 7 | 4 | 0 | 0 | 0 | 0 | 2.1327 |  | 0 | 1 | 0 | Off Peak | 0 | 1 | 0 | Semi Peak | 0 | 1 | Off Peak | 0 | 1 | Off Peak | 0 | 1 | 0 | Off Peak | 0 | 1 | 0 | Off Peak | 0 | 1 | 0 | Off Peak
2020-04-08 | 8 | 4 | 0 | 0 | 0 | 0 | 1.7198 |  | 0 | 1 | 0 | Off Peak | 0 | 1 | 0 | Semi Peak | 0 | 1 | Off Peak | 0 | 1 | Off Peak | 0 | 1 | 0 | Off Peak | 0 | 1 | 0 | Off Peak | 0 | 1 | 0 | Off Peak
2020-04-08 | 9 | 4 | 0 | 0 | 0 | 0 | 0.84918 |  | 0 | 1 | 0 | Off Peak | 0 | 1 | 0 | Semi Peak | 0 | 1 | Off Peak | 0 | 1 | Off Peak | 0 | 1 | 0 | Off Peak | 0 | 1 | 0 | Off Peak | 0 | 1 | 0 | Off Peak
2020-04-08 | 10 | 4 | 0 | 0 | 0 | 0 | 0.19059 |  | 0 | 1 | 0 | Off Peak | 0 | 1 | 0 | Semi Peak | 0 | 1 | Off Peak | 0 | 1 | Off Peak | 0 | 1 | 0 | Off Peak | 0 | 1 | 0 | Off Peak | 0 | 1 | 0 | Off Peak
2020-04-08 | 11 | 4 | 0 | 0 | 0 | 0 | -0.27785 |  | 0 | 0 | 1 | Super Off Peak | 0 | 1 | 0 | Semi Peak | 0 | 1 | Off Peak | 0 | 1 | Off Peak | 0 | 1 | 0 | Off Peak | 0 | 1 | 0 | Off Peak | 0 | 1 | 0 | Off Peak
2020-04-08 | 12 | 4 | 0 | 0 | 0 | 0 | -0.45164 |  | 0 | 0 | 1 | Super Off Peak | 0 | 1 | 0 | Semi Peak | 0 | 1 | Off Peak | 0 | 1 | Off Peak | 0 | 1 | 0 | Off Peak | 0 | 1 | 0 | Off Peak | 0 | 1 | 0 | Off Peak
2020-04-08 | 13 | 4 | 0 | 0 | 0 | 0 | -0.58024 |  | 0 | 0 | 1 | Super Off Peak | 0 | 1 | 0 | Semi Peak | 0 | 1 | Off Peak | 1 | 0 | On Peak | 0 | 1 | 0 | Off Peak | 1 | 0 | 0 | On Peak | 0 | 1 | 0 | Off Peak
2020-04-08 | 14 | 4 | 0 | 0 | 0 | 0 | -0.69137 |  | 0 | 0 | 1 | Super Off Peak | 0 | 1 | 0 | Semi Peak | 0 | 1 | Off Peak | 1 | 0 | On Peak | 0 | 1 | 0 | Off Peak | 1 | 0 | 0 | On Peak | 0 | 1 | 0 | Off Peak
2020-04-08 | 15 | 4 | 0 | 0 | 0 | 0 | -0.63629 |  | 0 | 1 | 0 | Off Peak | 0 | 1 | 0 | Semi Peak | 0 | 1 | Off Peak | 1 | 0 | On Peak | 0 | 1 | 0 | Off Peak | 1 | 0 | 0 | On Peak | 0 | 1 | 0 | Off Peak
2020-04-08 | 16 | 4 | 0 | 0 | 0 | 0 | -0.38352 |  | 0 | 1 | 0 | Off Peak | 0 | 1 | 0 | Semi Peak | 0 | 1 | Off Peak | 1 | 0 | On Peak | 0 | 1 | 0 | Off Peak | 1 | 0 | 0 | On Peak | 0 | 1 | 0 | Off Peak
2020-04-08 | 17 | 4 | 0 | 0 | 0 | 0 | 0.099827 |  | 1 | 0 | 0 | On Peak | 0 | 1 | 0 | Semi Peak | 1 | 0 | On Peak | 1 | 0 | On Peak | 0 | 1 | 0 | Off Peak | 1 | 0 | 0 | On Peak | 0 | 1 | 0 | Off Peak
2020-04-08 | 18 | 4 | 0 | 0 | 0 | 0 | 1.0319 |  | 1 | 0 | 0 | On Peak | 1 | 0 | 0 | On Peak | 1 | 0 | On Peak | 1 | 0 | On Peak | 0 | 1 | 0 | Off Peak | 1 | 0 | 0 | On Peak | 0 | 1 | 0 | Off Peak
2020-04-08 | 19 | 4 | 0 | 0 | 0 | 0 | 2.3676 |  | 1 | 0 | 0 | On Peak | 1 | 0 | 0 | On Peak | 1 | 0 | On Peak | 0 | 1 | Off Peak | 0 | 0 | 1 | Super Off Peak | 1 | 0 | 0 | On Peak | 0 | 1 | 0 | Off Peak
2020-04-08 | 20 | 4 | 0 | 0 | 0 | 0 | 3.1101 |  | 1 | 0 | 0 | On Peak | 1 | 0 | 0 | On Peak | 1 | 0 | On Peak | 0 | 1 | Off Peak | 0 | 0 | 1 | Super Off Peak | 1 | 0 | 0 | On Peak | 1 | 0 | 0 | On Peak
2020-04-08 | 21 | 4 | 0 | 0 | 0 | 0 | 3.6178 |  | 1 | 0 | 0 | On Peak | 0 | 1 | 0 | Semi Peak | 1 | 0 | On Peak | 0 | 1 | Off Peak | 0 | 0 | 1 | Super Off Peak | 0 | 1 | 0 | Off Peak | 1 | 0 | 0 | On Peak
2020-04-08 | 22 | 4 | 0 | 0 | 0 | 0 | 3.7292 |  | 0 | 1 | 0 | Off Peak | 0 | 1 | 0 | Semi Peak | 0 | 1 | Off Peak | 0 | 1 | Off Peak | 0 | 0 | 1 | Super Off Peak | 0 | 1 | 0 | Off Peak | 1 | 0 | 0 | On Peak
2020-04-08 | 23 | 4 | 0 | 0 | 0 | 0 | 1.716 |  | 0 | 1 | 0 | Off Peak | 0 | 0 | 1 | Off Peak | 0 | 1 | Off Peak | 0 | 1 | Off Peak | 0 | 0 | 1 | Super Off Peak | 0 | 1 | 0 | Off Peak | 1 | 0 | 0 | On Peak
2020-04-08 | 24 | 4 | 0 | 0 | 0 | 0 | 1.4668 |  | 0 | 1 | 0 | Off Peak | 0 | 0 | 1 | Off Peak | 0 | 1 | Off Peak | 0 | 1 | Off Peak | 0 | 0 | 1 | Super Off Peak | 0 | 1 | 0 | Off Peak | 1 | 0 | 0 | On Peak
2020-04-09 | 1 | 4 | 0 | 0 | 0 | 0 | 1.233 |  | 0 | 0 | 1 | Super Off Peak | 0 | 0 | 1 | Off Peak | 0 | 1 | Off Peak | 0 | 1 | Off Peak | 0 | 0 | 1 | Super Off Peak | 0 | 0 | 1 | Super Off Peak | 0 | 0 | 1 | Super Off Peak
2020-04-09 | 2 | 4 | 0 | 0 | 0 | 0 | 1.1053 |  | 0 | 0 | 1 | Super Off Peak | 0 | 0 | 1 | Off Peak | 0 | 1 | Off Peak | 0 | 1 | Off Peak | 0 | 0 | 1 | Super Off Peak | 0 | 0 | 1 | Super Off Peak | 0 | 0 | 1 | Super Off Peak
2020-04-09 | 3 | 4 | 0 | 0 | 0 | 0 | 1.0177 |  | 0 | 0 | 1 | Super Off Peak | 0 | 0 | 1 | Off Peak | 0 | 1 | Off Peak | 0 | 1 | Off Peak | 0 | 0 | 1 | Super Off Peak | 0 | 0 | 1 | Super Off Peak | 0 | 0 | 1 | Super Off Peak
2020-04-09 | 4 | 4 | 0 | 0 | 0 | 0 | 0.97665 |  | 0 | 0 | 1 | Super Off Peak | 0 | 0 | 1 | Off Peak | 0 | 1 | Off Peak | 0 | 1 | Off Peak | 0 | 0 | 1 | Super Off Peak | 0 | 0 | 1 | Super Off Peak | 0 | 0 | 1 | Super Off Peak
2020-04-09 | 5 | 4 | 0 | 0 | 0 | 0 | 0.94891 |  | 0 | 0 | 1 | Super Off Peak | 0 | 0 | 1 | Off Peak | 0 | 1 | Off Peak | 0 | 1 | Off Peak | 0 | 0 | 1 | Super Off Peak | 0 | 0 | 1 | Super Off Peak | 0 | 0 | 1 | Super Off Peak
2020-04-09 | 6 | 4 | 0 | 0 | 0 | 0 | 0.96258 |  | 0 | 0 | 1 | Super Off Peak | 0 | 0 | 1 | Off Peak | 0 | 1 | Off Peak | 0 | 1 | Off Peak | 0 | 0 | 1 | Super Off Peak | 0 | 1 | 0 | Off Peak | 0 | 1 | 0 | Off Peak
2020-04-09 | 7 | 4 | 0 | 0 | 0 | 0 | 2.1159 |  | 0 | 1 | 0 | Off Peak | 0 | 1 | 0 | Semi Peak | 0 | 1 | Off Peak | 0 | 1 | Off Peak | 0 | 1 | 0 | Off Peak | 0 | 1 | 0 | Off Peak | 0 | 1 | 0 | Off Peak
2020-04-09 | 8 | 4 | 0 | 0 | 0 | 0 | 1.6608 |  | 0 | 1 | 0 | Off Peak | 0 | 1 | 0 | Semi Peak | 0 | 1 | Off Peak | 0 | 1 | Off Peak | 0 | 1 | 0 | Off Peak | 0 | 1 | 0 | Off Peak | 0 | 1 | 0 | Off Peak
2020-04-09 | 9 | 4 | 0 | 0 | 0 | 0 | 0.87588 |  | 0 | 1 | 0 | Off Peak | 0 | 1 | 0 | Semi Peak | 0 | 1 | Off Peak | 0 | 1 | Off Peak | 0 | 1 | 0 | Off Peak | 0 | 1 | 0 | Off Peak | 0 | 1 | 0 | Off Peak
2020-04-09 | 10 | 4 | 0 | 0 | 0 | 0 | 0.18303 |  | 0 | 1 | 0 | Off Peak | 0 | 1 | 0 | Semi Peak | 0 | 1 | Off Peak | 0 | 1 | Off Peak | 0 | 1 | 0 | Off Peak | 0 | 1 | 0 | Off Peak | 0 | 1 | 0 | Off Peak
2020-04-09 | 11 | 4 | 0 | 0 | 0 | 0 | -0.22481 |  | 0 | 0 | 1 | Super Off Peak | 0 | 1 | 0 | Semi Peak | 0 | 1 | Off Peak | 0 | 1 | Off Peak | 0 | 1 | 0 | Off Peak | 0 | 1 | 0 | Off Peak | 0 | 1 | 0 | Off Peak
2020-04-09 | 12 | 4 | 0 | 0 | 0 | 0 | -0.45308 |  | 0 | 0 | 1 | Super Off Peak | 0 | 1 | 0 | Semi Peak | 0 | 1 | Off Peak | 0 | 1 | Off Peak | 0 | 1 | 0 | Off Peak | 0 | 1 | 0 | Off Peak | 0 | 1 | 0 | Off Peak
2020-04-09 | 13 | 4 | 0 | 0 | 0 | 0 | -0.65088 |  | 0 | 0 | 1 | Super Off Peak | 0 | 1 | 0 | Semi Peak | 0 | 1 | Off Peak | 1 | 0 | On Peak | 0 | 1 | 0 | Off Peak | 1 | 0 | 0 | On Peak | 0 | 1 | 0 | Off Peak
2020-04-09 | 14 | 4 | 0 | 0 | 0 | 0 | -0.76548 |  | 0 | 0 | 1 | Super Off Peak | 0 | 1 | 0 | Semi Peak | 0 | 1 | Off Peak | 1 | 0 | On Peak | 0 | 1 | 0 | Off Peak | 1 | 0 | 0 | On Peak | 0 | 1 | 0 | Off Peak
2020-04-09 | 15 | 4 | 0 | 0 | 0 | 0 | -0.70845 |  | 0 | 1 | 0 | Off Peak | 0 | 1 | 0 | Semi Peak | 0 | 1 | Off Peak | 1 | 0 | On Peak | 0 | 1 | 0 | Off Peak | 1 | 0 | 0 | On Peak | 0 | 1 | 0 | Off Peak
2020-04-09 | 16 | 4 | 0 | 0 | 0 | 0 | -0.45859 |  | 0 | 1 | 0 | Off Peak | 0 | 1 | 0 | Semi Peak | 0 | 1 | Off Peak | 1 | 0 | On Peak | 0 | 1 | 0 | Off Peak | 1 | 0 | 0 | On Peak | 0 | 1 | 0 | Off Peak
2020-04-09 | 17 | 4 | 0 | 0 | 0 | 0 | 0.026992 |  | 1 | 0 | 0 | On Peak | 0 | 1 | 0 | Semi Peak | 1 | 0 | On Peak | 1 | 0 | On Peak | 0 | 1 | 0 | Off Peak | 1 | 0 | 0 | On Peak | 0 | 1 | 0 | Off Peak
2020-04-09 | 18 | 4 | 0 | 0 | 0 | 0 | 0.98624 |  | 1 | 0 | 0 | On Peak | 1 | 0 | 0 | On Peak | 1 | 0 | On Peak | 1 | 0 | On Peak | 0 | 1 | 0 | Off Peak | 1 | 0 | 0 | On Peak | 0 | 1 | 0 | Off Peak
2020-04-09 | 19 | 4 | 0 | 0 | 0 | 0 | 2.3106 |  | 1 | 0 | 0 | On Peak | 1 | 0 | 0 | On Peak | 1 | 0 | On Peak | 0 | 1 | Off Peak | 0 | 0 | 1 | Super Off Peak | 1 | 0 | 0 | On Peak | 0 | 1 | 0 | Off Peak
2020-04-09 | 20 | 4 | 0 | 0 | 0 | 0 | 3.0269 |  | 1 | 0 | 0 | On Peak | 1 | 0 | 0 | On Peak | 1 | 0 | On Peak | 0 | 1 | Off Peak | 0 | 0 | 1 | Super Off Peak | 1 | 0 | 0 | On Peak | 1 | 0 | 0 | On Peak
2020-04-09 | 21 | 4 | 0 | 0 | 0 | 0 | 3.4772 |  | 1 | 0 | 0 | On Peak | 0 | 1 | 0 | Semi Peak | 1 | 0 | On Peak | 0 | 1 | Off Peak | 0 | 0 | 1 | Super Off Peak | 0 | 1 | 0 | Off Peak | 1 | 0 | 0 | On Peak
2020-04-09 | 22 | 4 | 0 | 0 | 0 | 0 | 3.6201 |  | 0 | 1 | 0 | Off Peak | 0 | 1 | 0 | Semi Peak | 0 | 1 | Off Peak | 0 | 1 | Off Peak | 0 | 0 | 1 | Super Off Peak | 0 | 1 | 0 | Off Peak | 1 | 0 | 0 | On Peak
2020-04-09 | 23 | 4 | 0 | 0 | 0 | 0 | 1.6737 |  | 0 | 1 | 0 | Off Peak | 0 | 0 | 1 | Off Peak | 0 | 1 | Off Peak | 0 | 1 | Off Peak | 0 | 0 | 1 | Super Off Peak | 0 | 1 | 0 | Off Peak | 1 | 0 | 0 | On Peak
2020-04-09 | 24 | 4 | 0 | 0 | 0 | 0 | 1.4527 |  | 0 | 1 | 0 | Off Peak | 0 | 0 | 1 | Off Peak | 0 | 1 | Off Peak | 0 | 1 | Off Peak | 0 | 0 | 1 | Super Off Peak | 0 | 1 | 0 | Off Peak | 1 | 0 | 0 | On Peak
2020-04-10 | 1 | 4 | 0 | 0 | 0 | 0 | 1.2326 |  | 0 | 0 | 1 | Super Off Peak | 0 | 0 | 1 | Off Peak | 0 | 1 | Off Peak | 0 | 1 | Off Peak | 0 | 0 | 1 | Super Off Peak | 0 | 0 | 1 | Super Off Peak | 0 | 0 | 1 | Super Off Peak
2020-04-10 | 2 | 4 | 0 | 0 | 0 | 0 | 1.1178 |  | 0 | 0 | 1 | Super Off Peak | 0 | 0 | 1 | Off Peak | 0 | 1 | Off Peak | 0 | 1 | Off Peak | 0 | 0 | 1 | Super Off Peak | 0 | 0 | 1 | Super Off Peak | 0 | 0 | 1 | Super Off Peak
2020-04-10 | 3 | 4 | 0 | 0 | 0 | 0 | 1.029 |  | 0 | 0 | 1 | Super Off Peak | 0 | 0 | 1 | Off Peak | 0 | 1 | Off Peak | 0 | 1 | Off Peak | 0 | 0 | 1 | Super Off Peak | 0 | 0 | 1 | Super Off Peak | 0 | 0 | 1 | Super Off Peak
2020-04-10 | 4 | 4 | 0 | 0 | 0 | 0 | 0.98652 |  | 0 | 0 | 1 | Super Off Peak | 0 | 0 | 1 | Off Peak | 0 | 1 | Off Peak | 0 | 1 | Off Peak | 0 | 0 | 1 | Super Off Peak | 0 | 0 | 1 | Super Off Peak | 0 | 0 | 1 | Super Off Peak
2020-04-10 | 5 | 4 | 0 | 0 | 0 | 0 | 0.96708 |  | 0 | 0 | 1 | Super Off Peak | 0 | 0 | 1 | Off Peak | 0 | 1 | Off Peak | 0 | 1 | Off Peak | 0 | 0 | 1 | Super Off Peak | 0 | 0 | 1 | Super Off Peak | 0 | 0 | 1 | Super Off Peak
2020-04-10 | 6 | 4 | 0 | 0 | 0 | 0 | 0.98285 |  | 0 | 0 | 1 | Super Off Peak | 0 | 0 | 1 | Off Peak | 0 | 1 | Off Peak | 0 | 1 | Off Peak | 0 | 0 | 1 | Super Off Peak | 0 | 1 | 0 | Off Peak | 0 | 1 | 0 | Off Peak
2020-04-10 | 7 | 4 | 0 | 0 | 0 | 0 | 2.1157 |  | 0 | 1 | 0 | Off Peak | 0 | 1 | 0 | Semi Peak | 0 | 1 | Off Peak | 0 | 1 | Off Peak | 0 | 1 | 0 | Off Peak | 0 | 1 | 0 | Off Peak | 0 | 1 | 0 | Off Peak
2020-04-10 | 8 | 4 | 0 | 0 | 0 | 0 | 1.6327 |  | 0 | 1 | 0 | Off Peak | 0 | 1 | 0 | Semi Peak | 0 | 1 | Off Peak | 0 | 1 | Off Peak | 0 | 1 | 0 | Off Peak | 0 | 1 | 0 | Off Peak | 0 | 1 | 0 | Off Peak
2020-04-10 | 9 | 4 | 0 | 0 | 0 | 0 | 0.74741 |  | 0 | 1 | 0 | Off Peak | 0 | 1 | 0 | Semi Peak | 0 | 1 | Off Peak | 0 | 1 | Off Peak | 0 | 1 | 0 | Off Peak | 0 | 1 | 0 | Off Peak | 0 | 1 | 0 | Off Peak
2020-04-10 | 10 | 4 | 0 | 0 | 0 | 0 | 0.16328 |  | 0 | 1 | 0 | Off Peak | 0 | 1 | 0 | Semi Peak | 0 | 1 | Off Peak | 0 | 1 | Off Peak | 0 | 1 | 0 | Off Peak | 0 | 1 | 0 | Off Peak | 0 | 1 | 0 | Off Peak
2020-04-10 | 11 | 4 | 0 | 0 | 0 | 0 | -0.28188 |  | 0 | 0 | 1 | Super Off Peak | 0 | 1 | 0 | Semi Peak | 0 | 1 | Off Peak | 0 | 1 | Off Peak | 0 | 1 | 0 | Off Peak | 0 | 1 | 0 | Off Peak | 0 | 1 | 0 | Off Peak
2020-04-10 | 12 | 4 | 0 | 0 | 0 | 0 | -0.50109 |  | 0 | 0 | 1 | Super Off Peak | 0 | 1 | 0 | Semi Peak | 0 | 1 | Off Peak | 0 | 1 | Off Peak | 0 | 1 | 0 | Off Peak | 0 | 1 | 0 | Off Peak | 0 | 1 | 0 | Off Peak
2020-04-10 | 13 | 4 | 0 | 0 | 0 | 0 | -0.68182 |  | 0 | 0 | 1 | Super Off Peak | 0 | 1 | 0 | Semi Peak | 0 | 1 | Off Peak | 1 | 0 | On Peak | 0 | 1 | 0 | Off Peak | 1 | 0 | 0 | On Peak | 0 | 1 | 0 | Off Peak
2020-04-10 | 14 | 4 | 0 | 0 | 0 | 0 | -0.82184 |  | 0 | 0 | 1 | Super Off Peak | 0 | 1 | 0 | Semi Peak | 0 | 1 | Off Peak | 1 | 0 | On Peak | 0 | 1 | 0 | Off Peak | 1 | 0 | 0 | On Peak | 0 | 1 | 0 | Off Peak
2020-04-10 | 15 | 4 | 0 | 0 | 0 | 0 | -0.79903 |  | 0 | 1 | 0 | Off Peak | 0 | 1 | 0 | Semi Peak | 0 | 1 | Off Peak | 1 | 0 | On Peak | 0 | 1 | 0 | Off Peak | 1 | 0 | 0 | On Peak | 0 | 1 | 0 | Off Peak
2020-04-10 | 16 | 4 | 0 | 0 | 0 | 0 | -0.54506 |  | 0 | 1 | 0 | Off Peak | 0 | 1 | 0 | Semi Peak | 0 | 1 | Off Peak | 1 | 0 | On Peak | 0 | 1 | 0 | Off Peak | 1 | 0 | 0 | On Peak | 0 | 1 | 0 | Off Peak
2020-04-10 | 17 | 4 | 0 | 0 | 0 | 0 | -0.048359 |  | 1 | 0 | 0 | On Peak | 0 | 1 | 0 | Semi Peak | 1 | 0 | On Peak | 1 | 0 | On Peak | 0 | 1 | 0 | Off Peak | 1 | 0 | 0 | On Peak | 0 | 1 | 0 | Off Peak
2020-04-10 | 18 | 4 | 0 | 0 | 0 | 0 | 0.92275 |  | 1 | 0 | 0 | On Peak | 1 | 0 | 0 | On Peak | 1 | 0 | On Peak | 1 | 0 | On Peak | 0 | 1 | 0 | Off Peak | 1 | 0 | 0 | On Peak | 0 | 1 | 0 | Off Peak
2020-04-10 | 19 | 4 | 0 | 0 | 0 | 0 | 2.2244 |  | 1 | 0 | 0 | On Peak | 1 | 0 | 0 | On Peak | 1 | 0 | On Peak | 0 | 1 | Off Peak | 0 | 0 | 1 | Super Off Peak | 1 | 0 | 0 | On Peak | 0 | 1 | 0 | Off Peak
2020-04-10 | 20 | 4 | 0 | 0 | 0 | 0 | 2.9701 |  | 1 | 0 | 0 | On Peak | 1 | 0 | 0 | On Peak | 1 | 0 | On Peak | 0 | 1 | Off Peak | 0 | 0 | 1 | Super Off Peak | 1 | 0 | 0 | On Peak | 1 | 0 | 0 | On Peak
2020-04-10 | 21 | 4 | 0 | 0 | 0 | 0 | 3.4523 |  | 1 | 0 | 0 | On Peak | 0 | 1 | 0 | Semi Peak | 1 | 0 | On Peak | 0 | 1 | Off Peak | 0 | 0 | 1 | Super Off Peak | 0 | 1 | 0 | Off Peak | 1 | 0 | 0 | On Peak
2020-04-10 | 22 | 4 | 0 | 0 | 0 | 0 | 3.5733 |  | 0 | 1 | 0 | Off Peak | 0 | 1 | 0 | Semi Peak | 0 | 1 | Off Peak | 0 | 1 | Off Peak | 0 | 0 | 1 | Super Off Peak | 0 | 1 | 0 | Off Peak | 1 | 0 | 0 | On Peak
2020-04-10 | 23 | 4 | 0 | 0 | 0 | 0 | 1.6679 |  | 0 | 1 | 0 | Off Peak | 0 | 0 | 1 | Off Peak | 0 | 1 | Off Peak | 0 | 1 | Off Peak | 0 | 0 | 1 | Super Off Peak | 0 | 1 | 0 | Off Peak | 1 | 0 | 0 | On Peak
2020-04-10 | 24 | 4 | 0 | 0 | 0 | 0 | 1.4617 |  | 0 | 1 | 0 | Off Peak | 0 | 0 | 1 | Off Peak | 0 | 1 | Off Peak | 0 | 1 | Off Peak | 0 | 0 | 1 | Super Off Peak | 0 | 1 | 0 | Off Peak | 1 | 0 | 0 | On Peak
2020-04-11 | 1 | 4 | 0 | 1 | 0 | 0 | 1.249 |  | 0 | 0 | 1 | Super Off Peak | 0 | 0 | 1 | Off Peak | 0 | 1 | Off Peak | 0 | 1 | Off Peak | 0 | 0 | 1 | Super Off Peak | 0 | 0 | 1 | Super Off Peak | 0 | 0 | 1 | Super Off Peak
2020-04-11 | 2 | 4 | 0 | 1 | 0 | 0 | 1.0419 |  | 0 | 0 | 1 | Super Off Peak | 0 | 0 | 1 | Off Peak | 0 | 1 | Off Peak | 0 | 1 | Off Peak | 0 | 0 | 1 | Super Off Peak | 0 | 0 | 1 | Super Off Peak | 0 | 0 | 1 | Super Off Peak
2020-04-11 | 3 | 4 | 0 | 1 | 0 | 0 | 1.0134 |  | 0 | 0 | 1 | Super Off Peak | 0 | 0 | 1 | Off Peak | 0 | 1 | Off Peak | 0 | 1 | Off Peak | 0 | 0 | 1 | Super Off Peak | 0 | 0 | 1 | Super Off Peak | 0 | 0 | 1 | Super Off Peak
2020-04-11 | 4 | 4 | 0 | 1 | 0 | 0 | 0.94194 |  | 0 | 0 | 1 | Super Off Peak | 0 | 0 | 1 | Off Peak | 0 | 1 | Off Peak | 0 | 1 | Off Peak | 0 | 0 | 1 | Super Off Peak | 0 | 0 | 1 | Super Off Peak | 0 | 0 | 1 | Super Off Peak
2020-04-11 | 5 | 4 | 0 | 1 | 0 | 0 | 0.91392 |  | 0 | 0 | 1 | Super Off Peak | 0 | 0 | 1 | Off Peak | 0 | 1 | Off Peak | 0 | 1 | Off Peak | 0 | 0 | 1 | Super Off Peak | 0 | 0 | 1 | Super Off Peak | 0 | 0 | 1 | Super Off Peak
2020-04-11 | 6 | 4 | 0 | 1 | 0 | 0 | 0.92403 |  | 0 | 0 | 1 | Super Off Peak | 0 | 0 | 1 | Off Peak | 0 | 1 | Off Peak | 0 | 1 | Off Peak | 0 | 0 | 1 | Super Off Peak | 0 | 1 | 0 | Off Peak | 0 | 1 | 0 | Off Peak
2020-04-11 | 7 | 4 | 0 | 1 | 0 | 0 | 1.9253 |  | 0 | 0 | 1 | Super Off Peak | 0 | 0 | 1 | Off Peak | 0 | 1 | Off Peak | 0 | 1 | Off Peak | 0 | 0 | 1 | Super Off Peak | 0 | 1 | 0 | Off Peak | 0 | 1 | 0 | Off Peak
2020-04-11 | 8 | 4 | 0 | 1 | 0 | 0 | 1.2985 |  | 0 | 0 | 1 | Super Off Peak | 0 | 0 | 1 | Off Peak | 0 | 1 | Off Peak | 0 | 1 | Off Peak | 0 | 0 | 1 | Super Off Peak | 0 | 1 | 0 | Off Peak | 0 | 1 | 0 | Off Peak
2020-04-11 | 9 | 4 | 0 | 1 | 0 | 0 | 0.35376 |  | 0 | 0 | 1 | Super Off Peak | 0 | 0 | 1 | Off Peak | 0 | 1 | Off Peak | 0 | 1 | Off Peak | 0 | 0 | 1 | Super Off Peak | 0 | 1 | 0 | Off Peak | 0 | 1 | 0 | Off Peak
2020-04-11 | 10 | 4 | 0 | 1 | 0 | 0 | -0.23358 |  | 0 | 0 | 1 | Super Off Peak | 0 | 0 | 1 | Off Peak | 0 | 1 | Off Peak | 0 | 1 | Off Peak | 0 | 0 | 1 | Super Off Peak | 0 | 1 | 0 | Off Peak | 0 | 1 | 0 | Off Peak
2020-04-11 | 11 | 4 | 0 | 1 | 0 | 0 | -0.65817 |  | 0 | 0 | 1 | Super Off Peak | 0 | 0 | 1 | Off Peak | 0 | 1 | Off Peak | 0 | 1 | Off Peak | 0 | 0 | 1 | Super Off Peak | 0 | 1 | 0 | Off Peak | 0 | 1 | 0 | Off Peak
2020-04-11 | 12 | 4 | 0 | 1 | 0 | 0 | -0.82364 |  | 0 | 0 | 1 | Super Off Peak | 0 | 0 | 1 | Off Peak | 0 | 1 | Off Peak | 0 | 1 | Off Peak | 0 | 0 | 1 | Super Off Peak | 0 | 1 | 0 | Off Peak | 0 | 1 | 0 | Off Peak
2020-04-11 | 13 | 4 | 0 | 1 | 0 | 0 | -1.0216 |  | 0 | 0 | 1 | Super Off Peak | 0 | 0 | 1 | Off Peak | 0 | 1 | Off Peak | 0 | 1 | Off Peak | 0 | 0 | 1 | Super Off Peak | 1 | 0 | 0 | On Peak | 0 | 1 | 0 | Off Peak
2020-04-11 | 14 | 4 | 0 | 1 | 0 | 0 | -1.1648 |  | 0 | 0 | 1 | Super Off Peak | 0 | 0 | 1 | Off Peak | 0 | 1 | Off Peak | 0 | 1 | Off Peak | 0 | 0 | 1 | Super Off Peak | 1 | 0 | 0 | On Peak | 0 | 1 | 0 | Off Peak
2020-04-11 | 15 | 4 | 0 | 1 | 0 | 0 | -1.2046 |  | 0 | 1 | 0 | Off Peak | 0 | 0 | 1 | Off Peak | 0 | 1 | Off Peak | 0 | 1 | Off Peak | 0 | 0 | 1 | Super Off Peak | 1 | 0 | 0 | On Peak | 0 | 1 | 0 | Off Peak
2020-04-11 | 16 | 4 | 0 | 1 | 0 | 0 | -0.99876 |  | 0 | 1 | 0 | Off Peak | 0 | 0 | 1 | Off Peak | 0 | 1 | Off Peak | 0 | 1 | Off Peak | 0 | 0 | 1 | Super Off Peak | 1 | 0 | 0 | On Peak | 0 | 1 | 0 | Off Peak
2020-04-11 | 17 | 4 | 0 | 1 | 0 | 0 | -0.58594 |  | 1 | 0 | 0 | On Peak | 0 | 0 | 1 | Off Peak | 0 | 1 | Off Peak | 0 | 1 | Off Peak | 0 | 0 | 1 | Super Off Peak | 1 | 0 | 0 | On Peak | 0 | 1 | 0 | Off Peak
2020-04-11 | 18 | 4 | 0 | 1 | 0 | 0 | 0.39418 |  | 1 | 0 | 0 | On Peak | 0 | 0 | 1 | Off Peak | 0 | 1 | Off Peak | 0 | 1 | Off Peak | 0 | 0 | 1 | Super Off Peak | 1 | 0 | 0 | On Peak | 0 | 1 | 0 | Off Peak
2020-04-11 | 19 | 4 | 0 | 1 | 0 | 0 | 1.7636 |  | 1 | 0 | 0 | On Peak | 0 | 0 | 1 | Off Peak | 0 | 1 | Off Peak | 0 | 1 | Off Peak | 0 | 0 | 1 | Super Off Peak | 1 | 0 | 0 | On Peak | 0 | 1 | 0 | Off Peak
2020-04-11 | 20 | 4 | 0 | 1 | 0 | 0 | 2.5584 |  | 1 | 0 | 0 | On Peak | 0 | 0 | 1 | Off Peak | 0 | 1 | Off Peak | 0 | 1 | Off Peak | 0 | 0 | 1 | Super Off Peak | 1 | 0 | 0 | On Peak | 1 | 0 | 0 | On Peak
2020-04-11 | 21 | 4 | 0 | 1 | 0 | 0 | 3.1352 |  | 1 | 0 | 0 | On Peak | 0 | 0 | 1 | Off Peak | 0 | 1 | Off Peak | 0 | 1 | Off Peak | 0 | 0 | 1 | Super Off Peak | 0 | 1 | 0 | Off Peak | 1 | 0 | 0 | On Peak
2020-04-11 | 22 | 4 | 0 | 1 | 0 | 0 | 3.3648 |  | 0 | 1 | 0 | Off Peak | 0 | 0 | 1 | Off Peak | 0 | 1 | Off Peak | 0 | 1 | Off Peak | 0 | 0 | 1 | Super Off Peak | 0 | 1 | 0 | Off Peak | 1 | 0 | 0 | On Peak
2020-04-11 | 23 | 4 | 0 | 1 | 0 | 0 | 1.5245 |  | 0 | 1 | 0 | Off Peak | 0 | 0 | 1 | Off Peak | 0 | 1 | Off Peak | 0 | 1 | Off Peak | 0 | 0 | 1 | Super Off Peak | 0 | 1 | 0 | Off Peak | 1 | 0 | 0 | On Peak
2020-04-11 | 24 | 4 | 0 | 1 | 0 | 0 | 1.3433 |  | 0 | 1 | 0 | Off Peak | 0 | 0 | 1 | Off Peak | 0 | 1 | Off Peak | 0 | 1 | Off Peak | 0 | 0 | 1 | Super Off Peak | 0 | 1 | 0 | Off Peak | 1 | 0 | 0 | On Peak
2020-04-12 | 1 | 4 | 0 | 1 | 1 | 0 | 1.1655 |  | 0 | 0 | 1 | Super Off Peak | 0 | 0 | 1 | Off Peak | 0 | 1 | Off Peak | 0 | 1 | Off Peak | 0 | 0 | 1 | Super Off Peak | 0 | 0 | 1 | Super Off Peak | 0 | 0 | 1 | Super Off Peak
2020-04-12 | 2 | 4 | 0 | 1 | 1 | 0 | 1.0599 |  | 0 | 0 | 1 | Super Off Peak | 0 | 0 | 1 | Off Peak | 0 | 1 | Off Peak | 0 | 1 | Off Peak | 0 | 0 | 1 | Super Off Peak | 0 | 0 | 1 | Super Off Peak | 0 | 0 | 1 | Super Off Peak
2020-04-12 | 3 | 4 | 0 | 1 | 1 | 0 | 1.0272 |  | 0 | 0 | 1 | Super Off Peak | 0 | 0 | 1 | Off Peak | 0 | 1 | Off Peak | 0 | 1 | Off Peak | 0 | 0 | 1 | Super Off Peak | 0 | 0 | 1 | Super Off Peak | 0 | 0 | 1 | Super Off Peak
2020-04-12 | 4 | 4 | 0 | 1 | 1 | 0 | 0.98821 |  | 0 | 0 | 1 | Super Off Peak | 0 | 0 | 1 | Off Peak | 0 | 1 | Off Peak | 0 | 1 | Off Peak | 0 | 0 | 1 | Super Off Peak | 0 | 0 | 1 | Super Off Peak | 0 | 0 | 1 | Super Off Peak
2020-04-12 | 5 | 4 | 0 | 1 | 1 | 0 | 0.95454 |  | 0 | 0 | 1 | Super Off Peak | 0 | 0 | 1 | Off Peak | 0 | 1 | Off Peak | 0 | 1 | Off Peak | 0 | 0 | 1 | Super Off Peak | 0 | 0 | 1 | Super Off Peak | 0 | 0 | 1 | Super Off Peak
2020-04-12 | 6 | 4 | 0 | 1 | 1 | 0 | 0.962 |  | 0 | 0 | 1 | Super Off Peak | 0 | 0 | 1 | Off Peak | 0 | 1 | Off Peak | 0 | 1 | Off Peak | 0 | 0 | 1 | Super Off Peak | 0 | 1 | 0 | Off Peak | 0 | 1 | 0 | Off Peak
2020-04-12 | 7 | 4 | 0 | 1 | 1 | 0 | 0.96084 |  | 0 | 0 | 1 | Super Off Peak | 0 | 0 | 1 | Off Peak | 0 | 1 | Off Peak | 0 | 1 | Off Peak | 0 | 0 | 1 | Super Off Peak | 0 | 1 | 0 | Off Peak | 0 | 1 | 0 | Off Peak
2020-04-12 | 8 | 4 | 0 | 1 | 1 | 0 | 0.65072 |  | 0 | 0 | 1 | Super Off Peak | 0 | 0 | 1 | Off Peak | 0 | 1 | Off Peak | 0 | 1 | Off Peak | 0 | 0 | 1 | Super Off Peak | 0 | 1 | 0 | Off Peak | 0 | 1 | 0 | Off Peak
2020-04-12 | 9 | 4 | 0 | 1 | 1 | 0 | 0.19666 |  | 0 | 0 | 1 | Super Off Peak | 0 | 0 | 1 | Off Peak | 0 | 1 | Off Peak | 0 | 1 | Off Peak | 0 | 0 | 1 | Super Off Peak | 0 | 1 | 0 | Off Peak | 0 | 1 | 0 | Off Peak
2020-04-12 | 10 | 4 | 0 | 1 | 1 | 0 | -0.11129 |  | 0 | 0 | 1 | Super Off Peak | 0 | 0 | 1 | Off Peak | 0 | 1 | Off Peak | 0 | 1 | Off Peak | 0 | 0 | 1 | Super Off Peak | 0 | 1 | 0 | Off Peak | 0 | 1 | 0 | Off Peak
2020-04-12 | 11 | 4 | 0 | 1 | 1 | 0 | -0.29975 |  | 0 | 0 | 1 | Super Off Peak | 0 | 0 | 1 | Off Peak | 0 | 1 | Off Peak | 0 | 1 | Off Peak | 0 | 0 | 1 | Super Off Peak | 0 | 1 | 0 | Off Peak | 0 | 1 | 0 | Off Peak
2020-04-12 | 12 | 4 | 0 | 1 | 1 | 0 | -0.40028 |  | 0 | 0 | 1 | Super Off Peak | 0 | 0 | 1 | Off Peak | 0 | 1 | Off Peak | 0 | 1 | Off Peak | 0 | 0 | 1 | Super Off Peak | 0 | 1 | 0 | Off Peak | 0 | 1 | 0 | Off Peak
2020-04-12 | 13 | 4 | 0 | 1 | 1 | 0 | -0.49457 |  | 0 | 0 | 1 | Super Off Peak | 0 | 0 | 1 | Off Peak | 0 | 1 | Off Peak | 0 | 1 | Off Peak | 0 | 0 | 1 | Super Off Peak | 1 | 0 | 0 | On Peak | 0 | 1 | 0 | Off Peak
2020-04-12 | 14 | 4 | 0 | 1 | 1 | 0 | -0.55331 |  | 0 | 0 | 1 | Super Off Peak | 0 | 0 | 1 | Off Peak | 0 | 1 | Off Peak | 0 | 1 | Off Peak | 0 | 0 | 1 | Super Off Peak | 1 | 0 | 0 | On Peak | 0 | 1 | 0 | Off Peak
2020-04-12 | 15 | 4 | 0 | 1 | 1 | 0 | -0.54515 |  | 0 | 1 | 0 | Off Peak | 0 | 0 | 1 | Off Peak | 0 | 1 | Off Peak | 0 | 1 | Off Peak | 0 | 0 | 1 | Super Off Peak | 1 | 0 | 0 | On Peak | 0 | 1 | 0 | Off Peak
2020-04-12 | 16 | 4 | 0 | 1 | 1 | 0 | -0.454 |  | 0 | 1 | 0 | Off Peak | 0 | 0 | 1 | Off Peak | 0 | 1 | Off Peak | 0 | 1 | Off Peak | 0 | 0 | 1 | Super Off Peak | 1 | 0 | 0 | On Peak | 0 | 1 | 0 | Off Peak
2020-04-12 | 17 | 4 | 0 | 1 | 1 | 0 | -0.22683 |  | 1 | 0 | 0 | On Peak | 0 | 0 | 1 | Off Peak | 0 | 1 | Off Peak | 0 | 1 | Off Peak | 0 | 0 | 1 | Super Off Peak | 1 | 0 | 0 | On Peak | 0 | 1 | 0 | Off Peak
2020-04-12 | 18 | 4 | 0 | 1 | 1 | 0 | 0.25781 |  | 1 | 0 | 0 | On Peak | 0 | 0 | 1 | Off Peak | 0 | 1 | Off Peak | 0 | 1 | Off Peak | 0 | 0 | 1 | Super Off Peak | 1 | 0 | 0 | On Peak | 0 | 1 | 0 | Off Peak
2020-04-12 | 19 | 4 | 0 | 1 | 1 | 0 | 0.93904 |  | 1 | 0 | 0 | On Peak | 0 | 0 | 1 | Off Peak | 0 | 1 | Off Peak | 0 | 1 | Off Peak | 0 | 0 | 1 | Super Off Peak | 1 | 0 | 0 | On Peak | 0 | 1 | 0 | Off Peak
2020-04-12 | 20 | 4 | 0 | 1 | 1 | 0 | 1.3404 |  | 1 | 0 | 0 | On Peak | 0 | 0 | 1 | Off Peak | 0 | 1 | Off Peak | 0 | 1 | Off Peak | 0 | 0 | 1 | Super Off Peak | 1 | 0 | 0 | On Peak | 1 | 0 | 0 | On Peak
2020-04-12 | 21 | 4 | 0 | 1 | 1 | 0 | 1.6156 |  | 1 | 0 | 0 | On Peak | 0 | 0 | 1 | Off Peak | 0 | 1 | Off Peak | 0 | 1 | Off Peak | 0 | 0 | 1 | Super Off Peak | 0 | 1 | 0 | Off Peak | 1 | 0 | 0 | On Peak
2020-04-12 | 22 | 4 | 0 | 1 | 1 | 0 | 1.7217 |  | 0 | 1 | 0 | Off Peak | 0 | 0 | 1 | Off Peak | 0 | 1 | Off Peak | 0 | 1 | Off Peak | 0 | 0 | 1 | Super Off Peak | 0 | 1 | 0 | Off Peak | 1 | 0 | 0 | On Peak
2020-04-12 | 23 | 4 | 0 | 1 | 1 | 0 | 1.5921 |  | 0 | 1 | 0 | Off Peak | 0 | 0 | 1 | Off Peak | 0 | 1 | Off Peak | 0 | 1 | Off Peak | 0 | 0 | 1 | Super Off Peak | 0 | 1 | 0 | Off Peak | 1 | 0 | 0 | On Peak
2020-04-12 | 24 | 4 | 0 | 1 | 1 | 0 | 1.3805 |  | 0 | 1 | 0 | Off Peak | 0 | 0 | 1 | Off Peak | 0 | 1 | Off Peak | 0 | 1 | Off Peak | 0 | 0 | 1 | Super Off Peak | 0 | 1 | 0 | Off Peak | 1 | 0 | 0 | On Peak
2020-04-13 | 1 | 4 | 0 | 0 | 0 | 0 | 1.1846 |  | 0 | 0 | 1 | Super Off Peak | 0 | 0 | 1 | Off Peak | 0 | 1 | Off Peak | 0 | 1 | Off Peak | 0 | 0 | 1 | Super Off Peak | 0 | 0 | 1 | Super Off Peak | 0 | 0 | 1 | Super Off Peak
2020-04-13 | 2 | 4 | 0 | 0 | 0 | 0 | 1.1156 |  | 0 | 0 | 1 | Super Off Peak | 0 | 0 | 1 | Off Peak | 0 | 1 | Off Peak | 0 | 1 | Off Peak | 0 | 0 | 1 | Super Off Peak | 0 | 0 | 1 | Super Off Peak | 0 | 0 | 1 | Super Off Peak
2020-04-13 | 3 | 4 | 0 | 0 | 0 | 0 | 1.0309 |  | 0 | 0 | 1 | Super Off Peak | 0 | 0 | 1 | Off Peak | 0 | 1 | Off Peak | 0 | 1 | Off Peak | 0 | 0 | 1 | Super Off Peak | 0 | 0 | 1 | Super Off Peak | 0 | 0 | 1 | Super Off Peak
2020-04-13 | 4 | 4 | 0 | 0 | 0 | 0 | 0.99644 |  | 0 | 0 | 1 | Super Off Peak | 0 | 0 | 1 | Off Peak | 0 | 1 | Off Peak | 0 | 1 | Off Peak | 0 | 0 | 1 | Super Off Peak | 0 | 0 | 1 | Super Off Peak | 0 | 0 | 1 | Super Off Peak
2020-04-13 | 5 | 4 | 0 | 0 | 0 | 0 | 0.97263 |  | 0 | 0 | 1 | Super Off Peak | 0 | 0 | 1 | Off Peak | 0 | 1 | Off Peak | 0 | 1 | Off Peak | 0 | 0 | 1 | Super Off Peak | 0 | 0 | 1 | Super Off Peak | 0 | 0 | 1 | Super Off Peak
2020-04-13 | 6 | 4 | 0 | 0 | 0 | 0 | 0.99189 |  | 0 | 0 | 1 | Super Off Peak | 0 | 0 | 1 | Off Peak | 0 | 1 | Off Peak | 0 | 1 | Off Peak | 0 | 0 | 1 | Super Off Peak | 0 | 1 | 0 | Off Peak | 0 | 1 | 0 | Off Peak
2020-04-13 | 7 | 4 | 0 | 0 | 0 | 0 | 2.201 |  | 0 | 1 | 0 | Off Peak | 0 | 1 | 0 | Semi Peak | 0 | 1 | Off Peak | 0 | 1 | Off Peak | 0 | 1 | 0 | Off Peak | 0 | 1 | 0 | Off Peak | 0 | 1 | 0 | Off Peak
2020-04-13 | 8 | 4 | 0 | 0 | 0 | 0 | 1.8629 |  | 0 | 1 | 0 | Off Peak | 0 | 1 | 0 | Semi Peak | 0 | 1 | Off Peak | 0 | 1 | Off Peak | 0 | 1 | 0 | Off Peak | 0 | 1 | 0 | Off Peak | 0 | 1 | 0 | Off Peak
2020-04-13 | 9 | 4 | 0 | 0 | 0 | 0 | 1.0605 |  | 0 | 1 | 0 | Off Peak | 0 | 1 | 0 | Semi Peak | 0 | 1 | Off Peak | 0 | 1 | Off Peak | 0 | 1 | 0 | Off Peak | 0 | 1 | 0 | Off Peak | 0 | 1 | 0 | Off Peak
2020-04-13 | 10 | 4 | 0 | 0 | 0 | 0 | 0.40097 |  | 0 | 1 | 0 | Off Peak | 0 | 1 | 0 | Semi Peak | 0 | 1 | Off Peak | 0 | 1 | Off Peak | 0 | 1 | 0 | Off Peak | 0 | 1 | 0 | Off Peak | 0 | 1 | 0 | Off Peak
2020-04-13 | 11 | 4 | 0 | 0 | 0 | 0 | -0.047851 |  | 0 | 0 | 1 | Super Off Peak | 0 | 1 | 0 | Semi Peak | 0 | 1 | Off Peak | 0 | 1 | Off Peak | 0 | 1 | 0 | Off Peak | 0 | 1 | 0 | Off Peak | 0 | 1 | 0 | Off Peak
2020-04-13 | 12 | 4 | 0 | 0 | 0 | 0 | -0.31037 |  | 0 | 0 | 1 | Super Off Peak | 0 | 1 | 0 | Semi Peak | 0 | 1 | Off Peak | 0 | 1 | Off Peak | 0 | 1 | 0 | Off Peak | 0 | 1 | 0 | Off Peak | 0 | 1 | 0 | Off Peak
2020-04-13 | 13 | 4 | 0 | 0 | 0 | 0 | -0.52474 |  | 0 | 0 | 1 | Super Off Peak | 0 | 1 | 0 | Semi Peak | 0 | 1 | Off Peak | 1 | 0 | On Peak | 0 | 1 | 0 | Off Peak | 1 | 0 | 0 | On Peak | 0 | 1 | 0 | Off Peak
2020-04-13 | 14 | 4 | 0 | 0 | 0 | 0 | -0.64978 |  | 0 | 0 | 1 | Super Off Peak | 0 | 1 | 0 | Semi Peak | 0 | 1 | Off Peak | 1 | 0 | On Peak | 0 | 1 | 0 | Off Peak | 1 | 0 | 0 | On Peak | 0 | 1 | 0 | Off Peak
2020-04-13 | 15 | 4 | 0 | 0 | 0 | 0 | -0.61588 |  | 0 | 1 | 0 | Off Peak | 0 | 1 | 0 | Semi Peak | 0 | 1 | Off Peak | 1 | 0 | On Peak | 0 | 1 | 0 | Off Peak | 1 | 0 | 0 | On Peak | 0 | 1 | 0 | Off Peak
2020-04-13 | 16 | 4 | 0 | 0 | 0 | 0 | -0.37777 |  | 0 | 1 | 0 | Off Peak | 0 | 1 | 0 | Semi Peak | 0 | 1 | Off Peak | 1 | 0 | On Peak | 0 | 1 | 0 | Off Peak | 1 | 0 | 0 | On Peak | 0 | 1 | 0 | Off Peak
2020-04-13 | 17 | 4 | 0 | 0 | 0 | 0 | 0.088049 |  | 1 | 0 | 0 | On Peak | 0 | 1 | 0 | Semi Peak | 1 | 0 | On Peak | 1 | 0 | On Peak | 0 | 1 | 0 | Off Peak | 1 | 0 | 0 | On Peak | 0 | 1 | 0 | Off Peak
2020-04-13 | 18 | 4 | 0 | 0 | 0 | 0 | 1.0155 |  | 1 | 0 | 0 | On Peak | 1 | 0 | 0 | On Peak | 1 | 0 | On Peak | 1 | 0 | On Peak | 0 | 1 | 0 | Off Peak | 1 | 0 | 0 | On Peak | 0 | 1 | 0 | Off Peak
2020-04-13 | 19 | 4 | 0 | 0 | 0 | 0 | 2.3636 |  | 1 | 0 | 0 | On Peak | 1 | 0 | 0 | On Peak | 1 | 0 | On Peak | 0 | 1 | Off Peak | 0 | 0 | 1 | Super Off Peak | 1 | 0 | 0 | On Peak | 0 | 1 | 0 | Off Peak
2020-04-13 | 20 | 4 | 0 | 0 | 0 | 0 | 3.1229 |  | 1 | 0 | 0 | On Peak | 1 | 0 | 0 | On Peak | 1 | 0 | On Peak | 0 | 1 | Off Peak | 0 | 0 | 1 | Super Off Peak | 1 | 0 | 0 | On Peak | 1 | 0 | 0 | On Peak
2020-04-13 | 21 | 4 | 0 | 0 | 0 | 0 | 3.64 |  | 1 | 0 | 0 | On Peak | 0 | 1 | 0 | Semi Peak | 1 | 0 | On Peak | 0 | 1 | Off Peak | 0 | 0 | 1 | Super Off Peak | 0 | 1 | 0 | Off Peak | 1 | 0 | 0 | On Peak
2020-04-13 | 22 | 4 | 0 | 0 | 0 | 0 | 3.7483 |  | 0 | 1 | 0 | Off Peak | 0 | 1 | 0 | Semi Peak | 0 | 1 | Off Peak | 0 | 1 | Off Peak | 0 | 0 | 1 | Super Off Peak | 0 | 1 | 0 | Off Peak | 1 | 0 | 0 | On Peak
2020-04-13 | 23 | 4 | 0 | 0 | 0 | 0 | 1.7204 |  | 0 | 1 | 0 | Off Peak | 0 | 0 | 1 | Off Peak | 0 | 1 | Off Peak | 0 | 1 | Off Peak | 0 | 0 | 1 | Super Off Peak | 0 | 1 | 0 | Off Peak | 1 | 0 | 0 | On Peak
2020-04-13 | 24 | 4 | 0 | 0 | 0 | 0 | 1.4664 |  | 0 | 1 | 0 | Off Peak | 0 | 0 | 1 | Off Peak | 0 | 1 | Off Peak | 0 | 1 | Off Peak | 0 | 0 | 1 | Super Off Peak | 0 | 1 | 0 | Off Peak | 1 | 0 | 0 | On Peak
2020-04-14 | 1 | 4 | 0 | 0 | 0 | 0 | 1.2367 |  | 0 | 0 | 1 | Super Off Peak | 0 | 0 | 1 | Off Peak | 0 | 1 | Off Peak | 0 | 1 | Off Peak | 0 | 0 | 1 | Super Off Peak | 0 | 0 | 1 | Super Off Peak | 0 | 0 | 1 | Super Off Peak
2020-04-14 | 2 | 4 | 0 | 0 | 0 | 0 | 1.112 |  | 0 | 0 | 1 | Super Off Peak | 0 | 0 | 1 | Off Peak | 0 | 1 | Off Peak | 0 | 1 | Off Peak | 0 | 0 | 1 | Super Off Peak | 0 | 0 | 1 | Super Off Peak | 0 | 0 | 1 | Super Off Peak
2020-04-14 | 3 | 4 | 0 | 0 | 0 | 0 | 1.0166 |  | 0 | 0 | 1 | Super Off Peak | 0 | 0 | 1 | Off Peak | 0 | 1 | Off Peak | 0 | 1 | Off Peak | 0 | 0 | 1 | Super Off Peak | 0 | 0 | 1 | Super Off Peak | 0 | 0 | 1 | Super Off Peak
2020-04-14 | 4 | 4 | 0 | 0 | 0 | 0 | 0.98086 |  | 0 | 0 | 1 | Super Off Peak | 0 | 0 | 1 | Off Peak | 0 | 1 | Off Peak | 0 | 1 | Off Peak | 0 | 0 | 1 | Super Off Peak | 0 | 0 | 1 | Super Off Peak | 0 | 0 | 1 | Super Off Peak
2020-04-14 | 5 | 4 | 0 | 0 | 0 | 0 | 0.95223 |  | 0 | 0 | 1 | Super Off Peak | 0 | 0 | 1 | Off Peak | 0 | 1 | Off Peak | 0 | 1 | Off Peak | 0 | 0 | 1 | Super Off Peak | 0 | 0 | 1 | Super Off Peak | 0 | 0 | 1 | Super Off Peak
2020-04-14 | 6 | 4 | 0 | 0 | 0 | 0 | 0.97165 |  | 0 | 0 | 1 | Super Off Peak | 0 | 0 | 1 | Off Peak | 0 | 1 | Off Peak | 0 | 1 | Off Peak | 0 | 0 | 1 | Super Off Peak | 0 | 1 | 0 | Off Peak | 0 | 1 | 0 | Off Peak
2020-04-14 | 7 | 4 | 0 | 0 | 0 | 0 | 2.1517 |  | 0 | 1 | 0 | Off Peak | 0 | 1 | 0 | Semi Peak | 0 | 1 | Off Peak | 0 | 1 | Off Peak | 0 | 1 | 0 | Off Peak | 0 | 1 | 0 | Off Peak | 0 | 1 | 0 | Off Peak
2020-04-14 | 8 | 4 | 0 | 0 | 0 | 0 | 1.7252 |  | 0 | 1 | 0 | Off Peak | 0 | 1 | 0 | Semi Peak | 0 | 1 | Off Peak | 0 | 1 | Off Peak | 0 | 1 | 0 | Off Peak | 0 | 1 | 0 | Off Peak | 0 | 1 | 0 | Off Peak
2020-04-14 | 9 | 4 | 0 | 0 | 0 | 0 | 0.86673 |  | 0 | 1 | 0 | Off Peak | 0 | 1 | 0 | Semi Peak | 0 | 1 | Off Peak | 0 | 1 | Off Peak | 0 | 1 | 0 | Off Peak | 0 | 1 | 0 | Off Peak | 0 | 1 | 0 | Off Peak
2020-04-14 | 10 | 4 | 0 | 0 | 0 | 0 | 0.21424 |  | 0 | 1 | 0 | Off Peak | 0 | 1 | 0 | Semi Peak | 0 | 1 | Off Peak | 0 | 1 | Off Peak | 0 | 1 | 0 | Off Peak | 0 | 1 | 0 | Off Peak | 0 | 1 | 0 | Off Peak
2020-04-14 | 11 | 4 | 0 | 0 | 0 | 0 | -0.21401 |  | 0 | 0 | 1 | Super Off Peak | 0 | 1 | 0 | Semi Peak | 0 | 1 | Off Peak | 0 | 1 | Off Peak | 0 | 1 | 0 | Off Peak | 0 | 1 | 0 | Off Peak | 0 | 1 | 0 | Off Peak
2020-04-14 | 12 | 4 | 0 | 0 | 0 | 0 | -0.36541 |  | 0 | 0 | 1 | Super Off Peak | 0 | 1 | 0 | Semi Peak | 0 | 1 | Off Peak | 0 | 1 | Off Peak | 0 | 1 | 0 | Off Peak | 0 | 1 | 0 | Off Peak | 0 | 1 | 0 | Off Peak
2020-04-14 | 13 | 4 | 0 | 0 | 0 | 0 | -0.49167 |  | 0 | 0 | 1 | Super Off Peak | 0 | 1 | 0 | Semi Peak | 0 | 1 | Off Peak | 1 | 0 | On Peak | 0 | 1 | 0 | Off Peak | 1 | 0 | 0 | On Peak | 0 | 1 | 0 | Off Peak
2020-04-14 | 14 | 4 | 0 | 0 | 0 | 0 | -0.56575 |  | 0 | 0 | 1 | Super Off Peak | 0 | 1 | 0 | Semi Peak | 0 | 1 | Off Peak | 1 | 0 | On Peak | 0 | 1 | 0 | Off Peak | 1 | 0 | 0 | On Peak | 0 | 1 | 0 | Off Peak
2020-04-14 | 15 | 4 | 0 | 0 | 0 | 0 | -0.49773 |  | 0 | 1 | 0 | Off Peak | 0 | 1 | 0 | Semi Peak | 0 | 1 | Off Peak | 1 | 0 | On Peak | 0 | 1 | 0 | Off Peak | 1 | 0 | 0 | On Peak | 0 | 1 | 0 | Off Peak
2020-04-14 | 16 | 4 | 0 | 0 | 0 | 0 | -0.21116 |  | 0 | 1 | 0 | Off Peak | 0 | 1 | 0 | Semi Peak | 0 | 1 | Off Peak | 1 | 0 | On Peak | 0 | 1 | 0 | Off Peak | 1 | 0 | 0 | On Peak | 0 | 1 | 0 | Off Peak
2020-04-14 | 17 | 4 | 0 | 0 | 0 | 0 | 0.27701 |  | 1 | 0 | 0 | On Peak | 0 | 1 | 0 | Semi Peak | 1 | 0 | On Peak | 1 | 0 | On Peak | 0 | 1 | 0 | Off Peak | 1 | 0 | 0 | On Peak | 0 | 1 | 0 | Off Peak
2020-04-14 | 18 | 4 | 0 | 0 | 0 | 0 | 1.1936 |  | 1 | 0 | 0 | On Peak | 1 | 0 | 0 | On Peak | 1 | 0 | On Peak | 1 | 0 | On Peak | 0 | 1 | 0 | Off Peak | 1 | 0 | 0 | On Peak | 0 | 1 | 0 | Off Peak
2020-04-14 | 19 | 4 | 0 | 0 | 0 | 0 | 2.5253 |  | 1 | 0 | 0 | On Peak | 1 | 0 | 0 | On Peak | 1 | 0 | On Peak | 0 | 1 | Off Peak | 0 | 0 | 1 | Super Off Peak | 1 | 0 | 0 | On Peak | 0 | 1 | 0 | Off Peak
2020-04-14 | 20 | 4 | 0 | 0 | 0 | 0 | 3.222 |  | 1 | 0 | 0 | On Peak | 1 | 0 | 0 | On Peak | 1 | 0 | On Peak | 0 | 1 | Off Peak | 0 | 0 | 1 | Super Off Peak | 1 | 0 | 0 | On Peak | 1 | 0 | 0 | On Peak
2020-04-14 | 21 | 4 | 0 | 0 | 0 | 0 | 3.6467 |  | 1 | 0 | 0 | On Peak | 0 | 1 | 0 | Semi Peak | 1 | 0 | On Peak | 0 | 1 | Off Peak | 0 | 0 | 1 | Super Off Peak | 0 | 1 | 0 | Off Peak | 1 | 0 | 0 | On Peak
2020-04-14 | 22 | 4 | 0 | 0 | 0 | 0 | 3.7699 |  | 0 | 1 | 0 | Off Peak | 0 | 1 | 0 | Semi Peak | 0 | 1 | Off Peak | 0 | 1 | Off Peak | 0 | 0 | 1 | Super Off Peak | 0 | 1 | 0 | Off Peak | 1 | 0 | 0 | On Peak
2020-04-14 | 23 | 4 | 0 | 0 | 0 | 0 | 1.7352 |  | 0 | 1 | 0 | Off Peak | 0 | 0 | 1 | Off Peak | 0 | 1 | Off Peak | 0 | 1 | Off Peak | 0 | 0 | 1 | Super Off Peak | 0 | 1 | 0 | Off Peak | 1 | 0 | 0 | On Peak
2020-04-14 | 24 | 4 | 0 | 0 | 0 | 0 | 1.4869 |  | 0 | 1 | 0 | Off Peak | 0 | 0 | 1 | Off Peak | 0 | 1 | Off Peak | 0 | 1 | Off Peak | 0 | 0 | 1 | Super Off Peak | 0 | 1 | 0 | Off Peak | 1 | 0 | 0 | On Peak
2020-04-15 | 1 | 4 | 0 | 0 | 0 | 0 | 1.2504 |  | 0 | 0 | 1 | Super Off Peak | 0 | 0 | 1 | Off Peak | 0 | 1 | Off Peak | 0 | 1 | Off Peak | 0 | 0 | 1 | Super Off Peak | 0 | 0 | 1 | Super Off Peak | 0 | 0 | 1 | Super Off Peak
2020-04-15 | 2 | 4 | 0 | 0 | 0 | 0 | 1.1405 |  | 0 | 0 | 1 | Super Off Peak | 0 | 0 | 1 | Off Peak | 0 | 1 | Off Peak | 0 | 1 | Off Peak | 0 | 0 | 1 | Super Off Peak | 0 | 0 | 1 | Super Off Peak | 0 | 0 | 1 | Super Off Peak
2020-04-15 | 3 | 4 | 0 | 0 | 0 | 0 | 1.0187 |  | 0 | 0 | 1 | Super Off Peak | 0 | 0 | 1 | Off Peak | 0 | 1 | Off Peak | 0 | 1 | Off Peak | 0 | 0 | 1 | Super Off Peak | 0 | 0 | 1 | Super Off Peak | 0 | 0 | 1 | Super Off Peak
2020-04-15 | 4 | 4 | 0 | 0 | 0 | 0 | 0.97179 |  | 0 | 0 | 1 | Super Off Peak | 0 | 0 | 1 | Off Peak | 0 | 1 | Off Peak | 0 | 1 | Off Peak | 0 | 0 | 1 | Super Off Peak | 0 | 0 | 1 | Super Off Peak | 0 | 0 | 1 | Super Off Peak
2020-04-15 | 5 | 4 | 0 | 0 | 0 | 0 | 0.93379 |  | 0 | 0 | 1 | Super Off Peak | 0 | 0 | 1 | Off Peak | 0 | 1 | Off Peak | 0 | 1 | Off Peak | 0 | 0 | 1 | Super Off Peak | 0 | 0 | 1 | Super Off Peak | 0 | 0 | 1 | Super Off Peak
2020-04-15 | 6 | 4 | 0 | 0 | 0 | 0 | 0.97377 |  | 0 | 0 | 1 | Super Off Peak | 0 | 0 | 1 | Off Peak | 0 | 1 | Off Peak | 0 | 1 | Off Peak | 0 | 0 | 1 | Super Off Peak | 0 | 1 | 0 | Off Peak | 0 | 1 | 0 | Off Peak
2020-04-15 | 7 | 4 | 0 | 0 | 0 | 0 | 2.1655 |  | 0 | 1 | 0 | Off Peak | 0 | 1 | 0 | Semi Peak | 0 | 1 | Off Peak | 0 | 1 | Off Peak | 0 | 1 | 0 | Off Peak | 0 | 1 | 0 | Off Peak | 0 | 1 | 0 | Off Peak
2020-04-15 | 8 | 4 | 0 | 0 | 0 | 0 | 1.7487 |  | 0 | 1 | 0 | Off Peak | 0 | 1 | 0 | Semi Peak | 0 | 1 | Off Peak | 0 | 1 | Off Peak | 0 | 1 | 0 | Off Peak | 0 | 1 | 0 | Off Peak | 0 | 1 | 0 | Off Peak
2020-04-15 | 9 | 4 | 0 | 0 | 0 | 0 | 0.89291 |  | 0 | 1 | 0 | Off Peak | 0 | 1 | 0 | Semi Peak | 0 | 1 | Off Peak | 0 | 1 | Off Peak | 0 | 1 | 0 | Off Peak | 0 | 1 | 0 | Off Peak | 0 | 1 | 0 | Off Peak
2020-04-15 | 10 | 4 | 0 | 0 | 0 | 0 | 0.27976 |  | 0 | 1 | 0 | Off Peak | 0 | 1 | 0 | Semi Peak | 0 | 1 | Off Peak | 0 | 1 | Off Peak | 0 | 1 | 0 | Off Peak | 0 | 1 | 0 | Off Peak | 0 | 1 | 0 | Off Peak
2020-04-15 | 11 | 4 | 0 | 0 | 0 | 0 | -0.14614 |  | 0 | 0 | 1 | Super Off Peak | 0 | 1 | 0 | Semi Peak | 0 | 1 | Off Peak | 0 | 1 | Off Peak | 0 | 1 | 0 | Off Peak | 0 | 1 | 0 | Off Peak | 0 | 1 | 0 | Off Peak
2020-04-15 | 12 | 4 | 0 | 0 | 0 | 0 | -0.34511 |  | 0 | 0 | 1 | Super Off Peak | 0 | 1 | 0 | Semi Peak | 0 | 1 | Off Peak | 0 | 1 | Off Peak | 0 | 1 | 0 | Off Peak | 0 | 1 | 0 | Off Peak | 0 | 1 | 0 | Off Peak
2020-04-15 | 13 | 4 | 0 | 0 | 0 | 0 | -0.43044 |  | 0 | 0 | 1 | Super Off Peak | 0 | 1 | 0 | Semi Peak | 0 | 1 | Off Peak | 1 | 0 | On Peak | 0 | 1 | 0 | Off Peak | 1 | 0 | 0 | On Peak | 0 | 1 | 0 | Off Peak
2020-04-15 | 14 | 4 | 0 | 0 | 0 | 0 | -0.48188 |  | 0 | 0 | 1 | Super Off Peak | 0 | 1 | 0 | Semi Peak | 0 | 1 | Off Peak | 1 | 0 | On Peak | 0 | 1 | 0 | Off Peak | 1 | 0 | 0 | On Peak | 0 | 1 | 0 | Off Peak
2020-04-15 | 15 | 4 | 0 | 0 | 0 | 0 | -0.35187 |  | 0 | 1 | 0 | Off Peak | 0 | 1 | 0 | Semi Peak | 0 | 1 | Off Peak | 1 | 0 | On Peak | 0 | 1 | 0 | Off Peak | 1 | 0 | 0 | On Peak | 0 | 1 | 0 | Off Peak
2020-04-15 | 16 | 4 | 0 | 0 | 0 | 0 | -0.066752 |  | 0 | 1 | 0 | Off Peak | 0 | 1 | 0 | Semi Peak | 0 | 1 | Off Peak | 1 | 0 | On Peak | 0 | 1 | 0 | Off Peak | 1 | 0 | 0 | On Peak | 0 | 1 | 0 | Off Peak
2020-04-15 | 17 | 4 | 0 | 0 | 0 | 0 | 0.46044 |  | 1 | 0 | 0 | On Peak | 0 | 1 | 0 | Semi Peak | 1 | 0 | On Peak | 1 | 0 | On Peak | 0 | 1 | 0 | Off Peak | 1 | 0 | 0 | On Peak | 0 | 1 | 0 | Off Peak
2020-04-15 | 18 | 4 | 0 | 0 | 0 | 0 | 1.4486 |  | 1 | 0 | 0 | On Peak | 1 | 0 | 0 | On Peak | 1 | 0 | On Peak | 1 | 0 | On Peak | 0 | 1 | 0 | Off Peak | 1 | 0 | 0 | On Peak | 0 | 1 | 0 | Off Peak
2020-04-15 | 19 | 4 | 0 | 0 | 0 | 0 | 2.7947 |  | 1 | 0 | 0 | On Peak | 1 | 0 | 0 | On Peak | 1 | 0 | On Peak | 0 | 1 | Off Peak | 0 | 0 | 1 | Super Off Peak | 1 | 0 | 0 | On Peak | 0 | 1 | 0 | Off Peak
2020-04-15 | 20 | 4 | 0 | 0 | 0 | 0 | 3.4302 |  | 1 | 0 | 0 | On Peak | 1 | 0 | 0 | On Peak | 1 | 0 | On Peak | 0 | 1 | Off Peak | 0 | 0 | 1 | Super Off Peak | 1 | 0 | 0 | On Peak | 1 | 0 | 0 | On Peak
2020-04-15 | 21 | 4 | 0 | 0 | 0 | 0 | 3.7767 |  | 1 | 0 | 0 | On Peak | 0 | 1 | 0 | Semi Peak | 1 | 0 | On Peak | 0 | 1 | Off Peak | 0 | 0 | 1 | Super Off Peak | 0 | 1 | 0 | Off Peak | 1 | 0 | 0 | On Peak
2020-04-15 | 22 | 4 | 0 | 0 | 0 | 0 | 3.8775 |  | 0 | 1 | 0 | Off Peak | 0 | 1 | 0 | Semi Peak | 0 | 1 | Off Peak | 0 | 1 | Off Peak | 0 | 0 | 1 | Super Off Peak | 0 | 1 | 0 | Off Peak | 1 | 0 | 0 | On Peak
2020-04-15 | 23 | 4 | 0 | 0 | 0 | 0 | 1.7875 |  | 0 | 1 | 0 | Off Peak | 0 | 0 | 1 | Off Peak | 0 | 1 | Off Peak | 0 | 1 | Off Peak | 0 | 0 | 1 | Super Off Peak | 0 | 1 | 0 | Off Peak | 1 | 0 | 0 | On Peak
2020-04-15 | 24 | 4 | 0 | 0 | 0 | 0 | 1.5477 |  | 0 | 1 | 0 | Off Peak | 0 | 0 | 1 | Off Peak | 0 | 1 | Off Peak | 0 | 1 | Off Peak | 0 | 0 | 1 | Super Off Peak | 0 | 1 | 0 | Off Peak | 1 | 0 | 0 | On Peak
2020-04-16 | 1 | 4 | 0 | 0 | 0 | 0 | 1.2877 |  | 0 | 0 | 1 | Super Off Peak | 0 | 0 | 1 | Off Peak | 0 | 1 | Off Peak | 0 | 1 | Off Peak | 0 | 0 | 1 | Super Off Peak | 0 | 0 | 1 | Super Off Peak | 0 | 0 | 1 | Super Off Peak
2020-04-16 | 2 | 4 | 0 | 0 | 0 | 0 | 1.118 |  | 0 | 0 | 1 | Super Off Peak | 0 | 0 | 1 | Off Peak | 0 | 1 | Off Peak | 0 | 1 | Off Peak | 0 | 0 | 1 | Super Off Peak | 0 | 0 | 1 | Super Off Peak | 0 | 0 | 1 | Super Off Peak
2020-04-16 | 3 | 4 | 0 | 0 | 0 | 0 | 1.0188 |  | 0 | 0 | 1 | Super Off Peak | 0 | 0 | 1 | Off Peak | 0 | 1 | Off Peak | 0 | 1 | Off Peak | 0 | 0 | 1 | Super Off Peak | 0 | 0 | 1 | Super Off Peak | 0 | 0 | 1 | Super Off Peak
2020-04-16 | 4 | 4 | 0 | 0 | 0 | 0 | 0.97301 |  | 0 | 0 | 1 | Super Off Peak | 0 | 0 | 1 | Off Peak | 0 | 1 | Off Peak | 0 | 1 | Off Peak | 0 | 0 | 1 | Super Off Peak | 0 | 0 | 1 | Super Off Peak | 0 | 0 | 1 | Super Off Peak
2020-04-16 | 5 | 4 | 0 | 0 | 0 | 0 | 0.95491 |  | 0 | 0 | 1 | Super Off Peak | 0 | 0 | 1 | Off Peak | 0 | 1 | Off Peak | 0 | 1 | Off Peak | 0 | 0 | 1 | Super Off Peak | 0 | 0 | 1 | Super Off Peak | 0 | 0 | 1 | Super Off Peak
2020-04-16 | 6 | 4 | 0 | 0 | 0 | 0 | 0.98191 |  | 0 | 0 | 1 | Super Off Peak | 0 | 0 | 1 | Off Peak | 0 | 1 | Off Peak | 0 | 1 | Off Peak | 0 | 0 | 1 | Super Off Peak | 0 | 1 | 0 | Off Peak | 0 | 1 | 0 | Off Peak
2020-04-16 | 7 | 4 | 0 | 0 | 0 | 0 | 2.1723 |  | 0 | 1 | 0 | Off Peak | 0 | 1 | 0 | Semi Peak | 0 | 1 | Off Peak | 0 | 1 | Off Peak | 0 | 1 | 0 | Off Peak | 0 | 1 | 0 | Off Peak | 0 | 1 | 0 | Off Peak
2020-04-16 | 8 | 4 | 0 | 0 | 0 | 0 | 1.7879 |  | 0 | 1 | 0 | Off Peak | 0 | 1 | 0 | Semi Peak | 0 | 1 | Off Peak | 0 | 1 | Off Peak | 0 | 1 | 0 | Off Peak | 0 | 1 | 0 | Off Peak | 0 | 1 | 0 | Off Peak
2020-04-16 | 9 | 4 | 0 | 0 | 0 | 0 | 1.0177 |  | 0 | 1 | 0 | Off Peak | 0 | 1 | 0 | Semi Peak | 0 | 1 | Off Peak | 0 | 1 | Off Peak | 0 | 1 | 0 | Off Peak | 0 | 1 | 0 | Off Peak | 0 | 1 | 0 | Off Peak
2020-04-16 | 10 | 4 | 0 | 0 | 0 | 0 | 0.37235 |  | 0 | 1 | 0 | Off Peak | 0 | 1 | 0 | Semi Peak | 0 | 1 | Off Peak | 0 | 1 | Off Peak | 0 | 1 | 0 | Off Peak | 0 | 1 | 0 | Off Peak | 0 | 1 | 0 | Off Peak
2020-04-16 | 11 | 4 | 0 | 0 | 0 | 0 | -0.12846 |  | 0 | 0 | 1 | Super Off Peak | 0 | 1 | 0 | Semi Peak | 0 | 1 | Off Peak | 0 | 1 | Off Peak | 0 | 1 | 0 | Off Peak | 0 | 1 | 0 | Off Peak | 0 | 1 | 0 | Off Peak
2020-04-16 | 12 | 4 | 0 | 0 | 0 | 0 | -0.38318 |  | 0 | 0 | 1 | Super Off Peak | 0 | 1 | 0 | Semi Peak | 0 | 1 | Off Peak | 0 | 1 | Off Peak | 0 | 1 | 0 | Off Peak | 0 | 1 | 0 | Off Peak | 0 | 1 | 0 | Off Peak
2020-04-16 | 13 | 4 | 0 | 0 | 0 | 0 | -0.56156 |  | 0 | 0 | 1 | Super Off Peak | 0 | 1 | 0 | Semi Peak | 0 | 1 | Off Peak | 1 | 0 | On Peak | 0 | 1 | 0 | Off Peak | 1 | 0 | 0 | On Peak | 0 | 1 | 0 | Off Peak
2020-04-16 | 14 | 4 | 0 | 0 | 0 | 0 | -0.67445 |  | 0 | 0 | 1 | Super Off Peak | 0 | 1 | 0 | Semi Peak | 0 | 1 | Off Peak | 1 | 0 | On Peak | 0 | 1 | 0 | Off Peak | 1 | 0 | 0 | On Peak | 0 | 1 | 0 | Off Peak
2020-04-16 | 15 | 4 | 0 | 0 | 0 | 0 | -0.56223 |  | 0 | 1 | 0 | Off Peak | 0 | 1 | 0 | Semi Peak | 0 | 1 | Off Peak | 1 | 0 | On Peak | 0 | 1 | 0 | Off Peak | 1 | 0 | 0 | On Peak | 0 | 1 | 0 | Off Peak
2020-04-16 | 16 | 4 | 0 | 0 | 0 | 0 | -0.34028 |  | 0 | 1 | 0 | Off Peak | 0 | 1 | 0 | Semi Peak | 0 | 1 | Off Peak | 1 | 0 | On Peak | 0 | 1 | 0 | Off Peak | 1 | 0 | 0 | On Peak | 0 | 1 | 0 | Off Peak
2020-04-16 | 17 | 4 | 0 | 0 | 0 | 0 | 0.12287 |  | 1 | 0 | 0 | On Peak | 0 | 1 | 0 | Semi Peak | 1 | 0 | On Peak | 1 | 0 | On Peak | 0 | 1 | 0 | Off Peak | 1 | 0 | 0 | On Peak | 0 | 1 | 0 | Off Peak
2020-04-16 | 18 | 4 | 0 | 0 | 0 | 0 | 1.065 |  | 1 | 0 | 0 | On Peak | 1 | 0 | 0 | On Peak | 1 | 0 | On Peak | 1 | 0 | On Peak | 0 | 1 | 0 | Off Peak | 1 | 0 | 0 | On Peak | 0 | 1 | 0 | Off Peak
2020-04-16 | 19 | 4 | 0 | 0 | 0 | 0 | 2.4377 |  | 1 | 0 | 0 | On Peak | 1 | 0 | 0 | On Peak | 1 | 0 | On Peak | 0 | 1 | Off Peak | 0 | 0 | 1 | Super Off Peak | 1 | 0 | 0 | On Peak | 0 | 1 | 0 | Off Peak
2020-04-16 | 20 | 4 | 0 | 0 | 0 | 0 | 3.1452 |  | 1 | 0 | 0 | On Peak | 1 | 0 | 0 | On Peak | 1 | 0 | On Peak | 0 | 1 | Off Peak | 0 | 0 | 1 | Super Off Peak | 1 | 0 | 0 | On Peak | 1 | 0 | 0 | On Peak
2020-04-16 | 21 | 4 | 0 | 0 | 0 | 0 | 3.6114 |  | 1 | 0 | 0 | On Peak | 0 | 1 | 0 | Semi Peak | 1 | 0 | On Peak | 0 | 1 | Off Peak | 0 | 0 | 1 | Super Off Peak | 0 | 1 | 0 | Off Peak | 1 | 0 | 0 | On Peak
2020-04-16 | 22 | 4 | 0 | 0 | 0 | 0 | 3.7363 |  | 0 | 1 | 0 | Off Peak | 0 | 1 | 0 | Semi Peak | 0 | 1 | Off Peak | 0 | 1 | Off Peak | 0 | 0 | 1 | Super Off Peak | 0 | 1 | 0 | Off Peak | 1 | 0 | 0 | On Peak
2020-04-16 | 23 | 4 | 0 | 0 | 0 | 0 | 1.7242 |  | 0 | 1 | 0 | Off Peak | 0 | 0 | 1 | Off Peak | 0 | 1 | Off Peak | 0 | 1 | Off Peak | 0 | 0 | 1 | Super Off Peak | 0 | 1 | 0 | Off Peak | 1 | 0 | 0 | On Peak
2020-04-16 | 24 | 4 | 0 | 0 | 0 | 0 | 1.4823 |  | 0 | 1 | 0 | Off Peak | 0 | 0 | 1 | Off Peak | 0 | 1 | Off Peak | 0 | 1 | Off Peak | 0 | 0 | 1 | Super Off Peak | 0 | 1 | 0 | Off Peak | 1 | 0 | 0 | On Peak
2020-04-17 | 1 | 4 | 0 | 0 | 0 | 0 | 1.2556 |  | 0 | 0 | 1 | Super Off Peak | 0 | 0 | 1 | Off Peak | 0 | 1 | Off Peak | 0 | 1 | Off Peak | 0 | 0 | 1 | Super Off Peak | 0 | 0 | 1 | Super Off Peak | 0 | 0 | 1 | Super Off Peak
2020-04-17 | 2 | 4 | 0 | 0 | 0 | 0 | 1.0864 |  | 0 | 0 | 1 | Super Off Peak | 0 | 0 | 1 | Off Peak | 0 | 1 | Off Peak | 0 | 1 | Off Peak | 0 | 0 | 1 | Super Off Peak | 0 | 0 | 1 | Super Off Peak | 0 | 0 | 1 | Super Off Peak
2020-04-17 | 3 | 4 | 0 | 0 | 0 | 0 | 1.0081 |  | 0 | 0 | 1 | Super Off Peak | 0 | 0 | 1 | Off Peak | 0 | 1 | Off Peak | 0 | 1 | Off Peak | 0 | 0 | 1 | Super Off Peak | 0 | 0 | 1 | Super Off Peak | 0 | 0 | 1 | Super Off Peak
2020-04-17 | 4 | 4 | 0 | 0 | 0 | 0 | 0.96897 |  | 0 | 0 | 1 | Super Off Peak | 0 | 0 | 1 | Off Peak | 0 | 1 | Off Peak | 0 | 1 | Off Peak | 0 | 0 | 1 | Super Off Peak | 0 | 0 | 1 | Super Off Peak | 0 | 0 | 1 | Super Off Peak
2020-04-17 | 5 | 4 | 0 | 0 | 0 | 0 | 0.94763 |  | 0 | 0 | 1 | Super Off Peak | 0 | 0 | 1 | Off Peak | 0 | 1 | Off Peak | 0 | 1 | Off Peak | 0 | 0 | 1 | Super Off Peak | 0 | 0 | 1 | Super Off Peak | 0 | 0 | 1 | Super Off Peak
2020-04-17 | 6 | 4 | 0 | 0 | 0 | 0 | 0.96425 |  | 0 | 0 | 1 | Super Off Peak | 0 | 0 | 1 | Off Peak | 0 | 1 | Off Peak | 0 | 1 | Off Peak | 0 | 0 | 1 | Super Off Peak | 0 | 1 | 0 | Off Peak | 0 | 1 | 0 | Off Peak
2020-04-17 | 7 | 4 | 0 | 0 | 0 | 0 | 2.1408 |  | 0 | 1 | 0 | Off Peak | 0 | 1 | 0 | Semi Peak | 0 | 1 | Off Peak | 0 | 1 | Off Peak | 0 | 1 | 0 | Off Peak | 0 | 1 | 0 | Off Peak | 0 | 1 | 0 | Off Peak
2020-04-17 | 8 | 4 | 0 | 0 | 0 | 0 | 1.7754 |  | 0 | 1 | 0 | Off Peak | 0 | 1 | 0 | Semi Peak | 0 | 1 | Off Peak | 0 | 1 | Off Peak | 0 | 1 | 0 | Off Peak | 0 | 1 | 0 | Off Peak | 0 | 1 | 0 | Off Peak
2020-04-17 | 9 | 4 | 0 | 0 | 0 | 0 | 0.98585 |  | 0 | 1 | 0 | Off Peak | 0 | 1 | 0 | Semi Peak | 0 | 1 | Off Peak | 0 | 1 | Off Peak | 0 | 1 | 0 | Off Peak | 0 | 1 | 0 | Off Peak | 0 | 1 | 0 | Off Peak
2020-04-17 | 10 | 4 | 0 | 0 | 0 | 0 | 0.34225 |  | 0 | 1 | 0 | Off Peak | 0 | 1 | 0 | Semi Peak | 0 | 1 | Off Peak | 0 | 1 | Off Peak | 0 | 1 | 0 | Off Peak | 0 | 1 | 0 | Off Peak | 0 | 1 | 0 | Off Peak
2020-04-17 | 11 | 4 | 0 | 0 | 0 | 0 | -0.083002 |  | 0 | 0 | 1 | Super Off Peak | 0 | 1 | 0 | Semi Peak | 0 | 1 | Off Peak | 0 | 1 | Off Peak | 0 | 1 | 0 | Off Peak | 0 | 1 | 0 | Off Peak | 0 | 1 | 0 | Off Peak
2020-04-17 | 12 | 4 | 0 | 0 | 0 | 0 | -0.34976 |  | 0 | 0 | 1 | Super Off Peak | 0 | 1 | 0 | Semi Peak | 0 | 1 | Off Peak | 0 | 1 | Off Peak | 0 | 1 | 0 | Off Peak | 0 | 1 | 0 | Off Peak | 0 | 1 | 0 | Off Peak
2020-04-17 | 13 | 4 | 0 | 0 | 0 | 0 | -0.50915 |  | 0 | 0 | 1 | Super Off Peak | 0 | 1 | 0 | Semi Peak | 0 | 1 | Off Peak | 1 | 0 | On Peak | 0 | 1 | 0 | Off Peak | 1 | 0 | 0 | On Peak | 0 | 1 | 0 | Off Peak
2020-04-17 | 14 | 4 | 0 | 0 | 0 | 0 | -0.64053 |  | 0 | 0 | 1 | Super Off Peak | 0 | 1 | 0 | Semi Peak | 0 | 1 | Off Peak | 1 | 0 | On Peak | 0 | 1 | 0 | Off Peak | 1 | 0 | 0 | On Peak | 0 | 1 | 0 | Off Peak
2020-04-17 | 15 | 4 | 0 | 0 | 0 | 0 | -0.57261 |  | 0 | 1 | 0 | Off Peak | 0 | 1 | 0 | Semi Peak | 0 | 1 | Off Peak | 1 | 0 | On Peak | 0 | 1 | 0 | Off Peak | 1 | 0 | 0 | On Peak | 0 | 1 | 0 | Off Peak
2020-04-17 | 16 | 4 | 0 | 0 | 0 | 0 | -0.34891 |  | 0 | 1 | 0 | Off Peak | 0 | 1 | 0 | Semi Peak | 0 | 1 | Off Peak | 1 | 0 | On Peak | 0 | 1 | 0 | Off Peak | 1 | 0 | 0 | On Peak | 0 | 1 | 0 | Off Peak
2020-04-17 | 17 | 4 | 0 | 0 | 0 | 0 | 0.15697 |  | 1 | 0 | 0 | On Peak | 0 | 1 | 0 | Semi Peak | 1 | 0 | On Peak | 1 | 0 | On Peak | 0 | 1 | 0 | Off Peak | 1 | 0 | 0 | On Peak | 0 | 1 | 0 | Off Peak
2020-04-17 | 18 | 4 | 0 | 0 | 0 | 0 | 1.1282 |  | 1 | 0 | 0 | On Peak | 1 | 0 | 0 | On Peak | 1 | 0 | On Peak | 1 | 0 | On Peak | 0 | 1 | 0 | Off Peak | 1 | 0 | 0 | On Peak | 0 | 1 | 0 | Off Peak
2020-04-17 | 19 | 4 | 0 | 0 | 0 | 0 | 2.4813 |  | 1 | 0 | 0 | On Peak | 1 | 0 | 0 | On Peak | 1 | 0 | On Peak | 0 | 1 | Off Peak | 0 | 0 | 1 | Super Off Peak | 1 | 0 | 0 | On Peak | 0 | 1 | 0 | Off Peak
2020-04-17 | 20 | 4 | 0 | 0 | 0 | 0 | 3.1728 |  | 1 | 0 | 0 | On Peak | 1 | 0 | 0 | On Peak | 1 | 0 | On Peak | 0 | 1 | Off Peak | 0 | 0 | 1 | Super Off Peak | 1 | 0 | 0 | On Peak | 1 | 0 | 0 | On Peak
2020-04-17 | 21 | 4 | 0 | 0 | 0 | 0 | 3.6111 |  | 1 | 0 | 0 | On Peak | 0 | 1 | 0 | Semi Peak | 1 | 0 | On Peak | 0 | 1 | Off Peak | 0 | 0 | 1 | Super Off Peak | 0 | 1 | 0 | Off Peak | 1 | 0 | 0 | On Peak
2020-04-17 | 22 | 4 | 0 | 0 | 0 | 0 | 3.7469 |  | 0 | 1 | 0 | Off Peak | 0 | 1 | 0 | Semi Peak | 0 | 1 | Off Peak | 0 | 1 | Off Peak | 0 | 0 | 1 | Super Off Peak | 0 | 1 | 0 | Off Peak | 1 | 0 | 0 | On Peak
2020-04-17 | 23 | 4 | 0 | 0 | 0 | 0 | 1.7179 |  | 0 | 1 | 0 | Off Peak | 0 | 0 | 1 | Off Peak | 0 | 1 | Off Peak | 0 | 1 | Off Peak | 0 | 0 | 1 | Super Off Peak | 0 | 1 | 0 | Off Peak | 1 | 0 | 0 | On Peak
2020-04-17 | 24 | 4 | 0 | 0 | 0 | 0 | 1.4597 |  | 0 | 1 | 0 | Off Peak | 0 | 0 | 1 | Off Peak | 0 | 1 | Off Peak | 0 | 1 | Off Peak | 0 | 0 | 1 | Super Off Peak | 0 | 1 | 0 | Off Peak | 1 | 0 | 0 | On Peak
2020-04-18 | 1 | 4 | 0 | 1 | 0 | 0 | 1.2234 |  | 0 | 0 | 1 | Super Off Peak | 0 | 0 | 1 | Off Peak | 0 | 1 | Off Peak | 0 | 1 | Off Peak | 0 | 0 | 1 | Super Off Peak | 0 | 0 | 1 | Super Off Peak | 0 | 0 | 1 | Super Off Peak
2020-04-18 | 2 | 4 | 0 | 1 | 0 | 0 | 1.1084 |  | 0 | 0 | 1 | Super Off Peak | 0 | 0 | 1 | Off Peak | 0 | 1 | Off Peak | 0 | 1 | Off Peak | 0 | 0 | 1 | Super Off Peak | 0 | 0 | 1 | Super Off Peak | 0 | 0 | 1 | Super Off Peak
2020-04-18 | 3 | 4 | 0 | 1 | 0 | 0 | 1.0328 |  | 0 | 0 | 1 | Super Off Peak | 0 | 0 | 1 | Off Peak | 0 | 1 | Off Peak | 0 | 1 | Off Peak | 0 | 0 | 1 | Super Off Peak | 0 | 0 | 1 | Super Off Peak | 0 | 0 | 1 | Super Off Peak
2020-04-18 | 4 | 4 | 0 | 1 | 0 | 0 | 0.98764 |  | 0 | 0 | 1 | Super Off Peak | 0 | 0 | 1 | Off Peak | 0 | 1 | Off Peak | 0 | 1 | Off Peak | 0 | 0 | 1 | Super Off Peak | 0 | 0 | 1 | Super Off Peak | 0 | 0 | 1 | Super Off Peak
2020-04-18 | 5 | 4 | 0 | 1 | 0 | 0 | 0.96191 |  | 0 | 0 | 1 | Super Off Peak | 0 | 0 | 1 | Off Peak | 0 | 1 | Off Peak | 0 | 1 | Off Peak | 0 | 0 | 1 | Super Off Peak | 0 | 0 | 1 | Super Off Peak | 0 | 0 | 1 | Super Off Peak
2020-04-18 | 6 | 4 | 0 | 1 | 0 | 0 | 0.98208 |  | 0 | 0 | 1 | Super Off Peak | 0 | 0 | 1 | Off Peak | 0 | 1 | Off Peak | 0 | 1 | Off Peak | 0 | 0 | 1 | Super Off Peak | 0 | 1 | 0 | Off Peak | 0 | 1 | 0 | Off Peak
2020-04-18 | 7 | 4 | 0 | 1 | 0 | 0 | 2.1208 |  | 0 | 0 | 1 | Super Off Peak | 0 | 0 | 1 | Off Peak | 0 | 1 | Off Peak | 0 | 1 | Off Peak | 0 | 0 | 1 | Super Off Peak | 0 | 1 | 0 | Off Peak | 0 | 1 | 0 | Off Peak
2020-04-18 | 8 | 4 | 0 | 1 | 0 | 0 | 1.631 |  | 0 | 0 | 1 | Super Off Peak | 0 | 0 | 1 | Off Peak | 0 | 1 | Off Peak | 0 | 1 | Off Peak | 0 | 0 | 1 | Super Off Peak | 0 | 1 | 0 | Off Peak | 0 | 1 | 0 | Off Peak
2020-04-18 | 9 | 4 | 0 | 1 | 0 | 0 | 0.74632 |  | 0 | 0 | 1 | Super Off Peak | 0 | 0 | 1 | Off Peak | 0 | 1 | Off Peak | 0 | 1 | Off Peak | 0 | 0 | 1 | Super Off Peak | 0 | 1 | 0 | Off Peak | 0 | 1 | 0 | Off Peak
2020-04-18 | 10 | 4 | 0 | 1 | 0 | 0 | 0.090303 |  | 0 | 0 | 1 | Super Off Peak | 0 | 0 | 1 | Off Peak | 0 | 1 | Off Peak | 0 | 1 | Off Peak | 0 | 0 | 1 | Super Off Peak | 0 | 1 | 0 | Off Peak | 0 | 1 | 0 | Off Peak
2020-04-18 | 11 | 4 | 0 | 1 | 0 | 0 | -0.344 |  | 0 | 0 | 1 | Super Off Peak | 0 | 0 | 1 | Off Peak | 0 | 1 | Off Peak | 0 | 1 | Off Peak | 0 | 0 | 1 | Super Off Peak | 0 | 1 | 0 | Off Peak | 0 | 1 | 0 | Off Peak
2020-04-18 | 12 | 4 | 0 | 1 | 0 | 0 | -0.57899 |  | 0 | 0 | 1 | Super Off Peak | 0 | 0 | 1 | Off Peak | 0 | 1 | Off Peak | 0 | 1 | Off Peak | 0 | 0 | 1 | Super Off Peak | 0 | 1 | 0 | Off Peak | 0 | 1 | 0 | Off Peak
2020-04-18 | 13 | 4 | 0 | 1 | 0 | 0 | -0.74389 |  | 0 | 0 | 1 | Super Off Peak | 0 | 0 | 1 | Off Peak | 0 | 1 | Off Peak | 0 | 1 | Off Peak | 0 | 0 | 1 | Super Off Peak | 1 | 0 | 0 | On Peak | 0 | 1 | 0 | Off Peak
2020-04-18 | 14 | 4 | 0 | 1 | 0 | 0 | -0.8612 |  | 0 | 0 | 1 | Super Off Peak | 0 | 0 | 1 | Off Peak | 0 | 1 | Off Peak | 0 | 1 | Off Peak | 0 | 0 | 1 | Super Off Peak | 1 | 0 | 0 | On Peak | 0 | 1 | 0 | Off Peak
2020-04-18 | 15 | 4 | 0 | 1 | 0 | 0 | -0.79263 |  | 0 | 1 | 0 | Off Peak | 0 | 0 | 1 | Off Peak | 0 | 1 | Off Peak | 0 | 1 | Off Peak | 0 | 0 | 1 | Super Off Peak | 1 | 0 | 0 | On Peak | 0 | 1 | 0 | Off Peak
2020-04-18 | 16 | 4 | 0 | 1 | 0 | 0 | -0.55985 |  | 0 | 1 | 0 | Off Peak | 0 | 0 | 1 | Off Peak | 0 | 1 | Off Peak | 0 | 1 | Off Peak | 0 | 0 | 1 | Super Off Peak | 1 | 0 | 0 | On Peak | 0 | 1 | 0 | Off Peak
2020-04-18 | 17 | 4 | 0 | 1 | 0 | 0 | -0.09254 |  | 1 | 0 | 0 | On Peak | 0 | 0 | 1 | Off Peak | 0 | 1 | Off Peak | 0 | 1 | Off Peak | 0 | 0 | 1 | Super Off Peak | 1 | 0 | 0 | On Peak | 0 | 1 | 0 | Off Peak
2020-04-18 | 18 | 4 | 0 | 1 | 0 | 0 | 0.89223 |  | 1 | 0 | 0 | On Peak | 0 | 0 | 1 | Off Peak | 0 | 1 | Off Peak | 0 | 1 | Off Peak | 0 | 0 | 1 | Super Off Peak | 1 | 0 | 0 | On Peak | 0 | 1 | 0 | Off Peak
2020-04-18 | 19 | 4 | 0 | 1 | 0 | 0 | 2.243 |  | 1 | 0 | 0 | On Peak | 0 | 0 | 1 | Off Peak | 0 | 1 | Off Peak | 0 | 1 | Off Peak | 0 | 0 | 1 | Super Off Peak | 1 | 0 | 0 | On Peak | 0 | 1 | 0 | Off Peak
2020-04-18 | 20 | 4 | 0 | 1 | 0 | 0 | 2.9596 |  | 1 | 0 | 0 | On Peak | 0 | 0 | 1 | Off Peak | 0 | 1 | Off Peak | 0 | 1 | Off Peak | 0 | 0 | 1 | Super Off Peak | 1 | 0 | 0 | On Peak | 1 | 0 | 0 | On Peak
2020-04-18 | 21 | 4 | 0 | 1 | 0 | 0 | 3.44 |  | 1 | 0 | 0 | On Peak | 0 | 0 | 1 | Off Peak | 0 | 1 | Off Peak | 0 | 1 | Off Peak | 0 | 0 | 1 | Super Off Peak | 0 | 1 | 0 | Off Peak | 1 | 0 | 0 | On Peak
2020-04-18 | 22 | 4 | 0 | 1 | 0 | 0 | 3.6246 |  | 0 | 1 | 0 | Off Peak | 0 | 0 | 1 | Off Peak | 0 | 1 | Off Peak | 0 | 1 | Off Peak | 0 | 0 | 1 | Super Off Peak | 0 | 1 | 0 | Off Peak | 1 | 0 | 0 | On Peak
2020-04-18 | 23 | 4 | 0 | 1 | 0 | 0 | 1.6555 |  | 0 | 1 | 0 | Off Peak | 0 | 0 | 1 | Off Peak | 0 | 1 | Off Peak | 0 | 1 | Off Peak | 0 | 0 | 1 | Super Off Peak | 0 | 1 | 0 | Off Peak | 1 | 0 | 0 | On Peak
2020-04-18 | 24 | 4 | 0 | 1 | 0 | 0 | 1.4575 |  | 0 | 1 | 0 | Off Peak | 0 | 0 | 1 | Off Peak | 0 | 1 | Off Peak | 0 | 1 | Off Peak | 0 | 0 | 1 | Super Off Peak | 0 | 1 | 0 | Off Peak | 1 | 0 | 0 | On Peak
2020-04-19 | 1 | 4 | 0 | 1 | 1 | 0 | 1.2555 |  | 0 | 0 | 1 | Super Off Peak | 0 | 0 | 1 | Off Peak | 0 | 1 | Off Peak | 0 | 1 | Off Peak | 0 | 0 | 1 | Super Off Peak | 0 | 0 | 1 | Super Off Peak | 0 | 0 | 1 | Super Off Peak
2020-04-19 | 2 | 4 | 0 | 1 | 1 | 0 | 1.0808 |  | 0 | 0 | 1 | Super Off Peak | 0 | 0 | 1 | Off Peak | 0 | 1 | Off Peak | 0 | 1 | Off Peak | 0 | 0 | 1 | Super Off Peak | 0 | 0 | 1 | Super Off Peak | 0 | 0 | 1 | Super Off Peak
2020-04-19 | 3 | 4 | 0 | 1 | 1 | 0 | 1.0264 |  | 0 | 0 | 1 | Super Off Peak | 0 | 0 | 1 | Off Peak | 0 | 1 | Off Peak | 0 | 1 | Off Peak | 0 | 0 | 1 | Super Off Peak | 0 | 0 | 1 | Super Off Peak | 0 | 0 | 1 | Super Off Peak
2020-04-19 | 4 | 4 | 0 | 1 | 1 | 0 | 0.98751 |  | 0 | 0 | 1 | Super Off Peak | 0 | 0 | 1 | Off Peak | 0 | 1 | Off Peak | 0 | 1 | Off Peak | 0 | 0 | 1 | Super Off Peak | 0 | 0 | 1 | Super Off Peak | 0 | 0 | 1 | Super Off Peak
2020-04-19 | 5 | 4 | 0 | 1 | 1 | 0 | 0.94714 |  | 0 | 0 | 1 | Super Off Peak | 0 | 0 | 1 | Off Peak | 0 | 1 | Off Peak | 0 | 1 | Off Peak | 0 | 0 | 1 | Super Off Peak | 0 | 0 | 1 | Super Off Peak | 0 | 0 | 1 | Super Off Peak
2020-04-19 | 6 | 4 | 0 | 1 | 1 | 0 | 0.94365 |  | 0 | 0 | 1 | Super Off Peak | 0 | 0 | 1 | Off Peak | 0 | 1 | Off Peak | 0 | 1 | Off Peak | 0 | 0 | 1 | Super Off Peak | 0 | 1 | 0 | Off Peak | 0 | 1 | 0 | Off Peak
2020-04-19 | 7 | 4 | 0 | 1 | 1 | 0 | 0.97896 |  | 0 | 0 | 1 | Super Off Peak | 0 | 0 | 1 | Off Peak | 0 | 1 | Off Peak | 0 | 1 | Off Peak | 0 | 0 | 1 | Super Off Peak | 0 | 1 | 0 | Off Peak | 0 | 1 | 0 | Off Peak
2020-04-19 | 8 | 4 | 0 | 1 | 1 | 0 | 0.68739 |  | 0 | 0 | 1 | Super Off Peak | 0 | 0 | 1 | Off Peak | 0 | 1 | Off Peak | 0 | 1 | Off Peak | 0 | 0 | 1 | Super Off Peak | 0 | 1 | 0 | Off Peak | 0 | 1 | 0 | Off Peak
2020-04-19 | 9 | 4 | 0 | 1 | 1 | 0 | 0.2312 |  | 0 | 0 | 1 | Super Off Peak | 0 | 0 | 1 | Off Peak | 0 | 1 | Off Peak | 0 | 1 | Off Peak | 0 | 0 | 1 | Super Off Peak | 0 | 1 | 0 | Off Peak | 0 | 1 | 0 | Off Peak
2020-04-19 | 10 | 4 | 0 | 1 | 1 | 0 | -0.059757 |  | 0 | 0 | 1 | Super Off Peak | 0 | 0 | 1 | Off Peak | 0 | 1 | Off Peak | 0 | 1 | Off Peak | 0 | 0 | 1 | Super Off Peak | 0 | 1 | 0 | Off Peak | 0 | 1 | 0 | Off Peak
2020-04-19 | 11 | 4 | 0 | 1 | 1 | 0 | -0.27876 |  | 0 | 0 | 1 | Super Off Peak | 0 | 0 | 1 | Off Peak | 0 | 1 | Off Peak | 0 | 1 | Off Peak | 0 | 0 | 1 | Super Off Peak | 0 | 1 | 0 | Off Peak | 0 | 1 | 0 | Off Peak
2020-04-19 | 12 | 4 | 0 | 1 | 1 | 0 | -0.39235 |  | 0 | 0 | 1 | Super Off Peak | 0 | 0 | 1 | Off Peak | 0 | 1 | Off Peak | 0 | 1 | Off Peak | 0 | 0 | 1 | Super Off Peak | 0 | 1 | 0 | Off Peak | 0 | 1 | 0 | Off Peak
2020-04-19 | 13 | 4 | 0 | 1 | 1 | 0 | -0.46041 |  | 0 | 0 | 1 | Super Off Peak | 0 | 0 | 1 | Off Peak | 0 | 1 | Off Peak | 0 | 1 | Off Peak | 0 | 0 | 1 | Super Off Peak | 1 | 0 | 0 | On Peak | 0 | 1 | 0 | Off Peak
2020-04-19 | 14 | 4 | 0 | 1 | 1 | 0 | -0.51524 |  | 0 | 0 | 1 | Super Off Peak | 0 | 0 | 1 | Off Peak | 0 | 1 | Off Peak | 0 | 1 | Off Peak | 0 | 0 | 1 | Super Off Peak | 1 | 0 | 0 | On Peak | 0 | 1 | 0 | Off Peak
2020-04-19 | 15 | 4 | 0 | 1 | 1 | 0 | -0.49012 |  | 0 | 1 | 0 | Off Peak | 0 | 0 | 1 | Off Peak | 0 | 1 | Off Peak | 0 | 1 | Off Peak | 0 | 0 | 1 | Super Off Peak | 1 | 0 | 0 | On Peak | 0 | 1 | 0 | Off Peak
2020-04-19 | 16 | 4 | 0 | 1 | 1 | 0 | -0.37013 |  | 0 | 1 | 0 | Off Peak | 0 | 0 | 1 | Off Peak | 0 | 1 | Off Peak | 0 | 1 | Off Peak | 0 | 0 | 1 | Super Off Peak | 1 | 0 | 0 | On Peak | 0 | 1 | 0 | Off Peak
2020-04-19 | 17 | 4 | 0 | 1 | 1 | 0 | -0.14367 |  | 1 | 0 | 0 | On Peak | 0 | 0 | 1 | Off Peak | 0 | 1 | Off Peak | 0 | 1 | Off Peak | 0 | 0 | 1 | Super Off Peak | 1 | 0 | 0 | On Peak | 0 | 1 | 0 | Off Peak
2020-04-19 | 18 | 4 | 0 | 1 | 1 | 0 | 0.34629 |  | 1 | 0 | 0 | On Peak | 0 | 0 | 1 | Off Peak | 0 | 1 | Off Peak | 0 | 1 | Off Peak | 0 | 0 | 1 | Super Off Peak | 1 | 0 | 0 | On Peak | 0 | 1 | 0 | Off Peak
2020-04-19 | 19 | 4 | 0 | 1 | 1 | 0 | 1.031 |  | 1 | 0 | 0 | On Peak | 0 | 0 | 1 | Off Peak | 0 | 1 | Off Peak | 0 | 1 | Off Peak | 0 | 0 | 1 | Super Off Peak | 1 | 0 | 0 | On Peak | 0 | 1 | 0 | Off Peak
2020-04-19 | 20 | 4 | 0 | 1 | 1 | 0 | 1.4256 |  | 1 | 0 | 0 | On Peak | 0 | 0 | 1 | Off Peak | 0 | 1 | Off Peak | 0 | 1 | Off Peak | 0 | 0 | 1 | Super Off Peak | 1 | 0 | 0 | On Peak | 1 | 0 | 0 | On Peak
2020-04-19 | 21 | 4 | 0 | 1 | 1 | 0 | 1.6758 |  | 1 | 0 | 0 | On Peak | 0 | 0 | 1 | Off Peak | 0 | 1 | Off Peak | 0 | 1 | Off Peak | 0 | 0 | 1 | Super Off Peak | 0 | 1 | 0 | Off Peak | 1 | 0 | 0 | On Peak
2020-04-19 | 22 | 4 | 0 | 1 | 1 | 0 | 1.7691 |  | 0 | 1 | 0 | Off Peak | 0 | 0 | 1 | Off Peak | 0 | 1 | Off Peak | 0 | 1 | Off Peak | 0 | 0 | 1 | Super Off Peak | 0 | 1 | 0 | Off Peak | 1 | 0 | 0 | On Peak
2020-04-19 | 23 | 4 | 0 | 1 | 1 | 0 | 1.6385 |  | 0 | 1 | 0 | Off Peak | 0 | 0 | 1 | Off Peak | 0 | 1 | Off Peak | 0 | 1 | Off Peak | 0 | 0 | 1 | Super Off Peak | 0 | 1 | 0 | Off Peak | 1 | 0 | 0 | On Peak
2020-04-19 | 24 | 4 | 0 | 1 | 1 | 0 | 1.4081 |  | 0 | 1 | 0 | Off Peak | 0 | 0 | 1 | Off Peak | 0 | 1 | Off Peak | 0 | 1 | Off Peak | 0 | 0 | 1 | Super Off Peak | 0 | 1 | 0 | Off Peak | 1 | 0 | 0 | On Peak
2020-04-20 | 1 | 4 | 0 | 0 | 0 | 0 | 1.206 |  | 0 | 0 | 1 | Super Off Peak | 0 | 0 | 1 | Off Peak | 0 | 1 | Off Peak | 0 | 1 | Off Peak | 0 | 0 | 1 | Super Off Peak | 0 | 0 | 1 | Super Off Peak | 0 | 0 | 1 | Super Off Peak
2020-04-20 | 2 | 4 | 0 | 0 | 0 | 0 | 1.131 |  | 0 | 0 | 1 | Super Off Peak | 0 | 0 | 1 | Off Peak | 0 | 1 | Off Peak | 0 | 1 | Off Peak | 0 | 0 | 1 | Super Off Peak | 0 | 0 | 1 | Super Off Peak | 0 | 0 | 1 | Super Off Peak
2020-04-20 | 3 | 4 | 0 | 0 | 0 | 0 | 1.0249 |  | 0 | 0 | 1 | Super Off Peak | 0 | 0 | 1 | Off Peak | 0 | 1 | Off Peak | 0 | 1 | Off Peak | 0 | 0 | 1 | Super Off Peak | 0 | 0 | 1 | Super Off Peak | 0 | 0 | 1 | Super Off Peak
2020-04-20 | 4 | 4 | 0 | 0 | 0 | 0 | 0.98611 |  | 0 | 0 | 1 | Super Off Peak | 0 | 0 | 1 | Off Peak | 0 | 1 | Off Peak | 0 | 1 | Off Peak | 0 | 0 | 1 | Super Off Peak | 0 | 0 | 1 | Super Off Peak | 0 | 0 | 1 | Super Off Peak
2020-04-20 | 5 | 4 | 0 | 0 | 0 | 0 | 0.96508 |  | 0 | 0 | 1 | Super Off Peak | 0 | 0 | 1 | Off Peak | 0 | 1 | Off Peak | 0 | 1 | Off Peak | 0 | 0 | 1 | Super Off Peak | 0 | 0 | 1 | Super Off Peak | 0 | 0 | 1 | Super Off Peak
2020-04-20 | 6 | 4 | 0 | 0 | 0 | 0 | 0.99146 |  | 0 | 0 | 1 | Super Off Peak | 0 | 0 | 1 | Off Peak | 0 | 1 | Off Peak | 0 | 1 | Off Peak | 0 | 0 | 1 | Super Off Peak | 0 | 1 | 0 | Off Peak | 0 | 1 | 0 | Off Peak
2020-04-20 | 7 | 4 | 0 | 0 | 0 | 0 | 2.2015 |  | 0 | 1 | 0 | Off Peak | 0 | 1 | 0 | Semi Peak | 0 | 1 | Off Peak | 0 | 1 | Off Peak | 0 | 1 | 0 | Off Peak | 0 | 1 | 0 | Off Peak | 0 | 1 | 0 | Off Peak
2020-04-20 | 8 | 4 | 0 | 0 | 0 | 0 | 1.8324 |  | 0 | 1 | 0 | Off Peak | 0 | 1 | 0 | Semi Peak | 0 | 1 | Off Peak | 0 | 1 | Off Peak | 0 | 1 | 0 | Off Peak | 0 | 1 | 0 | Off Peak | 0 | 1 | 0 | Off Peak
2020-04-20 | 9 | 4 | 0 | 0 | 0 | 0 | 0.98079 |  | 0 | 1 | 0 | Off Peak | 0 | 1 | 0 | Semi Peak | 0 | 1 | Off Peak | 0 | 1 | Off Peak | 0 | 1 | 0 | Off Peak | 0 | 1 | 0 | Off Peak | 0 | 1 | 0 | Off Peak
2020-04-20 | 10 | 4 | 0 | 0 | 0 | 0 | 0.30945 |  | 0 | 1 | 0 | Off Peak | 0 | 1 | 0 | Semi Peak | 0 | 1 | Off Peak | 0 | 1 | Off Peak | 0 | 1 | 0 | Off Peak | 0 | 1 | 0 | Off Peak | 0 | 1 | 0 | Off Peak
2020-04-20 | 11 | 4 | 0 | 0 | 0 | 0 | -0.14995 |  | 0 | 0 | 1 | Super Off Peak | 0 | 1 | 0 | Semi Peak | 0 | 1 | Off Peak | 0 | 1 | Off Peak | 0 | 1 | 0 | Off Peak | 0 | 1 | 0 | Off Peak | 0 | 1 | 0 | Off Peak
2020-04-20 | 12 | 4 | 0 | 0 | 0 | 0 | -0.38736 |  | 0 | 0 | 1 | Super Off Peak | 0 | 1 | 0 | Semi Peak | 0 | 1 | Off Peak | 0 | 1 | Off Peak | 0 | 1 | 0 | Off Peak | 0 | 1 | 0 | Off Peak | 0 | 1 | 0 | Off Peak
2020-04-20 | 13 | 4 | 0 | 0 | 0 | 0 | -0.52903 |  | 0 | 0 | 1 | Super Off Peak | 0 | 1 | 0 | Semi Peak | 0 | 1 | Off Peak | 1 | 0 | On Peak | 0 | 1 | 0 | Off Peak | 1 | 0 | 0 | On Peak | 0 | 1 | 0 | Off Peak
2020-04-20 | 14 | 4 | 0 | 0 | 0 | 0 | -0.64188 |  | 0 | 0 | 1 | Super Off Peak | 0 | 1 | 0 | Semi Peak | 0 | 1 | Off Peak | 1 | 0 | On Peak | 0 | 1 | 0 | Off Peak | 1 | 0 | 0 | On Peak | 0 | 1 | 0 | Off Peak
2020-04-20 | 15 | 4 | 0 | 0 | 0 | 0 | -0.55711 |  | 0 | 1 | 0 | Off Peak | 0 | 1 | 0 | Semi Peak | 0 | 1 | Off Peak | 1 | 0 | On Peak | 0 | 1 | 0 | Off Peak | 1 | 0 | 0 | On Peak | 0 | 1 | 0 | Off Peak
2020-04-20 | 16 | 4 | 0 | 0 | 0 | 0 | -0.30171 |  | 0 | 1 | 0 | Off Peak | 0 | 1 | 0 | Semi Peak | 0 | 1 | Off Peak | 1 | 0 | On Peak | 0 | 1 | 0 | Off Peak | 1 | 0 | 0 | On Peak | 0 | 1 | 0 | Off Peak
2020-04-20 | 17 | 4 | 0 | 0 | 0 | 0 | 0.21871 |  | 1 | 0 | 0 | On Peak | 0 | 1 | 0 | Semi Peak | 1 | 0 | On Peak | 1 | 0 | On Peak | 0 | 1 | 0 | Off Peak | 1 | 0 | 0 | On Peak | 0 | 1 | 0 | Off Peak
2020-04-20 | 18 | 4 | 0 | 0 | 0 | 0 | 1.2075 |  | 1 | 0 | 0 | On Peak | 1 | 0 | 0 | On Peak | 1 | 0 | On Peak | 1 | 0 | On Peak | 0 | 1 | 0 | Off Peak | 1 | 0 | 0 | On Peak | 0 | 1 | 0 | Off Peak
2020-04-20 | 19 | 4 | 0 | 0 | 0 | 0 | 2.5854 |  | 1 | 0 | 0 | On Peak | 1 | 0 | 0 | On Peak | 1 | 0 | On Peak | 0 | 1 | Off Peak | 0 | 0 | 1 | Super Off Peak | 1 | 0 | 0 | On Peak | 0 | 1 | 0 | Off Peak
2020-04-20 | 20 | 4 | 0 | 0 | 0 | 0 | 3.291 |  | 1 | 0 | 0 | On Peak | 1 | 0 | 0 | On Peak | 1 | 0 | On Peak | 0 | 1 | Off Peak | 0 | 0 | 1 | Super Off Peak | 1 | 0 | 0 | On Peak | 1 | 0 | 0 | On Peak
2020-04-20 | 21 | 4 | 0 | 0 | 0 | 0 | 3.7368 |  | 1 | 0 | 0 | On Peak | 0 | 1 | 0 | Semi Peak | 1 | 0 | On Peak | 0 | 1 | Off Peak | 0 | 0 | 1 | Super Off Peak | 0 | 1 | 0 | Off Peak | 1 | 0 | 0 | On Peak
2020-04-20 | 22 | 4 | 0 | 0 | 0 | 0 | 3.8427 |  | 0 | 1 | 0 | Off Peak | 0 | 1 | 0 | Semi Peak | 0 | 1 | Off Peak | 0 | 1 | Off Peak | 0 | 0 | 1 | Super Off Peak | 0 | 1 | 0 | Off Peak | 1 | 0 | 0 | On Peak
2020-04-20 | 23 | 4 | 0 | 0 | 0 | 0 | 1.7619 |  | 0 | 1 | 0 | Off Peak | 0 | 0 | 1 | Off Peak | 0 | 1 | Off Peak | 0 | 1 | Off Peak | 0 | 0 | 1 | Super Off Peak | 0 | 1 | 0 | Off Peak | 1 | 0 | 0 | On Peak
2020-04-20 | 24 | 4 | 0 | 0 | 0 | 0 | 1.5023 |  | 0 | 1 | 0 | Off Peak | 0 | 0 | 1 | Off Peak | 0 | 1 | Off Peak | 0 | 1 | Off Peak | 0 | 0 | 1 | Super Off Peak | 0 | 1 | 0 | Off Peak | 1 | 0 | 0 | On Peak
2020-04-21 | 1 | 4 | 0 | 0 | 0 | 0 | 1.2623 |  | 0 | 0 | 1 | Super Off Peak | 0 | 0 | 1 | Off Peak | 0 | 1 | Off Peak | 0 | 1 | Off Peak | 0 | 0 | 1 | Super Off Peak | 0 | 0 | 1 | Super Off Peak | 0 | 0 | 1 | Super Off Peak
2020-04-21 | 2 | 4 | 0 | 0 | 0 | 0 | 1.1319 |  | 0 | 0 | 1 | Super Off Peak | 0 | 0 | 1 | Off Peak | 0 | 1 | Off Peak | 0 | 1 | Off Peak | 0 | 0 | 1 | Super Off Peak | 0 | 0 | 1 | Super Off Peak | 0 | 0 | 1 | Super Off Peak
2020-04-21 | 3 | 4 | 0 | 0 | 0 | 0 | 1.0461 |  | 0 | 0 | 1 | Super Off Peak | 0 | 0 | 1 | Off Peak | 0 | 1 | Off Peak | 0 | 1 | Off Peak | 0 | 0 | 1 | Super Off Peak | 0 | 0 | 1 | Super Off Peak | 0 | 0 | 1 | Super Off Peak
2020-04-21 | 4 | 4 | 0 | 0 | 0 | 0 | 1.007 |  | 0 | 0 | 1 | Super Off Peak | 0 | 0 | 1 | Off Peak | 0 | 1 | Off Peak | 0 | 1 | Off Peak | 0 | 0 | 1 | Super Off Peak | 0 | 0 | 1 | Super Off Peak | 0 | 0 | 1 | Super Off Peak
2020-04-21 | 5 | 4 | 0 | 0 | 0 | 0 | 0.97723 |  | 0 | 0 | 1 | Super Off Peak | 0 | 0 | 1 | Off Peak | 0 | 1 | Off Peak | 0 | 1 | Off Peak | 0 | 0 | 1 | Super Off Peak | 0 | 0 | 1 | Super Off Peak | 0 | 0 | 1 | Super Off Peak
2020-04-21 | 6 | 4 | 0 | 0 | 0 | 0 | 0.99456 |  | 0 | 0 | 1 | Super Off Peak | 0 | 0 | 1 | Off Peak | 0 | 1 | Off Peak | 0 | 1 | Off Peak | 0 | 0 | 1 | Super Off Peak | 0 | 1 | 0 | Off Peak | 0 | 1 | 0 | Off Peak
2020-04-21 | 7 | 4 | 0 | 0 | 0 | 0 | 2.213 |  | 0 | 1 | 0 | Off Peak | 0 | 1 | 0 | Semi Peak | 0 | 1 | Off Peak | 0 | 1 | Off Peak | 0 | 1 | 0 | Off Peak | 0 | 1 | 0 | Off Peak | 0 | 1 | 0 | Off Peak
2020-04-21 | 8 | 4 | 0 | 0 | 0 | 0 | 1.784 |  | 0 | 1 | 0 | Off Peak | 0 | 1 | 0 | Semi Peak | 0 | 1 | Off Peak | 0 | 1 | Off Peak | 0 | 1 | 0 | Off Peak | 0 | 1 | 0 | Off Peak | 0 | 1 | 0 | Off Peak
2020-04-21 | 9 | 4 | 0 | 0 | 0 | 0 | 0.92059 |  | 0 | 1 | 0 | Off Peak | 0 | 1 | 0 | Semi Peak | 0 | 1 | Off Peak | 0 | 1 | Off Peak | 0 | 1 | 0 | Off Peak | 0 | 1 | 0 | Off Peak | 0 | 1 | 0 | Off Peak
2020-04-21 | 10 | 4 | 0 | 0 | 0 | 0 | 0.29088 |  | 0 | 1 | 0 | Off Peak | 0 | 1 | 0 | Semi Peak | 0 | 1 | Off Peak | 0 | 1 | Off Peak | 0 | 1 | 0 | Off Peak | 0 | 1 | 0 | Off Peak | 0 | 1 | 0 | Off Peak
2020-04-21 | 11 | 4 | 0 | 0 | 0 | 0 | -0.15517 |  | 0 | 0 | 1 | Super Off Peak | 0 | 1 | 0 | Semi Peak | 0 | 1 | Off Peak | 0 | 1 | Off Peak | 0 | 1 | 0 | Off Peak | 0 | 1 | 0 | Off Peak | 0 | 1 | 0 | Off Peak
2020-04-21 | 12 | 4 | 0 | 0 | 0 | 0 | -0.3708 |  | 0 | 0 | 1 | Super Off Peak | 0 | 1 | 0 | Semi Peak | 0 | 1 | Off Peak | 0 | 1 | Off Peak | 0 | 1 | 0 | Off Peak | 0 | 1 | 0 | Off Peak | 0 | 1 | 0 | Off Peak
2020-04-21 | 13 | 4 | 0 | 0 | 0 | 0 | -0.50506 |  | 0 | 0 | 1 | Super Off Peak | 0 | 1 | 0 | Semi Peak | 0 | 1 | Off Peak | 1 | 0 | On Peak | 0 | 1 | 0 | Off Peak | 1 | 0 | 0 | On Peak | 0 | 1 | 0 | Off Peak
2020-04-21 | 14 | 4 | 0 | 0 | 0 | 0 | -0.60426 |  | 0 | 0 | 1 | Super Off Peak | 0 | 1 | 0 | Semi Peak | 0 | 1 | Off Peak | 1 | 0 | On Peak | 0 | 1 | 0 | Off Peak | 1 | 0 | 0 | On Peak | 0 | 1 | 0 | Off Peak
2020-04-21 | 15 | 4 | 0 | 0 | 0 | 0 | -0.54242 |  | 0 | 1 | 0 | Off Peak | 0 | 1 | 0 | Semi Peak | 0 | 1 | Off Peak | 1 | 0 | On Peak | 0 | 1 | 0 | Off Peak | 1 | 0 | 0 | On Peak | 0 | 1 | 0 | Off Peak
2020-04-21 | 16 | 4 | 0 | 0 | 0 | 0 | -0.27863 |  | 0 | 1 | 0 | Off Peak | 0 | 1 | 0 | Semi Peak | 0 | 1 | Off Peak | 1 | 0 | On Peak | 0 | 1 | 0 | Off Peak | 1 | 0 | 0 | On Peak | 0 | 1 | 0 | Off Peak
2020-04-21 | 17 | 4 | 0 | 0 | 0 | 0 | 0.21926 |  | 1 | 0 | 0 | On Peak | 0 | 1 | 0 | Semi Peak | 1 | 0 | On Peak | 1 | 0 | On Peak | 0 | 1 | 0 | Off Peak | 1 | 0 | 0 | On Peak | 0 | 1 | 0 | Off Peak
2020-04-21 | 18 | 4 | 0 | 0 | 0 | 0 | 1.1521 |  | 1 | 0 | 0 | On Peak | 1 | 0 | 0 | On Peak | 1 | 0 | On Peak | 1 | 0 | On Peak | 0 | 1 | 0 | Off Peak | 1 | 0 | 0 | On Peak | 0 | 1 | 0 | Off Peak
2020-04-21 | 19 | 4 | 0 | 0 | 0 | 0 | 2.5011 |  | 1 | 0 | 0 | On Peak | 1 | 0 | 0 | On Peak | 1 | 0 | On Peak | 0 | 1 | Off Peak | 0 | 0 | 1 | Super Off Peak | 1 | 0 | 0 | On Peak | 0 | 1 | 0 | Off Peak
2020-04-21 | 20 | 4 | 0 | 0 | 0 | 0 | 3.2027 |  | 1 | 0 | 0 | On Peak | 1 | 0 | 0 | On Peak | 1 | 0 | On Peak | 0 | 1 | Off Peak | 0 | 0 | 1 | Super Off Peak | 1 | 0 | 0 | On Peak | 1 | 0 | 0 | On Peak
2020-04-21 | 21 | 4 | 0 | 0 | 0 | 0 | 3.688 |  | 1 | 0 | 0 | On Peak | 0 | 1 | 0 | Semi Peak | 1 | 0 | On Peak | 0 | 1 | Off Peak | 0 | 0 | 1 | Super Off Peak | 0 | 1 | 0 | Off Peak | 1 | 0 | 0 | On Peak
2020-04-21 | 22 | 4 | 0 | 0 | 0 | 0 | 3.7815 |  | 0 | 1 | 0 | Off Peak | 0 | 1 | 0 | Semi Peak | 0 | 1 | Off Peak | 0 | 1 | Off Peak | 0 | 0 | 1 | Super Off Peak | 0 | 1 | 0 | Off Peak | 1 | 0 | 0 | On Peak
2020-04-21 | 23 | 4 | 0 | 0 | 0 | 0 | 1.7405 |  | 0 | 1 | 0 | Off Peak | 0 | 0 | 1 | Off Peak | 0 | 1 | Off Peak | 0 | 1 | Off Peak | 0 | 0 | 1 | Super Off Peak | 0 | 1 | 0 | Off Peak | 1 | 0 | 0 | On Peak
2020-04-21 | 24 | 4 | 0 | 0 | 0 | 0 | 1.4904 |  | 0 | 1 | 0 | Off Peak | 0 | 0 | 1 | Off Peak | 0 | 1 | Off Peak | 0 | 1 | Off Peak | 0 | 0 | 1 | Super Off Peak | 0 | 1 | 0 | Off Peak | 1 | 0 | 0 | On Peak
2020-04-22 | 1 | 4 | 0 | 0 | 0 | 0 | 1.2652 |  | 0 | 0 | 1 | Super Off Peak | 0 | 0 | 1 | Off Peak | 0 | 1 | Off Peak | 0 | 1 | Off Peak | 0 | 0 | 1 | Super Off Peak | 0 | 0 | 1 | Super Off Peak | 0 | 0 | 1 | Super Off Peak
2020-04-22 | 2 | 4 | 0 | 0 | 0 | 0 | 1.1752 |  | 0 | 0 | 1 | Super Off Peak | 0 | 0 | 1 | Off Peak | 0 | 1 | Off Peak | 0 | 1 | Off Peak | 0 | 0 | 1 | Super Off Peak | 0 | 0 | 1 | Super Off Peak | 0 | 0 | 1 | Super Off Peak
2020-04-22 | 3 | 4 | 0 | 0 | 0 | 0 | 1.0601 |  | 0 | 0 | 1 | Super Off Peak | 0 | 0 | 1 | Off Peak | 0 | 1 | Off Peak | 0 | 1 | Off Peak | 0 | 0 | 1 | Super Off Peak | 0 | 0 | 1 | Super Off Peak | 0 | 0 | 1 | Super Off Peak
2020-04-22 | 4 | 4 | 0 | 0 | 0 | 0 | 1.0197 |  | 0 | 0 | 1 | Super Off Peak | 0 | 0 | 1 | Off Peak | 0 | 1 | Off Peak | 0 | 1 | Off Peak | 0 | 0 | 1 | Super Off Peak | 0 | 0 | 1 | Super Off Peak | 0 | 0 | 1 | Super Off Peak
2020-04-22 | 5 | 4 | 0 | 0 | 0 | 0 | 0.9882 |  | 0 | 0 | 1 | Super Off Peak | 0 | 0 | 1 | Off Peak | 0 | 1 | Off Peak | 0 | 1 | Off Peak | 0 | 0 | 1 | Super Off Peak | 0 | 0 | 1 | Super Off Peak | 0 | 0 | 1 | Super Off Peak
2020-04-22 | 6 | 4 | 0 | 0 | 0 | 0 | 1.0048 |  | 0 | 0 | 1 | Super Off Peak | 0 | 0 | 1 | Off Peak | 0 | 1 | Off Peak | 0 | 1 | Off Peak | 0 | 0 | 1 | Super Off Peak | 0 | 1 | 0 | Off Peak | 0 | 1 | 0 | Off Peak
2020-04-22 | 7 | 4 | 0 | 0 | 0 | 0 | 2.2065 |  | 0 | 1 | 0 | Off Peak | 0 | 1 | 0 | Semi Peak | 0 | 1 | Off Peak | 0 | 1 | Off Peak | 0 | 1 | 0 | Off Peak | 0 | 1 | 0 | Off Peak | 0 | 1 | 0 | Off Peak
2020-04-22 | 8 | 4 | 0 | 0 | 0 | 0 | 1.8015 |  | 0 | 1 | 0 | Off Peak | 0 | 1 | 0 | Semi Peak | 0 | 1 | Off Peak | 0 | 1 | Off Peak | 0 | 1 | 0 | Off Peak | 0 | 1 | 0 | Off Peak | 0 | 1 | 0 | Off Peak
2020-04-22 | 9 | 4 | 0 | 0 | 0 | 0 | 0.99621 |  | 0 | 1 | 0 | Off Peak | 0 | 1 | 0 | Semi Peak | 0 | 1 | Off Peak | 0 | 1 | Off Peak | 0 | 1 | 0 | Off Peak | 0 | 1 | 0 | Off Peak | 0 | 1 | 0 | Off Peak
2020-04-22 | 10 | 4 | 0 | 0 | 0 | 0 | 0.46549 |  | 0 | 1 | 0 | Off Peak | 0 | 1 | 0 | Semi Peak | 0 | 1 | Off Peak | 0 | 1 | Off Peak | 0 | 1 | 0 | Off Peak | 0 | 1 | 0 | Off Peak | 0 | 1 | 0 | Off Peak
2020-04-22 | 11 | 4 | 0 | 0 | 0 | 0 | 0.092579 |  | 0 | 0 | 1 | Super Off Peak | 0 | 1 | 0 | Semi Peak | 0 | 1 | Off Peak | 0 | 1 | Off Peak | 0 | 1 | 0 | Off Peak | 0 | 1 | 0 | Off Peak | 0 | 1 | 0 | Off Peak
2020-04-22 | 12 | 4 | 0 | 0 | 0 | 0 | -0.081553 |  | 0 | 0 | 1 | Super Off Peak | 0 | 1 | 0 | Semi Peak | 0 | 1 | Off Peak | 0 | 1 | Off Peak | 0 | 1 | 0 | Off Peak | 0 | 1 | 0 | Off Peak | 0 | 1 | 0 | Off Peak
2020-04-22 | 13 | 4 | 0 | 0 | 0 | 0 | -0.1534 |  | 0 | 0 | 1 | Super Off Peak | 0 | 1 | 0 | Semi Peak | 0 | 1 | Off Peak | 1 | 0 | On Peak | 0 | 1 | 0 | Off Peak | 1 | 0 | 0 | On Peak | 0 | 1 | 0 | Off Peak
2020-04-22 | 14 | 4 | 0 | 0 | 0 | 0 | -0.20259 |  | 0 | 0 | 1 | Super Off Peak | 0 | 1 | 0 | Semi Peak | 0 | 1 | Off Peak | 1 | 0 | On Peak | 0 | 1 | 0 | Off Peak | 1 | 0 | 0 | On Peak | 0 | 1 | 0 | Off Peak
2020-04-22 | 15 | 4 | 0 | 0 | 0 | 0 | -0.13218 |  | 0 | 1 | 0 | Off Peak | 0 | 1 | 0 | Semi Peak | 0 | 1 | Off Peak | 1 | 0 | On Peak | 0 | 1 | 0 | Off Peak | 1 | 0 | 0 | On Peak | 0 | 1 | 0 | Off Peak
2020-04-22 | 16 | 4 | 0 | 0 | 0 | 0 | 0.17283 |  | 0 | 1 | 0 | Off Peak | 0 | 1 | 0 | Semi Peak | 0 | 1 | Off Peak | 1 | 0 | On Peak | 0 | 1 | 0 | Off Peak | 1 | 0 | 0 | On Peak | 0 | 1 | 0 | Off Peak
2020-04-22 | 17 | 4 | 0 | 0 | 0 | 0 | 0.75855 |  | 1 | 0 | 0 | On Peak | 0 | 1 | 0 | Semi Peak | 1 | 0 | On Peak | 1 | 0 | On Peak | 0 | 1 | 0 | Off Peak | 1 | 0 | 0 | On Peak | 0 | 1 | 0 | Off Peak
2020-04-22 | 18 | 4 | 0 | 0 | 0 | 0 | 1.7563 |  | 1 | 0 | 0 | On Peak | 1 | 0 | 0 | On Peak | 1 | 0 | On Peak | 1 | 0 | On Peak | 0 | 1 | 0 | Off Peak | 1 | 0 | 0 | On Peak | 0 | 1 | 0 | Off Peak
2020-04-22 | 19 | 4 | 0 | 0 | 0 | 0 | 3.0672 |  | 1 | 0 | 0 | On Peak | 1 | 0 | 0 | On Peak | 1 | 0 | On Peak | 0 | 1 | Off Peak | 0 | 0 | 1 | Super Off Peak | 1 | 0 | 0 | On Peak | 0 | 1 | 0 | Off Peak
2020-04-22 | 20 | 4 | 0 | 0 | 0 | 0 | 3.6759 |  | 1 | 0 | 0 | On Peak | 1 | 0 | 0 | On Peak | 1 | 0 | On Peak | 0 | 1 | Off Peak | 0 | 0 | 1 | Super Off Peak | 1 | 0 | 0 | On Peak | 1 | 0 | 0 | On Peak
2020-04-22 | 21 | 4 | 0 | 0 | 0 | 0 | 4.0049 |  | 1 | 0 | 0 | On Peak | 0 | 1 | 0 | Semi Peak | 1 | 0 | On Peak | 0 | 1 | Off Peak | 0 | 0 | 1 | Super Off Peak | 0 | 1 | 0 | Off Peak | 1 | 0 | 0 | On Peak
2020-04-22 | 22 | 4 | 0 | 0 | 0 | 0 | 4.0606 |  | 0 | 1 | 0 | Off Peak | 0 | 1 | 0 | Semi Peak | 0 | 1 | Off Peak | 0 | 1 | Off Peak | 0 | 0 | 1 | Super Off Peak | 0 | 1 | 0 | Off Peak | 1 | 0 | 0 | On Peak
2020-04-22 | 23 | 4 | 0 | 0 | 0 | 0 | 1.8675 |  | 0 | 1 | 0 | Off Peak | 0 | 0 | 1 | Off Peak | 0 | 1 | Off Peak | 0 | 1 | Off Peak | 0 | 0 | 1 | Super Off Peak | 0 | 1 | 0 | Off Peak | 1 | 0 | 0 | On Peak
2020-04-22 | 24 | 4 | 0 | 0 | 0 | 0 | 1.6184 |  | 0 | 1 | 0 | Off Peak | 0 | 0 | 1 | Off Peak | 0 | 1 | Off Peak | 0 | 1 | Off Peak | 0 | 0 | 1 | Super Off Peak | 0 | 1 | 0 | Off Peak | 1 | 0 | 0 | On Peak
2020-04-23 | 1 | 4 | 0 | 0 | 0 | 0 | 1.3432 |  | 0 | 0 | 1 | Super Off Peak | 0 | 0 | 1 | Off Peak | 0 | 1 | Off Peak | 0 | 1 | Off Peak | 0 | 0 | 1 | Super Off Peak | 0 | 0 | 1 | Super Off Peak | 0 | 0 | 1 | Super Off Peak
2020-04-23 | 2 | 4 | 0 | 0 | 0 | 0 | 1.1499 |  | 0 | 0 | 1 | Super Off Peak | 0 | 0 | 1 | Off Peak | 0 | 1 | Off Peak | 0 | 1 | Off Peak | 0 | 0 | 1 | Super Off Peak | 0 | 0 | 1 | Super Off Peak | 0 | 0 | 1 | Super Off Peak
2020-04-23 | 3 | 4 | 0 | 0 | 0 | 0 | 1.029 |  | 0 | 0 | 1 | Super Off Peak | 0 | 0 | 1 | Off Peak | 0 | 1 | Off Peak | 0 | 1 | Off Peak | 0 | 0 | 1 | Super Off Peak | 0 | 0 | 1 | Super Off Peak | 0 | 0 | 1 | Super Off Peak
2020-04-23 | 4 | 4 | 0 | 0 | 0 | 0 | 0.99829 |  | 0 | 0 | 1 | Super Off Peak | 0 | 0 | 1 | Off Peak | 0 | 1 | Off Peak | 0 | 1 | Off Peak | 0 | 0 | 1 | Super Off Peak | 0 | 0 | 1 | Super Off Peak | 0 | 0 | 1 | Super Off Peak
2020-04-23 | 5 | 4 | 0 | 0 | 0 | 0 | 0.96636 |  | 0 | 0 | 1 | Super Off Peak | 0 | 0 | 1 | Off Peak | 0 | 1 | Off Peak | 0 | 1 | Off Peak | 0 | 0 | 1 | Super Off Peak | 0 | 0 | 1 | Super Off Peak | 0 | 0 | 1 | Super Off Peak
2020-04-23 | 6 | 4 | 0 | 0 | 0 | 0 | 0.98513 |  | 0 | 0 | 1 | Super Off Peak | 0 | 0 | 1 | Off Peak | 0 | 1 | Off Peak | 0 | 1 | Off Peak | 0 | 0 | 1 | Super Off Peak | 0 | 1 | 0 | Off Peak | 0 | 1 | 0 | Off Peak
2020-04-23 | 7 | 4 | 0 | 0 | 0 | 0 | 2.1772 |  | 0 | 1 | 0 | Off Peak | 0 | 1 | 0 | Semi Peak | 0 | 1 | Off Peak | 0 | 1 | Off Peak | 0 | 1 | 0 | Off Peak | 0 | 1 | 0 | Off Peak | 0 | 1 | 0 | Off Peak
2020-04-23 | 8 | 4 | 0 | 0 | 0 | 0 | 1.7584 |  | 0 | 1 | 0 | Off Peak | 0 | 1 | 0 | Semi Peak | 0 | 1 | Off Peak | 0 | 1 | Off Peak | 0 | 1 | 0 | Off Peak | 0 | 1 | 0 | Off Peak | 0 | 1 | 0 | Off Peak
2020-04-23 | 9 | 4 | 0 | 0 | 0 | 0 | 1.026 |  | 0 | 1 | 0 | Off Peak | 0 | 1 | 0 | Semi Peak | 0 | 1 | Off Peak | 0 | 1 | Off Peak | 0 | 1 | 0 | Off Peak | 0 | 1 | 0 | Off Peak | 0 | 1 | 0 | Off Peak
2020-04-23 | 10 | 4 | 0 | 0 | 0 | 0 | 0.45578 |  | 0 | 1 | 0 | Off Peak | 0 | 1 | 0 | Semi Peak | 0 | 1 | Off Peak | 0 | 1 | Off Peak | 0 | 1 | 0 | Off Peak | 0 | 1 | 0 | Off Peak | 0 | 1 | 0 | Off Peak
2020-04-23 | 11 | 4 | 0 | 0 | 0 | 0 | 0.090434 |  | 0 | 0 | 1 | Super Off Peak | 0 | 1 | 0 | Semi Peak | 0 | 1 | Off Peak | 0 | 1 | Off Peak | 0 | 1 | 0 | Off Peak | 0 | 1 | 0 | Off Peak | 0 | 1 | 0 | Off Peak
2020-04-23 | 12 | 4 | 0 | 0 | 0 | 0 | -0.088748 |  | 0 | 0 | 1 | Super Off Peak | 0 | 1 | 0 | Semi Peak | 0 | 1 | Off Peak | 0 | 1 | Off Peak | 0 | 1 | 0 | Off Peak | 0 | 1 | 0 | Off Peak | 0 | 1 | 0 | Off Peak
2020-04-23 | 13 | 4 | 0 | 0 | 0 | 0 | -0.19117 |  | 0 | 0 | 1 | Super Off Peak | 0 | 1 | 0 | Semi Peak | 0 | 1 | Off Peak | 1 | 0 | On Peak | 0 | 1 | 0 | Off Peak | 1 | 0 | 0 | On Peak | 0 | 1 | 0 | Off Peak
2020-04-23 | 14 | 4 | 0 | 0 | 0 | 0 | -0.26257 |  | 0 | 0 | 1 | Super Off Peak | 0 | 1 | 0 | Semi Peak | 0 | 1 | Off Peak | 1 | 0 | On Peak | 0 | 1 | 0 | Off Peak | 1 | 0 | 0 | On Peak | 0 | 1 | 0 | Off Peak
2020-04-23 | 15 | 4 | 0 | 0 | 0 | 0 | -0.17853 |  | 0 | 1 | 0 | Off Peak | 0 | 1 | 0 | Semi Peak | 0 | 1 | Off Peak | 1 | 0 | On Peak | 0 | 1 | 0 | Off Peak | 1 | 0 | 0 | On Peak | 0 | 1 | 0 | Off Peak
2020-04-23 | 16 | 4 | 0 | 0 | 0 | 0 | 0.10618 |  | 0 | 1 | 0 | Off Peak | 0 | 1 | 0 | Semi Peak | 0 | 1 | Off Peak | 1 | 0 | On Peak | 0 | 1 | 0 | Off Peak | 1 | 0 | 0 | On Peak | 0 | 1 | 0 | Off Peak
2020-04-23 | 17 | 4 | 0 | 0 | 0 | 0 | 0.66972 |  | 1 | 0 | 0 | On Peak | 0 | 1 | 0 | Semi Peak | 1 | 0 | On Peak | 1 | 0 | On Peak | 0 | 1 | 0 | Off Peak | 1 | 0 | 0 | On Peak | 0 | 1 | 0 | Off Peak
2020-04-23 | 18 | 4 | 0 | 0 | 0 | 0 | 1.6472 |  | 1 | 0 | 0 | On Peak | 1 | 0 | 0 | On Peak | 1 | 0 | On Peak | 1 | 0 | On Peak | 0 | 1 | 0 | Off Peak | 1 | 0 | 0 | On Peak | 0 | 1 | 0 | Off Peak
2020-04-23 | 19 | 4 | 0 | 0 | 0 | 0 | 2.951 |  | 1 | 0 | 0 | On Peak | 1 | 0 | 0 | On Peak | 1 | 0 | On Peak | 0 | 1 | Off Peak | 0 | 0 | 1 | Super Off Peak | 1 | 0 | 0 | On Peak | 0 | 1 | 0 | Off Peak
2020-04-23 | 20 | 4 | 0 | 0 | 0 | 0 | 3.5787 |  | 1 | 0 | 0 | On Peak | 1 | 0 | 0 | On Peak | 1 | 0 | On Peak | 0 | 1 | Off Peak | 0 | 0 | 1 | Super Off Peak | 1 | 0 | 0 | On Peak | 1 | 0 | 0 | On Peak
2020-04-23 | 21 | 4 | 0 | 0 | 0 | 0 | 3.8887 |  | 1 | 0 | 0 | On Peak | 0 | 1 | 0 | Semi Peak | 1 | 0 | On Peak | 0 | 1 | Off Peak | 0 | 0 | 1 | Super Off Peak | 0 | 1 | 0 | Off Peak | 1 | 0 | 0 | On Peak
2020-04-23 | 22 | 4 | 0 | 0 | 0 | 0 | 4.0429 |  | 0 | 1 | 0 | Off Peak | 0 | 1 | 0 | Semi Peak | 0 | 1 | Off Peak | 0 | 1 | Off Peak | 0 | 0 | 1 | Super Off Peak | 0 | 1 | 0 | Off Peak | 1 | 0 | 0 | On Peak
2020-04-23 | 23 | 4 | 0 | 0 | 0 | 0 | 1.8508 |  | 0 | 1 | 0 | Off Peak | 0 | 0 | 1 | Off Peak | 0 | 1 | Off Peak | 0 | 1 | Off Peak | 0 | 0 | 1 | Super Off Peak | 0 | 1 | 0 | Off Peak | 1 | 0 | 0 | On Peak
2020-04-23 | 24 | 4 | 0 | 0 | 0 | 0 | 1.5796 |  | 0 | 1 | 0 | Off Peak | 0 | 0 | 1 | Off Peak | 0 | 1 | Off Peak | 0 | 1 | Off Peak | 0 | 0 | 1 | Super Off Peak | 0 | 1 | 0 | Off Peak | 1 | 0 | 0 | On Peak
2020-04-24 | 1 | 4 | 0 | 0 | 0 | 0 | 1.3085 |  | 0 | 0 | 1 | Super Off Peak | 0 | 0 | 1 | Off Peak | 0 | 1 | Off Peak | 0 | 1 | Off Peak | 0 | 0 | 1 | Super Off Peak | 0 | 0 | 1 | Super Off Peak | 0 | 0 | 1 | Super Off Peak
2020-04-24 | 2 | 4 | 0 | 0 | 0 | 0 | 1.0924 |  | 0 | 0 | 1 | Super Off Peak | 0 | 0 | 1 | Off Peak | 0 | 1 | Off Peak | 0 | 1 | Off Peak | 0 | 0 | 1 | Super Off Peak | 0 | 0 | 1 | Super Off Peak | 0 | 0 | 1 | Super Off Peak
2020-04-24 | 3 | 4 | 0 | 0 | 0 | 0 | 1.0226 |  | 0 | 0 | 1 | Super Off Peak | 0 | 0 | 1 | Off Peak | 0 | 1 | Off Peak | 0 | 1 | Off Peak | 0 | 0 | 1 | Super Off Peak | 0 | 0 | 1 | Super Off Peak | 0 | 0 | 1 | Super Off Peak
2020-04-24 | 4 | 4 | 0 | 0 | 0 | 0 | 0.9783 |  | 0 | 0 | 1 | Super Off Peak | 0 | 0 | 1 | Off Peak | 0 | 1 | Off Peak | 0 | 1 | Off Peak | 0 | 0 | 1 | Super Off Peak | 0 | 0 | 1 | Super Off Peak | 0 | 0 | 1 | Super Off Peak
2020-04-24 | 5 | 4 | 0 | 0 | 0 | 0 | 0.95885 |  | 0 | 0 | 1 | Super Off Peak | 0 | 0 | 1 | Off Peak | 0 | 1 | Off Peak | 0 | 1 | Off Peak | 0 | 0 | 1 | Super Off Peak | 0 | 0 | 1 | Super Off Peak | 0 | 0 | 1 | Super Off Peak
2020-04-24 | 6 | 4 | 0 | 0 | 0 | 0 | 0.98653 |  | 0 | 0 | 1 | Super Off Peak | 0 | 0 | 1 | Off Peak | 0 | 1 | Off Peak | 0 | 1 | Off Peak | 0 | 0 | 1 | Super Off Peak | 0 | 1 | 0 | Off Peak | 0 | 1 | 0 | Off Peak
2020-04-24 | 7 | 4 | 0 | 0 | 0 | 0 | 2.1828 |  | 0 | 1 | 0 | Off Peak | 0 | 1 | 0 | Semi Peak | 0 | 1 | Off Peak | 0 | 1 | Off Peak | 0 | 1 | 0 | Off Peak | 0 | 1 | 0 | Off Peak | 0 | 1 | 0 | Off Peak
2020-04-24 | 8 | 4 | 0 | 0 | 0 | 0 | 1.7891 |  | 0 | 1 | 0 | Off Peak | 0 | 1 | 0 | Semi Peak | 0 | 1 | Off Peak | 0 | 1 | Off Peak | 0 | 1 | 0 | Off Peak | 0 | 1 | 0 | Off Peak | 0 | 1 | 0 | Off Peak
2020-04-24 | 9 | 4 | 0 | 0 | 0 | 0 | 0.94956 |  | 0 | 1 | 0 | Off Peak | 0 | 1 | 0 | Semi Peak | 0 | 1 | Off Peak | 0 | 1 | Off Peak | 0 | 1 | 0 | Off Peak | 0 | 1 | 0 | Off Peak | 0 | 1 | 0 | Off Peak
2020-04-24 | 10 | 4 | 0 | 0 | 0 | 0 | 0.3755 |  | 0 | 1 | 0 | Off Peak | 0 | 1 | 0 | Semi Peak | 0 | 1 | Off Peak | 0 | 1 | Off Peak | 0 | 1 | 0 | Off Peak | 0 | 1 | 0 | Off Peak | 0 | 1 | 0 | Off Peak
2020-04-24 | 11 | 4 | 0 | 0 | 0 | 0 | -0.094962 |  | 0 | 0 | 1 | Super Off Peak | 0 | 1 | 0 | Semi Peak | 0 | 1 | Off Peak | 0 | 1 | Off Peak | 0 | 1 | 0 | Off Peak | 0 | 1 | 0 | Off Peak | 0 | 1 | 0 | Off Peak
2020-04-24 | 12 | 4 | 0 | 0 | 0 | 0 | -0.34787 |  | 0 | 0 | 1 | Super Off Peak | 0 | 1 | 0 | Semi Peak | 0 | 1 | Off Peak | 0 | 1 | Off Peak | 0 | 1 | 0 | Off Peak | 0 | 1 | 0 | Off Peak | 0 | 1 | 0 | Off Peak
2020-04-24 | 13 | 4 | 0 | 0 | 0 | 0 | -0.52498 |  | 0 | 0 | 1 | Super Off Peak | 0 | 1 | 0 | Semi Peak | 0 | 1 | Off Peak | 1 | 0 | On Peak | 0 | 1 | 0 | Off Peak | 1 | 0 | 0 | On Peak | 0 | 1 | 0 | Off Peak
2020-04-24 | 14 | 4 | 0 | 0 | 0 | 0 | -0.67424 |  | 0 | 0 | 1 | Super Off Peak | 0 | 1 | 0 | Semi Peak | 0 | 1 | Off Peak | 1 | 0 | On Peak | 0 | 1 | 0 | Off Peak | 1 | 0 | 0 | On Peak | 0 | 1 | 0 | Off Peak
2020-04-24 | 15 | 4 | 0 | 0 | 0 | 0 | -0.6844 |  | 0 | 1 | 0 | Off Peak | 0 | 1 | 0 | Semi Peak | 0 | 1 | Off Peak | 1 | 0 | On Peak | 0 | 1 | 0 | Off Peak | 1 | 0 | 0 | On Peak | 0 | 1 | 0 | Off Peak
2020-04-24 | 16 | 4 | 0 | 0 | 0 | 0 | -0.48644 |  | 0 | 1 | 0 | Off Peak | 0 | 1 | 0 | Semi Peak | 0 | 1 | Off Peak | 1 | 0 | On Peak | 0 | 1 | 0 | Off Peak | 1 | 0 | 0 | On Peak | 0 | 1 | 0 | Off Peak
2020-04-24 | 17 | 4 | 0 | 0 | 0 | 0 | 0.0044424 |  | 1 | 0 | 0 | On Peak | 0 | 1 | 0 | Semi Peak | 1 | 0 | On Peak | 1 | 0 | On Peak | 0 | 1 | 0 | Off Peak | 1 | 0 | 0 | On Peak | 0 | 1 | 0 | Off Peak
2020-04-24 | 18 | 4 | 0 | 0 | 0 | 0 | 0.91628 |  | 1 | 0 | 0 | On Peak | 1 | 0 | 0 | On Peak | 1 | 0 | On Peak | 1 | 0 | On Peak | 0 | 1 | 0 | Off Peak | 1 | 0 | 0 | On Peak | 0 | 1 | 0 | Off Peak
2020-04-24 | 19 | 4 | 0 | 0 | 0 | 0 | 2.2436 |  | 1 | 0 | 0 | On Peak | 1 | 0 | 0 | On Peak | 1 | 0 | On Peak | 0 | 1 | Off Peak | 0 | 0 | 1 | Super Off Peak | 1 | 0 | 0 | On Peak | 0 | 1 | 0 | Off Peak
2020-04-24 | 20 | 4 | 0 | 0 | 0 | 0 | 2.9698 |  | 1 | 0 | 0 | On Peak | 1 | 0 | 0 | On Peak | 1 | 0 | On Peak | 0 | 1 | Off Peak | 0 | 0 | 1 | Super Off Peak | 1 | 0 | 0 | On Peak | 1 | 0 | 0 | On Peak
2020-04-24 | 21 | 4 | 0 | 0 | 0 | 0 | 3.5208 |  | 1 | 0 | 0 | On Peak | 0 | 1 | 0 | Semi Peak | 1 | 0 | On Peak | 0 | 1 | Off Peak | 0 | 0 | 1 | Super Off Peak | 0 | 1 | 0 | Off Peak | 1 | 0 | 0 | On Peak
2020-04-24 | 22 | 4 | 0 | 0 | 0 | 0 | 3.6663 |  | 0 | 1 | 0 | Off Peak | 0 | 1 | 0 | Semi Peak | 0 | 1 | Off Peak | 0 | 1 | Off Peak | 0 | 0 | 1 | Super Off Peak | 0 | 1 | 0 | Off Peak | 1 | 0 | 0 | On Peak
2020-04-24 | 23 | 4 | 0 | 0 | 0 | 0 | 1.6861 |  | 0 | 1 | 0 | Off Peak | 0 | 0 | 1 | Off Peak | 0 | 1 | Off Peak | 0 | 1 | Off Peak | 0 | 0 | 1 | Super Off Peak | 0 | 1 | 0 | Off Peak | 1 | 0 | 0 | On Peak
2020-04-24 | 24 | 4 | 0 | 0 | 0 | 0 | 1.4486 |  | 0 | 1 | 0 | Off Peak | 0 | 0 | 1 | Off Peak | 0 | 1 | Off Peak | 0 | 1 | Off Peak | 0 | 0 | 1 | Super Off Peak | 0 | 1 | 0 | Off Peak | 1 | 0 | 0 | On Peak
2020-04-25 | 1 | 4 | 0 | 1 | 0 | 0 | 1.2249 |  | 0 | 0 | 1 | Super Off Peak | 0 | 0 | 1 | Off Peak | 0 | 1 | Off Peak | 0 | 1 | Off Peak | 0 | 0 | 1 | Super Off Peak | 0 | 0 | 1 | Super Off Peak | 0 | 0 | 1 | Super Off Peak
2020-04-25 | 2 | 4 | 0 | 1 | 0 | 0 | 1.0618 |  | 0 | 0 | 1 | Super Off Peak | 0 | 0 | 1 | Off Peak | 0 | 1 | Off Peak | 0 | 1 | Off Peak | 0 | 0 | 1 | Super Off Peak | 0 | 0 | 1 | Super Off Peak | 0 | 0 | 1 | Super Off Peak
2020-04-25 | 3 | 4 | 0 | 1 | 0 | 0 | 1.0359 |  | 0 | 0 | 1 | Super Off Peak | 0 | 0 | 1 | Off Peak | 0 | 1 | Off Peak | 0 | 1 | Off Peak | 0 | 0 | 1 | Super Off Peak | 0 | 0 | 1 | Super Off Peak | 0 | 0 | 1 | Super Off Peak
2020-04-25 | 4 | 4 | 0 | 1 | 0 | 0 | 0.9841 |  | 0 | 0 | 1 | Super Off Peak | 0 | 0 | 1 | Off Peak | 0 | 1 | Off Peak | 0 | 1 | Off Peak | 0 | 0 | 1 | Super Off Peak | 0 | 0 | 1 | Super Off Peak | 0 | 0 | 1 | Super Off Peak
2020-04-25 | 5 | 4 | 0 | 1 | 0 | 0 | 0.95731 |  | 0 | 0 | 1 | Super Off Peak | 0 | 0 | 1 | Off Peak | 0 | 1 | Off Peak | 0 | 1 | Off Peak | 0 | 0 | 1 | Super Off Peak | 0 | 0 | 1 | Super Off Peak | 0 | 0 | 1 | Super Off Peak
2020-04-25 | 6 | 4 | 0 | 1 | 0 | 0 | 0.96073 |  | 0 | 0 | 1 | Super Off Peak | 0 | 0 | 1 | Off Peak | 0 | 1 | Off Peak | 0 | 1 | Off Peak | 0 | 0 | 1 | Super Off Peak | 0 | 1 | 0 | Off Peak | 0 | 1 | 0 | Off Peak
2020-04-25 | 7 | 4 | 0 | 1 | 0 | 0 | 1.9757 |  | 0 | 0 | 1 | Super Off Peak | 0 | 0 | 1 | Off Peak | 0 | 1 | Off Peak | 0 | 1 | Off Peak | 0 | 0 | 1 | Super Off Peak | 0 | 1 | 0 | Off Peak | 0 | 1 | 0 | Off Peak
2020-04-25 | 8 | 4 | 0 | 1 | 0 | 0 | 1.3338 |  | 0 | 0 | 1 | Super Off Peak | 0 | 0 | 1 | Off Peak | 0 | 1 | Off Peak | 0 | 1 | Off Peak | 0 | 0 | 1 | Super Off Peak | 0 | 1 | 0 | Off Peak | 0 | 1 | 0 | Off Peak
2020-04-25 | 9 | 4 | 0 | 1 | 0 | 0 | 0.36808 |  | 0 | 0 | 1 | Super Off Peak | 0 | 0 | 1 | Off Peak | 0 | 1 | Off Peak | 0 | 1 | Off Peak | 0 | 0 | 1 | Super Off Peak | 0 | 1 | 0 | Off Peak | 0 | 1 | 0 | Off Peak
2020-04-25 | 10 | 4 | 0 | 1 | 0 | 0 | -0.20602 |  | 0 | 0 | 1 | Super Off Peak | 0 | 0 | 1 | Off Peak | 0 | 1 | Off Peak | 0 | 1 | Off Peak | 0 | 0 | 1 | Super Off Peak | 0 | 1 | 0 | Off Peak | 0 | 1 | 0 | Off Peak
2020-04-25 | 11 | 4 | 0 | 1 | 0 | 0 | -0.6483 |  | 0 | 0 | 1 | Super Off Peak | 0 | 0 | 1 | Off Peak | 0 | 1 | Off Peak | 0 | 1 | Off Peak | 0 | 0 | 1 | Super Off Peak | 0 | 1 | 0 | Off Peak | 0 | 1 | 0 | Off Peak
2020-04-25 | 12 | 4 | 0 | 1 | 0 | 0 | -0.87429 |  | 0 | 0 | 1 | Super Off Peak | 0 | 0 | 1 | Off Peak | 0 | 1 | Off Peak | 0 | 1 | Off Peak | 0 | 0 | 1 | Super Off Peak | 0 | 1 | 0 | Off Peak | 0 | 1 | 0 | Off Peak
2020-04-25 | 13 | 4 | 0 | 1 | 0 | 0 | -0.97852 |  | 0 | 0 | 1 | Super Off Peak | 0 | 0 | 1 | Off Peak | 0 | 1 | Off Peak | 0 | 1 | Off Peak | 0 | 0 | 1 | Super Off Peak | 1 | 0 | 0 | On Peak | 0 | 1 | 0 | Off Peak
2020-04-25 | 14 | 4 | 0 | 1 | 0 | 0 | -1.1074 |  | 0 | 0 | 1 | Super Off Peak | 0 | 0 | 1 | Off Peak | 0 | 1 | Off Peak | 0 | 1 | Off Peak | 0 | 0 | 1 | Super Off Peak | 1 | 0 | 0 | On Peak | 0 | 1 | 0 | Off Peak
2020-04-25 | 15 | 4 | 0 | 1 | 0 | 0 | -1.1289 |  | 0 | 1 | 0 | Off Peak | 0 | 0 | 1 | Off Peak | 0 | 1 | Off Peak | 0 | 1 | Off Peak | 0 | 0 | 1 | Super Off Peak | 1 | 0 | 0 | On Peak | 0 | 1 | 0 | Off Peak
2020-04-25 | 16 | 4 | 0 | 1 | 0 | 0 | -0.91582 |  | 0 | 1 | 0 | Off Peak | 0 | 0 | 1 | Off Peak | 0 | 1 | Off Peak | 0 | 1 | Off Peak | 0 | 0 | 1 | Super Off Peak | 1 | 0 | 0 | On Peak | 0 | 1 | 0 | Off Peak
2020-04-25 | 17 | 4 | 0 | 1 | 0 | 0 | -0.43435 |  | 1 | 0 | 0 | On Peak | 0 | 0 | 1 | Off Peak | 0 | 1 | Off Peak | 0 | 1 | Off Peak | 0 | 0 | 1 | Super Off Peak | 1 | 0 | 0 | On Peak | 0 | 1 | 0 | Off Peak
2020-04-25 | 18 | 4 | 0 | 1 | 0 | 0 | 0.5698 |  | 1 | 0 | 0 | On Peak | 0 | 0 | 1 | Off Peak | 0 | 1 | Off Peak | 0 | 1 | Off Peak | 0 | 0 | 1 | Super Off Peak | 1 | 0 | 0 | On Peak | 0 | 1 | 0 | Off Peak
2020-04-25 | 19 | 4 | 0 | 1 | 0 | 0 | 1.9722 |  | 1 | 0 | 0 | On Peak | 0 | 0 | 1 | Off Peak | 0 | 1 | Off Peak | 0 | 1 | Off Peak | 0 | 0 | 1 | Super Off Peak | 1 | 0 | 0 | On Peak | 0 | 1 | 0 | Off Peak
2020-04-25 | 20 | 4 | 0 | 1 | 0 | 0 | 2.8103 |  | 1 | 0 | 0 | On Peak | 0 | 0 | 1 | Off Peak | 0 | 1 | Off Peak | 0 | 1 | Off Peak | 0 | 0 | 1 | Super Off Peak | 1 | 0 | 0 | On Peak | 1 | 0 | 0 | On Peak
2020-04-25 | 21 | 4 | 0 | 1 | 0 | 0 | 3.362 |  | 1 | 0 | 0 | On Peak | 0 | 0 | 1 | Off Peak | 0 | 1 | Off Peak | 0 | 1 | Off Peak | 0 | 0 | 1 | Super Off Peak | 0 | 1 | 0 | Off Peak | 1 | 0 | 0 | On Peak
2020-04-25 | 22 | 4 | 0 | 1 | 0 | 0 | 3.5558 |  | 0 | 1 | 0 | Off Peak | 0 | 0 | 1 | Off Peak | 0 | 1 | Off Peak | 0 | 1 | Off Peak | 0 | 0 | 1 | Super Off Peak | 0 | 1 | 0 | Off Peak | 1 | 0 | 0 | On Peak
2020-04-25 | 23 | 4 | 0 | 1 | 0 | 0 | 1.6036 |  | 0 | 1 | 0 | Off Peak | 0 | 0 | 1 | Off Peak | 0 | 1 | Off Peak | 0 | 1 | Off Peak | 0 | 0 | 1 | Super Off Peak | 0 | 1 | 0 | Off Peak | 1 | 0 | 0 | On Peak
2020-04-25 | 24 | 4 | 0 | 1 | 0 | 0 | 1.383 |  | 0 | 1 | 0 | Off Peak | 0 | 0 | 1 | Off Peak | 0 | 1 | Off Peak | 0 | 1 | Off Peak | 0 | 0 | 1 | Super Off Peak | 0 | 1 | 0 | Off Peak | 1 | 0 | 0 | On Peak
2020-04-26 | 1 | 4 | 0 | 1 | 1 | 0 | 1.1913 |  | 0 | 0 | 1 | Super Off Peak | 0 | 0 | 1 | Off Peak | 0 | 1 | Off Peak | 0 | 1 | Off Peak | 0 | 0 | 1 | Super Off Peak | 0 | 0 | 1 | Super Off Peak | 0 | 0 | 1 | Super Off Peak
2020-04-26 | 2 | 4 | 0 | 1 | 1 | 0 | 1.0854 |  | 0 | 0 | 1 | Super Off Peak | 0 | 0 | 1 | Off Peak | 0 | 1 | Off Peak | 0 | 1 | Off Peak | 0 | 0 | 1 | Super Off Peak | 0 | 0 | 1 | Super Off Peak | 0 | 0 | 1 | Super Off Peak
2020-04-26 | 3 | 4 | 0 | 1 | 1 | 0 | 1.029 |  | 0 | 0 | 1 | Super Off Peak | 0 | 0 | 1 | Off Peak | 0 | 1 | Off Peak | 0 | 1 | Off Peak | 0 | 0 | 1 | Super Off Peak | 0 | 0 | 1 | Super Off Peak | 0 | 0 | 1 | Super Off Peak
2020-04-26 | 4 | 4 | 0 | 1 | 1 | 0 | 0.98998 |  | 0 | 0 | 1 | Super Off Peak | 0 | 0 | 1 | Off Peak | 0 | 1 | Off Peak | 0 | 1 | Off Peak | 0 | 0 | 1 | Super Off Peak | 0 | 0 | 1 | Super Off Peak | 0 | 0 | 1 | Super Off Peak
2020-04-26 | 5 | 4 | 0 | 1 | 1 | 0 | 0.96269 |  | 0 | 0 | 1 | Super Off Peak | 0 | 0 | 1 | Off Peak | 0 | 1 | Off Peak | 0 | 1 | Off Peak | 0 | 0 | 1 | Super Off Peak | 0 | 0 | 1 | Super Off Peak | 0 | 0 | 1 | Super Off Peak
2020-04-26 | 6 | 4 | 0 | 1 | 1 | 0 | 0.97254 |  | 0 | 0 | 1 | Super Off Peak | 0 | 0 | 1 | Off Peak | 0 | 1 | Off Peak | 0 | 1 | Off Peak | 0 | 0 | 1 | Super Off Peak | 0 | 1 | 0 | Off Peak | 0 | 1 | 0 | Off Peak
2020-04-26 | 7 | 4 | 0 | 1 | 1 | 0 | 1.0094 |  | 0 | 0 | 1 | Super Off Peak | 0 | 0 | 1 | Off Peak | 0 | 1 | Off Peak | 0 | 1 | Off Peak | 0 | 0 | 1 | Super Off Peak | 0 | 1 | 0 | Off Peak | 0 | 1 | 0 | Off Peak
2020-04-26 | 8 | 4 | 0 | 1 | 1 | 0 | 0.72709 |  | 0 | 0 | 1 | Super Off Peak | 0 | 0 | 1 | Off Peak | 0 | 1 | Off Peak | 0 | 1 | Off Peak | 0 | 0 | 1 | Super Off Peak | 0 | 1 | 0 | Off Peak | 0 | 1 | 0 | Off Peak
2020-04-26 | 9 | 4 | 0 | 1 | 1 | 0 | 0.27338 |  | 0 | 0 | 1 | Super Off Peak | 0 | 0 | 1 | Off Peak | 0 | 1 | Off Peak | 0 | 1 | Off Peak | 0 | 0 | 1 | Super Off Peak | 0 | 1 | 0 | Off Peak | 0 | 1 | 0 | Off Peak
2020-04-26 | 10 | 4 | 0 | 1 | 1 | 0 | 0.013627 |  | 0 | 0 | 1 | Super Off Peak | 0 | 0 | 1 | Off Peak | 0 | 1 | Off Peak | 0 | 1 | Off Peak | 0 | 0 | 1 | Super Off Peak | 0 | 1 | 0 | Off Peak | 0 | 1 | 0 | Off Peak
2020-04-26 | 11 | 4 | 0 | 1 | 1 | 0 | -0.15046 |  | 0 | 0 | 1 | Super Off Peak | 0 | 0 | 1 | Off Peak | 0 | 1 | Off Peak | 0 | 1 | Off Peak | 0 | 0 | 1 | Super Off Peak | 0 | 1 | 0 | Off Peak | 0 | 1 | 0 | Off Peak
2020-04-26 | 12 | 4 | 0 | 1 | 1 | 0 | -0.26727 |  | 0 | 0 | 1 | Super Off Peak | 0 | 0 | 1 | Off Peak | 0 | 1 | Off Peak | 0 | 1 | Off Peak | 0 | 0 | 1 | Super Off Peak | 0 | 1 | 0 | Off Peak | 0 | 1 | 0 | Off Peak
2020-04-26 | 13 | 4 | 0 | 1 | 1 | 0 | -0.35752 |  | 0 | 0 | 1 | Super Off Peak | 0 | 0 | 1 | Off Peak | 0 | 1 | Off Peak | 0 | 1 | Off Peak | 0 | 0 | 1 | Super Off Peak | 1 | 0 | 0 | On Peak | 0 | 1 | 0 | Off Peak
2020-04-26 | 14 | 4 | 0 | 1 | 1 | 0 | -0.44366 |  | 0 | 0 | 1 | Super Off Peak | 0 | 0 | 1 | Off Peak | 0 | 1 | Off Peak | 0 | 1 | Off Peak | 0 | 0 | 1 | Super Off Peak | 1 | 0 | 0 | On Peak | 0 | 1 | 0 | Off Peak
2020-04-26 | 15 | 4 | 0 | 1 | 1 | 0 | -0.46165 |  | 0 | 1 | 0 | Off Peak | 0 | 0 | 1 | Off Peak | 0 | 1 | Off Peak | 0 | 1 | Off Peak | 0 | 0 | 1 | Super Off Peak | 1 | 0 | 0 | On Peak | 0 | 1 | 0 | Off Peak
2020-04-26 | 16 | 4 | 0 | 1 | 1 | 0 | -0.36529 |  | 0 | 1 | 0 | Off Peak | 0 | 0 | 1 | Off Peak | 0 | 1 | Off Peak | 0 | 1 | Off Peak | 0 | 0 | 1 | Super Off Peak | 1 | 0 | 0 | On Peak | 0 | 1 | 0 | Off Peak
2020-04-26 | 17 | 4 | 0 | 1 | 1 | 0 | -0.15139 |  | 1 | 0 | 0 | On Peak | 0 | 0 | 1 | Off Peak | 0 | 1 | Off Peak | 0 | 1 | Off Peak | 0 | 0 | 1 | Super Off Peak | 1 | 0 | 0 | On Peak | 0 | 1 | 0 | Off Peak
2020-04-26 | 18 | 4 | 0 | 1 | 1 | 0 | 0.31568 |  | 1 | 0 | 0 | On Peak | 0 | 0 | 1 | Off Peak | 0 | 1 | Off Peak | 0 | 1 | Off Peak | 0 | 0 | 1 | Super Off Peak | 1 | 0 | 0 | On Peak | 0 | 1 | 0 | Off Peak
2020-04-26 | 19 | 4 | 0 | 1 | 1 | 0 | 0.96648 |  | 1 | 0 | 0 | On Peak | 0 | 0 | 1 | Off Peak | 0 | 1 | Off Peak | 0 | 1 | Off Peak | 0 | 0 | 1 | Super Off Peak | 1 | 0 | 0 | On Peak | 0 | 1 | 0 | Off Peak
2020-04-26 | 20 | 4 | 0 | 1 | 1 | 0 | 1.3354 |  | 1 | 0 | 0 | On Peak | 0 | 0 | 1 | Off Peak | 0 | 1 | Off Peak | 0 | 1 | Off Peak | 0 | 0 | 1 | Super Off Peak | 1 | 0 | 0 | On Peak | 1 | 0 | 0 | On Peak
2020-04-26 | 21 | 4 | 0 | 1 | 1 | 0 | 1.5989 |  | 1 | 0 | 0 | On Peak | 0 | 0 | 1 | Off Peak | 0 | 1 | Off Peak | 0 | 1 | Off Peak | 0 | 0 | 1 | Super Off Peak | 0 | 1 | 0 | Off Peak | 1 | 0 | 0 | On Peak
2020-04-26 | 22 | 4 | 0 | 1 | 1 | 0 | 1.7198 |  | 0 | 1 | 0 | Off Peak | 0 | 0 | 1 | Off Peak | 0 | 1 | Off Peak | 0 | 1 | Off Peak | 0 | 0 | 1 | Super Off Peak | 0 | 1 | 0 | Off Peak | 1 | 0 | 0 | On Peak
2020-04-26 | 23 | 4 | 0 | 1 | 1 | 0 | 1.6104 |  | 0 | 1 | 0 | Off Peak | 0 | 0 | 1 | Off Peak | 0 | 1 | Off Peak | 0 | 1 | Off Peak | 0 | 0 | 1 | Super Off Peak | 0 | 1 | 0 | Off Peak | 1 | 0 | 0 | On Peak
2020-04-26 | 24 | 4 | 0 | 1 | 1 | 0 | 1.4089 |  | 0 | 1 | 0 | Off Peak | 0 | 0 | 1 | Off Peak | 0 | 1 | Off Peak | 0 | 1 | Off Peak | 0 | 0 | 1 | Super Off Peak | 0 | 1 | 0 | Off Peak | 1 | 0 | 0 | On Peak
2020-04-27 | 1 | 4 | 0 | 0 | 0 | 0 | 1.2124 |  | 0 | 0 | 1 | Super Off Peak | 0 | 0 | 1 | Off Peak | 0 | 1 | Off Peak | 0 | 1 | Off Peak | 0 | 0 | 1 | Super Off Peak | 0 | 0 | 1 | Super Off Peak | 0 | 0 | 1 | Super Off Peak
2020-04-27 | 2 | 4 | 0 | 0 | 0 | 0 | 1.1255 |  | 0 | 0 | 1 | Super Off Peak | 0 | 0 | 1 | Off Peak | 0 | 1 | Off Peak | 0 | 1 | Off Peak | 0 | 0 | 1 | Super Off Peak | 0 | 0 | 1 | Super Off Peak | 0 | 0 | 1 | Super Off Peak
2020-04-27 | 3 | 4 | 0 | 0 | 0 | 0 | 1.0217 |  | 0 | 0 | 1 | Super Off Peak | 0 | 0 | 1 | Off Peak | 0 | 1 | Off Peak | 0 | 1 | Off Peak | 0 | 0 | 1 | Super Off Peak | 0 | 0 | 1 | Super Off Peak | 0 | 0 | 1 | Super Off Peak
2020-04-27 | 4 | 4 | 0 | 0 | 0 | 0 | 0.98445 |  | 0 | 0 | 1 | Super Off Peak | 0 | 0 | 1 | Off Peak | 0 | 1 | Off Peak | 0 | 1 | Off Peak | 0 | 0 | 1 | Super Off Peak | 0 | 0 | 1 | Super Off Peak | 0 | 0 | 1 | Super Off Peak
2020-04-27 | 5 | 4 | 0 | 0 | 0 | 0 | 0.95565 |  | 0 | 0 | 1 | Super Off Peak | 0 | 0 | 1 | Off Peak | 0 | 1 | Off Peak | 0 | 1 | Off Peak | 0 | 0 | 1 | Super Off Peak | 0 | 0 | 1 | Super Off Peak | 0 | 0 | 1 | Super Off Peak
2020-04-27 | 6 | 4 | 0 | 0 | 0 | 0 | 0.97937 |  | 0 | 0 | 1 | Super Off Peak | 0 | 0 | 1 | Off Peak | 0 | 1 | Off Peak | 0 | 1 | Off Peak | 0 | 0 | 1 | Super Off Peak | 0 | 1 | 0 | Off Peak | 0 | 1 | 0 | Off Peak
2020-04-27 | 7 | 4 | 0 | 0 | 0 | 0 | 2.1846 |  | 0 | 1 | 0 | Off Peak | 0 | 1 | 0 | Semi Peak | 0 | 1 | Off Peak | 0 | 1 | Off Peak | 0 | 1 | 0 | Off Peak | 0 | 1 | 0 | Off Peak | 0 | 1 | 0 | Off Peak
2020-04-27 | 8 | 4 | 0 | 0 | 0 | 0 | 1.7879 |  | 0 | 1 | 0 | Off Peak | 0 | 1 | 0 | Semi Peak | 0 | 1 | Off Peak | 0 | 1 | Off Peak | 0 | 1 | 0 | Off Peak | 0 | 1 | 0 | Off Peak | 0 | 1 | 0 | Off Peak
2020-04-27 | 9 | 4 | 0 | 0 | 0 | 0 | 0.94397 |  | 0 | 1 | 0 | Off Peak | 0 | 1 | 0 | Semi Peak | 0 | 1 | Off Peak | 0 | 1 | Off Peak | 0 | 1 | 0 | Off Peak | 0 | 1 | 0 | Off Peak | 0 | 1 | 0 | Off Peak
2020-04-27 | 10 | 4 | 0 | 0 | 0 | 0 | 0.3729 |  | 0 | 1 | 0 | Off Peak | 0 | 1 | 0 | Semi Peak | 0 | 1 | Off Peak | 0 | 1 | Off Peak | 0 | 1 | 0 | Off Peak | 0 | 1 | 0 | Off Peak | 0 | 1 | 0 | Off Peak
2020-04-27 | 11 | 4 | 0 | 0 | 0 | 0 | -0.057768 |  | 0 | 0 | 1 | Super Off Peak | 0 | 1 | 0 | Semi Peak | 0 | 1 | Off Peak | 0 | 1 | Off Peak | 0 | 1 | 0 | Off Peak | 0 | 1 | 0 | Off Peak | 0 | 1 | 0 | Off Peak
2020-04-27 | 12 | 4 | 0 | 0 | 0 | 0 | -0.29009 |  | 0 | 0 | 1 | Super Off Peak | 0 | 1 | 0 | Semi Peak | 0 | 1 | Off Peak | 0 | 1 | Off Peak | 0 | 1 | 0 | Off Peak | 0 | 1 | 0 | Off Peak | 0 | 1 | 0 | Off Peak
2020-04-27 | 13 | 4 | 0 | 0 | 0 | 0 | -0.42228 |  | 0 | 0 | 1 | Super Off Peak | 0 | 1 | 0 | Semi Peak | 0 | 1 | Off Peak | 1 | 0 | On Peak | 0 | 1 | 0 | Off Peak | 1 | 0 | 0 | On Peak | 0 | 1 | 0 | Off Peak
2020-04-27 | 14 | 4 | 0 | 0 | 0 | 0 | -0.54924 |  | 0 | 0 | 1 | Super Off Peak | 0 | 1 | 0 | Semi Peak | 0 | 1 | Off Peak | 1 | 0 | On Peak | 0 | 1 | 0 | Off Peak | 1 | 0 | 0 | On Peak | 0 | 1 | 0 | Off Peak
2020-04-27 | 15 | 4 | 0 | 0 | 0 | 0 | -0.53239 |  | 0 | 1 | 0 | Off Peak | 0 | 1 | 0 | Semi Peak | 0 | 1 | Off Peak | 1 | 0 | On Peak | 0 | 1 | 0 | Off Peak | 1 | 0 | 0 | On Peak | 0 | 1 | 0 | Off Peak
2020-04-27 | 16 | 4 | 0 | 0 | 0 | 0 | -0.30511 |  | 0 | 1 | 0 | Off Peak | 0 | 1 | 0 | Semi Peak | 0 | 1 | Off Peak | 1 | 0 | On Peak | 0 | 1 | 0 | Off Peak | 1 | 0 | 0 | On Peak | 0 | 1 | 0 | Off Peak
2020-04-27 | 17 | 4 | 0 | 0 | 0 | 0 | 0.17793 |  | 1 | 0 | 0 | On Peak | 0 | 1 | 0 | Semi Peak | 1 | 0 | On Peak | 1 | 0 | On Peak | 0 | 1 | 0 | Off Peak | 1 | 0 | 0 | On Peak | 0 | 1 | 0 | Off Peak
2020-04-27 | 18 | 4 | 0 | 0 | 0 | 0 | 1.0844 |  | 1 | 0 | 0 | On Peak | 1 | 0 | 0 | On Peak | 1 | 0 | On Peak | 1 | 0 | On Peak | 0 | 1 | 0 | Off Peak | 1 | 0 | 0 | On Peak | 0 | 1 | 0 | Off Peak
2020-04-27 | 19 | 4 | 0 | 0 | 0 | 0 | 2.401 |  | 1 | 0 | 0 | On Peak | 1 | 0 | 0 | On Peak | 1 | 0 | On Peak | 0 | 1 | Off Peak | 0 | 0 | 1 | Super Off Peak | 1 | 0 | 0 | On Peak | 0 | 1 | 0 | Off Peak
2020-04-27 | 20 | 4 | 0 | 0 | 0 | 0 | 3.1625 |  | 1 | 0 | 0 | On Peak | 1 | 0 | 0 | On Peak | 1 | 0 | On Peak | 0 | 1 | Off Peak | 0 | 0 | 1 | Super Off Peak | 1 | 0 | 0 | On Peak | 1 | 0 | 0 | On Peak
2020-04-27 | 21 | 4 | 0 | 0 | 0 | 0 | 3.6584 |  | 1 | 0 | 0 | On Peak | 0 | 1 | 0 | Semi Peak | 1 | 0 | On Peak | 0 | 1 | Off Peak | 0 | 0 | 1 | Super Off Peak | 0 | 1 | 0 | Off Peak | 1 | 0 | 0 | On Peak
2020-04-27 | 22 | 4 | 0 | 0 | 0 | 0 | 3.7645 |  | 0 | 1 | 0 | Off Peak | 0 | 1 | 0 | Semi Peak | 0 | 1 | Off Peak | 0 | 1 | Off Peak | 0 | 0 | 1 | Super Off Peak | 0 | 1 | 0 | Off Peak | 1 | 0 | 0 | On Peak
2020-04-27 | 23 | 4 | 0 | 0 | 0 | 0 | 1.7362 |  | 0 | 1 | 0 | Off Peak | 0 | 0 | 1 | Off Peak | 0 | 1 | Off Peak | 0 | 1 | Off Peak | 0 | 0 | 1 | Super Off Peak | 0 | 1 | 0 | Off Peak | 1 | 0 | 0 | On Peak
2020-04-27 | 24 | 4 | 0 | 0 | 0 | 0 | 1.4884 |  | 0 | 1 | 0 | Off Peak | 0 | 0 | 1 | Off Peak | 0 | 1 | Off Peak | 0 | 1 | Off Peak | 0 | 0 | 1 | Super Off Peak | 0 | 1 | 0 | Off Peak | 1 | 0 | 0 | On Peak
2020-04-28 | 1 | 4 | 0 | 0 | 0 | 0 | 1.253 |  | 0 | 0 | 1 | Super Off Peak | 0 | 0 | 1 | Off Peak | 0 | 1 | Off Peak | 0 | 1 | Off Peak | 0 | 0 | 1 | Super Off Peak | 0 | 0 | 1 | Super Off Peak | 0 | 0 | 1 | Super Off Peak
2020-04-28 | 2 | 4 | 0 | 0 | 0 | 0 | 1.1156 |  | 0 | 0 | 1 | Super Off Peak | 0 | 0 | 1 | Off Peak | 0 | 1 | Off Peak | 0 | 1 | Off Peak | 0 | 0 | 1 | Super Off Peak | 0 | 0 | 1 | Super Off Peak | 0 | 0 | 1 | Super Off Peak
2020-04-28 | 3 | 4 | 0 | 0 | 0 | 0 | 1.0161 |  | 0 | 0 | 1 | Super Off Peak | 0 | 0 | 1 | Off Peak | 0 | 1 | Off Peak | 0 | 1 | Off Peak | 0 | 0 | 1 | Super Off Peak | 0 | 0 | 1 | Super Off Peak | 0 | 0 | 1 | Super Off Peak
2020-04-28 | 4 | 4 | 0 | 0 | 0 | 0 | 0.9882 |  | 0 | 0 | 1 | Super Off Peak | 0 | 0 | 1 | Off Peak | 0 | 1 | Off Peak | 0 | 1 | Off Peak | 0 | 0 | 1 | Super Off Peak | 0 | 0 | 1 | Super Off Peak | 0 | 0 | 1 | Super Off Peak
2020-04-28 | 5 | 4 | 0 | 0 | 0 | 0 | 0.96947 |  | 0 | 0 | 1 | Super Off Peak | 0 | 0 | 1 | Off Peak | 0 | 1 | Off Peak | 0 | 1 | Off Peak | 0 | 0 | 1 | Super Off Peak | 0 | 0 | 1 | Super Off Peak | 0 | 0 | 1 | Super Off Peak
2020-04-28 | 6 | 4 | 0 | 0 | 0 | 0 | 0.98848 |  | 0 | 0 | 1 | Super Off Peak | 0 | 0 | 1 | Off Peak | 0 | 1 | Off Peak | 0 | 1 | Off Peak | 0 | 0 | 1 | Super Off Peak | 0 | 1 | 0 | Off Peak | 0 | 1 | 0 | Off Peak
2020-04-28 | 7 | 4 | 0 | 0 | 0 | 0 | 2.1892 |  | 0 | 1 | 0 | Off Peak | 0 | 1 | 0 | Semi Peak | 0 | 1 | Off Peak | 0 | 1 | Off Peak | 0 | 1 | 0 | Off Peak | 0 | 1 | 0 | Off Peak | 0 | 1 | 0 | Off Peak
2020-04-28 | 8 | 4 | 0 | 0 | 0 | 0 | 1.8113 |  | 0 | 1 | 0 | Off Peak | 0 | 1 | 0 | Semi Peak | 0 | 1 | Off Peak | 0 | 1 | Off Peak | 0 | 1 | 0 | Off Peak | 0 | 1 | 0 | Off Peak | 0 | 1 | 0 | Off Peak
2020-04-28 | 9 | 4 | 0 | 0 | 0 | 0 | 0.98313 |  | 0 | 1 | 0 | Off Peak | 0 | 1 | 0 | Semi Peak | 0 | 1 | Off Peak | 0 | 1 | Off Peak | 0 | 1 | 0 | Off Peak | 0 | 1 | 0 | Off Peak | 0 | 1 | 0 | Off Peak
2020-04-28 | 10 | 4 | 0 | 0 | 0 | 0 | 0.43349 |  | 0 | 1 | 0 | Off Peak | 0 | 1 | 0 | Semi Peak | 0 | 1 | Off Peak | 0 | 1 | Off Peak | 0 | 1 | 0 | Off Peak | 0 | 1 | 0 | Off Peak | 0 | 1 | 0 | Off Peak
2020-04-28 | 11 | 4 | 0 | 0 | 0 | 0 | 0.037571 |  | 0 | 0 | 1 | Super Off Peak | 0 | 1 | 0 | Semi Peak | 0 | 1 | Off Peak | 0 | 1 | Off Peak | 0 | 1 | 0 | Off Peak | 0 | 1 | 0 | Off Peak | 0 | 1 | 0 | Off Peak
2020-04-28 | 12 | 4 | 0 | 0 | 0 | 0 | -0.19483 |  | 0 | 0 | 1 | Super Off Peak | 0 | 1 | 0 | Semi Peak | 0 | 1 | Off Peak | 0 | 1 | Off Peak | 0 | 1 | 0 | Off Peak | 0 | 1 | 0 | Off Peak | 0 | 1 | 0 | Off Peak
2020-04-28 | 13 | 4 | 0 | 0 | 0 | 0 | -0.31957 |  | 0 | 0 | 1 | Super Off Peak | 0 | 1 | 0 | Semi Peak | 0 | 1 | Off Peak | 1 | 0 | On Peak | 0 | 1 | 0 | Off Peak | 1 | 0 | 0 | On Peak | 0 | 1 | 0 | Off Peak
2020-04-28 | 14 | 4 | 0 | 0 | 0 | 0 | -0.45155 |  | 0 | 0 | 1 | Super Off Peak | 0 | 1 | 0 | Semi Peak | 0 | 1 | Off Peak | 1 | 0 | On Peak | 0 | 1 | 0 | Off Peak | 1 | 0 | 0 | On Peak | 0 | 1 | 0 | Off Peak
2020-04-28 | 15 | 4 | 0 | 0 | 0 | 0 | -0.40458 |  | 0 | 1 | 0 | Off Peak | 0 | 1 | 0 | Semi Peak | 0 | 1 | Off Peak | 1 | 0 | On Peak | 0 | 1 | 0 | Off Peak | 1 | 0 | 0 | On Peak | 0 | 1 | 0 | Off Peak
2020-04-28 | 16 | 4 | 0 | 0 | 0 | 0 | -0.15571 |  | 0 | 1 | 0 | Off Peak | 0 | 1 | 0 | Semi Peak | 0 | 1 | Off Peak | 1 | 0 | On Peak | 0 | 1 | 0 | Off Peak | 1 | 0 | 0 | On Peak | 0 | 1 | 0 | Off Peak
2020-04-28 | 17 | 4 | 0 | 0 | 0 | 0 | 0.35541 |  | 1 | 0 | 0 | On Peak | 0 | 1 | 0 | Semi Peak | 1 | 0 | On Peak | 1 | 0 | On Peak | 0 | 1 | 0 | Off Peak | 1 | 0 | 0 | On Peak | 0 | 1 | 0 | Off Peak
2020-04-28 | 18 | 4 | 0 | 0 | 0 | 0 | 1.2637 |  | 1 | 0 | 0 | On Peak | 1 | 0 | 0 | On Peak | 1 | 0 | On Peak | 1 | 0 | On Peak | 0 | 1 | 0 | Off Peak | 1 | 0 | 0 | On Peak | 0 | 1 | 0 | Off Peak
2020-04-28 | 19 | 4 | 0 | 0 | 0 | 0 | 2.5831 |  | 1 | 0 | 0 | On Peak | 1 | 0 | 0 | On Peak | 1 | 0 | On Peak | 0 | 1 | Off Peak | 0 | 0 | 1 | Super Off Peak | 1 | 0 | 0 | On Peak | 0 | 1 | 0 | Off Peak
2020-04-28 | 20 | 4 | 0 | 0 | 0 | 0 | 3.2939 |  | 1 | 0 | 0 | On Peak | 1 | 0 | 0 | On Peak | 1 | 0 | On Peak | 0 | 1 | Off Peak | 0 | 0 | 1 | Super Off Peak | 1 | 0 | 0 | On Peak | 1 | 0 | 0 | On Peak
2020-04-28 | 21 | 4 | 0 | 0 | 0 | 0 | 3.7541 |  | 1 | 0 | 0 | On Peak | 0 | 1 | 0 | Semi Peak | 1 | 0 | On Peak | 0 | 1 | Off Peak | 0 | 0 | 1 | Super Off Peak | 0 | 1 | 0 | Off Peak | 1 | 0 | 0 | On Peak
2020-04-28 | 22 | 4 | 0 | 0 | 0 | 0 | 3.828 |  | 0 | 1 | 0 | Off Peak | 0 | 1 | 0 | Semi Peak | 0 | 1 | Off Peak | 0 | 1 | Off Peak | 0 | 0 | 1 | Super Off Peak | 0 | 1 | 0 | Off Peak | 1 | 0 | 0 | On Peak
2020-04-28 | 23 | 4 | 0 | 0 | 0 | 0 | 1.7502 |  | 0 | 1 | 0 | Off Peak | 0 | 0 | 1 | Off Peak | 0 | 1 | Off Peak | 0 | 1 | Off Peak | 0 | 0 | 1 | Super Off Peak | 0 | 1 | 0 | Off Peak | 1 | 0 | 0 | On Peak
2020-04-28 | 24 | 4 | 0 | 0 | 0 | 0 | 1.4875 |  | 0 | 1 | 0 | Off Peak | 0 | 0 | 1 | Off Peak | 0 | 1 | Off Peak | 0 | 1 | Off Peak | 0 | 0 | 1 | Super Off Peak | 0 | 1 | 0 | Off Peak | 1 | 0 | 0 | On Peak
2020-04-29 | 1 | 4 | 0 | 0 | 0 | 0 | 1.2536 |  | 0 | 0 | 1 | Super Off Peak | 0 | 0 | 1 | Off Peak | 0 | 1 | Off Peak | 0 | 1 | Off Peak | 0 | 0 | 1 | Super Off Peak | 0 | 0 | 1 | Super Off Peak | 0 | 0 | 1 | Super Off Peak
2020-04-29 | 2 | 4 | 0 | 0 | 0 | 0 | 1.0938 |  | 0 | 0 | 1 | Super Off Peak | 0 | 0 | 1 | Off Peak | 0 | 1 | Off Peak | 0 | 1 | Off Peak | 0 | 0 | 1 | Super Off Peak | 0 | 0 | 1 | Super Off Peak | 0 | 0 | 1 | Super Off Peak
2020-04-29 | 3 | 4 | 0 | 0 | 0 | 0 | 1.0243 |  | 0 | 0 | 1 | Super Off Peak | 0 | 0 | 1 | Off Peak | 0 | 1 | Off Peak | 0 | 1 | Off Peak | 0 | 0 | 1 | Super Off Peak | 0 | 0 | 1 | Super Off Peak | 0 | 0 | 1 | Super Off Peak
2020-04-29 | 4 | 4 | 0 | 0 | 0 | 0 | 0.97909 |  | 0 | 0 | 1 | Super Off Peak | 0 | 0 | 1 | Off Peak | 0 | 1 | Off Peak | 0 | 1 | Off Peak | 0 | 0 | 1 | Super Off Peak | 0 | 0 | 1 | Super Off Peak | 0 | 0 | 1 | Super Off Peak
2020-04-29 | 5 | 4 | 0 | 0 | 0 | 0 | 0.95933 |  | 0 | 0 | 1 | Super Off Peak | 0 | 0 | 1 | Off Peak | 0 | 1 | Off Peak | 0 | 1 | Off Peak | 0 | 0 | 1 | Super Off Peak | 0 | 0 | 1 | Super Off Peak | 0 | 0 | 1 | Super Off Peak
2020-04-29 | 6 | 4 | 0 | 0 | 0 | 0 | 0.98689 |  | 0 | 0 | 1 | Super Off Peak | 0 | 0 | 1 | Off Peak | 0 | 1 | Off Peak | 0 | 1 | Off Peak | 0 | 0 | 1 | Super Off Peak | 0 | 1 | 0 | Off Peak | 0 | 1 | 0 | Off Peak
2020-04-29 | 7 | 4 | 0 | 0 | 0 | 0 | 2.1797 |  | 0 | 1 | 0 | Off Peak | 0 | 1 | 0 | Semi Peak | 0 | 1 | Off Peak | 0 | 1 | Off Peak | 0 | 1 | 0 | Off Peak | 0 | 1 | 0 | Off Peak | 0 | 1 | 0 | Off Peak
2020-04-29 | 8 | 4 | 0 | 0 | 0 | 0 | 1.7781 |  | 0 | 1 | 0 | Off Peak | 0 | 1 | 0 | Semi Peak | 0 | 1 | Off Peak | 0 | 1 | Off Peak | 0 | 1 | 0 | Off Peak | 0 | 1 | 0 | Off Peak | 0 | 1 | 0 | Off Peak
2020-04-29 | 9 | 4 | 0 | 0 | 0 | 0 | 0.92012 |  | 0 | 1 | 0 | Off Peak | 0 | 1 | 0 | Semi Peak | 0 | 1 | Off Peak | 0 | 1 | Off Peak | 0 | 1 | 0 | Off Peak | 0 | 1 | 0 | Off Peak | 0 | 1 | 0 | Off Peak
2020-04-29 | 10 | 4 | 0 | 0 | 0 | 0 | 0.33106 |  | 0 | 1 | 0 | Off Peak | 0 | 1 | 0 | Semi Peak | 0 | 1 | Off Peak | 0 | 1 | Off Peak | 0 | 1 | 0 | Off Peak | 0 | 1 | 0 | Off Peak | 0 | 1 | 0 | Off Peak
2020-04-29 | 11 | 4 | 0 | 0 | 0 | 0 | -0.14171 |  | 0 | 0 | 1 | Super Off Peak | 0 | 1 | 0 | Semi Peak | 0 | 1 | Off Peak | 0 | 1 | Off Peak | 0 | 1 | 0 | Off Peak | 0 | 1 | 0 | Off Peak | 0 | 1 | 0 | Off Peak
2020-04-29 | 12 | 4 | 0 | 0 | 0 | 0 | -0.39323 |  | 0 | 0 | 1 | Super Off Peak | 0 | 1 | 0 | Semi Peak | 0 | 1 | Off Peak | 0 | 1 | Off Peak | 0 | 1 | 0 | Off Peak | 0 | 1 | 0 | Off Peak | 0 | 1 | 0 | Off Peak
2020-04-29 | 13 | 4 | 0 | 0 | 0 | 0 | -0.56604 |  | 0 | 0 | 1 | Super Off Peak | 0 | 1 | 0 | Semi Peak | 0 | 1 | Off Peak | 1 | 0 | On Peak | 0 | 1 | 0 | Off Peak | 1 | 0 | 0 | On Peak | 0 | 1 | 0 | Off Peak
2020-04-29 | 14 | 4 | 0 | 0 | 0 | 0 | -0.71523 |  | 0 | 0 | 1 | Super Off Peak | 0 | 1 | 0 | Semi Peak | 0 | 1 | Off Peak | 1 | 0 | On Peak | 0 | 1 | 0 | Off Peak | 1 | 0 | 0 | On Peak | 0 | 1 | 0 | Off Peak
2020-04-29 | 15 | 4 | 0 | 0 | 0 | 0 | -0.72103 |  | 0 | 1 | 0 | Off Peak | 0 | 1 | 0 | Semi Peak | 0 | 1 | Off Peak | 1 | 0 | On Peak | 0 | 1 | 0 | Off Peak | 1 | 0 | 0 | On Peak | 0 | 1 | 0 | Off Peak
2020-04-29 | 16 | 4 | 0 | 0 | 0 | 0 | -0.50101 |  | 0 | 1 | 0 | Off Peak | 0 | 1 | 0 | Semi Peak | 0 | 1 | Off Peak | 1 | 0 | On Peak | 0 | 1 | 0 | Off Peak | 1 | 0 | 0 | On Peak | 0 | 1 | 0 | Off Peak
2020-04-29 | 17 | 4 | 0 | 0 | 0 | 0 | -0.0031802 |  | 1 | 0 | 0 | On Peak | 0 | 1 | 0 | Semi Peak | 1 | 0 | On Peak | 1 | 0 | On Peak | 0 | 1 | 0 | Off Peak | 1 | 0 | 0 | On Peak | 0 | 1 | 0 | Off Peak
2020-04-29 | 18 | 4 | 0 | 0 | 0 | 0 | 0.90878 |  | 1 | 0 | 0 | On Peak | 1 | 0 | 0 | On Peak | 1 | 0 | On Peak | 1 | 0 | On Peak | 0 | 1 | 0 | Off Peak | 1 | 0 | 0 | On Peak | 0 | 1 | 0 | Off Peak
2020-04-29 | 19 | 4 | 0 | 0 | 0 | 0 | 2.2338 |  | 1 | 0 | 0 | On Peak | 1 | 0 | 0 | On Peak | 1 | 0 | On Peak | 0 | 1 | Off Peak | 0 | 0 | 1 | Super Off Peak | 1 | 0 | 0 | On Peak | 0 | 1 | 0 | Off Peak
2020-04-29 | 20 | 4 | 0 | 0 | 0 | 0 | 2.9593 |  | 1 | 0 | 0 | On Peak | 1 | 0 | 0 | On Peak | 1 | 0 | On Peak | 0 | 1 | Off Peak | 0 | 0 | 1 | Super Off Peak | 1 | 0 | 0 | On Peak | 1 | 0 | 0 | On Peak
2020-04-29 | 21 | 4 | 0 | 0 | 0 | 0 | 3.5154 |  | 1 | 0 | 0 | On Peak | 0 | 1 | 0 | Semi Peak | 1 | 0 | On Peak | 0 | 1 | Off Peak | 0 | 0 | 1 | Super Off Peak | 0 | 1 | 0 | Off Peak | 1 | 0 | 0 | On Peak
2020-04-29 | 22 | 4 | 0 | 0 | 0 | 0 | 3.6629 |  | 0 | 1 | 0 | Off Peak | 0 | 1 | 0 | Semi Peak | 0 | 1 | Off Peak | 0 | 1 | Off Peak | 0 | 0 | 1 | Super Off Peak | 0 | 1 | 0 | Off Peak | 1 | 0 | 0 | On Peak
2020-04-29 | 23 | 4 | 0 | 0 | 0 | 0 | 1.6863 |  | 0 | 1 | 0 | Off Peak | 0 | 0 | 1 | Off Peak | 0 | 1 | Off Peak | 0 | 1 | Off Peak | 0 | 0 | 1 | Super Off Peak | 0 | 1 | 0 | Off Peak | 1 | 0 | 0 | On Peak
2020-04-29 | 24 | 4 | 0 | 0 | 0 | 0 | 1.4504 |  | 0 | 1 | 0 | Off Peak | 0 | 0 | 1 | Off Peak | 0 | 1 | Off Peak | 0 | 1 | Off Peak | 0 | 0 | 1 | Super Off Peak | 0 | 1 | 0 | Off Peak | 1 | 0 | 0 | On Peak
2020-04-30 | 1 | 4 | 0 | 0 | 0 | 0 | 1.2259 |  | 0 | 0 | 1 | Super Off Peak | 0 | 0 | 1 | Off Peak | 0 | 1 | Off Peak | 0 | 1 | Off Peak | 0 | 0 | 1 | Super Off Peak | 0 | 0 | 1 | Super Off Peak | 0 | 0 | 1 | Super Off Peak
2020-04-30 | 2 | 4 | 0 | 0 | 0 | 0 | 1.1139 |  | 0 | 0 | 1 | Super Off Peak | 0 | 0 | 1 | Off Peak | 0 | 1 | Off Peak | 0 | 1 | Off Peak | 0 | 0 | 1 | Super Off Peak | 0 | 0 | 1 | Super Off Peak | 0 | 0 | 1 | Super Off Peak
2020-04-30 | 3 | 4 | 0 | 0 | 0 | 0 | 1.0316 |  | 0 | 0 | 1 | Super Off Peak | 0 | 0 | 1 | Off Peak | 0 | 1 | Off Peak | 0 | 1 | Off Peak | 0 | 0 | 1 | Super Off Peak | 0 | 0 | 1 | Super Off Peak | 0 | 0 | 1 | Super Off Peak
2020-04-30 | 4 | 4 | 0 | 0 | 0 | 0 | 0.99578 |  | 0 | 0 | 1 | Super Off Peak | 0 | 0 | 1 | Off Peak | 0 | 1 | Off Peak | 0 | 1 | Off Peak | 0 | 0 | 1 | Super Off Peak | 0 | 0 | 1 | Super Off Peak | 0 | 0 | 1 | Super Off Peak
2020-04-30 | 5 | 4 | 0 | 0 | 0 | 0 | 0.97097 |  | 0 | 0 | 1 | Super Off Peak | 0 | 0 | 1 | Off Peak | 0 | 1 | Off Peak | 0 | 1 | Off Peak | 0 | 0 | 1 | Super Off Peak | 0 | 0 | 1 | Super Off Peak | 0 | 0 | 1 | Super Off Peak
2020-04-30 | 6 | 4 | 0 | 0 | 0 | 0 | 0.98394 |  | 0 | 0 | 1 | Super Off Peak | 0 | 0 | 1 | Off Peak | 0 | 1 | Off Peak | 0 | 1 | Off Peak | 0 | 0 | 1 | Super Off Peak | 0 | 1 | 0 | Off Peak | 0 | 1 | 0 | Off Peak
2020-04-30 | 7 | 4 | 0 | 0 | 0 | 0 | 2.1832 |  | 0 | 1 | 0 | Off Peak | 0 | 1 | 0 | Semi Peak | 0 | 1 | Off Peak | 0 | 1 | Off Peak | 0 | 1 | 0 | Off Peak | 0 | 1 | 0 | Off Peak | 0 | 1 | 0 | Off Peak
2020-04-30 | 8 | 4 | 0 | 0 | 0 | 0 | 1.7806 |  | 0 | 1 | 0 | Off Peak | 0 | 1 | 0 | Semi Peak | 0 | 1 | Off Peak | 0 | 1 | Off Peak | 0 | 1 | 0 | Off Peak | 0 | 1 | 0 | Off Peak | 0 | 1 | 0 | Off Peak
2020-04-30 | 9 | 4 | 0 | 0 | 0 | 0 | 0.9309 |  | 0 | 1 | 0 | Off Peak | 0 | 1 | 0 | Semi Peak | 0 | 1 | Off Peak | 0 | 1 | Off Peak | 0 | 1 | 0 | Off Peak | 0 | 1 | 0 | Off Peak | 0 | 1 | 0 | Off Peak
2020-04-30 | 10 | 4 | 0 | 0 | 0 | 0 | 0.33551 |  | 0 | 1 | 0 | Off Peak | 0 | 1 | 0 | Semi Peak | 0 | 1 | Off Peak | 0 | 1 | Off Peak | 0 | 1 | 0 | Off Peak | 0 | 1 | 0 | Off Peak | 0 | 1 | 0 | Off Peak
2020-04-30 | 11 | 4 | 0 | 0 | 0 | 0 | -0.099359 |  | 0 | 0 | 1 | Super Off Peak | 0 | 1 | 0 | Semi Peak | 0 | 1 | Off Peak | 0 | 1 | Off Peak | 0 | 1 | 0 | Off Peak | 0 | 1 | 0 | Off Peak | 0 | 1 | 0 | Off Peak
2020-04-30 | 12 | 4 | 0 | 0 | 0 | 0 | -0.33695 |  | 0 | 0 | 1 | Super Off Peak | 0 | 1 | 0 | Semi Peak | 0 | 1 | Off Peak | 0 | 1 | Off Peak | 0 | 1 | 0 | Off Peak | 0 | 1 | 0 | Off Peak | 0 | 1 | 0 | Off Peak
2020-04-30 | 13 | 4 | 0 | 0 | 0 | 0 | -0.48716 |  | 0 | 0 | 1 | Super Off Peak | 0 | 1 | 0 | Semi Peak | 0 | 1 | Off Peak | 1 | 0 | On Peak | 0 | 1 | 0 | Off Peak | 1 | 0 | 0 | On Peak | 0 | 1 | 0 | Off Peak
2020-04-30 | 14 | 4 | 0 | 0 | 0 | 0 | -0.63094 |  | 0 | 0 | 1 | Super Off Peak | 0 | 1 | 0 | Semi Peak | 0 | 1 | Off Peak | 1 | 0 | On Peak | 0 | 1 | 0 | Off Peak | 1 | 0 | 0 | On Peak | 0 | 1 | 0 | Off Peak
2020-04-30 | 15 | 4 | 0 | 0 | 0 | 0 | -0.6061 |  | 0 | 1 | 0 | Off Peak | 0 | 1 | 0 | Semi Peak | 0 | 1 | Off Peak | 1 | 0 | On Peak | 0 | 1 | 0 | Off Peak | 1 | 0 | 0 | On Peak | 0 | 1 | 0 | Off Peak
2020-04-30 | 16 | 4 | 0 | 0 | 0 | 0 | -0.38936 |  | 0 | 1 | 0 | Off Peak | 0 | 1 | 0 | Semi Peak | 0 | 1 | Off Peak | 1 | 0 | On Peak | 0 | 1 | 0 | Off Peak | 1 | 0 | 0 | On Peak | 0 | 1 | 0 | Off Peak
2020-04-30 | 17 | 4 | 0 | 0 | 0 | 0 | 0.1291 |  | 1 | 0 | 0 | On Peak | 0 | 1 | 0 | Semi Peak | 1 | 0 | On Peak | 1 | 0 | On Peak | 0 | 1 | 0 | Off Peak | 1 | 0 | 0 | On Peak | 0 | 1 | 0 | Off Peak
2020-04-30 | 18 | 4 | 0 | 0 | 0 | 0 | 1.054 |  | 1 | 0 | 0 | On Peak | 1 | 0 | 0 | On Peak | 1 | 0 | On Peak | 1 | 0 | On Peak | 0 | 1 | 0 | Off Peak | 1 | 0 | 0 | On Peak | 0 | 1 | 0 | Off Peak
2020-04-30 | 19 | 4 | 0 | 0 | 0 | 0 | 2.4021 |  | 1 | 0 | 0 | On Peak | 1 | 0 | 0 | On Peak | 1 | 0 | On Peak | 0 | 1 | Off Peak | 0 | 0 | 1 | Super Off Peak | 1 | 0 | 0 | On Peak | 0 | 1 | 0 | Off Peak
2020-04-30 | 20 | 4 | 0 | 0 | 0 | 0 | 3.1187 |  | 1 | 0 | 0 | On Peak | 1 | 0 | 0 | On Peak | 1 | 0 | On Peak | 0 | 1 | Off Peak | 0 | 0 | 1 | Super Off Peak | 1 | 0 | 0 | On Peak | 1 | 0 | 0 | On Peak
2020-04-30 | 21 | 4 | 0 | 0 | 0 | 0 | 3.6103 |  | 1 | 0 | 0 | On Peak | 0 | 1 | 0 | Semi Peak | 1 | 0 | On Peak | 0 | 1 | Off Peak | 0 | 0 | 1 | Super Off Peak | 0 | 1 | 0 | Off Peak | 1 | 0 | 0 | On Peak
2020-04-30 | 22 | 4 | 0 | 0 | 0 | 0 | 3.7643 |  | 0 | 1 | 0 | Off Peak | 0 | 1 | 0 | Semi Peak | 0 | 1 | Off Peak | 0 | 1 | Off Peak | 0 | 0 | 1 | Super Off Peak | 0 | 1 | 0 | Off Peak | 1 | 0 | 0 | On Peak
2020-04-30 | 23 | 4 | 0 | 0 | 0 | 0 | 1.7346 |  | 0 | 1 | 0 | Off Peak | 0 | 0 | 1 | Off Peak | 0 | 1 | Off Peak | 0 | 1 | Off Peak | 0 | 0 | 1 | Super Off Peak | 0 | 1 | 0 | Off Peak | 1 | 0 | 0 | On Peak
2020-04-30 | 24 | 4 | 0 | 0 | 0 | 0 | 1.4833 |  | 0 | 1 | 0 | Off Peak | 0 | 0 | 1 | Off Peak | 0 | 1 | Off Peak | 0 | 1 | Off Peak | 0 | 0 | 1 | Super Off Peak | 0 | 1 | 0 | Off Peak | 1 | 0 | 0 | On Peak
2020-05-01 | 1 | 5 | 1 | 0 | 0 | 0 | 1.3287 |  | 0 | 0 | 1 | Super Off Peak | 0 | 0 | 1 | Off Peak | 0 | 1 | Off Peak | 0 | 1 | Off Peak | 0 | 0 | 1 | Super Off Peak | 0 | 0 | 1 | Super Off Peak | 0 | 0 | 1 | Super Off Peak
2020-05-01 | 2 | 5 | 1 | 0 | 0 | 0 | 1.2646 |  | 0 | 0 | 1 | Super Off Peak | 0 | 0 | 1 | Off Peak | 0 | 1 | Off Peak | 0 | 1 | Off Peak | 0 | 0 | 1 | Super Off Peak | 0 | 0 | 1 | Super Off Peak | 0 | 0 | 1 | Super Off Peak
2020-05-01 | 3 | 5 | 1 | 0 | 0 | 0 | 1.1457 |  | 0 | 0 | 1 | Super Off Peak | 0 | 0 | 1 | Off Peak | 0 | 1 | Off Peak | 0 | 1 | Off Peak | 0 | 0 | 1 | Super Off Peak | 0 | 0 | 1 | Super Off Peak | 0 | 0 | 1 | Super Off Peak
2020-05-01 | 4 | 5 | 1 | 0 | 0 | 0 | 1.0873 |  | 0 | 0 | 1 | Super Off Peak | 0 | 0 | 1 | Off Peak | 0 | 1 | Off Peak | 0 | 1 | Off Peak | 0 | 0 | 1 | Super Off Peak | 0 | 0 | 1 | Super Off Peak | 0 | 0 | 1 | Super Off Peak
2020-05-01 | 5 | 5 | 1 | 0 | 0 | 0 | 1.0652 |  | 0 | 0 | 1 | Super Off Peak | 0 | 0 | 1 | Off Peak | 0 | 1 | Off Peak | 0 | 1 | Off Peak | 0 | 0 | 1 | Super Off Peak | 0 | 0 | 1 | Super Off Peak | 0 | 0 | 1 | Super Off Peak
2020-05-01 | 6 | 5 | 1 | 0 | 0 | 0 | 1.0837 |  | 0 | 0 | 1 | Super Off Peak | 0 | 0 | 1 | Off Peak | 0 | 1 | Off Peak | 0 | 1 | Off Peak | 0 | 0 | 1 | Super Off Peak | 0 | 1 | 0 | Off Peak | 0 | 1 | 0 | Off Peak
2020-05-01 | 7 | 5 | 1 | 0 | 0 | 0 | 2.1518 |  | 0 | 1 | 0 | Off Peak | 0 | 1 | 0 | Semi Peak | 0 | 1 | Off Peak | 0 | 1 | Off Peak | 0 | 1 | 0 | Off Peak | 0 | 1 | 0 | Off Peak | 0 | 1 | 0 | Off Peak
2020-05-01 | 8 | 5 | 1 | 0 | 0 | 0 | 1.5579 |  | 0 | 1 | 0 | Off Peak | 0 | 1 | 0 | Semi Peak | 0 | 1 | Off Peak | 0 | 1 | Off Peak | 0 | 1 | 0 | Off Peak | 0 | 1 | 0 | Off Peak | 0 | 1 | 0 | Off Peak
2020-05-01 | 9 | 5 | 1 | 0 | 0 | 0 | 1.0373 |  | 0 | 1 | 0 | Off Peak | 0 | 1 | 0 | Semi Peak | 0 | 1 | Off Peak | 0 | 1 | Off Peak | 0 | 1 | 0 | Off Peak | 0 | 1 | 0 | Off Peak | 0 | 1 | 0 | Off Peak
2020-05-01 | 10 | 5 | 1 | 0 | 0 | 0 | 0.67096 |  | 0 | 1 | 0 | Off Peak | 0 | 1 | 0 | Semi Peak | 0 | 1 | Off Peak | 0 | 1 | Off Peak | 0 | 1 | 0 | Off Peak | 0 | 1 | 0 | Off Peak | 0 | 1 | 0 | Off Peak
2020-05-01 | 11 | 5 | 1 | 0 | 0 | 0 | 0.34083 |  | 0 | 1 | 0 | Off Peak | 0 | 1 | 0 | Semi Peak | 0 | 1 | Off Peak | 0 | 1 | Off Peak | 0 | 1 | 0 | Off Peak | 0 | 1 | 0 | Off Peak | 0 | 1 | 0 | Off Peak
2020-05-01 | 12 | 5 | 1 | 0 | 0 | 0 | 0.16544 |  | 0 | 1 | 0 | Off Peak | 1 | 0 | 0 | On Peak | 0 | 1 | Off Peak | 0 | 1 | Off Peak | 1 | 0 | 0 | On Peak | 0 | 1 | 0 | Off Peak | 0 | 1 | 0 | Off Peak
2020-05-01 | 13 | 5 | 1 | 0 | 0 | 0 | 0.057723 |  | 0 | 1 | 0 | Off Peak | 1 | 0 | 0 | On Peak | 0 | 1 | Off Peak | 1 | 0 | On Peak | 1 | 0 | 0 | On Peak | 1 | 0 | 0 | On Peak | 1 | 0 | 0 | On Peak
2020-05-01 | 14 | 5 | 1 | 0 | 0 | 0 | 0.064573 |  | 0 | 1 | 0 | Off Peak | 1 | 0 | 0 | On Peak | 0 | 1 | Off Peak | 1 | 0 | On Peak | 1 | 0 | 0 | On Peak | 1 | 0 | 0 | On Peak | 1 | 0 | 0 | On Peak
2020-05-01 | 15 | 5 | 1 | 0 | 0 | 0 | 0.14838 |  | 0 | 1 | 0 | Off Peak | 1 | 0 | 0 | On Peak | 0 | 1 | Off Peak | 1 | 0 | On Peak | 1 | 0 | 0 | On Peak | 1 | 0 | 0 | On Peak | 1 | 0 | 0 | On Peak
2020-05-01 | 16 | 5 | 1 | 0 | 0 | 0 | 0.51995 |  | 0 | 1 | 0 | Off Peak | 1 | 0 | 0 | On Peak | 0 | 1 | Off Peak | 1 | 0 | On Peak | 1 | 0 | 0 | On Peak | 1 | 0 | 0 | On Peak | 1 | 0 | 0 | On Peak
2020-05-01 | 17 | 5 | 1 | 0 | 0 | 0 | 1.1359 |  | 1 | 0 | 0 | On Peak | 1 | 0 | 0 | On Peak | 1 | 0 | On Peak | 1 | 0 | On Peak | 1 | 0 | 0 | On Peak | 1 | 0 | 0 | On Peak | 1 | 0 | 0 | On Peak
2020-05-01 | 18 | 5 | 1 | 0 | 0 | 0 | 2.0256 |  | 1 | 0 | 0 | On Peak | 1 | 0 | 0 | On Peak | 1 | 0 | On Peak | 1 | 0 | On Peak | 1 | 0 | 0 | On Peak | 1 | 0 | 0 | On Peak | 1 | 0 | 0 | On Peak
2020-05-01 | 19 | 5 | 1 | 0 | 0 | 0 | 3.4482 |  | 1 | 0 | 0 | On Peak | 0 | 1 | 0 | Semi Peak | 1 | 0 | On Peak | 0 | 1 | Off Peak | 0 | 1 | 0 | Off Peak | 1 | 0 | 0 | On Peak | 0 | 1 | 0 | Off Peak
2020-05-01 | 20 | 5 | 1 | 0 | 0 | 0 | 4.301 |  | 1 | 0 | 0 | On Peak | 0 | 1 | 0 | Semi Peak | 1 | 0 | On Peak | 0 | 1 | Off Peak | 0 | 1 | 0 | Off Peak | 1 | 0 | 0 | On Peak | 0 | 1 | 0 | Off Peak
2020-05-01 | 21 | 5 | 1 | 0 | 0 | 0 | 4.4808 |  | 1 | 0 | 0 | On Peak | 0 | 1 | 0 | Semi Peak | 1 | 0 | On Peak | 0 | 1 | Off Peak | 0 | 1 | 0 | Off Peak | 0 | 1 | 0 | Off Peak | 0 | 1 | 0 | Off Peak
2020-05-01 | 22 | 5 | 1 | 0 | 0 | 0 | 4.6202 |  | 0 | 1 | 0 | Off Peak | 0 | 1 | 0 | Semi Peak | 0 | 1 | Off Peak | 0 | 1 | Off Peak | 0 | 1 | 0 | Off Peak | 0 | 1 | 0 | Off Peak | 0 | 1 | 0 | Off Peak
2020-05-01 | 23 | 5 | 1 | 0 | 0 | 0 | 2.0773 |  | 0 | 1 | 0 | Off Peak | 0 | 0 | 1 | Off Peak | 0 | 1 | Off Peak | 0 | 1 | Off Peak | 0 | 0 | 1 | Super Off Peak | 0 | 1 | 0 | Off Peak | 0 | 1 | 0 | Off Peak
2020-05-01 | 24 | 5 | 1 | 0 | 0 | 0 | 1.784 |  | 0 | 1 | 0 | Off Peak | 0 | 0 | 1 | Off Peak | 0 | 1 | Off Peak | 0 | 1 | Off Peak | 0 | 0 | 1 | Super Off Peak | 0 | 1 | 0 | Off Peak | 0 | 1 | 0 | Off Peak
2020-05-02 | 1 | 5 | 1 | 1 | 0 | 0 | 1.452 |  | 0 | 0 | 1 | Super Off Peak | 0 | 0 | 1 | Off Peak | 0 | 1 | Off Peak | 0 | 1 | Off Peak | 0 | 0 | 1 | Super Off Peak | 0 | 0 | 1 | Super Off Peak | 0 | 0 | 1 | Super Off Peak
2020-05-02 | 2 | 5 | 1 | 1 | 0 | 0 | 1.1067 |  | 0 | 0 | 1 | Super Off Peak | 0 | 0 | 1 | Off Peak | 0 | 1 | Off Peak | 0 | 1 | Off Peak | 0 | 0 | 1 | Super Off Peak | 0 | 0 | 1 | Super Off Peak | 0 | 0 | 1 | Super Off Peak
2020-05-02 | 3 | 5 | 1 | 1 | 0 | 0 | 1.0595 |  | 0 | 0 | 1 | Super Off Peak | 0 | 0 | 1 | Off Peak | 0 | 1 | Off Peak | 0 | 1 | Off Peak | 0 | 0 | 1 | Super Off Peak | 0 | 0 | 1 | Super Off Peak | 0 | 0 | 1 | Super Off Peak
2020-05-02 | 4 | 5 | 1 | 1 | 0 | 0 | 1.0173 |  | 0 | 0 | 1 | Super Off Peak | 0 | 0 | 1 | Off Peak | 0 | 1 | Off Peak | 0 | 1 | Off Peak | 0 | 0 | 1 | Super Off Peak | 0 | 0 | 1 | Super Off Peak | 0 | 0 | 1 | Super Off Peak
2020-05-02 | 5 | 5 | 1 | 1 | 0 | 0 | 0.99275 |  | 0 | 0 | 1 | Super Off Peak | 0 | 0 | 1 | Off Peak | 0 | 1 | Off Peak | 0 | 1 | Off Peak | 0 | 0 | 1 | Super Off Peak | 0 | 0 | 1 | Super Off Peak | 0 | 0 | 1 | Super Off Peak
2020-05-02 | 6 | 5 | 1 | 1 | 0 | 0 | 0.9973 |  | 0 | 0 | 1 | Super Off Peak | 0 | 0 | 1 | Off Peak | 0 | 1 | Off Peak | 0 | 1 | Off Peak | 0 | 0 | 1 | Super Off Peak | 0 | 1 | 0 | Off Peak | 0 | 1 | 0 | Off Peak
2020-05-02 | 7 | 5 | 1 | 1 | 0 | 0 | 1.9267 |  | 0 | 0 | 1 | Super Off Peak | 0 | 0 | 1 | Off Peak | 0 | 1 | Off Peak | 0 | 1 | Off Peak | 0 | 0 | 1 | Super Off Peak | 0 | 1 | 0 | Off Peak | 0 | 1 | 0 | Off Peak
2020-05-02 | 8 | 5 | 1 | 1 | 0 | 0 | 1.1508 |  | 0 | 0 | 1 | Super Off Peak | 0 | 0 | 1 | Off Peak | 0 | 1 | Off Peak | 0 | 1 | Off Peak | 0 | 0 | 1 | Super Off Peak | 0 | 1 | 0 | Off Peak | 0 | 1 | 0 | Off Peak
2020-05-02 | 9 | 5 | 1 | 1 | 0 | 0 | 0.41398 |  | 0 | 0 | 1 | Super Off Peak | 0 | 0 | 1 | Off Peak | 0 | 1 | Off Peak | 0 | 1 | Off Peak | 0 | 0 | 1 | Super Off Peak | 0 | 1 | 0 | Off Peak | 0 | 1 | 0 | Off Peak
2020-05-02 | 10 | 5 | 1 | 1 | 0 | 0 | -0.064722 |  | 0 | 0 | 1 | Super Off Peak | 0 | 0 | 1 | Off Peak | 0 | 1 | Off Peak | 0 | 1 | Off Peak | 0 | 0 | 1 | Super Off Peak | 0 | 1 | 0 | Off Peak | 0 | 1 | 0 | Off Peak
2020-05-02 | 11 | 5 | 1 | 1 | 0 | 0 | -0.47164 |  | 0 | 0 | 1 | Super Off Peak | 0 | 0 | 1 | Off Peak | 0 | 1 | Off Peak | 0 | 1 | Off Peak | 0 | 0 | 1 | Super Off Peak | 0 | 1 | 0 | Off Peak | 0 | 1 | 0 | Off Peak
2020-05-02 | 12 | 5 | 1 | 1 | 0 | 0 | -0.7838 |  | 0 | 0 | 1 | Super Off Peak | 0 | 0 | 1 | Off Peak | 0 | 1 | Off Peak | 0 | 1 | Off Peak | 0 | 0 | 1 | Super Off Peak | 0 | 1 | 0 | Off Peak | 0 | 1 | 0 | Off Peak
2020-05-02 | 13 | 5 | 1 | 1 | 0 | 0 | -1.0145 |  | 0 | 0 | 1 | Super Off Peak | 0 | 0 | 1 | Off Peak | 0 | 1 | Off Peak | 0 | 1 | Off Peak | 0 | 0 | 1 | Super Off Peak | 1 | 0 | 0 | On Peak | 1 | 0 | 0 | On Peak
2020-05-02 | 14 | 5 | 1 | 1 | 0 | 0 | -1.1239 |  | 0 | 0 | 1 | Super Off Peak | 0 | 0 | 1 | Off Peak | 0 | 1 | Off Peak | 0 | 1 | Off Peak | 0 | 0 | 1 | Super Off Peak | 1 | 0 | 0 | On Peak | 1 | 0 | 0 | On Peak
2020-05-02 | 15 | 5 | 1 | 1 | 0 | 0 | -1.1628 |  | 0 | 1 | 0 | Off Peak | 0 | 0 | 1 | Off Peak | 0 | 1 | Off Peak | 0 | 1 | Off Peak | 0 | 0 | 1 | Super Off Peak | 1 | 0 | 0 | On Peak | 1 | 0 | 0 | On Peak
2020-05-02 | 16 | 5 | 1 | 1 | 0 | 0 | -0.89201 |  | 0 | 1 | 0 | Off Peak | 0 | 0 | 1 | Off Peak | 0 | 1 | Off Peak | 0 | 1 | Off Peak | 0 | 0 | 1 | Super Off Peak | 1 | 0 | 0 | On Peak | 1 | 0 | 0 | On Peak
2020-05-02 | 17 | 5 | 1 | 1 | 0 | 0 | -0.39436 |  | 1 | 0 | 0 | On Peak | 0 | 0 | 1 | Off Peak | 0 | 1 | Off Peak | 0 | 1 | Off Peak | 0 | 0 | 1 | Super Off Peak | 1 | 0 | 0 | On Peak | 1 | 0 | 0 | On Peak
2020-05-02 | 18 | 5 | 1 | 1 | 0 | 0 | 0.49346 |  | 1 | 0 | 0 | On Peak | 0 | 0 | 1 | Off Peak | 0 | 1 | Off Peak | 0 | 1 | Off Peak | 0 | 0 | 1 | Super Off Peak | 1 | 0 | 0 | On Peak | 1 | 0 | 0 | On Peak
2020-05-02 | 19 | 5 | 1 | 1 | 0 | 0 | 1.9608 |  | 1 | 0 | 0 | On Peak | 0 | 0 | 1 | Off Peak | 0 | 1 | Off Peak | 0 | 1 | Off Peak | 0 | 0 | 1 | Super Off Peak | 1 | 0 | 0 | On Peak | 0 | 1 | 0 | Off Peak
2020-05-02 | 20 | 5 | 1 | 1 | 0 | 0 | 2.9706 |  | 1 | 0 | 0 | On Peak | 0 | 0 | 1 | Off Peak | 0 | 1 | Off Peak | 0 | 1 | Off Peak | 0 | 0 | 1 | Super Off Peak | 1 | 0 | 0 | On Peak | 0 | 1 | 0 | Off Peak
2020-05-02 | 21 | 5 | 1 | 1 | 0 | 0 | 3.4006 |  | 1 | 0 | 0 | On Peak | 0 | 0 | 1 | Off Peak | 0 | 1 | Off Peak | 0 | 1 | Off Peak | 0 | 0 | 1 | Super Off Peak | 0 | 1 | 0 | Off Peak | 0 | 1 | 0 | Off Peak
2020-05-02 | 22 | 5 | 1 | 1 | 0 | 0 | 3.7614 |  | 0 | 1 | 0 | Off Peak | 0 | 0 | 1 | Off Peak | 0 | 1 | Off Peak | 0 | 1 | Off Peak | 0 | 0 | 1 | Super Off Peak | 0 | 1 | 0 | Off Peak | 0 | 1 | 0 | Off Peak
2020-05-02 | 23 | 5 | 1 | 1 | 0 | 0 | 1.6934 |  | 0 | 1 | 0 | Off Peak | 0 | 0 | 1 | Off Peak | 0 | 1 | Off Peak | 0 | 1 | Off Peak | 0 | 0 | 1 | Super Off Peak | 0 | 1 | 0 | Off Peak | 0 | 1 | 0 | Off Peak
2020-05-02 | 24 | 5 | 1 | 1 | 0 | 0 | 1.4599 |  | 0 | 1 | 0 | Off Peak | 0 | 0 | 1 | Off Peak | 0 | 1 | Off Peak | 0 | 1 | Off Peak | 0 | 0 | 1 | Super Off Peak | 0 | 1 | 0 | Off Peak | 0 | 1 | 0 | Off Peak
2020-05-03 | 1 | 5 | 1 | 1 | 1 | 0 | 1.2346 |  | 0 | 0 | 1 | Super Off Peak | 0 | 0 | 1 | Off Peak | 0 | 1 | Off Peak | 0 | 1 | Off Peak | 0 | 0 | 1 | Super Off Peak | 0 | 0 | 1 | Super Off Peak | 0 | 0 | 1 | Super Off Peak
2020-05-03 | 2 | 5 | 1 | 1 | 1 | 0 | 1.1131 |  | 0 | 0 | 1 | Super Off Peak | 0 | 0 | 1 | Off Peak | 0 | 1 | Off Peak | 0 | 1 | Off Peak | 0 | 0 | 1 | Super Off Peak | 0 | 0 | 1 | Super Off Peak | 0 | 0 | 1 | Super Off Peak
2020-05-03 | 3 | 5 | 1 | 1 | 1 | 0 | 1.0525 |  | 0 | 0 | 1 | Super Off Peak | 0 | 0 | 1 | Off Peak | 0 | 1 | Off Peak | 0 | 1 | Off Peak | 0 | 0 | 1 | Super Off Peak | 0 | 0 | 1 | Super Off Peak | 0 | 0 | 1 | Super Off Peak
2020-05-03 | 4 | 5 | 1 | 1 | 1 | 0 | 0.98472 |  | 0 | 0 | 1 | Super Off Peak | 0 | 0 | 1 | Off Peak | 0 | 1 | Off Peak | 0 | 1 | Off Peak | 0 | 0 | 1 | Super Off Peak | 0 | 0 | 1 | Super Off Peak | 0 | 0 | 1 | Super Off Peak
2020-05-03 | 5 | 5 | 1 | 1 | 1 | 0 | 0.96997 |  | 0 | 0 | 1 | Super Off Peak | 0 | 0 | 1 | Off Peak | 0 | 1 | Off Peak | 0 | 1 | Off Peak | 0 | 0 | 1 | Super Off Peak | 0 | 0 | 1 | Super Off Peak | 0 | 0 | 1 | Super Off Peak
2020-05-03 | 6 | 5 | 1 | 1 | 1 | 0 | 0.99173 |  | 0 | 0 | 1 | Super Off Peak | 0 | 0 | 1 | Off Peak | 0 | 1 | Off Peak | 0 | 1 | Off Peak | 0 | 0 | 1 | Super Off Peak | 0 | 1 | 0 | Off Peak | 0 | 1 | 0 | Off Peak
2020-05-03 | 7 | 5 | 1 | 1 | 1 | 0 | 0.9343 |  | 0 | 0 | 1 | Super Off Peak | 0 | 0 | 1 | Off Peak | 0 | 1 | Off Peak | 0 | 1 | Off Peak | 0 | 0 | 1 | Super Off Peak | 0 | 1 | 0 | Off Peak | 0 | 1 | 0 | Off Peak
2020-05-03 | 8 | 5 | 1 | 1 | 1 | 0 | 0.58242 |  | 0 | 0 | 1 | Super Off Peak | 0 | 0 | 1 | Off Peak | 0 | 1 | Off Peak | 0 | 1 | Off Peak | 0 | 0 | 1 | Super Off Peak | 0 | 1 | 0 | Off Peak | 0 | 1 | 0 | Off Peak
2020-05-03 | 9 | 5 | 1 | 1 | 1 | 0 | 0.23815 |  | 0 | 0 | 1 | Super Off Peak | 0 | 0 | 1 | Off Peak | 0 | 1 | Off Peak | 0 | 1 | Off Peak | 0 | 0 | 1 | Super Off Peak | 0 | 1 | 0 | Off Peak | 0 | 1 | 0 | Off Peak
2020-05-03 | 10 | 5 | 1 | 1 | 1 | 0 | -0.0094879 |  | 0 | 0 | 1 | Super Off Peak | 0 | 0 | 1 | Off Peak | 0 | 1 | Off Peak | 0 | 1 | Off Peak | 0 | 0 | 1 | Super Off Peak | 0 | 1 | 0 | Off Peak | 0 | 1 | 0 | Off Peak
2020-05-03 | 11 | 5 | 1 | 1 | 1 | 0 | -0.22114 |  | 0 | 0 | 1 | Super Off Peak | 0 | 0 | 1 | Off Peak | 0 | 1 | Off Peak | 0 | 1 | Off Peak | 0 | 0 | 1 | Super Off Peak | 0 | 1 | 0 | Off Peak | 0 | 1 | 0 | Off Peak
2020-05-03 | 12 | 5 | 1 | 1 | 1 | 0 | -0.36402 |  | 0 | 0 | 1 | Super Off Peak | 0 | 0 | 1 | Off Peak | 0 | 1 | Off Peak | 0 | 1 | Off Peak | 0 | 0 | 1 | Super Off Peak | 0 | 1 | 0 | Off Peak | 0 | 1 | 0 | Off Peak
2020-05-03 | 13 | 5 | 1 | 1 | 1 | 0 | -0.47388 |  | 0 | 0 | 1 | Super Off Peak | 0 | 0 | 1 | Off Peak | 0 | 1 | Off Peak | 0 | 1 | Off Peak | 0 | 0 | 1 | Super Off Peak | 1 | 0 | 0 | On Peak | 1 | 0 | 0 | On Peak
2020-05-03 | 14 | 5 | 1 | 1 | 1 | 0 | -0.50764 |  | 0 | 0 | 1 | Super Off Peak | 0 | 0 | 1 | Off Peak | 0 | 1 | Off Peak | 0 | 1 | Off Peak | 0 | 0 | 1 | Super Off Peak | 1 | 0 | 0 | On Peak | 1 | 0 | 0 | On Peak
2020-05-03 | 15 | 5 | 1 | 1 | 1 | 0 | -0.51749 |  | 0 | 1 | 0 | Off Peak | 0 | 0 | 1 | Off Peak | 0 | 1 | Off Peak | 0 | 1 | Off Peak | 0 | 0 | 1 | Super Off Peak | 1 | 0 | 0 | On Peak | 1 | 0 | 0 | On Peak
2020-05-03 | 16 | 5 | 1 | 1 | 1 | 0 | -0.41287 |  | 0 | 1 | 0 | Off Peak | 0 | 0 | 1 | Off Peak | 0 | 1 | Off Peak | 0 | 1 | Off Peak | 0 | 0 | 1 | Super Off Peak | 1 | 0 | 0 | On Peak | 1 | 0 | 0 | On Peak
2020-05-03 | 17 | 5 | 1 | 1 | 1 | 0 | -0.19463 |  | 1 | 0 | 0 | On Peak | 0 | 0 | 1 | Off Peak | 0 | 1 | Off Peak | 0 | 1 | Off Peak | 0 | 0 | 1 | Super Off Peak | 1 | 0 | 0 | On Peak | 1 | 0 | 0 | On Peak
2020-05-03 | 18 | 5 | 1 | 1 | 1 | 0 | 0.2041 |  | 1 | 0 | 0 | On Peak | 0 | 0 | 1 | Off Peak | 0 | 1 | Off Peak | 0 | 1 | Off Peak | 0 | 0 | 1 | Super Off Peak | 1 | 0 | 0 | On Peak | 1 | 0 | 0 | On Peak
2020-05-03 | 19 | 5 | 1 | 1 | 1 | 0 | 0.92681 |  | 1 | 0 | 0 | On Peak | 0 | 0 | 1 | Off Peak | 0 | 1 | Off Peak | 0 | 1 | Off Peak | 0 | 0 | 1 | Super Off Peak | 1 | 0 | 0 | On Peak | 0 | 1 | 0 | Off Peak
2020-05-03 | 20 | 5 | 1 | 1 | 1 | 0 | 1.4041 |  | 1 | 0 | 0 | On Peak | 0 | 0 | 1 | Off Peak | 0 | 1 | Off Peak | 0 | 1 | Off Peak | 0 | 0 | 1 | Super Off Peak | 1 | 0 | 0 | On Peak | 0 | 1 | 0 | Off Peak
2020-05-03 | 21 | 5 | 1 | 1 | 1 | 0 | 1.6397 |  | 1 | 0 | 0 | On Peak | 0 | 0 | 1 | Off Peak | 0 | 1 | Off Peak | 0 | 1 | Off Peak | 0 | 0 | 1 | Super Off Peak | 0 | 1 | 0 | Off Peak | 0 | 1 | 0 | Off Peak
2020-05-03 | 22 | 5 | 1 | 1 | 1 | 0 | 1.8077 |  | 0 | 1 | 0 | Off Peak | 0 | 0 | 1 | Off Peak | 0 | 1 | Off Peak | 0 | 1 | Off Peak | 0 | 0 | 1 | Super Off Peak | 0 | 1 | 0 | Off Peak | 0 | 1 | 0 | Off Peak
2020-05-03 | 23 | 5 | 1 | 1 | 1 | 0 | 1.6851 |  | 0 | 1 | 0 | Off Peak | 0 | 0 | 1 | Off Peak | 0 | 1 | Off Peak | 0 | 1 | Off Peak | 0 | 0 | 1 | Super Off Peak | 0 | 1 | 0 | Off Peak | 0 | 1 | 0 | Off Peak
2020-05-03 | 24 | 5 | 1 | 1 | 1 | 0 | 1.4662 |  | 0 | 1 | 0 | Off Peak | 0 | 0 | 1 | Off Peak | 0 | 1 | Off Peak | 0 | 1 | Off Peak | 0 | 0 | 1 | Super Off Peak | 0 | 1 | 0 | Off Peak | 0 | 1 | 0 | Off Peak
2020-05-04 | 1 | 5 | 1 | 0 | 0 | 0 | 1.2331 |  | 0 | 0 | 1 | Super Off Peak | 0 | 0 | 1 | Off Peak | 0 | 1 | Off Peak | 0 | 1 | Off Peak | 0 | 0 | 1 | Super Off Peak | 0 | 0 | 1 | Super Off Peak | 0 | 0 | 1 | Super Off Peak
2020-05-04 | 2 | 5 | 1 | 0 | 0 | 0 | 1.1578 |  | 0 | 0 | 1 | Super Off Peak | 0 | 0 | 1 | Off Peak | 0 | 1 | Off Peak | 0 | 1 | Off Peak | 0 | 0 | 1 | Super Off Peak | 0 | 0 | 1 | Super Off Peak | 0 | 0 | 1 | Super Off Peak
2020-05-04 | 3 | 5 | 1 | 0 | 0 | 0 | 1.0522 |  | 0 | 0 | 1 | Super Off Peak | 0 | 0 | 1 | Off Peak | 0 | 1 | Off Peak | 0 | 1 | Off Peak | 0 | 0 | 1 | Super Off Peak | 0 | 0 | 1 | Super Off Peak | 0 | 0 | 1 | Super Off Peak
2020-05-04 | 4 | 5 | 1 | 0 | 0 | 0 | 1.0212 |  | 0 | 0 | 1 | Super Off Peak | 0 | 0 | 1 | Off Peak | 0 | 1 | Off Peak | 0 | 1 | Off Peak | 0 | 0 | 1 | Super Off Peak | 0 | 0 | 1 | Super Off Peak | 0 | 0 | 1 | Super Off Peak
2020-05-04 | 5 | 5 | 1 | 0 | 0 | 0 | 1.0093 |  | 0 | 0 | 1 | Super Off Peak | 0 | 0 | 1 | Off Peak | 0 | 1 | Off Peak | 0 | 1 | Off Peak | 0 | 0 | 1 | Super Off Peak | 0 | 0 | 1 | Super Off Peak | 0 | 0 | 1 | Super Off Peak
2020-05-04 | 6 | 5 | 1 | 0 | 0 | 0 | 1.025 |  | 0 | 0 | 1 | Super Off Peak | 0 | 0 | 1 | Off Peak | 0 | 1 | Off Peak | 0 | 1 | Off Peak | 0 | 0 | 1 | Super Off Peak | 0 | 1 | 0 | Off Peak | 0 | 1 | 0 | Off Peak
2020-05-04 | 7 | 5 | 1 | 0 | 0 | 0 | 2.0874 |  | 0 | 1 | 0 | Off Peak | 0 | 1 | 0 | Semi Peak | 0 | 1 | Off Peak | 0 | 1 | Off Peak | 0 | 1 | 0 | Off Peak | 0 | 1 | 0 | Off Peak | 0 | 1 | 0 | Off Peak
2020-05-04 | 8 | 5 | 1 | 0 | 0 | 0 | 1.515 |  | 0 | 1 | 0 | Off Peak | 0 | 1 | 0 | Semi Peak | 0 | 1 | Off Peak | 0 | 1 | Off Peak | 0 | 1 | 0 | Off Peak | 0 | 1 | 0 | Off Peak | 0 | 1 | 0 | Off Peak
2020-05-04 | 9 | 5 | 1 | 0 | 0 | 0 | 0.8855 |  | 0 | 1 | 0 | Off Peak | 0 | 1 | 0 | Semi Peak | 0 | 1 | Off Peak | 0 | 1 | Off Peak | 0 | 1 | 0 | Off Peak | 0 | 1 | 0 | Off Peak | 0 | 1 | 0 | Off Peak
2020-05-04 | 10 | 5 | 1 | 0 | 0 | 0 | 0.43179 |  | 0 | 1 | 0 | Off Peak | 0 | 1 | 0 | Semi Peak | 0 | 1 | Off Peak | 0 | 1 | Off Peak | 0 | 1 | 0 | Off Peak | 0 | 1 | 0 | Off Peak | 0 | 1 | 0 | Off Peak
2020-05-04 | 11 | 5 | 1 | 0 | 0 | 0 | 0.0025495 |  | 0 | 1 | 0 | Off Peak | 0 | 1 | 0 | Semi Peak | 0 | 1 | Off Peak | 0 | 1 | Off Peak | 0 | 1 | 0 | Off Peak | 0 | 1 | 0 | Off Peak | 0 | 1 | 0 | Off Peak
2020-05-04 | 12 | 5 | 1 | 0 | 0 | 0 | -0.33346 |  | 0 | 1 | 0 | Off Peak | 1 | 0 | 0 | On Peak | 0 | 1 | Off Peak | 0 | 1 | Off Peak | 1 | 0 | 0 | On Peak | 0 | 1 | 0 | Off Peak | 0 | 1 | 0 | Off Peak
2020-05-04 | 13 | 5 | 1 | 0 | 0 | 0 | -0.58445 |  | 0 | 1 | 0 | Off Peak | 1 | 0 | 0 | On Peak | 0 | 1 | Off Peak | 1 | 0 | On Peak | 1 | 0 | 0 | On Peak | 1 | 0 | 0 | On Peak | 1 | 0 | 0 | On Peak
2020-05-04 | 14 | 5 | 1 | 0 | 0 | 0 | -0.69228 |  | 0 | 1 | 0 | Off Peak | 1 | 0 | 0 | On Peak | 0 | 1 | Off Peak | 1 | 0 | On Peak | 1 | 0 | 0 | On Peak | 1 | 0 | 0 | On Peak | 1 | 0 | 0 | On Peak
2020-05-04 | 15 | 5 | 1 | 0 | 0 | 0 | -0.70415 |  | 0 | 1 | 0 | Off Peak | 1 | 0 | 0 | On Peak | 0 | 1 | Off Peak | 1 | 0 | On Peak | 1 | 0 | 0 | On Peak | 1 | 0 | 0 | On Peak | 1 | 0 | 0 | On Peak
2020-05-04 | 16 | 5 | 1 | 0 | 0 | 0 | -0.45361 |  | 0 | 1 | 0 | Off Peak | 1 | 0 | 0 | On Peak | 0 | 1 | Off Peak | 1 | 0 | On Peak | 1 | 0 | 0 | On Peak | 1 | 0 | 0 | On Peak | 1 | 0 | 0 | On Peak
2020-05-04 | 17 | 5 | 1 | 0 | 0 | 0 | 0.050405 |  | 1 | 0 | 0 | On Peak | 1 | 0 | 0 | On Peak | 1 | 0 | On Peak | 1 | 0 | On Peak | 1 | 0 | 0 | On Peak | 1 | 0 | 0 | On Peak | 1 | 0 | 0 | On Peak
2020-05-04 | 18 | 5 | 1 | 0 | 0 | 0 | 0.84284 |  | 1 | 0 | 0 | On Peak | 1 | 0 | 0 | On Peak | 1 | 0 | On Peak | 1 | 0 | On Peak | 1 | 0 | 0 | On Peak | 1 | 0 | 0 | On Peak | 1 | 0 | 0 | On Peak
2020-05-04 | 19 | 5 | 1 | 0 | 0 | 0 | 2.2484 |  | 1 | 0 | 0 | On Peak | 0 | 1 | 0 | Semi Peak | 1 | 0 | On Peak | 0 | 1 | Off Peak | 0 | 1 | 0 | Off Peak | 1 | 0 | 0 | On Peak | 0 | 1 | 0 | Off Peak
2020-05-04 | 20 | 5 | 1 | 0 | 0 | 0 | 3.2039 |  | 1 | 0 | 0 | On Peak | 0 | 1 | 0 | Semi Peak | 1 | 0 | On Peak | 0 | 1 | Off Peak | 0 | 1 | 0 | Off Peak | 1 | 0 | 0 | On Peak | 0 | 1 | 0 | Off Peak
2020-05-04 | 21 | 5 | 1 | 0 | 0 | 0 | 3.6308 |  | 1 | 0 | 0 | On Peak | 0 | 1 | 0 | Semi Peak | 1 | 0 | On Peak | 0 | 1 | Off Peak | 0 | 1 | 0 | Off Peak | 0 | 1 | 0 | Off Peak | 0 | 1 | 0 | Off Peak
2020-05-04 | 22 | 5 | 1 | 0 | 0 | 0 | 3.9292 |  | 0 | 1 | 0 | Off Peak | 0 | 1 | 0 | Semi Peak | 0 | 1 | Off Peak | 0 | 1 | Off Peak | 0 | 1 | 0 | Off Peak | 0 | 1 | 0 | Off Peak | 0 | 1 | 0 | Off Peak
2020-05-04 | 23 | 5 | 1 | 0 | 0 | 0 | 1.7963 |  | 0 | 1 | 0 | Off Peak | 0 | 0 | 1 | Off Peak | 0 | 1 | Off Peak | 0 | 1 | Off Peak | 0 | 0 | 1 | Super Off Peak | 0 | 1 | 0 | Off Peak | 0 | 1 | 0 | Off Peak
2020-05-04 | 24 | 5 | 1 | 0 | 0 | 0 | 1.5224 |  | 0 | 1 | 0 | Off Peak | 0 | 0 | 1 | Off Peak | 0 | 1 | Off Peak | 0 | 1 | Off Peak | 0 | 0 | 1 | Super Off Peak | 0 | 1 | 0 | Off Peak | 0 | 1 | 0 | Off Peak
2020-05-05 | 1 | 5 | 1 | 0 | 0 | 0 | 1.2748 |  | 0 | 0 | 1 | Super Off Peak | 0 | 0 | 1 | Off Peak | 0 | 1 | Off Peak | 0 | 1 | Off Peak | 0 | 0 | 1 | Super Off Peak | 0 | 0 | 1 | Super Off Peak | 0 | 0 | 1 | Super Off Peak
2020-05-05 | 2 | 5 | 1 | 0 | 0 | 0 | 1.1502 |  | 0 | 0 | 1 | Super Off Peak | 0 | 0 | 1 | Off Peak | 0 | 1 | Off Peak | 0 | 1 | Off Peak | 0 | 0 | 1 | Super Off Peak | 0 | 0 | 1 | Super Off Peak | 0 | 0 | 1 | Super Off Peak
2020-05-05 | 3 | 5 | 1 | 0 | 0 | 0 | 1.0667 |  | 0 | 0 | 1 | Super Off Peak | 0 | 0 | 1 | Off Peak | 0 | 1 | Off Peak | 0 | 1 | Off Peak | 0 | 0 | 1 | Super Off Peak | 0 | 0 | 1 | Super Off Peak | 0 | 0 | 1 | Super Off Peak
2020-05-05 | 4 | 5 | 1 | 0 | 0 | 0 | 1.026 |  | 0 | 0 | 1 | Super Off Peak | 0 | 0 | 1 | Off Peak | 0 | 1 | Off Peak | 0 | 1 | Off Peak | 0 | 0 | 1 | Super Off Peak | 0 | 0 | 1 | Super Off Peak | 0 | 0 | 1 | Super Off Peak
2020-05-05 | 5 | 5 | 1 | 0 | 0 | 0 | 1.0099 |  | 0 | 0 | 1 | Super Off Peak | 0 | 0 | 1 | Off Peak | 0 | 1 | Off Peak | 0 | 1 | Off Peak | 0 | 0 | 1 | Super Off Peak | 0 | 0 | 1 | Super Off Peak | 0 | 0 | 1 | Super Off Peak
2020-05-05 | 6 | 5 | 1 | 0 | 0 | 0 | 1.0214 |  | 0 | 0 | 1 | Super Off Peak | 0 | 0 | 1 | Off Peak | 0 | 1 | Off Peak | 0 | 1 | Off Peak | 0 | 0 | 1 | Super Off Peak | 0 | 1 | 0 | Off Peak | 0 | 1 | 0 | Off Peak
2020-05-05 | 7 | 5 | 1 | 0 | 0 | 0 | 2.0513 |  | 0 | 1 | 0 | Off Peak | 0 | 1 | 0 | Semi Peak | 0 | 1 | Off Peak | 0 | 1 | Off Peak | 0 | 1 | 0 | Off Peak | 0 | 1 | 0 | Off Peak | 0 | 1 | 0 | Off Peak
2020-05-05 | 8 | 5 | 1 | 0 | 0 | 0 | 1.4057 |  | 0 | 1 | 0 | Off Peak | 0 | 1 | 0 | Semi Peak | 0 | 1 | Off Peak | 0 | 1 | Off Peak | 0 | 1 | 0 | Off Peak | 0 | 1 | 0 | Off Peak | 0 | 1 | 0 | Off Peak
2020-05-05 | 9 | 5 | 1 | 0 | 0 | 0 | 0.74104 |  | 0 | 1 | 0 | Off Peak | 0 | 1 | 0 | Semi Peak | 0 | 1 | Off Peak | 0 | 1 | Off Peak | 0 | 1 | 0 | Off Peak | 0 | 1 | 0 | Off Peak | 0 | 1 | 0 | Off Peak
2020-05-05 | 10 | 5 | 1 | 0 | 0 | 0 | 0.29227 |  | 0 | 1 | 0 | Off Peak | 0 | 1 | 0 | Semi Peak | 0 | 1 | Off Peak | 0 | 1 | Off Peak | 0 | 1 | 0 | Off Peak | 0 | 1 | 0 | Off Peak | 0 | 1 | 0 | Off Peak
2020-05-05 | 11 | 5 | 1 | 0 | 0 | 0 | -0.1182 |  | 0 | 1 | 0 | Off Peak | 0 | 1 | 0 | Semi Peak | 0 | 1 | Off Peak | 0 | 1 | Off Peak | 0 | 1 | 0 | Off Peak | 0 | 1 | 0 | Off Peak | 0 | 1 | 0 | Off Peak
2020-05-05 | 12 | 5 | 1 | 0 | 0 | 0 | -0.46425 |  | 0 | 1 | 0 | Off Peak | 1 | 0 | 0 | On Peak | 0 | 1 | Off Peak | 0 | 1 | Off Peak | 1 | 0 | 0 | On Peak | 0 | 1 | 0 | Off Peak | 0 | 1 | 0 | Off Peak
2020-05-05 | 13 | 5 | 1 | 0 | 0 | 0 | -0.72418 |  | 0 | 1 | 0 | Off Peak | 1 | 0 | 0 | On Peak | 0 | 1 | Off Peak | 1 | 0 | On Peak | 1 | 0 | 0 | On Peak | 1 | 0 | 0 | On Peak | 1 | 0 | 0 | On Peak
2020-05-05 | 14 | 5 | 1 | 0 | 0 | 0 | -0.81462 |  | 0 | 1 | 0 | Off Peak | 1 | 0 | 0 | On Peak | 0 | 1 | Off Peak | 1 | 0 | On Peak | 1 | 0 | 0 | On Peak | 1 | 0 | 0 | On Peak | 1 | 0 | 0 | On Peak
2020-05-05 | 15 | 5 | 1 | 0 | 0 | 0 | -0.82991 |  | 0 | 1 | 0 | Off Peak | 1 | 0 | 0 | On Peak | 0 | 1 | Off Peak | 1 | 0 | On Peak | 1 | 0 | 0 | On Peak | 1 | 0 | 0 | On Peak | 1 | 0 | 0 | On Peak
2020-05-05 | 16 | 5 | 1 | 0 | 0 | 0 | -0.58878 |  | 0 | 1 | 0 | Off Peak | 1 | 0 | 0 | On Peak | 0 | 1 | Off Peak | 1 | 0 | On Peak | 1 | 0 | 0 | On Peak | 1 | 0 | 0 | On Peak | 1 | 0 | 0 | On Peak
2020-05-05 | 17 | 5 | 1 | 0 | 0 | 0 | -0.061485 |  | 1 | 0 | 0 | On Peak | 1 | 0 | 0 | On Peak | 1 | 0 | On Peak | 1 | 0 | On Peak | 1 | 0 | 0 | On Peak | 1 | 0 | 0 | On Peak | 1 | 0 | 0 | On Peak
2020-05-05 | 18 | 5 | 1 | 0 | 0 | 0 | 0.79735 |  | 1 | 0 | 0 | On Peak | 1 | 0 | 0 | On Peak | 1 | 0 | On Peak | 1 | 0 | On Peak | 1 | 0 | 0 | On Peak | 1 | 0 | 0 | On Peak | 1 | 0 | 0 | On Peak
2020-05-05 | 19 | 5 | 1 | 0 | 0 | 0 | 2.2303 |  | 1 | 0 | 0 | On Peak | 0 | 1 | 0 | Semi Peak | 1 | 0 | On Peak | 0 | 1 | Off Peak | 0 | 1 | 0 | Off Peak | 1 | 0 | 0 | On Peak | 0 | 1 | 0 | Off Peak
2020-05-05 | 20 | 5 | 1 | 0 | 0 | 0 | 3.1914 |  | 1 | 0 | 0 | On Peak | 0 | 1 | 0 | Semi Peak | 1 | 0 | On Peak | 0 | 1 | Off Peak | 0 | 1 | 0 | Off Peak | 1 | 0 | 0 | On Peak | 0 | 1 | 0 | Off Peak
2020-05-05 | 21 | 5 | 1 | 0 | 0 | 0 | 3.6034 |  | 1 | 0 | 0 | On Peak | 0 | 1 | 0 | Semi Peak | 1 | 0 | On Peak | 0 | 1 | Off Peak | 0 | 1 | 0 | Off Peak | 0 | 1 | 0 | Off Peak | 0 | 1 | 0 | Off Peak
2020-05-05 | 22 | 5 | 1 | 0 | 0 | 0 | 3.902 |  | 0 | 1 | 0 | Off Peak | 0 | 1 | 0 | Semi Peak | 0 | 1 | Off Peak | 0 | 1 | Off Peak | 0 | 1 | 0 | Off Peak | 0 | 1 | 0 | Off Peak | 0 | 1 | 0 | Off Peak
2020-05-05 | 23 | 5 | 1 | 0 | 0 | 0 | 1.7779 |  | 0 | 1 | 0 | Off Peak | 0 | 0 | 1 | Off Peak | 0 | 1 | Off Peak | 0 | 1 | Off Peak | 0 | 0 | 1 | Super Off Peak | 0 | 1 | 0 | Off Peak | 0 | 1 | 0 | Off Peak
2020-05-05 | 24 | 5 | 1 | 0 | 0 | 0 | 1.5156 |  | 0 | 1 | 0 | Off Peak | 0 | 0 | 1 | Off Peak | 0 | 1 | Off Peak | 0 | 1 | Off Peak | 0 | 0 | 1 | Super Off Peak | 0 | 1 | 0 | Off Peak | 0 | 1 | 0 | Off Peak
2020-05-06 | 1 | 5 | 1 | 0 | 0 | 0 | 1.275 |  | 0 | 0 | 1 | Super Off Peak | 0 | 0 | 1 | Off Peak | 0 | 1 | Off Peak | 0 | 1 | Off Peak | 0 | 0 | 1 | Super Off Peak | 0 | 0 | 1 | Super Off Peak | 0 | 0 | 1 | Super Off Peak
2020-05-06 | 2 | 5 | 1 | 0 | 0 | 0 | 1.1654 |  | 0 | 0 | 1 | Super Off Peak | 0 | 0 | 1 | Off Peak | 0 | 1 | Off Peak | 0 | 1 | Off Peak | 0 | 0 | 1 | Super Off Peak | 0 | 0 | 1 | Super Off Peak | 0 | 0 | 1 | Super Off Peak
2020-05-06 | 3 | 5 | 1 | 0 | 0 | 0 | 1.0706 |  | 0 | 0 | 1 | Super Off Peak | 0 | 0 | 1 | Off Peak | 0 | 1 | Off Peak | 0 | 1 | Off Peak | 0 | 0 | 1 | Super Off Peak | 0 | 0 | 1 | Super Off Peak | 0 | 0 | 1 | Super Off Peak
2020-05-06 | 4 | 5 | 1 | 0 | 0 | 0 | 1.044 |  | 0 | 0 | 1 | Super Off Peak | 0 | 0 | 1 | Off Peak | 0 | 1 | Off Peak | 0 | 1 | Off Peak | 0 | 0 | 1 | Super Off Peak | 0 | 0 | 1 | Super Off Peak | 0 | 0 | 1 | Super Off Peak
2020-05-06 | 5 | 5 | 1 | 0 | 0 | 0 | 1.0242 |  | 0 | 0 | 1 | Super Off Peak | 0 | 0 | 1 | Off Peak | 0 | 1 | Off Peak | 0 | 1 | Off Peak | 0 | 0 | 1 | Super Off Peak | 0 | 0 | 1 | Super Off Peak | 0 | 0 | 1 | Super Off Peak
2020-05-06 | 6 | 5 | 1 | 0 | 0 | 0 | 1.0434 |  | 0 | 0 | 1 | Super Off Peak | 0 | 0 | 1 | Off Peak | 0 | 1 | Off Peak | 0 | 1 | Off Peak | 0 | 0 | 1 | Super Off Peak | 0 | 1 | 0 | Off Peak | 0 | 1 | 0 | Off Peak
2020-05-06 | 7 | 5 | 1 | 0 | 0 | 0 | 2.0809 |  | 0 | 1 | 0 | Off Peak | 0 | 1 | 0 | Semi Peak | 0 | 1 | Off Peak | 0 | 1 | Off Peak | 0 | 1 | 0 | Off Peak | 0 | 1 | 0 | Off Peak | 0 | 1 | 0 | Off Peak
2020-05-06 | 8 | 5 | 1 | 0 | 0 | 0 | 1.4615 |  | 0 | 1 | 0 | Off Peak | 0 | 1 | 0 | Semi Peak | 0 | 1 | Off Peak | 0 | 1 | Off Peak | 0 | 1 | 0 | Off Peak | 0 | 1 | 0 | Off Peak | 0 | 1 | 0 | Off Peak
2020-05-06 | 9 | 5 | 1 | 0 | 0 | 0 | 0.87199 |  | 0 | 1 | 0 | Off Peak | 0 | 1 | 0 | Semi Peak | 0 | 1 | Off Peak | 0 | 1 | Off Peak | 0 | 1 | 0 | Off Peak | 0 | 1 | 0 | Off Peak | 0 | 1 | 0 | Off Peak
2020-05-06 | 10 | 5 | 1 | 0 | 0 | 0 | 0.40569 |  | 0 | 1 | 0 | Off Peak | 0 | 1 | 0 | Semi Peak | 0 | 1 | Off Peak | 0 | 1 | Off Peak | 0 | 1 | 0 | Off Peak | 0 | 1 | 0 | Off Peak | 0 | 1 | 0 | Off Peak
2020-05-06 | 11 | 5 | 1 | 0 | 0 | 0 | -0.048149 |  | 0 | 1 | 0 | Off Peak | 0 | 1 | 0 | Semi Peak | 0 | 1 | Off Peak | 0 | 1 | Off Peak | 0 | 1 | 0 | Off Peak | 0 | 1 | 0 | Off Peak | 0 | 1 | 0 | Off Peak
2020-05-06 | 12 | 5 | 1 | 0 | 0 | 0 | -0.38229 |  | 0 | 1 | 0 | Off Peak | 1 | 0 | 0 | On Peak | 0 | 1 | Off Peak | 0 | 1 | Off Peak | 1 | 0 | 0 | On Peak | 0 | 1 | 0 | Off Peak | 0 | 1 | 0 | Off Peak
2020-05-06 | 13 | 5 | 1 | 0 | 0 | 0 | -0.63051 |  | 0 | 1 | 0 | Off Peak | 1 | 0 | 0 | On Peak | 0 | 1 | Off Peak | 1 | 0 | On Peak | 1 | 0 | 0 | On Peak | 1 | 0 | 0 | On Peak | 1 | 0 | 0 | On Peak
2020-05-06 | 14 | 5 | 1 | 0 | 0 | 0 | -0.68858 |  | 0 | 1 | 0 | Off Peak | 1 | 0 | 0 | On Peak | 0 | 1 | Off Peak | 1 | 0 | On Peak | 1 | 0 | 0 | On Peak | 1 | 0 | 0 | On Peak | 1 | 0 | 0 | On Peak
2020-05-06 | 15 | 5 | 1 | 0 | 0 | 0 | -0.66396 |  | 0 | 1 | 0 | Off Peak | 1 | 0 | 0 | On Peak | 0 | 1 | Off Peak | 1 | 0 | On Peak | 1 | 0 | 0 | On Peak | 1 | 0 | 0 | On Peak | 1 | 0 | 0 | On Peak
2020-05-06 | 16 | 5 | 1 | 0 | 0 | 0 | -0.3778 |  | 0 | 1 | 0 | Off Peak | 1 | 0 | 0 | On Peak | 0 | 1 | Off Peak | 1 | 0 | On Peak | 1 | 0 | 0 | On Peak | 1 | 0 | 0 | On Peak | 1 | 0 | 0 | On Peak
2020-05-06 | 17 | 5 | 1 | 0 | 0 | 0 | 0.13514 |  | 1 | 0 | 0 | On Peak | 1 | 0 | 0 | On Peak | 1 | 0 | On Peak | 1 | 0 | On Peak | 1 | 0 | 0 | On Peak | 1 | 0 | 0 | On Peak | 1 | 0 | 0 | On Peak
2020-05-06 | 18 | 5 | 1 | 0 | 0 | 0 | 0.96107 |  | 1 | 0 | 0 | On Peak | 1 | 0 | 0 | On Peak | 1 | 0 | On Peak | 1 | 0 | On Peak | 1 | 0 | 0 | On Peak | 1 | 0 | 0 | On Peak | 1 | 0 | 0 | On Peak
2020-05-06 | 19 | 5 | 1 | 0 | 0 | 0 | 2.4061 |  | 1 | 0 | 0 | On Peak | 0 | 1 | 0 | Semi Peak | 1 | 0 | On Peak | 0 | 1 | Off Peak | 0 | 1 | 0 | Off Peak | 1 | 0 | 0 | On Peak | 0 | 1 | 0 | Off Peak
2020-05-06 | 20 | 5 | 1 | 0 | 0 | 0 | 3.3385 |  | 1 | 0 | 0 | On Peak | 0 | 1 | 0 | Semi Peak | 1 | 0 | On Peak | 0 | 1 | Off Peak | 0 | 1 | 0 | Off Peak | 1 | 0 | 0 | On Peak | 0 | 1 | 0 | Off Peak
2020-05-06 | 21 | 5 | 1 | 0 | 0 | 0 | 3.6538 |  | 1 | 0 | 0 | On Peak | 0 | 1 | 0 | Semi Peak | 1 | 0 | On Peak | 0 | 1 | Off Peak | 0 | 1 | 0 | Off Peak | 0 | 1 | 0 | Off Peak | 0 | 1 | 0 | Off Peak
2020-05-06 | 22 | 5 | 1 | 0 | 0 | 0 | 3.9527 |  | 0 | 1 | 0 | Off Peak | 0 | 1 | 0 | Semi Peak | 0 | 1 | Off Peak | 0 | 1 | Off Peak | 0 | 1 | 0 | Off Peak | 0 | 1 | 0 | Off Peak | 0 | 1 | 0 | Off Peak
2020-05-06 | 23 | 5 | 1 | 0 | 0 | 0 | 1.8353 |  | 0 | 1 | 0 | Off Peak | 0 | 0 | 1 | Off Peak | 0 | 1 | Off Peak | 0 | 1 | Off Peak | 0 | 0 | 1 | Super Off Peak | 0 | 1 | 0 | Off Peak | 0 | 1 | 0 | Off Peak
2020-05-06 | 24 | 5 | 1 | 0 | 0 | 0 | 1.5651 |  | 0 | 1 | 0 | Off Peak | 0 | 0 | 1 | Off Peak | 0 | 1 | Off Peak | 0 | 1 | Off Peak | 0 | 0 | 1 | Super Off Peak | 0 | 1 | 0 | Off Peak | 0 | 1 | 0 | Off Peak
2020-05-07 | 1 | 5 | 1 | 0 | 0 | 0 | 1.3017 |  | 0 | 0 | 1 | Super Off Peak | 0 | 0 | 1 | Off Peak | 0 | 1 | Off Peak | 0 | 1 | Off Peak | 0 | 0 | 1 | Super Off Peak | 0 | 0 | 1 | Super Off Peak | 0 | 0 | 1 | Super Off Peak
2020-05-07 | 2 | 5 | 1 | 0 | 0 | 0 | 1.21 |  | 0 | 0 | 1 | Super Off Peak | 0 | 0 | 1 | Off Peak | 0 | 1 | Off Peak | 0 | 1 | Off Peak | 0 | 0 | 1 | Super Off Peak | 0 | 0 | 1 | Super Off Peak | 0 | 0 | 1 | Super Off Peak
2020-05-07 | 3 | 5 | 1 | 0 | 0 | 0 | 1.1388 |  | 0 | 0 | 1 | Super Off Peak | 0 | 0 | 1 | Off Peak | 0 | 1 | Off Peak | 0 | 1 | Off Peak | 0 | 0 | 1 | Super Off Peak | 0 | 0 | 1 | Super Off Peak | 0 | 0 | 1 | Super Off Peak
2020-05-07 | 4 | 5 | 1 | 0 | 0 | 0 | 1.0822 |  | 0 | 0 | 1 | Super Off Peak | 0 | 0 | 1 | Off Peak | 0 | 1 | Off Peak | 0 | 1 | Off Peak | 0 | 0 | 1 | Super Off Peak | 0 | 0 | 1 | Super Off Peak | 0 | 0 | 1 | Super Off Peak
2020-05-07 | 5 | 5 | 1 | 0 | 0 | 0 | 1.0559 |  | 0 | 0 | 1 | Super Off Peak | 0 | 0 | 1 | Off Peak | 0 | 1 | Off Peak | 0 | 1 | Off Peak | 0 | 0 | 1 | Super Off Peak | 0 | 0 | 1 | Super Off Peak | 0 | 0 | 1 | Super Off Peak
2020-05-07 | 6 | 5 | 1 | 0 | 0 | 0 | 1.0693 |  | 0 | 0 | 1 | Super Off Peak | 0 | 0 | 1 | Off Peak | 0 | 1 | Off Peak | 0 | 1 | Off Peak | 0 | 0 | 1 | Super Off Peak | 0 | 1 | 0 | Off Peak | 0 | 1 | 0 | Off Peak
2020-05-07 | 7 | 5 | 1 | 0 | 0 | 0 | 2.1665 |  | 0 | 1 | 0 | Off Peak | 0 | 1 | 0 | Semi Peak | 0 | 1 | Off Peak | 0 | 1 | Off Peak | 0 | 1 | 0 | Off Peak | 0 | 1 | 0 | Off Peak | 0 | 1 | 0 | Off Peak
2020-05-07 | 8 | 5 | 1 | 0 | 0 | 0 | 1.5754 |  | 0 | 1 | 0 | Off Peak | 0 | 1 | 0 | Semi Peak | 0 | 1 | Off Peak | 0 | 1 | Off Peak | 0 | 1 | 0 | Off Peak | 0 | 1 | 0 | Off Peak | 0 | 1 | 0 | Off Peak
2020-05-07 | 9 | 5 | 1 | 0 | 0 | 0 | 1.024 |  | 0 | 1 | 0 | Off Peak | 0 | 1 | 0 | Semi Peak | 0 | 1 | Off Peak | 0 | 1 | Off Peak | 0 | 1 | 0 | Off Peak | 0 | 1 | 0 | Off Peak | 0 | 1 | 0 | Off Peak
2020-05-07 | 10 | 5 | 1 | 0 | 0 | 0 | 0.62142 |  | 0 | 1 | 0 | Off Peak | 0 | 1 | 0 | Semi Peak | 0 | 1 | Off Peak | 0 | 1 | Off Peak | 0 | 1 | 0 | Off Peak | 0 | 1 | 0 | Off Peak | 0 | 1 | 0 | Off Peak
2020-05-07 | 11 | 5 | 1 | 0 | 0 | 0 | 0.28279 |  | 0 | 1 | 0 | Off Peak | 0 | 1 | 0 | Semi Peak | 0 | 1 | Off Peak | 0 | 1 | Off Peak | 0 | 1 | 0 | Off Peak | 0 | 1 | 0 | Off Peak | 0 | 1 | 0 | Off Peak
2020-05-07 | 12 | 5 | 1 | 0 | 0 | 0 | 0.035385 |  | 0 | 1 | 0 | Off Peak | 1 | 0 | 0 | On Peak | 0 | 1 | Off Peak | 0 | 1 | Off Peak | 1 | 0 | 0 | On Peak | 0 | 1 | 0 | Off Peak | 0 | 1 | 0 | Off Peak
2020-05-07 | 13 | 5 | 1 | 0 | 0 | 0 | -0.12328 |  | 0 | 1 | 0 | Off Peak | 1 | 0 | 0 | On Peak | 0 | 1 | Off Peak | 1 | 0 | On Peak | 1 | 0 | 0 | On Peak | 1 | 0 | 0 | On Peak | 1 | 0 | 0 | On Peak
2020-05-07 | 14 | 5 | 1 | 0 | 0 | 0 | -0.14397 |  | 0 | 1 | 0 | Off Peak | 1 | 0 | 0 | On Peak | 0 | 1 | Off Peak | 1 | 0 | On Peak | 1 | 0 | 0 | On Peak | 1 | 0 | 0 | On Peak | 1 | 0 | 0 | On Peak
2020-05-07 | 15 | 5 | 1 | 0 | 0 | 0 | -0.10629 |  | 0 | 1 | 0 | Off Peak | 1 | 0 | 0 | On Peak | 0 | 1 | Off Peak | 1 | 0 | On Peak | 1 | 0 | 0 | On Peak | 1 | 0 | 0 | On Peak | 1 | 0 | 0 | On Peak
2020-05-07 | 16 | 5 | 1 | 0 | 0 | 0 | 0.17678 |  | 0 | 1 | 0 | Off Peak | 1 | 0 | 0 | On Peak | 0 | 1 | Off Peak | 1 | 0 | On Peak | 1 | 0 | 0 | On Peak | 1 | 0 | 0 | On Peak | 1 | 0 | 0 | On Peak
2020-05-07 | 17 | 5 | 1 | 0 | 0 | 0 | 0.70125 |  | 1 | 0 | 0 | On Peak | 1 | 0 | 0 | On Peak | 1 | 0 | On Peak | 1 | 0 | On Peak | 1 | 0 | 0 | On Peak | 1 | 0 | 0 | On Peak | 1 | 0 | 0 | On Peak
2020-05-07 | 18 | 5 | 1 | 0 | 0 | 0 | 1.5169 |  | 1 | 0 | 0 | On Peak | 1 | 0 | 0 | On Peak | 1 | 0 | On Peak | 1 | 0 | On Peak | 1 | 0 | 0 | On Peak | 1 | 0 | 0 | On Peak | 1 | 0 | 0 | On Peak
2020-05-07 | 19 | 5 | 1 | 0 | 0 | 0 | 2.9008 |  | 1 | 0 | 0 | On Peak | 0 | 1 | 0 | Semi Peak | 1 | 0 | On Peak | 0 | 1 | Off Peak | 0 | 1 | 0 | Off Peak | 1 | 0 | 0 | On Peak | 0 | 1 | 0 | Off Peak
2020-05-07 | 20 | 5 | 1 | 0 | 0 | 0 | 3.7271 |  | 1 | 0 | 0 | On Peak | 0 | 1 | 0 | Semi Peak | 1 | 0 | On Peak | 0 | 1 | Off Peak | 0 | 1 | 0 | Off Peak | 1 | 0 | 0 | On Peak | 0 | 1 | 0 | Off Peak
2020-05-07 | 21 | 5 | 1 | 0 | 0 | 0 | 3.9997 |  | 1 | 0 | 0 | On Peak | 0 | 1 | 0 | Semi Peak | 1 | 0 | On Peak | 0 | 1 | Off Peak | 0 | 1 | 0 | Off Peak | 0 | 1 | 0 | Off Peak | 0 | 1 | 0 | Off Peak
2020-05-07 | 22 | 5 | 1 | 0 | 0 | 0 | 4.1885 |  | 0 | 1 | 0 | Off Peak | 0 | 1 | 0 | Semi Peak | 0 | 1 | Off Peak | 0 | 1 | Off Peak | 0 | 1 | 0 | Off Peak | 0 | 1 | 0 | Off Peak | 0 | 1 | 0 | Off Peak
2020-05-07 | 23 | 5 | 1 | 0 | 0 | 0 | 1.9201 |  | 0 | 1 | 0 | Off Peak | 0 | 0 | 1 | Off Peak | 0 | 1 | Off Peak | 0 | 1 | Off Peak | 0 | 0 | 1 | Super Off Peak | 0 | 1 | 0 | Off Peak | 0 | 1 | 0 | Off Peak
2020-05-07 | 24 | 5 | 1 | 0 | 0 | 0 | 1.6618 |  | 0 | 1 | 0 | Off Peak | 0 | 0 | 1 | Off Peak | 0 | 1 | Off Peak | 0 | 1 | Off Peak | 0 | 0 | 1 | Super Off Peak | 0 | 1 | 0 | Off Peak | 0 | 1 | 0 | Off Peak
2020-05-08 | 1 | 5 | 1 | 0 | 0 | 0 | 1.3636 |  | 0 | 0 | 1 | Super Off Peak | 0 | 0 | 1 | Off Peak | 0 | 1 | Off Peak | 0 | 1 | Off Peak | 0 | 0 | 1 | Super Off Peak | 0 | 0 | 1 | Super Off Peak | 0 | 0 | 1 | Super Off Peak
2020-05-08 | 2 | 5 | 1 | 0 | 0 | 0 | 1.1281 |  | 0 | 0 | 1 | Super Off Peak | 0 | 0 | 1 | Off Peak | 0 | 1 | Off Peak | 0 | 1 | Off Peak | 0 | 0 | 1 | Super Off Peak | 0 | 0 | 1 | Super Off Peak | 0 | 0 | 1 | Super Off Peak
2020-05-08 | 3 | 5 | 1 | 0 | 0 | 0 | 1.0293 |  | 0 | 0 | 1 | Super Off Peak | 0 | 0 | 1 | Off Peak | 0 | 1 | Off Peak | 0 | 1 | Off Peak | 0 | 0 | 1 | Super Off Peak | 0 | 0 | 1 | Super Off Peak | 0 | 0 | 1 | Super Off Peak
2020-05-08 | 4 | 5 | 1 | 0 | 0 | 0 | 0.98551 |  | 0 | 0 | 1 | Super Off Peak | 0 | 0 | 1 | Off Peak | 0 | 1 | Off Peak | 0 | 1 | Off Peak | 0 | 0 | 1 | Super Off Peak | 0 | 0 | 1 | Super Off Peak | 0 | 0 | 1 | Super Off Peak
2020-05-08 | 5 | 5 | 1 | 0 | 0 | 0 | 0.97476 |  | 0 | 0 | 1 | Super Off Peak | 0 | 0 | 1 | Off Peak | 0 | 1 | Off Peak | 0 | 1 | Off Peak | 0 | 0 | 1 | Super Off Peak | 0 | 0 | 1 | Super Off Peak | 0 | 0 | 1 | Super Off Peak
2020-05-08 | 6 | 5 | 1 | 0 | 0 | 0 | 0.99048 |  | 0 | 0 | 1 | Super Off Peak | 0 | 0 | 1 | Off Peak | 0 | 1 | Off Peak | 0 | 1 | Off Peak | 0 | 0 | 1 | Super Off Peak | 0 | 1 | 0 | Off Peak | 0 | 1 | 0 | Off Peak
2020-05-08 | 7 | 5 | 1 | 0 | 0 | 0 | 1.992 |  | 0 | 1 | 0 | Off Peak | 0 | 1 | 0 | Semi Peak | 0 | 1 | Off Peak | 0 | 1 | Off Peak | 0 | 1 | 0 | Off Peak | 0 | 1 | 0 | Off Peak | 0 | 1 | 0 | Off Peak
2020-05-08 | 8 | 5 | 1 | 0 | 0 | 0 | 1.371 |  | 0 | 1 | 0 | Off Peak | 0 | 1 | 0 | Semi Peak | 0 | 1 | Off Peak | 0 | 1 | Off Peak | 0 | 1 | 0 | Off Peak | 0 | 1 | 0 | Off Peak | 0 | 1 | 0 | Off Peak
2020-05-08 | 9 | 5 | 1 | 0 | 0 | 0 | 0.76542 |  | 0 | 1 | 0 | Off Peak | 0 | 1 | 0 | Semi Peak | 0 | 1 | Off Peak | 0 | 1 | Off Peak | 0 | 1 | 0 | Off Peak | 0 | 1 | 0 | Off Peak | 0 | 1 | 0 | Off Peak
2020-05-08 | 10 | 5 | 1 | 0 | 0 | 0 | 0.33273 |  | 0 | 1 | 0 | Off Peak | 0 | 1 | 0 | Semi Peak | 0 | 1 | Off Peak | 0 | 1 | Off Peak | 0 | 1 | 0 | Off Peak | 0 | 1 | 0 | Off Peak | 0 | 1 | 0 | Off Peak
2020-05-08 | 11 | 5 | 1 | 0 | 0 | 0 | -0.084117 |  | 0 | 1 | 0 | Off Peak | 0 | 1 | 0 | Semi Peak | 0 | 1 | Off Peak | 0 | 1 | Off Peak | 0 | 1 | 0 | Off Peak | 0 | 1 | 0 | Off Peak | 0 | 1 | 0 | Off Peak
2020-05-08 | 12 | 5 | 1 | 0 | 0 | 0 | -0.42148 |  | 0 | 1 | 0 | Off Peak | 1 | 0 | 0 | On Peak | 0 | 1 | Off Peak | 0 | 1 | Off Peak | 1 | 0 | 0 | On Peak | 0 | 1 | 0 | Off Peak | 0 | 1 | 0 | Off Peak
2020-05-08 | 13 | 5 | 1 | 0 | 0 | 0 | -0.70542 |  | 0 | 1 | 0 | Off Peak | 1 | 0 | 0 | On Peak | 0 | 1 | Off Peak | 1 | 0 | On Peak | 1 | 0 | 0 | On Peak | 1 | 0 | 0 | On Peak | 1 | 0 | 0 | On Peak
2020-05-08 | 14 | 5 | 1 | 0 | 0 | 0 | -0.80099 |  | 0 | 1 | 0 | Off Peak | 1 | 0 | 0 | On Peak | 0 | 1 | Off Peak | 1 | 0 | On Peak | 1 | 0 | 0 | On Peak | 1 | 0 | 0 | On Peak | 1 | 0 | 0 | On Peak
2020-05-08 | 15 | 5 | 1 | 0 | 0 | 0 | -0.82371 |  | 0 | 1 | 0 | Off Peak | 1 | 0 | 0 | On Peak | 0 | 1 | Off Peak | 1 | 0 | On Peak | 1 | 0 | 0 | On Peak | 1 | 0 | 0 | On Peak | 1 | 0 | 0 | On Peak
2020-05-08 | 16 | 5 | 1 | 0 | 0 | 0 | -0.58731 |  | 0 | 1 | 0 | Off Peak | 1 | 0 | 0 | On Peak | 0 | 1 | Off Peak | 1 | 0 | On Peak | 1 | 0 | 0 | On Peak | 1 | 0 | 0 | On Peak | 1 | 0 | 0 | On Peak
2020-05-08 | 17 | 5 | 1 | 0 | 0 | 0 | -0.081898 |  | 1 | 0 | 0 | On Peak | 1 | 0 | 0 | On Peak | 1 | 0 | On Peak | 1 | 0 | On Peak | 1 | 0 | 0 | On Peak | 1 | 0 | 0 | On Peak | 1 | 0 | 0 | On Peak
2020-05-08 | 18 | 5 | 1 | 0 | 0 | 0 | 0.69351 |  | 1 | 0 | 0 | On Peak | 1 | 0 | 0 | On Peak | 1 | 0 | On Peak | 1 | 0 | On Peak | 1 | 0 | 0 | On Peak | 1 | 0 | 0 | On Peak | 1 | 0 | 0 | On Peak
2020-05-08 | 19 | 5 | 1 | 0 | 0 | 0 | 2.0543 |  | 1 | 0 | 0 | On Peak | 0 | 1 | 0 | Semi Peak | 1 | 0 | On Peak | 0 | 1 | Off Peak | 0 | 1 | 0 | Off Peak | 1 | 0 | 0 | On Peak | 0 | 1 | 0 | Off Peak
2020-05-08 | 20 | 5 | 1 | 0 | 0 | 0 | 2.9616 |  | 1 | 0 | 0 | On Peak | 0 | 1 | 0 | Semi Peak | 1 | 0 | On Peak | 0 | 1 | Off Peak | 0 | 1 | 0 | Off Peak | 1 | 0 | 0 | On Peak | 0 | 1 | 0 | Off Peak
2020-05-08 | 21 | 5 | 1 | 0 | 0 | 0 | 3.3847 |  | 1 | 0 | 0 | On Peak | 0 | 1 | 0 | Semi Peak | 1 | 0 | On Peak | 0 | 1 | Off Peak | 0 | 1 | 0 | Off Peak | 0 | 1 | 0 | Off Peak | 0 | 1 | 0 | Off Peak
2020-05-08 | 22 | 5 | 1 | 0 | 0 | 0 | 3.7261 |  | 0 | 1 | 0 | Off Peak | 0 | 1 | 0 | Semi Peak | 0 | 1 | Off Peak | 0 | 1 | Off Peak | 0 | 1 | 0 | Off Peak | 0 | 1 | 0 | Off Peak | 0 | 1 | 0 | Off Peak
2020-05-08 | 23 | 5 | 1 | 0 | 0 | 0 | 1.7108 |  | 0 | 1 | 0 | Off Peak | 0 | 0 | 1 | Off Peak | 0 | 1 | Off Peak | 0 | 1 | Off Peak | 0 | 0 | 1 | Super Off Peak | 0 | 1 | 0 | Off Peak | 0 | 1 | 0 | Off Peak
2020-05-08 | 24 | 5 | 1 | 0 | 0 | 0 | 1.4831 |  | 0 | 1 | 0 | Off Peak | 0 | 0 | 1 | Off Peak | 0 | 1 | Off Peak | 0 | 1 | Off Peak | 0 | 0 | 1 | Super Off Peak | 0 | 1 | 0 | Off Peak | 0 | 1 | 0 | Off Peak
2020-05-09 | 1 | 5 | 1 | 1 | 0 | 0 | 1.2536 |  | 0 | 0 | 1 | Super Off Peak | 0 | 0 | 1 | Off Peak | 0 | 1 | Off Peak | 0 | 1 | Off Peak | 0 | 0 | 1 | Super Off Peak | 0 | 0 | 1 | Super Off Peak | 0 | 0 | 1 | Super Off Peak
2020-05-09 | 2 | 5 | 1 | 1 | 0 | 0 | 1.1105 |  | 0 | 0 | 1 | Super Off Peak | 0 | 0 | 1 | Off Peak | 0 | 1 | Off Peak | 0 | 1 | Off Peak | 0 | 0 | 1 | Super Off Peak | 0 | 0 | 1 | Super Off Peak | 0 | 0 | 1 | Super Off Peak
2020-05-09 | 3 | 5 | 1 | 1 | 0 | 0 | 1.0514 |  | 0 | 0 | 1 | Super Off Peak | 0 | 0 | 1 | Off Peak | 0 | 1 | Off Peak | 0 | 1 | Off Peak | 0 | 0 | 1 | Super Off Peak | 0 | 0 | 1 | Super Off Peak | 0 | 0 | 1 | Super Off Peak
2020-05-09 | 4 | 5 | 1 | 1 | 0 | 0 | 0.99565 |  | 0 | 0 | 1 | Super Off Peak | 0 | 0 | 1 | Off Peak | 0 | 1 | Off Peak | 0 | 1 | Off Peak | 0 | 0 | 1 | Super Off Peak | 0 | 0 | 1 | Super Off Peak | 0 | 0 | 1 | Super Off Peak
2020-05-09 | 5 | 5 | 1 | 1 | 0 | 0 | 0.97084 |  | 0 | 0 | 1 | Super Off Peak | 0 | 0 | 1 | Off Peak | 0 | 1 | Off Peak | 0 | 1 | Off Peak | 0 | 0 | 1 | Super Off Peak | 0 | 0 | 1 | Super Off Peak | 0 | 0 | 1 | Super Off Peak
2020-05-09 | 6 | 5 | 1 | 1 | 0 | 0 | 0.96717 |  | 0 | 0 | 1 | Super Off Peak | 0 | 0 | 1 | Off Peak | 0 | 1 | Off Peak | 0 | 1 | Off Peak | 0 | 0 | 1 | Super Off Peak | 0 | 1 | 0 | Off Peak | 0 | 1 | 0 | Off Peak
2020-05-09 | 7 | 5 | 1 | 1 | 0 | 0 | 1.8089 |  | 0 | 0 | 1 | Super Off Peak | 0 | 0 | 1 | Off Peak | 0 | 1 | Off Peak | 0 | 1 | Off Peak | 0 | 0 | 1 | Super Off Peak | 0 | 1 | 0 | Off Peak | 0 | 1 | 0 | Off Peak
2020-05-09 | 8 | 5 | 1 | 1 | 0 | 0 | 0.96956 |  | 0 | 0 | 1 | Super Off Peak | 0 | 0 | 1 | Off Peak | 0 | 1 | Off Peak | 0 | 1 | Off Peak | 0 | 0 | 1 | Super Off Peak | 0 | 1 | 0 | Off Peak | 0 | 1 | 0 | Off Peak
2020-05-09 | 9 | 5 | 1 | 1 | 0 | 0 | 0.2509 |  | 0 | 0 | 1 | Super Off Peak | 0 | 0 | 1 | Off Peak | 0 | 1 | Off Peak | 0 | 1 | Off Peak | 0 | 0 | 1 | Super Off Peak | 0 | 1 | 0 | Off Peak | 0 | 1 | 0 | Off Peak
2020-05-09 | 10 | 5 | 1 | 1 | 0 | 0 | -0.12848 |  | 0 | 0 | 1 | Super Off Peak | 0 | 0 | 1 | Off Peak | 0 | 1 | Off Peak | 0 | 1 | Off Peak | 0 | 0 | 1 | Super Off Peak | 0 | 1 | 0 | Off Peak | 0 | 1 | 0 | Off Peak
2020-05-09 | 11 | 5 | 1 | 1 | 0 | 0 | -0.62625 |  | 0 | 0 | 1 | Super Off Peak | 0 | 0 | 1 | Off Peak | 0 | 1 | Off Peak | 0 | 1 | Off Peak | 0 | 0 | 1 | Super Off Peak | 0 | 1 | 0 | Off Peak | 0 | 1 | 0 | Off Peak
2020-05-09 | 12 | 5 | 1 | 1 | 0 | 0 | -0.92524 |  | 0 | 0 | 1 | Super Off Peak | 0 | 0 | 1 | Off Peak | 0 | 1 | Off Peak | 0 | 1 | Off Peak | 0 | 0 | 1 | Super Off Peak | 0 | 1 | 0 | Off Peak | 0 | 1 | 0 | Off Peak
2020-05-09 | 13 | 5 | 1 | 1 | 0 | 0 | -1.1423 |  | 0 | 0 | 1 | Super Off Peak | 0 | 0 | 1 | Off Peak | 0 | 1 | Off Peak | 0 | 1 | Off Peak | 0 | 0 | 1 | Super Off Peak | 1 | 0 | 0 | On Peak | 1 | 0 | 0 | On Peak
2020-05-09 | 14 | 5 | 1 | 1 | 0 | 0 | -1.2281 |  | 0 | 0 | 1 | Super Off Peak | 0 | 0 | 1 | Off Peak | 0 | 1 | Off Peak | 0 | 1 | Off Peak | 0 | 0 | 1 | Super Off Peak | 1 | 0 | 0 | On Peak | 1 | 0 | 0 | On Peak
2020-05-09 | 15 | 5 | 1 | 1 | 0 | 0 | -1.2963 |  | 0 | 1 | 0 | Off Peak | 0 | 0 | 1 | Off Peak | 0 | 1 | Off Peak | 0 | 1 | Off Peak | 0 | 0 | 1 | Super Off Peak | 1 | 0 | 0 | On Peak | 1 | 0 | 0 | On Peak
2020-05-09 | 16 | 5 | 1 | 1 | 0 | 0 | -1.0713 |  | 0 | 1 | 0 | Off Peak | 0 | 0 | 1 | Off Peak | 0 | 1 | Off Peak | 0 | 1 | Off Peak | 0 | 0 | 1 | Super Off Peak | 1 | 0 | 0 | On Peak | 1 | 0 | 0 | On Peak
2020-05-09 | 17 | 5 | 1 | 1 | 0 | 0 | -0.57167 |  | 1 | 0 | 0 | On Peak | 0 | 0 | 1 | Off Peak | 0 | 1 | Off Peak | 0 | 1 | Off Peak | 0 | 0 | 1 | Super Off Peak | 1 | 0 | 0 | On Peak | 1 | 0 | 0 | On Peak
2020-05-09 | 18 | 5 | 1 | 1 | 0 | 0 | 0.30264 |  | 1 | 0 | 0 | On Peak | 0 | 0 | 1 | Off Peak | 0 | 1 | Off Peak | 0 | 1 | Off Peak | 0 | 0 | 1 | Super Off Peak | 1 | 0 | 0 | On Peak | 1 | 0 | 0 | On Peak
2020-05-09 | 19 | 5 | 1 | 1 | 0 | 0 | 1.7498 |  | 1 | 0 | 0 | On Peak | 0 | 0 | 1 | Off Peak | 0 | 1 | Off Peak | 0 | 1 | Off Peak | 0 | 0 | 1 | Super Off Peak | 1 | 0 | 0 | On Peak | 0 | 1 | 0 | Off Peak
2020-05-09 | 20 | 5 | 1 | 1 | 0 | 0 | 2.7456 |  | 1 | 0 | 0 | On Peak | 0 | 0 | 1 | Off Peak | 0 | 1 | Off Peak | 0 | 1 | Off Peak | 0 | 0 | 1 | Super Off Peak | 1 | 0 | 0 | On Peak | 0 | 1 | 0 | Off Peak
2020-05-09 | 21 | 5 | 1 | 1 | 0 | 0 | 3.1949 |  | 1 | 0 | 0 | On Peak | 0 | 0 | 1 | Off Peak | 0 | 1 | Off Peak | 0 | 1 | Off Peak | 0 | 0 | 1 | Super Off Peak | 0 | 1 | 0 | Off Peak | 0 | 1 | 0 | Off Peak
2020-05-09 | 22 | 5 | 1 | 1 | 0 | 0 | 3.6088 |  | 0 | 1 | 0 | Off Peak | 0 | 0 | 1 | Off Peak | 0 | 1 | Off Peak | 0 | 1 | Off Peak | 0 | 0 | 1 | Super Off Peak | 0 | 1 | 0 | Off Peak | 0 | 1 | 0 | Off Peak
2020-05-09 | 23 | 5 | 1 | 1 | 0 | 0 | 1.6489 |  | 0 | 1 | 0 | Off Peak | 0 | 0 | 1 | Off Peak | 0 | 1 | Off Peak | 0 | 1 | Off Peak | 0 | 0 | 1 | Super Off Peak | 0 | 1 | 0 | Off Peak | 0 | 1 | 0 | Off Peak
2020-05-09 | 24 | 5 | 1 | 1 | 0 | 0 | 1.4423 |  | 0 | 1 | 0 | Off Peak | 0 | 0 | 1 | Off Peak | 0 | 1 | Off Peak | 0 | 1 | Off Peak | 0 | 0 | 1 | Super Off Peak | 0 | 1 | 0 | Off Peak | 0 | 1 | 0 | Off Peak
2020-05-10 | 1 | 5 | 1 | 1 | 1 | 0 | 1.2356 |  | 0 | 0 | 1 | Super Off Peak | 0 | 0 | 1 | Off Peak | 0 | 1 | Off Peak | 0 | 1 | Off Peak | 0 | 0 | 1 | Super Off Peak | 0 | 0 | 1 | Super Off Peak | 0 | 0 | 1 | Super Off Peak
2020-05-10 | 2 | 5 | 1 | 1 | 1 | 0 | 1.1024 |  | 0 | 0 | 1 | Super Off Peak | 0 | 0 | 1 | Off Peak | 0 | 1 | Off Peak | 0 | 1 | Off Peak | 0 | 0 | 1 | Super Off Peak | 0 | 0 | 1 | Super Off Peak | 0 | 0 | 1 | Super Off Peak
2020-05-10 | 3 | 5 | 1 | 1 | 1 | 0 | 1.0603 |  | 0 | 0 | 1 | Super Off Peak | 0 | 0 | 1 | Off Peak | 0 | 1 | Off Peak | 0 | 1 | Off Peak | 0 | 0 | 1 | Super Off Peak | 0 | 0 | 1 | Super Off Peak | 0 | 0 | 1 | Super Off Peak
2020-05-10 | 4 | 5 | 1 | 1 | 1 | 0 | 1.001 |  | 0 | 0 | 1 | Super Off Peak | 0 | 0 | 1 | Off Peak | 0 | 1 | Off Peak | 0 | 1 | Off Peak | 0 | 0 | 1 | Super Off Peak | 0 | 0 | 1 | Super Off Peak | 0 | 0 | 1 | Super Off Peak
2020-05-10 | 5 | 5 | 1 | 1 | 1 | 0 | 0.97651 |  | 0 | 0 | 1 | Super Off Peak | 0 | 0 | 1 | Off Peak | 0 | 1 | Off Peak | 0 | 1 | Off Peak | 0 | 0 | 1 | Super Off Peak | 0 | 0 | 1 | Super Off Peak | 0 | 0 | 1 | Super Off Peak
2020-05-10 | 6 | 5 | 1 | 1 | 1 | 0 | 0.97247 |  | 0 | 0 | 1 | Super Off Peak | 0 | 0 | 1 | Off Peak | 0 | 1 | Off Peak | 0 | 1 | Off Peak | 0 | 0 | 1 | Super Off Peak | 0 | 1 | 0 | Off Peak | 0 | 1 | 0 | Off Peak
2020-05-10 | 7 | 5 | 1 | 1 | 1 | 0 | 0.88803 |  | 0 | 0 | 1 | Super Off Peak | 0 | 0 | 1 | Off Peak | 0 | 1 | Off Peak | 0 | 1 | Off Peak | 0 | 0 | 1 | Super Off Peak | 0 | 1 | 0 | Off Peak | 0 | 1 | 0 | Off Peak
2020-05-10 | 8 | 5 | 1 | 1 | 1 | 0 | 0.48129 |  | 0 | 0 | 1 | Super Off Peak | 0 | 0 | 1 | Off Peak | 0 | 1 | Off Peak | 0 | 1 | Off Peak | 0 | 0 | 1 | Super Off Peak | 0 | 1 | 0 | Off Peak | 0 | 1 | 0 | Off Peak
2020-05-10 | 9 | 5 | 1 | 1 | 1 | 0 | 0.1344 |  | 0 | 0 | 1 | Super Off Peak | 0 | 0 | 1 | Off Peak | 0 | 1 | Off Peak | 0 | 1 | Off Peak | 0 | 0 | 1 | Super Off Peak | 0 | 1 | 0 | Off Peak | 0 | 1 | 0 | Off Peak
2020-05-10 | 10 | 5 | 1 | 1 | 1 | 0 | -0.073496 |  | 0 | 0 | 1 | Super Off Peak | 0 | 0 | 1 | Off Peak | 0 | 1 | Off Peak | 0 | 1 | Off Peak | 0 | 0 | 1 | Super Off Peak | 0 | 1 | 0 | Off Peak | 0 | 1 | 0 | Off Peak
2020-05-10 | 11 | 5 | 1 | 1 | 1 | 0 | -0.25476 |  | 0 | 0 | 1 | Super Off Peak | 0 | 0 | 1 | Off Peak | 0 | 1 | Off Peak | 0 | 1 | Off Peak | 0 | 0 | 1 | Super Off Peak | 0 | 1 | 0 | Off Peak | 0 | 1 | 0 | Off Peak
2020-05-10 | 12 | 5 | 1 | 1 | 1 | 0 | -0.409 |  | 0 | 0 | 1 | Super Off Peak | 0 | 0 | 1 | Off Peak | 0 | 1 | Off Peak | 0 | 1 | Off Peak | 0 | 0 | 1 | Super Off Peak | 0 | 1 | 0 | Off Peak | 0 | 1 | 0 | Off Peak
2020-05-10 | 13 | 5 | 1 | 1 | 1 | 0 | -0.52559 |  | 0 | 0 | 1 | Super Off Peak | 0 | 0 | 1 | Off Peak | 0 | 1 | Off Peak | 0 | 1 | Off Peak | 0 | 0 | 1 | Super Off Peak | 1 | 0 | 0 | On Peak | 1 | 0 | 0 | On Peak
2020-05-10 | 14 | 5 | 1 | 1 | 1 | 0 | -0.59292 |  | 0 | 0 | 1 | Super Off Peak | 0 | 0 | 1 | Off Peak | 0 | 1 | Off Peak | 0 | 1 | Off Peak | 0 | 0 | 1 | Super Off Peak | 1 | 0 | 0 | On Peak | 1 | 0 | 0 | On Peak
2020-05-10 | 15 | 5 | 1 | 1 | 1 | 0 | -0.63318 |  | 0 | 1 | 0 | Off Peak | 0 | 0 | 1 | Off Peak | 0 | 1 | Off Peak | 0 | 1 | Off Peak | 0 | 0 | 1 | Super Off Peak | 1 | 0 | 0 | On Peak | 1 | 0 | 0 | On Peak
2020-05-10 | 16 | 5 | 1 | 1 | 1 | 0 | -0.51182 |  | 0 | 1 | 0 | Off Peak | 0 | 0 | 1 | Off Peak | 0 | 1 | Off Peak | 0 | 1 | Off Peak | 0 | 0 | 1 | Super Off Peak | 1 | 0 | 0 | On Peak | 1 | 0 | 0 | On Peak
2020-05-10 | 17 | 5 | 1 | 1 | 1 | 0 | -0.29494 |  | 1 | 0 | 0 | On Peak | 0 | 0 | 1 | Off Peak | 0 | 1 | Off Peak | 0 | 1 | Off Peak | 0 | 0 | 1 | Super Off Peak | 1 | 0 | 0 | On Peak | 1 | 0 | 0 | On Peak
2020-05-10 | 18 | 5 | 1 | 1 | 1 | 0 | 0.13712 |  | 1 | 0 | 0 | On Peak | 0 | 0 | 1 | Off Peak | 0 | 1 | Off Peak | 0 | 1 | Off Peak | 0 | 0 | 1 | Super Off Peak | 1 | 0 | 0 | On Peak | 1 | 0 | 0 | On Peak
2020-05-10 | 19 | 5 | 1 | 1 | 1 | 0 | 0.8273 |  | 1 | 0 | 0 | On Peak | 0 | 0 | 1 | Off Peak | 0 | 1 | Off Peak | 0 | 1 | Off Peak | 0 | 0 | 1 | Super Off Peak | 1 | 0 | 0 | On Peak | 0 | 1 | 0 | Off Peak
2020-05-10 | 20 | 5 | 1 | 1 | 1 | 0 | 1.3342 |  | 1 | 0 | 0 | On Peak | 0 | 0 | 1 | Off Peak | 0 | 1 | Off Peak | 0 | 1 | Off Peak | 0 | 0 | 1 | Super Off Peak | 1 | 0 | 0 | On Peak | 0 | 1 | 0 | Off Peak
2020-05-10 | 21 | 5 | 1 | 1 | 1 | 0 | 1.5663 |  | 1 | 0 | 0 | On Peak | 0 | 0 | 1 | Off Peak | 0 | 1 | Off Peak | 0 | 1 | Off Peak | 0 | 0 | 1 | Super Off Peak | 0 | 1 | 0 | Off Peak | 0 | 1 | 0 | Off Peak
2020-05-10 | 22 | 5 | 1 | 1 | 1 | 0 | 1.7658 |  | 0 | 1 | 0 | Off Peak | 0 | 0 | 1 | Off Peak | 0 | 1 | Off Peak | 0 | 1 | Off Peak | 0 | 0 | 1 | Super Off Peak | 0 | 1 | 0 | Off Peak | 0 | 1 | 0 | Off Peak
2020-05-10 | 23 | 5 | 1 | 1 | 1 | 0 | 1.6578 |  | 0 | 1 | 0 | Off Peak | 0 | 0 | 1 | Off Peak | 0 | 1 | Off Peak | 0 | 1 | Off Peak | 0 | 0 | 1 | Super Off Peak | 0 | 1 | 0 | Off Peak | 0 | 1 | 0 | Off Peak
2020-05-10 | 24 | 5 | 1 | 1 | 1 | 0 | 1.4333 |  | 0 | 1 | 0 | Off Peak | 0 | 0 | 1 | Off Peak | 0 | 1 | Off Peak | 0 | 1 | Off Peak | 0 | 0 | 1 | Super Off Peak | 0 | 1 | 0 | Off Peak | 0 | 1 | 0 | Off Peak
2020-05-11 | 1 | 5 | 1 | 0 | 0 | 0 | 1.2265 |  | 0 | 0 | 1 | Super Off Peak | 0 | 0 | 1 | Off Peak | 0 | 1 | Off Peak | 0 | 1 | Off Peak | 0 | 0 | 1 | Super Off Peak | 0 | 0 | 1 | Super Off Peak | 0 | 0 | 1 | Super Off Peak
2020-05-11 | 2 | 5 | 1 | 0 | 0 | 0 | 1.1892 |  | 0 | 0 | 1 | Super Off Peak | 0 | 0 | 1 | Off Peak | 0 | 1 | Off Peak | 0 | 1 | Off Peak | 0 | 0 | 1 | Super Off Peak | 0 | 0 | 1 | Super Off Peak | 0 | 0 | 1 | Super Off Peak
2020-05-11 | 3 | 5 | 1 | 0 | 0 | 0 | 1.093 |  | 0 | 0 | 1 | Super Off Peak | 0 | 0 | 1 | Off Peak | 0 | 1 | Off Peak | 0 | 1 | Off Peak | 0 | 0 | 1 | Super Off Peak | 0 | 0 | 1 | Super Off Peak | 0 | 0 | 1 | Super Off Peak
2020-05-11 | 4 | 5 | 1 | 0 | 0 | 0 | 1.0495 |  | 0 | 0 | 1 | Super Off Peak | 0 | 0 | 1 | Off Peak | 0 | 1 | Off Peak | 0 | 1 | Off Peak | 0 | 0 | 1 | Super Off Peak | 0 | 0 | 1 | Super Off Peak | 0 | 0 | 1 | Super Off Peak
2020-05-11 | 5 | 5 | 1 | 0 | 0 | 0 | 1.028 |  | 0 | 0 | 1 | Super Off Peak | 0 | 0 | 1 | Off Peak | 0 | 1 | Off Peak | 0 | 1 | Off Peak | 0 | 0 | 1 | Super Off Peak | 0 | 0 | 1 | Super Off Peak | 0 | 0 | 1 | Super Off Peak
2020-05-11 | 6 | 5 | 1 | 0 | 0 | 0 | 1.0427 |  | 0 | 0 | 1 | Super Off Peak | 0 | 0 | 1 | Off Peak | 0 | 1 | Off Peak | 0 | 1 | Off Peak | 0 | 0 | 1 | Super Off Peak | 0 | 1 | 0 | Off Peak | 0 | 1 | 0 | Off Peak
2020-05-11 | 7 | 5 | 1 | 0 | 0 | 0 | 2.1213 |  | 0 | 1 | 0 | Off Peak | 0 | 1 | 0 | Semi Peak | 0 | 1 | Off Peak | 0 | 1 | Off Peak | 0 | 1 | 0 | Off Peak | 0 | 1 | 0 | Off Peak | 0 | 1 | 0 | Off Peak
2020-05-11 | 8 | 5 | 1 | 0 | 0 | 0 | 1.5608 |  | 0 | 1 | 0 | Off Peak | 0 | 1 | 0 | Semi Peak | 0 | 1 | Off Peak | 0 | 1 | Off Peak | 0 | 1 | 0 | Off Peak | 0 | 1 | 0 | Off Peak | 0 | 1 | 0 | Off Peak
2020-05-11 | 9 | 5 | 1 | 0 | 0 | 0 | 0.99405 |  | 0 | 1 | 0 | Off Peak | 0 | 1 | 0 | Semi Peak | 0 | 1 | Off Peak | 0 | 1 | Off Peak | 0 | 1 | 0 | Off Peak | 0 | 1 | 0 | Off Peak | 0 | 1 | 0 | Off Peak
2020-05-11 | 10 | 5 | 1 | 0 | 0 | 0 | 0.53987 |  | 0 | 1 | 0 | Off Peak | 0 | 1 | 0 | Semi Peak | 0 | 1 | Off Peak | 0 | 1 | Off Peak | 0 | 1 | 0 | Off Peak | 0 | 1 | 0 | Off Peak | 0 | 1 | 0 | Off Peak
2020-05-11 | 11 | 5 | 1 | 0 | 0 | 0 | 0.1521 |  | 0 | 1 | 0 | Off Peak | 0 | 1 | 0 | Semi Peak | 0 | 1 | Off Peak | 0 | 1 | Off Peak | 0 | 1 | 0 | Off Peak | 0 | 1 | 0 | Off Peak | 0 | 1 | 0 | Off Peak
2020-05-11 | 12 | 5 | 1 | 0 | 0 | 0 | -0.12435 |  | 0 | 1 | 0 | Off Peak | 1 | 0 | 0 | On Peak | 0 | 1 | Off Peak | 0 | 1 | Off Peak | 1 | 0 | 0 | On Peak | 0 | 1 | 0 | Off Peak | 0 | 1 | 0 | Off Peak
2020-05-11 | 13 | 5 | 1 | 0 | 0 | 0 | -0.30844 |  | 0 | 1 | 0 | Off Peak | 1 | 0 | 0 | On Peak | 0 | 1 | Off Peak | 1 | 0 | On Peak | 1 | 0 | 0 | On Peak | 1 | 0 | 0 | On Peak | 1 | 0 | 0 | On Peak
2020-05-11 | 14 | 5 | 1 | 0 | 0 | 0 | -0.36191 |  | 0 | 1 | 0 | Off Peak | 1 | 0 | 0 | On Peak | 0 | 1 | Off Peak | 1 | 0 | On Peak | 1 | 0 | 0 | On Peak | 1 | 0 | 0 | On Peak | 1 | 0 | 0 | On Peak
2020-05-11 | 15 | 5 | 1 | 0 | 0 | 0 | -0.34012 |  | 0 | 1 | 0 | Off Peak | 1 | 0 | 0 | On Peak | 0 | 1 | Off Peak | 1 | 0 | On Peak | 1 | 0 | 0 | On Peak | 1 | 0 | 0 | On Peak | 1 | 0 | 0 | On Peak
2020-05-11 | 16 | 5 | 1 | 0 | 0 | 0 | -0.08401 |  | 0 | 1 | 0 | Off Peak | 1 | 0 | 0 | On Peak | 0 | 1 | Off Peak | 1 | 0 | On Peak | 1 | 0 | 0 | On Peak | 1 | 0 | 0 | On Peak | 1 | 0 | 0 | On Peak
2020-05-11 | 17 | 5 | 1 | 0 | 0 | 0 | 0.43033 |  | 1 | 0 | 0 | On Peak | 1 | 0 | 0 | On Peak | 1 | 0 | On Peak | 1 | 0 | On Peak | 1 | 0 | 0 | On Peak | 1 | 0 | 0 | On Peak | 1 | 0 | 0 | On Peak
2020-05-11 | 18 | 5 | 1 | 0 | 0 | 0 | 1.2505 |  | 1 | 0 | 0 | On Peak | 1 | 0 | 0 | On Peak | 1 | 0 | On Peak | 1 | 0 | On Peak | 1 | 0 | 0 | On Peak | 1 | 0 | 0 | On Peak | 1 | 0 | 0 | On Peak
2020-05-11 | 19 | 5 | 1 | 0 | 0 | 0 | 2.6508 |  | 1 | 0 | 0 | On Peak | 0 | 1 | 0 | Semi Peak | 1 | 0 | On Peak | 0 | 1 | Off Peak | 0 | 1 | 0 | Off Peak | 1 | 0 | 0 | On Peak | 0 | 1 | 0 | Off Peak
2020-05-11 | 20 | 5 | 1 | 0 | 0 | 0 | 3.5585 |  | 1 | 0 | 0 | On Peak | 0 | 1 | 0 | Semi Peak | 1 | 0 | On Peak | 0 | 1 | Off Peak | 0 | 1 | 0 | Off Peak | 1 | 0 | 0 | On Peak | 0 | 1 | 0 | Off Peak
2020-05-11 | 21 | 5 | 1 | 0 | 0 | 0 | 3.9193 |  | 1 | 0 | 0 | On Peak | 0 | 1 | 0 | Semi Peak | 1 | 0 | On Peak | 0 | 1 | Off Peak | 0 | 1 | 0 | Off Peak | 0 | 1 | 0 | Off Peak | 0 | 1 | 0 | Off Peak
2020-05-11 | 22 | 5 | 1 | 0 | 0 | 0 | 4.128 |  | 0 | 1 | 0 | Off Peak | 0 | 1 | 0 | Semi Peak | 0 | 1 | Off Peak | 0 | 1 | Off Peak | 0 | 1 | 0 | Off Peak | 0 | 1 | 0 | Off Peak | 0 | 1 | 0 | Off Peak
2020-05-11 | 23 | 5 | 1 | 0 | 0 | 0 | 1.8796 |  | 0 | 1 | 0 | Off Peak | 0 | 0 | 1 | Off Peak | 0 | 1 | Off Peak | 0 | 1 | Off Peak | 0 | 0 | 1 | Super Off Peak | 0 | 1 | 0 | Off Peak | 0 | 1 | 0 | Off Peak
2020-05-11 | 24 | 5 | 1 | 0 | 0 | 0 | 1.5998 |  | 0 | 1 | 0 | Off Peak | 0 | 0 | 1 | Off Peak | 0 | 1 | Off Peak | 0 | 1 | Off Peak | 0 | 0 | 1 | Super Off Peak | 0 | 1 | 0 | Off Peak | 0 | 1 | 0 | Off Peak
2020-05-12 | 1 | 5 | 1 | 0 | 0 | 0 | 1.3213 |  | 0 | 0 | 1 | Super Off Peak | 0 | 0 | 1 | Off Peak | 0 | 1 | Off Peak | 0 | 1 | Off Peak | 0 | 0 | 1 | Super Off Peak | 0 | 0 | 1 | Super Off Peak | 0 | 0 | 1 | Super Off Peak
2020-05-12 | 2 | 5 | 1 | 0 | 0 | 0 | 1.1777 |  | 0 | 0 | 1 | Super Off Peak | 0 | 0 | 1 | Off Peak | 0 | 1 | Off Peak | 0 | 1 | Off Peak | 0 | 0 | 1 | Super Off Peak | 0 | 0 | 1 | Super Off Peak | 0 | 0 | 1 | Super Off Peak
2020-05-12 | 3 | 5 | 1 | 0 | 0 | 0 | 1.0689 |  | 0 | 0 | 1 | Super Off Peak | 0 | 0 | 1 | Off Peak | 0 | 1 | Off Peak | 0 | 1 | Off Peak | 0 | 0 | 1 | Super Off Peak | 0 | 0 | 1 | Super Off Peak | 0 | 0 | 1 | Super Off Peak
2020-05-12 | 4 | 5 | 1 | 0 | 0 | 0 | 1.0254 |  | 0 | 0 | 1 | Super Off Peak | 0 | 0 | 1 | Off Peak | 0 | 1 | Off Peak | 0 | 1 | Off Peak | 0 | 0 | 1 | Super Off Peak | 0 | 0 | 1 | Super Off Peak | 0 | 0 | 1 | Super Off Peak
2020-05-12 | 5 | 5 | 1 | 0 | 0 | 0 | 1.0052 |  | 0 | 0 | 1 | Super Off Peak | 0 | 0 | 1 | Off Peak | 0 | 1 | Off Peak | 0 | 1 | Off Peak | 0 | 0 | 1 | Super Off Peak | 0 | 0 | 1 | Super Off Peak | 0 | 0 | 1 | Super Off Peak
2020-05-12 | 6 | 5 | 1 | 0 | 0 | 0 | 1.0179 |  | 0 | 0 | 1 | Super Off Peak | 0 | 0 | 1 | Off Peak | 0 | 1 | Off Peak | 0 | 1 | Off Peak | 0 | 0 | 1 | Super Off Peak | 0 | 1 | 0 | Off Peak | 0 | 1 | 0 | Off Peak
2020-05-12 | 7 | 5 | 1 | 0 | 0 | 0 | 2.0464 |  | 0 | 1 | 0 | Off Peak | 0 | 1 | 0 | Semi Peak | 0 | 1 | Off Peak | 0 | 1 | Off Peak | 0 | 1 | 0 | Off Peak | 0 | 1 | 0 | Off Peak | 0 | 1 | 0 | Off Peak
2020-05-12 | 8 | 5 | 1 | 0 | 0 | 0 | 1.4269 |  | 0 | 1 | 0 | Off Peak | 0 | 1 | 0 | Semi Peak | 0 | 1 | Off Peak | 0 | 1 | Off Peak | 0 | 1 | 0 | Off Peak | 0 | 1 | 0 | Off Peak | 0 | 1 | 0 | Off Peak
2020-05-12 | 9 | 5 | 1 | 0 | 0 | 0 | 0.80705 |  | 0 | 1 | 0 | Off Peak | 0 | 1 | 0 | Semi Peak | 0 | 1 | Off Peak | 0 | 1 | Off Peak | 0 | 1 | 0 | Off Peak | 0 | 1 | 0 | Off Peak | 0 | 1 | 0 | Off Peak
2020-05-12 | 10 | 5 | 1 | 0 | 0 | 0 | 0.39225 |  | 0 | 1 | 0 | Off Peak | 0 | 1 | 0 | Semi Peak | 0 | 1 | Off Peak | 0 | 1 | Off Peak | 0 | 1 | 0 | Off Peak | 0 | 1 | 0 | Off Peak | 0 | 1 | 0 | Off Peak
2020-05-12 | 11 | 5 | 1 | 0 | 0 | 0 | 0.0094364 |  | 0 | 1 | 0 | Off Peak | 0 | 1 | 0 | Semi Peak | 0 | 1 | Off Peak | 0 | 1 | Off Peak | 0 | 1 | 0 | Off Peak | 0 | 1 | 0 | Off Peak | 0 | 1 | 0 | Off Peak
2020-05-12 | 12 | 5 | 1 | 0 | 0 | 0 | -0.23162 |  | 0 | 1 | 0 | Off Peak | 1 | 0 | 0 | On Peak | 0 | 1 | Off Peak | 0 | 1 | Off Peak | 1 | 0 | 0 | On Peak | 0 | 1 | 0 | Off Peak | 0 | 1 | 0 | Off Peak
2020-05-12 | 13 | 5 | 1 | 0 | 0 | 0 | -0.41168 |  | 0 | 1 | 0 | Off Peak | 1 | 0 | 0 | On Peak | 0 | 1 | Off Peak | 1 | 0 | On Peak | 1 | 0 | 0 | On Peak | 1 | 0 | 0 | On Peak | 1 | 0 | 0 | On Peak
2020-05-12 | 14 | 5 | 1 | 0 | 0 | 0 | -0.46026 |  | 0 | 1 | 0 | Off Peak | 1 | 0 | 0 | On Peak | 0 | 1 | Off Peak | 1 | 0 | On Peak | 1 | 0 | 0 | On Peak | 1 | 0 | 0 | On Peak | 1 | 0 | 0 | On Peak
2020-05-12 | 15 | 5 | 1 | 0 | 0 | 0 | -0.44896 |  | 0 | 1 | 0 | Off Peak | 1 | 0 | 0 | On Peak | 0 | 1 | Off Peak | 1 | 0 | On Peak | 1 | 0 | 0 | On Peak | 1 | 0 | 0 | On Peak | 1 | 0 | 0 | On Peak
2020-05-12 | 16 | 5 | 1 | 0 | 0 | 0 | -0.15138 |  | 0 | 1 | 0 | Off Peak | 1 | 0 | 0 | On Peak | 0 | 1 | Off Peak | 1 | 0 | On Peak | 1 | 0 | 0 | On Peak | 1 | 0 | 0 | On Peak | 1 | 0 | 0 | On Peak
2020-05-12 | 17 | 5 | 1 | 0 | 0 | 0 | 0.40394 |  | 1 | 0 | 0 | On Peak | 1 | 0 | 0 | On Peak | 1 | 0 | On Peak | 1 | 0 | On Peak | 1 | 0 | 0 | On Peak | 1 | 0 | 0 | On Peak | 1 | 0 | 0 | On Peak
2020-05-12 | 18 | 5 | 1 | 0 | 0 | 0 | 1.2303 |  | 1 | 0 | 0 | On Peak | 1 | 0 | 0 | On Peak | 1 | 0 | On Peak | 1 | 0 | On Peak | 1 | 0 | 0 | On Peak | 1 | 0 | 0 | On Peak | 1 | 0 | 0 | On Peak
2020-05-12 | 19 | 5 | 1 | 0 | 0 | 0 | 2.6491 |  | 1 | 0 | 0 | On Peak | 0 | 1 | 0 | Semi Peak | 1 | 0 | On Peak | 0 | 1 | Off Peak | 0 | 1 | 0 | Off Peak | 1 | 0 | 0 | On Peak | 0 | 1 | 0 | Off Peak
2020-05-12 | 20 | 5 | 1 | 0 | 0 | 0 | 3.5926 |  | 1 | 0 | 0 | On Peak | 0 | 1 | 0 | Semi Peak | 1 | 0 | On Peak | 0 | 1 | Off Peak | 0 | 1 | 0 | Off Peak | 1 | 0 | 0 | On Peak | 0 | 1 | 0 | Off Peak
2020-05-12 | 21 | 5 | 1 | 0 | 0 | 0 | 3.9545 |  | 1 | 0 | 0 | On Peak | 0 | 1 | 0 | Semi Peak | 1 | 0 | On Peak | 0 | 1 | Off Peak | 0 | 1 | 0 | Off Peak | 0 | 1 | 0 | Off Peak | 0 | 1 | 0 | Off Peak
2020-05-12 | 22 | 5 | 1 | 0 | 0 | 0 | 4.1456 |  | 0 | 1 | 0 | Off Peak | 0 | 1 | 0 | Semi Peak | 0 | 1 | Off Peak | 0 | 1 | Off Peak | 0 | 1 | 0 | Off Peak | 0 | 1 | 0 | Off Peak | 0 | 1 | 0 | Off Peak
2020-05-12 | 23 | 5 | 1 | 0 | 0 | 0 | 1.8878 |  | 0 | 1 | 0 | Off Peak | 0 | 0 | 1 | Off Peak | 0 | 1 | Off Peak | 0 | 1 | Off Peak | 0 | 0 | 1 | Super Off Peak | 0 | 1 | 0 | Off Peak | 0 | 1 | 0 | Off Peak
2020-05-12 | 24 | 5 | 1 | 0 | 0 | 0 | 1.604 |  | 0 | 1 | 0 | Off Peak | 0 | 0 | 1 | Off Peak | 0 | 1 | Off Peak | 0 | 1 | Off Peak | 0 | 0 | 1 | Super Off Peak | 0 | 1 | 0 | Off Peak | 0 | 1 | 0 | Off Peak
2020-05-13 | 1 | 5 | 1 | 0 | 0 | 0 | 1.3203 |  | 0 | 0 | 1 | Super Off Peak | 0 | 0 | 1 | Off Peak | 0 | 1 | Off Peak | 0 | 1 | Off Peak | 0 | 0 | 1 | Super Off Peak | 0 | 0 | 1 | Super Off Peak | 0 | 0 | 1 | Super Off Peak
2020-05-13 | 2 | 5 | 1 | 0 | 0 | 0 | 1.1903 |  | 0 | 0 | 1 | Super Off Peak | 0 | 0 | 1 | Off Peak | 0 | 1 | Off Peak | 0 | 1 | Off Peak | 0 | 0 | 1 | Super Off Peak | 0 | 0 | 1 | Super Off Peak | 0 | 0 | 1 | Super Off Peak
2020-05-13 | 3 | 5 | 1 | 0 | 0 | 0 | 1.0573 |  | 0 | 0 | 1 | Super Off Peak | 0 | 0 | 1 | Off Peak | 0 | 1 | Off Peak | 0 | 1 | Off Peak | 0 | 0 | 1 | Super Off Peak | 0 | 0 | 1 | Super Off Peak | 0 | 0 | 1 | Super Off Peak
2020-05-13 | 4 | 5 | 1 | 0 | 0 | 0 | 1.0189 |  | 0 | 0 | 1 | Super Off Peak | 0 | 0 | 1 | Off Peak | 0 | 1 | Off Peak | 0 | 1 | Off Peak | 0 | 0 | 1 | Super Off Peak | 0 | 0 | 1 | Super Off Peak | 0 | 0 | 1 | Super Off Peak
2020-05-13 | 5 | 5 | 1 | 0 | 0 | 0 | 1.0008 |  | 0 | 0 | 1 | Super Off Peak | 0 | 0 | 1 | Off Peak | 0 | 1 | Off Peak | 0 | 1 | Off Peak | 0 | 0 | 1 | Super Off Peak | 0 | 0 | 1 | Super Off Peak | 0 | 0 | 1 | Super Off Peak
2020-05-13 | 6 | 5 | 1 | 0 | 0 | 0 | 1.0172 |  | 0 | 0 | 1 | Super Off Peak | 0 | 0 | 1 | Off Peak | 0 | 1 | Off Peak | 0 | 1 | Off Peak | 0 | 0 | 1 | Super Off Peak | 0 | 1 | 0 | Off Peak | 0 | 1 | 0 | Off Peak
2020-05-13 | 7 | 5 | 1 | 0 | 0 | 0 | 2.0676 |  | 0 | 1 | 0 | Off Peak | 0 | 1 | 0 | Semi Peak | 0 | 1 | Off Peak | 0 | 1 | Off Peak | 0 | 1 | 0 | Off Peak | 0 | 1 | 0 | Off Peak | 0 | 1 | 0 | Off Peak
2020-05-13 | 8 | 5 | 1 | 0 | 0 | 0 | 1.4798 |  | 0 | 1 | 0 | Off Peak | 0 | 1 | 0 | Semi Peak | 0 | 1 | Off Peak | 0 | 1 | Off Peak | 0 | 1 | 0 | Off Peak | 0 | 1 | 0 | Off Peak | 0 | 1 | 0 | Off Peak
2020-05-13 | 9 | 5 | 1 | 0 | 0 | 0 | 0.92254 |  | 0 | 1 | 0 | Off Peak | 0 | 1 | 0 | Semi Peak | 0 | 1 | Off Peak | 0 | 1 | Off Peak | 0 | 1 | 0 | Off Peak | 0 | 1 | 0 | Off Peak | 0 | 1 | 0 | Off Peak
2020-05-13 | 10 | 5 | 1 | 0 | 0 | 0 | 0.50157 |  | 0 | 1 | 0 | Off Peak | 0 | 1 | 0 | Semi Peak | 0 | 1 | Off Peak | 0 | 1 | Off Peak | 0 | 1 | 0 | Off Peak | 0 | 1 | 0 | Off Peak | 0 | 1 | 0 | Off Peak
2020-05-13 | 11 | 5 | 1 | 0 | 0 | 0 | 0.13239 |  | 0 | 1 | 0 | Off Peak | 0 | 1 | 0 | Semi Peak | 0 | 1 | Off Peak | 0 | 1 | Off Peak | 0 | 1 | 0 | Off Peak | 0 | 1 | 0 | Off Peak | 0 | 1 | 0 | Off Peak
2020-05-13 | 12 | 5 | 1 | 0 | 0 | 0 | -0.11649 |  | 0 | 1 | 0 | Off Peak | 1 | 0 | 0 | On Peak | 0 | 1 | Off Peak | 0 | 1 | Off Peak | 1 | 0 | 0 | On Peak | 0 | 1 | 0 | Off Peak | 0 | 1 | 0 | Off Peak
2020-05-13 | 13 | 5 | 1 | 0 | 0 | 0 | -0.29225 |  | 0 | 1 | 0 | Off Peak | 1 | 0 | 0 | On Peak | 0 | 1 | Off Peak | 1 | 0 | On Peak | 1 | 0 | 0 | On Peak | 1 | 0 | 0 | On Peak | 1 | 0 | 0 | On Peak
2020-05-13 | 14 | 5 | 1 | 0 | 0 | 0 | -0.32634 |  | 0 | 1 | 0 | Off Peak | 1 | 0 | 0 | On Peak | 0 | 1 | Off Peak | 1 | 0 | On Peak | 1 | 0 | 0 | On Peak | 1 | 0 | 0 | On Peak | 1 | 0 | 0 | On Peak
2020-05-13 | 15 | 5 | 1 | 0 | 0 | 0 | -0.30125 |  | 0 | 1 | 0 | Off Peak | 1 | 0 | 0 | On Peak | 0 | 1 | Off Peak | 1 | 0 | On Peak | 1 | 0 | 0 | On Peak | 1 | 0 | 0 | On Peak | 1 | 0 | 0 | On Peak
2020-05-13 | 16 | 5 | 1 | 0 | 0 | 0 | -0.0015436 |  | 0 | 1 | 0 | Off Peak | 1 | 0 | 0 | On Peak | 0 | 1 | Off Peak | 1 | 0 | On Peak | 1 | 0 | 0 | On Peak | 1 | 0 | 0 | On Peak | 1 | 0 | 0 | On Peak
2020-05-13 | 17 | 5 | 1 | 0 | 0 | 0 | 0.5692 |  | 1 | 0 | 0 | On Peak | 1 | 0 | 0 | On Peak | 1 | 0 | On Peak | 1 | 0 | On Peak | 1 | 0 | 0 | On Peak | 1 | 0 | 0 | On Peak | 1 | 0 | 0 | On Peak
2020-05-13 | 18 | 5 | 1 | 0 | 0 | 0 | 1.4252 |  | 1 | 0 | 0 | On Peak | 1 | 0 | 0 | On Peak | 1 | 0 | On Peak | 1 | 0 | On Peak | 1 | 0 | 0 | On Peak | 1 | 0 | 0 | On Peak | 1 | 0 | 0 | On Peak
2020-05-13 | 19 | 5 | 1 | 0 | 0 | 0 | 2.8211 |  | 1 | 0 | 0 | On Peak | 0 | 1 | 0 | Semi Peak | 1 | 0 | On Peak | 0 | 1 | Off Peak | 0 | 1 | 0 | Off Peak | 1 | 0 | 0 | On Peak | 0 | 1 | 0 | Off Peak
2020-05-13 | 20 | 5 | 1 | 0 | 0 | 0 | 3.7034 |  | 1 | 0 | 0 | On Peak | 0 | 1 | 0 | Semi Peak | 1 | 0 | On Peak | 0 | 1 | Off Peak | 0 | 1 | 0 | Off Peak | 1 | 0 | 0 | On Peak | 0 | 1 | 0 | Off Peak
2020-05-13 | 21 | 5 | 1 | 0 | 0 | 0 | 4.0323 |  | 1 | 0 | 0 | On Peak | 0 | 1 | 0 | Semi Peak | 1 | 0 | On Peak | 0 | 1 | Off Peak | 0 | 1 | 0 | Off Peak | 0 | 1 | 0 | Off Peak | 0 | 1 | 0 | Off Peak
2020-05-13 | 22 | 5 | 1 | 0 | 0 | 0 | 4.2583 |  | 0 | 1 | 0 | Off Peak | 0 | 1 | 0 | Semi Peak | 0 | 1 | Off Peak | 0 | 1 | Off Peak | 0 | 1 | 0 | Off Peak | 0 | 1 | 0 | Off Peak | 0 | 1 | 0 | Off Peak
2020-05-13 | 23 | 5 | 1 | 0 | 0 | 0 | 1.9314 |  | 0 | 1 | 0 | Off Peak | 0 | 0 | 1 | Off Peak | 0 | 1 | Off Peak | 0 | 1 | Off Peak | 0 | 0 | 1 | Super Off Peak | 0 | 1 | 0 | Off Peak | 0 | 1 | 0 | Off Peak
2020-05-13 | 24 | 5 | 1 | 0 | 0 | 0 | 1.6411 |  | 0 | 1 | 0 | Off Peak | 0 | 0 | 1 | Off Peak | 0 | 1 | Off Peak | 0 | 1 | Off Peak | 0 | 0 | 1 | Super Off Peak | 0 | 1 | 0 | Off Peak | 0 | 1 | 0 | Off Peak
2020-05-14 | 1 | 5 | 1 | 0 | 0 | 0 | 1.3333 |  | 0 | 0 | 1 | Super Off Peak | 0 | 0 | 1 | Off Peak | 0 | 1 | Off Peak | 0 | 1 | Off Peak | 0 | 0 | 1 | Super Off Peak | 0 | 0 | 1 | Super Off Peak | 0 | 0 | 1 | Super Off Peak
2020-05-14 | 2 | 5 | 1 | 0 | 0 | 0 | 1.1384 |  | 0 | 0 | 1 | Super Off Peak | 0 | 0 | 1 | Off Peak | 0 | 1 | Off Peak | 0 | 1 | Off Peak | 0 | 0 | 1 | Super Off Peak | 0 | 0 | 1 | Super Off Peak | 0 | 0 | 1 | Super Off Peak
2020-05-14 | 3 | 5 | 1 | 0 | 0 | 0 | 1.0596 |  | 0 | 0 | 1 | Super Off Peak | 0 | 0 | 1 | Off Peak | 0 | 1 | Off Peak | 0 | 1 | Off Peak | 0 | 0 | 1 | Super Off Peak | 0 | 0 | 1 | Super Off Peak | 0 | 0 | 1 | Super Off Peak
2020-05-14 | 4 | 5 | 1 | 0 | 0 | 0 | 1.0199 |  | 0 | 0 | 1 | Super Off Peak | 0 | 0 | 1 | Off Peak | 0 | 1 | Off Peak | 0 | 1 | Off Peak | 0 | 0 | 1 | Super Off Peak | 0 | 0 | 1 | Super Off Peak | 0 | 0 | 1 | Super Off Peak
2020-05-14 | 5 | 5 | 1 | 0 | 0 | 0 | 0.99821 |  | 0 | 0 | 1 | Super Off Peak | 0 | 0 | 1 | Off Peak | 0 | 1 | Off Peak | 0 | 1 | Off Peak | 0 | 0 | 1 | Super Off Peak | 0 | 0 | 1 | Super Off Peak | 0 | 0 | 1 | Super Off Peak
2020-05-14 | 6 | 5 | 1 | 0 | 0 | 0 | 1.0034 |  | 0 | 0 | 1 | Super Off Peak | 0 | 0 | 1 | Off Peak | 0 | 1 | Off Peak | 0 | 1 | Off Peak | 0 | 0 | 1 | Super Off Peak | 0 | 1 | 0 | Off Peak | 0 | 1 | 0 | Off Peak
2020-05-14 | 7 | 5 | 1 | 0 | 0 | 0 | 1.9595 |  | 0 | 1 | 0 | Off Peak | 0 | 1 | 0 | Semi Peak | 0 | 1 | Off Peak | 0 | 1 | Off Peak | 0 | 1 | 0 | Off Peak | 0 | 1 | 0 | Off Peak | 0 | 1 | 0 | Off Peak
2020-05-14 | 8 | 5 | 1 | 0 | 0 | 0 | 1.2405 |  | 0 | 1 | 0 | Off Peak | 0 | 1 | 0 | Semi Peak | 0 | 1 | Off Peak | 0 | 1 | Off Peak | 0 | 1 | 0 | Off Peak | 0 | 1 | 0 | Off Peak | 0 | 1 | 0 | Off Peak
2020-05-14 | 9 | 5 | 1 | 0 | 0 | 0 | 0.57346 |  | 0 | 1 | 0 | Off Peak | 0 | 1 | 0 | Semi Peak | 0 | 1 | Off Peak | 0 | 1 | Off Peak | 0 | 1 | 0 | Off Peak | 0 | 1 | 0 | Off Peak | 0 | 1 | 0 | Off Peak
2020-05-14 | 10 | 5 | 1 | 0 | 0 | 0 | 0.098153 |  | 0 | 1 | 0 | Off Peak | 0 | 1 | 0 | Semi Peak | 0 | 1 | Off Peak | 0 | 1 | Off Peak | 0 | 1 | 0 | Off Peak | 0 | 1 | 0 | Off Peak | 0 | 1 | 0 | Off Peak
2020-05-14 | 11 | 5 | 1 | 0 | 0 | 0 | -0.32257 |  | 0 | 1 | 0 | Off Peak | 0 | 1 | 0 | Semi Peak | 0 | 1 | Off Peak | 0 | 1 | Off Peak | 0 | 1 | 0 | Off Peak | 0 | 1 | 0 | Off Peak | 0 | 1 | 0 | Off Peak
2020-05-14 | 12 | 5 | 1 | 0 | 0 | 0 | -0.57876 |  | 0 | 1 | 0 | Off Peak | 1 | 0 | 0 | On Peak | 0 | 1 | Off Peak | 0 | 1 | Off Peak | 1 | 0 | 0 | On Peak | 0 | 1 | 0 | Off Peak | 0 | 1 | 0 | Off Peak
2020-05-14 | 13 | 5 | 1 | 0 | 0 | 0 | -0.82708 |  | 0 | 1 | 0 | Off Peak | 1 | 0 | 0 | On Peak | 0 | 1 | Off Peak | 1 | 0 | On Peak | 1 | 0 | 0 | On Peak | 1 | 0 | 0 | On Peak | 1 | 0 | 0 | On Peak
2020-05-14 | 14 | 5 | 1 | 0 | 0 | 0 | -0.93063 |  | 0 | 1 | 0 | Off Peak | 1 | 0 | 0 | On Peak | 0 | 1 | Off Peak | 1 | 0 | On Peak | 1 | 0 | 0 | On Peak | 1 | 0 | 0 | On Peak | 1 | 0 | 0 | On Peak
2020-05-14 | 15 | 5 | 1 | 0 | 0 | 0 | -0.97915 |  | 0 | 1 | 0 | Off Peak | 1 | 0 | 0 | On Peak | 0 | 1 | Off Peak | 1 | 0 | On Peak | 1 | 0 | 0 | On Peak | 1 | 0 | 0 | On Peak | 1 | 0 | 0 | On Peak
2020-05-14 | 16 | 5 | 1 | 0 | 0 | 0 | -0.72565 |  | 0 | 1 | 0 | Off Peak | 1 | 0 | 0 | On Peak | 0 | 1 | Off Peak | 1 | 0 | On Peak | 1 | 0 | 0 | On Peak | 1 | 0 | 0 | On Peak | 1 | 0 | 0 | On Peak
2020-05-14 | 17 | 5 | 1 | 0 | 0 | 0 | -0.1881 |  | 1 | 0 | 0 | On Peak | 1 | 0 | 0 | On Peak | 1 | 0 | On Peak | 1 | 0 | On Peak | 1 | 0 | 0 | On Peak | 1 | 0 | 0 | On Peak | 1 | 0 | 0 | On Peak
2020-05-14 | 18 | 5 | 1 | 0 | 0 | 0 | 0.58411 |  | 1 | 0 | 0 | On Peak | 1 | 0 | 0 | On Peak | 1 | 0 | On Peak | 1 | 0 | On Peak | 1 | 0 | 0 | On Peak | 1 | 0 | 0 | On Peak | 1 | 0 | 0 | On Peak
2020-05-14 | 19 | 5 | 1 | 0 | 0 | 0 | 1.967 |  | 1 | 0 | 0 | On Peak | 0 | 1 | 0 | Semi Peak | 1 | 0 | On Peak | 0 | 1 | Off Peak | 0 | 1 | 0 | Off Peak | 1 | 0 | 0 | On Peak | 0 | 1 | 0 | Off Peak
2020-05-14 | 20 | 5 | 1 | 0 | 0 | 0 | 2.9589 |  | 1 | 0 | 0 | On Peak | 0 | 1 | 0 | Semi Peak | 1 | 0 | On Peak | 0 | 1 | Off Peak | 0 | 1 | 0 | Off Peak | 1 | 0 | 0 | On Peak | 0 | 1 | 0 | Off Peak
2020-05-14 | 21 | 5 | 1 | 0 | 0 | 0 | 3.4027 |  | 1 | 0 | 0 | On Peak | 0 | 1 | 0 | Semi Peak | 1 | 0 | On Peak | 0 | 1 | Off Peak | 0 | 1 | 0 | Off Peak | 0 | 1 | 0 | Off Peak | 0 | 1 | 0 | Off Peak
2020-05-14 | 22 | 5 | 1 | 0 | 0 | 0 | 3.7006 |  | 0 | 1 | 0 | Off Peak | 0 | 1 | 0 | Semi Peak | 0 | 1 | Off Peak | 0 | 1 | Off Peak | 0 | 1 | 0 | Off Peak | 0 | 1 | 0 | Off Peak | 0 | 1 | 0 | Off Peak
2020-05-14 | 23 | 5 | 1 | 0 | 0 | 0 | 1.7079 |  | 0 | 1 | 0 | Off Peak | 0 | 0 | 1 | Off Peak | 0 | 1 | Off Peak | 0 | 1 | Off Peak | 0 | 0 | 1 | Super Off Peak | 0 | 1 | 0 | Off Peak | 0 | 1 | 0 | Off Peak
2020-05-14 | 24 | 5 | 1 | 0 | 0 | 0 | 1.4843 |  | 0 | 1 | 0 | Off Peak | 0 | 0 | 1 | Off Peak | 0 | 1 | Off Peak | 0 | 1 | Off Peak | 0 | 0 | 1 | Super Off Peak | 0 | 1 | 0 | Off Peak | 0 | 1 | 0 | Off Peak
2020-05-15 | 1 | 5 | 1 | 0 | 0 | 0 | 1.2588 |  | 0 | 0 | 1 | Super Off Peak | 0 | 0 | 1 | Off Peak | 0 | 1 | Off Peak | 0 | 1 | Off Peak | 0 | 0 | 1 | Super Off Peak | 0 | 0 | 1 | Super Off Peak | 0 | 0 | 1 | Super Off Peak
2020-05-15 | 2 | 5 | 1 | 0 | 0 | 0 | 1.1825 |  | 0 | 0 | 1 | Super Off Peak | 0 | 0 | 1 | Off Peak | 0 | 1 | Off Peak | 0 | 1 | Off Peak | 0 | 0 | 1 | Super Off Peak | 0 | 0 | 1 | Super Off Peak | 0 | 0 | 1 | Super Off Peak
2020-05-15 | 3 | 5 | 1 | 0 | 0 | 0 | 1.0907 |  | 0 | 0 | 1 | Super Off Peak | 0 | 0 | 1 | Off Peak | 0 | 1 | Off Peak | 0 | 1 | Off Peak | 0 | 0 | 1 | Super Off Peak | 0 | 0 | 1 | Super Off Peak | 0 | 0 | 1 | Super Off Peak
2020-05-15 | 4 | 5 | 1 | 0 | 0 | 0 | 1.0455 |  | 0 | 0 | 1 | Super Off Peak | 0 | 0 | 1 | Off Peak | 0 | 1 | Off Peak | 0 | 1 | Off Peak | 0 | 0 | 1 | Super Off Peak | 0 | 0 | 1 | Super Off Peak | 0 | 0 | 1 | Super Off Peak
2020-05-15 | 5 | 5 | 1 | 0 | 0 | 0 | 1.0281 |  | 0 | 0 | 1 | Super Off Peak | 0 | 0 | 1 | Off Peak | 0 | 1 | Off Peak | 0 | 1 | Off Peak | 0 | 0 | 1 | Super Off Peak | 0 | 0 | 1 | Super Off Peak | 0 | 0 | 1 | Super Off Peak
2020-05-15 | 6 | 5 | 1 | 0 | 0 | 0 | 1.0409 |  | 0 | 0 | 1 | Super Off Peak | 0 | 0 | 1 | Off Peak | 0 | 1 | Off Peak | 0 | 1 | Off Peak | 0 | 0 | 1 | Super Off Peak | 0 | 1 | 0 | Off Peak | 0 | 1 | 0 | Off Peak
2020-05-15 | 7 | 5 | 1 | 0 | 0 | 0 | 2.1011 |  | 0 | 1 | 0 | Off Peak | 0 | 1 | 0 | Semi Peak | 0 | 1 | Off Peak | 0 | 1 | Off Peak | 0 | 1 | 0 | Off Peak | 0 | 1 | 0 | Off Peak | 0 | 1 | 0 | Off Peak
2020-05-15 | 8 | 5 | 1 | 0 | 0 | 0 | 1.4671 |  | 0 | 1 | 0 | Off Peak | 0 | 1 | 0 | Semi Peak | 0 | 1 | Off Peak | 0 | 1 | Off Peak | 0 | 1 | 0 | Off Peak | 0 | 1 | 0 | Off Peak | 0 | 1 | 0 | Off Peak
2020-05-15 | 9 | 5 | 1 | 0 | 0 | 0 | 0.87191 |  | 0 | 1 | 0 | Off Peak | 0 | 1 | 0 | Semi Peak | 0 | 1 | Off Peak | 0 | 1 | Off Peak | 0 | 1 | 0 | Off Peak | 0 | 1 | 0 | Off Peak | 0 | 1 | 0 | Off Peak
2020-05-15 | 10 | 5 | 1 | 0 | 0 | 0 | 0.52205 |  | 0 | 1 | 0 | Off Peak | 0 | 1 | 0 | Semi Peak | 0 | 1 | Off Peak | 0 | 1 | Off Peak | 0 | 1 | 0 | Off Peak | 0 | 1 | 0 | Off Peak | 0 | 1 | 0 | Off Peak
2020-05-15 | 11 | 5 | 1 | 0 | 0 | 0 | 0.15843 |  | 0 | 1 | 0 | Off Peak | 0 | 1 | 0 | Semi Peak | 0 | 1 | Off Peak | 0 | 1 | Off Peak | 0 | 1 | 0 | Off Peak | 0 | 1 | 0 | Off Peak | 0 | 1 | 0 | Off Peak
2020-05-15 | 12 | 5 | 1 | 0 | 0 | 0 | -0.10471 |  | 0 | 1 | 0 | Off Peak | 1 | 0 | 0 | On Peak | 0 | 1 | Off Peak | 0 | 1 | Off Peak | 1 | 0 | 0 | On Peak | 0 | 1 | 0 | Off Peak | 0 | 1 | 0 | Off Peak
2020-05-15 | 13 | 5 | 1 | 0 | 0 | 0 | -0.32067 |  | 0 | 1 | 0 | Off Peak | 1 | 0 | 0 | On Peak | 0 | 1 | Off Peak | 1 | 0 | On Peak | 1 | 0 | 0 | On Peak | 1 | 0 | 0 | On Peak | 1 | 0 | 0 | On Peak
2020-05-15 | 14 | 5 | 1 | 0 | 0 | 0 | -0.39883 |  | 0 | 1 | 0 | Off Peak | 1 | 0 | 0 | On Peak | 0 | 1 | Off Peak | 1 | 0 | On Peak | 1 | 0 | 0 | On Peak | 1 | 0 | 0 | On Peak | 1 | 0 | 0 | On Peak
2020-05-15 | 15 | 5 | 1 | 0 | 0 | 0 | -0.44321 |  | 0 | 1 | 0 | Off Peak | 1 | 0 | 0 | On Peak | 0 | 1 | Off Peak | 1 | 0 | On Peak | 1 | 0 | 0 | On Peak | 1 | 0 | 0 | On Peak | 1 | 0 | 0 | On Peak
2020-05-15 | 16 | 5 | 1 | 0 | 0 | 0 | -0.20637 |  | 0 | 1 | 0 | Off Peak | 1 | 0 | 0 | On Peak | 0 | 1 | Off Peak | 1 | 0 | On Peak | 1 | 0 | 0 | On Peak | 1 | 0 | 0 | On Peak | 1 | 0 | 0 | On Peak
2020-05-15 | 17 | 5 | 1 | 0 | 0 | 0 | 0.30449 |  | 1 | 0 | 0 | On Peak | 1 | 0 | 0 | On Peak | 1 | 0 | On Peak | 1 | 0 | On Peak | 1 | 0 | 0 | On Peak | 1 | 0 | 0 | On Peak | 1 | 0 | 0 | On Peak
2020-05-15 | 18 | 5 | 1 | 0 | 0 | 0 | 1.1112 |  | 1 | 0 | 0 | On Peak | 1 | 0 | 0 | On Peak | 1 | 0 | On Peak | 1 | 0 | On Peak | 1 | 0 | 0 | On Peak | 1 | 0 | 0 | On Peak | 1 | 0 | 0 | On Peak
2020-05-15 | 19 | 5 | 1 | 0 | 0 | 0 | 2.5004 |  | 1 | 0 | 0 | On Peak | 0 | 1 | 0 | Semi Peak | 1 | 0 | On Peak | 0 | 1 | Off Peak | 0 | 1 | 0 | Off Peak | 1 | 0 | 0 | On Peak | 0 | 1 | 0 | Off Peak
2020-05-15 | 20 | 5 | 1 | 0 | 0 | 0 | 3.4047 |  | 1 | 0 | 0 | On Peak | 0 | 1 | 0 | Semi Peak | 1 | 0 | On Peak | 0 | 1 | Off Peak | 0 | 1 | 0 | Off Peak | 1 | 0 | 0 | On Peak | 0 | 1 | 0 | Off Peak
2020-05-15 | 21 | 5 | 1 | 0 | 0 | 0 | 3.7383 |  | 1 | 0 | 0 | On Peak | 0 | 1 | 0 | Semi Peak | 1 | 0 | On Peak | 0 | 1 | Off Peak | 0 | 1 | 0 | Off Peak | 0 | 1 | 0 | Off Peak | 0 | 1 | 0 | Off Peak
2020-05-15 | 22 | 5 | 1 | 0 | 0 | 0 | 4.0216 |  | 0 | 1 | 0 | Off Peak | 0 | 1 | 0 | Semi Peak | 0 | 1 | Off Peak | 0 | 1 | Off Peak | 0 | 1 | 0 | Off Peak | 0 | 1 | 0 | Off Peak | 0 | 1 | 0 | Off Peak
2020-05-15 | 23 | 5 | 1 | 0 | 0 | 0 | 1.851 |  | 0 | 1 | 0 | Off Peak | 0 | 0 | 1 | Off Peak | 0 | 1 | Off Peak | 0 | 1 | Off Peak | 0 | 0 | 1 | Super Off Peak | 0 | 1 | 0 | Off Peak | 0 | 1 | 0 | Off Peak
2020-05-15 | 24 | 5 | 1 | 0 | 0 | 0 | 1.5969 |  | 0 | 1 | 0 | Off Peak | 0 | 0 | 1 | Off Peak | 0 | 1 | Off Peak | 0 | 1 | Off Peak | 0 | 0 | 1 | Super Off Peak | 0 | 1 | 0 | Off Peak | 0 | 1 | 0 | Off Peak
2020-05-16 | 1 | 5 | 1 | 1 | 0 | 0 | 1.3283 |  | 0 | 0 | 1 | Super Off Peak | 0 | 0 | 1 | Off Peak | 0 | 1 | Off Peak | 0 | 1 | Off Peak | 0 | 0 | 1 | Super Off Peak | 0 | 0 | 1 | Super Off Peak | 0 | 0 | 1 | Super Off Peak
2020-05-16 | 2 | 5 | 1 | 1 | 0 | 0 | 1.0987 |  | 0 | 0 | 1 | Super Off Peak | 0 | 0 | 1 | Off Peak | 0 | 1 | Off Peak | 0 | 1 | Off Peak | 0 | 0 | 1 | Super Off Peak | 0 | 0 | 1 | Super Off Peak | 0 | 0 | 1 | Super Off Peak
2020-05-16 | 3 | 5 | 1 | 1 | 0 | 0 | 1.0289 |  | 0 | 0 | 1 | Super Off Peak | 0 | 0 | 1 | Off Peak | 0 | 1 | Off Peak | 0 | 1 | Off Peak | 0 | 0 | 1 | Super Off Peak | 0 | 0 | 1 | Super Off Peak | 0 | 0 | 1 | Super Off Peak
2020-05-16 | 4 | 5 | 1 | 1 | 0 | 0 | 0.98979 |  | 0 | 0 | 1 | Super Off Peak | 0 | 0 | 1 | Off Peak | 0 | 1 | Off Peak | 0 | 1 | Off Peak | 0 | 0 | 1 | Super Off Peak | 0 | 0 | 1 | Super Off Peak | 0 | 0 | 1 | Super Off Peak
2020-05-16 | 5 | 5 | 1 | 1 | 0 | 0 | 0.97811 |  | 0 | 0 | 1 | Super Off Peak | 0 | 0 | 1 | Off Peak | 0 | 1 | Off Peak | 0 | 1 | Off Peak | 0 | 0 | 1 | Super Off Peak | 0 | 0 | 1 | Super Off Peak | 0 | 0 | 1 | Super Off Peak
2020-05-16 | 6 | 5 | 1 | 1 | 0 | 0 | 0.98752 |  | 0 | 0 | 1 | Super Off Peak | 0 | 0 | 1 | Off Peak | 0 | 1 | Off Peak | 0 | 1 | Off Peak | 0 | 0 | 1 | Super Off Peak | 0 | 1 | 0 | Off Peak | 0 | 1 | 0 | Off Peak
2020-05-16 | 7 | 5 | 1 | 1 | 0 | 0 | 1.9035 |  | 0 | 0 | 1 | Super Off Peak | 0 | 0 | 1 | Off Peak | 0 | 1 | Off Peak | 0 | 1 | Off Peak | 0 | 0 | 1 | Super Off Peak | 0 | 1 | 0 | Off Peak | 0 | 1 | 0 | Off Peak
2020-05-16 | 8 | 5 | 1 | 1 | 0 | 0 | 1.1524 |  | 0 | 0 | 1 | Super Off Peak | 0 | 0 | 1 | Off Peak | 0 | 1 | Off Peak | 0 | 1 | Off Peak | 0 | 0 | 1 | Super Off Peak | 0 | 1 | 0 | Off Peak | 0 | 1 | 0 | Off Peak
2020-05-16 | 9 | 5 | 1 | 1 | 0 | 0 | 0.45222 |  | 0 | 0 | 1 | Super Off Peak | 0 | 0 | 1 | Off Peak | 0 | 1 | Off Peak | 0 | 1 | Off Peak | 0 | 0 | 1 | Super Off Peak | 0 | 1 | 0 | Off Peak | 0 | 1 | 0 | Off Peak
2020-05-16 | 10 | 5 | 1 | 1 | 0 | 0 | 0.050988 |  | 0 | 0 | 1 | Super Off Peak | 0 | 0 | 1 | Off Peak | 0 | 1 | Off Peak | 0 | 1 | Off Peak | 0 | 0 | 1 | Super Off Peak | 0 | 1 | 0 | Off Peak | 0 | 1 | 0 | Off Peak
2020-05-16 | 11 | 5 | 1 | 1 | 0 | 0 | -0.31901 |  | 0 | 0 | 1 | Super Off Peak | 0 | 0 | 1 | Off Peak | 0 | 1 | Off Peak | 0 | 1 | Off Peak | 0 | 0 | 1 | Super Off Peak | 0 | 1 | 0 | Off Peak | 0 | 1 | 0 | Off Peak
2020-05-16 | 12 | 5 | 1 | 1 | 0 | 0 | -0.55552 |  | 0 | 0 | 1 | Super Off Peak | 0 | 0 | 1 | Off Peak | 0 | 1 | Off Peak | 0 | 1 | Off Peak | 0 | 0 | 1 | Super Off Peak | 0 | 1 | 0 | Off Peak | 0 | 1 | 0 | Off Peak
2020-05-16 | 13 | 5 | 1 | 1 | 0 | 0 | -0.75703 |  | 0 | 0 | 1 | Super Off Peak | 0 | 0 | 1 | Off Peak | 0 | 1 | Off Peak | 0 | 1 | Off Peak | 0 | 0 | 1 | Super Off Peak | 1 | 0 | 0 | On Peak | 1 | 0 | 0 | On Peak
2020-05-16 | 14 | 5 | 1 | 1 | 0 | 0 | -0.86483 |  | 0 | 0 | 1 | Super Off Peak | 0 | 0 | 1 | Off Peak | 0 | 1 | Off Peak | 0 | 1 | Off Peak | 0 | 0 | 1 | Super Off Peak | 1 | 0 | 0 | On Peak | 1 | 0 | 0 | On Peak
2020-05-16 | 15 | 5 | 1 | 1 | 0 | 0 | -0.95053 |  | 0 | 1 | 0 | Off Peak | 0 | 0 | 1 | Off Peak | 0 | 1 | Off Peak | 0 | 1 | Off Peak | 0 | 0 | 1 | Super Off Peak | 1 | 0 | 0 | On Peak | 1 | 0 | 0 | On Peak
2020-05-16 | 16 | 5 | 1 | 1 | 0 | 0 | -0.7962 |  | 0 | 1 | 0 | Off Peak | 0 | 0 | 1 | Off Peak | 0 | 1 | Off Peak | 0 | 1 | Off Peak | 0 | 0 | 1 | Super Off Peak | 1 | 0 | 0 | On Peak | 1 | 0 | 0 | On Peak
2020-05-16 | 17 | 5 | 1 | 1 | 0 | 0 | -0.38297 |  | 1 | 0 | 0 | On Peak | 0 | 0 | 1 | Off Peak | 0 | 1 | Off Peak | 0 | 1 | Off Peak | 0 | 0 | 1 | Super Off Peak | 1 | 0 | 0 | On Peak | 1 | 0 | 0 | On Peak
2020-05-16 | 18 | 5 | 1 | 1 | 0 | 0 | 0.42101 |  | 1 | 0 | 0 | On Peak | 0 | 0 | 1 | Off Peak | 0 | 1 | Off Peak | 0 | 1 | Off Peak | 0 | 0 | 1 | Super Off Peak | 1 | 0 | 0 | On Peak | 1 | 0 | 0 | On Peak
2020-05-16 | 19 | 5 | 1 | 1 | 0 | 0 | 1.8112 |  | 1 | 0 | 0 | On Peak | 0 | 0 | 1 | Off Peak | 0 | 1 | Off Peak | 0 | 1 | Off Peak | 0 | 0 | 1 | Super Off Peak | 1 | 0 | 0 | On Peak | 0 | 1 | 0 | Off Peak
2020-05-16 | 20 | 5 | 1 | 1 | 0 | 0 | 2.774 |  | 1 | 0 | 0 | On Peak | 0 | 0 | 1 | Off Peak | 0 | 1 | Off Peak | 0 | 1 | Off Peak | 0 | 0 | 1 | Super Off Peak | 1 | 0 | 0 | On Peak | 0 | 1 | 0 | Off Peak
2020-05-16 | 21 | 5 | 1 | 1 | 0 | 0 | 3.2705 |  | 1 | 0 | 0 | On Peak | 0 | 0 | 1 | Off Peak | 0 | 1 | Off Peak | 0 | 1 | Off Peak | 0 | 0 | 1 | Super Off Peak | 0 | 1 | 0 | Off Peak | 0 | 1 | 0 | Off Peak
2020-05-16 | 22 | 5 | 1 | 1 | 0 | 0 | 3.7198 |  | 0 | 1 | 0 | Off Peak | 0 | 0 | 1 | Off Peak | 0 | 1 | Off Peak | 0 | 1 | Off Peak | 0 | 0 | 1 | Super Off Peak | 0 | 1 | 0 | Off Peak | 0 | 1 | 0 | Off Peak
2020-05-16 | 23 | 5 | 1 | 1 | 0 | 0 | 1.6742 |  | 0 | 1 | 0 | Off Peak | 0 | 0 | 1 | Off Peak | 0 | 1 | Off Peak | 0 | 1 | Off Peak | 0 | 0 | 1 | Super Off Peak | 0 | 1 | 0 | Off Peak | 0 | 1 | 0 | Off Peak
2020-05-16 | 24 | 5 | 1 | 1 | 0 | 0 | 1.4405 |  | 0 | 1 | 0 | Off Peak | 0 | 0 | 1 | Off Peak | 0 | 1 | Off Peak | 0 | 1 | Off Peak | 0 | 0 | 1 | Super Off Peak | 0 | 1 | 0 | Off Peak | 0 | 1 | 0 | Off Peak
2020-05-17 | 1 | 5 | 1 | 1 | 1 | 0 | 1.2236 |  | 0 | 0 | 1 | Super Off Peak | 0 | 0 | 1 | Off Peak | 0 | 1 | Off Peak | 0 | 1 | Off Peak | 0 | 0 | 1 | Super Off Peak | 0 | 0 | 1 | Super Off Peak | 0 | 0 | 1 | Super Off Peak
2020-05-17 | 2 | 5 | 1 | 1 | 1 | 0 | 1.1184 |  | 0 | 0 | 1 | Super Off Peak | 0 | 0 | 1 | Off Peak | 0 | 1 | Off Peak | 0 | 1 | Off Peak | 0 | 0 | 1 | Super Off Peak | 0 | 0 | 1 | Super Off Peak | 0 | 0 | 1 | Super Off Peak
2020-05-17 | 3 | 5 | 1 | 1 | 1 | 0 | 1.0471 |  | 0 | 0 | 1 | Super Off Peak | 0 | 0 | 1 | Off Peak | 0 | 1 | Off Peak | 0 | 1 | Off Peak | 0 | 0 | 1 | Super Off Peak | 0 | 0 | 1 | Super Off Peak | 0 | 0 | 1 | Super Off Peak
2020-05-17 | 4 | 5 | 1 | 1 | 1 | 0 | 0.9962 |  | 0 | 0 | 1 | Super Off Peak | 0 | 0 | 1 | Off Peak | 0 | 1 | Off Peak | 0 | 1 | Off Peak | 0 | 0 | 1 | Super Off Peak | 0 | 0 | 1 | Super Off Peak | 0 | 0 | 1 | Super Off Peak
2020-05-17 | 5 | 5 | 1 | 1 | 1 | 0 | 0.98185 |  | 0 | 0 | 1 | Super Off Peak | 0 | 0 | 1 | Off Peak | 0 | 1 | Off Peak | 0 | 1 | Off Peak | 0 | 0 | 1 | Super Off Peak | 0 | 0 | 1 | Super Off Peak | 0 | 0 | 1 | Super Off Peak
2020-05-17 | 6 | 5 | 1 | 1 | 1 | 0 | 0.99352 |  | 0 | 0 | 1 | Super Off Peak | 0 | 0 | 1 | Off Peak | 0 | 1 | Off Peak | 0 | 1 | Off Peak | 0 | 0 | 1 | Super Off Peak | 0 | 1 | 0 | Off Peak | 0 | 1 | 0 | Off Peak
2020-05-17 | 7 | 5 | 1 | 1 | 1 | 0 | 0.93325 |  | 0 | 0 | 1 | Super Off Peak | 0 | 0 | 1 | Off Peak | 0 | 1 | Off Peak | 0 | 1 | Off Peak | 0 | 0 | 1 | Super Off Peak | 0 | 1 | 0 | Off Peak | 0 | 1 | 0 | Off Peak
2020-05-17 | 8 | 5 | 1 | 1 | 1 | 0 | 0.55672 |  | 0 | 0 | 1 | Super Off Peak | 0 | 0 | 1 | Off Peak | 0 | 1 | Off Peak | 0 | 1 | Off Peak | 0 | 0 | 1 | Super Off Peak | 0 | 1 | 0 | Off Peak | 0 | 1 | 0 | Off Peak
2020-05-17 | 9 | 5 | 1 | 1 | 1 | 0 | 0.22218 |  | 0 | 0 | 1 | Super Off Peak | 0 | 0 | 1 | Off Peak | 0 | 1 | Off Peak | 0 | 1 | Off Peak | 0 | 0 | 1 | Super Off Peak | 0 | 1 | 0 | Off Peak | 0 | 1 | 0 | Off Peak
2020-05-17 | 10 | 5 | 1 | 1 | 1 | 0 | 0.031414 |  | 0 | 0 | 1 | Super Off Peak | 0 | 0 | 1 | Off Peak | 0 | 1 | Off Peak | 0 | 1 | Off Peak | 0 | 0 | 1 | Super Off Peak | 0 | 1 | 0 | Off Peak | 0 | 1 | 0 | Off Peak
2020-05-17 | 11 | 5 | 1 | 1 | 1 | 0 | -0.12952 |  | 0 | 0 | 1 | Super Off Peak | 0 | 0 | 1 | Off Peak | 0 | 1 | Off Peak | 0 | 1 | Off Peak | 0 | 0 | 1 | Super Off Peak | 0 | 1 | 0 | Off Peak | 0 | 1 | 0 | Off Peak
2020-05-17 | 12 | 5 | 1 | 1 | 1 | 0 | -0.24575 |  | 0 | 0 | 1 | Super Off Peak | 0 | 0 | 1 | Off Peak | 0 | 1 | Off Peak | 0 | 1 | Off Peak | 0 | 0 | 1 | Super Off Peak | 0 | 1 | 0 | Off Peak | 0 | 1 | 0 | Off Peak
2020-05-17 | 13 | 5 | 1 | 1 | 1 | 0 | -0.31734 |  | 0 | 0 | 1 | Super Off Peak | 0 | 0 | 1 | Off Peak | 0 | 1 | Off Peak | 0 | 1 | Off Peak | 0 | 0 | 1 | Super Off Peak | 1 | 0 | 0 | On Peak | 1 | 0 | 0 | On Peak
2020-05-17 | 14 | 5 | 1 | 1 | 1 | 0 | -0.34264 |  | 0 | 0 | 1 | Super Off Peak | 0 | 0 | 1 | Off Peak | 0 | 1 | Off Peak | 0 | 1 | Off Peak | 0 | 0 | 1 | Super Off Peak | 1 | 0 | 0 | On Peak | 1 | 0 | 0 | On Peak
2020-05-17 | 15 | 5 | 1 | 1 | 1 | 0 | -0.37817 |  | 0 | 1 | 0 | Off Peak | 0 | 0 | 1 | Off Peak | 0 | 1 | Off Peak | 0 | 1 | Off Peak | 0 | 0 | 1 | Super Off Peak | 1 | 0 | 0 | On Peak | 1 | 0 | 0 | On Peak
2020-05-17 | 16 | 5 | 1 | 1 | 1 | 0 | -0.28347 |  | 0 | 1 | 0 | Off Peak | 0 | 0 | 1 | Off Peak | 0 | 1 | Off Peak | 0 | 1 | Off Peak | 0 | 0 | 1 | Super Off Peak | 1 | 0 | 0 | On Peak | 1 | 0 | 0 | On Peak
2020-05-17 | 17 | 5 | 1 | 1 | 1 | 0 | -0.067273 |  | 1 | 0 | 0 | On Peak | 0 | 0 | 1 | Off Peak | 0 | 1 | Off Peak | 0 | 1 | Off Peak | 0 | 0 | 1 | Super Off Peak | 1 | 0 | 0 | On Peak | 1 | 0 | 0 | On Peak
2020-05-17 | 18 | 5 | 1 | 1 | 1 | 0 | 0.31975 |  | 1 | 0 | 0 | On Peak | 0 | 0 | 1 | Off Peak | 0 | 1 | Off Peak | 0 | 1 | Off Peak | 0 | 0 | 1 | Super Off Peak | 1 | 0 | 0 | On Peak | 1 | 0 | 0 | On Peak
2020-05-17 | 19 | 5 | 1 | 1 | 1 | 0 | 0.97362 |  | 1 | 0 | 0 | On Peak | 0 | 0 | 1 | Off Peak | 0 | 1 | Off Peak | 0 | 1 | Off Peak | 0 | 0 | 1 | Super Off Peak | 1 | 0 | 0 | On Peak | 0 | 1 | 0 | Off Peak
2020-05-17 | 20 | 5 | 1 | 1 | 1 | 0 | 1.4404 |  | 1 | 0 | 0 | On Peak | 0 | 0 | 1 | Off Peak | 0 | 1 | Off Peak | 0 | 1 | Off Peak | 0 | 0 | 1 | Super Off Peak | 1 | 0 | 0 | On Peak | 0 | 1 | 0 | Off Peak
2020-05-17 | 21 | 5 | 1 | 1 | 1 | 0 | 1.6379 |  | 1 | 0 | 0 | On Peak | 0 | 0 | 1 | Off Peak | 0 | 1 | Off Peak | 0 | 1 | Off Peak | 0 | 0 | 1 | Super Off Peak | 0 | 1 | 0 | Off Peak | 0 | 1 | 0 | Off Peak
2020-05-17 | 22 | 5 | 1 | 1 | 1 | 0 | 1.8481 |  | 0 | 1 | 0 | Off Peak | 0 | 0 | 1 | Off Peak | 0 | 1 | Off Peak | 0 | 1 | Off Peak | 0 | 0 | 1 | Super Off Peak | 0 | 1 | 0 | Off Peak | 0 | 1 | 0 | Off Peak
2020-05-17 | 23 | 5 | 1 | 1 | 1 | 0 | 1.7268 |  | 0 | 1 | 0 | Off Peak | 0 | 0 | 1 | Off Peak | 0 | 1 | Off Peak | 0 | 1 | Off Peak | 0 | 0 | 1 | Super Off Peak | 0 | 1 | 0 | Off Peak | 0 | 1 | 0 | Off Peak
2020-05-17 | 24 | 5 | 1 | 1 | 1 | 0 | 1.4714 |  | 0 | 1 | 0 | Off Peak | 0 | 0 | 1 | Off Peak | 0 | 1 | Off Peak | 0 | 1 | Off Peak | 0 | 0 | 1 | Super Off Peak | 0 | 1 | 0 | Off Peak | 0 | 1 | 0 | Off Peak
2020-05-18 | 1 | 5 | 1 | 0 | 0 | 0 | 1.2401 |  | 0 | 0 | 1 | Super Off Peak | 0 | 0 | 1 | Off Peak | 0 | 1 | Off Peak | 0 | 1 | Off Peak | 0 | 0 | 1 | Super Off Peak | 0 | 0 | 1 | Super Off Peak | 0 | 0 | 1 | Super Off Peak
2020-05-18 | 2 | 5 | 1 | 0 | 0 | 0 | 1.1282 |  | 0 | 0 | 1 | Super Off Peak | 0 | 0 | 1 | Off Peak | 0 | 1 | Off Peak | 0 | 1 | Off Peak | 0 | 0 | 1 | Super Off Peak | 0 | 0 | 1 | Super Off Peak | 0 | 0 | 1 | Super Off Peak
2020-05-18 | 3 | 5 | 1 | 0 | 0 | 0 | 1.0551 |  | 0 | 0 | 1 | Super Off Peak | 0 | 0 | 1 | Off Peak | 0 | 1 | Off Peak | 0 | 1 | Off Peak | 0 | 0 | 1 | Super Off Peak | 0 | 0 | 1 | Super Off Peak | 0 | 0 | 1 | Super Off Peak
2020-05-18 | 4 | 5 | 1 | 0 | 0 | 0 | 1.0105 |  | 0 | 0 | 1 | Super Off Peak | 0 | 0 | 1 | Off Peak | 0 | 1 | Off Peak | 0 | 1 | Off Peak | 0 | 0 | 1 | Super Off Peak | 0 | 0 | 1 | Super Off Peak | 0 | 0 | 1 | Super Off Peak
2020-05-18 | 5 | 5 | 1 | 0 | 0 | 0 | 0.98926 |  | 0 | 0 | 1 | Super Off Peak | 0 | 0 | 1 | Off Peak | 0 | 1 | Off Peak | 0 | 1 | Off Peak | 0 | 0 | 1 | Super Off Peak | 0 | 0 | 1 | Super Off Peak | 0 | 0 | 1 | Super Off Peak
2020-05-18 | 6 | 5 | 1 | 0 | 0 | 0 | 1.0117 |  | 0 | 0 | 1 | Super Off Peak | 0 | 0 | 1 | Off Peak | 0 | 1 | Off Peak | 0 | 1 | Off Peak | 0 | 0 | 1 | Super Off Peak | 0 | 1 | 0 | Off Peak | 0 | 1 | 0 | Off Peak
2020-05-18 | 7 | 5 | 1 | 0 | 0 | 0 | 2.0369 |  | 0 | 1 | 0 | Off Peak | 0 | 1 | 0 | Semi Peak | 0 | 1 | Off Peak | 0 | 1 | Off Peak | 0 | 1 | 0 | Off Peak | 0 | 1 | 0 | Off Peak | 0 | 1 | 0 | Off Peak
2020-05-18 | 8 | 5 | 1 | 0 | 0 | 0 | 1.4438 |  | 0 | 1 | 0 | Off Peak | 0 | 1 | 0 | Semi Peak | 0 | 1 | Off Peak | 0 | 1 | Off Peak | 0 | 1 | 0 | Off Peak | 0 | 1 | 0 | Off Peak | 0 | 1 | 0 | Off Peak
2020-05-18 | 9 | 5 | 1 | 0 | 0 | 0 | 0.82872 |  | 0 | 1 | 0 | Off Peak | 0 | 1 | 0 | Semi Peak | 0 | 1 | Off Peak | 0 | 1 | Off Peak | 0 | 1 | 0 | Off Peak | 0 | 1 | 0 | Off Peak | 0 | 1 | 0 | Off Peak
2020-05-18 | 10 | 5 | 1 | 0 | 0 | 0 | 0.46386 |  | 0 | 1 | 0 | Off Peak | 0 | 1 | 0 | Semi Peak | 0 | 1 | Off Peak | 0 | 1 | Off Peak | 0 | 1 | 0 | Off Peak | 0 | 1 | 0 | Off Peak | 0 | 1 | 0 | Off Peak
2020-05-18 | 11 | 5 | 1 | 0 | 0 | 0 | 0.051783 |  | 0 | 1 | 0 | Off Peak | 0 | 1 | 0 | Semi Peak | 0 | 1 | Off Peak | 0 | 1 | Off Peak | 0 | 1 | 0 | Off Peak | 0 | 1 | 0 | Off Peak | 0 | 1 | 0 | Off Peak
2020-05-18 | 12 | 5 | 1 | 0 | 0 | 0 | -0.26169 |  | 0 | 1 | 0 | Off Peak | 1 | 0 | 0 | On Peak | 0 | 1 | Off Peak | 0 | 1 | Off Peak | 1 | 0 | 0 | On Peak | 0 | 1 | 0 | Off Peak | 0 | 1 | 0 | Off Peak
2020-05-18 | 13 | 5 | 1 | 0 | 0 | 0 | -0.55414 |  | 0 | 1 | 0 | Off Peak | 1 | 0 | 0 | On Peak | 0 | 1 | Off Peak | 1 | 0 | On Peak | 1 | 0 | 0 | On Peak | 1 | 0 | 0 | On Peak | 1 | 0 | 0 | On Peak
2020-05-18 | 14 | 5 | 1 | 0 | 0 | 0 | -0.62725 |  | 0 | 1 | 0 | Off Peak | 1 | 0 | 0 | On Peak | 0 | 1 | Off Peak | 1 | 0 | On Peak | 1 | 0 | 0 | On Peak | 1 | 0 | 0 | On Peak | 1 | 0 | 0 | On Peak
2020-05-18 | 15 | 5 | 1 | 0 | 0 | 0 | -0.68299 |  | 0 | 1 | 0 | Off Peak | 1 | 0 | 0 | On Peak | 0 | 1 | Off Peak | 1 | 0 | On Peak | 1 | 0 | 0 | On Peak | 1 | 0 | 0 | On Peak | 1 | 0 | 0 | On Peak
2020-05-18 | 16 | 5 | 1 | 0 | 0 | 0 | -0.52846 |  | 0 | 1 | 0 | Off Peak | 1 | 0 | 0 | On Peak | 0 | 1 | Off Peak | 1 | 0 | On Peak | 1 | 0 | 0 | On Peak | 1 | 0 | 0 | On Peak | 1 | 0 | 0 | On Peak
2020-05-18 | 17 | 5 | 1 | 0 | 0 | 0 | -0.097248 |  | 1 | 0 | 0 | On Peak | 1 | 0 | 0 | On Peak | 1 | 0 | On Peak | 1 | 0 | On Peak | 1 | 0 | 0 | On Peak | 1 | 0 | 0 | On Peak | 1 | 0 | 0 | On Peak
2020-05-18 | 18 | 5 | 1 | 0 | 0 | 0 | 0.63612 |  | 1 | 0 | 0 | On Peak | 1 | 0 | 0 | On Peak | 1 | 0 | On Peak | 1 | 0 | On Peak | 1 | 0 | 0 | On Peak | 1 | 0 | 0 | On Peak | 1 | 0 | 0 | On Peak
2020-05-18 | 19 | 5 | 1 | 0 | 0 | 0 | 1.9757 |  | 1 | 0 | 0 | On Peak | 0 | 1 | 0 | Semi Peak | 1 | 0 | On Peak | 0 | 1 | Off Peak | 0 | 1 | 0 | Off Peak | 1 | 0 | 0 | On Peak | 0 | 1 | 0 | Off Peak
2020-05-18 | 20 | 5 | 1 | 0 | 0 | 0 | 2.9441 |  | 1 | 0 | 0 | On Peak | 0 | 1 | 0 | Semi Peak | 1 | 0 | On Peak | 0 | 1 | Off Peak | 0 | 1 | 0 | Off Peak | 1 | 0 | 0 | On Peak | 0 | 1 | 0 | Off Peak
2020-05-18 | 21 | 5 | 1 | 0 | 0 | 0 | 3.4501 |  | 1 | 0 | 0 | On Peak | 0 | 1 | 0 | Semi Peak | 1 | 0 | On Peak | 0 | 1 | Off Peak | 0 | 1 | 0 | Off Peak | 0 | 1 | 0 | Off Peak | 0 | 1 | 0 | Off Peak
2020-05-18 | 22 | 5 | 1 | 0 | 0 | 0 | 3.7568 |  | 0 | 1 | 0 | Off Peak | 0 | 1 | 0 | Semi Peak | 0 | 1 | Off Peak | 0 | 1 | Off Peak | 0 | 1 | 0 | Off Peak | 0 | 1 | 0 | Off Peak | 0 | 1 | 0 | Off Peak
2020-05-18 | 23 | 5 | 1 | 0 | 0 | 0 | 1.7173 |  | 0 | 1 | 0 | Off Peak | 0 | 0 | 1 | Off Peak | 0 | 1 | Off Peak | 0 | 1 | Off Peak | 0 | 0 | 1 | Super Off Peak | 0 | 1 | 0 | Off Peak | 0 | 1 | 0 | Off Peak
2020-05-18 | 24 | 5 | 1 | 0 | 0 | 0 | 1.4753 |  | 0 | 1 | 0 | Off Peak | 0 | 0 | 1 | Off Peak | 0 | 1 | Off Peak | 0 | 1 | Off Peak | 0 | 0 | 1 | Super Off Peak | 0 | 1 | 0 | Off Peak | 0 | 1 | 0 | Off Peak
2020-05-19 | 1 | 5 | 1 | 0 | 0 | 0 | 1.2423 |  | 0 | 0 | 1 | Super Off Peak | 0 | 0 | 1 | Off Peak | 0 | 1 | Off Peak | 0 | 1 | Off Peak | 0 | 0 | 1 | Super Off Peak | 0 | 0 | 1 | Super Off Peak | 0 | 0 | 1 | Super Off Peak
2020-05-19 | 2 | 5 | 1 | 0 | 0 | 0 | 1.1668 |  | 0 | 0 | 1 | Super Off Peak | 0 | 0 | 1 | Off Peak | 0 | 1 | Off Peak | 0 | 1 | Off Peak | 0 | 0 | 1 | Super Off Peak | 0 | 0 | 1 | Super Off Peak | 0 | 0 | 1 | Super Off Peak
2020-05-19 | 3 | 5 | 1 | 0 | 0 | 0 | 1.1115 |  | 0 | 0 | 1 | Super Off Peak | 0 | 0 | 1 | Off Peak | 0 | 1 | Off Peak | 0 | 1 | Off Peak | 0 | 0 | 1 | Super Off Peak | 0 | 0 | 1 | Super Off Peak | 0 | 0 | 1 | Super Off Peak
2020-05-19 | 4 | 5 | 1 | 0 | 0 | 0 | 1.066 |  | 0 | 0 | 1 | Super Off Peak | 0 | 0 | 1 | Off Peak | 0 | 1 | Off Peak | 0 | 1 | Off Peak | 0 | 0 | 1 | Super Off Peak | 0 | 0 | 1 | Super Off Peak | 0 | 0 | 1 | Super Off Peak
2020-05-19 | 5 | 5 | 1 | 0 | 0 | 0 | 1.0471 |  | 0 | 0 | 1 | Super Off Peak | 0 | 0 | 1 | Off Peak | 0 | 1 | Off Peak | 0 | 1 | Off Peak | 0 | 0 | 1 | Super Off Peak | 0 | 0 | 1 | Super Off Peak | 0 | 0 | 1 | Super Off Peak
2020-05-19 | 6 | 5 | 1 | 0 | 0 | 0 | 1.0582 |  | 0 | 0 | 1 | Super Off Peak | 0 | 0 | 1 | Off Peak | 0 | 1 | Off Peak | 0 | 1 | Off Peak | 0 | 0 | 1 | Super Off Peak | 0 | 1 | 0 | Off Peak | 0 | 1 | 0 | Off Peak
2020-05-19 | 7 | 5 | 1 | 0 | 0 | 0 | 2.1302 |  | 0 | 1 | 0 | Off Peak | 0 | 1 | 0 | Semi Peak | 0 | 1 | Off Peak | 0 | 1 | Off Peak | 0 | 1 | 0 | Off Peak | 0 | 1 | 0 | Off Peak | 0 | 1 | 0 | Off Peak
2020-05-19 | 8 | 5 | 1 | 0 | 0 | 0 | 1.4872 |  | 0 | 1 | 0 | Off Peak | 0 | 1 | 0 | Semi Peak | 0 | 1 | Off Peak | 0 | 1 | Off Peak | 0 | 1 | 0 | Off Peak | 0 | 1 | 0 | Off Peak | 0 | 1 | 0 | Off Peak
2020-05-19 | 9 | 5 | 1 | 0 | 0 | 0 | 0.87896 |  | 0 | 1 | 0 | Off Peak | 0 | 1 | 0 | Semi Peak | 0 | 1 | Off Peak | 0 | 1 | Off Peak | 0 | 1 | 0 | Off Peak | 0 | 1 | 0 | Off Peak | 0 | 1 | 0 | Off Peak
2020-05-19 | 10 | 5 | 1 | 0 | 0 | 0 | 0.49718 |  | 0 | 1 | 0 | Off Peak | 0 | 1 | 0 | Semi Peak | 0 | 1 | Off Peak | 0 | 1 | Off Peak | 0 | 1 | 0 | Off Peak | 0 | 1 | 0 | Off Peak | 0 | 1 | 0 | Off Peak
2020-05-19 | 11 | 5 | 1 | 0 | 0 | 0 | 0.093279 |  | 0 | 1 | 0 | Off Peak | 0 | 1 | 0 | Semi Peak | 0 | 1 | Off Peak | 0 | 1 | Off Peak | 0 | 1 | 0 | Off Peak | 0 | 1 | 0 | Off Peak | 0 | 1 | 0 | Off Peak
2020-05-19 | 12 | 5 | 1 | 0 | 0 | 0 | -0.21379 |  | 0 | 1 | 0 | Off Peak | 1 | 0 | 0 | On Peak | 0 | 1 | Off Peak | 0 | 1 | Off Peak | 1 | 0 | 0 | On Peak | 0 | 1 | 0 | Off Peak | 0 | 1 | 0 | Off Peak
2020-05-19 | 13 | 5 | 1 | 0 | 0 | 0 | -0.45867 |  | 0 | 1 | 0 | Off Peak | 1 | 0 | 0 | On Peak | 0 | 1 | Off Peak | 1 | 0 | On Peak | 1 | 0 | 0 | On Peak | 1 | 0 | 0 | On Peak | 1 | 0 | 0 | On Peak
2020-05-19 | 14 | 5 | 1 | 0 | 0 | 0 | -0.53847 |  | 0 | 1 | 0 | Off Peak | 1 | 0 | 0 | On Peak | 0 | 1 | Off Peak | 1 | 0 | On Peak | 1 | 0 | 0 | On Peak | 1 | 0 | 0 | On Peak | 1 | 0 | 0 | On Peak
2020-05-19 | 15 | 5 | 1 | 0 | 0 | 0 | -0.55223 |  | 0 | 1 | 0 | Off Peak | 1 | 0 | 0 | On Peak | 0 | 1 | Off Peak | 1 | 0 | On Peak | 1 | 0 | 0 | On Peak | 1 | 0 | 0 | On Peak | 1 | 0 | 0 | On Peak
2020-05-19 | 16 | 5 | 1 | 0 | 0 | 0 | -0.34495 |  | 0 | 1 | 0 | Off Peak | 1 | 0 | 0 | On Peak | 0 | 1 | Off Peak | 1 | 0 | On Peak | 1 | 0 | 0 | On Peak | 1 | 0 | 0 | On Peak | 1 | 0 | 0 | On Peak
2020-05-19 | 17 | 5 | 1 | 0 | 0 | 0 | 0.13208 |  | 1 | 0 | 0 | On Peak | 1 | 0 | 0 | On Peak | 1 | 0 | On Peak | 1 | 0 | On Peak | 1 | 0 | 0 | On Peak | 1 | 0 | 0 | On Peak | 1 | 0 | 0 | On Peak
2020-05-19 | 18 | 5 | 1 | 0 | 0 | 0 | 0.93638 |  | 1 | 0 | 0 | On Peak | 1 | 0 | 0 | On Peak | 1 | 0 | On Peak | 1 | 0 | On Peak | 1 | 0 | 0 | On Peak | 1 | 0 | 0 | On Peak | 1 | 0 | 0 | On Peak
2020-05-19 | 19 | 5 | 1 | 0 | 0 | 0 | 2.3102 |  | 1 | 0 | 0 | On Peak | 0 | 1 | 0 | Semi Peak | 1 | 0 | On Peak | 0 | 1 | Off Peak | 0 | 1 | 0 | Off Peak | 1 | 0 | 0 | On Peak | 0 | 1 | 0 | Off Peak
2020-05-19 | 20 | 5 | 1 | 0 | 0 | 0 | 3.2418 |  | 1 | 0 | 0 | On Peak | 0 | 1 | 0 | Semi Peak | 1 | 0 | On Peak | 0 | 1 | Off Peak | 0 | 1 | 0 | Off Peak | 1 | 0 | 0 | On Peak | 0 | 1 | 0 | Off Peak
2020-05-19 | 21 | 5 | 1 | 0 | 0 | 0 | 3.66 |  | 1 | 0 | 0 | On Peak | 0 | 1 | 0 | Semi Peak | 1 | 0 | On Peak | 0 | 1 | Off Peak | 0 | 1 | 0 | Off Peak | 0 | 1 | 0 | Off Peak | 0 | 1 | 0 | Off Peak
2020-05-19 | 22 | 5 | 1 | 0 | 0 | 0 | 3.9702 |  | 0 | 1 | 0 | Off Peak | 0 | 1 | 0 | Semi Peak | 0 | 1 | Off Peak | 0 | 1 | Off Peak | 0 | 1 | 0 | Off Peak | 0 | 1 | 0 | Off Peak | 0 | 1 | 0 | Off Peak
2020-05-19 | 23 | 5 | 1 | 0 | 0 | 0 | 1.8161 |  | 0 | 1 | 0 | Off Peak | 0 | 0 | 1 | Off Peak | 0 | 1 | Off Peak | 0 | 1 | Off Peak | 0 | 0 | 1 | Super Off Peak | 0 | 1 | 0 | Off Peak | 0 | 1 | 0 | Off Peak
2020-05-19 | 24 | 5 | 1 | 0 | 0 | 0 | 1.548 |  | 0 | 1 | 0 | Off Peak | 0 | 0 | 1 | Off Peak | 0 | 1 | Off Peak | 0 | 1 | Off Peak | 0 | 0 | 1 | Super Off Peak | 0 | 1 | 0 | Off Peak | 0 | 1 | 0 | Off Peak
2020-05-20 | 1 | 5 | 1 | 0 | 0 | 0 | 1.2928 |  | 0 | 0 | 1 | Super Off Peak | 0 | 0 | 1 | Off Peak | 0 | 1 | Off Peak | 0 | 1 | Off Peak | 0 | 0 | 1 | Super Off Peak | 0 | 0 | 1 | Super Off Peak | 0 | 0 | 1 | Super Off Peak
2020-05-20 | 2 | 5 | 1 | 0 | 0 | 0 | 1.1069 |  | 0 | 0 | 1 | Super Off Peak | 0 | 0 | 1 | Off Peak | 0 | 1 | Off Peak | 0 | 1 | Off Peak | 0 | 0 | 1 | Super Off Peak | 0 | 0 | 1 | Super Off Peak | 0 | 0 | 1 | Super Off Peak
2020-05-20 | 3 | 5 | 1 | 0 | 0 | 0 | 1.0595 |  | 0 | 0 | 1 | Super Off Peak | 0 | 0 | 1 | Off Peak | 0 | 1 | Off Peak | 0 | 1 | Off Peak | 0 | 0 | 1 | Super Off Peak | 0 | 0 | 1 | Super Off Peak | 0 | 0 | 1 | Super Off Peak
2020-05-20 | 4 | 5 | 1 | 0 | 0 | 0 | 1.0325 |  | 0 | 0 | 1 | Super Off Peak | 0 | 0 | 1 | Off Peak | 0 | 1 | Off Peak | 0 | 1 | Off Peak | 0 | 0 | 1 | Super Off Peak | 0 | 0 | 1 | Super Off Peak | 0 | 0 | 1 | Super Off Peak
2020-05-20 | 5 | 5 | 1 | 0 | 0 | 0 | 1.0183 |  | 0 | 0 | 1 | Super Off Peak | 0 | 0 | 1 | Off Peak | 0 | 1 | Off Peak | 0 | 1 | Off Peak | 0 | 0 | 1 | Super Off Peak | 0 | 0 | 1 | Super Off Peak | 0 | 0 | 1 | Super Off Peak
2020-05-20 | 6 | 5 | 1 | 0 | 0 | 0 | 1.0356 |  | 0 | 0 | 1 | Super Off Peak | 0 | 0 | 1 | Off Peak | 0 | 1 | Off Peak | 0 | 1 | Off Peak | 0 | 0 | 1 | Super Off Peak | 0 | 1 | 0 | Off Peak | 0 | 1 | 0 | Off Peak
2020-05-20 | 7 | 5 | 1 | 0 | 0 | 0 | 2.0658 |  | 0 | 1 | 0 | Off Peak | 0 | 1 | 0 | Semi Peak | 0 | 1 | Off Peak | 0 | 1 | Off Peak | 0 | 1 | 0 | Off Peak | 0 | 1 | 0 | Off Peak | 0 | 1 | 0 | Off Peak
2020-05-20 | 8 | 5 | 1 | 0 | 0 | 0 | 1.4083 |  | 0 | 1 | 0 | Off Peak | 0 | 1 | 0 | Semi Peak | 0 | 1 | Off Peak | 0 | 1 | Off Peak | 0 | 1 | 0 | Off Peak | 0 | 1 | 0 | Off Peak | 0 | 1 | 0 | Off Peak
2020-05-20 | 9 | 5 | 1 | 0 | 0 | 0 | 0.75716 |  | 0 | 1 | 0 | Off Peak | 0 | 1 | 0 | Semi Peak | 0 | 1 | Off Peak | 0 | 1 | Off Peak | 0 | 1 | 0 | Off Peak | 0 | 1 | 0 | Off Peak | 0 | 1 | 0 | Off Peak
2020-05-20 | 10 | 5 | 1 | 0 | 0 | 0 | 0.35351 |  | 0 | 1 | 0 | Off Peak | 0 | 1 | 0 | Semi Peak | 0 | 1 | Off Peak | 0 | 1 | Off Peak | 0 | 1 | 0 | Off Peak | 0 | 1 | 0 | Off Peak | 0 | 1 | 0 | Off Peak
2020-05-20 | 11 | 5 | 1 | 0 | 0 | 0 | -0.030135 |  | 0 | 1 | 0 | Off Peak | 0 | 1 | 0 | Semi Peak | 0 | 1 | Off Peak | 0 | 1 | Off Peak | 0 | 1 | 0 | Off Peak | 0 | 1 | 0 | Off Peak | 0 | 1 | 0 | Off Peak
2020-05-20 | 12 | 5 | 1 | 0 | 0 | 0 | -0.35172 |  | 0 | 1 | 0 | Off Peak | 1 | 0 | 0 | On Peak | 0 | 1 | Off Peak | 0 | 1 | Off Peak | 1 | 0 | 0 | On Peak | 0 | 1 | 0 | Off Peak | 0 | 1 | 0 | Off Peak
2020-05-20 | 13 | 5 | 1 | 0 | 0 | 0 | -0.59707 |  | 0 | 1 | 0 | Off Peak | 1 | 0 | 0 | On Peak | 0 | 1 | Off Peak | 1 | 0 | On Peak | 1 | 0 | 0 | On Peak | 1 | 0 | 0 | On Peak | 1 | 0 | 0 | On Peak
2020-05-20 | 14 | 5 | 1 | 0 | 0 | 0 | -0.67161 |  | 0 | 1 | 0 | Off Peak | 1 | 0 | 0 | On Peak | 0 | 1 | Off Peak | 1 | 0 | On Peak | 1 | 0 | 0 | On Peak | 1 | 0 | 0 | On Peak | 1 | 0 | 0 | On Peak
2020-05-20 | 15 | 5 | 1 | 0 | 0 | 0 | -0.69457 |  | 0 | 1 | 0 | Off Peak | 1 | 0 | 0 | On Peak | 0 | 1 | Off Peak | 1 | 0 | On Peak | 1 | 0 | 0 | On Peak | 1 | 0 | 0 | On Peak | 1 | 0 | 0 | On Peak
2020-05-20 | 16 | 5 | 1 | 0 | 0 | 0 | -0.50575 |  | 0 | 1 | 0 | Off Peak | 1 | 0 | 0 | On Peak | 0 | 1 | Off Peak | 1 | 0 | On Peak | 1 | 0 | 0 | On Peak | 1 | 0 | 0 | On Peak | 1 | 0 | 0 | On Peak
2020-05-20 | 17 | 5 | 1 | 0 | 0 | 0 | -0.019772 |  | 1 | 0 | 0 | On Peak | 1 | 0 | 0 | On Peak | 1 | 0 | On Peak | 1 | 0 | On Peak | 1 | 0 | 0 | On Peak | 1 | 0 | 0 | On Peak | 1 | 0 | 0 | On Peak
2020-05-20 | 18 | 5 | 1 | 0 | 0 | 0 | 0.72563 |  | 1 | 0 | 0 | On Peak | 1 | 0 | 0 | On Peak | 1 | 0 | On Peak | 1 | 0 | On Peak | 1 | 0 | 0 | On Peak | 1 | 0 | 0 | On Peak | 1 | 0 | 0 | On Peak
2020-05-20 | 19 | 5 | 1 | 0 | 0 | 0 | 2.0748 |  | 1 | 0 | 0 | On Peak | 0 | 1 | 0 | Semi Peak | 1 | 0 | On Peak | 0 | 1 | Off Peak | 0 | 1 | 0 | Off Peak | 1 | 0 | 0 | On Peak | 0 | 1 | 0 | Off Peak
2020-05-20 | 20 | 5 | 1 | 0 | 0 | 0 | 2.9933 |  | 1 | 0 | 0 | On Peak | 0 | 1 | 0 | Semi Peak | 1 | 0 | On Peak | 0 | 1 | Off Peak | 0 | 1 | 0 | Off Peak | 1 | 0 | 0 | On Peak | 0 | 1 | 0 | Off Peak
2020-05-20 | 21 | 5 | 1 | 0 | 0 | 0 | 3.4372 |  | 1 | 0 | 0 | On Peak | 0 | 1 | 0 | Semi Peak | 1 | 0 | On Peak | 0 | 1 | Off Peak | 0 | 1 | 0 | Off Peak | 0 | 1 | 0 | Off Peak | 0 | 1 | 0 | Off Peak
2020-05-20 | 22 | 5 | 1 | 0 | 0 | 0 | 3.7607 |  | 0 | 1 | 0 | Off Peak | 0 | 1 | 0 | Semi Peak | 0 | 1 | Off Peak | 0 | 1 | Off Peak | 0 | 1 | 0 | Off Peak | 0 | 1 | 0 | Off Peak | 0 | 1 | 0 | Off Peak
2020-05-20 | 23 | 5 | 1 | 0 | 0 | 0 | 1.7192 |  | 0 | 1 | 0 | Off Peak | 0 | 0 | 1 | Off Peak | 0 | 1 | Off Peak | 0 | 1 | Off Peak | 0 | 0 | 1 | Super Off Peak | 0 | 1 | 0 | Off Peak | 0 | 1 | 0 | Off Peak
2020-05-20 | 24 | 5 | 1 | 0 | 0 | 0 | 1.47 |  | 0 | 1 | 0 | Off Peak | 0 | 0 | 1 | Off Peak | 0 | 1 | Off Peak | 0 | 1 | Off Peak | 0 | 0 | 1 | Super Off Peak | 0 | 1 | 0 | Off Peak | 0 | 1 | 0 | Off Peak
2020-05-21 | 1 | 5 | 1 | 0 | 0 | 0 | 1.2356 |  | 0 | 0 | 1 | Super Off Peak | 0 | 0 | 1 | Off Peak | 0 | 1 | Off Peak | 0 | 1 | Off Peak | 0 | 0 | 1 | Super Off Peak | 0 | 0 | 1 | Super Off Peak | 0 | 0 | 1 | Super Off Peak
2020-05-21 | 2 | 5 | 1 | 0 | 0 | 0 | 1.2089 |  | 0 | 0 | 1 | Super Off Peak | 0 | 0 | 1 | Off Peak | 0 | 1 | Off Peak | 0 | 1 | Off Peak | 0 | 0 | 1 | Super Off Peak | 0 | 0 | 1 | Super Off Peak | 0 | 0 | 1 | Super Off Peak
2020-05-21 | 3 | 5 | 1 | 0 | 0 | 0 | 1.0904 |  | 0 | 0 | 1 | Super Off Peak | 0 | 0 | 1 | Off Peak | 0 | 1 | Off Peak | 0 | 1 | Off Peak | 0 | 0 | 1 | Super Off Peak | 0 | 0 | 1 | Super Off Peak | 0 | 0 | 1 | Super Off Peak
2020-05-21 | 4 | 5 | 1 | 0 | 0 | 0 | 1.0477 |  | 0 | 0 | 1 | Super Off Peak | 0 | 0 | 1 | Off Peak | 0 | 1 | Off Peak | 0 | 1 | Off Peak | 0 | 0 | 1 | Super Off Peak | 0 | 0 | 1 | Super Off Peak | 0 | 0 | 1 | Super Off Peak
2020-05-21 | 5 | 5 | 1 | 0 | 0 | 0 | 1.0276 |  | 0 | 0 | 1 | Super Off Peak | 0 | 0 | 1 | Off Peak | 0 | 1 | Off Peak | 0 | 1 | Off Peak | 0 | 0 | 1 | Super Off Peak | 0 | 0 | 1 | Super Off Peak | 0 | 0 | 1 | Super Off Peak
2020-05-21 | 6 | 5 | 1 | 0 | 0 | 0 | 1.0475 |  | 0 | 0 | 1 | Super Off Peak | 0 | 0 | 1 | Off Peak | 0 | 1 | Off Peak | 0 | 1 | Off Peak | 0 | 0 | 1 | Super Off Peak | 0 | 1 | 0 | Off Peak | 0 | 1 | 0 | Off Peak
2020-05-21 | 7 | 5 | 1 | 0 | 0 | 0 | 2.1143 |  | 0 | 1 | 0 | Off Peak | 0 | 1 | 0 | Semi Peak | 0 | 1 | Off Peak | 0 | 1 | Off Peak | 0 | 1 | 0 | Off Peak | 0 | 1 | 0 | Off Peak | 0 | 1 | 0 | Off Peak
2020-05-21 | 8 | 5 | 1 | 0 | 0 | 0 | 1.5267 |  | 0 | 1 | 0 | Off Peak | 0 | 1 | 0 | Semi Peak | 0 | 1 | Off Peak | 0 | 1 | Off Peak | 0 | 1 | 0 | Off Peak | 0 | 1 | 0 | Off Peak | 0 | 1 | 0 | Off Peak
2020-05-21 | 9 | 5 | 1 | 0 | 0 | 0 | 0.975 |  | 0 | 1 | 0 | Off Peak | 0 | 1 | 0 | Semi Peak | 0 | 1 | Off Peak | 0 | 1 | Off Peak | 0 | 1 | 0 | Off Peak | 0 | 1 | 0 | Off Peak | 0 | 1 | 0 | Off Peak
2020-05-21 | 10 | 5 | 1 | 0 | 0 | 0 | 0.63012 |  | 0 | 1 | 0 | Off Peak | 0 | 1 | 0 | Semi Peak | 0 | 1 | Off Peak | 0 | 1 | Off Peak | 0 | 1 | 0 | Off Peak | 0 | 1 | 0 | Off Peak | 0 | 1 | 0 | Off Peak
2020-05-21 | 11 | 5 | 1 | 0 | 0 | 0 | 0.32128 |  | 0 | 1 | 0 | Off Peak | 0 | 1 | 0 | Semi Peak | 0 | 1 | Off Peak | 0 | 1 | Off Peak | 0 | 1 | 0 | Off Peak | 0 | 1 | 0 | Off Peak | 0 | 1 | 0 | Off Peak
2020-05-21 | 12 | 5 | 1 | 0 | 0 | 0 | 0.11209 |  | 0 | 1 | 0 | Off Peak | 1 | 0 | 0 | On Peak | 0 | 1 | Off Peak | 0 | 1 | Off Peak | 1 | 0 | 0 | On Peak | 0 | 1 | 0 | Off Peak | 0 | 1 | 0 | Off Peak
2020-05-21 | 13 | 5 | 1 | 0 | 0 | 0 | -0.05089 |  | 0 | 1 | 0 | Off Peak | 1 | 0 | 0 | On Peak | 0 | 1 | Off Peak | 1 | 0 | On Peak | 1 | 0 | 0 | On Peak | 1 | 0 | 0 | On Peak | 1 | 0 | 0 | On Peak
2020-05-21 | 14 | 5 | 1 | 0 | 0 | 0 | -0.086916 |  | 0 | 1 | 0 | Off Peak | 1 | 0 | 0 | On Peak | 0 | 1 | Off Peak | 1 | 0 | On Peak | 1 | 0 | 0 | On Peak | 1 | 0 | 0 | On Peak | 1 | 0 | 0 | On Peak
2020-05-21 | 15 | 5 | 1 | 0 | 0 | 0 | -0.069519 |  | 0 | 1 | 0 | Off Peak | 1 | 0 | 0 | On Peak | 0 | 1 | Off Peak | 1 | 0 | On Peak | 1 | 0 | 0 | On Peak | 1 | 0 | 0 | On Peak | 1 | 0 | 0 | On Peak
2020-05-21 | 16 | 5 | 1 | 0 | 0 | 0 | 0.16316 |  | 0 | 1 | 0 | Off Peak | 1 | 0 | 0 | On Peak | 0 | 1 | Off Peak | 1 | 0 | On Peak | 1 | 0 | 0 | On Peak | 1 | 0 | 0 | On Peak | 1 | 0 | 0 | On Peak
2020-05-21 | 17 | 5 | 1 | 0 | 0 | 0 | 0.69348 |  | 1 | 0 | 0 | On Peak | 1 | 0 | 0 | On Peak | 1 | 0 | On Peak | 1 | 0 | On Peak | 1 | 0 | 0 | On Peak | 1 | 0 | 0 | On Peak | 1 | 0 | 0 | On Peak
2020-05-21 | 18 | 5 | 1 | 0 | 0 | 0 | 1.5122 |  | 1 | 0 | 0 | On Peak | 1 | 0 | 0 | On Peak | 1 | 0 | On Peak | 1 | 0 | On Peak | 1 | 0 | 0 | On Peak | 1 | 0 | 0 | On Peak | 1 | 0 | 0 | On Peak
2020-05-21 | 19 | 5 | 1 | 0 | 0 | 0 | 2.8918 |  | 1 | 0 | 0 | On Peak | 0 | 1 | 0 | Semi Peak | 1 | 0 | On Peak | 0 | 1 | Off Peak | 0 | 1 | 0 | Off Peak | 1 | 0 | 0 | On Peak | 0 | 1 | 0 | Off Peak
2020-05-21 | 20 | 5 | 1 | 0 | 0 | 0 | 3.7301 |  | 1 | 0 | 0 | On Peak | 0 | 1 | 0 | Semi Peak | 1 | 0 | On Peak | 0 | 1 | Off Peak | 0 | 1 | 0 | Off Peak | 1 | 0 | 0 | On Peak | 0 | 1 | 0 | Off Peak
2020-05-21 | 21 | 5 | 1 | 0 | 0 | 0 | 4.0282 |  | 1 | 0 | 0 | On Peak | 0 | 1 | 0 | Semi Peak | 1 | 0 | On Peak | 0 | 1 | Off Peak | 0 | 1 | 0 | Off Peak | 0 | 1 | 0 | Off Peak | 0 | 1 | 0 | Off Peak
2020-05-21 | 22 | 5 | 1 | 0 | 0 | 0 | 4.2729 |  | 0 | 1 | 0 | Off Peak | 0 | 1 | 0 | Semi Peak | 0 | 1 | Off Peak | 0 | 1 | Off Peak | 0 | 1 | 0 | Off Peak | 0 | 1 | 0 | Off Peak | 0 | 1 | 0 | Off Peak
2020-05-21 | 23 | 5 | 1 | 0 | 0 | 0 | 1.9485 |  | 0 | 1 | 0 | Off Peak | 0 | 0 | 1 | Off Peak | 0 | 1 | Off Peak | 0 | 1 | Off Peak | 0 | 0 | 1 | Super Off Peak | 0 | 1 | 0 | Off Peak | 0 | 1 | 0 | Off Peak
2020-05-21 | 24 | 5 | 1 | 0 | 0 | 0 | 1.6717 |  | 0 | 1 | 0 | Off Peak | 0 | 0 | 1 | Off Peak | 0 | 1 | Off Peak | 0 | 1 | Off Peak | 0 | 0 | 1 | Super Off Peak | 0 | 1 | 0 | Off Peak | 0 | 1 | 0 | Off Peak
2020-05-22 | 1 | 5 | 1 | 0 | 0 | 0 | 1.3609 |  | 0 | 0 | 1 | Super Off Peak | 0 | 0 | 1 | Off Peak | 0 | 1 | Off Peak | 0 | 1 | Off Peak | 0 | 0 | 1 | Super Off Peak | 0 | 0 | 1 | Super Off Peak | 0 | 0 | 1 | Super Off Peak
2020-05-22 | 2 | 5 | 1 | 0 | 0 | 0 | 1.144 |  | 0 | 0 | 1 | Super Off Peak | 0 | 0 | 1 | Off Peak | 0 | 1 | Off Peak | 0 | 1 | Off Peak | 0 | 0 | 1 | Super Off Peak | 0 | 0 | 1 | Super Off Peak | 0 | 0 | 1 | Super Off Peak
2020-05-22 | 3 | 5 | 1 | 0 | 0 | 0 | 1.079 |  | 0 | 0 | 1 | Super Off Peak | 0 | 0 | 1 | Off Peak | 0 | 1 | Off Peak | 0 | 1 | Off Peak | 0 | 0 | 1 | Super Off Peak | 0 | 0 | 1 | Super Off Peak | 0 | 0 | 1 | Super Off Peak
2020-05-22 | 4 | 5 | 1 | 0 | 0 | 0 | 1.0382 |  | 0 | 0 | 1 | Super Off Peak | 0 | 0 | 1 | Off Peak | 0 | 1 | Off Peak | 0 | 1 | Off Peak | 0 | 0 | 1 | Super Off Peak | 0 | 0 | 1 | Super Off Peak | 0 | 0 | 1 | Super Off Peak
2020-05-22 | 5 | 5 | 1 | 0 | 0 | 0 | 1.0143 |  | 0 | 0 | 1 | Super Off Peak | 0 | 0 | 1 | Off Peak | 0 | 1 | Off Peak | 0 | 1 | Off Peak | 0 | 0 | 1 | Super Off Peak | 0 | 0 | 1 | Super Off Peak | 0 | 0 | 1 | Super Off Peak
2020-05-22 | 6 | 5 | 1 | 0 | 0 | 0 | 1.0249 |  | 0 | 0 | 1 | Super Off Peak | 0 | 0 | 1 | Off Peak | 0 | 1 | Off Peak | 0 | 1 | Off Peak | 0 | 0 | 1 | Super Off Peak | 0 | 1 | 0 | Off Peak | 0 | 1 | 0 | Off Peak
2020-05-22 | 7 | 5 | 1 | 0 | 0 | 0 | 2.0554 |  | 0 | 1 | 0 | Off Peak | 0 | 1 | 0 | Semi Peak | 0 | 1 | Off Peak | 0 | 1 | Off Peak | 0 | 1 | 0 | Off Peak | 0 | 1 | 0 | Off Peak | 0 | 1 | 0 | Off Peak
2020-05-22 | 8 | 5 | 1 | 0 | 0 | 0 | 1.3697 |  | 0 | 1 | 0 | Off Peak | 0 | 1 | 0 | Semi Peak | 0 | 1 | Off Peak | 0 | 1 | Off Peak | 0 | 1 | 0 | Off Peak | 0 | 1 | 0 | Off Peak | 0 | 1 | 0 | Off Peak
2020-05-22 | 9 | 5 | 1 | 0 | 0 | 0 | 0.72411 |  | 0 | 1 | 0 | Off Peak | 0 | 1 | 0 | Semi Peak | 0 | 1 | Off Peak | 0 | 1 | Off Peak | 0 | 1 | 0 | Off Peak | 0 | 1 | 0 | Off Peak | 0 | 1 | 0 | Off Peak
2020-05-22 | 10 | 5 | 1 | 0 | 0 | 0 | 0.27298 |  | 0 | 1 | 0 | Off Peak | 0 | 1 | 0 | Semi Peak | 0 | 1 | Off Peak | 0 | 1 | Off Peak | 0 | 1 | 0 | Off Peak | 0 | 1 | 0 | Off Peak | 0 | 1 | 0 | Off Peak
2020-05-22 | 11 | 5 | 1 | 0 | 0 | 0 | -0.12743 |  | 0 | 1 | 0 | Off Peak | 0 | 1 | 0 | Semi Peak | 0 | 1 | Off Peak | 0 | 1 | Off Peak | 0 | 1 | 0 | Off Peak | 0 | 1 | 0 | Off Peak | 0 | 1 | 0 | Off Peak
2020-05-22 | 12 | 5 | 1 | 0 | 0 | 0 | -0.37422 |  | 0 | 1 | 0 | Off Peak | 1 | 0 | 0 | On Peak | 0 | 1 | Off Peak | 0 | 1 | Off Peak | 1 | 0 | 0 | On Peak | 0 | 1 | 0 | Off Peak | 0 | 1 | 0 | Off Peak
2020-05-22 | 13 | 5 | 1 | 0 | 0 | 0 | -0.56499 |  | 0 | 1 | 0 | Off Peak | 1 | 0 | 0 | On Peak | 0 | 1 | Off Peak | 1 | 0 | On Peak | 1 | 0 | 0 | On Peak | 1 | 0 | 0 | On Peak | 1 | 0 | 0 | On Peak
2020-05-22 | 14 | 5 | 1 | 0 | 0 | 0 | -0.68291 |  | 0 | 1 | 0 | Off Peak | 1 | 0 | 0 | On Peak | 0 | 1 | Off Peak | 1 | 0 | On Peak | 1 | 0 | 0 | On Peak | 1 | 0 | 0 | On Peak | 1 | 0 | 0 | On Peak
2020-05-22 | 15 | 5 | 1 | 0 | 0 | 0 | -0.70389 |  | 0 | 1 | 0 | Off Peak | 1 | 0 | 0 | On Peak | 0 | 1 | Off Peak | 1 | 0 | On Peak | 1 | 0 | 0 | On Peak | 1 | 0 | 0 | On Peak | 1 | 0 | 0 | On Peak
2020-05-22 | 16 | 5 | 1 | 0 | 0 | 0 | -0.44024 |  | 0 | 1 | 0 | Off Peak | 1 | 0 | 0 | On Peak | 0 | 1 | Off Peak | 1 | 0 | On Peak | 1 | 0 | 0 | On Peak | 1 | 0 | 0 | On Peak | 1 | 0 | 0 | On Peak
2020-05-22 | 17 | 5 | 1 | 0 | 0 | 0 | 0.029976 |  | 1 | 0 | 0 | On Peak | 1 | 0 | 0 | On Peak | 1 | 0 | On Peak | 1 | 0 | On Peak | 1 | 0 | 0 | On Peak | 1 | 0 | 0 | On Peak | 1 | 0 | 0 | On Peak
2020-05-22 | 18 | 5 | 1 | 0 | 0 | 0 | 0.83699 |  | 1 | 0 | 0 | On Peak | 1 | 0 | 0 | On Peak | 1 | 0 | On Peak | 1 | 0 | On Peak | 1 | 0 | 0 | On Peak | 1 | 0 | 0 | On Peak | 1 | 0 | 0 | On Peak
2020-05-22 | 19 | 5 | 1 | 0 | 0 | 0 | 2.2173 |  | 1 | 0 | 0 | On Peak | 0 | 1 | 0 | Semi Peak | 1 | 0 | On Peak | 0 | 1 | Off Peak | 0 | 1 | 0 | Off Peak | 1 | 0 | 0 | On Peak | 0 | 1 | 0 | Off Peak
2020-05-22 | 20 | 5 | 1 | 0 | 0 | 0 | 3.1137 |  | 1 | 0 | 0 | On Peak | 0 | 1 | 0 | Semi Peak | 1 | 0 | On Peak | 0 | 1 | Off Peak | 0 | 1 | 0 | Off Peak | 1 | 0 | 0 | On Peak | 0 | 1 | 0 | Off Peak
2020-05-22 | 21 | 5 | 1 | 0 | 0 | 0 | 3.5088 |  | 1 | 0 | 0 | On Peak | 0 | 1 | 0 | Semi Peak | 1 | 0 | On Peak | 0 | 1 | Off Peak | 0 | 1 | 0 | Off Peak | 0 | 1 | 0 | Off Peak | 0 | 1 | 0 | Off Peak
2020-05-22 | 22 | 5 | 1 | 0 | 0 | 0 | 3.8528 |  | 0 | 1 | 0 | Off Peak | 0 | 1 | 0 | Semi Peak | 0 | 1 | Off Peak | 0 | 1 | Off Peak | 0 | 1 | 0 | Off Peak | 0 | 1 | 0 | Off Peak | 0 | 1 | 0 | Off Peak
2020-05-22 | 23 | 5 | 1 | 0 | 0 | 0 | 1.7827 |  | 0 | 1 | 0 | Off Peak | 0 | 0 | 1 | Off Peak | 0 | 1 | Off Peak | 0 | 1 | Off Peak | 0 | 0 | 1 | Super Off Peak | 0 | 1 | 0 | Off Peak | 0 | 1 | 0 | Off Peak
2020-05-22 | 24 | 5 | 1 | 0 | 0 | 0 | 1.5248 |  | 0 | 1 | 0 | Off Peak | 0 | 0 | 1 | Off Peak | 0 | 1 | Off Peak | 0 | 1 | Off Peak | 0 | 0 | 1 | Super Off Peak | 0 | 1 | 0 | Off Peak | 0 | 1 | 0 | Off Peak
2020-05-23 | 1 | 5 | 1 | 1 | 0 | 0 | 1.2764 |  | 0 | 0 | 1 | Super Off Peak | 0 | 0 | 1 | Off Peak | 0 | 1 | Off Peak | 0 | 1 | Off Peak | 0 | 0 | 1 | Super Off Peak | 0 | 0 | 1 | Super Off Peak | 0 | 0 | 1 | Super Off Peak
2020-05-23 | 2 | 5 | 1 | 1 | 0 | 0 | 1.0947 |  | 0 | 0 | 1 | Super Off Peak | 0 | 0 | 1 | Off Peak | 0 | 1 | Off Peak | 0 | 1 | Off Peak | 0 | 0 | 1 | Super Off Peak | 0 | 0 | 1 | Super Off Peak | 0 | 0 | 1 | Super Off Peak
2020-05-23 | 3 | 5 | 1 | 1 | 0 | 0 | 1.0485 |  | 0 | 0 | 1 | Super Off Peak | 0 | 0 | 1 | Off Peak | 0 | 1 | Off Peak | 0 | 1 | Off Peak | 0 | 0 | 1 | Super Off Peak | 0 | 0 | 1 | Super Off Peak | 0 | 0 | 1 | Super Off Peak
2020-05-23 | 4 | 5 | 1 | 1 | 0 | 0 | 1.0029 |  | 0 | 0 | 1 | Super Off Peak | 0 | 0 | 1 | Off Peak | 0 | 1 | Off Peak | 0 | 1 | Off Peak | 0 | 0 | 1 | Super Off Peak | 0 | 0 | 1 | Super Off Peak | 0 | 0 | 1 | Super Off Peak
2020-05-23 | 5 | 5 | 1 | 1 | 0 | 0 | 0.97309 |  | 0 | 0 | 1 | Super Off Peak | 0 | 0 | 1 | Off Peak | 0 | 1 | Off Peak | 0 | 1 | Off Peak | 0 | 0 | 1 | Super Off Peak | 0 | 0 | 1 | Super Off Peak | 0 | 0 | 1 | Super Off Peak
2020-05-23 | 6 | 5 | 1 | 1 | 0 | 0 | 0.97157 |  | 0 | 0 | 1 | Super Off Peak | 0 | 0 | 1 | Off Peak | 0 | 1 | Off Peak | 0 | 1 | Off Peak | 0 | 0 | 1 | Super Off Peak | 0 | 1 | 0 | Off Peak | 0 | 1 | 0 | Off Peak
2020-05-23 | 7 | 5 | 1 | 1 | 0 | 0 | 1.8161 |  | 0 | 0 | 1 | Super Off Peak | 0 | 0 | 1 | Off Peak | 0 | 1 | Off Peak | 0 | 1 | Off Peak | 0 | 0 | 1 | Super Off Peak | 0 | 1 | 0 | Off Peak | 0 | 1 | 0 | Off Peak
2020-05-23 | 8 | 5 | 1 | 1 | 0 | 0 | 0.95019 |  | 0 | 0 | 1 | Super Off Peak | 0 | 0 | 1 | Off Peak | 0 | 1 | Off Peak | 0 | 1 | Off Peak | 0 | 0 | 1 | Super Off Peak | 0 | 1 | 0 | Off Peak | 0 | 1 | 0 | Off Peak
2020-05-23 | 9 | 5 | 1 | 1 | 0 | 0 | 0.19651 |  | 0 | 0 | 1 | Super Off Peak | 0 | 0 | 1 | Off Peak | 0 | 1 | Off Peak | 0 | 1 | Off Peak | 0 | 0 | 1 | Super Off Peak | 0 | 1 | 0 | Off Peak | 0 | 1 | 0 | Off Peak
2020-05-23 | 10 | 5 | 1 | 1 | 0 | 0 | -0.2279 |  | 0 | 0 | 1 | Super Off Peak | 0 | 0 | 1 | Off Peak | 0 | 1 | Off Peak | 0 | 1 | Off Peak | 0 | 0 | 1 | Super Off Peak | 0 | 1 | 0 | Off Peak | 0 | 1 | 0 | Off Peak
2020-05-23 | 11 | 5 | 1 | 1 | 0 | 0 | -0.57113 |  | 0 | 0 | 1 | Super Off Peak | 0 | 0 | 1 | Off Peak | 0 | 1 | Off Peak | 0 | 1 | Off Peak | 0 | 0 | 1 | Super Off Peak | 0 | 1 | 0 | Off Peak | 0 | 1 | 0 | Off Peak
2020-05-23 | 12 | 5 | 1 | 1 | 0 | 0 | -0.78725 |  | 0 | 0 | 1 | Super Off Peak | 0 | 0 | 1 | Off Peak | 0 | 1 | Off Peak | 0 | 1 | Off Peak | 0 | 0 | 1 | Super Off Peak | 0 | 1 | 0 | Off Peak | 0 | 1 | 0 | Off Peak
2020-05-23 | 13 | 5 | 1 | 1 | 0 | 0 | -1.0154 |  | 0 | 0 | 1 | Super Off Peak | 0 | 0 | 1 | Off Peak | 0 | 1 | Off Peak | 0 | 1 | Off Peak | 0 | 0 | 1 | Super Off Peak | 1 | 0 | 0 | On Peak | 1 | 0 | 0 | On Peak
2020-05-23 | 14 | 5 | 1 | 1 | 0 | 0 | -1.1591 |  | 0 | 0 | 1 | Super Off Peak | 0 | 0 | 1 | Off Peak | 0 | 1 | Off Peak | 0 | 1 | Off Peak | 0 | 0 | 1 | Super Off Peak | 1 | 0 | 0 | On Peak | 1 | 0 | 0 | On Peak
2020-05-23 | 15 | 5 | 1 | 1 | 0 | 0 | -1.2441 |  | 0 | 1 | 0 | Off Peak | 0 | 0 | 1 | Off Peak | 0 | 1 | Off Peak | 0 | 1 | Off Peak | 0 | 0 | 1 | Super Off Peak | 1 | 0 | 0 | On Peak | 1 | 0 | 0 | On Peak
2020-05-23 | 16 | 5 | 1 | 1 | 0 | 0 | -1.0209 |  | 0 | 1 | 0 | Off Peak | 0 | 0 | 1 | Off Peak | 0 | 1 | Off Peak | 0 | 1 | Off Peak | 0 | 0 | 1 | Super Off Peak | 1 | 0 | 0 | On Peak | 1 | 0 | 0 | On Peak
2020-05-23 | 17 | 5 | 1 | 1 | 0 | 0 | -0.63639 |  | 1 | 0 | 0 | On Peak | 0 | 0 | 1 | Off Peak | 0 | 1 | Off Peak | 0 | 1 | Off Peak | 0 | 0 | 1 | Super Off Peak | 1 | 0 | 0 | On Peak | 1 | 0 | 0 | On Peak
2020-05-23 | 18 | 5 | 1 | 1 | 0 | 0 | 0.14326 |  | 1 | 0 | 0 | On Peak | 0 | 0 | 1 | Off Peak | 0 | 1 | Off Peak | 0 | 1 | Off Peak | 0 | 0 | 1 | Super Off Peak | 1 | 0 | 0 | On Peak | 1 | 0 | 0 | On Peak
2020-05-23 | 19 | 5 | 1 | 1 | 0 | 0 | 1.5828 |  | 1 | 0 | 0 | On Peak | 0 | 0 | 1 | Off Peak | 0 | 1 | Off Peak | 0 | 1 | Off Peak | 0 | 0 | 1 | Super Off Peak | 1 | 0 | 0 | On Peak | 0 | 1 | 0 | Off Peak
2020-05-23 | 20 | 5 | 1 | 1 | 0 | 0 | 2.5861 |  | 1 | 0 | 0 | On Peak | 0 | 0 | 1 | Off Peak | 0 | 1 | Off Peak | 0 | 1 | Off Peak | 0 | 0 | 1 | Super Off Peak | 1 | 0 | 0 | On Peak | 0 | 1 | 0 | Off Peak
2020-05-23 | 21 | 5 | 1 | 1 | 0 | 0 | 3.0878 |  | 1 | 0 | 0 | On Peak | 0 | 0 | 1 | Off Peak | 0 | 1 | Off Peak | 0 | 1 | Off Peak | 0 | 0 | 1 | Super Off Peak | 0 | 1 | 0 | Off Peak | 0 | 1 | 0 | Off Peak
2020-05-23 | 22 | 5 | 1 | 1 | 0 | 0 | 3.5505 |  | 0 | 1 | 0 | Off Peak | 0 | 0 | 1 | Off Peak | 0 | 1 | Off Peak | 0 | 1 | Off Peak | 0 | 0 | 1 | Super Off Peak | 0 | 1 | 0 | Off Peak | 0 | 1 | 0 | Off Peak
2020-05-23 | 23 | 5 | 1 | 1 | 0 | 0 | 1.6251 |  | 0 | 1 | 0 | Off Peak | 0 | 0 | 1 | Off Peak | 0 | 1 | Off Peak | 0 | 1 | Off Peak | 0 | 0 | 1 | Super Off Peak | 0 | 1 | 0 | Off Peak | 0 | 1 | 0 | Off Peak
2020-05-23 | 24 | 5 | 1 | 1 | 0 | 0 | 1.416 |  | 0 | 1 | 0 | Off Peak | 0 | 0 | 1 | Off Peak | 0 | 1 | Off Peak | 0 | 1 | Off Peak | 0 | 0 | 1 | Super Off Peak | 0 | 1 | 0 | Off Peak | 0 | 1 | 0 | Off Peak
2020-05-24 | 1 | 5 | 1 | 1 | 1 | 0 | 1.2164 |  | 0 | 0 | 1 | Super Off Peak | 0 | 0 | 1 | Off Peak | 0 | 1 | Off Peak | 0 | 1 | Off Peak | 0 | 0 | 1 | Super Off Peak | 0 | 0 | 1 | Super Off Peak | 0 | 0 | 1 | Super Off Peak
2020-05-24 | 2 | 5 | 1 | 1 | 1 | 0 | 1.1116 |  | 0 | 0 | 1 | Super Off Peak | 0 | 0 | 1 | Off Peak | 0 | 1 | Off Peak | 0 | 1 | Off Peak | 0 | 0 | 1 | Super Off Peak | 0 | 0 | 1 | Super Off Peak | 0 | 0 | 1 | Super Off Peak
2020-05-24 | 3 | 5 | 1 | 1 | 1 | 0 | 1.059 |  | 0 | 0 | 1 | Super Off Peak | 0 | 0 | 1 | Off Peak | 0 | 1 | Off Peak | 0 | 1 | Off Peak | 0 | 0 | 1 | Super Off Peak | 0 | 0 | 1 | Super Off Peak | 0 | 0 | 1 | Super Off Peak
2020-05-24 | 4 | 5 | 1 | 1 | 1 | 0 | 1.0096 |  | 0 | 0 | 1 | Super Off Peak | 0 | 0 | 1 | Off Peak | 0 | 1 | Off Peak | 0 | 1 | Off Peak | 0 | 0 | 1 | Super Off Peak | 0 | 0 | 1 | Super Off Peak | 0 | 0 | 1 | Super Off Peak
2020-05-24 | 5 | 5 | 1 | 1 | 1 | 0 | 0.99375 |  | 0 | 0 | 1 | Super Off Peak | 0 | 0 | 1 | Off Peak | 0 | 1 | Off Peak | 0 | 1 | Off Peak | 0 | 0 | 1 | Super Off Peak | 0 | 0 | 1 | Super Off Peak | 0 | 0 | 1 | Super Off Peak
2020-05-24 | 6 | 5 | 1 | 1 | 1 | 0 | 0.99544 |  | 0 | 0 | 1 | Super Off Peak | 0 | 0 | 1 | Off Peak | 0 | 1 | Off Peak | 0 | 1 | Off Peak | 0 | 0 | 1 | Super Off Peak | 0 | 1 | 0 | Off Peak | 0 | 1 | 0 | Off Peak
2020-05-24 | 7 | 5 | 1 | 1 | 1 | 0 | 0.89353 |  | 0 | 0 | 1 | Super Off Peak | 0 | 0 | 1 | Off Peak | 0 | 1 | Off Peak | 0 | 1 | Off Peak | 0 | 0 | 1 | Super Off Peak | 0 | 1 | 0 | Off Peak | 0 | 1 | 0 | Off Peak
2020-05-24 | 8 | 5 | 1 | 1 | 1 | 0 | 0.48304 |  | 0 | 0 | 1 | Super Off Peak | 0 | 0 | 1 | Off Peak | 0 | 1 | Off Peak | 0 | 1 | Off Peak | 0 | 0 | 1 | Super Off Peak | 0 | 1 | 0 | Off Peak | 0 | 1 | 0 | Off Peak
2020-05-24 | 9 | 5 | 1 | 1 | 1 | 0 | 0.12271 |  | 0 | 0 | 1 | Super Off Peak | 0 | 0 | 1 | Off Peak | 0 | 1 | Off Peak | 0 | 1 | Off Peak | 0 | 0 | 1 | Super Off Peak | 0 | 1 | 0 | Off Peak | 0 | 1 | 0 | Off Peak
2020-05-24 | 10 | 5 | 1 | 1 | 1 | 0 | -0.067858 |  | 0 | 0 | 1 | Super Off Peak | 0 | 0 | 1 | Off Peak | 0 | 1 | Off Peak | 0 | 1 | Off Peak | 0 | 0 | 1 | Super Off Peak | 0 | 1 | 0 | Off Peak | 0 | 1 | 0 | Off Peak
2020-05-24 | 11 | 5 | 1 | 1 | 1 | 0 | -0.27444 |  | 0 | 0 | 1 | Super Off Peak | 0 | 0 | 1 | Off Peak | 0 | 1 | Off Peak | 0 | 1 | Off Peak | 0 | 0 | 1 | Super Off Peak | 0 | 1 | 0 | Off Peak | 0 | 1 | 0 | Off Peak
2020-05-24 | 12 | 5 | 1 | 1 | 1 | 0 | -0.38782 |  | 0 | 0 | 1 | Super Off Peak | 0 | 0 | 1 | Off Peak | 0 | 1 | Off Peak | 0 | 1 | Off Peak | 0 | 0 | 1 | Super Off Peak | 0 | 1 | 0 | Off Peak | 0 | 1 | 0 | Off Peak
2020-05-24 | 13 | 5 | 1 | 1 | 1 | 0 | -0.48792 |  | 0 | 0 | 1 | Super Off Peak | 0 | 0 | 1 | Off Peak | 0 | 1 | Off Peak | 0 | 1 | Off Peak | 0 | 0 | 1 | Super Off Peak | 1 | 0 | 0 | On Peak | 1 | 0 | 0 | On Peak
2020-05-24 | 14 | 5 | 1 | 1 | 1 | 0 | -0.55139 |  | 0 | 0 | 1 | Super Off Peak | 0 | 0 | 1 | Off Peak | 0 | 1 | Off Peak | 0 | 1 | Off Peak | 0 | 0 | 1 | Super Off Peak | 1 | 0 | 0 | On Peak | 1 | 0 | 0 | On Peak
2020-05-24 | 15 | 5 | 1 | 1 | 1 | 0 | -0.60024 |  | 0 | 1 | 0 | Off Peak | 0 | 0 | 1 | Off Peak | 0 | 1 | Off Peak | 0 | 1 | Off Peak | 0 | 0 | 1 | Super Off Peak | 1 | 0 | 0 | On Peak | 1 | 0 | 0 | On Peak
2020-05-24 | 16 | 5 | 1 | 1 | 1 | 0 | -0.50849 |  | 0 | 1 | 0 | Off Peak | 0 | 0 | 1 | Off Peak | 0 | 1 | Off Peak | 0 | 1 | Off Peak | 0 | 0 | 1 | Super Off Peak | 1 | 0 | 0 | On Peak | 1 | 0 | 0 | On Peak
2020-05-24 | 17 | 5 | 1 | 1 | 1 | 0 | -0.33182 |  | 1 | 0 | 0 | On Peak | 0 | 0 | 1 | Off Peak | 0 | 1 | Off Peak | 0 | 1 | Off Peak | 0 | 0 | 1 | Super Off Peak | 1 | 0 | 0 | On Peak | 1 | 0 | 0 | On Peak
2020-05-24 | 18 | 5 | 1 | 1 | 1 | 0 | 0.057922 |  | 1 | 0 | 0 | On Peak | 0 | 0 | 1 | Off Peak | 0 | 1 | Off Peak | 0 | 1 | Off Peak | 0 | 0 | 1 | Super Off Peak | 1 | 0 | 0 | On Peak | 1 | 0 | 0 | On Peak
2020-05-24 | 19 | 5 | 1 | 1 | 1 | 0 | 0.74697 |  | 1 | 0 | 0 | On Peak | 0 | 0 | 1 | Off Peak | 0 | 1 | Off Peak | 0 | 1 | Off Peak | 0 | 0 | 1 | Super Off Peak | 1 | 0 | 0 | On Peak | 0 | 1 | 0 | Off Peak
2020-05-24 | 20 | 5 | 1 | 1 | 1 | 0 | 1.2288 |  | 1 | 0 | 0 | On Peak | 0 | 0 | 1 | Off Peak | 0 | 1 | Off Peak | 0 | 1 | Off Peak | 0 | 0 | 1 | Super Off Peak | 1 | 0 | 0 | On Peak | 0 | 1 | 0 | Off Peak
2020-05-24 | 21 | 5 | 1 | 1 | 1 | 0 | 1.4454 |  | 1 | 0 | 0 | On Peak | 0 | 0 | 1 | Off Peak | 0 | 1 | Off Peak | 0 | 1 | Off Peak | 0 | 0 | 1 | Super Off Peak | 0 | 1 | 0 | Off Peak | 0 | 1 | 0 | Off Peak
2020-05-24 | 22 | 5 | 1 | 1 | 1 | 0 | 1.6865 |  | 0 | 1 | 0 | Off Peak | 0 | 0 | 1 | Off Peak | 0 | 1 | Off Peak | 0 | 1 | Off Peak | 0 | 0 | 1 | Super Off Peak | 0 | 1 | 0 | Off Peak | 0 | 1 | 0 | Off Peak
2020-05-24 | 23 | 5 | 1 | 1 | 1 | 0 | 1.6106 |  | 0 | 1 | 0 | Off Peak | 0 | 0 | 1 | Off Peak | 0 | 1 | Off Peak | 0 | 1 | Off Peak | 0 | 0 | 1 | Super Off Peak | 0 | 1 | 0 | Off Peak | 0 | 1 | 0 | Off Peak
2020-05-24 | 24 | 5 | 1 | 1 | 1 | 0 | 1.4216 |  | 0 | 1 | 0 | Off Peak | 0 | 0 | 1 | Off Peak | 0 | 1 | Off Peak | 0 | 1 | Off Peak | 0 | 0 | 1 | Super Off Peak | 0 | 1 | 0 | Off Peak | 0 | 1 | 0 | Off Peak
2020-05-25 | 1 | 5 | 1 | 0 | 0 | 1 | 1.2316 |  | 0 | 0 | 1 | Super Off Peak | 0 | 0 | 1 | Off Peak | 0 | 1 | Off Peak | 0 | 1 | Off Peak | 0 | 0 | 1 | Super Off Peak | 0 | 0 | 1 | Super Off Peak | 0 | 0 | 1 | Super Off Peak
2020-05-25 | 2 | 5 | 1 | 0 | 0 | 1 | 1.1165 |  | 0 | 0 | 1 | Super Off Peak | 0 | 0 | 1 | Off Peak | 0 | 1 | Off Peak | 0 | 1 | Off Peak | 0 | 0 | 1 | Super Off Peak | 0 | 0 | 1 | Super Off Peak | 0 | 0 | 1 | Super Off Peak
2020-05-25 | 3 | 5 | 1 | 0 | 0 | 1 | 1.0567 |  | 0 | 0 | 1 | Super Off Peak | 0 | 0 | 1 | Off Peak | 0 | 1 | Off Peak | 0 | 1 | Off Peak | 0 | 0 | 1 | Super Off Peak | 0 | 0 | 1 | Super Off Peak | 0 | 0 | 1 | Super Off Peak
2020-05-25 | 4 | 5 | 1 | 0 | 0 | 1 | 1.0076 |  | 0 | 0 | 1 | Super Off Peak | 0 | 0 | 1 | Off Peak | 0 | 1 | Off Peak | 0 | 1 | Off Peak | 0 | 0 | 1 | Super Off Peak | 0 | 0 | 1 | Super Off Peak | 0 | 0 | 1 | Super Off Peak
2020-05-25 | 5 | 5 | 1 | 0 | 0 | 1 | 0.99137 |  | 0 | 0 | 1 | Super Off Peak | 0 | 0 | 1 | Off Peak | 0 | 1 | Off Peak | 0 | 1 | Off Peak | 0 | 0 | 1 | Super Off Peak | 0 | 0 | 1 | Super Off Peak | 0 | 0 | 1 | Super Off Peak
2020-05-25 | 6 | 5 | 1 | 0 | 0 | 1 | 1.0031 |  | 0 | 0 | 1 | Super Off Peak | 0 | 0 | 1 | Off Peak | 0 | 1 | Off Peak | 0 | 1 | Off Peak | 0 | 0 | 1 | Super Off Peak | 0 | 1 | 0 | Off Peak | 0 | 1 | 0 | Off Peak
2020-05-25 | 7 | 5 | 1 | 0 | 0 | 1 | 1.9381 |  | 0 | 0 | 1 | Super Off Peak | 0 | 0 | 1 | Off Peak | 0 | 1 | Off Peak | 0 | 1 | Off Peak | 0 | 0 | 1 | Super Off Peak | 0 | 1 | 0 | Off Peak | 0 | 1 | 0 | Off Peak
2020-05-25 | 8 | 5 | 1 | 0 | 0 | 1 | 1.1556 |  | 0 | 0 | 1 | Super Off Peak | 0 | 0 | 1 | Off Peak | 0 | 1 | Off Peak | 0 | 1 | Off Peak | 0 | 0 | 1 | Super Off Peak | 0 | 1 | 0 | Off Peak | 0 | 1 | 0 | Off Peak
2020-05-25 | 9 | 5 | 1 | 0 | 0 | 1 | 0.444 |  | 0 | 0 | 1 | Super Off Peak | 0 | 0 | 1 | Off Peak | 0 | 1 | Off Peak | 0 | 1 | Off Peak | 0 | 0 | 1 | Super Off Peak | 0 | 1 | 0 | Off Peak | 0 | 1 | 0 | Off Peak
2020-05-25 | 10 | 5 | 1 | 0 | 0 | 1 | 0.094308 |  | 0 | 0 | 1 | Super Off Peak | 0 | 0 | 1 | Off Peak | 0 | 1 | Off Peak | 0 | 1 | Off Peak | 0 | 0 | 1 | Super Off Peak | 0 | 1 | 0 | Off Peak | 0 | 1 | 0 | Off Peak
2020-05-25 | 11 | 5 | 1 | 0 | 0 | 1 | -0.23563 |  | 0 | 0 | 1 | Super Off Peak | 0 | 0 | 1 | Off Peak | 0 | 1 | Off Peak | 0 | 1 | Off Peak | 0 | 0 | 1 | Super Off Peak | 0 | 1 | 0 | Off Peak | 0 | 1 | 0 | Off Peak
2020-05-25 | 12 | 5 | 1 | 0 | 0 | 1 | -0.44339 |  | 0 | 0 | 1 | Super Off Peak | 0 | 0 | 1 | Off Peak | 0 | 1 | Off Peak | 0 | 1 | Off Peak | 0 | 0 | 1 | Super Off Peak | 0 | 1 | 0 | Off Peak | 0 | 1 | 0 | Off Peak
2020-05-25 | 13 | 5 | 1 | 0 | 0 | 1 | -0.64649 |  | 0 | 0 | 1 | Super Off Peak | 0 | 0 | 1 | Off Peak | 0 | 1 | Off Peak | 0 | 1 | Off Peak | 0 | 0 | 1 | Super Off Peak | 1 | 0 | 0 | On Peak | 0 | 1 | 0 | Off Peak
2020-05-25 | 14 | 5 | 1 | 0 | 0 | 1 | -0.81357 |  | 0 | 0 | 1 | Super Off Peak | 0 | 0 | 1 | Off Peak | 0 | 1 | Off Peak | 0 | 1 | Off Peak | 0 | 0 | 1 | Super Off Peak | 1 | 0 | 0 | On Peak | 0 | 1 | 0 | Off Peak
2020-05-25 | 15 | 5 | 1 | 0 | 0 | 1 | -0.9128 |  | 0 | 1 | 0 | Off Peak | 0 | 0 | 1 | Off Peak | 0 | 1 | Off Peak | 0 | 1 | Off Peak | 0 | 0 | 1 | Super Off Peak | 1 | 0 | 0 | On Peak | 0 | 1 | 0 | Off Peak
2020-05-25 | 16 | 5 | 1 | 0 | 0 | 1 | -0.70373 |  | 0 | 1 | 0 | Off Peak | 0 | 0 | 1 | Off Peak | 0 | 1 | Off Peak | 0 | 1 | Off Peak | 0 | 0 | 1 | Super Off Peak | 1 | 0 | 0 | On Peak | 0 | 1 | 0 | Off Peak
2020-05-25 | 17 | 5 | 1 | 0 | 0 | 1 | -0.26862 |  | 1 | 0 | 0 | On Peak | 0 | 0 | 1 | Off Peak | 0 | 1 | Off Peak | 0 | 1 | Off Peak | 0 | 0 | 1 | Super Off Peak | 1 | 0 | 0 | On Peak | 0 | 1 | 0 | Off Peak
2020-05-25 | 18 | 5 | 1 | 0 | 0 | 1 | 0.54641 |  | 1 | 0 | 0 | On Peak | 0 | 0 | 1 | Off Peak | 0 | 1 | Off Peak | 0 | 1 | Off Peak | 0 | 0 | 1 | Super Off Peak | 1 | 0 | 0 | On Peak | 0 | 1 | 0 | Off Peak
2020-05-25 | 19 | 5 | 1 | 0 | 0 | 1 | 1.956 |  | 1 | 0 | 0 | On Peak | 0 | 0 | 1 | Off Peak | 0 | 1 | Off Peak | 0 | 1 | Off Peak | 0 | 0 | 1 | Super Off Peak | 1 | 0 | 0 | On Peak | 0 | 1 | 0 | Off Peak
2020-05-25 | 20 | 5 | 1 | 0 | 0 | 1 | 2.9731 |  | 1 | 0 | 0 | On Peak | 0 | 0 | 1 | Off Peak | 0 | 1 | Off Peak | 0 | 1 | Off Peak | 0 | 0 | 1 | Super Off Peak | 1 | 0 | 0 | On Peak | 0 | 1 | 0 | Off Peak
2020-05-25 | 21 | 5 | 1 | 0 | 0 | 1 | 3.406 |  | 1 | 0 | 0 | On Peak | 0 | 0 | 1 | Off Peak | 0 | 1 | Off Peak | 0 | 1 | Off Peak | 0 | 0 | 1 | Super Off Peak | 0 | 1 | 0 | Off Peak | 0 | 1 | 0 | Off Peak
2020-05-25 | 22 | 5 | 1 | 0 | 0 | 1 | 3.7473 |  | 0 | 1 | 0 | Off Peak | 0 | 0 | 1 | Off Peak | 0 | 1 | Off Peak | 0 | 1 | Off Peak | 0 | 0 | 1 | Super Off Peak | 0 | 1 | 0 | Off Peak | 0 | 1 | 0 | Off Peak
2020-05-25 | 23 | 5 | 1 | 0 | 0 | 1 | 1.7214 |  | 0 | 1 | 0 | Off Peak | 0 | 0 | 1 | Off Peak | 0 | 1 | Off Peak | 0 | 1 | Off Peak | 0 | 0 | 1 | Super Off Peak | 0 | 1 | 0 | Off Peak | 0 | 1 | 0 | Off Peak
2020-05-25 | 24 | 5 | 1 | 0 | 0 | 1 | 1.4703 |  | 0 | 1 | 0 | Off Peak | 0 | 0 | 1 | Off Peak | 0 | 1 | Off Peak | 0 | 1 | Off Peak | 0 | 0 | 1 | Super Off Peak | 0 | 1 | 0 | Off Peak | 0 | 1 | 0 | Off Peak
2020-05-26 | 1 | 5 | 1 | 0 | 0 | 0 | 1.2385 |  | 0 | 0 | 1 | Super Off Peak | 0 | 0 | 1 | Off Peak | 0 | 1 | Off Peak | 0 | 1 | Off Peak | 0 | 0 | 1 | Super Off Peak | 0 | 0 | 1 | Super Off Peak | 0 | 0 | 1 | Super Off Peak
2020-05-26 | 2 | 5 | 1 | 0 | 0 | 0 | 1.3543 |  | 0 | 0 | 1 | Super Off Peak | 0 | 0 | 1 | Off Peak | 0 | 1 | Off Peak | 0 | 1 | Off Peak | 0 | 0 | 1 | Super Off Peak | 0 | 0 | 1 | Super Off Peak | 0 | 0 | 1 | Super Off Peak
2020-05-26 | 3 | 5 | 1 | 0 | 0 | 0 | 1.1795 |  | 0 | 0 | 1 | Super Off Peak | 0 | 0 | 1 | Off Peak | 0 | 1 | Off Peak | 0 | 1 | Off Peak | 0 | 0 | 1 | Super Off Peak | 0 | 0 | 1 | Super Off Peak | 0 | 0 | 1 | Super Off Peak
2020-05-26 | 4 | 5 | 1 | 0 | 0 | 0 | 1.1287 |  | 0 | 0 | 1 | Super Off Peak | 0 | 0 | 1 | Off Peak | 0 | 1 | Off Peak | 0 | 1 | Off Peak | 0 | 0 | 1 | Super Off Peak | 0 | 0 | 1 | Super Off Peak | 0 | 0 | 1 | Super Off Peak
2020-05-26 | 5 | 5 | 1 | 0 | 0 | 0 | 1.1012 |  | 0 | 0 | 1 | Super Off Peak | 0 | 0 | 1 | Off Peak | 0 | 1 | Off Peak | 0 | 1 | Off Peak | 0 | 0 | 1 | Super Off Peak | 0 | 0 | 1 | Super Off Peak | 0 | 0 | 1 | Super Off Peak
2020-05-26 | 6 | 5 | 1 | 0 | 0 | 0 | 1.1087 |  | 0 | 0 | 1 | Super Off Peak | 0 | 0 | 1 | Off Peak | 0 | 1 | Off Peak | 0 | 1 | Off Peak | 0 | 0 | 1 | Super Off Peak | 0 | 1 | 0 | Off Peak | 0 | 1 | 0 | Off Peak
2020-05-26 | 7 | 5 | 1 | 0 | 0 | 0 | 2.1657 |  | 0 | 1 | 0 | Off Peak | 0 | 1 | 0 | Semi Peak | 0 | 1 | Off Peak | 0 | 1 | Off Peak | 0 | 1 | 0 | Off Peak | 0 | 1 | 0 | Off Peak | 0 | 1 | 0 | Off Peak
2020-05-26 | 8 | 5 | 1 | 0 | 0 | 0 | 1.4408 |  | 0 | 1 | 0 | Off Peak | 0 | 1 | 0 | Semi Peak | 0 | 1 | Off Peak | 0 | 1 | Off Peak | 0 | 1 | 0 | Off Peak | 0 | 1 | 0 | Off Peak | 0 | 1 | 0 | Off Peak
2020-05-26 | 9 | 5 | 1 | 0 | 0 | 0 | 0.85795 |  | 0 | 1 | 0 | Off Peak | 0 | 1 | 0 | Semi Peak | 0 | 1 | Off Peak | 0 | 1 | Off Peak | 0 | 1 | 0 | Off Peak | 0 | 1 | 0 | Off Peak | 0 | 1 | 0 | Off Peak
2020-05-26 | 10 | 5 | 1 | 0 | 0 | 0 | 0.52353 |  | 0 | 1 | 0 | Off Peak | 0 | 1 | 0 | Semi Peak | 0 | 1 | Off Peak | 0 | 1 | Off Peak | 0 | 1 | 0 | Off Peak | 0 | 1 | 0 | Off Peak | 0 | 1 | 0 | Off Peak
2020-05-26 | 11 | 5 | 1 | 0 | 0 | 0 | 0.24084 |  | 0 | 1 | 0 | Off Peak | 0 | 1 | 0 | Semi Peak | 0 | 1 | Off Peak | 0 | 1 | Off Peak | 0 | 1 | 0 | Off Peak | 0 | 1 | 0 | Off Peak | 0 | 1 | 0 | Off Peak
2020-05-26 | 12 | 5 | 1 | 0 | 0 | 0 | 0.13466 |  | 0 | 1 | 0 | Off Peak | 1 | 0 | 0 | On Peak | 0 | 1 | Off Peak | 0 | 1 | Off Peak | 1 | 0 | 0 | On Peak | 0 | 1 | 0 | Off Peak | 0 | 1 | 0 | Off Peak
2020-05-26 | 13 | 5 | 1 | 0 | 0 | 0 | 0.095885 |  | 0 | 1 | 0 | Off Peak | 1 | 0 | 0 | On Peak | 0 | 1 | Off Peak | 1 | 0 | On Peak | 1 | 0 | 0 | On Peak | 1 | 0 | 0 | On Peak | 1 | 0 | 0 | On Peak
2020-05-26 | 14 | 5 | 1 | 0 | 0 | 0 | 0.087175 |  | 0 | 1 | 0 | Off Peak | 1 | 0 | 0 | On Peak | 0 | 1 | Off Peak | 1 | 0 | On Peak | 1 | 0 | 0 | On Peak | 1 | 0 | 0 | On Peak | 1 | 0 | 0 | On Peak
2020-05-26 | 15 | 5 | 1 | 0 | 0 | 0 | 0.17343 |  | 0 | 1 | 0 | Off Peak | 1 | 0 | 0 | On Peak | 0 | 1 | Off Peak | 1 | 0 | On Peak | 1 | 0 | 0 | On Peak | 1 | 0 | 0 | On Peak | 1 | 0 | 0 | On Peak
2020-05-26 | 16 | 5 | 1 | 0 | 0 | 0 | 0.58021 |  | 0 | 1 | 0 | Off Peak | 1 | 0 | 0 | On Peak | 0 | 1 | Off Peak | 1 | 0 | On Peak | 1 | 0 | 0 | On Peak | 1 | 0 | 0 | On Peak | 1 | 0 | 0 | On Peak
2020-05-26 | 17 | 5 | 1 | 0 | 0 | 0 | 1.176 |  | 1 | 0 | 0 | On Peak | 1 | 0 | 0 | On Peak | 1 | 0 | On Peak | 1 | 0 | On Peak | 1 | 0 | 0 | On Peak | 1 | 0 | 0 | On Peak | 1 | 0 | 0 | On Peak
2020-05-26 | 18 | 5 | 1 | 0 | 0 | 0 | 2.0686 |  | 1 | 0 | 0 | On Peak | 1 | 0 | 0 | On Peak | 1 | 0 | On Peak | 1 | 0 | On Peak | 1 | 0 | 0 | On Peak | 1 | 0 | 0 | On Peak | 1 | 0 | 0 | On Peak
2020-05-26 | 19 | 5 | 1 | 0 | 0 | 0 | 3.4886 |  | 1 | 0 | 0 | On Peak | 0 | 1 | 0 | Semi Peak | 1 | 0 | On Peak | 0 | 1 | Off Peak | 0 | 1 | 0 | Off Peak | 1 | 0 | 0 | On Peak | 0 | 1 | 0 | Off Peak
2020-05-26 | 20 | 5 | 1 | 0 | 0 | 0 | 4.3679 |  | 1 | 0 | 0 | On Peak | 0 | 1 | 0 | Semi Peak | 1 | 0 | On Peak | 0 | 1 | Off Peak | 0 | 1 | 0 | Off Peak | 1 | 0 | 0 | On Peak | 0 | 1 | 0 | Off Peak
2020-05-26 | 21 | 5 | 1 | 0 | 0 | 0 | 4.4683 |  | 1 | 0 | 0 | On Peak | 0 | 1 | 0 | Semi Peak | 1 | 0 | On Peak | 0 | 1 | Off Peak | 0 | 1 | 0 | Off Peak | 0 | 1 | 0 | Off Peak | 0 | 1 | 0 | Off Peak
2020-05-26 | 22 | 5 | 1 | 0 | 0 | 0 | 4.6241 |  | 0 | 1 | 0 | Off Peak | 0 | 1 | 0 | Semi Peak | 0 | 1 | Off Peak | 0 | 1 | Off Peak | 0 | 1 | 0 | Off Peak | 0 | 1 | 0 | Off Peak | 0 | 1 | 0 | Off Peak
2020-05-26 | 23 | 5 | 1 | 0 | 0 | 0 | 2.1539 |  | 0 | 1 | 0 | Off Peak | 0 | 0 | 1 | Off Peak | 0 | 1 | Off Peak | 0 | 1 | Off Peak | 0 | 0 | 1 | Super Off Peak | 0 | 1 | 0 | Off Peak | 0 | 1 | 0 | Off Peak
2020-05-26 | 24 | 5 | 1 | 0 | 0 | 0 | 1.8928 |  | 0 | 1 | 0 | Off Peak | 0 | 0 | 1 | Off Peak | 0 | 1 | Off Peak | 0 | 1 | Off Peak | 0 | 0 | 1 | Super Off Peak | 0 | 1 | 0 | Off Peak | 0 | 1 | 0 | Off Peak
2020-05-27 | 1 | 5 | 1 | 0 | 0 | 0 | 1.5644 |  | 0 | 0 | 1 | Super Off Peak | 0 | 0 | 1 | Off Peak | 0 | 1 | Off Peak | 0 | 1 | Off Peak | 0 | 0 | 1 | Super Off Peak | 0 | 0 | 1 | Super Off Peak | 0 | 0 | 1 | Super Off Peak
2020-05-27 | 2 | 5 | 1 | 0 | 0 | 0 | 1.1654 |  | 0 | 0 | 1 | Super Off Peak | 0 | 0 | 1 | Off Peak | 0 | 1 | Off Peak | 0 | 1 | Off Peak | 0 | 0 | 1 | Super Off Peak | 0 | 0 | 1 | Super Off Peak | 0 | 0 | 1 | Super Off Peak
2020-05-27 | 3 | 5 | 1 | 0 | 0 | 0 | 1.0719 |  | 0 | 0 | 1 | Super Off Peak | 0 | 0 | 1 | Off Peak | 0 | 1 | Off Peak | 0 | 1 | Off Peak | 0 | 0 | 1 | Super Off Peak | 0 | 0 | 1 | Super Off Peak | 0 | 0 | 1 | Super Off Peak
2020-05-27 | 4 | 5 | 1 | 0 | 0 | 0 | 1.029 |  | 0 | 0 | 1 | Super Off Peak | 0 | 0 | 1 | Off Peak | 0 | 1 | Off Peak | 0 | 1 | Off Peak | 0 | 0 | 1 | Super Off Peak | 0 | 0 | 1 | Super Off Peak | 0 | 0 | 1 | Super Off Peak
2020-05-27 | 5 | 5 | 1 | 0 | 0 | 0 | 1.0166 |  | 0 | 0 | 1 | Super Off Peak | 0 | 0 | 1 | Off Peak | 0 | 1 | Off Peak | 0 | 1 | Off Peak | 0 | 0 | 1 | Super Off Peak | 0 | 0 | 1 | Super Off Peak | 0 | 0 | 1 | Super Off Peak
2020-05-27 | 6 | 5 | 1 | 0 | 0 | 0 | 1.0276 |  | 0 | 0 | 1 | Super Off Peak | 0 | 0 | 1 | Off Peak | 0 | 1 | Off Peak | 0 | 1 | Off Peak | 0 | 0 | 1 | Super Off Peak | 0 | 1 | 0 | Off Peak | 0 | 1 | 0 | Off Peak
2020-05-27 | 7 | 5 | 1 | 0 | 0 | 0 | 2.0827 |  | 0 | 1 | 0 | Off Peak | 0 | 1 | 0 | Semi Peak | 0 | 1 | Off Peak | 0 | 1 | Off Peak | 0 | 1 | 0 | Off Peak | 0 | 1 | 0 | Off Peak | 0 | 1 | 0 | Off Peak
2020-05-27 | 8 | 5 | 1 | 0 | 0 | 0 | 1.5065 |  | 0 | 1 | 0 | Off Peak | 0 | 1 | 0 | Semi Peak | 0 | 1 | Off Peak | 0 | 1 | Off Peak | 0 | 1 | 0 | Off Peak | 0 | 1 | 0 | Off Peak | 0 | 1 | 0 | Off Peak
2020-05-27 | 9 | 5 | 1 | 0 | 0 | 0 | 0.9051 |  | 0 | 1 | 0 | Off Peak | 0 | 1 | 0 | Semi Peak | 0 | 1 | Off Peak | 0 | 1 | Off Peak | 0 | 1 | 0 | Off Peak | 0 | 1 | 0 | Off Peak | 0 | 1 | 0 | Off Peak
2020-05-27 | 10 | 5 | 1 | 0 | 0 | 0 | 0.4271 |  | 0 | 1 | 0 | Off Peak | 0 | 1 | 0 | Semi Peak | 0 | 1 | Off Peak | 0 | 1 | Off Peak | 0 | 1 | 0 | Off Peak | 0 | 1 | 0 | Off Peak | 0 | 1 | 0 | Off Peak
2020-05-27 | 11 | 5 | 1 | 0 | 0 | 0 | 0.0063835 |  | 0 | 1 | 0 | Off Peak | 0 | 1 | 0 | Semi Peak | 0 | 1 | Off Peak | 0 | 1 | Off Peak | 0 | 1 | 0 | Off Peak | 0 | 1 | 0 | Off Peak | 0 | 1 | 0 | Off Peak
2020-05-27 | 12 | 5 | 1 | 0 | 0 | 0 | -0.18171 |  | 0 | 1 | 0 | Off Peak | 1 | 0 | 0 | On Peak | 0 | 1 | Off Peak | 0 | 1 | Off Peak | 1 | 0 | 0 | On Peak | 0 | 1 | 0 | Off Peak | 0 | 1 | 0 | Off Peak
2020-05-27 | 13 | 5 | 1 | 0 | 0 | 0 | -0.37891 |  | 0 | 1 | 0 | Off Peak | 1 | 0 | 0 | On Peak | 0 | 1 | Off Peak | 1 | 0 | On Peak | 1 | 0 | 0 | On Peak | 1 | 0 | 0 | On Peak | 1 | 0 | 0 | On Peak
2020-05-27 | 14 | 5 | 1 | 0 | 0 | 0 | -0.50171 |  | 0 | 1 | 0 | Off Peak | 1 | 0 | 0 | On Peak | 0 | 1 | Off Peak | 1 | 0 | On Peak | 1 | 0 | 0 | On Peak | 1 | 0 | 0 | On Peak | 1 | 0 | 0 | On Peak
2020-05-27 | 15 | 5 | 1 | 0 | 0 | 0 | -0.518 |  | 0 | 1 | 0 | Off Peak | 1 | 0 | 0 | On Peak | 0 | 1 | Off Peak | 1 | 0 | On Peak | 1 | 0 | 0 | On Peak | 1 | 0 | 0 | On Peak | 1 | 0 | 0 | On Peak
2020-05-27 | 16 | 5 | 1 | 0 | 0 | 0 | -0.22271 |  | 0 | 1 | 0 | Off Peak | 1 | 0 | 0 | On Peak | 0 | 1 | Off Peak | 1 | 0 | On Peak | 1 | 0 | 0 | On Peak | 1 | 0 | 0 | On Peak | 1 | 0 | 0 | On Peak
2020-05-27 | 17 | 5 | 1 | 0 | 0 | 0 | 0.25214 |  | 1 | 0 | 0 | On Peak | 1 | 0 | 0 | On Peak | 1 | 0 | On Peak | 1 | 0 | On Peak | 1 | 0 | 0 | On Peak | 1 | 0 | 0 | On Peak | 1 | 0 | 0 | On Peak
2020-05-27 | 18 | 5 | 1 | 0 | 0 | 0 | 1.0529 |  | 1 | 0 | 0 | On Peak | 1 | 0 | 0 | On Peak | 1 | 0 | On Peak | 1 | 0 | On Peak | 1 | 0 | 0 | On Peak | 1 | 0 | 0 | On Peak | 1 | 0 | 0 | On Peak
2020-05-27 | 19 | 5 | 1 | 0 | 0 | 0 | 2.4503 |  | 1 | 0 | 0 | On Peak | 0 | 1 | 0 | Semi Peak | 1 | 0 | On Peak | 0 | 1 | Off Peak | 0 | 1 | 0 | Off Peak | 1 | 0 | 0 | On Peak | 0 | 1 | 0 | Off Peak
2020-05-27 | 20 | 5 | 1 | 0 | 0 | 0 | 3.3345 |  | 1 | 0 | 0 | On Peak | 0 | 1 | 0 | Semi Peak | 1 | 0 | On Peak | 0 | 1 | Off Peak | 0 | 1 | 0 | Off Peak | 1 | 0 | 0 | On Peak | 0 | 1 | 0 | Off Peak
2020-05-27 | 21 | 5 | 1 | 0 | 0 | 0 | 3.7074 |  | 1 | 0 | 0 | On Peak | 0 | 1 | 0 | Semi Peak | 1 | 0 | On Peak | 0 | 1 | Off Peak | 0 | 1 | 0 | Off Peak | 0 | 1 | 0 | Off Peak | 0 | 1 | 0 | Off Peak
2020-05-27 | 22 | 5 | 1 | 0 | 0 | 0 | 4.0359 |  | 0 | 1 | 0 | Off Peak | 0 | 1 | 0 | Semi Peak | 0 | 1 | Off Peak | 0 | 1 | Off Peak | 0 | 1 | 0 | Off Peak | 0 | 1 | 0 | Off Peak | 0 | 1 | 0 | Off Peak
2020-05-27 | 23 | 5 | 1 | 0 | 0 | 0 | 1.8447 |  | 0 | 1 | 0 | Off Peak | 0 | 0 | 1 | Off Peak | 0 | 1 | Off Peak | 0 | 1 | Off Peak | 0 | 0 | 1 | Super Off Peak | 0 | 1 | 0 | Off Peak | 0 | 1 | 0 | Off Peak
2020-05-27 | 24 | 5 | 1 | 0 | 0 | 0 | 1.5725 |  | 0 | 1 | 0 | Off Peak | 0 | 0 | 1 | Off Peak | 0 | 1 | Off Peak | 0 | 1 | Off Peak | 0 | 0 | 1 | Super Off Peak | 0 | 1 | 0 | Off Peak | 0 | 1 | 0 | Off Peak
2020-05-28 | 1 | 5 | 1 | 0 | 0 | 0 | 1.2987 |  | 0 | 0 | 1 | Super Off Peak | 0 | 0 | 1 | Off Peak | 0 | 1 | Off Peak | 0 | 1 | Off Peak | 0 | 0 | 1 | Super Off Peak | 0 | 0 | 1 | Super Off Peak | 0 | 0 | 1 | Super Off Peak
2020-05-28 | 2 | 5 | 1 | 0 | 0 | 0 | 1.1503 |  | 0 | 0 | 1 | Super Off Peak | 0 | 0 | 1 | Off Peak | 0 | 1 | Off Peak | 0 | 1 | Off Peak | 0 | 0 | 1 | Super Off Peak | 0 | 0 | 1 | Super Off Peak | 0 | 0 | 1 | Super Off Peak
2020-05-28 | 3 | 5 | 1 | 0 | 0 | 0 | 1.0685 |  | 0 | 0 | 1 | Super Off Peak | 0 | 0 | 1 | Off Peak | 0 | 1 | Off Peak | 0 | 1 | Off Peak | 0 | 0 | 1 | Super Off Peak | 0 | 0 | 1 | Super Off Peak | 0 | 0 | 1 | Super Off Peak
2020-05-28 | 4 | 5 | 1 | 0 | 0 | 0 | 1.0429 |  | 0 | 0 | 1 | Super Off Peak | 0 | 0 | 1 | Off Peak | 0 | 1 | Off Peak | 0 | 1 | Off Peak | 0 | 0 | 1 | Super Off Peak | 0 | 0 | 1 | Super Off Peak | 0 | 0 | 1 | Super Off Peak
2020-05-28 | 5 | 5 | 1 | 0 | 0 | 0 | 1.0241 |  | 0 | 0 | 1 | Super Off Peak | 0 | 0 | 1 | Off Peak | 0 | 1 | Off Peak | 0 | 1 | Off Peak | 0 | 0 | 1 | Super Off Peak | 0 | 0 | 1 | Super Off Peak | 0 | 0 | 1 | Super Off Peak
2020-05-28 | 6 | 5 | 1 | 0 | 0 | 0 | 1.0289 |  | 0 | 0 | 1 | Super Off Peak | 0 | 0 | 1 | Off Peak | 0 | 1 | Off Peak | 0 | 1 | Off Peak | 0 | 0 | 1 | Super Off Peak | 0 | 1 | 0 | Off Peak | 0 | 1 | 0 | Off Peak
2020-05-28 | 7 | 5 | 1 | 0 | 0 | 0 | 2.0568 |  | 0 | 1 | 0 | Off Peak | 0 | 1 | 0 | Semi Peak | 0 | 1 | Off Peak | 0 | 1 | Off Peak | 0 | 1 | 0 | Off Peak | 0 | 1 | 0 | Off Peak | 0 | 1 | 0 | Off Peak
2020-05-28 | 8 | 5 | 1 | 0 | 0 | 0 | 1.4371 |  | 0 | 1 | 0 | Off Peak | 0 | 1 | 0 | Semi Peak | 0 | 1 | Off Peak | 0 | 1 | Off Peak | 0 | 1 | 0 | Off Peak | 0 | 1 | 0 | Off Peak | 0 | 1 | 0 | Off Peak
2020-05-28 | 9 | 5 | 1 | 0 | 0 | 0 | 0.78559 |  | 0 | 1 | 0 | Off Peak | 0 | 1 | 0 | Semi Peak | 0 | 1 | Off Peak | 0 | 1 | Off Peak | 0 | 1 | 0 | Off Peak | 0 | 1 | 0 | Off Peak | 0 | 1 | 0 | Off Peak
2020-05-28 | 10 | 5 | 1 | 0 | 0 | 0 | 0.3224 |  | 0 | 1 | 0 | Off Peak | 0 | 1 | 0 | Semi Peak | 0 | 1 | Off Peak | 0 | 1 | Off Peak | 0 | 1 | 0 | Off Peak | 0 | 1 | 0 | Off Peak | 0 | 1 | 0 | Off Peak
2020-05-28 | 11 | 5 | 1 | 0 | 0 | 0 | -0.069931 |  | 0 | 1 | 0 | Off Peak | 0 | 1 | 0 | Semi Peak | 0 | 1 | Off Peak | 0 | 1 | Off Peak | 0 | 1 | 0 | Off Peak | 0 | 1 | 0 | Off Peak | 0 | 1 | 0 | Off Peak
2020-05-28 | 12 | 5 | 1 | 0 | 0 | 0 | -0.31492 |  | 0 | 1 | 0 | Off Peak | 1 | 0 | 0 | On Peak | 0 | 1 | Off Peak | 0 | 1 | Off Peak | 1 | 0 | 0 | On Peak | 0 | 1 | 0 | Off Peak | 0 | 1 | 0 | Off Peak
2020-05-28 | 13 | 5 | 1 | 0 | 0 | 0 | -0.51473 |  | 0 | 1 | 0 | Off Peak | 1 | 0 | 0 | On Peak | 0 | 1 | Off Peak | 1 | 0 | On Peak | 1 | 0 | 0 | On Peak | 1 | 0 | 0 | On Peak | 1 | 0 | 0 | On Peak
2020-05-28 | 14 | 5 | 1 | 0 | 0 | 0 | -0.65312 |  | 0 | 1 | 0 | Off Peak | 1 | 0 | 0 | On Peak | 0 | 1 | Off Peak | 1 | 0 | On Peak | 1 | 0 | 0 | On Peak | 1 | 0 | 0 | On Peak | 1 | 0 | 0 | On Peak
2020-05-28 | 15 | 5 | 1 | 0 | 0 | 0 | -0.68921 |  | 0 | 1 | 0 | Off Peak | 1 | 0 | 0 | On Peak | 0 | 1 | Off Peak | 1 | 0 | On Peak | 1 | 0 | 0 | On Peak | 1 | 0 | 0 | On Peak | 1 | 0 | 0 | On Peak
2020-05-28 | 16 | 5 | 1 | 0 | 0 | 0 | -0.40933 |  | 0 | 1 | 0 | Off Peak | 1 | 0 | 0 | On Peak | 0 | 1 | Off Peak | 1 | 0 | On Peak | 1 | 0 | 0 | On Peak | 1 | 0 | 0 | On Peak | 1 | 0 | 0 | On Peak
2020-05-28 | 17 | 5 | 1 | 0 | 0 | 0 | 0.040195 |  | 1 | 0 | 0 | On Peak | 1 | 0 | 0 | On Peak | 1 | 0 | On Peak | 1 | 0 | On Peak | 1 | 0 | 0 | On Peak | 1 | 0 | 0 | On Peak | 1 | 0 | 0 | On Peak
2020-05-28 | 18 | 5 | 1 | 0 | 0 | 0 | 0.84497 |  | 1 | 0 | 0 | On Peak | 1 | 0 | 0 | On Peak | 1 | 0 | On Peak | 1 | 0 | On Peak | 1 | 0 | 0 | On Peak | 1 | 0 | 0 | On Peak | 1 | 0 | 0 | On Peak
2020-05-28 | 19 | 5 | 1 | 0 | 0 | 0 | 2.2387 |  | 1 | 0 | 0 | On Peak | 0 | 1 | 0 | Semi Peak | 1 | 0 | On Peak | 0 | 1 | Off Peak | 0 | 1 | 0 | Off Peak | 1 | 0 | 0 | On Peak | 0 | 1 | 0 | Off Peak
2020-05-28 | 20 | 5 | 1 | 0 | 0 | 0 | 3.1972 |  | 1 | 0 | 0 | On Peak | 0 | 1 | 0 | Semi Peak | 1 | 0 | On Peak | 0 | 1 | Off Peak | 0 | 1 | 0 | Off Peak | 1 | 0 | 0 | On Peak | 0 | 1 | 0 | Off Peak
2020-05-28 | 21 | 5 | 1 | 0 | 0 | 0 | 3.6666 |  | 1 | 0 | 0 | On Peak | 0 | 1 | 0 | Semi Peak | 1 | 0 | On Peak | 0 | 1 | Off Peak | 0 | 1 | 0 | Off Peak | 0 | 1 | 0 | Off Peak | 0 | 1 | 0 | Off Peak
2020-05-28 | 22 | 5 | 1 | 0 | 0 | 0 | 3.9474 |  | 0 | 1 | 0 | Off Peak | 0 | 1 | 0 | Semi Peak | 0 | 1 | Off Peak | 0 | 1 | Off Peak | 0 | 1 | 0 | Off Peak | 0 | 1 | 0 | Off Peak | 0 | 1 | 0 | Off Peak
2020-05-28 | 23 | 5 | 1 | 0 | 0 | 0 | 1.7959 |  | 0 | 1 | 0 | Off Peak | 0 | 0 | 1 | Off Peak | 0 | 1 | Off Peak | 0 | 1 | Off Peak | 0 | 0 | 1 | Super Off Peak | 0 | 1 | 0 | Off Peak | 0 | 1 | 0 | Off Peak
2020-05-28 | 24 | 5 | 1 | 0 | 0 | 0 | 1.5154 |  | 0 | 1 | 0 | Off Peak | 0 | 0 | 1 | Off Peak | 0 | 1 | Off Peak | 0 | 1 | Off Peak | 0 | 0 | 1 | Super Off Peak | 0 | 1 | 0 | Off Peak | 0 | 1 | 0 | Off Peak
2020-05-29 | 1 | 5 | 1 | 0 | 0 | 0 | 1.2651 |  | 0 | 0 | 1 | Super Off Peak | 0 | 0 | 1 | Off Peak | 0 | 1 | Off Peak | 0 | 1 | Off Peak | 0 | 0 | 1 | Super Off Peak | 0 | 0 | 1 | Super Off Peak | 0 | 0 | 1 | Super Off Peak
2020-05-29 | 2 | 5 | 1 | 0 | 0 | 0 | 1.1299 |  | 0 | 0 | 1 | Super Off Peak | 0 | 0 | 1 | Off Peak | 0 | 1 | Off Peak | 0 | 1 | Off Peak | 0 | 0 | 1 | Super Off Peak | 0 | 0 | 1 | Super Off Peak | 0 | 0 | 1 | Super Off Peak
2020-05-29 | 3 | 5 | 1 | 0 | 0 | 0 | 1.0475 |  | 0 | 0 | 1 | Super Off Peak | 0 | 0 | 1 | Off Peak | 0 | 1 | Off Peak | 0 | 1 | Off Peak | 0 | 0 | 1 | Super Off Peak | 0 | 0 | 1 | Super Off Peak | 0 | 0 | 1 | Super Off Peak
2020-05-29 | 4 | 5 | 1 | 0 | 0 | 0 | 1.0072 |  | 0 | 0 | 1 | Super Off Peak | 0 | 0 | 1 | Off Peak | 0 | 1 | Off Peak | 0 | 1 | Off Peak | 0 | 0 | 1 | Super Off Peak | 0 | 0 | 1 | Super Off Peak | 0 | 0 | 1 | Super Off Peak
2020-05-29 | 5 | 5 | 1 | 0 | 0 | 0 | 0.98785 |  | 0 | 0 | 1 | Super Off Peak | 0 | 0 | 1 | Off Peak | 0 | 1 | Off Peak | 0 | 1 | Off Peak | 0 | 0 | 1 | Super Off Peak | 0 | 0 | 1 | Super Off Peak | 0 | 0 | 1 | Super Off Peak
2020-05-29 | 6 | 5 | 1 | 0 | 0 | 0 | 1.0025 |  | 0 | 0 | 1 | Super Off Peak | 0 | 0 | 1 | Off Peak | 0 | 1 | Off Peak | 0 | 1 | Off Peak | 0 | 0 | 1 | Super Off Peak | 0 | 1 | 0 | Off Peak | 0 | 1 | 0 | Off Peak
2020-05-29 | 7 | 5 | 1 | 0 | 0 | 0 | 2.0395 |  | 0 | 1 | 0 | Off Peak | 0 | 1 | 0 | Semi Peak | 0 | 1 | Off Peak | 0 | 1 | Off Peak | 0 | 1 | 0 | Off Peak | 0 | 1 | 0 | Off Peak | 0 | 1 | 0 | Off Peak
2020-05-29 | 8 | 5 | 1 | 0 | 0 | 0 | 1.4455 |  | 0 | 1 | 0 | Off Peak | 0 | 1 | 0 | Semi Peak | 0 | 1 | Off Peak | 0 | 1 | Off Peak | 0 | 1 | 0 | Off Peak | 0 | 1 | 0 | Off Peak | 0 | 1 | 0 | Off Peak
2020-05-29 | 9 | 5 | 1 | 0 | 0 | 0 | 0.76029 |  | 0 | 1 | 0 | Off Peak | 0 | 1 | 0 | Semi Peak | 0 | 1 | Off Peak | 0 | 1 | Off Peak | 0 | 1 | 0 | Off Peak | 0 | 1 | 0 | Off Peak | 0 | 1 | 0 | Off Peak
2020-05-29 | 10 | 5 | 1 | 0 | 0 | 0 | 0.30083 |  | 0 | 1 | 0 | Off Peak | 0 | 1 | 0 | Semi Peak | 0 | 1 | Off Peak | 0 | 1 | Off Peak | 0 | 1 | 0 | Off Peak | 0 | 1 | 0 | Off Peak | 0 | 1 | 0 | Off Peak
2020-05-29 | 11 | 5 | 1 | 0 | 0 | 0 | -0.093155 |  | 0 | 1 | 0 | Off Peak | 0 | 1 | 0 | Semi Peak | 0 | 1 | Off Peak | 0 | 1 | Off Peak | 0 | 1 | 0 | Off Peak | 0 | 1 | 0 | Off Peak | 0 | 1 | 0 | Off Peak
2020-05-29 | 12 | 5 | 1 | 0 | 0 | 0 | -0.36474 |  | 0 | 1 | 0 | Off Peak | 1 | 0 | 0 | On Peak | 0 | 1 | Off Peak | 0 | 1 | Off Peak | 1 | 0 | 0 | On Peak | 0 | 1 | 0 | Off Peak | 0 | 1 | 0 | Off Peak
2020-05-29 | 13 | 5 | 1 | 0 | 0 | 0 | -0.61361 |  | 0 | 1 | 0 | Off Peak | 1 | 0 | 0 | On Peak | 0 | 1 | Off Peak | 1 | 0 | On Peak | 1 | 0 | 0 | On Peak | 1 | 0 | 0 | On Peak | 1 | 0 | 0 | On Peak
2020-05-29 | 14 | 5 | 1 | 0 | 0 | 0 | -0.7036 |  | 0 | 1 | 0 | Off Peak | 1 | 0 | 0 | On Peak | 0 | 1 | Off Peak | 1 | 0 | On Peak | 1 | 0 | 0 | On Peak | 1 | 0 | 0 | On Peak | 1 | 0 | 0 | On Peak
2020-05-29 | 15 | 5 | 1 | 0 | 0 | 0 | -0.73595 |  | 0 | 1 | 0 | Off Peak | 1 | 0 | 0 | On Peak | 0 | 1 | Off Peak | 1 | 0 | On Peak | 1 | 0 | 0 | On Peak | 1 | 0 | 0 | On Peak | 1 | 0 | 0 | On Peak
2020-05-29 | 16 | 5 | 1 | 0 | 0 | 0 | -0.48882 |  | 0 | 1 | 0 | Off Peak | 1 | 0 | 0 | On Peak | 0 | 1 | Off Peak | 1 | 0 | On Peak | 1 | 0 | 0 | On Peak | 1 | 0 | 0 | On Peak | 1 | 0 | 0 | On Peak
2020-05-29 | 17 | 5 | 1 | 0 | 0 | 0 | -0.038414 |  | 1 | 0 | 0 | On Peak | 1 | 0 | 0 | On Peak | 1 | 0 | On Peak | 1 | 0 | On Peak | 1 | 0 | 0 | On Peak | 1 | 0 | 0 | On Peak | 1 | 0 | 0 | On Peak
2020-05-29 | 18 | 5 | 1 | 0 | 0 | 0 | 0.73147 |  | 1 | 0 | 0 | On Peak | 1 | 0 | 0 | On Peak | 1 | 0 | On Peak | 1 | 0 | On Peak | 1 | 0 | 0 | On Peak | 1 | 0 | 0 | On Peak | 1 | 0 | 0 | On Peak
2020-05-29 | 19 | 5 | 1 | 0 | 0 | 0 | 2.1292 |  | 1 | 0 | 0 | On Peak | 0 | 1 | 0 | Semi Peak | 1 | 0 | On Peak | 0 | 1 | Off Peak | 0 | 1 | 0 | Off Peak | 1 | 0 | 0 | On Peak | 0 | 1 | 0 | Off Peak
2020-05-29 | 20 | 5 | 1 | 0 | 0 | 0 | 3.1002 |  | 1 | 0 | 0 | On Peak | 0 | 1 | 0 | Semi Peak | 1 | 0 | On Peak | 0 | 1 | Off Peak | 0 | 1 | 0 | Off Peak | 1 | 0 | 0 | On Peak | 0 | 1 | 0 | Off Peak
2020-05-29 | 21 | 5 | 1 | 0 | 0 | 0 | 3.5709 |  | 1 | 0 | 0 | On Peak | 0 | 1 | 0 | Semi Peak | 1 | 0 | On Peak | 0 | 1 | Off Peak | 0 | 1 | 0 | Off Peak | 0 | 1 | 0 | Off Peak | 0 | 1 | 0 | Off Peak
2020-05-29 | 22 | 5 | 1 | 0 | 0 | 0 | 3.857 |  | 0 | 1 | 0 | Off Peak | 0 | 1 | 0 | Semi Peak | 0 | 1 | Off Peak | 0 | 1 | Off Peak | 0 | 1 | 0 | Off Peak | 0 | 1 | 0 | Off Peak | 0 | 1 | 0 | Off Peak
2020-05-29 | 23 | 5 | 1 | 0 | 0 | 0 | 1.7657 |  | 0 | 1 | 0 | Off Peak | 0 | 0 | 1 | Off Peak | 0 | 1 | Off Peak | 0 | 1 | Off Peak | 0 | 0 | 1 | Super Off Peak | 0 | 1 | 0 | Off Peak | 0 | 1 | 0 | Off Peak
2020-05-29 | 24 | 5 | 1 | 0 | 0 | 0 | 1.5009 |  | 0 | 1 | 0 | Off Peak | 0 | 0 | 1 | Off Peak | 0 | 1 | Off Peak | 0 | 1 | Off Peak | 0 | 0 | 1 | Super Off Peak | 0 | 1 | 0 | Off Peak | 0 | 1 | 0 | Off Peak
2020-05-30 | 1 | 5 | 1 | 1 | 0 | 0 | 1.2584 |  | 0 | 0 | 1 | Super Off Peak | 0 | 0 | 1 | Off Peak | 0 | 1 | Off Peak | 0 | 1 | Off Peak | 0 | 0 | 1 | Super Off Peak | 0 | 0 | 1 | Super Off Peak | 0 | 0 | 1 | Super Off Peak
2020-05-30 | 2 | 5 | 1 | 1 | 0 | 0 | 1.095 |  | 0 | 0 | 1 | Super Off Peak | 0 | 0 | 1 | Off Peak | 0 | 1 | Off Peak | 0 | 1 | Off Peak | 0 | 0 | 1 | Super Off Peak | 0 | 0 | 1 | Super Off Peak | 0 | 0 | 1 | Super Off Peak
2020-05-30 | 3 | 5 | 1 | 1 | 0 | 0 | 1.0486 |  | 0 | 0 | 1 | Super Off Peak | 0 | 0 | 1 | Off Peak | 0 | 1 | Off Peak | 0 | 1 | Off Peak | 0 | 0 | 1 | Super Off Peak | 0 | 0 | 1 | Super Off Peak | 0 | 0 | 1 | Super Off Peak
2020-05-30 | 4 | 5 | 1 | 1 | 0 | 0 | 1.0027 |  | 0 | 0 | 1 | Super Off Peak | 0 | 0 | 1 | Off Peak | 0 | 1 | Off Peak | 0 | 1 | Off Peak | 0 | 0 | 1 | Super Off Peak | 0 | 0 | 1 | Super Off Peak | 0 | 0 | 1 | Super Off Peak
2020-05-30 | 5 | 5 | 1 | 1 | 0 | 0 | 0.97286 |  | 0 | 0 | 1 | Super Off Peak | 0 | 0 | 1 | Off Peak | 0 | 1 | Off Peak | 0 | 1 | Off Peak | 0 | 0 | 1 | Super Off Peak | 0 | 0 | 1 | Super Off Peak | 0 | 0 | 1 | Super Off Peak
2020-05-30 | 6 | 5 | 1 | 1 | 0 | 0 | 0.9716 |  | 0 | 0 | 1 | Super Off Peak | 0 | 0 | 1 | Off Peak | 0 | 1 | Off Peak | 0 | 1 | Off Peak | 0 | 0 | 1 | Super Off Peak | 0 | 1 | 0 | Off Peak | 0 | 1 | 0 | Off Peak
2020-05-30 | 7 | 5 | 1 | 1 | 0 | 0 | 1.8165 |  | 0 | 0 | 1 | Super Off Peak | 0 | 0 | 1 | Off Peak | 0 | 1 | Off Peak | 0 | 1 | Off Peak | 0 | 0 | 1 | Super Off Peak | 0 | 1 | 0 | Off Peak | 0 | 1 | 0 | Off Peak
2020-05-30 | 8 | 5 | 1 | 1 | 0 | 0 | 0.94894 |  | 0 | 0 | 1 | Super Off Peak | 0 | 0 | 1 | Off Peak | 0 | 1 | Off Peak | 0 | 1 | Off Peak | 0 | 0 | 1 | Super Off Peak | 0 | 1 | 0 | Off Peak | 0 | 1 | 0 | Off Peak
2020-05-30 | 9 | 5 | 1 | 1 | 0 | 0 | 0.19328 |  | 0 | 0 | 1 | Super Off Peak | 0 | 0 | 1 | Off Peak | 0 | 1 | Off Peak | 0 | 1 | Off Peak | 0 | 0 | 1 | Super Off Peak | 0 | 1 | 0 | Off Peak | 0 | 1 | 0 | Off Peak
2020-05-30 | 10 | 5 | 1 | 1 | 0 | 0 | -0.18229 |  | 0 | 0 | 1 | Super Off Peak | 0 | 0 | 1 | Off Peak | 0 | 1 | Off Peak | 0 | 1 | Off Peak | 0 | 0 | 1 | Super Off Peak | 0 | 1 | 0 | Off Peak | 0 | 1 | 0 | Off Peak
2020-05-30 | 11 | 5 | 1 | 1 | 0 | 0 | -0.56977 |  | 0 | 0 | 1 | Super Off Peak | 0 | 0 | 1 | Off Peak | 0 | 1 | Off Peak | 0 | 1 | Off Peak | 0 | 0 | 1 | Super Off Peak | 0 | 1 | 0 | Off Peak | 0 | 1 | 0 | Off Peak
2020-05-30 | 12 | 5 | 1 | 1 | 0 | 0 | -0.79 |  | 0 | 0 | 1 | Super Off Peak | 0 | 0 | 1 | Off Peak | 0 | 1 | Off Peak | 0 | 1 | Off Peak | 0 | 0 | 1 | Super Off Peak | 0 | 1 | 0 | Off Peak | 0 | 1 | 0 | Off Peak
2020-05-30 | 13 | 5 | 1 | 1 | 0 | 0 | -1.0227 |  | 0 | 0 | 1 | Super Off Peak | 0 | 0 | 1 | Off Peak | 0 | 1 | Off Peak | 0 | 1 | Off Peak | 0 | 0 | 1 | Super Off Peak | 1 | 0 | 0 | On Peak | 1 | 0 | 0 | On Peak
2020-05-30 | 14 | 5 | 1 | 1 | 0 | 0 | -1.1653 |  | 0 | 0 | 1 | Super Off Peak | 0 | 0 | 1 | Off Peak | 0 | 1 | Off Peak | 0 | 1 | Off Peak | 0 | 0 | 1 | Super Off Peak | 1 | 0 | 0 | On Peak | 1 | 0 | 0 | On Peak
2020-05-30 | 15 | 5 | 1 | 1 | 0 | 0 | -1.254 |  | 0 | 1 | 0 | Off Peak | 0 | 0 | 1 | Off Peak | 0 | 1 | Off Peak | 0 | 1 | Off Peak | 0 | 0 | 1 | Super Off Peak | 1 | 0 | 0 | On Peak | 1 | 0 | 0 | On Peak
2020-05-30 | 16 | 5 | 1 | 1 | 0 | 0 | -1.0377 |  | 0 | 1 | 0 | Off Peak | 0 | 0 | 1 | Off Peak | 0 | 1 | Off Peak | 0 | 1 | Off Peak | 0 | 0 | 1 | Super Off Peak | 1 | 0 | 0 | On Peak | 1 | 0 | 0 | On Peak
2020-05-30 | 17 | 5 | 1 | 1 | 0 | 0 | -0.65869 |  | 1 | 0 | 0 | On Peak | 0 | 0 | 1 | Off Peak | 0 | 1 | Off Peak | 0 | 1 | Off Peak | 0 | 0 | 1 | Super Off Peak | 1 | 0 | 0 | On Peak | 1 | 0 | 0 | On Peak
2020-05-30 | 18 | 5 | 1 | 1 | 0 | 0 | 0.12179 |  | 1 | 0 | 0 | On Peak | 0 | 0 | 1 | Off Peak | 0 | 1 | Off Peak | 0 | 1 | Off Peak | 0 | 0 | 1 | Super Off Peak | 1 | 0 | 0 | On Peak | 1 | 0 | 0 | On Peak
2020-05-30 | 19 | 5 | 1 | 1 | 0 | 0 | 1.5493 |  | 1 | 0 | 0 | On Peak | 0 | 0 | 1 | Off Peak | 0 | 1 | Off Peak | 0 | 1 | Off Peak | 0 | 0 | 1 | Super Off Peak | 1 | 0 | 0 | On Peak | 0 | 1 | 0 | Off Peak
2020-05-30 | 20 | 5 | 1 | 1 | 0 | 0 | 2.5695 |  | 1 | 0 | 0 | On Peak | 0 | 0 | 1 | Off Peak | 0 | 1 | Off Peak | 0 | 1 | Off Peak | 0 | 0 | 1 | Super Off Peak | 1 | 0 | 0 | On Peak | 0 | 1 | 0 | Off Peak
2020-05-30 | 21 | 5 | 1 | 1 | 0 | 0 | 3.0777 |  | 1 | 0 | 0 | On Peak | 0 | 0 | 1 | Off Peak | 0 | 1 | Off Peak | 0 | 1 | Off Peak | 0 | 0 | 1 | Super Off Peak | 0 | 1 | 0 | Off Peak | 0 | 1 | 0 | Off Peak
2020-05-30 | 22 | 5 | 1 | 1 | 0 | 0 | 3.5455 |  | 0 | 1 | 0 | Off Peak | 0 | 0 | 1 | Off Peak | 0 | 1 | Off Peak | 0 | 1 | Off Peak | 0 | 0 | 1 | Super Off Peak | 0 | 1 | 0 | Off Peak | 0 | 1 | 0 | Off Peak
2020-05-30 | 23 | 5 | 1 | 1 | 0 | 0 | 1.6237 |  | 0 | 1 | 0 | Off Peak | 0 | 0 | 1 | Off Peak | 0 | 1 | Off Peak | 0 | 1 | Off Peak | 0 | 0 | 1 | Super Off Peak | 0 | 1 | 0 | Off Peak | 0 | 1 | 0 | Off Peak
2020-05-30 | 24 | 5 | 1 | 1 | 0 | 0 | 1.4149 |  | 0 | 1 | 0 | Off Peak | 0 | 0 | 1 | Off Peak | 0 | 1 | Off Peak | 0 | 1 | Off Peak | 0 | 0 | 1 | Super Off Peak | 0 | 1 | 0 | Off Peak | 0 | 1 | 0 | Off Peak
2020-05-31 | 1 | 5 | 1 | 1 | 1 | 0 | 1.2159 |  | 0 | 0 | 1 | Super Off Peak | 0 | 0 | 1 | Off Peak | 0 | 1 | Off Peak | 0 | 1 | Off Peak | 0 | 0 | 1 | Super Off Peak | 0 | 0 | 1 | Super Off Peak | 0 | 0 | 1 | Super Off Peak
2020-05-31 | 2 | 5 | 1 | 1 | 1 | 0 | 1.1081 |  | 0 | 0 | 1 | Super Off Peak | 0 | 0 | 1 | Off Peak | 0 | 1 | Off Peak | 0 | 1 | Off Peak | 0 | 0 | 1 | Super Off Peak | 0 | 0 | 1 | Super Off Peak | 0 | 0 | 1 | Super Off Peak
2020-05-31 | 3 | 5 | 1 | 1 | 1 | 0 | 1.0599 |  | 0 | 0 | 1 | Super Off Peak | 0 | 0 | 1 | Off Peak | 0 | 1 | Off Peak | 0 | 1 | Off Peak | 0 | 0 | 1 | Super Off Peak | 0 | 0 | 1 | Super Off Peak | 0 | 0 | 1 | Super Off Peak
2020-05-31 | 4 | 5 | 1 | 1 | 1 | 0 | 1.0102 |  | 0 | 0 | 1 | Super Off Peak | 0 | 0 | 1 | Off Peak | 0 | 1 | Off Peak | 0 | 1 | Off Peak | 0 | 0 | 1 | Super Off Peak | 0 | 0 | 1 | Super Off Peak | 0 | 0 | 1 | Super Off Peak
2020-05-31 | 5 | 5 | 1 | 1 | 1 | 0 | 0.99424 |  | 0 | 0 | 1 | Super Off Peak | 0 | 0 | 1 | Off Peak | 0 | 1 | Off Peak | 0 | 1 | Off Peak | 0 | 0 | 1 | Super Off Peak | 0 | 0 | 1 | Super Off Peak | 0 | 0 | 1 | Super Off Peak
2020-05-31 | 6 | 5 | 1 | 1 | 1 | 0 | 0.99531 |  | 0 | 0 | 1 | Super Off Peak | 0 | 0 | 1 | Off Peak | 0 | 1 | Off Peak | 0 | 1 | Off Peak | 0 | 0 | 1 | Super Off Peak | 0 | 1 | 0 | Off Peak | 0 | 1 | 0 | Off Peak
2020-05-31 | 7 | 5 | 1 | 1 | 1 | 0 | 0.89357 |  | 0 | 0 | 1 | Super Off Peak | 0 | 0 | 1 | Off Peak | 0 | 1 | Off Peak | 0 | 1 | Off Peak | 0 | 0 | 1 | Super Off Peak | 0 | 1 | 0 | Off Peak | 0 | 1 | 0 | Off Peak
2020-05-31 | 8 | 5 | 1 | 1 | 1 | 0 | 0.48161 |  | 0 | 0 | 1 | Super Off Peak | 0 | 0 | 1 | Off Peak | 0 | 1 | Off Peak | 0 | 1 | Off Peak | 0 | 0 | 1 | Super Off Peak | 0 | 1 | 0 | Off Peak | 0 | 1 | 0 | Off Peak
2020-05-31 | 9 | 5 | 1 | 1 | 1 | 0 | 0.12051 |  | 0 | 0 | 1 | Super Off Peak | 0 | 0 | 1 | Off Peak | 0 | 1 | Off Peak | 0 | 1 | Off Peak | 0 | 0 | 1 | Super Off Peak | 0 | 1 | 0 | Off Peak | 0 | 1 | 0 | Off Peak
2020-05-31 | 10 | 5 | 1 | 1 | 1 | 0 | -0.087798 |  | 0 | 0 | 1 | Super Off Peak | 0 | 0 | 1 | Off Peak | 0 | 1 | Off Peak | 0 | 1 | Off Peak | 0 | 0 | 1 | Super Off Peak | 0 | 1 | 0 | Off Peak | 0 | 1 | 0 | Off Peak
2020-05-31 | 11 | 5 | 1 | 1 | 1 | 0 | -0.27205 |  | 0 | 0 | 1 | Super Off Peak | 0 | 0 | 1 | Off Peak | 0 | 1 | Off Peak | 0 | 1 | Off Peak | 0 | 0 | 1 | Super Off Peak | 0 | 1 | 0 | Off Peak | 0 | 1 | 0 | Off Peak
2020-05-31 | 12 | 5 | 1 | 1 | 1 | 0 | -0.38682 |  | 0 | 0 | 1 | Super Off Peak | 0 | 0 | 1 | Off Peak | 0 | 1 | Off Peak | 0 | 1 | Off Peak | 0 | 0 | 1 | Super Off Peak | 0 | 1 | 0 | Off Peak | 0 | 1 | 0 | Off Peak
2020-05-31 | 13 | 5 | 1 | 1 | 1 | 0 | -0.48778 |  | 0 | 0 | 1 | Super Off Peak | 0 | 0 | 1 | Off Peak | 0 | 1 | Off Peak | 0 | 1 | Off Peak | 0 | 0 | 1 | Super Off Peak | 1 | 0 | 0 | On Peak | 1 | 0 | 0 | On Peak
2020-05-31 | 14 | 5 | 1 | 1 | 1 | 0 | -0.55215 |  | 0 | 0 | 1 | Super Off Peak | 0 | 0 | 1 | Off Peak | 0 | 1 | Off Peak | 0 | 1 | Off Peak | 0 | 0 | 1 | Super Off Peak | 1 | 0 | 0 | On Peak | 1 | 0 | 0 | On Peak
2020-05-31 | 15 | 5 | 1 | 1 | 1 | 0 | -0.60002 |  | 0 | 1 | 0 | Off Peak | 0 | 0 | 1 | Off Peak | 0 | 1 | Off Peak | 0 | 1 | Off Peak | 0 | 0 | 1 | Super Off Peak | 1 | 0 | 0 | On Peak | 1 | 0 | 0 | On Peak
2020-05-31 | 16 | 5 | 1 | 1 | 1 | 0 | -0.51135 |  | 0 | 1 | 0 | Off Peak | 0 | 0 | 1 | Off Peak | 0 | 1 | Off Peak | 0 | 1 | Off Peak | 0 | 0 | 1 | Super Off Peak | 1 | 0 | 0 | On Peak | 1 | 0 | 0 | On Peak
2020-05-31 | 17 | 5 | 1 | 1 | 1 | 0 | -0.33483 |  | 1 | 0 | 0 | On Peak | 0 | 0 | 1 | Off Peak | 0 | 1 | Off Peak | 0 | 1 | Off Peak | 0 | 0 | 1 | Super Off Peak | 1 | 0 | 0 | On Peak | 1 | 0 | 0 | On Peak
2020-05-31 | 18 | 5 | 1 | 1 | 1 | 0 | 0.051668 |  | 1 | 0 | 0 | On Peak | 0 | 0 | 1 | Off Peak | 0 | 1 | Off Peak | 0 | 1 | Off Peak | 0 | 0 | 1 | Super Off Peak | 1 | 0 | 0 | On Peak | 1 | 0 | 0 | On Peak
2020-05-31 | 19 | 5 | 1 | 1 | 1 | 0 | 0.73587 |  | 1 | 0 | 0 | On Peak | 0 | 0 | 1 | Off Peak | 0 | 1 | Off Peak | 0 | 1 | Off Peak | 0 | 0 | 1 | Super Off Peak | 1 | 0 | 0 | On Peak | 0 | 1 | 0 | Off Peak
2020-05-31 | 20 | 5 | 1 | 1 | 1 | 0 | 1.2187 |  | 1 | 0 | 0 | On Peak | 0 | 0 | 1 | Off Peak | 0 | 1 | Off Peak | 0 | 1 | Off Peak | 0 | 0 | 1 | Super Off Peak | 1 | 0 | 0 | On Peak | 0 | 1 | 0 | Off Peak
2020-05-31 | 21 | 5 | 1 | 1 | 1 | 0 | 1.442 |  | 1 | 0 | 0 | On Peak | 0 | 0 | 1 | Off Peak | 0 | 1 | Off Peak | 0 | 1 | Off Peak | 0 | 0 | 1 | Super Off Peak | 0 | 1 | 0 | Off Peak | 0 | 1 | 0 | Off Peak
2020-05-31 | 22 | 5 | 1 | 1 | 1 | 0 | 1.6868 |  | 0 | 1 | 0 | Off Peak | 0 | 0 | 1 | Off Peak | 0 | 1 | Off Peak | 0 | 1 | Off Peak | 0 | 0 | 1 | Super Off Peak | 0 | 1 | 0 | Off Peak | 0 | 1 | 0 | Off Peak
2020-05-31 | 23 | 5 | 1 | 1 | 1 | 0 | 1.6109 |  | 0 | 1 | 0 | Off Peak | 0 | 0 | 1 | Off Peak | 0 | 1 | Off Peak | 0 | 1 | Off Peak | 0 | 0 | 1 | Super Off Peak | 0 | 1 | 0 | Off Peak | 0 | 1 | 0 | Off Peak
2020-05-31 | 24 | 5 | 1 | 1 | 1 | 0 | 1.4207 |  | 0 | 1 | 0 | Off Peak | 0 | 0 | 1 | Off Peak | 0 | 1 | Off Peak | 0 | 1 | Off Peak | 0 | 0 | 1 | Super Off Peak | 0 | 1 | 0 | Off Peak | 0 | 1 | 0 | Off Peak
2020-06-01 | 1 | 6 | 1 | 0 | 0 | 0 | 1.0561 |  | 0 | 0 | 1 | Super Off Peak | 0 | 0 | 1 | Off Peak | 0 | 1 | Off Peak | 0 | 1 | Off Peak | 0 | 0 | 1 | Super Off Peak | 0 | 0 | 1 | Super Off Peak | 0 | 0 | 1 | Super Off Peak
2020-06-01 | 2 | 6 | 1 | 0 | 0 | 0 | 1.0775 |  | 0 | 0 | 1 | Super Off Peak | 0 | 0 | 1 | Off Peak | 0 | 1 | Off Peak | 0 | 1 | Off Peak | 0 | 0 | 1 | Super Off Peak | 0 | 0 | 1 | Super Off Peak | 0 | 0 | 1 | Super Off Peak
2020-06-01 | 3 | 6 | 1 | 0 | 0 | 0 | 0.98635 |  | 0 | 0 | 1 | Super Off Peak | 0 | 0 | 1 | Off Peak | 0 | 1 | Off Peak | 0 | 1 | Off Peak | 0 | 0 | 1 | Super Off Peak | 0 | 0 | 1 | Super Off Peak | 0 | 0 | 1 | Super Off Peak
2020-06-01 | 4 | 6 | 1 | 0 | 0 | 0 | 0.94865 |  | 0 | 0 | 1 | Super Off Peak | 0 | 0 | 1 | Off Peak | 0 | 1 | Off Peak | 0 | 1 | Off Peak | 0 | 0 | 1 | Super Off Peak | 0 | 0 | 1 | Super Off Peak | 0 | 0 | 1 | Super Off Peak
2020-06-01 | 5 | 6 | 1 | 0 | 0 | 0 | 0.94457 |  | 0 | 0 | 1 | Super Off Peak | 0 | 0 | 1 | Off Peak | 0 | 1 | Off Peak | 0 | 1 | Off Peak | 0 | 0 | 1 | Super Off Peak | 0 | 0 | 1 | Super Off Peak | 0 | 0 | 1 | Super Off Peak
2020-06-01 | 6 | 6 | 1 | 0 | 0 | 0 | 0.95565 |  | 0 | 0 | 1 | Super Off Peak | 0 | 0 | 1 | Off Peak | 0 | 1 | Off Peak | 0 | 1 | Off Peak | 0 | 0 | 1 | Super Off Peak | 0 | 1 | 0 | Off Peak | 0 | 1 | 0 | Off Peak
2020-06-01 | 7 | 6 | 1 | 0 | 0 | 0 | 1.5635 |  | 0 | 1 | 0 | Off Peak | 0 | 1 | 0 | Semi Peak | 0 | 1 | Off Peak | 0 | 1 | Off Peak | 0 | 1 | 0 | Off Peak | 0 | 1 | 0 | Off Peak | 0 | 1 | 0 | Off Peak
2020-06-01 | 8 | 6 | 1 | 0 | 0 | 0 | 1.046 |  | 0 | 1 | 0 | Off Peak | 0 | 1 | 0 | Semi Peak | 0 | 1 | Off Peak | 0 | 1 | Off Peak | 0 | 1 | 0 | Off Peak | 0 | 1 | 0 | Off Peak | 0 | 1 | 0 | Off Peak
2020-06-01 | 9 | 6 | 1 | 0 | 0 | 0 | 0.57687 |  | 0 | 1 | 0 | Off Peak | 0 | 1 | 0 | Semi Peak | 0 | 1 | Off Peak | 0 | 1 | Off Peak | 0 | 1 | 0 | Off Peak | 0 | 1 | 0 | Off Peak | 0 | 1 | 0 | Off Peak
2020-06-01 | 10 | 6 | 1 | 0 | 0 | 0 | 0.22742 |  | 0 | 1 | 0 | Off Peak | 0 | 1 | 0 | Semi Peak | 0 | 1 | Off Peak | 0 | 1 | Off Peak | 0 | 1 | 0 | Off Peak | 0 | 1 | 0 | Off Peak | 0 | 1 | 0 | Off Peak
2020-06-01 | 11 | 6 | 1 | 0 | 0 | 0 | -0.064338 |  | 0 | 1 | 0 | Off Peak | 0 | 1 | 0 | Semi Peak | 0 | 1 | Off Peak | 0 | 1 | Off Peak | 0 | 1 | 0 | Off Peak | 0 | 1 | 0 | Off Peak | 0 | 1 | 0 | Off Peak
2020-06-01 | 12 | 6 | 1 | 0 | 0 | 0 | -0.22597 |  | 0 | 1 | 0 | Off Peak | 1 | 0 | 0 | On Peak | 0 | 1 | Off Peak | 0 | 1 | Off Peak | 1 | 0 | 0 | On Peak | 0 | 1 | 0 | Off Peak | 0 | 1 | 0 | Off Peak
2020-06-01 | 13 | 6 | 1 | 0 | 0 | 0 | -0.3166 |  | 0 | 1 | 0 | Off Peak | 1 | 0 | 0 | On Peak | 0 | 1 | Off Peak | 1 | 0 | On Peak | 1 | 0 | 0 | On Peak | 1 | 0 | 0 | On Peak | 1 | 0 | 0 | On Peak
2020-06-01 | 14 | 6 | 1 | 0 | 0 | 0 | -0.38071 |  | 0 | 1 | 0 | Off Peak | 1 | 0 | 0 | On Peak | 0 | 1 | Off Peak | 1 | 0 | On Peak | 1 | 0 | 0 | On Peak | 1 | 0 | 0 | On Peak | 1 | 0 | 0 | On Peak
2020-06-01 | 15 | 6 | 1 | 0 | 0 | 0 | -0.32823 |  | 0 | 1 | 0 | Off Peak | 1 | 0 | 0 | On Peak | 0 | 1 | Off Peak | 1 | 0 | On Peak | 1 | 0 | 0 | On Peak | 1 | 0 | 0 | On Peak | 1 | 0 | 0 | On Peak
2020-06-01 | 16 | 6 | 1 | 0 | 0 | 0 | -0.071232 |  | 0 | 1 | 0 | Off Peak | 1 | 0 | 0 | On Peak | 0 | 1 | Off Peak | 1 | 0 | On Peak | 1 | 0 | 0 | On Peak | 1 | 0 | 0 | On Peak | 1 | 0 | 0 | On Peak
2020-06-01 | 17 | 6 | 1 | 0 | 0 | 0 | 0.30023 |  | 1 | 0 | 0 | On Peak | 1 | 0 | 0 | On Peak | 1 | 0 | On Peak | 1 | 0 | On Peak | 1 | 0 | 0 | On Peak | 1 | 0 | 0 | On Peak | 1 | 0 | 0 | On Peak
2020-06-01 | 18 | 6 | 1 | 0 | 0 | 0 | 0.83469 |  | 1 | 0 | 0 | On Peak | 1 | 0 | 0 | On Peak | 1 | 0 | On Peak | 1 | 0 | On Peak | 1 | 0 | 0 | On Peak | 1 | 0 | 0 | On Peak | 1 | 0 | 0 | On Peak
2020-06-01 | 19 | 6 | 1 | 0 | 0 | 0 | 1.7955 |  | 1 | 0 | 0 | On Peak | 0 | 1 | 0 | Semi Peak | 1 | 0 | On Peak | 0 | 1 | Off Peak | 0 | 1 | 0 | Off Peak | 1 | 0 | 0 | On Peak | 0 | 1 | 0 | Off Peak
2020-06-01 | 20 | 6 | 1 | 0 | 0 | 0 | 2.5748 |  | 1 | 0 | 0 | On Peak | 0 | 1 | 0 | Semi Peak | 1 | 0 | On Peak | 0 | 1 | Off Peak | 0 | 1 | 0 | Off Peak | 1 | 0 | 0 | On Peak | 0 | 1 | 0 | Off Peak
2020-06-01 | 21 | 6 | 1 | 0 | 0 | 0 | 2.799 |  | 1 | 0 | 0 | On Peak | 0 | 1 | 0 | Semi Peak | 1 | 0 | On Peak | 0 | 1 | Off Peak | 0 | 1 | 0 | Off Peak | 0 | 1 | 0 | Off Peak | 0 | 1 | 0 | Off Peak
2020-06-01 | 22 | 6 | 1 | 0 | 0 | 0 | 3.006 |  | 0 | 1 | 0 | Off Peak | 0 | 1 | 0 | Semi Peak | 0 | 1 | Off Peak | 0 | 1 | Off Peak | 0 | 1 | 0 | Off Peak | 0 | 1 | 0 | Off Peak | 0 | 1 | 0 | Off Peak
2020-06-01 | 23 | 6 | 1 | 0 | 0 | 0 | 1.6189 |  | 0 | 1 | 0 | Off Peak | 0 | 0 | 1 | Off Peak | 0 | 1 | Off Peak | 0 | 1 | Off Peak | 0 | 0 | 1 | Super Off Peak | 0 | 1 | 0 | Off Peak | 0 | 1 | 0 | Off Peak
2020-06-01 | 24 | 6 | 1 | 0 | 0 | 0 | 1.4296 |  | 0 | 1 | 0 | Off Peak | 0 | 0 | 1 | Off Peak | 0 | 1 | Off Peak | 0 | 1 | Off Peak | 0 | 0 | 1 | Super Off Peak | 0 | 1 | 0 | Off Peak | 0 | 1 | 0 | Off Peak
2020-06-02 | 1 | 6 | 1 | 0 | 0 | 0 | 1.2008 |  | 0 | 0 | 1 | Super Off Peak | 0 | 0 | 1 | Off Peak | 0 | 1 | Off Peak | 0 | 1 | Off Peak | 0 | 0 | 1 | Super Off Peak | 0 | 0 | 1 | Super Off Peak | 0 | 0 | 1 | Super Off Peak
2020-06-02 | 2 | 6 | 1 | 0 | 0 | 0 | 1.0633 |  | 0 | 0 | 1 | Super Off Peak | 0 | 0 | 1 | Off Peak | 0 | 1 | Off Peak | 0 | 1 | Off Peak | 0 | 0 | 1 | Super Off Peak | 0 | 0 | 1 | Super Off Peak | 0 | 0 | 1 | Super Off Peak
2020-06-02 | 3 | 6 | 1 | 0 | 0 | 0 | 0.97187 |  | 0 | 0 | 1 | Super Off Peak | 0 | 0 | 1 | Off Peak | 0 | 1 | Off Peak | 0 | 1 | Off Peak | 0 | 0 | 1 | Super Off Peak | 0 | 0 | 1 | Super Off Peak | 0 | 0 | 1 | Super Off Peak
2020-06-02 | 4 | 6 | 1 | 0 | 0 | 0 | 0.93739 |  | 0 | 0 | 1 | Super Off Peak | 0 | 0 | 1 | Off Peak | 0 | 1 | Off Peak | 0 | 1 | Off Peak | 0 | 0 | 1 | Super Off Peak | 0 | 0 | 1 | Super Off Peak | 0 | 0 | 1 | Super Off Peak
2020-06-02 | 5 | 6 | 1 | 0 | 0 | 0 | 0.92903 |  | 0 | 0 | 1 | Super Off Peak | 0 | 0 | 1 | Off Peak | 0 | 1 | Off Peak | 0 | 1 | Off Peak | 0 | 0 | 1 | Super Off Peak | 0 | 0 | 1 | Super Off Peak | 0 | 0 | 1 | Super Off Peak
2020-06-02 | 6 | 6 | 1 | 0 | 0 | 0 | 0.95473 |  | 0 | 0 | 1 | Super Off Peak | 0 | 0 | 1 | Off Peak | 0 | 1 | Off Peak | 0 | 1 | Off Peak | 0 | 0 | 1 | Super Off Peak | 0 | 1 | 0 | Off Peak | 0 | 1 | 0 | Off Peak
2020-06-02 | 7 | 6 | 1 | 0 | 0 | 0 | 1.6047 |  | 0 | 1 | 0 | Off Peak | 0 | 1 | 0 | Semi Peak | 0 | 1 | Off Peak | 0 | 1 | Off Peak | 0 | 1 | 0 | Off Peak | 0 | 1 | 0 | Off Peak | 0 | 1 | 0 | Off Peak
2020-06-02 | 8 | 6 | 1 | 0 | 0 | 0 | 1.1425 |  | 0 | 1 | 0 | Off Peak | 0 | 1 | 0 | Semi Peak | 0 | 1 | Off Peak | 0 | 1 | Off Peak | 0 | 1 | 0 | Off Peak | 0 | 1 | 0 | Off Peak | 0 | 1 | 0 | Off Peak
2020-06-02 | 9 | 6 | 1 | 0 | 0 | 0 | 0.75259 |  | 0 | 1 | 0 | Off Peak | 0 | 1 | 0 | Semi Peak | 0 | 1 | Off Peak | 0 | 1 | Off Peak | 0 | 1 | 0 | Off Peak | 0 | 1 | 0 | Off Peak | 0 | 1 | 0 | Off Peak
2020-06-02 | 10 | 6 | 1 | 0 | 0 | 0 | 0.43231 |  | 0 | 1 | 0 | Off Peak | 0 | 1 | 0 | Semi Peak | 0 | 1 | Off Peak | 0 | 1 | Off Peak | 0 | 1 | 0 | Off Peak | 0 | 1 | 0 | Off Peak | 0 | 1 | 0 | Off Peak
2020-06-02 | 11 | 6 | 1 | 0 | 0 | 0 | 0.10255 |  | 0 | 1 | 0 | Off Peak | 0 | 1 | 0 | Semi Peak | 0 | 1 | Off Peak | 0 | 1 | Off Peak | 0 | 1 | 0 | Off Peak | 0 | 1 | 0 | Off Peak | 0 | 1 | 0 | Off Peak
2020-06-02 | 12 | 6 | 1 | 0 | 0 | 0 | -0.081494 |  | 0 | 1 | 0 | Off Peak | 1 | 0 | 0 | On Peak | 0 | 1 | Off Peak | 0 | 1 | Off Peak | 1 | 0 | 0 | On Peak | 0 | 1 | 0 | Off Peak | 0 | 1 | 0 | Off Peak
2020-06-02 | 13 | 6 | 1 | 0 | 0 | 0 | -0.18918 |  | 0 | 1 | 0 | Off Peak | 1 | 0 | 0 | On Peak | 0 | 1 | Off Peak | 1 | 0 | On Peak | 1 | 0 | 0 | On Peak | 1 | 0 | 0 | On Peak | 1 | 0 | 0 | On Peak
2020-06-02 | 14 | 6 | 1 | 0 | 0 | 0 | -0.20748 |  | 0 | 1 | 0 | Off Peak | 1 | 0 | 0 | On Peak | 0 | 1 | Off Peak | 1 | 0 | On Peak | 1 | 0 | 0 | On Peak | 1 | 0 | 0 | On Peak | 1 | 0 | 0 | On Peak
2020-06-02 | 15 | 6 | 1 | 0 | 0 | 0 | -0.20588 |  | 0 | 1 | 0 | Off Peak | 1 | 0 | 0 | On Peak | 0 | 1 | Off Peak | 1 | 0 | On Peak | 1 | 0 | 0 | On Peak | 1 | 0 | 0 | On Peak | 1 | 0 | 0 | On Peak
2020-06-02 | 16 | 6 | 1 | 0 | 0 | 0 | 0.022388 |  | 0 | 1 | 0 | Off Peak | 1 | 0 | 0 | On Peak | 0 | 1 | Off Peak | 1 | 0 | On Peak | 1 | 0 | 0 | On Peak | 1 | 0 | 0 | On Peak | 1 | 0 | 0 | On Peak
2020-06-02 | 17 | 6 | 1 | 0 | 0 | 0 | 0.37348 |  | 1 | 0 | 0 | On Peak | 1 | 0 | 0 | On Peak | 1 | 0 | On Peak | 1 | 0 | On Peak | 1 | 0 | 0 | On Peak | 1 | 0 | 0 | On Peak | 1 | 0 | 0 | On Peak
2020-06-02 | 18 | 6 | 1 | 0 | 0 | 0 | 0.88457 |  | 1 | 0 | 0 | On Peak | 1 | 0 | 0 | On Peak | 1 | 0 | On Peak | 1 | 0 | On Peak | 1 | 0 | 0 | On Peak | 1 | 0 | 0 | On Peak | 1 | 0 | 0 | On Peak
2020-06-02 | 19 | 6 | 1 | 0 | 0 | 0 | 1.825 |  | 1 | 0 | 0 | On Peak | 0 | 1 | 0 | Semi Peak | 1 | 0 | On Peak | 0 | 1 | Off Peak | 0 | 1 | 0 | Off Peak | 1 | 0 | 0 | On Peak | 0 | 1 | 0 | Off Peak
2020-06-02 | 20 | 6 | 1 | 0 | 0 | 0 | 2.5417 |  | 1 | 0 | 0 | On Peak | 0 | 1 | 0 | Semi Peak | 1 | 0 | On Peak | 0 | 1 | Off Peak | 0 | 1 | 0 | Off Peak | 1 | 0 | 0 | On Peak | 0 | 1 | 0 | Off Peak
2020-06-02 | 21 | 6 | 1 | 0 | 0 | 0 | 2.7514 |  | 1 | 0 | 0 | On Peak | 0 | 1 | 0 | Semi Peak | 1 | 0 | On Peak | 0 | 1 | Off Peak | 0 | 1 | 0 | Off Peak | 0 | 1 | 0 | Off Peak | 0 | 1 | 0 | Off Peak
2020-06-02 | 22 | 6 | 1 | 0 | 0 | 0 | 2.9784 |  | 0 | 1 | 0 | Off Peak | 0 | 1 | 0 | Semi Peak | 0 | 1 | Off Peak | 0 | 1 | Off Peak | 0 | 1 | 0 | Off Peak | 0 | 1 | 0 | Off Peak | 0 | 1 | 0 | Off Peak
2020-06-02 | 23 | 6 | 1 | 0 | 0 | 0 | 1.6002 |  | 0 | 1 | 0 | Off Peak | 0 | 0 | 1 | Off Peak | 0 | 1 | Off Peak | 0 | 1 | Off Peak | 0 | 0 | 1 | Super Off Peak | 0 | 1 | 0 | Off Peak | 0 | 1 | 0 | Off Peak
2020-06-02 | 24 | 6 | 1 | 0 | 0 | 0 | 1.4089 |  | 0 | 1 | 0 | Off Peak | 0 | 0 | 1 | Off Peak | 0 | 1 | Off Peak | 0 | 1 | Off Peak | 0 | 0 | 1 | Super Off Peak | 0 | 1 | 0 | Off Peak | 0 | 1 | 0 | Off Peak
2020-06-03 | 1 | 6 | 1 | 0 | 0 | 0 | 1.1882 |  | 0 | 0 | 1 | Super Off Peak | 0 | 0 | 1 | Off Peak | 0 | 1 | Off Peak | 0 | 1 | Off Peak | 0 | 0 | 1 | Super Off Peak | 0 | 0 | 1 | Super Off Peak | 0 | 0 | 1 | Super Off Peak
2020-06-03 | 2 | 6 | 1 | 0 | 0 | 0 | 1.072 |  | 0 | 0 | 1 | Super Off Peak | 0 | 0 | 1 | Off Peak | 0 | 1 | Off Peak | 0 | 1 | Off Peak | 0 | 0 | 1 | Super Off Peak | 0 | 0 | 1 | Super Off Peak | 0 | 0 | 1 | Super Off Peak
2020-06-03 | 3 | 6 | 1 | 0 | 0 | 0 | 1.0131 |  | 0 | 0 | 1 | Super Off Peak | 0 | 0 | 1 | Off Peak | 0 | 1 | Off Peak | 0 | 1 | Off Peak | 0 | 0 | 1 | Super Off Peak | 0 | 0 | 1 | Super Off Peak | 0 | 0 | 1 | Super Off Peak
2020-06-03 | 4 | 6 | 1 | 0 | 0 | 0 | 0.9644 |  | 0 | 0 | 1 | Super Off Peak | 0 | 0 | 1 | Off Peak | 0 | 1 | Off Peak | 0 | 1 | Off Peak | 0 | 0 | 1 | Super Off Peak | 0 | 0 | 1 | Super Off Peak | 0 | 0 | 1 | Super Off Peak
2020-06-03 | 5 | 6 | 1 | 0 | 0 | 0 | 0.94697 |  | 0 | 0 | 1 | Super Off Peak | 0 | 0 | 1 | Off Peak | 0 | 1 | Off Peak | 0 | 1 | Off Peak | 0 | 0 | 1 | Super Off Peak | 0 | 0 | 1 | Super Off Peak | 0 | 0 | 1 | Super Off Peak
2020-06-03 | 6 | 6 | 1 | 0 | 0 | 0 | 0.96573 |  | 0 | 0 | 1 | Super Off Peak | 0 | 0 | 1 | Off Peak | 0 | 1 | Off Peak | 0 | 1 | Off Peak | 0 | 0 | 1 | Super Off Peak | 0 | 1 | 0 | Off Peak | 0 | 1 | 0 | Off Peak
2020-06-03 | 7 | 6 | 1 | 0 | 0 | 0 | 1.5736 |  | 0 | 1 | 0 | Off Peak | 0 | 1 | 0 | Semi Peak | 0 | 1 | Off Peak | 0 | 1 | Off Peak | 0 | 1 | 0 | Off Peak | 0 | 1 | 0 | Off Peak | 0 | 1 | 0 | Off Peak
2020-06-03 | 8 | 6 | 1 | 0 | 0 | 0 | 1.0394 |  | 0 | 1 | 0 | Off Peak | 0 | 1 | 0 | Semi Peak | 0 | 1 | Off Peak | 0 | 1 | Off Peak | 0 | 1 | 0 | Off Peak | 0 | 1 | 0 | Off Peak | 0 | 1 | 0 | Off Peak
2020-06-03 | 9 | 6 | 1 | 0 | 0 | 0 | 0.58187 |  | 0 | 1 | 0 | Off Peak | 0 | 1 | 0 | Semi Peak | 0 | 1 | Off Peak | 0 | 1 | Off Peak | 0 | 1 | 0 | Off Peak | 0 | 1 | 0 | Off Peak | 0 | 1 | 0 | Off Peak
2020-06-03 | 10 | 6 | 1 | 0 | 0 | 0 | 0.26639 |  | 0 | 1 | 0 | Off Peak | 0 | 1 | 0 | Semi Peak | 0 | 1 | Off Peak | 0 | 1 | Off Peak | 0 | 1 | 0 | Off Peak | 0 | 1 | 0 | Off Peak | 0 | 1 | 0 | Off Peak
2020-06-03 | 11 | 6 | 1 | 0 | 0 | 0 | -0.061521 |  | 0 | 1 | 0 | Off Peak | 0 | 1 | 0 | Semi Peak | 0 | 1 | Off Peak | 0 | 1 | Off Peak | 0 | 1 | 0 | Off Peak | 0 | 1 | 0 | Off Peak | 0 | 1 | 0 | Off Peak
2020-06-03 | 12 | 6 | 1 | 0 | 0 | 0 | -0.24727 |  | 0 | 1 | 0 | Off Peak | 1 | 0 | 0 | On Peak | 0 | 1 | Off Peak | 0 | 1 | Off Peak | 1 | 0 | 0 | On Peak | 0 | 1 | 0 | Off Peak | 0 | 1 | 0 | Off Peak
2020-06-03 | 13 | 6 | 1 | 0 | 0 | 0 | -0.3405 |  | 0 | 1 | 0 | Off Peak | 1 | 0 | 0 | On Peak | 0 | 1 | Off Peak | 1 | 0 | On Peak | 1 | 0 | 0 | On Peak | 1 | 0 | 0 | On Peak | 1 | 0 | 0 | On Peak
2020-06-03 | 14 | 6 | 1 | 0 | 0 | 0 | -0.4238 |  | 0 | 1 | 0 | Off Peak | 1 | 0 | 0 | On Peak | 0 | 1 | Off Peak | 1 | 0 | On Peak | 1 | 0 | 0 | On Peak | 1 | 0 | 0 | On Peak | 1 | 0 | 0 | On Peak
2020-06-03 | 15 | 6 | 1 | 0 | 0 | 0 | -0.38499 |  | 0 | 1 | 0 | Off Peak | 1 | 0 | 0 | On Peak | 0 | 1 | Off Peak | 1 | 0 | On Peak | 1 | 0 | 0 | On Peak | 1 | 0 | 0 | On Peak | 1 | 0 | 0 | On Peak
2020-06-03 | 16 | 6 | 1 | 0 | 0 | 0 | -0.14639 |  | 0 | 1 | 0 | Off Peak | 1 | 0 | 0 | On Peak | 0 | 1 | Off Peak | 1 | 0 | On Peak | 1 | 0 | 0 | On Peak | 1 | 0 | 0 | On Peak | 1 | 0 | 0 | On Peak
2020-06-03 | 17 | 6 | 1 | 0 | 0 | 0 | 0.21759 |  | 1 | 0 | 0 | On Peak | 1 | 0 | 0 | On Peak | 1 | 0 | On Peak | 1 | 0 | On Peak | 1 | 0 | 0 | On Peak | 1 | 0 | 0 | On Peak | 1 | 0 | 0 | On Peak
2020-06-03 | 18 | 6 | 1 | 0 | 0 | 0 | 0.7583 |  | 1 | 0 | 0 | On Peak | 1 | 0 | 0 | On Peak | 1 | 0 | On Peak | 1 | 0 | On Peak | 1 | 0 | 0 | On Peak | 1 | 0 | 0 | On Peak | 1 | 0 | 0 | On Peak
2020-06-03 | 19 | 6 | 1 | 0 | 0 | 0 | 1.7205 |  | 1 | 0 | 0 | On Peak | 0 | 1 | 0 | Semi Peak | 1 | 0 | On Peak | 0 | 1 | Off Peak | 0 | 1 | 0 | Off Peak | 1 | 0 | 0 | On Peak | 0 | 1 | 0 | Off Peak
2020-06-03 | 20 | 6 | 1 | 0 | 0 | 0 | 2.4614 |  | 1 | 0 | 0 | On Peak | 0 | 1 | 0 | Semi Peak | 1 | 0 | On Peak | 0 | 1 | Off Peak | 0 | 1 | 0 | Off Peak | 1 | 0 | 0 | On Peak | 0 | 1 | 0 | Off Peak
2020-06-03 | 21 | 6 | 1 | 0 | 0 | 0 | 2.6638 |  | 1 | 0 | 0 | On Peak | 0 | 1 | 0 | Semi Peak | 1 | 0 | On Peak | 0 | 1 | Off Peak | 0 | 1 | 0 | Off Peak | 0 | 1 | 0 | Off Peak | 0 | 1 | 0 | Off Peak
2020-06-03 | 22 | 6 | 1 | 0 | 0 | 0 | 2.8985 |  | 0 | 1 | 0 | Off Peak | 0 | 1 | 0 | Semi Peak | 0 | 1 | Off Peak | 0 | 1 | Off Peak | 0 | 1 | 0 | Off Peak | 0 | 1 | 0 | Off Peak | 0 | 1 | 0 | Off Peak
2020-06-03 | 23 | 6 | 1 | 0 | 0 | 0 | 1.5768 |  | 0 | 1 | 0 | Off Peak | 0 | 0 | 1 | Off Peak | 0 | 1 | Off Peak | 0 | 1 | Off Peak | 0 | 0 | 1 | Super Off Peak | 0 | 1 | 0 | Off Peak | 0 | 1 | 0 | Off Peak
2020-06-03 | 24 | 6 | 1 | 0 | 0 | 0 | 1.4127 |  | 0 | 1 | 0 | Off Peak | 0 | 0 | 1 | Off Peak | 0 | 1 | Off Peak | 0 | 1 | Off Peak | 0 | 0 | 1 | Super Off Peak | 0 | 1 | 0 | Off Peak | 0 | 1 | 0 | Off Peak
2020-06-04 | 1 | 6 | 1 | 0 | 0 | 0 | 1.2027 |  | 0 | 0 | 1 | Super Off Peak | 0 | 0 | 1 | Off Peak | 0 | 1 | Off Peak | 0 | 1 | Off Peak | 0 | 0 | 1 | Super Off Peak | 0 | 0 | 1 | Super Off Peak | 0 | 0 | 1 | Super Off Peak
2020-06-04 | 2 | 6 | 1 | 0 | 0 | 0 | 1.0376 |  | 0 | 0 | 1 | Super Off Peak | 0 | 0 | 1 | Off Peak | 0 | 1 | Off Peak | 0 | 1 | Off Peak | 0 | 0 | 1 | Super Off Peak | 0 | 0 | 1 | Super Off Peak | 0 | 0 | 1 | Super Off Peak
2020-06-04 | 3 | 6 | 1 | 0 | 0 | 0 | 0.97109 |  | 0 | 0 | 1 | Super Off Peak | 0 | 0 | 1 | Off Peak | 0 | 1 | Off Peak | 0 | 1 | Off Peak | 0 | 0 | 1 | Super Off Peak | 0 | 0 | 1 | Super Off Peak | 0 | 0 | 1 | Super Off Peak
2020-06-04 | 4 | 6 | 1 | 0 | 0 | 0 | 0.92958 |  | 0 | 0 | 1 | Super Off Peak | 0 | 0 | 1 | Off Peak | 0 | 1 | Off Peak | 0 | 1 | Off Peak | 0 | 0 | 1 | Super Off Peak | 0 | 0 | 1 | Super Off Peak | 0 | 0 | 1 | Super Off Peak
2020-06-04 | 5 | 6 | 1 | 0 | 0 | 0 | 0.92082 |  | 0 | 0 | 1 | Super Off Peak | 0 | 0 | 1 | Off Peak | 0 | 1 | Off Peak | 0 | 1 | Off Peak | 0 | 0 | 1 | Super Off Peak | 0 | 0 | 1 | Super Off Peak | 0 | 0 | 1 | Super Off Peak
2020-06-04 | 6 | 6 | 1 | 0 | 0 | 0 | 0.94949 |  | 0 | 0 | 1 | Super Off Peak | 0 | 0 | 1 | Off Peak | 0 | 1 | Off Peak | 0 | 1 | Off Peak | 0 | 0 | 1 | Super Off Peak | 0 | 1 | 0 | Off Peak | 0 | 1 | 0 | Off Peak
2020-06-04 | 7 | 6 | 1 | 0 | 0 | 0 | 1.6016 |  | 0 | 1 | 0 | Off Peak | 0 | 1 | 0 | Semi Peak | 0 | 1 | Off Peak | 0 | 1 | Off Peak | 0 | 1 | 0 | Off Peak | 0 | 1 | 0 | Off Peak | 0 | 1 | 0 | Off Peak
2020-06-04 | 8 | 6 | 1 | 0 | 0 | 0 | 1.1637 |  | 0 | 1 | 0 | Off Peak | 0 | 1 | 0 | Semi Peak | 0 | 1 | Off Peak | 0 | 1 | Off Peak | 0 | 1 | 0 | Off Peak | 0 | 1 | 0 | Off Peak | 0 | 1 | 0 | Off Peak
2020-06-04 | 9 | 6 | 1 | 0 | 0 | 0 | 0.78667 |  | 0 | 1 | 0 | Off Peak | 0 | 1 | 0 | Semi Peak | 0 | 1 | Off Peak | 0 | 1 | Off Peak | 0 | 1 | 0 | Off Peak | 0 | 1 | 0 | Off Peak | 0 | 1 | 0 | Off Peak
2020-06-04 | 10 | 6 | 1 | 0 | 0 | 0 | 0.42442 |  | 0 | 1 | 0 | Off Peak | 0 | 1 | 0 | Semi Peak | 0 | 1 | Off Peak | 0 | 1 | Off Peak | 0 | 1 | 0 | Off Peak | 0 | 1 | 0 | Off Peak | 0 | 1 | 0 | Off Peak
2020-06-04 | 11 | 6 | 1 | 0 | 0 | 0 | 0.11894 |  | 0 | 1 | 0 | Off Peak | 0 | 1 | 0 | Semi Peak | 0 | 1 | Off Peak | 0 | 1 | Off Peak | 0 | 1 | 0 | Off Peak | 0 | 1 | 0 | Off Peak | 0 | 1 | 0 | Off Peak
2020-06-04 | 12 | 6 | 1 | 0 | 0 | 0 | -0.056751 |  | 0 | 1 | 0 | Off Peak | 1 | 0 | 0 | On Peak | 0 | 1 | Off Peak | 0 | 1 | Off Peak | 1 | 0 | 0 | On Peak | 0 | 1 | 0 | Off Peak | 0 | 1 | 0 | Off Peak
2020-06-04 | 13 | 6 | 1 | 0 | 0 | 0 | -0.17238 |  | 0 | 1 | 0 | Off Peak | 1 | 0 | 0 | On Peak | 0 | 1 | Off Peak | 1 | 0 | On Peak | 1 | 0 | 0 | On Peak | 1 | 0 | 0 | On Peak | 1 | 0 | 0 | On Peak
2020-06-04 | 14 | 6 | 1 | 0 | 0 | 0 | -0.28591 |  | 0 | 1 | 0 | Off Peak | 1 | 0 | 0 | On Peak | 0 | 1 | Off Peak | 1 | 0 | On Peak | 1 | 0 | 0 | On Peak | 1 | 0 | 0 | On Peak | 1 | 0 | 0 | On Peak
2020-06-04 | 15 | 6 | 1 | 0 | 0 | 0 | -0.2536 |  | 0 | 1 | 0 | Off Peak | 1 | 0 | 0 | On Peak | 0 | 1 | Off Peak | 1 | 0 | On Peak | 1 | 0 | 0 | On Peak | 1 | 0 | 0 | On Peak | 1 | 0 | 0 | On Peak
2020-06-04 | 16 | 6 | 1 | 0 | 0 | 0 | -0.05021 |  | 0 | 1 | 0 | Off Peak | 1 | 0 | 0 | On Peak | 0 | 1 | Off Peak | 1 | 0 | On Peak | 1 | 0 | 0 | On Peak | 1 | 0 | 0 | On Peak | 1 | 0 | 0 | On Peak
2020-06-04 | 17 | 6 | 1 | 0 | 0 | 0 | 0.26454 |  | 1 | 0 | 0 | On Peak | 1 | 0 | 0 | On Peak | 1 | 0 | On Peak | 1 | 0 | On Peak | 1 | 0 | 0 | On Peak | 1 | 0 | 0 | On Peak | 1 | 0 | 0 | On Peak
2020-06-04 | 18 | 6 | 1 | 0 | 0 | 0 | 0.77851 |  | 1 | 0 | 0 | On Peak | 1 | 0 | 0 | On Peak | 1 | 0 | On Peak | 1 | 0 | On Peak | 1 | 0 | 0 | On Peak | 1 | 0 | 0 | On Peak | 1 | 0 | 0 | On Peak
2020-06-04 | 19 | 6 | 1 | 0 | 0 | 0 | 1.6958 |  | 1 | 0 | 0 | On Peak | 0 | 1 | 0 | Semi Peak | 1 | 0 | On Peak | 0 | 1 | Off Peak | 0 | 1 | 0 | Off Peak | 1 | 0 | 0 | On Peak | 0 | 1 | 0 | Off Peak
2020-06-04 | 20 | 6 | 1 | 0 | 0 | 0 | 2.4453 |  | 1 | 0 | 0 | On Peak | 0 | 1 | 0 | Semi Peak | 1 | 0 | On Peak | 0 | 1 | Off Peak | 0 | 1 | 0 | Off Peak | 1 | 0 | 0 | On Peak | 0 | 1 | 0 | Off Peak
2020-06-04 | 21 | 6 | 1 | 0 | 0 | 0 | 2.7265 |  | 1 | 0 | 0 | On Peak | 0 | 1 | 0 | Semi Peak | 1 | 0 | On Peak | 0 | 1 | Off Peak | 0 | 1 | 0 | Off Peak | 0 | 1 | 0 | Off Peak | 0 | 1 | 0 | Off Peak
2020-06-04 | 22 | 6 | 1 | 0 | 0 | 0 | 2.9269 |  | 0 | 1 | 0 | Off Peak | 0 | 1 | 0 | Semi Peak | 0 | 1 | Off Peak | 0 | 1 | Off Peak | 0 | 1 | 0 | Off Peak | 0 | 1 | 0 | Off Peak | 0 | 1 | 0 | Off Peak
2020-06-04 | 23 | 6 | 1 | 0 | 0 | 0 | 1.5648 |  | 0 | 1 | 0 | Off Peak | 0 | 0 | 1 | Off Peak | 0 | 1 | Off Peak | 0 | 1 | Off Peak | 0 | 0 | 1 | Super Off Peak | 0 | 1 | 0 | Off Peak | 0 | 1 | 0 | Off Peak
2020-06-04 | 24 | 6 | 1 | 0 | 0 | 0 | 1.3647 |  | 0 | 1 | 0 | Off Peak | 0 | 0 | 1 | Off Peak | 0 | 1 | Off Peak | 0 | 1 | Off Peak | 0 | 0 | 1 | Super Off Peak | 0 | 1 | 0 | Off Peak | 0 | 1 | 0 | Off Peak
2020-06-05 | 1 | 6 | 1 | 0 | 0 | 0 | 1.1591 |  | 0 | 0 | 1 | Super Off Peak | 0 | 0 | 1 | Off Peak | 0 | 1 | Off Peak | 0 | 1 | Off Peak | 0 | 0 | 1 | Super Off Peak | 0 | 0 | 1 | Super Off Peak | 0 | 0 | 1 | Super Off Peak
2020-06-05 | 2 | 6 | 1 | 0 | 0 | 0 | 1.035 |  | 0 | 0 | 1 | Super Off Peak | 0 | 0 | 1 | Off Peak | 0 | 1 | Off Peak | 0 | 1 | Off Peak | 0 | 0 | 1 | Super Off Peak | 0 | 0 | 1 | Super Off Peak | 0 | 0 | 1 | Super Off Peak
2020-06-05 | 3 | 6 | 1 | 0 | 0 | 0 | 0.95317 |  | 0 | 0 | 1 | Super Off Peak | 0 | 0 | 1 | Off Peak | 0 | 1 | Off Peak | 0 | 1 | Off Peak | 0 | 0 | 1 | Super Off Peak | 0 | 0 | 1 | Super Off Peak | 0 | 0 | 1 | Super Off Peak
2020-06-05 | 4 | 6 | 1 | 0 | 0 | 0 | 0.91474 |  | 0 | 0 | 1 | Super Off Peak | 0 | 0 | 1 | Off Peak | 0 | 1 | Off Peak | 0 | 1 | Off Peak | 0 | 0 | 1 | Super Off Peak | 0 | 0 | 1 | Super Off Peak | 0 | 0 | 1 | Super Off Peak
2020-06-05 | 5 | 6 | 1 | 0 | 0 | 0 | 0.91517 |  | 0 | 0 | 1 | Super Off Peak | 0 | 0 | 1 | Off Peak | 0 | 1 | Off Peak | 0 | 1 | Off Peak | 0 | 0 | 1 | Super Off Peak | 0 | 0 | 1 | Super Off Peak | 0 | 0 | 1 | Super Off Peak
2020-06-05 | 6 | 6 | 1 | 0 | 0 | 0 | 0.93698 |  | 0 | 0 | 1 | Super Off Peak | 0 | 0 | 1 | Off Peak | 0 | 1 | Off Peak | 0 | 1 | Off Peak | 0 | 0 | 1 | Super Off Peak | 0 | 1 | 0 | Off Peak | 0 | 1 | 0 | Off Peak
2020-06-05 | 7 | 6 | 1 | 0 | 0 | 0 | 1.5963 |  | 0 | 1 | 0 | Off Peak | 0 | 1 | 0 | Semi Peak | 0 | 1 | Off Peak | 0 | 1 | Off Peak | 0 | 1 | 0 | Off Peak | 0 | 1 | 0 | Off Peak | 0 | 1 | 0 | Off Peak
2020-06-05 | 8 | 6 | 1 | 0 | 0 | 0 | 1.174 |  | 0 | 1 | 0 | Off Peak | 0 | 1 | 0 | Semi Peak | 0 | 1 | Off Peak | 0 | 1 | Off Peak | 0 | 1 | 0 | Off Peak | 0 | 1 | 0 | Off Peak | 0 | 1 | 0 | Off Peak
2020-06-05 | 9 | 6 | 1 | 0 | 0 | 0 | 0.79287 |  | 0 | 1 | 0 | Off Peak | 0 | 1 | 0 | Semi Peak | 0 | 1 | Off Peak | 0 | 1 | Off Peak | 0 | 1 | 0 | Off Peak | 0 | 1 | 0 | Off Peak | 0 | 1 | 0 | Off Peak
2020-06-05 | 10 | 6 | 1 | 0 | 0 | 0 | 0.45837 |  | 0 | 1 | 0 | Off Peak | 0 | 1 | 0 | Semi Peak | 0 | 1 | Off Peak | 0 | 1 | Off Peak | 0 | 1 | 0 | Off Peak | 0 | 1 | 0 | Off Peak | 0 | 1 | 0 | Off Peak
2020-06-05 | 11 | 6 | 1 | 0 | 0 | 0 | 0.13349 |  | 0 | 1 | 0 | Off Peak | 0 | 1 | 0 | Semi Peak | 0 | 1 | Off Peak | 0 | 1 | Off Peak | 0 | 1 | 0 | Off Peak | 0 | 1 | 0 | Off Peak | 0 | 1 | 0 | Off Peak
2020-06-05 | 12 | 6 | 1 | 0 | 0 | 0 | -0.06827 |  | 0 | 1 | 0 | Off Peak | 1 | 0 | 0 | On Peak | 0 | 1 | Off Peak | 0 | 1 | Off Peak | 1 | 0 | 0 | On Peak | 0 | 1 | 0 | Off Peak | 0 | 1 | 0 | Off Peak
2020-06-05 | 13 | 6 | 1 | 0 | 0 | 0 | -0.17979 |  | 0 | 1 | 0 | Off Peak | 1 | 0 | 0 | On Peak | 0 | 1 | Off Peak | 1 | 0 | On Peak | 1 | 0 | 0 | On Peak | 1 | 0 | 0 | On Peak | 1 | 0 | 0 | On Peak
2020-06-05 | 14 | 6 | 1 | 0 | 0 | 0 | -0.24942 |  | 0 | 1 | 0 | Off Peak | 1 | 0 | 0 | On Peak | 0 | 1 | Off Peak | 1 | 0 | On Peak | 1 | 0 | 0 | On Peak | 1 | 0 | 0 | On Peak | 1 | 0 | 0 | On Peak
2020-06-05 | 15 | 6 | 1 | 0 | 0 | 0 | -0.21233 |  | 0 | 1 | 0 | Off Peak | 1 | 0 | 0 | On Peak | 0 | 1 | Off Peak | 1 | 0 | On Peak | 1 | 0 | 0 | On Peak | 1 | 0 | 0 | On Peak | 1 | 0 | 0 | On Peak
2020-06-05 | 16 | 6 | 1 | 0 | 0 | 0 | -0.0025907 |  | 0 | 1 | 0 | Off Peak | 1 | 0 | 0 | On Peak | 0 | 1 | Off Peak | 1 | 0 | On Peak | 1 | 0 | 0 | On Peak | 1 | 0 | 0 | On Peak | 1 | 0 | 0 | On Peak
2020-06-05 | 17 | 6 | 1 | 0 | 0 | 0 | 0.32346 |  | 1 | 0 | 0 | On Peak | 1 | 0 | 0 | On Peak | 1 | 0 | On Peak | 1 | 0 | On Peak | 1 | 0 | 0 | On Peak | 1 | 0 | 0 | On Peak | 1 | 0 | 0 | On Peak
2020-06-05 | 18 | 6 | 1 | 0 | 0 | 0 | 0.82115 |  | 1 | 0 | 0 | On Peak | 1 | 0 | 0 | On Peak | 1 | 0 | On Peak | 1 | 0 | On Peak | 1 | 0 | 0 | On Peak | 1 | 0 | 0 | On Peak | 1 | 0 | 0 | On Peak
2020-06-05 | 19 | 6 | 1 | 0 | 0 | 0 | 1.747 |  | 1 | 0 | 0 | On Peak | 0 | 1 | 0 | Semi Peak | 1 | 0 | On Peak | 0 | 1 | Off Peak | 0 | 1 | 0 | Off Peak | 1 | 0 | 0 | On Peak | 0 | 1 | 0 | Off Peak
2020-06-05 | 20 | 6 | 1 | 0 | 0 | 0 | 2.4902 |  | 1 | 0 | 0 | On Peak | 0 | 1 | 0 | Semi Peak | 1 | 0 | On Peak | 0 | 1 | Off Peak | 0 | 1 | 0 | Off Peak | 1 | 0 | 0 | On Peak | 0 | 1 | 0 | Off Peak
2020-06-05 | 21 | 6 | 1 | 0 | 0 | 0 | 2.7399 |  | 1 | 0 | 0 | On Peak | 0 | 1 | 0 | Semi Peak | 1 | 0 | On Peak | 0 | 1 | Off Peak | 0 | 1 | 0 | Off Peak | 0 | 1 | 0 | Off Peak | 0 | 1 | 0 | Off Peak
2020-06-05 | 22 | 6 | 1 | 0 | 0 | 0 | 2.9898 |  | 0 | 1 | 0 | Off Peak | 0 | 1 | 0 | Semi Peak | 0 | 1 | Off Peak | 0 | 1 | Off Peak | 0 | 1 | 0 | Off Peak | 0 | 1 | 0 | Off Peak | 0 | 1 | 0 | Off Peak
2020-06-05 | 23 | 6 | 1 | 0 | 0 | 0 | 1.595 |  | 0 | 1 | 0 | Off Peak | 0 | 0 | 1 | Off Peak | 0 | 1 | Off Peak | 0 | 1 | Off Peak | 0 | 0 | 1 | Super Off Peak | 0 | 1 | 0 | Off Peak | 0 | 1 | 0 | Off Peak
2020-06-05 | 24 | 6 | 1 | 0 | 0 | 0 | 1.3778 |  | 0 | 1 | 0 | Off Peak | 0 | 0 | 1 | Off Peak | 0 | 1 | Off Peak | 0 | 1 | Off Peak | 0 | 0 | 1 | Super Off Peak | 0 | 1 | 0 | Off Peak | 0 | 1 | 0 | Off Peak
2020-06-06 | 1 | 6 | 1 | 1 | 0 | 0 | 1.1627 |  | 0 | 0 | 1 | Super Off Peak | 0 | 0 | 1 | Off Peak | 0 | 1 | Off Peak | 0 | 1 | Off Peak | 0 | 0 | 1 | Super Off Peak | 0 | 0 | 1 | Super Off Peak | 0 | 0 | 1 | Super Off Peak
2020-06-06 | 2 | 6 | 1 | 1 | 0 | 0 | 1.0023 |  | 0 | 0 | 1 | Super Off Peak | 0 | 0 | 1 | Off Peak | 0 | 1 | Off Peak | 0 | 1 | Off Peak | 0 | 0 | 1 | Super Off Peak | 0 | 0 | 1 | Super Off Peak | 0 | 0 | 1 | Super Off Peak
2020-06-06 | 3 | 6 | 1 | 1 | 0 | 0 | 0.96967 |  | 0 | 0 | 1 | Super Off Peak | 0 | 0 | 1 | Off Peak | 0 | 1 | Off Peak | 0 | 1 | Off Peak | 0 | 0 | 1 | Super Off Peak | 0 | 0 | 1 | Super Off Peak | 0 | 0 | 1 | Super Off Peak
2020-06-06 | 4 | 6 | 1 | 1 | 0 | 0 | 0.92988 |  | 0 | 0 | 1 | Super Off Peak | 0 | 0 | 1 | Off Peak | 0 | 1 | Off Peak | 0 | 1 | Off Peak | 0 | 0 | 1 | Super Off Peak | 0 | 0 | 1 | Super Off Peak | 0 | 0 | 1 | Super Off Peak
2020-06-06 | 5 | 6 | 1 | 1 | 0 | 0 | 0.91756 |  | 0 | 0 | 1 | Super Off Peak | 0 | 0 | 1 | Off Peak | 0 | 1 | Off Peak | 0 | 1 | Off Peak | 0 | 0 | 1 | Super Off Peak | 0 | 0 | 1 | Super Off Peak | 0 | 0 | 1 | Super Off Peak
2020-06-06 | 6 | 6 | 1 | 1 | 0 | 0 | 0.92044 |  | 0 | 0 | 1 | Super Off Peak | 0 | 0 | 1 | Off Peak | 0 | 1 | Off Peak | 0 | 1 | Off Peak | 0 | 0 | 1 | Super Off Peak | 0 | 1 | 0 | Off Peak | 0 | 1 | 0 | Off Peak
2020-06-06 | 7 | 6 | 1 | 1 | 0 | 0 | 1.4522 |  | 0 | 0 | 1 | Super Off Peak | 0 | 0 | 1 | Off Peak | 0 | 1 | Off Peak | 0 | 1 | Off Peak | 0 | 0 | 1 | Super Off Peak | 0 | 1 | 0 | Off Peak | 0 | 1 | 0 | Off Peak
2020-06-06 | 8 | 6 | 1 | 1 | 0 | 0 | 0.83136 |  | 0 | 0 | 1 | Super Off Peak | 0 | 0 | 1 | Off Peak | 0 | 1 | Off Peak | 0 | 1 | Off Peak | 0 | 0 | 1 | Super Off Peak | 0 | 1 | 0 | Off Peak | 0 | 1 | 0 | Off Peak
2020-06-06 | 9 | 6 | 1 | 1 | 0 | 0 | 0.3195 |  | 0 | 0 | 1 | Super Off Peak | 0 | 0 | 1 | Off Peak | 0 | 1 | Off Peak | 0 | 1 | Off Peak | 0 | 0 | 1 | Super Off Peak | 0 | 1 | 0 | Off Peak | 0 | 1 | 0 | Off Peak
2020-06-06 | 10 | 6 | 1 | 1 | 0 | 0 | 0.0025763 |  | 0 | 0 | 1 | Super Off Peak | 0 | 0 | 1 | Off Peak | 0 | 1 | Off Peak | 0 | 1 | Off Peak | 0 | 0 | 1 | Super Off Peak | 0 | 1 | 0 | Off Peak | 0 | 1 | 0 | Off Peak
2020-06-06 | 11 | 6 | 1 | 1 | 0 | 0 | -0.30809 |  | 0 | 0 | 1 | Super Off Peak | 0 | 0 | 1 | Off Peak | 0 | 1 | Off Peak | 0 | 1 | Off Peak | 0 | 0 | 1 | Super Off Peak | 0 | 1 | 0 | Off Peak | 0 | 1 | 0 | Off Peak
2020-06-06 | 12 | 6 | 1 | 1 | 0 | 0 | -0.45313 |  | 0 | 0 | 1 | Super Off Peak | 0 | 0 | 1 | Off Peak | 0 | 1 | Off Peak | 0 | 1 | Off Peak | 0 | 0 | 1 | Super Off Peak | 0 | 1 | 0 | Off Peak | 0 | 1 | 0 | Off Peak
2020-06-06 | 13 | 6 | 1 | 1 | 0 | 0 | -0.56458 |  | 0 | 0 | 1 | Super Off Peak | 0 | 0 | 1 | Off Peak | 0 | 1 | Off Peak | 0 | 1 | Off Peak | 0 | 0 | 1 | Super Off Peak | 1 | 0 | 0 | On Peak | 1 | 0 | 0 | On Peak
2020-06-06 | 14 | 6 | 1 | 1 | 0 | 0 | -0.65188 |  | 0 | 0 | 1 | Super Off Peak | 0 | 0 | 1 | Off Peak | 0 | 1 | Off Peak | 0 | 1 | Off Peak | 0 | 0 | 1 | Super Off Peak | 1 | 0 | 0 | On Peak | 1 | 0 | 0 | On Peak
2020-06-06 | 15 | 6 | 1 | 1 | 0 | 0 | -0.65708 |  | 0 | 1 | 0 | Off Peak | 0 | 0 | 1 | Off Peak | 0 | 1 | Off Peak | 0 | 1 | Off Peak | 0 | 0 | 1 | Super Off Peak | 1 | 0 | 0 | On Peak | 1 | 0 | 0 | On Peak
2020-06-06 | 16 | 6 | 1 | 1 | 0 | 0 | -0.47618 |  | 0 | 1 | 0 | Off Peak | 0 | 0 | 1 | Off Peak | 0 | 1 | Off Peak | 0 | 1 | Off Peak | 0 | 0 | 1 | Super Off Peak | 1 | 0 | 0 | On Peak | 1 | 0 | 0 | On Peak
2020-06-06 | 17 | 6 | 1 | 1 | 0 | 0 | -0.16965 |  | 1 | 0 | 0 | On Peak | 0 | 0 | 1 | Off Peak | 0 | 1 | Off Peak | 0 | 1 | Off Peak | 0 | 0 | 1 | Super Off Peak | 1 | 0 | 0 | On Peak | 1 | 0 | 0 | On Peak
2020-06-06 | 18 | 6 | 1 | 1 | 0 | 0 | 0.37642 |  | 1 | 0 | 0 | On Peak | 0 | 0 | 1 | Off Peak | 0 | 1 | Off Peak | 0 | 1 | Off Peak | 0 | 0 | 1 | Super Off Peak | 1 | 0 | 0 | On Peak | 1 | 0 | 0 | On Peak
2020-06-06 | 19 | 6 | 1 | 1 | 0 | 0 | 1.3348 |  | 1 | 0 | 0 | On Peak | 0 | 0 | 1 | Off Peak | 0 | 1 | Off Peak | 0 | 1 | Off Peak | 0 | 0 | 1 | Super Off Peak | 1 | 0 | 0 | On Peak | 0 | 1 | 0 | Off Peak
2020-06-06 | 20 | 6 | 1 | 1 | 0 | 0 | 2.1346 |  | 1 | 0 | 0 | On Peak | 0 | 0 | 1 | Off Peak | 0 | 1 | Off Peak | 0 | 1 | Off Peak | 0 | 0 | 1 | Super Off Peak | 1 | 0 | 0 | On Peak | 0 | 1 | 0 | Off Peak
2020-06-06 | 21 | 6 | 1 | 1 | 0 | 0 | 2.4157 |  | 1 | 0 | 0 | On Peak | 0 | 0 | 1 | Off Peak | 0 | 1 | Off Peak | 0 | 1 | Off Peak | 0 | 0 | 1 | Super Off Peak | 0 | 1 | 0 | Off Peak | 0 | 1 | 0 | Off Peak
2020-06-06 | 22 | 6 | 1 | 1 | 0 | 0 | 2.7687 |  | 0 | 1 | 0 | Off Peak | 0 | 0 | 1 | Off Peak | 0 | 1 | Off Peak | 0 | 1 | Off Peak | 0 | 0 | 1 | Super Off Peak | 0 | 1 | 0 | Off Peak | 0 | 1 | 0 | Off Peak
2020-06-06 | 23 | 6 | 1 | 1 | 0 | 0 | 1.4685 |  | 0 | 1 | 0 | Off Peak | 0 | 0 | 1 | Off Peak | 0 | 1 | Off Peak | 0 | 1 | Off Peak | 0 | 0 | 1 | Super Off Peak | 0 | 1 | 0 | Off Peak | 0 | 1 | 0 | Off Peak
2020-06-06 | 24 | 6 | 1 | 1 | 0 | 0 | 1.2944 |  | 0 | 1 | 0 | Off Peak | 0 | 0 | 1 | Off Peak | 0 | 1 | Off Peak | 0 | 1 | Off Peak | 0 | 0 | 1 | Super Off Peak | 0 | 1 | 0 | Off Peak | 0 | 1 | 0 | Off Peak
2020-06-07 | 1 | 6 | 1 | 1 | 1 | 0 | 1.1237 |  | 0 | 0 | 1 | Super Off Peak | 0 | 0 | 1 | Off Peak | 0 | 1 | Off Peak | 0 | 1 | Off Peak | 0 | 0 | 1 | Super Off Peak | 0 | 0 | 1 | Super Off Peak | 0 | 0 | 1 | Super Off Peak
2020-06-07 | 2 | 6 | 1 | 1 | 1 | 0 | 1.0252 |  | 0 | 0 | 1 | Super Off Peak | 0 | 0 | 1 | Off Peak | 0 | 1 | Off Peak | 0 | 1 | Off Peak | 0 | 0 | 1 | Super Off Peak | 0 | 0 | 1 | Super Off Peak | 0 | 0 | 1 | Super Off Peak
2020-06-07 | 3 | 6 | 1 | 1 | 1 | 0 | 0.9497 |  | 0 | 0 | 1 | Super Off Peak | 0 | 0 | 1 | Off Peak | 0 | 1 | Off Peak | 0 | 1 | Off Peak | 0 | 0 | 1 | Super Off Peak | 0 | 0 | 1 | Super Off Peak | 0 | 0 | 1 | Super Off Peak
2020-06-07 | 4 | 6 | 1 | 1 | 1 | 0 | 0.90621 |  | 0 | 0 | 1 | Super Off Peak | 0 | 0 | 1 | Off Peak | 0 | 1 | Off Peak | 0 | 1 | Off Peak | 0 | 0 | 1 | Super Off Peak | 0 | 0 | 1 | Super Off Peak | 0 | 0 | 1 | Super Off Peak
2020-06-07 | 5 | 6 | 1 | 1 | 1 | 0 | 0.90357 |  | 0 | 0 | 1 | Super Off Peak | 0 | 0 | 1 | Off Peak | 0 | 1 | Off Peak | 0 | 1 | Off Peak | 0 | 0 | 1 | Super Off Peak | 0 | 0 | 1 | Super Off Peak | 0 | 0 | 1 | Super Off Peak
2020-06-07 | 6 | 6 | 1 | 1 | 1 | 0 | 0.92883 |  | 0 | 0 | 1 | Super Off Peak | 0 | 0 | 1 | Off Peak | 0 | 1 | Off Peak | 0 | 1 | Off Peak | 0 | 0 | 1 | Super Off Peak | 0 | 1 | 0 | Off Peak | 0 | 1 | 0 | Off Peak
2020-06-07 | 7 | 6 | 1 | 1 | 1 | 0 | 0.82748 |  | 0 | 0 | 1 | Super Off Peak | 0 | 0 | 1 | Off Peak | 0 | 1 | Off Peak | 0 | 1 | Off Peak | 0 | 0 | 1 | Super Off Peak | 0 | 1 | 0 | Off Peak | 0 | 1 | 0 | Off Peak
2020-06-07 | 8 | 6 | 1 | 1 | 1 | 0 | 0.51488 |  | 0 | 0 | 1 | Super Off Peak | 0 | 0 | 1 | Off Peak | 0 | 1 | Off Peak | 0 | 1 | Off Peak | 0 | 0 | 1 | Super Off Peak | 0 | 1 | 0 | Off Peak | 0 | 1 | 0 | Off Peak
2020-06-07 | 9 | 6 | 1 | 1 | 1 | 0 | 0.23831 |  | 0 | 0 | 1 | Super Off Peak | 0 | 0 | 1 | Off Peak | 0 | 1 | Off Peak | 0 | 1 | Off Peak | 0 | 0 | 1 | Super Off Peak | 0 | 1 | 0 | Off Peak | 0 | 1 | 0 | Off Peak
2020-06-07 | 10 | 6 | 1 | 1 | 1 | 0 | 0.046894 |  | 0 | 0 | 1 | Super Off Peak | 0 | 0 | 1 | Off Peak | 0 | 1 | Off Peak | 0 | 1 | Off Peak | 0 | 0 | 1 | Super Off Peak | 0 | 1 | 0 | Off Peak | 0 | 1 | 0 | Off Peak
2020-06-07 | 11 | 6 | 1 | 1 | 1 | 0 | -0.12032 |  | 0 | 0 | 1 | Super Off Peak | 0 | 0 | 1 | Off Peak | 0 | 1 | Off Peak | 0 | 1 | Off Peak | 0 | 0 | 1 | Super Off Peak | 0 | 1 | 0 | Off Peak | 0 | 1 | 0 | Off Peak
2020-06-07 | 12 | 6 | 1 | 1 | 1 | 0 | -0.22347 |  | 0 | 0 | 1 | Super Off Peak | 0 | 0 | 1 | Off Peak | 0 | 1 | Off Peak | 0 | 1 | Off Peak | 0 | 0 | 1 | Super Off Peak | 0 | 1 | 0 | Off Peak | 0 | 1 | 0 | Off Peak
2020-06-07 | 13 | 6 | 1 | 1 | 1 | 0 | -0.2719 |  | 0 | 0 | 1 | Super Off Peak | 0 | 0 | 1 | Off Peak | 0 | 1 | Off Peak | 0 | 1 | Off Peak | 0 | 0 | 1 | Super Off Peak | 1 | 0 | 0 | On Peak | 1 | 0 | 0 | On Peak
2020-06-07 | 14 | 6 | 1 | 1 | 1 | 0 | -0.32301 |  | 0 | 0 | 1 | Super Off Peak | 0 | 0 | 1 | Off Peak | 0 | 1 | Off Peak | 0 | 1 | Off Peak | 0 | 0 | 1 | Super Off Peak | 1 | 0 | 0 | On Peak | 1 | 0 | 0 | On Peak
2020-06-07 | 15 | 6 | 1 | 1 | 1 | 0 | -0.30049 |  | 0 | 1 | 0 | Off Peak | 0 | 0 | 1 | Off Peak | 0 | 1 | Off Peak | 0 | 1 | Off Peak | 0 | 0 | 1 | Super Off Peak | 1 | 0 | 0 | On Peak | 1 | 0 | 0 | On Peak
2020-06-07 | 16 | 6 | 1 | 1 | 1 | 0 | -0.18527 |  | 0 | 1 | 0 | Off Peak | 0 | 0 | 1 | Off Peak | 0 | 1 | Off Peak | 0 | 1 | Off Peak | 0 | 0 | 1 | Super Off Peak | 1 | 0 | 0 | On Peak | 1 | 0 | 0 | On Peak
2020-06-07 | 17 | 6 | 1 | 1 | 1 | 0 | -0.0090661 |  | 1 | 0 | 0 | On Peak | 0 | 0 | 1 | Off Peak | 0 | 1 | Off Peak | 0 | 1 | Off Peak | 0 | 0 | 1 | Super Off Peak | 1 | 0 | 0 | On Peak | 1 | 0 | 0 | On Peak
2020-06-07 | 18 | 6 | 1 | 1 | 1 | 0 | 0.29334 |  | 1 | 0 | 0 | On Peak | 0 | 0 | 1 | Off Peak | 0 | 1 | Off Peak | 0 | 1 | Off Peak | 0 | 0 | 1 | Super Off Peak | 1 | 0 | 0 | On Peak | 1 | 0 | 0 | On Peak
2020-06-07 | 19 | 6 | 1 | 1 | 1 | 0 | 0.82332 |  | 1 | 0 | 0 | On Peak | 0 | 0 | 1 | Off Peak | 0 | 1 | Off Peak | 0 | 1 | Off Peak | 0 | 0 | 1 | Super Off Peak | 1 | 0 | 0 | On Peak | 0 | 1 | 0 | Off Peak
2020-06-07 | 20 | 6 | 1 | 1 | 1 | 0 | 1.2621 |  | 1 | 0 | 0 | On Peak | 0 | 0 | 1 | Off Peak | 0 | 1 | Off Peak | 0 | 1 | Off Peak | 0 | 0 | 1 | Super Off Peak | 1 | 0 | 0 | On Peak | 0 | 1 | 0 | Off Peak
2020-06-07 | 21 | 6 | 1 | 1 | 1 | 0 | 1.4142 |  | 1 | 0 | 0 | On Peak | 0 | 0 | 1 | Off Peak | 0 | 1 | Off Peak | 0 | 1 | Off Peak | 0 | 0 | 1 | Super Off Peak | 0 | 1 | 0 | Off Peak | 0 | 1 | 0 | Off Peak
2020-06-07 | 22 | 6 | 1 | 1 | 1 | 0 | 1.5933 |  | 0 | 1 | 0 | Off Peak | 0 | 0 | 1 | Off Peak | 0 | 1 | Off Peak | 0 | 1 | Off Peak | 0 | 0 | 1 | Super Off Peak | 0 | 1 | 0 | Off Peak | 0 | 1 | 0 | Off Peak
2020-06-07 | 23 | 6 | 1 | 1 | 1 | 0 | 1.5292 |  | 0 | 1 | 0 | Off Peak | 0 | 0 | 1 | Off Peak | 0 | 1 | Off Peak | 0 | 1 | Off Peak | 0 | 0 | 1 | Super Off Peak | 0 | 1 | 0 | Off Peak | 0 | 1 | 0 | Off Peak
2020-06-07 | 24 | 6 | 1 | 1 | 1 | 0 | 1.3267 |  | 0 | 1 | 0 | Off Peak | 0 | 0 | 1 | Off Peak | 0 | 1 | Off Peak | 0 | 1 | Off Peak | 0 | 0 | 1 | Super Off Peak | 0 | 1 | 0 | Off Peak | 0 | 1 | 0 | Off Peak
2020-06-08 | 1 | 6 | 1 | 0 | 0 | 0 | 1.1384 |  | 0 | 0 | 1 | Super Off Peak | 0 | 0 | 1 | Off Peak | 0 | 1 | Off Peak | 0 | 1 | Off Peak | 0 | 0 | 1 | Super Off Peak | 0 | 0 | 1 | Super Off Peak | 0 | 0 | 1 | Super Off Peak
2020-06-08 | 2 | 6 | 1 | 0 | 0 | 0 | 1.0811 |  | 0 | 0 | 1 | Super Off Peak | 0 | 0 | 1 | Off Peak | 0 | 1 | Off Peak | 0 | 1 | Off Peak | 0 | 0 | 1 | Super Off Peak | 0 | 0 | 1 | Super Off Peak | 0 | 0 | 1 | Super Off Peak
2020-06-08 | 3 | 6 | 1 | 0 | 0 | 0 | 0.97348 |  | 0 | 0 | 1 | Super Off Peak | 0 | 0 | 1 | Off Peak | 0 | 1 | Off Peak | 0 | 1 | Off Peak | 0 | 0 | 1 | Super Off Peak | 0 | 0 | 1 | Super Off Peak | 0 | 0 | 1 | Super Off Peak
2020-06-08 | 4 | 6 | 1 | 0 | 0 | 0 | 0.93424 |  | 0 | 0 | 1 | Super Off Peak | 0 | 0 | 1 | Off Peak | 0 | 1 | Off Peak | 0 | 1 | Off Peak | 0 | 0 | 1 | Super Off Peak | 0 | 0 | 1 | Super Off Peak | 0 | 0 | 1 | Super Off Peak
2020-06-08 | 5 | 6 | 1 | 0 | 0 | 0 | 0.92602 |  | 0 | 0 | 1 | Super Off Peak | 0 | 0 | 1 | Off Peak | 0 | 1 | Off Peak | 0 | 1 | Off Peak | 0 | 0 | 1 | Super Off Peak | 0 | 0 | 1 | Super Off Peak | 0 | 0 | 1 | Super Off Peak
2020-06-08 | 6 | 6 | 1 | 0 | 0 | 0 | 0.94919 |  | 0 | 0 | 1 | Super Off Peak | 0 | 0 | 1 | Off Peak | 0 | 1 | Off Peak | 0 | 1 | Off Peak | 0 | 0 | 1 | Super Off Peak | 0 | 1 | 0 | Off Peak | 0 | 1 | 0 | Off Peak
2020-06-08 | 7 | 6 | 1 | 0 | 0 | 0 | 1.6025 |  | 0 | 1 | 0 | Off Peak | 0 | 1 | 0 | Semi Peak | 0 | 1 | Off Peak | 0 | 1 | Off Peak | 0 | 1 | 0 | Off Peak | 0 | 1 | 0 | Off Peak | 0 | 1 | 0 | Off Peak
2020-06-08 | 8 | 6 | 1 | 0 | 0 | 0 | 1.1418 |  | 0 | 1 | 0 | Off Peak | 0 | 1 | 0 | Semi Peak | 0 | 1 | Off Peak | 0 | 1 | Off Peak | 0 | 1 | 0 | Off Peak | 0 | 1 | 0 | Off Peak | 0 | 1 | 0 | Off Peak
2020-06-08 | 9 | 6 | 1 | 0 | 0 | 0 | 0.82056 |  | 0 | 1 | 0 | Off Peak | 0 | 1 | 0 | Semi Peak | 0 | 1 | Off Peak | 0 | 1 | Off Peak | 0 | 1 | 0 | Off Peak | 0 | 1 | 0 | Off Peak | 0 | 1 | 0 | Off Peak
2020-06-08 | 10 | 6 | 1 | 0 | 0 | 0 | 0.6051 |  | 0 | 1 | 0 | Off Peak | 0 | 1 | 0 | Semi Peak | 0 | 1 | Off Peak | 0 | 1 | Off Peak | 0 | 1 | 0 | Off Peak | 0 | 1 | 0 | Off Peak | 0 | 1 | 0 | Off Peak
2020-06-08 | 11 | 6 | 1 | 0 | 0 | 0 | 0.36084 |  | 0 | 1 | 0 | Off Peak | 0 | 1 | 0 | Semi Peak | 0 | 1 | Off Peak | 0 | 1 | Off Peak | 0 | 1 | 0 | Off Peak | 0 | 1 | 0 | Off Peak | 0 | 1 | 0 | Off Peak
2020-06-08 | 12 | 6 | 1 | 0 | 0 | 0 | 0.16534 |  | 0 | 1 | 0 | Off Peak | 1 | 0 | 0 | On Peak | 0 | 1 | Off Peak | 0 | 1 | Off Peak | 1 | 0 | 0 | On Peak | 0 | 1 | 0 | Off Peak | 0 | 1 | 0 | Off Peak
2020-06-08 | 13 | 6 | 1 | 0 | 0 | 0 | 0.023881 |  | 0 | 1 | 0 | Off Peak | 1 | 0 | 0 | On Peak | 0 | 1 | Off Peak | 1 | 0 | On Peak | 1 | 0 | 0 | On Peak | 1 | 0 | 0 | On Peak | 1 | 0 | 0 | On Peak
2020-06-08 | 14 | 6 | 1 | 0 | 0 | 0 | -0.076815 |  | 0 | 1 | 0 | Off Peak | 1 | 0 | 0 | On Peak | 0 | 1 | Off Peak | 1 | 0 | On Peak | 1 | 0 | 0 | On Peak | 1 | 0 | 0 | On Peak | 1 | 0 | 0 | On Peak
2020-06-08 | 15 | 6 | 1 | 0 | 0 | 0 | -0.091881 |  | 0 | 1 | 0 | Off Peak | 1 | 0 | 0 | On Peak | 0 | 1 | Off Peak | 1 | 0 | On Peak | 1 | 0 | 0 | On Peak | 1 | 0 | 0 | On Peak | 1 | 0 | 0 | On Peak
2020-06-08 | 16 | 6 | 1 | 0 | 0 | 0 | 0.098035 |  | 0 | 1 | 0 | Off Peak | 1 | 0 | 0 | On Peak | 0 | 1 | Off Peak | 1 | 0 | On Peak | 1 | 0 | 0 | On Peak | 1 | 0 | 0 | On Peak | 1 | 0 | 0 | On Peak
2020-06-08 | 17 | 6 | 1 | 0 | 0 | 0 | 0.42379 |  | 1 | 0 | 0 | On Peak | 1 | 0 | 0 | On Peak | 1 | 0 | On Peak | 1 | 0 | On Peak | 1 | 0 | 0 | On Peak | 1 | 0 | 0 | On Peak | 1 | 0 | 0 | On Peak
2020-06-08 | 18 | 6 | 1 | 0 | 0 | 0 | 0.93304 |  | 1 | 0 | 0 | On Peak | 1 | 0 | 0 | On Peak | 1 | 0 | On Peak | 1 | 0 | On Peak | 1 | 0 | 0 | On Peak | 1 | 0 | 0 | On Peak | 1 | 0 | 0 | On Peak
2020-06-08 | 19 | 6 | 1 | 0 | 0 | 0 | 1.8629 |  | 1 | 0 | 0 | On Peak | 0 | 1 | 0 | Semi Peak | 1 | 0 | On Peak | 0 | 1 | Off Peak | 0 | 1 | 0 | Off Peak | 1 | 0 | 0 | On Peak | 0 | 1 | 0 | Off Peak
2020-06-08 | 20 | 6 | 1 | 0 | 0 | 0 | 2.5901 |  | 1 | 0 | 0 | On Peak | 0 | 1 | 0 | Semi Peak | 1 | 0 | On Peak | 0 | 1 | Off Peak | 0 | 1 | 0 | Off Peak | 1 | 0 | 0 | On Peak | 0 | 1 | 0 | Off Peak
2020-06-08 | 21 | 6 | 1 | 0 | 0 | 0 | 2.8167 |  | 1 | 0 | 0 | On Peak | 0 | 1 | 0 | Semi Peak | 1 | 0 | On Peak | 0 | 1 | Off Peak | 0 | 1 | 0 | Off Peak | 0 | 1 | 0 | Off Peak | 0 | 1 | 0 | Off Peak
2020-06-08 | 22 | 6 | 1 | 0 | 0 | 0 | 3.0399 |  | 0 | 1 | 0 | Off Peak | 0 | 1 | 0 | Semi Peak | 0 | 1 | Off Peak | 0 | 1 | Off Peak | 0 | 1 | 0 | Off Peak | 0 | 1 | 0 | Off Peak | 0 | 1 | 0 | Off Peak
2020-06-08 | 23 | 6 | 1 | 0 | 0 | 0 | 1.6395 |  | 0 | 1 | 0 | Off Peak | 0 | 0 | 1 | Off Peak | 0 | 1 | Off Peak | 0 | 1 | Off Peak | 0 | 0 | 1 | Super Off Peak | 0 | 1 | 0 | Off Peak | 0 | 1 | 0 | Off Peak
2020-06-08 | 24 | 6 | 1 | 0 | 0 | 0 | 1.4356 |  | 0 | 1 | 0 | Off Peak | 0 | 0 | 1 | Off Peak | 0 | 1 | Off Peak | 0 | 1 | Off Peak | 0 | 0 | 1 | Super Off Peak | 0 | 1 | 0 | Off Peak | 0 | 1 | 0 | Off Peak
2020-06-09 | 1 | 6 | 1 | 0 | 0 | 0 | 1.2067 |  | 0 | 0 | 1 | Super Off Peak | 0 | 0 | 1 | Off Peak | 0 | 1 | Off Peak | 0 | 1 | Off Peak | 0 | 0 | 1 | Super Off Peak | 0 | 0 | 1 | Super Off Peak | 0 | 0 | 1 | Super Off Peak
2020-06-09 | 2 | 6 | 1 | 0 | 0 | 0 | 1.1018 |  | 0 | 0 | 1 | Super Off Peak | 0 | 0 | 1 | Off Peak | 0 | 1 | Off Peak | 0 | 1 | Off Peak | 0 | 0 | 1 | Super Off Peak | 0 | 0 | 1 | Super Off Peak | 0 | 0 | 1 | Super Off Peak
2020-06-09 | 3 | 6 | 1 | 0 | 0 | 0 | 0.99338 |  | 0 | 0 | 1 | Super Off Peak | 0 | 0 | 1 | Off Peak | 0 | 1 | Off Peak | 0 | 1 | Off Peak | 0 | 0 | 1 | Super Off Peak | 0 | 0 | 1 | Super Off Peak | 0 | 0 | 1 | Super Off Peak
2020-06-09 | 4 | 6 | 1 | 0 | 0 | 0 | 0.9544 |  | 0 | 0 | 1 | Super Off Peak | 0 | 0 | 1 | Off Peak | 0 | 1 | Off Peak | 0 | 1 | Off Peak | 0 | 0 | 1 | Super Off Peak | 0 | 0 | 1 | Super Off Peak | 0 | 0 | 1 | Super Off Peak
2020-06-09 | 5 | 6 | 1 | 0 | 0 | 0 | 0.94936 |  | 0 | 0 | 1 | Super Off Peak | 0 | 0 | 1 | Off Peak | 0 | 1 | Off Peak | 0 | 1 | Off Peak | 0 | 0 | 1 | Super Off Peak | 0 | 0 | 1 | Super Off Peak | 0 | 0 | 1 | Super Off Peak
2020-06-09 | 6 | 6 | 1 | 0 | 0 | 0 | 0.96286 |  | 0 | 0 | 1 | Super Off Peak | 0 | 0 | 1 | Off Peak | 0 | 1 | Off Peak | 0 | 1 | Off Peak | 0 | 0 | 1 | Super Off Peak | 0 | 1 | 0 | Off Peak | 0 | 1 | 0 | Off Peak
2020-06-09 | 7 | 6 | 1 | 0 | 0 | 0 | 1.5857 |  | 0 | 1 | 0 | Off Peak | 0 | 1 | 0 | Semi Peak | 0 | 1 | Off Peak | 0 | 1 | Off Peak | 0 | 1 | 0 | Off Peak | 0 | 1 | 0 | Off Peak | 0 | 1 | 0 | Off Peak
2020-06-09 | 8 | 6 | 1 | 0 | 0 | 0 | 1.0947 |  | 0 | 1 | 0 | Off Peak | 0 | 1 | 0 | Semi Peak | 0 | 1 | Off Peak | 0 | 1 | Off Peak | 0 | 1 | 0 | Off Peak | 0 | 1 | 0 | Off Peak | 0 | 1 | 0 | Off Peak
2020-06-09 | 9 | 6 | 1 | 0 | 0 | 0 | 0.73247 |  | 0 | 1 | 0 | Off Peak | 0 | 1 | 0 | Semi Peak | 0 | 1 | Off Peak | 0 | 1 | Off Peak | 0 | 1 | 0 | Off Peak | 0 | 1 | 0 | Off Peak | 0 | 1 | 0 | Off Peak
2020-06-09 | 10 | 6 | 1 | 0 | 0 | 0 | 0.54843 |  | 0 | 1 | 0 | Off Peak | 0 | 1 | 0 | Semi Peak | 0 | 1 | Off Peak | 0 | 1 | Off Peak | 0 | 1 | 0 | Off Peak | 0 | 1 | 0 | Off Peak | 0 | 1 | 0 | Off Peak
2020-06-09 | 11 | 6 | 1 | 0 | 0 | 0 | 0.36664 |  | 0 | 1 | 0 | Off Peak | 0 | 1 | 0 | Semi Peak | 0 | 1 | Off Peak | 0 | 1 | Off Peak | 0 | 1 | 0 | Off Peak | 0 | 1 | 0 | Off Peak | 0 | 1 | 0 | Off Peak
2020-06-09 | 12 | 6 | 1 | 0 | 0 | 0 | 0.20467 |  | 0 | 1 | 0 | Off Peak | 1 | 0 | 0 | On Peak | 0 | 1 | Off Peak | 0 | 1 | Off Peak | 1 | 0 | 0 | On Peak | 0 | 1 | 0 | Off Peak | 0 | 1 | 0 | Off Peak
2020-06-09 | 13 | 6 | 1 | 0 | 0 | 0 | 0.091367 |  | 0 | 1 | 0 | Off Peak | 1 | 0 | 0 | On Peak | 0 | 1 | Off Peak | 1 | 0 | On Peak | 1 | 0 | 0 | On Peak | 1 | 0 | 0 | On Peak | 1 | 0 | 0 | On Peak
2020-06-09 | 14 | 6 | 1 | 0 | 0 | 0 | 0.020878 |  | 0 | 1 | 0 | Off Peak | 1 | 0 | 0 | On Peak | 0 | 1 | Off Peak | 1 | 0 | On Peak | 1 | 0 | 0 | On Peak | 1 | 0 | 0 | On Peak | 1 | 0 | 0 | On Peak
2020-06-09 | 15 | 6 | 1 | 0 | 0 | 0 | 0.035395 |  | 0 | 1 | 0 | Off Peak | 1 | 0 | 0 | On Peak | 0 | 1 | Off Peak | 1 | 0 | On Peak | 1 | 0 | 0 | On Peak | 1 | 0 | 0 | On Peak | 1 | 0 | 0 | On Peak
2020-06-09 | 16 | 6 | 1 | 0 | 0 | 0 | 0.24746 |  | 0 | 1 | 0 | Off Peak | 1 | 0 | 0 | On Peak | 0 | 1 | Off Peak | 1 | 0 | On Peak | 1 | 0 | 0 | On Peak | 1 | 0 | 0 | On Peak | 1 | 0 | 0 | On Peak
2020-06-09 | 17 | 6 | 1 | 0 | 0 | 0 | 0.57538 |  | 1 | 0 | 0 | On Peak | 1 | 0 | 0 | On Peak | 1 | 0 | On Peak | 1 | 0 | On Peak | 1 | 0 | 0 | On Peak | 1 | 0 | 0 | On Peak | 1 | 0 | 0 | On Peak
2020-06-09 | 18 | 6 | 1 | 0 | 0 | 0 | 1.0686 |  | 1 | 0 | 0 | On Peak | 1 | 0 | 0 | On Peak | 1 | 0 | On Peak | 1 | 0 | On Peak | 1 | 0 | 0 | On Peak | 1 | 0 | 0 | On Peak | 1 | 0 | 0 | On Peak
2020-06-09 | 19 | 6 | 1 | 0 | 0 | 0 | 1.9961 |  | 1 | 0 | 0 | On Peak | 0 | 1 | 0 | Semi Peak | 1 | 0 | On Peak | 0 | 1 | Off Peak | 0 | 1 | 0 | Off Peak | 1 | 0 | 0 | On Peak | 0 | 1 | 0 | Off Peak
2020-06-09 | 20 | 6 | 1 | 0 | 0 | 0 | 2.6614 |  | 1 | 0 | 0 | On Peak | 0 | 1 | 0 | Semi Peak | 1 | 0 | On Peak | 0 | 1 | Off Peak | 0 | 1 | 0 | Off Peak | 1 | 0 | 0 | On Peak | 0 | 1 | 0 | Off Peak
2020-06-09 | 21 | 6 | 1 | 0 | 0 | 0 | 2.8624 |  | 1 | 0 | 0 | On Peak | 0 | 1 | 0 | Semi Peak | 1 | 0 | On Peak | 0 | 1 | Off Peak | 0 | 1 | 0 | Off Peak | 0 | 1 | 0 | Off Peak | 0 | 1 | 0 | Off Peak
2020-06-09 | 22 | 6 | 1 | 0 | 0 | 0 | 3.0608 |  | 0 | 1 | 0 | Off Peak | 0 | 1 | 0 | Semi Peak | 0 | 1 | Off Peak | 0 | 1 | Off Peak | 0 | 1 | 0 | Off Peak | 0 | 1 | 0 | Off Peak | 0 | 1 | 0 | Off Peak
2020-06-09 | 23 | 6 | 1 | 0 | 0 | 0 | 1.6565 |  | 0 | 1 | 0 | Off Peak | 0 | 0 | 1 | Off Peak | 0 | 1 | Off Peak | 0 | 1 | Off Peak | 0 | 0 | 1 | Super Off Peak | 0 | 1 | 0 | Off Peak | 0 | 1 | 0 | Off Peak
2020-06-09 | 24 | 6 | 1 | 0 | 0 | 0 | 1.4668 |  | 0 | 1 | 0 | Off Peak | 0 | 0 | 1 | Off Peak | 0 | 1 | Off Peak | 0 | 1 | Off Peak | 0 | 0 | 1 | Super Off Peak | 0 | 1 | 0 | Off Peak | 0 | 1 | 0 | Off Peak
2020-06-10 | 1 | 6 | 1 | 0 | 0 | 0 | 1.2361 |  | 0 | 0 | 1 | Super Off Peak | 0 | 0 | 1 | Off Peak | 0 | 1 | Off Peak | 0 | 1 | Off Peak | 0 | 0 | 1 | Super Off Peak | 0 | 0 | 1 | Super Off Peak | 0 | 0 | 1 | Super Off Peak
2020-06-10 | 2 | 6 | 1 | 0 | 0 | 0 | 1.0687 |  | 0 | 0 | 1 | Super Off Peak | 0 | 0 | 1 | Off Peak | 0 | 1 | Off Peak | 0 | 1 | Off Peak | 0 | 0 | 1 | Super Off Peak | 0 | 0 | 1 | Super Off Peak | 0 | 0 | 1 | Super Off Peak
2020-06-10 | 3 | 6 | 1 | 0 | 0 | 0 | 0.97436 |  | 0 | 0 | 1 | Super Off Peak | 0 | 0 | 1 | Off Peak | 0 | 1 | Off Peak | 0 | 1 | Off Peak | 0 | 0 | 1 | Super Off Peak | 0 | 0 | 1 | Super Off Peak | 0 | 0 | 1 | Super Off Peak
2020-06-10 | 4 | 6 | 1 | 0 | 0 | 0 | 0.95126 |  | 0 | 0 | 1 | Super Off Peak | 0 | 0 | 1 | Off Peak | 0 | 1 | Off Peak | 0 | 1 | Off Peak | 0 | 0 | 1 | Super Off Peak | 0 | 0 | 1 | Super Off Peak | 0 | 0 | 1 | Super Off Peak
2020-06-10 | 5 | 6 | 1 | 0 | 0 | 0 | 0.93881 |  | 0 | 0 | 1 | Super Off Peak | 0 | 0 | 1 | Off Peak | 0 | 1 | Off Peak | 0 | 1 | Off Peak | 0 | 0 | 1 | Super Off Peak | 0 | 0 | 1 | Super Off Peak | 0 | 0 | 1 | Super Off Peak
2020-06-10 | 6 | 6 | 1 | 0 | 0 | 0 | 0.97156 |  | 0 | 0 | 1 | Super Off Peak | 0 | 0 | 1 | Off Peak | 0 | 1 | Off Peak | 0 | 1 | Off Peak | 0 | 0 | 1 | Super Off Peak | 0 | 1 | 0 | Off Peak | 0 | 1 | 0 | Off Peak
2020-06-10 | 7 | 6 | 1 | 0 | 0 | 0 | 1.6306 |  | 0 | 1 | 0 | Off Peak | 0 | 1 | 0 | Semi Peak | 0 | 1 | Off Peak | 0 | 1 | Off Peak | 0 | 1 | 0 | Off Peak | 0 | 1 | 0 | Off Peak | 0 | 1 | 0 | Off Peak
2020-06-10 | 8 | 6 | 1 | 0 | 0 | 0 | 1.2062 |  | 0 | 1 | 0 | Off Peak | 0 | 1 | 0 | Semi Peak | 0 | 1 | Off Peak | 0 | 1 | Off Peak | 0 | 1 | 0 | Off Peak | 0 | 1 | 0 | Off Peak | 0 | 1 | 0 | Off Peak
2020-06-10 | 9 | 6 | 1 | 0 | 0 | 0 | 0.90986 |  | 0 | 1 | 0 | Off Peak | 0 | 1 | 0 | Semi Peak | 0 | 1 | Off Peak | 0 | 1 | Off Peak | 0 | 1 | 0 | Off Peak | 0 | 1 | 0 | Off Peak | 0 | 1 | 0 | Off Peak
2020-06-10 | 10 | 6 | 1 | 0 | 0 | 0 | 0.71401 |  | 0 | 1 | 0 | Off Peak | 0 | 1 | 0 | Semi Peak | 0 | 1 | Off Peak | 0 | 1 | Off Peak | 0 | 1 | 0 | Off Peak | 0 | 1 | 0 | Off Peak | 0 | 1 | 0 | Off Peak
2020-06-10 | 11 | 6 | 1 | 0 | 0 | 0 | 0.48922 |  | 0 | 1 | 0 | Off Peak | 0 | 1 | 0 | Semi Peak | 0 | 1 | Off Peak | 0 | 1 | Off Peak | 0 | 1 | 0 | Off Peak | 0 | 1 | 0 | Off Peak | 0 | 1 | 0 | Off Peak
2020-06-10 | 12 | 6 | 1 | 0 | 0 | 0 | 0.27452 |  | 0 | 1 | 0 | Off Peak | 1 | 0 | 0 | On Peak | 0 | 1 | Off Peak | 0 | 1 | Off Peak | 1 | 0 | 0 | On Peak | 0 | 1 | 0 | Off Peak | 0 | 1 | 0 | Off Peak
2020-06-10 | 13 | 6 | 1 | 0 | 0 | 0 | 0.13025 |  | 0 | 1 | 0 | Off Peak | 1 | 0 | 0 | On Peak | 0 | 1 | Off Peak | 1 | 0 | On Peak | 1 | 0 | 0 | On Peak | 1 | 0 | 0 | On Peak | 1 | 0 | 0 | On Peak
2020-06-10 | 14 | 6 | 1 | 0 | 0 | 0 | 0.016721 |  | 0 | 1 | 0 | Off Peak | 1 | 0 | 0 | On Peak | 0 | 1 | Off Peak | 1 | 0 | On Peak | 1 | 0 | 0 | On Peak | 1 | 0 | 0 | On Peak | 1 | 0 | 0 | On Peak
2020-06-10 | 15 | 6 | 1 | 0 | 0 | 0 | -0.0062223 |  | 0 | 1 | 0 | Off Peak | 1 | 0 | 0 | On Peak | 0 | 1 | Off Peak | 1 | 0 | On Peak | 1 | 0 | 0 | On Peak | 1 | 0 | 0 | On Peak | 1 | 0 | 0 | On Peak
2020-06-10 | 16 | 6 | 1 | 0 | 0 | 0 | 0.17579 |  | 0 | 1 | 0 | Off Peak | 1 | 0 | 0 | On Peak | 0 | 1 | Off Peak | 1 | 0 | On Peak | 1 | 0 | 0 | On Peak | 1 | 0 | 0 | On Peak | 1 | 0 | 0 | On Peak
2020-06-10 | 17 | 6 | 1 | 0 | 0 | 0 | 0.48873 |  | 1 | 0 | 0 | On Peak | 1 | 0 | 0 | On Peak | 1 | 0 | On Peak | 1 | 0 | On Peak | 1 | 0 | 0 | On Peak | 1 | 0 | 0 | On Peak | 1 | 0 | 0 | On Peak
2020-06-10 | 18 | 6 | 1 | 0 | 0 | 0 | 0.9703 |  | 1 | 0 | 0 | On Peak | 1 | 0 | 0 | On Peak | 1 | 0 | On Peak | 1 | 0 | On Peak | 1 | 0 | 0 | On Peak | 1 | 0 | 0 | On Peak | 1 | 0 | 0 | On Peak
2020-06-10 | 19 | 6 | 1 | 0 | 0 | 0 | 1.8554 |  | 1 | 0 | 0 | On Peak | 0 | 1 | 0 | Semi Peak | 1 | 0 | On Peak | 0 | 1 | Off Peak | 0 | 1 | 0 | Off Peak | 1 | 0 | 0 | On Peak | 0 | 1 | 0 | Off Peak
2020-06-10 | 20 | 6 | 1 | 0 | 0 | 0 | 2.5449 |  | 1 | 0 | 0 | On Peak | 0 | 1 | 0 | Semi Peak | 1 | 0 | On Peak | 0 | 1 | Off Peak | 0 | 1 | 0 | Off Peak | 1 | 0 | 0 | On Peak | 0 | 1 | 0 | Off Peak
2020-06-10 | 21 | 6 | 1 | 0 | 0 | 0 | 2.7728 |  | 1 | 0 | 0 | On Peak | 0 | 1 | 0 | Semi Peak | 1 | 0 | On Peak | 0 | 1 | Off Peak | 0 | 1 | 0 | Off Peak | 0 | 1 | 0 | Off Peak | 0 | 1 | 0 | Off Peak
2020-06-10 | 22 | 6 | 1 | 0 | 0 | 0 | 3.0057 |  | 0 | 1 | 0 | Off Peak | 0 | 1 | 0 | Semi Peak | 0 | 1 | Off Peak | 0 | 1 | Off Peak | 0 | 1 | 0 | Off Peak | 0 | 1 | 0 | Off Peak | 0 | 1 | 0 | Off Peak
2020-06-10 | 23 | 6 | 1 | 0 | 0 | 0 | 1.6153 |  | 0 | 1 | 0 | Off Peak | 0 | 0 | 1 | Off Peak | 0 | 1 | Off Peak | 0 | 1 | Off Peak | 0 | 0 | 1 | Super Off Peak | 0 | 1 | 0 | Off Peak | 0 | 1 | 0 | Off Peak
2020-06-10 | 24 | 6 | 1 | 0 | 0 | 0 | 1.4188 |  | 0 | 1 | 0 | Off Peak | 0 | 0 | 1 | Off Peak | 0 | 1 | Off Peak | 0 | 1 | Off Peak | 0 | 0 | 1 | Super Off Peak | 0 | 1 | 0 | Off Peak | 0 | 1 | 0 | Off Peak
2020-06-11 | 1 | 6 | 1 | 0 | 0 | 0 | 1.1912 |  | 0 | 0 | 1 | Super Off Peak | 0 | 0 | 1 | Off Peak | 0 | 1 | Off Peak | 0 | 1 | Off Peak | 0 | 0 | 1 | Super Off Peak | 0 | 0 | 1 | Super Off Peak | 0 | 0 | 1 | Super Off Peak
2020-06-11 | 2 | 6 | 1 | 0 | 0 | 0 | 1.0419 |  | 0 | 0 | 1 | Super Off Peak | 0 | 0 | 1 | Off Peak | 0 | 1 | Off Peak | 0 | 1 | Off Peak | 0 | 0 | 1 | Super Off Peak | 0 | 0 | 1 | Super Off Peak | 0 | 0 | 1 | Super Off Peak
2020-06-11 | 3 | 6 | 1 | 0 | 0 | 0 | 0.97791 |  | 0 | 0 | 1 | Super Off Peak | 0 | 0 | 1 | Off Peak | 0 | 1 | Off Peak | 0 | 1 | Off Peak | 0 | 0 | 1 | Super Off Peak | 0 | 0 | 1 | Super Off Peak | 0 | 0 | 1 | Super Off Peak
2020-06-11 | 4 | 6 | 1 | 0 | 0 | 0 | 0.93748 |  | 0 | 0 | 1 | Super Off Peak | 0 | 0 | 1 | Off Peak | 0 | 1 | Off Peak | 0 | 1 | Off Peak | 0 | 0 | 1 | Super Off Peak | 0 | 0 | 1 | Super Off Peak | 0 | 0 | 1 | Super Off Peak
2020-06-11 | 5 | 6 | 1 | 0 | 0 | 0 | 0.9324 |  | 0 | 0 | 1 | Super Off Peak | 0 | 0 | 1 | Off Peak | 0 | 1 | Off Peak | 0 | 1 | Off Peak | 0 | 0 | 1 | Super Off Peak | 0 | 0 | 1 | Super Off Peak | 0 | 0 | 1 | Super Off Peak
2020-06-11 | 6 | 6 | 1 | 0 | 0 | 0 | 0.95758 |  | 0 | 0 | 1 | Super Off Peak | 0 | 0 | 1 | Off Peak | 0 | 1 | Off Peak | 0 | 1 | Off Peak | 0 | 0 | 1 | Super Off Peak | 0 | 1 | 0 | Off Peak | 0 | 1 | 0 | Off Peak
2020-06-11 | 7 | 6 | 1 | 0 | 0 | 0 | 1.6032 |  | 0 | 1 | 0 | Off Peak | 0 | 1 | 0 | Semi Peak | 0 | 1 | Off Peak | 0 | 1 | Off Peak | 0 | 1 | 0 | Off Peak | 0 | 1 | 0 | Off Peak | 0 | 1 | 0 | Off Peak
2020-06-11 | 8 | 6 | 1 | 0 | 0 | 0 | 1.1668 |  | 0 | 1 | 0 | Off Peak | 0 | 1 | 0 | Semi Peak | 0 | 1 | Off Peak | 0 | 1 | Off Peak | 0 | 1 | 0 | Off Peak | 0 | 1 | 0 | Off Peak | 0 | 1 | 0 | Off Peak
2020-06-11 | 9 | 6 | 1 | 0 | 0 | 0 | 0.8517 |  | 0 | 1 | 0 | Off Peak | 0 | 1 | 0 | Semi Peak | 0 | 1 | Off Peak | 0 | 1 | Off Peak | 0 | 1 | 0 | Off Peak | 0 | 1 | 0 | Off Peak | 0 | 1 | 0 | Off Peak
2020-06-11 | 10 | 6 | 1 | 0 | 0 | 0 | 0.65687 |  | 0 | 1 | 0 | Off Peak | 0 | 1 | 0 | Semi Peak | 0 | 1 | Off Peak | 0 | 1 | Off Peak | 0 | 1 | 0 | Off Peak | 0 | 1 | 0 | Off Peak | 0 | 1 | 0 | Off Peak
2020-06-11 | 11 | 6 | 1 | 0 | 0 | 0 | 0.44397 |  | 0 | 1 | 0 | Off Peak | 0 | 1 | 0 | Semi Peak | 0 | 1 | Off Peak | 0 | 1 | Off Peak | 0 | 1 | 0 | Off Peak | 0 | 1 | 0 | Off Peak | 0 | 1 | 0 | Off Peak
2020-06-11 | 12 | 6 | 1 | 0 | 0 | 0 | 0.20611 |  | 0 | 1 | 0 | Off Peak | 1 | 0 | 0 | On Peak | 0 | 1 | Off Peak | 0 | 1 | Off Peak | 1 | 0 | 0 | On Peak | 0 | 1 | 0 | Off Peak | 0 | 1 | 0 | Off Peak
2020-06-11 | 13 | 6 | 1 | 0 | 0 | 0 | -0.028084 |  | 0 | 1 | 0 | Off Peak | 1 | 0 | 0 | On Peak | 0 | 1 | Off Peak | 1 | 0 | On Peak | 1 | 0 | 0 | On Peak | 1 | 0 | 0 | On Peak | 1 | 0 | 0 | On Peak
2020-06-11 | 14 | 6 | 1 | 0 | 0 | 0 | -0.18578 |  | 0 | 1 | 0 | Off Peak | 1 | 0 | 0 | On Peak | 0 | 1 | Off Peak | 1 | 0 | On Peak | 1 | 0 | 0 | On Peak | 1 | 0 | 0 | On Peak | 1 | 0 | 0 | On Peak
2020-06-11 | 15 | 6 | 1 | 0 | 0 | 0 | -0.21678 |  | 0 | 1 | 0 | Off Peak | 1 | 0 | 0 | On Peak | 0 | 1 | Off Peak | 1 | 0 | On Peak | 1 | 0 | 0 | On Peak | 1 | 0 | 0 | On Peak | 1 | 0 | 0 | On Peak
2020-06-11 | 16 | 6 | 1 | 0 | 0 | 0 | -0.029768 |  | 0 | 1 | 0 | Off Peak | 1 | 0 | 0 | On Peak | 0 | 1 | Off Peak | 1 | 0 | On Peak | 1 | 0 | 0 | On Peak | 1 | 0 | 0 | On Peak | 1 | 0 | 0 | On Peak
2020-06-11 | 17 | 6 | 1 | 0 | 0 | 0 | 0.25977 |  | 1 | 0 | 0 | On Peak | 1 | 0 | 0 | On Peak | 1 | 0 | On Peak | 1 | 0 | On Peak | 1 | 0 | 0 | On Peak | 1 | 0 | 0 | On Peak | 1 | 0 | 0 | On Peak
2020-06-11 | 18 | 6 | 1 | 0 | 0 | 0 | 0.753 |  | 1 | 0 | 0 | On Peak | 1 | 0 | 0 | On Peak | 1 | 0 | On Peak | 1 | 0 | On Peak | 1 | 0 | 0 | On Peak | 1 | 0 | 0 | On Peak | 1 | 0 | 0 | On Peak
2020-06-11 | 19 | 6 | 1 | 0 | 0 | 0 | 1.6436 |  | 1 | 0 | 0 | On Peak | 0 | 1 | 0 | Semi Peak | 1 | 0 | On Peak | 0 | 1 | Off Peak | 0 | 1 | 0 | Off Peak | 1 | 0 | 0 | On Peak | 0 | 1 | 0 | Off Peak
2020-06-11 | 20 | 6 | 1 | 0 | 0 | 0 | 2.3614 |  | 1 | 0 | 0 | On Peak | 0 | 1 | 0 | Semi Peak | 1 | 0 | On Peak | 0 | 1 | Off Peak | 0 | 1 | 0 | Off Peak | 1 | 0 | 0 | On Peak | 0 | 1 | 0 | Off Peak
2020-06-11 | 21 | 6 | 1 | 0 | 0 | 0 | 2.6479 |  | 1 | 0 | 0 | On Peak | 0 | 1 | 0 | Semi Peak | 1 | 0 | On Peak | 0 | 1 | Off Peak | 0 | 1 | 0 | Off Peak | 0 | 1 | 0 | Off Peak | 0 | 1 | 0 | Off Peak
2020-06-11 | 22 | 6 | 1 | 0 | 0 | 0 | 2.9239 |  | 0 | 1 | 0 | Off Peak | 0 | 1 | 0 | Semi Peak | 0 | 1 | Off Peak | 0 | 1 | Off Peak | 0 | 1 | 0 | Off Peak | 0 | 1 | 0 | Off Peak | 0 | 1 | 0 | Off Peak
2020-06-11 | 23 | 6 | 1 | 0 | 0 | 0 | 1.5728 |  | 0 | 1 | 0 | Off Peak | 0 | 0 | 1 | Off Peak | 0 | 1 | Off Peak | 0 | 1 | Off Peak | 0 | 0 | 1 | Super Off Peak | 0 | 1 | 0 | Off Peak | 0 | 1 | 0 | Off Peak
2020-06-11 | 24 | 6 | 1 | 0 | 0 | 0 | 1.3755 |  | 0 | 1 | 0 | Off Peak | 0 | 0 | 1 | Off Peak | 0 | 1 | Off Peak | 0 | 1 | Off Peak | 0 | 0 | 1 | Super Off Peak | 0 | 1 | 0 | Off Peak | 0 | 1 | 0 | Off Peak
2020-06-12 | 1 | 6 | 1 | 0 | 0 | 0 | 1.1727 |  | 0 | 0 | 1 | Super Off Peak | 0 | 0 | 1 | Off Peak | 0 | 1 | Off Peak | 0 | 1 | Off Peak | 0 | 0 | 1 | Super Off Peak | 0 | 0 | 1 | Super Off Peak | 0 | 0 | 1 | Super Off Peak
2020-06-12 | 2 | 6 | 1 | 0 | 0 | 0 | 1.0433 |  | 0 | 0 | 1 | Super Off Peak | 0 | 0 | 1 | Off Peak | 0 | 1 | Off Peak | 0 | 1 | Off Peak | 0 | 0 | 1 | Super Off Peak | 0 | 0 | 1 | Super Off Peak | 0 | 0 | 1 | Super Off Peak
2020-06-12 | 3 | 6 | 1 | 0 | 0 | 0 | 0.98931 |  | 0 | 0 | 1 | Super Off Peak | 0 | 0 | 1 | Off Peak | 0 | 1 | Off Peak | 0 | 1 | Off Peak | 0 | 0 | 1 | Super Off Peak | 0 | 0 | 1 | Super Off Peak | 0 | 0 | 1 | Super Off Peak
2020-06-12 | 4 | 6 | 1 | 0 | 0 | 0 | 0.94924 |  | 0 | 0 | 1 | Super Off Peak | 0 | 0 | 1 | Off Peak | 0 | 1 | Off Peak | 0 | 1 | Off Peak | 0 | 0 | 1 | Super Off Peak | 0 | 0 | 1 | Super Off Peak | 0 | 0 | 1 | Super Off Peak
2020-06-12 | 5 | 6 | 1 | 0 | 0 | 0 | 0.93475 |  | 0 | 0 | 1 | Super Off Peak | 0 | 0 | 1 | Off Peak | 0 | 1 | Off Peak | 0 | 1 | Off Peak | 0 | 0 | 1 | Super Off Peak | 0 | 0 | 1 | Super Off Peak | 0 | 0 | 1 | Super Off Peak
2020-06-12 | 6 | 6 | 1 | 0 | 0 | 0 | 0.93385 |  | 0 | 0 | 1 | Super Off Peak | 0 | 0 | 1 | Off Peak | 0 | 1 | Off Peak | 0 | 1 | Off Peak | 0 | 0 | 1 | Super Off Peak | 0 | 1 | 0 | Off Peak | 0 | 1 | 0 | Off Peak
2020-06-12 | 7 | 6 | 1 | 0 | 0 | 0 | 1.4968 |  | 0 | 1 | 0 | Off Peak | 0 | 1 | 0 | Semi Peak | 0 | 1 | Off Peak | 0 | 1 | Off Peak | 0 | 1 | 0 | Off Peak | 0 | 1 | 0 | Off Peak | 0 | 1 | 0 | Off Peak
2020-06-12 | 8 | 6 | 1 | 0 | 0 | 0 | 0.92031 |  | 0 | 1 | 0 | Off Peak | 0 | 1 | 0 | Semi Peak | 0 | 1 | Off Peak | 0 | 1 | Off Peak | 0 | 1 | 0 | Off Peak | 0 | 1 | 0 | Off Peak | 0 | 1 | 0 | Off Peak
2020-06-12 | 9 | 6 | 1 | 0 | 0 | 0 | 0.49328 |  | 0 | 1 | 0 | Off Peak | 0 | 1 | 0 | Semi Peak | 0 | 1 | Off Peak | 0 | 1 | Off Peak | 0 | 1 | 0 | Off Peak | 0 | 1 | 0 | Off Peak | 0 | 1 | 0 | Off Peak
2020-06-12 | 10 | 6 | 1 | 0 | 0 | 0 | 0.2487 |  | 0 | 1 | 0 | Off Peak | 0 | 1 | 0 | Semi Peak | 0 | 1 | Off Peak | 0 | 1 | Off Peak | 0 | 1 | 0 | Off Peak | 0 | 1 | 0 | Off Peak | 0 | 1 | 0 | Off Peak
2020-06-12 | 11 | 6 | 1 | 0 | 0 | 0 | 0.034986 |  | 0 | 1 | 0 | Off Peak | 0 | 1 | 0 | Semi Peak | 0 | 1 | Off Peak | 0 | 1 | Off Peak | 0 | 1 | 0 | Off Peak | 0 | 1 | 0 | Off Peak | 0 | 1 | 0 | Off Peak
2020-06-12 | 12 | 6 | 1 | 0 | 0 | 0 | -0.13897 |  | 0 | 1 | 0 | Off Peak | 1 | 0 | 0 | On Peak | 0 | 1 | Off Peak | 0 | 1 | Off Peak | 1 | 0 | 0 | On Peak | 0 | 1 | 0 | Off Peak | 0 | 1 | 0 | Off Peak
2020-06-12 | 13 | 6 | 1 | 0 | 0 | 0 | -0.25948 |  | 0 | 1 | 0 | Off Peak | 1 | 0 | 0 | On Peak | 0 | 1 | Off Peak | 1 | 0 | On Peak | 1 | 0 | 0 | On Peak | 1 | 0 | 0 | On Peak | 1 | 0 | 0 | On Peak
2020-06-12 | 14 | 6 | 1 | 0 | 0 | 0 | -0.37127 |  | 0 | 1 | 0 | Off Peak | 1 | 0 | 0 | On Peak | 0 | 1 | Off Peak | 1 | 0 | On Peak | 1 | 0 | 0 | On Peak | 1 | 0 | 0 | On Peak | 1 | 0 | 0 | On Peak
2020-06-12 | 15 | 6 | 1 | 0 | 0 | 0 | -0.39893 |  | 0 | 1 | 0 | Off Peak | 1 | 0 | 0 | On Peak | 0 | 1 | Off Peak | 1 | 0 | On Peak | 1 | 0 | 0 | On Peak | 1 | 0 | 0 | On Peak | 1 | 0 | 0 | On Peak
2020-06-12 | 16 | 6 | 1 | 0 | 0 | 0 | -0.20923 |  | 0 | 1 | 0 | Off Peak | 1 | 0 | 0 | On Peak | 0 | 1 | Off Peak | 1 | 0 | On Peak | 1 | 0 | 0 | On Peak | 1 | 0 | 0 | On Peak | 1 | 0 | 0 | On Peak
2020-06-12 | 17 | 6 | 1 | 0 | 0 | 0 | 0.12272 |  | 1 | 0 | 0 | On Peak | 1 | 0 | 0 | On Peak | 1 | 0 | On Peak | 1 | 0 | On Peak | 1 | 0 | 0 | On Peak | 1 | 0 | 0 | On Peak | 1 | 0 | 0 | On Peak
2020-06-12 | 18 | 6 | 1 | 0 | 0 | 0 | 0.64312 |  | 1 | 0 | 0 | On Peak | 1 | 0 | 0 | On Peak | 1 | 0 | On Peak | 1 | 0 | On Peak | 1 | 0 | 0 | On Peak | 1 | 0 | 0 | On Peak | 1 | 0 | 0 | On Peak
2020-06-12 | 19 | 6 | 1 | 0 | 0 | 0 | 1.596 |  | 1 | 0 | 0 | On Peak | 0 | 1 | 0 | Semi Peak | 1 | 0 | On Peak | 0 | 1 | Off Peak | 0 | 1 | 0 | Off Peak | 1 | 0 | 0 | On Peak | 0 | 1 | 0 | Off Peak
2020-06-12 | 20 | 6 | 1 | 0 | 0 | 0 | 2.3617 |  | 1 | 0 | 0 | On Peak | 0 | 1 | 0 | Semi Peak | 1 | 0 | On Peak | 0 | 1 | Off Peak | 0 | 1 | 0 | Off Peak | 1 | 0 | 0 | On Peak | 0 | 1 | 0 | Off Peak
2020-06-12 | 21 | 6 | 1 | 0 | 0 | 0 | 2.6224 |  | 1 | 0 | 0 | On Peak | 0 | 1 | 0 | Semi Peak | 1 | 0 | On Peak | 0 | 1 | Off Peak | 0 | 1 | 0 | Off Peak | 0 | 1 | 0 | Off Peak | 0 | 1 | 0 | Off Peak
2020-06-12 | 22 | 6 | 1 | 0 | 0 | 0 | 2.8721 |  | 0 | 1 | 0 | Off Peak | 0 | 1 | 0 | Semi Peak | 0 | 1 | Off Peak | 0 | 1 | Off Peak | 0 | 1 | 0 | Off Peak | 0 | 1 | 0 | Off Peak | 0 | 1 | 0 | Off Peak
2020-06-12 | 23 | 6 | 1 | 0 | 0 | 0 | 1.5532 |  | 0 | 1 | 0 | Off Peak | 0 | 0 | 1 | Off Peak | 0 | 1 | Off Peak | 0 | 1 | Off Peak | 0 | 0 | 1 | Super Off Peak | 0 | 1 | 0 | Off Peak | 0 | 1 | 0 | Off Peak
2020-06-12 | 24 | 6 | 1 | 0 | 0 | 0 | 1.3691 |  | 0 | 1 | 0 | Off Peak | 0 | 0 | 1 | Off Peak | 0 | 1 | Off Peak | 0 | 1 | Off Peak | 0 | 0 | 1 | Super Off Peak | 0 | 1 | 0 | Off Peak | 0 | 1 | 0 | Off Peak
2020-06-13 | 1 | 6 | 1 | 1 | 0 | 0 | 1.1702 |  | 0 | 0 | 1 | Super Off Peak | 0 | 0 | 1 | Off Peak | 0 | 1 | Off Peak | 0 | 1 | Off Peak | 0 | 0 | 1 | Super Off Peak | 0 | 0 | 1 | Super Off Peak | 0 | 0 | 1 | Super Off Peak
2020-06-13 | 2 | 6 | 1 | 1 | 0 | 0 | 0.98741 |  | 0 | 0 | 1 | Super Off Peak | 0 | 0 | 1 | Off Peak | 0 | 1 | Off Peak | 0 | 1 | Off Peak | 0 | 0 | 1 | Super Off Peak | 0 | 0 | 1 | Super Off Peak | 0 | 0 | 1 | Super Off Peak
2020-06-13 | 3 | 6 | 1 | 1 | 0 | 0 | 0.94217 |  | 0 | 0 | 1 | Super Off Peak | 0 | 0 | 1 | Off Peak | 0 | 1 | Off Peak | 0 | 1 | Off Peak | 0 | 0 | 1 | Super Off Peak | 0 | 0 | 1 | Super Off Peak | 0 | 0 | 1 | Super Off Peak
2020-06-13 | 4 | 6 | 1 | 1 | 0 | 0 | 0.89874 |  | 0 | 0 | 1 | Super Off Peak | 0 | 0 | 1 | Off Peak | 0 | 1 | Off Peak | 0 | 1 | Off Peak | 0 | 0 | 1 | Super Off Peak | 0 | 0 | 1 | Super Off Peak | 0 | 0 | 1 | Super Off Peak
2020-06-13 | 5 | 6 | 1 | 1 | 0 | 0 | 0.88279 |  | 0 | 0 | 1 | Super Off Peak | 0 | 0 | 1 | Off Peak | 0 | 1 | Off Peak | 0 | 1 | Off Peak | 0 | 0 | 1 | Super Off Peak | 0 | 0 | 1 | Super Off Peak | 0 | 0 | 1 | Super Off Peak
2020-06-13 | 6 | 6 | 1 | 1 | 0 | 0 | 0.89778 |  | 0 | 0 | 1 | Super Off Peak | 0 | 0 | 1 | Off Peak | 0 | 1 | Off Peak | 0 | 1 | Off Peak | 0 | 0 | 1 | Super Off Peak | 0 | 1 | 0 | Off Peak | 0 | 1 | 0 | Off Peak
2020-06-13 | 7 | 6 | 1 | 1 | 0 | 0 | 1.4474 |  | 0 | 0 | 1 | Super Off Peak | 0 | 0 | 1 | Off Peak | 0 | 1 | Off Peak | 0 | 1 | Off Peak | 0 | 0 | 1 | Super Off Peak | 0 | 1 | 0 | Off Peak | 0 | 1 | 0 | Off Peak
2020-06-13 | 8 | 6 | 1 | 1 | 0 | 0 | 0.86305 |  | 0 | 0 | 1 | Super Off Peak | 0 | 0 | 1 | Off Peak | 0 | 1 | Off Peak | 0 | 1 | Off Peak | 0 | 0 | 1 | Super Off Peak | 0 | 1 | 0 | Off Peak | 0 | 1 | 0 | Off Peak
2020-06-13 | 9 | 6 | 1 | 1 | 0 | 0 | 0.44791 |  | 0 | 0 | 1 | Super Off Peak | 0 | 0 | 1 | Off Peak | 0 | 1 | Off Peak | 0 | 1 | Off Peak | 0 | 0 | 1 | Super Off Peak | 0 | 1 | 0 | Off Peak | 0 | 1 | 0 | Off Peak
2020-06-13 | 10 | 6 | 1 | 1 | 0 | 0 | 0.24582 |  | 0 | 0 | 1 | Super Off Peak | 0 | 0 | 1 | Off Peak | 0 | 1 | Off Peak | 0 | 1 | Off Peak | 0 | 0 | 1 | Super Off Peak | 0 | 1 | 0 | Off Peak | 0 | 1 | 0 | Off Peak
2020-06-13 | 11 | 6 | 1 | 1 | 0 | 0 | 0.034817 |  | 0 | 0 | 1 | Super Off Peak | 0 | 0 | 1 | Off Peak | 0 | 1 | Off Peak | 0 | 1 | Off Peak | 0 | 0 | 1 | Super Off Peak | 0 | 1 | 0 | Off Peak | 0 | 1 | 0 | Off Peak
2020-06-13 | 12 | 6 | 1 | 1 | 0 | 0 | -0.18824 |  | 0 | 0 | 1 | Super Off Peak | 0 | 0 | 1 | Off Peak | 0 | 1 | Off Peak | 0 | 1 | Off Peak | 0 | 0 | 1 | Super Off Peak | 0 | 1 | 0 | Off Peak | 0 | 1 | 0 | Off Peak
2020-06-13 | 13 | 6 | 1 | 1 | 0 | 0 | -0.37605 |  | 0 | 0 | 1 | Super Off Peak | 0 | 0 | 1 | Off Peak | 0 | 1 | Off Peak | 0 | 1 | Off Peak | 0 | 0 | 1 | Super Off Peak | 1 | 0 | 0 | On Peak | 1 | 0 | 0 | On Peak
2020-06-13 | 14 | 6 | 1 | 1 | 0 | 0 | -0.52893 |  | 0 | 0 | 1 | Super Off Peak | 0 | 0 | 1 | Off Peak | 0 | 1 | Off Peak | 0 | 1 | Off Peak | 0 | 0 | 1 | Super Off Peak | 1 | 0 | 0 | On Peak | 1 | 0 | 0 | On Peak
2020-06-13 | 15 | 6 | 1 | 1 | 0 | 0 | -0.63403 |  | 0 | 1 | 0 | Off Peak | 0 | 0 | 1 | Off Peak | 0 | 1 | Off Peak | 0 | 1 | Off Peak | 0 | 0 | 1 | Super Off Peak | 1 | 0 | 0 | On Peak | 1 | 0 | 0 | On Peak
2020-06-13 | 16 | 6 | 1 | 1 | 0 | 0 | -0.50665 |  | 0 | 1 | 0 | Off Peak | 0 | 0 | 1 | Off Peak | 0 | 1 | Off Peak | 0 | 1 | Off Peak | 0 | 0 | 1 | Super Off Peak | 1 | 0 | 0 | On Peak | 1 | 0 | 0 | On Peak
2020-06-13 | 17 | 6 | 1 | 1 | 0 | 0 | -0.24617 |  | 1 | 0 | 0 | On Peak | 0 | 0 | 1 | Off Peak | 0 | 1 | Off Peak | 0 | 1 | Off Peak | 0 | 0 | 1 | Super Off Peak | 1 | 0 | 0 | On Peak | 1 | 0 | 0 | On Peak
2020-06-13 | 18 | 6 | 1 | 1 | 0 | 0 | 0.29156 |  | 1 | 0 | 0 | On Peak | 0 | 0 | 1 | Off Peak | 0 | 1 | Off Peak | 0 | 1 | Off Peak | 0 | 0 | 1 | Super Off Peak | 1 | 0 | 0 | On Peak | 1 | 0 | 0 | On Peak
2020-06-13 | 19 | 6 | 1 | 1 | 0 | 0 | 1.2667 |  | 1 | 0 | 0 | On Peak | 0 | 0 | 1 | Off Peak | 0 | 1 | Off Peak | 0 | 1 | Off Peak | 0 | 0 | 1 | Super Off Peak | 1 | 0 | 0 | On Peak | 0 | 1 | 0 | Off Peak
2020-06-13 | 20 | 6 | 1 | 1 | 0 | 0 | 2.0319 |  | 1 | 0 | 0 | On Peak | 0 | 0 | 1 | Off Peak | 0 | 1 | Off Peak | 0 | 1 | Off Peak | 0 | 0 | 1 | Super Off Peak | 1 | 0 | 0 | On Peak | 0 | 1 | 0 | Off Peak
2020-06-13 | 21 | 6 | 1 | 1 | 0 | 0 | 2.3313 |  | 1 | 0 | 0 | On Peak | 0 | 0 | 1 | Off Peak | 0 | 1 | Off Peak | 0 | 1 | Off Peak | 0 | 0 | 1 | Super Off Peak | 0 | 1 | 0 | Off Peak | 0 | 1 | 0 | Off Peak
2020-06-13 | 22 | 6 | 1 | 1 | 0 | 0 | 2.6957 |  | 0 | 1 | 0 | Off Peak | 0 | 0 | 1 | Off Peak | 0 | 1 | Off Peak | 0 | 1 | Off Peak | 0 | 0 | 1 | Super Off Peak | 0 | 1 | 0 | Off Peak | 0 | 1 | 0 | Off Peak
2020-06-13 | 23 | 6 | 1 | 1 | 0 | 0 | 1.4266 |  | 0 | 1 | 0 | Off Peak | 0 | 0 | 1 | Off Peak | 0 | 1 | Off Peak | 0 | 1 | Off Peak | 0 | 0 | 1 | Super Off Peak | 0 | 1 | 0 | Off Peak | 0 | 1 | 0 | Off Peak
2020-06-13 | 24 | 6 | 1 | 1 | 0 | 0 | 1.2654 |  | 0 | 1 | 0 | Off Peak | 0 | 0 | 1 | Off Peak | 0 | 1 | Off Peak | 0 | 1 | Off Peak | 0 | 0 | 1 | Super Off Peak | 0 | 1 | 0 | Off Peak | 0 | 1 | 0 | Off Peak
2020-06-14 | 1 | 6 | 1 | 1 | 1 | 0 | 1.1093 |  | 0 | 0 | 1 | Super Off Peak | 0 | 0 | 1 | Off Peak | 0 | 1 | Off Peak | 0 | 1 | Off Peak | 0 | 0 | 1 | Super Off Peak | 0 | 0 | 1 | Super Off Peak | 0 | 0 | 1 | Super Off Peak
2020-06-14 | 2 | 6 | 1 | 1 | 1 | 0 | 1.0166 |  | 0 | 0 | 1 | Super Off Peak | 0 | 0 | 1 | Off Peak | 0 | 1 | Off Peak | 0 | 1 | Off Peak | 0 | 0 | 1 | Super Off Peak | 0 | 0 | 1 | Super Off Peak | 0 | 0 | 1 | Super Off Peak
2020-06-14 | 3 | 6 | 1 | 1 | 1 | 0 | 0.97532 |  | 0 | 0 | 1 | Super Off Peak | 0 | 0 | 1 | Off Peak | 0 | 1 | Off Peak | 0 | 1 | Off Peak | 0 | 0 | 1 | Super Off Peak | 0 | 0 | 1 | Super Off Peak | 0 | 0 | 1 | Super Off Peak
2020-06-14 | 4 | 6 | 1 | 1 | 1 | 0 | 0.93131 |  | 0 | 0 | 1 | Super Off Peak | 0 | 0 | 1 | Off Peak | 0 | 1 | Off Peak | 0 | 1 | Off Peak | 0 | 0 | 1 | Super Off Peak | 0 | 0 | 1 | Super Off Peak | 0 | 0 | 1 | Super Off Peak
2020-06-14 | 5 | 6 | 1 | 1 | 1 | 0 | 0.91797 |  | 0 | 0 | 1 | Super Off Peak | 0 | 0 | 1 | Off Peak | 0 | 1 | Off Peak | 0 | 1 | Off Peak | 0 | 0 | 1 | Super Off Peak | 0 | 0 | 1 | Super Off Peak | 0 | 0 | 1 | Super Off Peak
2020-06-14 | 6 | 6 | 1 | 1 | 1 | 0 | 0.92962 |  | 0 | 0 | 1 | Super Off Peak | 0 | 0 | 1 | Off Peak | 0 | 1 | Off Peak | 0 | 1 | Off Peak | 0 | 0 | 1 | Super Off Peak | 0 | 1 | 0 | Off Peak | 0 | 1 | 0 | Off Peak
2020-06-14 | 7 | 6 | 1 | 1 | 1 | 0 | 0.81468 |  | 0 | 0 | 1 | Super Off Peak | 0 | 0 | 1 | Off Peak | 0 | 1 | Off Peak | 0 | 1 | Off Peak | 0 | 0 | 1 | Super Off Peak | 0 | 1 | 0 | Off Peak | 0 | 1 | 0 | Off Peak
2020-06-14 | 8 | 6 | 1 | 1 | 1 | 0 | 0.49415 |  | 0 | 0 | 1 | Super Off Peak | 0 | 0 | 1 | Off Peak | 0 | 1 | Off Peak | 0 | 1 | Off Peak | 0 | 0 | 1 | Super Off Peak | 0 | 1 | 0 | Off Peak | 0 | 1 | 0 | Off Peak
2020-06-14 | 9 | 6 | 1 | 1 | 1 | 0 | 0.27363 |  | 0 | 0 | 1 | Super Off Peak | 0 | 0 | 1 | Off Peak | 0 | 1 | Off Peak | 0 | 1 | Off Peak | 0 | 0 | 1 | Super Off Peak | 0 | 1 | 0 | Off Peak | 0 | 1 | 0 | Off Peak
2020-06-14 | 10 | 6 | 1 | 1 | 1 | 0 | 0.16677 |  | 0 | 0 | 1 | Super Off Peak | 0 | 0 | 1 | Off Peak | 0 | 1 | Off Peak | 0 | 1 | Off Peak | 0 | 0 | 1 | Super Off Peak | 0 | 1 | 0 | Off Peak | 0 | 1 | 0 | Off Peak
2020-06-14 | 11 | 6 | 1 | 1 | 1 | 0 | 0.061041 |  | 0 | 0 | 1 | Super Off Peak | 0 | 0 | 1 | Off Peak | 0 | 1 | Off Peak | 0 | 1 | Off Peak | 0 | 0 | 1 | Super Off Peak | 0 | 1 | 0 | Off Peak | 0 | 1 | 0 | Off Peak
2020-06-14 | 12 | 6 | 1 | 1 | 1 | 0 | -0.055579 |  | 0 | 0 | 1 | Super Off Peak | 0 | 0 | 1 | Off Peak | 0 | 1 | Off Peak | 0 | 1 | Off Peak | 0 | 0 | 1 | Super Off Peak | 0 | 1 | 0 | Off Peak | 0 | 1 | 0 | Off Peak
2020-06-14 | 13 | 6 | 1 | 1 | 1 | 0 | -0.14968 |  | 0 | 0 | 1 | Super Off Peak | 0 | 0 | 1 | Off Peak | 0 | 1 | Off Peak | 0 | 1 | Off Peak | 0 | 0 | 1 | Super Off Peak | 1 | 0 | 0 | On Peak | 1 | 0 | 0 | On Peak
2020-06-14 | 14 | 6 | 1 | 1 | 1 | 0 | -0.225 |  | 0 | 0 | 1 | Super Off Peak | 0 | 0 | 1 | Off Peak | 0 | 1 | Off Peak | 0 | 1 | Off Peak | 0 | 0 | 1 | Super Off Peak | 1 | 0 | 0 | On Peak | 1 | 0 | 0 | On Peak
2020-06-14 | 15 | 6 | 1 | 1 | 1 | 0 | -0.26494 |  | 0 | 1 | 0 | Off Peak | 0 | 0 | 1 | Off Peak | 0 | 1 | Off Peak | 0 | 1 | Off Peak | 0 | 0 | 1 | Super Off Peak | 1 | 0 | 0 | On Peak | 1 | 0 | 0 | On Peak
2020-06-14 | 16 | 6 | 1 | 1 | 1 | 0 | -0.18464 |  | 0 | 1 | 0 | Off Peak | 0 | 0 | 1 | Off Peak | 0 | 1 | Off Peak | 0 | 1 | Off Peak | 0 | 0 | 1 | Super Off Peak | 1 | 0 | 0 | On Peak | 1 | 0 | 0 | On Peak
2020-06-14 | 17 | 6 | 1 | 1 | 1 | 0 | -0.043229 |  | 1 | 0 | 0 | On Peak | 0 | 0 | 1 | Off Peak | 0 | 1 | Off Peak | 0 | 1 | Off Peak | 0 | 0 | 1 | Super Off Peak | 1 | 0 | 0 | On Peak | 1 | 0 | 0 | On Peak
2020-06-14 | 18 | 6 | 1 | 1 | 1 | 0 | 0.24687 |  | 1 | 0 | 0 | On Peak | 0 | 0 | 1 | Off Peak | 0 | 1 | Off Peak | 0 | 1 | Off Peak | 0 | 0 | 1 | Super Off Peak | 1 | 0 | 0 | On Peak | 1 | 0 | 0 | On Peak
2020-06-14 | 19 | 6 | 1 | 1 | 1 | 0 | 0.76695 |  | 1 | 0 | 0 | On Peak | 0 | 0 | 1 | Off Peak | 0 | 1 | Off Peak | 0 | 1 | Off Peak | 0 | 0 | 1 | Super Off Peak | 1 | 0 | 0 | On Peak | 0 | 1 | 0 | Off Peak
2020-06-14 | 20 | 6 | 1 | 1 | 1 | 0 | 1.1815 |  | 1 | 0 | 0 | On Peak | 0 | 0 | 1 | Off Peak | 0 | 1 | Off Peak | 0 | 1 | Off Peak | 0 | 0 | 1 | Super Off Peak | 1 | 0 | 0 | On Peak | 0 | 1 | 0 | Off Peak
2020-06-14 | 21 | 6 | 1 | 1 | 1 | 0 | 1.3414 |  | 1 | 0 | 0 | On Peak | 0 | 0 | 1 | Off Peak | 0 | 1 | Off Peak | 0 | 1 | Off Peak | 0 | 0 | 1 | Super Off Peak | 0 | 1 | 0 | Off Peak | 0 | 1 | 0 | Off Peak
2020-06-14 | 22 | 6 | 1 | 1 | 1 | 0 | 1.5332 |  | 0 | 1 | 0 | Off Peak | 0 | 0 | 1 | Off Peak | 0 | 1 | Off Peak | 0 | 1 | Off Peak | 0 | 0 | 1 | Super Off Peak | 0 | 1 | 0 | Off Peak | 0 | 1 | 0 | Off Peak
2020-06-14 | 23 | 6 | 1 | 1 | 1 | 0 | 1.4772 |  | 0 | 1 | 0 | Off Peak | 0 | 0 | 1 | Off Peak | 0 | 1 | Off Peak | 0 | 1 | Off Peak | 0 | 0 | 1 | Super Off Peak | 0 | 1 | 0 | Off Peak | 0 | 1 | 0 | Off Peak
2020-06-14 | 24 | 6 | 1 | 1 | 1 | 0 | 1.313 |  | 0 | 1 | 0 | Off Peak | 0 | 0 | 1 | Off Peak | 0 | 1 | Off Peak | 0 | 1 | Off Peak | 0 | 0 | 1 | Super Off Peak | 0 | 1 | 0 | Off Peak | 0 | 1 | 0 | Off Peak
2020-06-15 | 1 | 6 | 1 | 0 | 0 | 0 | 1.1409 |  | 0 | 0 | 1 | Super Off Peak | 0 | 0 | 1 | Off Peak | 0 | 1 | Off Peak | 0 | 1 | Off Peak | 0 | 0 | 1 | Super Off Peak | 0 | 0 | 1 | Super Off Peak | 0 | 0 | 1 | Super Off Peak
2020-06-15 | 2 | 6 | 1 | 0 | 0 | 0 | 1.0304 |  | 0 | 0 | 1 | Super Off Peak | 0 | 0 | 1 | Off Peak | 0 | 1 | Off Peak | 0 | 1 | Off Peak | 0 | 0 | 1 | Super Off Peak | 0 | 0 | 1 | Super Off Peak | 0 | 0 | 1 | Super Off Peak
2020-06-15 | 3 | 6 | 1 | 0 | 0 | 0 | 0.90722 |  | 0 | 0 | 1 | Super Off Peak | 0 | 0 | 1 | Off Peak | 0 | 1 | Off Peak | 0 | 1 | Off Peak | 0 | 0 | 1 | Super Off Peak | 0 | 0 | 1 | Super Off Peak | 0 | 0 | 1 | Super Off Peak
2020-06-15 | 4 | 6 | 1 | 0 | 0 | 0 | 0.87251 |  | 0 | 0 | 1 | Super Off Peak | 0 | 0 | 1 | Off Peak | 0 | 1 | Off Peak | 0 | 1 | Off Peak | 0 | 0 | 1 | Super Off Peak | 0 | 0 | 1 | Super Off Peak | 0 | 0 | 1 | Super Off Peak
2020-06-15 | 5 | 6 | 1 | 0 | 0 | 0 | 0.87179 |  | 0 | 0 | 1 | Super Off Peak | 0 | 0 | 1 | Off Peak | 0 | 1 | Off Peak | 0 | 1 | Off Peak | 0 | 0 | 1 | Super Off Peak | 0 | 0 | 1 | Super Off Peak | 0 | 0 | 1 | Super Off Peak
2020-06-15 | 6 | 6 | 1 | 0 | 0 | 0 | 0.90827 |  | 0 | 0 | 1 | Super Off Peak | 0 | 0 | 1 | Off Peak | 0 | 1 | Off Peak | 0 | 1 | Off Peak | 0 | 0 | 1 | Super Off Peak | 0 | 1 | 0 | Off Peak | 0 | 1 | 0 | Off Peak
2020-06-15 | 7 | 6 | 1 | 0 | 0 | 0 | 1.5604 |  | 0 | 1 | 0 | Off Peak | 0 | 1 | 0 | Semi Peak | 0 | 1 | Off Peak | 0 | 1 | Off Peak | 0 | 1 | 0 | Off Peak | 0 | 1 | 0 | Off Peak | 0 | 1 | 0 | Off Peak
2020-06-15 | 8 | 6 | 1 | 0 | 0 | 0 | 1.1799 |  | 0 | 1 | 0 | Off Peak | 0 | 1 | 0 | Semi Peak | 0 | 1 | Off Peak | 0 | 1 | Off Peak | 0 | 1 | 0 | Off Peak | 0 | 1 | 0 | Off Peak | 0 | 1 | 0 | Off Peak
2020-06-15 | 9 | 6 | 1 | 0 | 0 | 0 | 0.84265 |  | 0 | 1 | 0 | Off Peak | 0 | 1 | 0 | Semi Peak | 0 | 1 | Off Peak | 0 | 1 | Off Peak | 0 | 1 | 0 | Off Peak | 0 | 1 | 0 | Off Peak | 0 | 1 | 0 | Off Peak
2020-06-15 | 10 | 6 | 1 | 0 | 0 | 0 | 0.56581 |  | 0 | 1 | 0 | Off Peak | 0 | 1 | 0 | Semi Peak | 0 | 1 | Off Peak | 0 | 1 | Off Peak | 0 | 1 | 0 | Off Peak | 0 | 1 | 0 | Off Peak | 0 | 1 | 0 | Off Peak
2020-06-15 | 11 | 6 | 1 | 0 | 0 | 0 | 0.26514 |  | 0 | 1 | 0 | Off Peak | 0 | 1 | 0 | Semi Peak | 0 | 1 | Off Peak | 0 | 1 | Off Peak | 0 | 1 | 0 | Off Peak | 0 | 1 | 0 | Off Peak | 0 | 1 | 0 | Off Peak
2020-06-15 | 12 | 6 | 1 | 0 | 0 | 0 | 0.0083962 |  | 0 | 1 | 0 | Off Peak | 1 | 0 | 0 | On Peak | 0 | 1 | Off Peak | 0 | 1 | Off Peak | 1 | 0 | 0 | On Peak | 0 | 1 | 0 | Off Peak | 0 | 1 | 0 | Off Peak
2020-06-15 | 13 | 6 | 1 | 0 | 0 | 0 | -0.1791 |  | 0 | 1 | 0 | Off Peak | 1 | 0 | 0 | On Peak | 0 | 1 | Off Peak | 1 | 0 | On Peak | 1 | 0 | 0 | On Peak | 1 | 0 | 0 | On Peak | 1 | 0 | 0 | On Peak
2020-06-15 | 14 | 6 | 1 | 0 | 0 | 0 | -0.27286 |  | 0 | 1 | 0 | Off Peak | 1 | 0 | 0 | On Peak | 0 | 1 | Off Peak | 1 | 0 | On Peak | 1 | 0 | 0 | On Peak | 1 | 0 | 0 | On Peak | 1 | 0 | 0 | On Peak
2020-06-15 | 15 | 6 | 1 | 0 | 0 | 0 | -0.26837 |  | 0 | 1 | 0 | Off Peak | 1 | 0 | 0 | On Peak | 0 | 1 | Off Peak | 1 | 0 | On Peak | 1 | 0 | 0 | On Peak | 1 | 0 | 0 | On Peak | 1 | 0 | 0 | On Peak
2020-06-15 | 16 | 6 | 1 | 0 | 0 | 0 | -0.11734 |  | 0 | 1 | 0 | Off Peak | 1 | 0 | 0 | On Peak | 0 | 1 | Off Peak | 1 | 0 | On Peak | 1 | 0 | 0 | On Peak | 1 | 0 | 0 | On Peak | 1 | 0 | 0 | On Peak
2020-06-15 | 17 | 6 | 1 | 0 | 0 | 0 | 0.20286 |  | 1 | 0 | 0 | On Peak | 1 | 0 | 0 | On Peak | 1 | 0 | On Peak | 1 | 0 | On Peak | 1 | 0 | 0 | On Peak | 1 | 0 | 0 | On Peak | 1 | 0 | 0 | On Peak
2020-06-15 | 18 | 6 | 1 | 0 | 0 | 0 | 0.7017 |  | 1 | 0 | 0 | On Peak | 1 | 0 | 0 | On Peak | 1 | 0 | On Peak | 1 | 0 | On Peak | 1 | 0 | 0 | On Peak | 1 | 0 | 0 | On Peak | 1 | 0 | 0 | On Peak
2020-06-15 | 19 | 6 | 1 | 0 | 0 | 0 | 1.6196 |  | 1 | 0 | 0 | On Peak | 0 | 1 | 0 | Semi Peak | 1 | 0 | On Peak | 0 | 1 | Off Peak | 0 | 1 | 0 | Off Peak | 1 | 0 | 0 | On Peak | 0 | 1 | 0 | Off Peak
2020-06-15 | 20 | 6 | 1 | 0 | 0 | 0 | 2.3505 |  | 1 | 0 | 0 | On Peak | 0 | 1 | 0 | Semi Peak | 1 | 0 | On Peak | 0 | 1 | Off Peak | 0 | 1 | 0 | Off Peak | 1 | 0 | 0 | On Peak | 0 | 1 | 0 | Off Peak
2020-06-15 | 21 | 6 | 1 | 0 | 0 | 0 | 2.6943 |  | 1 | 0 | 0 | On Peak | 0 | 1 | 0 | Semi Peak | 1 | 0 | On Peak | 0 | 1 | Off Peak | 0 | 1 | 0 | Off Peak | 0 | 1 | 0 | Off Peak | 0 | 1 | 0 | Off Peak
2020-06-15 | 22 | 6 | 1 | 0 | 0 | 0 | 2.9527 |  | 0 | 1 | 0 | Off Peak | 0 | 1 | 0 | Semi Peak | 0 | 1 | Off Peak | 0 | 1 | Off Peak | 0 | 1 | 0 | Off Peak | 0 | 1 | 0 | Off Peak | 0 | 1 | 0 | Off Peak
2020-06-15 | 23 | 6 | 1 | 0 | 0 | 0 | 1.5517 |  | 0 | 1 | 0 | Off Peak | 0 | 0 | 1 | Off Peak | 0 | 1 | Off Peak | 0 | 1 | Off Peak | 0 | 0 | 1 | Super Off Peak | 0 | 1 | 0 | Off Peak | 0 | 1 | 0 | Off Peak
2020-06-15 | 24 | 6 | 1 | 0 | 0 | 0 | 1.3394 |  | 0 | 1 | 0 | Off Peak | 0 | 0 | 1 | Off Peak | 0 | 1 | Off Peak | 0 | 1 | Off Peak | 0 | 0 | 1 | Super Off Peak | 0 | 1 | 0 | Off Peak | 0 | 1 | 0 | Off Peak
2020-06-16 | 1 | 6 | 1 | 0 | 0 | 0 | 1.136 |  | 0 | 0 | 1 | Super Off Peak | 0 | 0 | 1 | Off Peak | 0 | 1 | Off Peak | 0 | 1 | Off Peak | 0 | 0 | 1 | Super Off Peak | 0 | 0 | 1 | Super Off Peak | 0 | 0 | 1 | Super Off Peak
2020-06-16 | 2 | 6 | 1 | 0 | 0 | 0 | 1.1425 |  | 0 | 0 | 1 | Super Off Peak | 0 | 0 | 1 | Off Peak | 0 | 1 | Off Peak | 0 | 1 | Off Peak | 0 | 0 | 1 | Super Off Peak | 0 | 0 | 1 | Super Off Peak | 0 | 0 | 1 | Super Off Peak
2020-06-16 | 3 | 6 | 1 | 0 | 0 | 0 | 1.0378 |  | 0 | 0 | 1 | Super Off Peak | 0 | 0 | 1 | Off Peak | 0 | 1 | Off Peak | 0 | 1 | Off Peak | 0 | 0 | 1 | Super Off Peak | 0 | 0 | 1 | Super Off Peak | 0 | 0 | 1 | Super Off Peak
2020-06-16 | 4 | 6 | 1 | 0 | 0 | 0 | 0.9936 |  | 0 | 0 | 1 | Super Off Peak | 0 | 0 | 1 | Off Peak | 0 | 1 | Off Peak | 0 | 1 | Off Peak | 0 | 0 | 1 | Super Off Peak | 0 | 0 | 1 | Super Off Peak | 0 | 0 | 1 | Super Off Peak
2020-06-16 | 5 | 6 | 1 | 0 | 0 | 0 | 0.98157 |  | 0 | 0 | 1 | Super Off Peak | 0 | 0 | 1 | Off Peak | 0 | 1 | Off Peak | 0 | 1 | Off Peak | 0 | 0 | 1 | Super Off Peak | 0 | 0 | 1 | Super Off Peak | 0 | 0 | 1 | Super Off Peak
2020-06-16 | 6 | 6 | 1 | 0 | 0 | 0 | 1.0069 |  | 0 | 0 | 1 | Super Off Peak | 0 | 0 | 1 | Off Peak | 0 | 1 | Off Peak | 0 | 1 | Off Peak | 0 | 0 | 1 | Super Off Peak | 0 | 1 | 0 | Off Peak | 0 | 1 | 0 | Off Peak
2020-06-16 | 7 | 6 | 1 | 0 | 0 | 0 | 1.6792 |  | 0 | 1 | 0 | Off Peak | 0 | 1 | 0 | Semi Peak | 0 | 1 | Off Peak | 0 | 1 | Off Peak | 0 | 1 | 0 | Off Peak | 0 | 1 | 0 | Off Peak | 0 | 1 | 0 | Off Peak
2020-06-16 | 8 | 6 | 1 | 0 | 0 | 0 | 1.2236 |  | 0 | 1 | 0 | Off Peak | 0 | 1 | 0 | Semi Peak | 0 | 1 | Off Peak | 0 | 1 | Off Peak | 0 | 1 | 0 | Off Peak | 0 | 1 | 0 | Off Peak | 0 | 1 | 0 | Off Peak
2020-06-16 | 9 | 6 | 1 | 0 | 0 | 0 | 0.89451 |  | 0 | 1 | 0 | Off Peak | 0 | 1 | 0 | Semi Peak | 0 | 1 | Off Peak | 0 | 1 | Off Peak | 0 | 1 | 0 | Off Peak | 0 | 1 | 0 | Off Peak | 0 | 1 | 0 | Off Peak
2020-06-16 | 10 | 6 | 1 | 0 | 0 | 0 | 0.66009 |  | 0 | 1 | 0 | Off Peak | 0 | 1 | 0 | Semi Peak | 0 | 1 | Off Peak | 0 | 1 | Off Peak | 0 | 1 | 0 | Off Peak | 0 | 1 | 0 | Off Peak | 0 | 1 | 0 | Off Peak
2020-06-16 | 11 | 6 | 1 | 0 | 0 | 0 | 0.38252 |  | 0 | 1 | 0 | Off Peak | 0 | 1 | 0 | Semi Peak | 0 | 1 | Off Peak | 0 | 1 | Off Peak | 0 | 1 | 0 | Off Peak | 0 | 1 | 0 | Off Peak | 0 | 1 | 0 | Off Peak
2020-06-16 | 12 | 6 | 1 | 0 | 0 | 0 | 0.20771 |  | 0 | 1 | 0 | Off Peak | 1 | 0 | 0 | On Peak | 0 | 1 | Off Peak | 0 | 1 | Off Peak | 1 | 0 | 0 | On Peak | 0 | 1 | 0 | Off Peak | 0 | 1 | 0 | Off Peak
2020-06-16 | 13 | 6 | 1 | 0 | 0 | 0 | 0.12101 |  | 0 | 1 | 0 | Off Peak | 1 | 0 | 0 | On Peak | 0 | 1 | Off Peak | 1 | 0 | On Peak | 1 | 0 | 0 | On Peak | 1 | 0 | 0 | On Peak | 1 | 0 | 0 | On Peak
2020-06-16 | 14 | 6 | 1 | 0 | 0 | 0 | 0.069995 |  | 0 | 1 | 0 | Off Peak | 1 | 0 | 0 | On Peak | 0 | 1 | Off Peak | 1 | 0 | On Peak | 1 | 0 | 0 | On Peak | 1 | 0 | 0 | On Peak | 1 | 0 | 0 | On Peak
2020-06-16 | 15 | 6 | 1 | 0 | 0 | 0 | 0.12053 |  | 0 | 1 | 0 | Off Peak | 1 | 0 | 0 | On Peak | 0 | 1 | Off Peak | 1 | 0 | On Peak | 1 | 0 | 0 | On Peak | 1 | 0 | 0 | On Peak | 1 | 0 | 0 | On Peak
2020-06-16 | 16 | 6 | 1 | 0 | 0 | 0 | 0.34152 |  | 0 | 1 | 0 | Off Peak | 1 | 0 | 0 | On Peak | 0 | 1 | Off Peak | 1 | 0 | On Peak | 1 | 0 | 0 | On Peak | 1 | 0 | 0 | On Peak | 1 | 0 | 0 | On Peak
2020-06-16 | 17 | 6 | 1 | 0 | 0 | 0 | 0.70024 |  | 1 | 0 | 0 | On Peak | 1 | 0 | 0 | On Peak | 1 | 0 | On Peak | 1 | 0 | On Peak | 1 | 0 | 0 | On Peak | 1 | 0 | 0 | On Peak | 1 | 0 | 0 | On Peak
2020-06-16 | 18 | 6 | 1 | 0 | 0 | 0 | 1.2694 |  | 1 | 0 | 0 | On Peak | 1 | 0 | 0 | On Peak | 1 | 0 | On Peak | 1 | 0 | On Peak | 1 | 0 | 0 | On Peak | 1 | 0 | 0 | On Peak | 1 | 0 | 0 | On Peak
2020-06-16 | 19 | 6 | 1 | 0 | 0 | 0 | 2.2146 |  | 1 | 0 | 0 | On Peak | 0 | 1 | 0 | Semi Peak | 1 | 0 | On Peak | 0 | 1 | Off Peak | 0 | 1 | 0 | Off Peak | 1 | 0 | 0 | On Peak | 0 | 1 | 0 | Off Peak
2020-06-16 | 20 | 6 | 1 | 0 | 0 | 0 | 2.8874 |  | 1 | 0 | 0 | On Peak | 0 | 1 | 0 | Semi Peak | 1 | 0 | On Peak | 0 | 1 | Off Peak | 0 | 1 | 0 | Off Peak | 1 | 0 | 0 | On Peak | 0 | 1 | 0 | Off Peak
2020-06-16 | 21 | 6 | 1 | 0 | 0 | 0 | 3.0338 |  | 1 | 0 | 0 | On Peak | 0 | 1 | 0 | Semi Peak | 1 | 0 | On Peak | 0 | 1 | Off Peak | 0 | 1 | 0 | Off Peak | 0 | 1 | 0 | Off Peak | 0 | 1 | 0 | Off Peak
2020-06-16 | 22 | 6 | 1 | 0 | 0 | 0 | 3.2279 |  | 0 | 1 | 0 | Off Peak | 0 | 1 | 0 | Semi Peak | 0 | 1 | Off Peak | 0 | 1 | Off Peak | 0 | 1 | 0 | Off Peak | 0 | 1 | 0 | Off Peak | 0 | 1 | 0 | Off Peak
2020-06-16 | 23 | 6 | 1 | 0 | 0 | 0 | 1.7355 |  | 0 | 1 | 0 | Off Peak | 0 | 0 | 1 | Off Peak | 0 | 1 | Off Peak | 0 | 1 | Off Peak | 0 | 0 | 1 | Super Off Peak | 0 | 1 | 0 | Off Peak | 0 | 1 | 0 | Off Peak
2020-06-16 | 24 | 6 | 1 | 0 | 0 | 0 | 1.5465 |  | 0 | 1 | 0 | Off Peak | 0 | 0 | 1 | Off Peak | 0 | 1 | Off Peak | 0 | 1 | Off Peak | 0 | 0 | 1 | Super Off Peak | 0 | 1 | 0 | Off Peak | 0 | 1 | 0 | Off Peak
2020-06-17 | 1 | 6 | 1 | 0 | 0 | 0 | 1.2943 |  | 0 | 0 | 1 | Super Off Peak | 0 | 0 | 1 | Off Peak | 0 | 1 | Off Peak | 0 | 1 | Off Peak | 0 | 0 | 1 | Super Off Peak | 0 | 0 | 1 | Super Off Peak | 0 | 0 | 1 | Super Off Peak
2020-06-17 | 2 | 6 | 1 | 0 | 0 | 0 | 1.0899 |  | 0 | 0 | 1 | Super Off Peak | 0 | 0 | 1 | Off Peak | 0 | 1 | Off Peak | 0 | 1 | Off Peak | 0 | 0 | 1 | Super Off Peak | 0 | 0 | 1 | Super Off Peak | 0 | 0 | 1 | Super Off Peak
2020-06-17 | 3 | 6 | 1 | 0 | 0 | 0 | 1.0177 |  | 0 | 0 | 1 | Super Off Peak | 0 | 0 | 1 | Off Peak | 0 | 1 | Off Peak | 0 | 1 | Off Peak | 0 | 0 | 1 | Super Off Peak | 0 | 0 | 1 | Super Off Peak | 0 | 0 | 1 | Super Off Peak
2020-06-17 | 4 | 6 | 1 | 0 | 0 | 0 | 0.97242 |  | 0 | 0 | 1 | Super Off Peak | 0 | 0 | 1 | Off Peak | 0 | 1 | Off Peak | 0 | 1 | Off Peak | 0 | 0 | 1 | Super Off Peak | 0 | 0 | 1 | Super Off Peak | 0 | 0 | 1 | Super Off Peak
2020-06-17 | 5 | 6 | 1 | 0 | 0 | 0 | 0.95618 |  | 0 | 0 | 1 | Super Off Peak | 0 | 0 | 1 | Off Peak | 0 | 1 | Off Peak | 0 | 1 | Off Peak | 0 | 0 | 1 | Super Off Peak | 0 | 0 | 1 | Super Off Peak | 0 | 0 | 1 | Super Off Peak
2020-06-17 | 6 | 6 | 1 | 0 | 0 | 0 | 0.98007 |  | 0 | 0 | 1 | Super Off Peak | 0 | 0 | 1 | Off Peak | 0 | 1 | Off Peak | 0 | 1 | Off Peak | 0 | 0 | 1 | Super Off Peak | 0 | 1 | 0 | Off Peak | 0 | 1 | 0 | Off Peak
2020-06-17 | 7 | 6 | 1 | 0 | 0 | 0 | 1.6221 |  | 0 | 1 | 0 | Off Peak | 0 | 1 | 0 | Semi Peak | 0 | 1 | Off Peak | 0 | 1 | Off Peak | 0 | 1 | 0 | Off Peak | 0 | 1 | 0 | Off Peak | 0 | 1 | 0 | Off Peak
2020-06-17 | 8 | 6 | 1 | 0 | 0 | 0 | 1.1459 |  | 0 | 1 | 0 | Off Peak | 0 | 1 | 0 | Semi Peak | 0 | 1 | Off Peak | 0 | 1 | Off Peak | 0 | 1 | 0 | Off Peak | 0 | 1 | 0 | Off Peak | 0 | 1 | 0 | Off Peak
2020-06-17 | 9 | 6 | 1 | 0 | 0 | 0 | 0.78927 |  | 0 | 1 | 0 | Off Peak | 0 | 1 | 0 | Semi Peak | 0 | 1 | Off Peak | 0 | 1 | Off Peak | 0 | 1 | 0 | Off Peak | 0 | 1 | 0 | Off Peak | 0 | 1 | 0 | Off Peak
2020-06-17 | 10 | 6 | 1 | 0 | 0 | 0 | 0.50449 |  | 0 | 1 | 0 | Off Peak | 0 | 1 | 0 | Semi Peak | 0 | 1 | Off Peak | 0 | 1 | Off Peak | 0 | 1 | 0 | Off Peak | 0 | 1 | 0 | Off Peak | 0 | 1 | 0 | Off Peak
2020-06-17 | 11 | 6 | 1 | 0 | 0 | 0 | 0.20894 |  | 0 | 1 | 0 | Off Peak | 0 | 1 | 0 | Semi Peak | 0 | 1 | Off Peak | 0 | 1 | Off Peak | 0 | 1 | 0 | Off Peak | 0 | 1 | 0 | Off Peak | 0 | 1 | 0 | Off Peak
2020-06-17 | 12 | 6 | 1 | 0 | 0 | 0 | 0.014849 |  | 0 | 1 | 0 | Off Peak | 1 | 0 | 0 | On Peak | 0 | 1 | Off Peak | 0 | 1 | Off Peak | 1 | 0 | 0 | On Peak | 0 | 1 | 0 | Off Peak | 0 | 1 | 0 | Off Peak
2020-06-17 | 13 | 6 | 1 | 0 | 0 | 0 | -0.074918 |  | 0 | 1 | 0 | Off Peak | 1 | 0 | 0 | On Peak | 0 | 1 | Off Peak | 1 | 0 | On Peak | 1 | 0 | 0 | On Peak | 1 | 0 | 0 | On Peak | 1 | 0 | 0 | On Peak
2020-06-17 | 14 | 6 | 1 | 0 | 0 | 0 | -0.12977 |  | 0 | 1 | 0 | Off Peak | 1 | 0 | 0 | On Peak | 0 | 1 | Off Peak | 1 | 0 | On Peak | 1 | 0 | 0 | On Peak | 1 | 0 | 0 | On Peak | 1 | 0 | 0 | On Peak
2020-06-17 | 15 | 6 | 1 | 0 | 0 | 0 | -0.072078 |  | 0 | 1 | 0 | Off Peak | 1 | 0 | 0 | On Peak | 0 | 1 | Off Peak | 1 | 0 | On Peak | 1 | 0 | 0 | On Peak | 1 | 0 | 0 | On Peak | 1 | 0 | 0 | On Peak
2020-06-17 | 16 | 6 | 1 | 0 | 0 | 0 | 0.14887 |  | 0 | 1 | 0 | Off Peak | 1 | 0 | 0 | On Peak | 0 | 1 | Off Peak | 1 | 0 | On Peak | 1 | 0 | 0 | On Peak | 1 | 0 | 0 | On Peak | 1 | 0 | 0 | On Peak
2020-06-17 | 17 | 6 | 1 | 0 | 0 | 0 | 0.47159 |  | 1 | 0 | 0 | On Peak | 1 | 0 | 0 | On Peak | 1 | 0 | On Peak | 1 | 0 | On Peak | 1 | 0 | 0 | On Peak | 1 | 0 | 0 | On Peak | 1 | 0 | 0 | On Peak
2020-06-17 | 18 | 6 | 1 | 0 | 0 | 0 | 0.99739 |  | 1 | 0 | 0 | On Peak | 1 | 0 | 0 | On Peak | 1 | 0 | On Peak | 1 | 0 | On Peak | 1 | 0 | 0 | On Peak | 1 | 0 | 0 | On Peak | 1 | 0 | 0 | On Peak
2020-06-17 | 19 | 6 | 1 | 0 | 0 | 0 | 1.9385 |  | 1 | 0 | 0 | On Peak | 0 | 1 | 0 | Semi Peak | 1 | 0 | On Peak | 0 | 1 | Off Peak | 0 | 1 | 0 | Off Peak | 1 | 0 | 0 | On Peak | 0 | 1 | 0 | Off Peak
2020-06-17 | 20 | 6 | 1 | 0 | 0 | 0 | 2.6448 |  | 1 | 0 | 0 | On Peak | 0 | 1 | 0 | Semi Peak | 1 | 0 | On Peak | 0 | 1 | Off Peak | 0 | 1 | 0 | Off Peak | 1 | 0 | 0 | On Peak | 0 | 1 | 0 | Off Peak
2020-06-17 | 21 | 6 | 1 | 0 | 0 | 0 | 2.8711 |  | 1 | 0 | 0 | On Peak | 0 | 1 | 0 | Semi Peak | 1 | 0 | On Peak | 0 | 1 | Off Peak | 0 | 1 | 0 | Off Peak | 0 | 1 | 0 | Off Peak | 0 | 1 | 0 | Off Peak
2020-06-17 | 22 | 6 | 1 | 0 | 0 | 0 | 3.0886 |  | 0 | 1 | 0 | Off Peak | 0 | 1 | 0 | Semi Peak | 0 | 1 | Off Peak | 0 | 1 | Off Peak | 0 | 1 | 0 | Off Peak | 0 | 1 | 0 | Off Peak | 0 | 1 | 0 | Off Peak
2020-06-17 | 23 | 6 | 1 | 0 | 0 | 0 | 1.6644 |  | 0 | 1 | 0 | Off Peak | 0 | 0 | 1 | Off Peak | 0 | 1 | Off Peak | 0 | 1 | Off Peak | 0 | 0 | 1 | Super Off Peak | 0 | 1 | 0 | Off Peak | 0 | 1 | 0 | Off Peak
2020-06-17 | 24 | 6 | 1 | 0 | 0 | 0 | 1.4648 |  | 0 | 1 | 0 | Off Peak | 0 | 0 | 1 | Off Peak | 0 | 1 | Off Peak | 0 | 1 | Off Peak | 0 | 0 | 1 | Super Off Peak | 0 | 1 | 0 | Off Peak | 0 | 1 | 0 | Off Peak
2020-06-18 | 1 | 6 | 1 | 0 | 0 | 0 | 1.2264 |  | 0 | 0 | 1 | Super Off Peak | 0 | 0 | 1 | Off Peak | 0 | 1 | Off Peak | 0 | 1 | Off Peak | 0 | 0 | 1 | Super Off Peak | 0 | 0 | 1 | Super Off Peak | 0 | 0 | 1 | Super Off Peak
2020-06-18 | 2 | 6 | 1 | 0 | 0 | 0 | 1.1225 |  | 0 | 0 | 1 | Super Off Peak | 0 | 0 | 1 | Off Peak | 0 | 1 | Off Peak | 0 | 1 | Off Peak | 0 | 0 | 1 | Super Off Peak | 0 | 0 | 1 | Super Off Peak | 0 | 0 | 1 | Super Off Peak
2020-06-18 | 3 | 6 | 1 | 0 | 0 | 0 | 0.98636 |  | 0 | 0 | 1 | Super Off Peak | 0 | 0 | 1 | Off Peak | 0 | 1 | Off Peak | 0 | 1 | Off Peak | 0 | 0 | 1 | Super Off Peak | 0 | 0 | 1 | Super Off Peak | 0 | 0 | 1 | Super Off Peak
2020-06-18 | 4 | 6 | 1 | 0 | 0 | 0 | 0.94735 |  | 0 | 0 | 1 | Super Off Peak | 0 | 0 | 1 | Off Peak | 0 | 1 | Off Peak | 0 | 1 | Off Peak | 0 | 0 | 1 | Super Off Peak | 0 | 0 | 1 | Super Off Peak | 0 | 0 | 1 | Super Off Peak
2020-06-18 | 5 | 6 | 1 | 0 | 0 | 0 | 0.94012 |  | 0 | 0 | 1 | Super Off Peak | 0 | 0 | 1 | Off Peak | 0 | 1 | Off Peak | 0 | 1 | Off Peak | 0 | 0 | 1 | Super Off Peak | 0 | 0 | 1 | Super Off Peak | 0 | 0 | 1 | Super Off Peak
2020-06-18 | 6 | 6 | 1 | 0 | 0 | 0 | 0.96956 |  | 0 | 0 | 1 | Super Off Peak | 0 | 0 | 1 | Off Peak | 0 | 1 | Off Peak | 0 | 1 | Off Peak | 0 | 0 | 1 | Super Off Peak | 0 | 1 | 0 | Off Peak | 0 | 1 | 0 | Off Peak
2020-06-18 | 7 | 6 | 1 | 0 | 0 | 0 | 1.6293 |  | 0 | 1 | 0 | Off Peak | 0 | 1 | 0 | Semi Peak | 0 | 1 | Off Peak | 0 | 1 | Off Peak | 0 | 1 | 0 | Off Peak | 0 | 1 | 0 | Off Peak | 0 | 1 | 0 | Off Peak
2020-06-18 | 8 | 6 | 1 | 0 | 0 | 0 | 1.1698 |  | 0 | 1 | 0 | Off Peak | 0 | 1 | 0 | Semi Peak | 0 | 1 | Off Peak | 0 | 1 | Off Peak | 0 | 1 | 0 | Off Peak | 0 | 1 | 0 | Off Peak | 0 | 1 | 0 | Off Peak
2020-06-18 | 9 | 6 | 1 | 0 | 0 | 0 | 0.83999 |  | 0 | 1 | 0 | Off Peak | 0 | 1 | 0 | Semi Peak | 0 | 1 | Off Peak | 0 | 1 | Off Peak | 0 | 1 | 0 | Off Peak | 0 | 1 | 0 | Off Peak | 0 | 1 | 0 | Off Peak
2020-06-18 | 10 | 6 | 1 | 0 | 0 | 0 | 0.59954 |  | 0 | 1 | 0 | Off Peak | 0 | 1 | 0 | Semi Peak | 0 | 1 | Off Peak | 0 | 1 | Off Peak | 0 | 1 | 0 | Off Peak | 0 | 1 | 0 | Off Peak | 0 | 1 | 0 | Off Peak
2020-06-18 | 11 | 6 | 1 | 0 | 0 | 0 | 0.31487 |  | 0 | 1 | 0 | Off Peak | 0 | 1 | 0 | Semi Peak | 0 | 1 | Off Peak | 0 | 1 | Off Peak | 0 | 1 | 0 | Off Peak | 0 | 1 | 0 | Off Peak | 0 | 1 | 0 | Off Peak
2020-06-18 | 12 | 6 | 1 | 0 | 0 | 0 | 0.093209 |  | 0 | 1 | 0 | Off Peak | 1 | 0 | 0 | On Peak | 0 | 1 | Off Peak | 0 | 1 | Off Peak | 1 | 0 | 0 | On Peak | 0 | 1 | 0 | Off Peak | 0 | 1 | 0 | Off Peak
2020-06-18 | 13 | 6 | 1 | 0 | 0 | 0 | -0.030808 |  | 0 | 1 | 0 | Off Peak | 1 | 0 | 0 | On Peak | 0 | 1 | Off Peak | 1 | 0 | On Peak | 1 | 0 | 0 | On Peak | 1 | 0 | 0 | On Peak | 1 | 0 | 0 | On Peak
2020-06-18 | 14 | 6 | 1 | 0 | 0 | 0 | -0.10539 |  | 0 | 1 | 0 | Off Peak | 1 | 0 | 0 | On Peak | 0 | 1 | Off Peak | 1 | 0 | On Peak | 1 | 0 | 0 | On Peak | 1 | 0 | 0 | On Peak | 1 | 0 | 0 | On Peak
2020-06-18 | 15 | 6 | 1 | 0 | 0 | 0 | -0.054845 |  | 0 | 1 | 0 | Off Peak | 1 | 0 | 0 | On Peak | 0 | 1 | Off Peak | 1 | 0 | On Peak | 1 | 0 | 0 | On Peak | 1 | 0 | 0 | On Peak | 1 | 0 | 0 | On Peak
2020-06-18 | 16 | 6 | 1 | 0 | 0 | 0 | 0.16483 |  | 0 | 1 | 0 | Off Peak | 1 | 0 | 0 | On Peak | 0 | 1 | Off Peak | 1 | 0 | On Peak | 1 | 0 | 0 | On Peak | 1 | 0 | 0 | On Peak | 1 | 0 | 0 | On Peak
2020-06-18 | 17 | 6 | 1 | 0 | 0 | 0 | 0.51465 |  | 1 | 0 | 0 | On Peak | 1 | 0 | 0 | On Peak | 1 | 0 | On Peak | 1 | 0 | On Peak | 1 | 0 | 0 | On Peak | 1 | 0 | 0 | On Peak | 1 | 0 | 0 | On Peak
2020-06-18 | 18 | 6 | 1 | 0 | 0 | 0 | 1.0521 |  | 1 | 0 | 0 | On Peak | 1 | 0 | 0 | On Peak | 1 | 0 | On Peak | 1 | 0 | On Peak | 1 | 0 | 0 | On Peak | 1 | 0 | 0 | On Peak | 1 | 0 | 0 | On Peak
2020-06-18 | 19 | 6 | 1 | 0 | 0 | 0 | 2.0082 |  | 1 | 0 | 0 | On Peak | 0 | 1 | 0 | Semi Peak | 1 | 0 | On Peak | 0 | 1 | Off Peak | 0 | 1 | 0 | Off Peak | 1 | 0 | 0 | On Peak | 0 | 1 | 0 | Off Peak
2020-06-18 | 20 | 6 | 1 | 0 | 0 | 0 | 2.7104 |  | 1 | 0 | 0 | On Peak | 0 | 1 | 0 | Semi Peak | 1 | 0 | On Peak | 0 | 1 | Off Peak | 0 | 1 | 0 | Off Peak | 1 | 0 | 0 | On Peak | 0 | 1 | 0 | Off Peak
2020-06-18 | 21 | 6 | 1 | 0 | 0 | 0 | 2.8942 |  | 1 | 0 | 0 | On Peak | 0 | 1 | 0 | Semi Peak | 1 | 0 | On Peak | 0 | 1 | Off Peak | 0 | 1 | 0 | Off Peak | 0 | 1 | 0 | Off Peak | 0 | 1 | 0 | Off Peak
2020-06-18 | 22 | 6 | 1 | 0 | 0 | 0 | 3.1143 |  | 0 | 1 | 0 | Off Peak | 0 | 1 | 0 | Semi Peak | 0 | 1 | Off Peak | 0 | 1 | Off Peak | 0 | 1 | 0 | Off Peak | 0 | 1 | 0 | Off Peak | 0 | 1 | 0 | Off Peak
2020-06-18 | 23 | 6 | 1 | 0 | 0 | 0 | 1.6844 |  | 0 | 1 | 0 | Off Peak | 0 | 0 | 1 | Off Peak | 0 | 1 | Off Peak | 0 | 1 | Off Peak | 0 | 0 | 1 | Super Off Peak | 0 | 1 | 0 | Off Peak | 0 | 1 | 0 | Off Peak
2020-06-18 | 24 | 6 | 1 | 0 | 0 | 0 | 1.5001 |  | 0 | 1 | 0 | Off Peak | 0 | 0 | 1 | Off Peak | 0 | 1 | Off Peak | 0 | 1 | Off Peak | 0 | 0 | 1 | Super Off Peak | 0 | 1 | 0 | Off Peak | 0 | 1 | 0 | Off Peak
2020-06-19 | 1 | 6 | 1 | 0 | 0 | 0 | 1.2635 |  | 0 | 0 | 1 | Super Off Peak | 0 | 0 | 1 | Off Peak | 0 | 1 | Off Peak | 0 | 1 | Off Peak | 0 | 0 | 1 | Super Off Peak | 0 | 0 | 1 | Super Off Peak | 0 | 0 | 1 | Super Off Peak
2020-06-19 | 2 | 6 | 1 | 0 | 0 | 0 | 1.1221 |  | 0 | 0 | 1 | Super Off Peak | 0 | 0 | 1 | Off Peak | 0 | 1 | Off Peak | 0 | 1 | Off Peak | 0 | 0 | 1 | Super Off Peak | 0 | 0 | 1 | Super Off Peak | 0 | 0 | 1 | Super Off Peak
2020-06-19 | 3 | 6 | 1 | 0 | 0 | 0 | 1.0412 |  | 0 | 0 | 1 | Super Off Peak | 0 | 0 | 1 | Off Peak | 0 | 1 | Off Peak | 0 | 1 | Off Peak | 0 | 0 | 1 | Super Off Peak | 0 | 0 | 1 | Super Off Peak | 0 | 0 | 1 | Super Off Peak
2020-06-19 | 4 | 6 | 1 | 0 | 0 | 0 | 0.99745 |  | 0 | 0 | 1 | Super Off Peak | 0 | 0 | 1 | Off Peak | 0 | 1 | Off Peak | 0 | 1 | Off Peak | 0 | 0 | 1 | Super Off Peak | 0 | 0 | 1 | Super Off Peak | 0 | 0 | 1 | Super Off Peak
2020-06-19 | 5 | 6 | 1 | 0 | 0 | 0 | 0.99258 |  | 0 | 0 | 1 | Super Off Peak | 0 | 0 | 1 | Off Peak | 0 | 1 | Off Peak | 0 | 1 | Off Peak | 0 | 0 | 1 | Super Off Peak | 0 | 0 | 1 | Super Off Peak | 0 | 0 | 1 | Super Off Peak
2020-06-19 | 6 | 6 | 1 | 0 | 0 | 0 | 1.0188 |  | 0 | 0 | 1 | Super Off Peak | 0 | 0 | 1 | Off Peak | 0 | 1 | Off Peak | 0 | 1 | Off Peak | 0 | 0 | 1 | Super Off Peak | 0 | 1 | 0 | Off Peak | 0 | 1 | 0 | Off Peak
2020-06-19 | 7 | 6 | 1 | 0 | 0 | 0 | 1.6987 |  | 0 | 1 | 0 | Off Peak | 0 | 1 | 0 | Semi Peak | 0 | 1 | Off Peak | 0 | 1 | Off Peak | 0 | 1 | 0 | Off Peak | 0 | 1 | 0 | Off Peak | 0 | 1 | 0 | Off Peak
2020-06-19 | 8 | 6 | 1 | 0 | 0 | 0 | 1.2589 |  | 0 | 1 | 0 | Off Peak | 0 | 1 | 0 | Semi Peak | 0 | 1 | Off Peak | 0 | 1 | Off Peak | 0 | 1 | 0 | Off Peak | 0 | 1 | 0 | Off Peak | 0 | 1 | 0 | Off Peak
2020-06-19 | 9 | 6 | 1 | 0 | 0 | 0 | 0.94269 |  | 0 | 1 | 0 | Off Peak | 0 | 1 | 0 | Semi Peak | 0 | 1 | Off Peak | 0 | 1 | Off Peak | 0 | 1 | 0 | Off Peak | 0 | 1 | 0 | Off Peak | 0 | 1 | 0 | Off Peak
2020-06-19 | 10 | 6 | 1 | 0 | 0 | 0 | 0.686 |  | 0 | 1 | 0 | Off Peak | 0 | 1 | 0 | Semi Peak | 0 | 1 | Off Peak | 0 | 1 | Off Peak | 0 | 1 | 0 | Off Peak | 0 | 1 | 0 | Off Peak | 0 | 1 | 0 | Off Peak
2020-06-19 | 11 | 6 | 1 | 0 | 0 | 0 | 0.36945 |  | 0 | 1 | 0 | Off Peak | 0 | 1 | 0 | Semi Peak | 0 | 1 | Off Peak | 0 | 1 | Off Peak | 0 | 1 | 0 | Off Peak | 0 | 1 | 0 | Off Peak | 0 | 1 | 0 | Off Peak
2020-06-19 | 12 | 6 | 1 | 0 | 0 | 0 | 0.1697 |  | 0 | 1 | 0 | Off Peak | 1 | 0 | 0 | On Peak | 0 | 1 | Off Peak | 0 | 1 | Off Peak | 1 | 0 | 0 | On Peak | 0 | 1 | 0 | Off Peak | 0 | 1 | 0 | Off Peak
2020-06-19 | 13 | 6 | 1 | 0 | 0 | 0 | 0.047246 |  | 0 | 1 | 0 | Off Peak | 1 | 0 | 0 | On Peak | 0 | 1 | Off Peak | 1 | 0 | On Peak | 1 | 0 | 0 | On Peak | 1 | 0 | 0 | On Peak | 1 | 0 | 0 | On Peak
2020-06-19 | 14 | 6 | 1 | 0 | 0 | 0 | -0.022895 |  | 0 | 1 | 0 | Off Peak | 1 | 0 | 0 | On Peak | 0 | 1 | Off Peak | 1 | 0 | On Peak | 1 | 0 | 0 | On Peak | 1 | 0 | 0 | On Peak | 1 | 0 | 0 | On Peak
2020-06-19 | 15 | 6 | 1 | 0 | 0 | 0 | 0.0057966 |  | 0 | 1 | 0 | Off Peak | 1 | 0 | 0 | On Peak | 0 | 1 | Off Peak | 1 | 0 | On Peak | 1 | 0 | 0 | On Peak | 1 | 0 | 0 | On Peak | 1 | 0 | 0 | On Peak
2020-06-19 | 16 | 6 | 1 | 0 | 0 | 0 | 0.22301 |  | 0 | 1 | 0 | Off Peak | 1 | 0 | 0 | On Peak | 0 | 1 | Off Peak | 1 | 0 | On Peak | 1 | 0 | 0 | On Peak | 1 | 0 | 0 | On Peak | 1 | 0 | 0 | On Peak
2020-06-19 | 17 | 6 | 1 | 0 | 0 | 0 | 0.57228 |  | 1 | 0 | 0 | On Peak | 1 | 0 | 0 | On Peak | 1 | 0 | On Peak | 1 | 0 | On Peak | 1 | 0 | 0 | On Peak | 1 | 0 | 0 | On Peak | 1 | 0 | 0 | On Peak
2020-06-19 | 18 | 6 | 1 | 0 | 0 | 0 | 1.124 |  | 1 | 0 | 0 | On Peak | 1 | 0 | 0 | On Peak | 1 | 0 | On Peak | 1 | 0 | On Peak | 1 | 0 | 0 | On Peak | 1 | 0 | 0 | On Peak | 1 | 0 | 0 | On Peak
2020-06-19 | 19 | 6 | 1 | 0 | 0 | 0 | 2.0456 |  | 1 | 0 | 0 | On Peak | 0 | 1 | 0 | Semi Peak | 1 | 0 | On Peak | 0 | 1 | Off Peak | 0 | 1 | 0 | Off Peak | 1 | 0 | 0 | On Peak | 0 | 1 | 0 | Off Peak
2020-06-19 | 20 | 6 | 1 | 0 | 0 | 0 | 2.7181 |  | 1 | 0 | 0 | On Peak | 0 | 1 | 0 | Semi Peak | 1 | 0 | On Peak | 0 | 1 | Off Peak | 0 | 1 | 0 | Off Peak | 1 | 0 | 0 | On Peak | 0 | 1 | 0 | Off Peak
2020-06-19 | 21 | 6 | 1 | 0 | 0 | 0 | 2.883 |  | 1 | 0 | 0 | On Peak | 0 | 1 | 0 | Semi Peak | 1 | 0 | On Peak | 0 | 1 | Off Peak | 0 | 1 | 0 | Off Peak | 0 | 1 | 0 | Off Peak | 0 | 1 | 0 | Off Peak
2020-06-19 | 22 | 6 | 1 | 0 | 0 | 0 | 3.0748 |  | 0 | 1 | 0 | Off Peak | 0 | 1 | 0 | Semi Peak | 0 | 1 | Off Peak | 0 | 1 | Off Peak | 0 | 1 | 0 | Off Peak | 0 | 1 | 0 | Off Peak | 0 | 1 | 0 | Off Peak
2020-06-19 | 23 | 6 | 1 | 0 | 0 | 0 | 1.6754 |  | 0 | 1 | 0 | Off Peak | 0 | 0 | 1 | Off Peak | 0 | 1 | Off Peak | 0 | 1 | Off Peak | 0 | 0 | 1 | Super Off Peak | 0 | 1 | 0 | Off Peak | 0 | 1 | 0 | Off Peak
2020-06-19 | 24 | 6 | 1 | 0 | 0 | 0 | 1.4947 |  | 0 | 1 | 0 | Off Peak | 0 | 0 | 1 | Off Peak | 0 | 1 | Off Peak | 0 | 1 | Off Peak | 0 | 0 | 1 | Super Off Peak | 0 | 1 | 0 | Off Peak | 0 | 1 | 0 | Off Peak
2020-06-20 | 1 | 6 | 1 | 1 | 0 | 0 | 1.2663 |  | 0 | 0 | 1 | Super Off Peak | 0 | 0 | 1 | Off Peak | 0 | 1 | Off Peak | 0 | 1 | Off Peak | 0 | 0 | 1 | Super Off Peak | 0 | 0 | 1 | Super Off Peak | 0 | 0 | 1 | Super Off Peak
2020-06-20 | 2 | 6 | 1 | 1 | 0 | 0 | 1.0141 |  | 0 | 0 | 1 | Super Off Peak | 0 | 0 | 1 | Off Peak | 0 | 1 | Off Peak | 0 | 1 | Off Peak | 0 | 0 | 1 | Super Off Peak | 0 | 0 | 1 | Super Off Peak | 0 | 0 | 1 | Super Off Peak
2020-06-20 | 3 | 6 | 1 | 1 | 0 | 0 | 0.96929 |  | 0 | 0 | 1 | Super Off Peak | 0 | 0 | 1 | Off Peak | 0 | 1 | Off Peak | 0 | 1 | Off Peak | 0 | 0 | 1 | Super Off Peak | 0 | 0 | 1 | Super Off Peak | 0 | 0 | 1 | Super Off Peak
2020-06-20 | 4 | 6 | 1 | 1 | 0 | 0 | 0.92692 |  | 0 | 0 | 1 | Super Off Peak | 0 | 0 | 1 | Off Peak | 0 | 1 | Off Peak | 0 | 1 | Off Peak | 0 | 0 | 1 | Super Off Peak | 0 | 0 | 1 | Super Off Peak | 0 | 0 | 1 | Super Off Peak
2020-06-20 | 5 | 6 | 1 | 1 | 0 | 0 | 0.91984 |  | 0 | 0 | 1 | Super Off Peak | 0 | 0 | 1 | Off Peak | 0 | 1 | Off Peak | 0 | 1 | Off Peak | 0 | 0 | 1 | Super Off Peak | 0 | 0 | 1 | Super Off Peak | 0 | 0 | 1 | Super Off Peak
2020-06-20 | 6 | 6 | 1 | 1 | 0 | 0 | 0.93273 |  | 0 | 0 | 1 | Super Off Peak | 0 | 0 | 1 | Off Peak | 0 | 1 | Off Peak | 0 | 1 | Off Peak | 0 | 0 | 1 | Super Off Peak | 0 | 1 | 0 | Off Peak | 0 | 1 | 0 | Off Peak
2020-06-20 | 7 | 6 | 1 | 1 | 0 | 0 | 1.5037 |  | 0 | 0 | 1 | Super Off Peak | 0 | 0 | 1 | Off Peak | 0 | 1 | Off Peak | 0 | 1 | Off Peak | 0 | 0 | 1 | Super Off Peak | 0 | 1 | 0 | Off Peak | 0 | 1 | 0 | Off Peak
2020-06-20 | 8 | 6 | 1 | 1 | 0 | 0 | 0.95072 |  | 0 | 0 | 1 | Super Off Peak | 0 | 0 | 1 | Off Peak | 0 | 1 | Off Peak | 0 | 1 | Off Peak | 0 | 0 | 1 | Super Off Peak | 0 | 1 | 0 | Off Peak | 0 | 1 | 0 | Off Peak
2020-06-20 | 9 | 6 | 1 | 1 | 0 | 0 | 0.53251 |  | 0 | 0 | 1 | Super Off Peak | 0 | 0 | 1 | Off Peak | 0 | 1 | Off Peak | 0 | 1 | Off Peak | 0 | 0 | 1 | Super Off Peak | 0 | 1 | 0 | Off Peak | 0 | 1 | 0 | Off Peak
2020-06-20 | 10 | 6 | 1 | 1 | 0 | 0 | 0.22754 |  | 0 | 0 | 1 | Super Off Peak | 0 | 0 | 1 | Off Peak | 0 | 1 | Off Peak | 0 | 1 | Off Peak | 0 | 0 | 1 | Super Off Peak | 0 | 1 | 0 | Off Peak | 0 | 1 | 0 | Off Peak
2020-06-20 | 11 | 6 | 1 | 1 | 0 | 0 | -0.067758 |  | 0 | 0 | 1 | Super Off Peak | 0 | 0 | 1 | Off Peak | 0 | 1 | Off Peak | 0 | 1 | Off Peak | 0 | 0 | 1 | Super Off Peak | 0 | 1 | 0 | Off Peak | 0 | 1 | 0 | Off Peak
2020-06-20 | 12 | 6 | 1 | 1 | 0 | 0 | -0.31229 |  | 0 | 0 | 1 | Super Off Peak | 0 | 0 | 1 | Off Peak | 0 | 1 | Off Peak | 0 | 1 | Off Peak | 0 | 0 | 1 | Super Off Peak | 0 | 1 | 0 | Off Peak | 0 | 1 | 0 | Off Peak
2020-06-20 | 13 | 6 | 1 | 1 | 0 | 0 | -0.48898 |  | 0 | 0 | 1 | Super Off Peak | 0 | 0 | 1 | Off Peak | 0 | 1 | Off Peak | 0 | 1 | Off Peak | 0 | 0 | 1 | Super Off Peak | 1 | 0 | 0 | On Peak | 1 | 0 | 0 | On Peak
2020-06-20 | 14 | 6 | 1 | 1 | 0 | 0 | -0.53924 |  | 0 | 0 | 1 | Super Off Peak | 0 | 0 | 1 | Off Peak | 0 | 1 | Off Peak | 0 | 1 | Off Peak | 0 | 0 | 1 | Super Off Peak | 1 | 0 | 0 | On Peak | 1 | 0 | 0 | On Peak
2020-06-20 | 15 | 6 | 1 | 1 | 0 | 0 | -0.52374 |  | 0 | 1 | 0 | Off Peak | 0 | 0 | 1 | Off Peak | 0 | 1 | Off Peak | 0 | 1 | Off Peak | 0 | 0 | 1 | Super Off Peak | 1 | 0 | 0 | On Peak | 1 | 0 | 0 | On Peak
2020-06-20 | 16 | 6 | 1 | 1 | 0 | 0 | -0.3542 |  | 0 | 1 | 0 | Off Peak | 0 | 0 | 1 | Off Peak | 0 | 1 | Off Peak | 0 | 1 | Off Peak | 0 | 0 | 1 | Super Off Peak | 1 | 0 | 0 | On Peak | 1 | 0 | 0 | On Peak
2020-06-20 | 17 | 6 | 1 | 1 | 0 | 0 | -0.074152 |  | 1 | 0 | 0 | On Peak | 0 | 0 | 1 | Off Peak | 0 | 1 | Off Peak | 0 | 1 | Off Peak | 0 | 0 | 1 | Super Off Peak | 1 | 0 | 0 | On Peak | 1 | 0 | 0 | On Peak
2020-06-20 | 18 | 6 | 1 | 1 | 0 | 0 | 0.48858 |  | 1 | 0 | 0 | On Peak | 0 | 0 | 1 | Off Peak | 0 | 1 | Off Peak | 0 | 1 | Off Peak | 0 | 0 | 1 | Super Off Peak | 1 | 0 | 0 | On Peak | 1 | 0 | 0 | On Peak
2020-06-20 | 19 | 6 | 1 | 1 | 0 | 0 | 1.4631 |  | 1 | 0 | 0 | On Peak | 0 | 0 | 1 | Off Peak | 0 | 1 | Off Peak | 0 | 1 | Off Peak | 0 | 0 | 1 | Super Off Peak | 1 | 0 | 0 | On Peak | 0 | 1 | 0 | Off Peak
2020-06-20 | 20 | 6 | 1 | 1 | 0 | 0 | 2.2313 |  | 1 | 0 | 0 | On Peak | 0 | 0 | 1 | Off Peak | 0 | 1 | Off Peak | 0 | 1 | Off Peak | 0 | 0 | 1 | Super Off Peak | 1 | 0 | 0 | On Peak | 0 | 1 | 0 | Off Peak
2020-06-20 | 21 | 6 | 1 | 1 | 0 | 0 | 2.4923 |  | 1 | 0 | 0 | On Peak | 0 | 0 | 1 | Off Peak | 0 | 1 | Off Peak | 0 | 1 | Off Peak | 0 | 0 | 1 | Super Off Peak | 0 | 1 | 0 | Off Peak | 0 | 1 | 0 | Off Peak
2020-06-20 | 22 | 6 | 1 | 1 | 0 | 0 | 2.841 |  | 0 | 1 | 0 | Off Peak | 0 | 0 | 1 | Off Peak | 0 | 1 | Off Peak | 0 | 1 | Off Peak | 0 | 0 | 1 | Super Off Peak | 0 | 1 | 0 | Off Peak | 0 | 1 | 0 | Off Peak
2020-06-20 | 23 | 6 | 1 | 1 | 0 | 0 | 1.504 |  | 0 | 1 | 0 | Off Peak | 0 | 0 | 1 | Off Peak | 0 | 1 | Off Peak | 0 | 1 | Off Peak | 0 | 0 | 1 | Super Off Peak | 0 | 1 | 0 | Off Peak | 0 | 1 | 0 | Off Peak
2020-06-20 | 24 | 6 | 1 | 1 | 0 | 0 | 1.3256 |  | 0 | 1 | 0 | Off Peak | 0 | 0 | 1 | Off Peak | 0 | 1 | Off Peak | 0 | 1 | Off Peak | 0 | 0 | 1 | Super Off Peak | 0 | 1 | 0 | Off Peak | 0 | 1 | 0 | Off Peak
2020-06-21 | 1 | 6 | 1 | 1 | 1 | 0 | 1.1391 |  | 0 | 0 | 1 | Super Off Peak | 0 | 0 | 1 | Off Peak | 0 | 1 | Off Peak | 0 | 1 | Off Peak | 0 | 0 | 1 | Super Off Peak | 0 | 0 | 1 | Super Off Peak | 0 | 0 | 1 | Super Off Peak
2020-06-21 | 2 | 6 | 1 | 1 | 1 | 0 | 1.013 |  | 0 | 0 | 1 | Super Off Peak | 0 | 0 | 1 | Off Peak | 0 | 1 | Off Peak | 0 | 1 | Off Peak | 0 | 0 | 1 | Super Off Peak | 0 | 0 | 1 | Super Off Peak | 0 | 0 | 1 | Super Off Peak
2020-06-21 | 3 | 6 | 1 | 1 | 1 | 0 | 0.96218 |  | 0 | 0 | 1 | Super Off Peak | 0 | 0 | 1 | Off Peak | 0 | 1 | Off Peak | 0 | 1 | Off Peak | 0 | 0 | 1 | Super Off Peak | 0 | 0 | 1 | Super Off Peak | 0 | 0 | 1 | Super Off Peak
2020-06-21 | 4 | 6 | 1 | 1 | 1 | 0 | 0.92091 |  | 0 | 0 | 1 | Super Off Peak | 0 | 0 | 1 | Off Peak | 0 | 1 | Off Peak | 0 | 1 | Off Peak | 0 | 0 | 1 | Super Off Peak | 0 | 0 | 1 | Super Off Peak | 0 | 0 | 1 | Super Off Peak
2020-06-21 | 5 | 6 | 1 | 1 | 1 | 0 | 0.91309 |  | 0 | 0 | 1 | Super Off Peak | 0 | 0 | 1 | Off Peak | 0 | 1 | Off Peak | 0 | 1 | Off Peak | 0 | 0 | 1 | Super Off Peak | 0 | 0 | 1 | Super Off Peak | 0 | 0 | 1 | Super Off Peak
2020-06-21 | 6 | 6 | 1 | 1 | 1 | 0 | 0.93348 |  | 0 | 0 | 1 | Super Off Peak | 0 | 0 | 1 | Off Peak | 0 | 1 | Off Peak | 0 | 1 | Off Peak | 0 | 0 | 1 | Super Off Peak | 0 | 1 | 0 | Off Peak | 0 | 1 | 0 | Off Peak
2020-06-21 | 7 | 6 | 1 | 1 | 1 | 0 | 0.85527 |  | 0 | 0 | 1 | Super Off Peak | 0 | 0 | 1 | Off Peak | 0 | 1 | Off Peak | 0 | 1 | Off Peak | 0 | 0 | 1 | Super Off Peak | 0 | 1 | 0 | Off Peak | 0 | 1 | 0 | Off Peak
2020-06-21 | 8 | 6 | 1 | 1 | 1 | 0 | 0.57858 |  | 0 | 0 | 1 | Super Off Peak | 0 | 0 | 1 | Off Peak | 0 | 1 | Off Peak | 0 | 1 | Off Peak | 0 | 0 | 1 | Super Off Peak | 0 | 1 | 0 | Off Peak | 0 | 1 | 0 | Off Peak
2020-06-21 | 9 | 6 | 1 | 1 | 1 | 0 | 0.34647 |  | 0 | 0 | 1 | Super Off Peak | 0 | 0 | 1 | Off Peak | 0 | 1 | Off Peak | 0 | 1 | Off Peak | 0 | 0 | 1 | Super Off Peak | 0 | 1 | 0 | Off Peak | 0 | 1 | 0 | Off Peak
2020-06-21 | 10 | 6 | 1 | 1 | 1 | 0 | 0.1861 |  | 0 | 0 | 1 | Super Off Peak | 0 | 0 | 1 | Off Peak | 0 | 1 | Off Peak | 0 | 1 | Off Peak | 0 | 0 | 1 | Super Off Peak | 0 | 1 | 0 | Off Peak | 0 | 1 | 0 | Off Peak
2020-06-21 | 11 | 6 | 1 | 1 | 1 | 0 | 0.028772 |  | 0 | 0 | 1 | Super Off Peak | 0 | 0 | 1 | Off Peak | 0 | 1 | Off Peak | 0 | 1 | Off Peak | 0 | 0 | 1 | Super Off Peak | 0 | 1 | 0 | Off Peak | 0 | 1 | 0 | Off Peak
2020-06-21 | 12 | 6 | 1 | 1 | 1 | 0 | -0.10385 |  | 0 | 0 | 1 | Super Off Peak | 0 | 0 | 1 | Off Peak | 0 | 1 | Off Peak | 0 | 1 | Off Peak | 0 | 0 | 1 | Super Off Peak | 0 | 1 | 0 | Off Peak | 0 | 1 | 0 | Off Peak
2020-06-21 | 13 | 6 | 1 | 1 | 1 | 0 | -0.18271 |  | 0 | 0 | 1 | Super Off Peak | 0 | 0 | 1 | Off Peak | 0 | 1 | Off Peak | 0 | 1 | Off Peak | 0 | 0 | 1 | Super Off Peak | 1 | 0 | 0 | On Peak | 1 | 0 | 0 | On Peak
2020-06-21 | 14 | 6 | 1 | 1 | 1 | 0 | -0.24806 |  | 0 | 0 | 1 | Super Off Peak | 0 | 0 | 1 | Off Peak | 0 | 1 | Off Peak | 0 | 1 | Off Peak | 0 | 0 | 1 | Super Off Peak | 1 | 0 | 0 | On Peak | 1 | 0 | 0 | On Peak
2020-06-21 | 15 | 6 | 1 | 1 | 1 | 0 | -0.2595 |  | 0 | 1 | 0 | Off Peak | 0 | 0 | 1 | Off Peak | 0 | 1 | Off Peak | 0 | 1 | Off Peak | 0 | 0 | 1 | Super Off Peak | 1 | 0 | 0 | On Peak | 1 | 0 | 0 | On Peak
2020-06-21 | 16 | 6 | 1 | 1 | 1 | 0 | -0.16099 |  | 0 | 1 | 0 | Off Peak | 0 | 0 | 1 | Off Peak | 0 | 1 | Off Peak | 0 | 1 | Off Peak | 0 | 0 | 1 | Super Off Peak | 1 | 0 | 0 | On Peak | 1 | 0 | 0 | On Peak
2020-06-21 | 17 | 6 | 1 | 1 | 1 | 0 | 0.00044906 |  | 1 | 0 | 0 | On Peak | 0 | 0 | 1 | Off Peak | 0 | 1 | Off Peak | 0 | 1 | Off Peak | 0 | 0 | 1 | Super Off Peak | 1 | 0 | 0 | On Peak | 1 | 0 | 0 | On Peak
2020-06-21 | 18 | 6 | 1 | 1 | 1 | 0 | 0.3107 |  | 1 | 0 | 0 | On Peak | 0 | 0 | 1 | Off Peak | 0 | 1 | Off Peak | 0 | 1 | Off Peak | 0 | 0 | 1 | Super Off Peak | 1 | 0 | 0 | On Peak | 1 | 0 | 0 | On Peak
2020-06-21 | 19 | 6 | 1 | 1 | 1 | 0 | 0.84495 |  | 1 | 0 | 0 | On Peak | 0 | 0 | 1 | Off Peak | 0 | 1 | Off Peak | 0 | 1 | Off Peak | 0 | 0 | 1 | Super Off Peak | 1 | 0 | 0 | On Peak | 0 | 1 | 0 | Off Peak
2020-06-21 | 20 | 6 | 1 | 1 | 1 | 0 | 1.2656 |  | 1 | 0 | 0 | On Peak | 0 | 0 | 1 | Off Peak | 0 | 1 | Off Peak | 0 | 1 | Off Peak | 0 | 0 | 1 | Super Off Peak | 1 | 0 | 0 | On Peak | 0 | 1 | 0 | Off Peak
2020-06-21 | 21 | 6 | 1 | 1 | 1 | 0 | 1.411 |  | 1 | 0 | 0 | On Peak | 0 | 0 | 1 | Off Peak | 0 | 1 | Off Peak | 0 | 1 | Off Peak | 0 | 0 | 1 | Super Off Peak | 0 | 1 | 0 | Off Peak | 0 | 1 | 0 | Off Peak
2020-06-21 | 22 | 6 | 1 | 1 | 1 | 0 | 1.6063 |  | 0 | 1 | 0 | Off Peak | 0 | 0 | 1 | Off Peak | 0 | 1 | Off Peak | 0 | 1 | Off Peak | 0 | 0 | 1 | Super Off Peak | 0 | 1 | 0 | Off Peak | 0 | 1 | 0 | Off Peak
2020-06-21 | 23 | 6 | 1 | 1 | 1 | 0 | 1.5325 |  | 0 | 1 | 0 | Off Peak | 0 | 0 | 1 | Off Peak | 0 | 1 | Off Peak | 0 | 1 | Off Peak | 0 | 0 | 1 | Super Off Peak | 0 | 1 | 0 | Off Peak | 0 | 1 | 0 | Off Peak
2020-06-21 | 24 | 6 | 1 | 1 | 1 | 0 | 1.3303 |  | 0 | 1 | 0 | Off Peak | 0 | 0 | 1 | Off Peak | 0 | 1 | Off Peak | 0 | 1 | Off Peak | 0 | 0 | 1 | Super Off Peak | 0 | 1 | 0 | Off Peak | 0 | 1 | 0 | Off Peak
2020-06-22 | 1 | 6 | 1 | 0 | 0 | 0 | 1.1273 |  | 0 | 0 | 1 | Super Off Peak | 0 | 0 | 1 | Off Peak | 0 | 1 | Off Peak | 0 | 1 | Off Peak | 0 | 0 | 1 | Super Off Peak | 0 | 0 | 1 | Super Off Peak | 0 | 0 | 1 | Super Off Peak
2020-06-22 | 2 | 6 | 1 | 0 | 0 | 0 | 1.1991 |  | 0 | 0 | 1 | Super Off Peak | 0 | 0 | 1 | Off Peak | 0 | 1 | Off Peak | 0 | 1 | Off Peak | 0 | 0 | 1 | Super Off Peak | 0 | 0 | 1 | Super Off Peak | 0 | 0 | 1 | Super Off Peak
2020-06-22 | 3 | 6 | 1 | 0 | 0 | 0 | 1.0667 |  | 0 | 0 | 1 | Super Off Peak | 0 | 0 | 1 | Off Peak | 0 | 1 | Off Peak | 0 | 1 | Off Peak | 0 | 0 | 1 | Super Off Peak | 0 | 0 | 1 | Super Off Peak | 0 | 0 | 1 | Super Off Peak
2020-06-22 | 4 | 6 | 1 | 0 | 0 | 0 | 1.0246 |  | 0 | 0 | 1 | Super Off Peak | 0 | 0 | 1 | Off Peak | 0 | 1 | Off Peak | 0 | 1 | Off Peak | 0 | 0 | 1 | Super Off Peak | 0 | 0 | 1 | Super Off Peak | 0 | 0 | 1 | Super Off Peak
2020-06-22 | 5 | 6 | 1 | 0 | 0 | 0 | 1.0124 |  | 0 | 0 | 1 | Super Off Peak | 0 | 0 | 1 | Off Peak | 0 | 1 | Off Peak | 0 | 1 | Off Peak | 0 | 0 | 1 | Super Off Peak | 0 | 0 | 1 | Super Off Peak | 0 | 0 | 1 | Super Off Peak
2020-06-22 | 6 | 6 | 1 | 0 | 0 | 0 | 1.0291 |  | 0 | 0 | 1 | Super Off Peak | 0 | 0 | 1 | Off Peak | 0 | 1 | Off Peak | 0 | 1 | Off Peak | 0 | 0 | 1 | Super Off Peak | 0 | 1 | 0 | Off Peak | 0 | 1 | 0 | Off Peak
2020-06-22 | 7 | 6 | 1 | 0 | 0 | 0 | 1.7376 |  | 0 | 1 | 0 | Off Peak | 0 | 1 | 0 | Semi Peak | 0 | 1 | Off Peak | 0 | 1 | Off Peak | 0 | 1 | 0 | Off Peak | 0 | 1 | 0 | Off Peak | 0 | 1 | 0 | Off Peak
2020-06-22 | 8 | 6 | 1 | 0 | 0 | 0 | 1.2704 |  | 0 | 1 | 0 | Off Peak | 0 | 1 | 0 | Semi Peak | 0 | 1 | Off Peak | 0 | 1 | Off Peak | 0 | 1 | 0 | Off Peak | 0 | 1 | 0 | Off Peak | 0 | 1 | 0 | Off Peak
2020-06-22 | 9 | 6 | 1 | 0 | 0 | 0 | 0.96927 |  | 0 | 1 | 0 | Off Peak | 0 | 1 | 0 | Semi Peak | 0 | 1 | Off Peak | 0 | 1 | Off Peak | 0 | 1 | 0 | Off Peak | 0 | 1 | 0 | Off Peak | 0 | 1 | 0 | Off Peak
2020-06-22 | 10 | 6 | 1 | 0 | 0 | 0 | 0.70395 |  | 0 | 1 | 0 | Off Peak | 0 | 1 | 0 | Semi Peak | 0 | 1 | Off Peak | 0 | 1 | Off Peak | 0 | 1 | 0 | Off Peak | 0 | 1 | 0 | Off Peak | 0 | 1 | 0 | Off Peak
2020-06-22 | 11 | 6 | 1 | 0 | 0 | 0 | 0.44679 |  | 0 | 1 | 0 | Off Peak | 0 | 1 | 0 | Semi Peak | 0 | 1 | Off Peak | 0 | 1 | Off Peak | 0 | 1 | 0 | Off Peak | 0 | 1 | 0 | Off Peak | 0 | 1 | 0 | Off Peak
2020-06-22 | 12 | 6 | 1 | 0 | 0 | 0 | 0.31499 |  | 0 | 1 | 0 | Off Peak | 1 | 0 | 0 | On Peak | 0 | 1 | Off Peak | 0 | 1 | Off Peak | 1 | 0 | 0 | On Peak | 0 | 1 | 0 | Off Peak | 0 | 1 | 0 | Off Peak
2020-06-22 | 13 | 6 | 1 | 0 | 0 | 0 | 0.23644 |  | 0 | 1 | 0 | Off Peak | 1 | 0 | 0 | On Peak | 0 | 1 | Off Peak | 1 | 0 | On Peak | 1 | 0 | 0 | On Peak | 1 | 0 | 0 | On Peak | 1 | 0 | 0 | On Peak
2020-06-22 | 14 | 6 | 1 | 0 | 0 | 0 | 0.24156 |  | 0 | 1 | 0 | Off Peak | 1 | 0 | 0 | On Peak | 0 | 1 | Off Peak | 1 | 0 | On Peak | 1 | 0 | 0 | On Peak | 1 | 0 | 0 | On Peak | 1 | 0 | 0 | On Peak
2020-06-22 | 15 | 6 | 1 | 0 | 0 | 0 | 0.34216 |  | 0 | 1 | 0 | Off Peak | 1 | 0 | 0 | On Peak | 0 | 1 | Off Peak | 1 | 0 | On Peak | 1 | 0 | 0 | On Peak | 1 | 0 | 0 | On Peak | 1 | 0 | 0 | On Peak
2020-06-22 | 16 | 6 | 1 | 0 | 0 | 0 | 0.58722 |  | 0 | 1 | 0 | Off Peak | 1 | 0 | 0 | On Peak | 0 | 1 | Off Peak | 1 | 0 | On Peak | 1 | 0 | 0 | On Peak | 1 | 0 | 0 | On Peak | 1 | 0 | 0 | On Peak
2020-06-22 | 17 | 6 | 1 | 0 | 0 | 0 | 0.97274 |  | 1 | 0 | 0 | On Peak | 1 | 0 | 0 | On Peak | 1 | 0 | On Peak | 1 | 0 | On Peak | 1 | 0 | 0 | On Peak | 1 | 0 | 0 | On Peak | 1 | 0 | 0 | On Peak
2020-06-22 | 18 | 6 | 1 | 0 | 0 | 0 | 1.5103 |  | 1 | 0 | 0 | On Peak | 1 | 0 | 0 | On Peak | 1 | 0 | On Peak | 1 | 0 | On Peak | 1 | 0 | 0 | On Peak | 1 | 0 | 0 | On Peak | 1 | 0 | 0 | On Peak
2020-06-22 | 19 | 6 | 1 | 0 | 0 | 0 | 2.4422 |  | 1 | 0 | 0 | On Peak | 0 | 1 | 0 | Semi Peak | 1 | 0 | On Peak | 0 | 1 | Off Peak | 0 | 1 | 0 | Off Peak | 1 | 0 | 0 | On Peak | 0 | 1 | 0 | Off Peak
2020-06-22 | 20 | 6 | 1 | 0 | 0 | 0 | 3.1462 |  | 1 | 0 | 0 | On Peak | 0 | 1 | 0 | Semi Peak | 1 | 0 | On Peak | 0 | 1 | Off Peak | 0 | 1 | 0 | Off Peak | 1 | 0 | 0 | On Peak | 0 | 1 | 0 | Off Peak
2020-06-22 | 21 | 6 | 1 | 0 | 0 | 0 | 3.2825 |  | 1 | 0 | 0 | On Peak | 0 | 1 | 0 | Semi Peak | 1 | 0 | On Peak | 0 | 1 | Off Peak | 0 | 1 | 0 | Off Peak | 0 | 1 | 0 | Off Peak | 0 | 1 | 0 | Off Peak
2020-06-22 | 22 | 6 | 1 | 0 | 0 | 0 | 3.4223 |  | 0 | 1 | 0 | Off Peak | 0 | 1 | 0 | Semi Peak | 0 | 1 | Off Peak | 0 | 1 | Off Peak | 0 | 1 | 0 | Off Peak | 0 | 1 | 0 | Off Peak | 0 | 1 | 0 | Off Peak
2020-06-22 | 23 | 6 | 1 | 0 | 0 | 0 | 1.8345 |  | 0 | 1 | 0 | Off Peak | 0 | 0 | 1 | Off Peak | 0 | 1 | Off Peak | 0 | 1 | Off Peak | 0 | 0 | 1 | Super Off Peak | 0 | 1 | 0 | Off Peak | 0 | 1 | 0 | Off Peak
2020-06-22 | 24 | 6 | 1 | 0 | 0 | 0 | 1.6186 |  | 0 | 1 | 0 | Off Peak | 0 | 0 | 1 | Off Peak | 0 | 1 | Off Peak | 0 | 1 | Off Peak | 0 | 0 | 1 | Super Off Peak | 0 | 1 | 0 | Off Peak | 0 | 1 | 0 | Off Peak
2020-06-23 | 1 | 6 | 1 | 0 | 0 | 0 | 1.3611 |  | 0 | 0 | 1 | Super Off Peak | 0 | 0 | 1 | Off Peak | 0 | 1 | Off Peak | 0 | 1 | Off Peak | 0 | 0 | 1 | Super Off Peak | 0 | 0 | 1 | Super Off Peak | 0 | 0 | 1 | Super Off Peak
2020-06-23 | 2 | 6 | 1 | 0 | 0 | 0 | 1.2499 |  | 0 | 0 | 1 | Super Off Peak | 0 | 0 | 1 | Off Peak | 0 | 1 | Off Peak | 0 | 1 | Off Peak | 0 | 0 | 1 | Super Off Peak | 0 | 0 | 1 | Super Off Peak | 0 | 0 | 1 | Super Off Peak
2020-06-23 | 3 | 6 | 1 | 0 | 0 | 0 | 1.1026 |  | 0 | 0 | 1 | Super Off Peak | 0 | 0 | 1 | Off Peak | 0 | 1 | Off Peak | 0 | 1 | Off Peak | 0 | 0 | 1 | Super Off Peak | 0 | 0 | 1 | Super Off Peak | 0 | 0 | 1 | Super Off Peak
2020-06-23 | 4 | 6 | 1 | 0 | 0 | 0 | 1.0527 |  | 0 | 0 | 1 | Super Off Peak | 0 | 0 | 1 | Off Peak | 0 | 1 | Off Peak | 0 | 1 | Off Peak | 0 | 0 | 1 | Super Off Peak | 0 | 0 | 1 | Super Off Peak | 0 | 0 | 1 | Super Off Peak
2020-06-23 | 5 | 6 | 1 | 0 | 0 | 0 | 1.0294 |  | 0 | 0 | 1 | Super Off Peak | 0 | 0 | 1 | Off Peak | 0 | 1 | Off Peak | 0 | 1 | Off Peak | 0 | 0 | 1 | Super Off Peak | 0 | 0 | 1 | Super Off Peak | 0 | 0 | 1 | Super Off Peak
2020-06-23 | 6 | 6 | 1 | 0 | 0 | 0 | 1.0525 |  | 0 | 0 | 1 | Super Off Peak | 0 | 0 | 1 | Off Peak | 0 | 1 | Off Peak | 0 | 1 | Off Peak | 0 | 0 | 1 | Super Off Peak | 0 | 1 | 0 | Off Peak | 0 | 1 | 0 | Off Peak
2020-06-23 | 7 | 6 | 1 | 0 | 0 | 0 | 1.7781 |  | 0 | 1 | 0 | Off Peak | 0 | 1 | 0 | Semi Peak | 0 | 1 | Off Peak | 0 | 1 | Off Peak | 0 | 1 | 0 | Off Peak | 0 | 1 | 0 | Off Peak | 0 | 1 | 0 | Off Peak
2020-06-23 | 8 | 6 | 1 | 0 | 0 | 0 | 1.2987 |  | 0 | 1 | 0 | Off Peak | 0 | 1 | 0 | Semi Peak | 0 | 1 | Off Peak | 0 | 1 | Off Peak | 0 | 1 | 0 | Off Peak | 0 | 1 | 0 | Off Peak | 0 | 1 | 0 | Off Peak
2020-06-23 | 9 | 6 | 1 | 0 | 0 | 0 | 1.0136 |  | 0 | 1 | 0 | Off Peak | 0 | 1 | 0 | Semi Peak | 0 | 1 | Off Peak | 0 | 1 | Off Peak | 0 | 1 | 0 | Off Peak | 0 | 1 | 0 | Off Peak | 0 | 1 | 0 | Off Peak
2020-06-23 | 10 | 6 | 1 | 0 | 0 | 0 | 0.77793 |  | 0 | 1 | 0 | Off Peak | 0 | 1 | 0 | Semi Peak | 0 | 1 | Off Peak | 0 | 1 | Off Peak | 0 | 1 | 0 | Off Peak | 0 | 1 | 0 | Off Peak | 0 | 1 | 0 | Off Peak
2020-06-23 | 11 | 6 | 1 | 0 | 0 | 0 | 0.54981 |  | 0 | 1 | 0 | Off Peak | 0 | 1 | 0 | Semi Peak | 0 | 1 | Off Peak | 0 | 1 | Off Peak | 0 | 1 | 0 | Off Peak | 0 | 1 | 0 | Off Peak | 0 | 1 | 0 | Off Peak
2020-06-23 | 12 | 6 | 1 | 0 | 0 | 0 | 0.42872 |  | 0 | 1 | 0 | Off Peak | 1 | 0 | 0 | On Peak | 0 | 1 | Off Peak | 0 | 1 | Off Peak | 1 | 0 | 0 | On Peak | 0 | 1 | 0 | Off Peak | 0 | 1 | 0 | Off Peak
2020-06-23 | 13 | 6 | 1 | 0 | 0 | 0 | 0.37251 |  | 0 | 1 | 0 | Off Peak | 1 | 0 | 0 | On Peak | 0 | 1 | Off Peak | 1 | 0 | On Peak | 1 | 0 | 0 | On Peak | 1 | 0 | 0 | On Peak | 1 | 0 | 0 | On Peak
2020-06-23 | 14 | 6 | 1 | 0 | 0 | 0 | 0.36075 |  | 0 | 1 | 0 | Off Peak | 1 | 0 | 0 | On Peak | 0 | 1 | Off Peak | 1 | 0 | On Peak | 1 | 0 | 0 | On Peak | 1 | 0 | 0 | On Peak | 1 | 0 | 0 | On Peak
2020-06-23 | 15 | 6 | 1 | 0 | 0 | 0 | 0.46483 |  | 0 | 1 | 0 | Off Peak | 1 | 0 | 0 | On Peak | 0 | 1 | Off Peak | 1 | 0 | On Peak | 1 | 0 | 0 | On Peak | 1 | 0 | 0 | On Peak | 1 | 0 | 0 | On Peak
2020-06-23 | 16 | 6 | 1 | 0 | 0 | 0 | 0.73609 |  | 0 | 1 | 0 | Off Peak | 1 | 0 | 0 | On Peak | 0 | 1 | Off Peak | 1 | 0 | On Peak | 1 | 0 | 0 | On Peak | 1 | 0 | 0 | On Peak | 1 | 0 | 0 | On Peak
2020-06-23 | 17 | 6 | 1 | 0 | 0 | 0 | 1.1141 |  | 1 | 0 | 0 | On Peak | 1 | 0 | 0 | On Peak | 1 | 0 | On Peak | 1 | 0 | On Peak | 1 | 0 | 0 | On Peak | 1 | 0 | 0 | On Peak | 1 | 0 | 0 | On Peak
2020-06-23 | 18 | 6 | 1 | 0 | 0 | 0 | 1.6376 |  | 1 | 0 | 0 | On Peak | 1 | 0 | 0 | On Peak | 1 | 0 | On Peak | 1 | 0 | On Peak | 1 | 0 | 0 | On Peak | 1 | 0 | 0 | On Peak | 1 | 0 | 0 | On Peak
2020-06-23 | 19 | 6 | 1 | 0 | 0 | 0 | 2.614 |  | 1 | 0 | 0 | On Peak | 0 | 1 | 0 | Semi Peak | 1 | 0 | On Peak | 0 | 1 | Off Peak | 0 | 1 | 0 | Off Peak | 1 | 0 | 0 | On Peak | 0 | 1 | 0 | Off Peak
2020-06-23 | 20 | 6 | 1 | 0 | 0 | 0 | 3.3377 |  | 1 | 0 | 0 | On Peak | 0 | 1 | 0 | Semi Peak | 1 | 0 | On Peak | 0 | 1 | Off Peak | 0 | 1 | 0 | Off Peak | 1 | 0 | 0 | On Peak | 0 | 1 | 0 | Off Peak
2020-06-23 | 21 | 6 | 1 | 0 | 0 | 0 | 3.4709 |  | 1 | 0 | 0 | On Peak | 0 | 1 | 0 | Semi Peak | 1 | 0 | On Peak | 0 | 1 | Off Peak | 0 | 1 | 0 | Off Peak | 0 | 1 | 0 | Off Peak | 0 | 1 | 0 | Off Peak
2020-06-23 | 22 | 6 | 1 | 0 | 0 | 0 | 3.5645 |  | 0 | 1 | 0 | Off Peak | 0 | 1 | 0 | Semi Peak | 0 | 1 | Off Peak | 0 | 1 | Off Peak | 0 | 1 | 0 | Off Peak | 0 | 1 | 0 | Off Peak | 0 | 1 | 0 | Off Peak
2020-06-23 | 23 | 6 | 1 | 0 | 0 | 0 | 1.906 |  | 0 | 1 | 0 | Off Peak | 0 | 0 | 1 | Off Peak | 0 | 1 | Off Peak | 0 | 1 | Off Peak | 0 | 0 | 1 | Super Off Peak | 0 | 1 | 0 | Off Peak | 0 | 1 | 0 | Off Peak
2020-06-23 | 24 | 6 | 1 | 0 | 0 | 0 | 1.6988 |  | 0 | 1 | 0 | Off Peak | 0 | 0 | 1 | Off Peak | 0 | 1 | Off Peak | 0 | 1 | Off Peak | 0 | 0 | 1 | Super Off Peak | 0 | 1 | 0 | Off Peak | 0 | 1 | 0 | Off Peak
2020-06-24 | 1 | 6 | 1 | 0 | 0 | 0 | 1.447 |  | 0 | 0 | 1 | Super Off Peak | 0 | 0 | 1 | Off Peak | 0 | 1 | Off Peak | 0 | 1 | Off Peak | 0 | 0 | 1 | Super Off Peak | 0 | 0 | 1 | Super Off Peak | 0 | 0 | 1 | Super Off Peak
2020-06-24 | 2 | 6 | 1 | 0 | 0 | 0 | 1.1831 |  | 0 | 0 | 1 | Super Off Peak | 0 | 0 | 1 | Off Peak | 0 | 1 | Off Peak | 0 | 1 | Off Peak | 0 | 0 | 1 | Super Off Peak | 0 | 0 | 1 | Super Off Peak | 0 | 0 | 1 | Super Off Peak
2020-06-24 | 3 | 6 | 1 | 0 | 0 | 0 | 1.0875 |  | 0 | 0 | 1 | Super Off Peak | 0 | 0 | 1 | Off Peak | 0 | 1 | Off Peak | 0 | 1 | Off Peak | 0 | 0 | 1 | Super Off Peak | 0 | 0 | 1 | Super Off Peak | 0 | 0 | 1 | Super Off Peak
2020-06-24 | 4 | 6 | 1 | 0 | 0 | 0 | 1.039 |  | 0 | 0 | 1 | Super Off Peak | 0 | 0 | 1 | Off Peak | 0 | 1 | Off Peak | 0 | 1 | Off Peak | 0 | 0 | 1 | Super Off Peak | 0 | 0 | 1 | Super Off Peak | 0 | 0 | 1 | Super Off Peak
2020-06-24 | 5 | 6 | 1 | 0 | 0 | 0 | 1.0236 |  | 0 | 0 | 1 | Super Off Peak | 0 | 0 | 1 | Off Peak | 0 | 1 | Off Peak | 0 | 1 | Off Peak | 0 | 0 | 1 | Super Off Peak | 0 | 0 | 1 | Super Off Peak | 0 | 0 | 1 | Super Off Peak
2020-06-24 | 6 | 6 | 1 | 0 | 0 | 0 | 1.0429 |  | 0 | 0 | 1 | Super Off Peak | 0 | 0 | 1 | Off Peak | 0 | 1 | Off Peak | 0 | 1 | Off Peak | 0 | 0 | 1 | Super Off Peak | 0 | 1 | 0 | Off Peak | 0 | 1 | 0 | Off Peak
2020-06-24 | 7 | 6 | 1 | 0 | 0 | 0 | 1.7413 |  | 0 | 1 | 0 | Off Peak | 0 | 1 | 0 | Semi Peak | 0 | 1 | Off Peak | 0 | 1 | Off Peak | 0 | 1 | 0 | Off Peak | 0 | 1 | 0 | Off Peak | 0 | 1 | 0 | Off Peak
2020-06-24 | 8 | 6 | 1 | 0 | 0 | 0 | 1.2605 |  | 0 | 1 | 0 | Off Peak | 0 | 1 | 0 | Semi Peak | 0 | 1 | Off Peak | 0 | 1 | Off Peak | 0 | 1 | 0 | Off Peak | 0 | 1 | 0 | Off Peak | 0 | 1 | 0 | Off Peak
2020-06-24 | 9 | 6 | 1 | 0 | 0 | 0 | 0.92264 |  | 0 | 1 | 0 | Off Peak | 0 | 1 | 0 | Semi Peak | 0 | 1 | Off Peak | 0 | 1 | Off Peak | 0 | 1 | 0 | Off Peak | 0 | 1 | 0 | Off Peak | 0 | 1 | 0 | Off Peak
2020-06-24 | 10 | 6 | 1 | 0 | 0 | 0 | 0.62916 |  | 0 | 1 | 0 | Off Peak | 0 | 1 | 0 | Semi Peak | 0 | 1 | Off Peak | 0 | 1 | Off Peak | 0 | 1 | 0 | Off Peak | 0 | 1 | 0 | Off Peak | 0 | 1 | 0 | Off Peak
2020-06-24 | 11 | 6 | 1 | 0 | 0 | 0 | 0.3454 |  | 0 | 1 | 0 | Off Peak | 0 | 1 | 0 | Semi Peak | 0 | 1 | Off Peak | 0 | 1 | Off Peak | 0 | 1 | 0 | Off Peak | 0 | 1 | 0 | Off Peak | 0 | 1 | 0 | Off Peak
2020-06-24 | 12 | 6 | 1 | 0 | 0 | 0 | 0.24906 |  | 0 | 1 | 0 | Off Peak | 1 | 0 | 0 | On Peak | 0 | 1 | Off Peak | 0 | 1 | Off Peak | 1 | 0 | 0 | On Peak | 0 | 1 | 0 | Off Peak | 0 | 1 | 0 | Off Peak
2020-06-24 | 13 | 6 | 1 | 0 | 0 | 0 | 0.19535 |  | 0 | 1 | 0 | Off Peak | 1 | 0 | 0 | On Peak | 0 | 1 | Off Peak | 1 | 0 | On Peak | 1 | 0 | 0 | On Peak | 1 | 0 | 0 | On Peak | 1 | 0 | 0 | On Peak
2020-06-24 | 14 | 6 | 1 | 0 | 0 | 0 | 0.20918 |  | 0 | 1 | 0 | Off Peak | 1 | 0 | 0 | On Peak | 0 | 1 | Off Peak | 1 | 0 | On Peak | 1 | 0 | 0 | On Peak | 1 | 0 | 0 | On Peak | 1 | 0 | 0 | On Peak
2020-06-24 | 15 | 6 | 1 | 0 | 0 | 0 | 0.30936 |  | 0 | 1 | 0 | Off Peak | 1 | 0 | 0 | On Peak | 0 | 1 | Off Peak | 1 | 0 | On Peak | 1 | 0 | 0 | On Peak | 1 | 0 | 0 | On Peak | 1 | 0 | 0 | On Peak
2020-06-24 | 16 | 6 | 1 | 0 | 0 | 0 | 0.54064 |  | 0 | 1 | 0 | Off Peak | 1 | 0 | 0 | On Peak | 0 | 1 | Off Peak | 1 | 0 | On Peak | 1 | 0 | 0 | On Peak | 1 | 0 | 0 | On Peak | 1 | 0 | 0 | On Peak
2020-06-24 | 17 | 6 | 1 | 0 | 0 | 0 | 0.91694 |  | 1 | 0 | 0 | On Peak | 1 | 0 | 0 | On Peak | 1 | 0 | On Peak | 1 | 0 | On Peak | 1 | 0 | 0 | On Peak | 1 | 0 | 0 | On Peak | 1 | 0 | 0 | On Peak
2020-06-24 | 18 | 6 | 1 | 0 | 0 | 0 | 1.448 |  | 1 | 0 | 0 | On Peak | 1 | 0 | 0 | On Peak | 1 | 0 | On Peak | 1 | 0 | On Peak | 1 | 0 | 0 | On Peak | 1 | 0 | 0 | On Peak | 1 | 0 | 0 | On Peak
2020-06-24 | 19 | 6 | 1 | 0 | 0 | 0 | 2.407 |  | 1 | 0 | 0 | On Peak | 0 | 1 | 0 | Semi Peak | 1 | 0 | On Peak | 0 | 1 | Off Peak | 0 | 1 | 0 | Off Peak | 1 | 0 | 0 | On Peak | 0 | 1 | 0 | Off Peak
2020-06-24 | 20 | 6 | 1 | 0 | 0 | 0 | 3.1389 |  | 1 | 0 | 0 | On Peak | 0 | 1 | 0 | Semi Peak | 1 | 0 | On Peak | 0 | 1 | Off Peak | 0 | 1 | 0 | Off Peak | 1 | 0 | 0 | On Peak | 0 | 1 | 0 | Off Peak
2020-06-24 | 21 | 6 | 1 | 0 | 0 | 0 | 3.2844 |  | 1 | 0 | 0 | On Peak | 0 | 1 | 0 | Semi Peak | 1 | 0 | On Peak | 0 | 1 | Off Peak | 0 | 1 | 0 | Off Peak | 0 | 1 | 0 | Off Peak | 0 | 1 | 0 | Off Peak
2020-06-24 | 22 | 6 | 1 | 0 | 0 | 0 | 3.4053 |  | 0 | 1 | 0 | Off Peak | 0 | 1 | 0 | Semi Peak | 0 | 1 | Off Peak | 0 | 1 | Off Peak | 0 | 1 | 0 | Off Peak | 0 | 1 | 0 | Off Peak | 0 | 1 | 0 | Off Peak
2020-06-24 | 23 | 6 | 1 | 0 | 0 | 0 | 1.8137 |  | 0 | 1 | 0 | Off Peak | 0 | 0 | 1 | Off Peak | 0 | 1 | Off Peak | 0 | 1 | Off Peak | 0 | 0 | 1 | Super Off Peak | 0 | 1 | 0 | Off Peak | 0 | 1 | 0 | Off Peak
2020-06-24 | 24 | 6 | 1 | 0 | 0 | 0 | 1.6067 |  | 0 | 1 | 0 | Off Peak | 0 | 0 | 1 | Off Peak | 0 | 1 | Off Peak | 0 | 1 | Off Peak | 0 | 0 | 1 | Super Off Peak | 0 | 1 | 0 | Off Peak | 0 | 1 | 0 | Off Peak
2020-06-25 | 1 | 6 | 1 | 0 | 0 | 0 | 1.3524 |  | 0 | 0 | 1 | Super Off Peak | 0 | 0 | 1 | Off Peak | 0 | 1 | Off Peak | 0 | 1 | Off Peak | 0 | 0 | 1 | Super Off Peak | 0 | 0 | 1 | Super Off Peak | 0 | 0 | 1 | Super Off Peak
2020-06-25 | 2 | 6 | 1 | 0 | 0 | 0 | 1.3047 |  | 0 | 0 | 1 | Super Off Peak | 0 | 0 | 1 | Off Peak | 0 | 1 | Off Peak | 0 | 1 | Off Peak | 0 | 0 | 1 | Super Off Peak | 0 | 0 | 1 | Super Off Peak | 0 | 0 | 1 | Super Off Peak
2020-06-25 | 3 | 6 | 1 | 0 | 0 | 0 | 1.162 |  | 0 | 0 | 1 | Super Off Peak | 0 | 0 | 1 | Off Peak | 0 | 1 | Off Peak | 0 | 1 | Off Peak | 0 | 0 | 1 | Super Off Peak | 0 | 0 | 1 | Super Off Peak | 0 | 0 | 1 | Super Off Peak
2020-06-25 | 4 | 6 | 1 | 0 | 0 | 0 | 1.1015 |  | 0 | 0 | 1 | Super Off Peak | 0 | 0 | 1 | Off Peak | 0 | 1 | Off Peak | 0 | 1 | Off Peak | 0 | 0 | 1 | Super Off Peak | 0 | 0 | 1 | Super Off Peak | 0 | 0 | 1 | Super Off Peak
2020-06-25 | 5 | 6 | 1 | 0 | 0 | 0 | 1.0789 |  | 0 | 0 | 1 | Super Off Peak | 0 | 0 | 1 | Off Peak | 0 | 1 | Off Peak | 0 | 1 | Off Peak | 0 | 0 | 1 | Super Off Peak | 0 | 0 | 1 | Super Off Peak | 0 | 0 | 1 | Super Off Peak
2020-06-25 | 6 | 6 | 1 | 0 | 0 | 0 | 1.0909 |  | 0 | 0 | 1 | Super Off Peak | 0 | 0 | 1 | Off Peak | 0 | 1 | Off Peak | 0 | 1 | Off Peak | 0 | 0 | 1 | Super Off Peak | 0 | 1 | 0 | Off Peak | 0 | 1 | 0 | Off Peak
2020-06-25 | 7 | 6 | 1 | 0 | 0 | 0 | 1.8524 |  | 0 | 1 | 0 | Off Peak | 0 | 1 | 0 | Semi Peak | 0 | 1 | Off Peak | 0 | 1 | Off Peak | 0 | 1 | 0 | Off Peak | 0 | 1 | 0 | Off Peak | 0 | 1 | 0 | Off Peak
2020-06-25 | 8 | 6 | 1 | 0 | 0 | 0 | 1.3118 |  | 0 | 1 | 0 | Off Peak | 0 | 1 | 0 | Semi Peak | 0 | 1 | Off Peak | 0 | 1 | Off Peak | 0 | 1 | 0 | Off Peak | 0 | 1 | 0 | Off Peak | 0 | 1 | 0 | Off Peak
2020-06-25 | 9 | 6 | 1 | 0 | 0 | 0 | 0.98726 |  | 0 | 1 | 0 | Off Peak | 0 | 1 | 0 | Semi Peak | 0 | 1 | Off Peak | 0 | 1 | Off Peak | 0 | 1 | 0 | Off Peak | 0 | 1 | 0 | Off Peak | 0 | 1 | 0 | Off Peak
2020-06-25 | 10 | 6 | 1 | 0 | 0 | 0 | 0.7568 |  | 0 | 1 | 0 | Off Peak | 0 | 1 | 0 | Semi Peak | 0 | 1 | Off Peak | 0 | 1 | Off Peak | 0 | 1 | 0 | Off Peak | 0 | 1 | 0 | Off Peak | 0 | 1 | 0 | Off Peak
2020-06-25 | 11 | 6 | 1 | 0 | 0 | 0 | 0.50376 |  | 0 | 1 | 0 | Off Peak | 0 | 1 | 0 | Semi Peak | 0 | 1 | Off Peak | 0 | 1 | Off Peak | 0 | 1 | 0 | Off Peak | 0 | 1 | 0 | Off Peak | 0 | 1 | 0 | Off Peak
2020-06-25 | 12 | 6 | 1 | 0 | 0 | 0 | 0.39452 |  | 0 | 1 | 0 | Off Peak | 1 | 0 | 0 | On Peak | 0 | 1 | Off Peak | 0 | 1 | Off Peak | 1 | 0 | 0 | On Peak | 0 | 1 | 0 | Off Peak | 0 | 1 | 0 | Off Peak
2020-06-25 | 13 | 6 | 1 | 0 | 0 | 0 | 0.33615 |  | 0 | 1 | 0 | Off Peak | 1 | 0 | 0 | On Peak | 0 | 1 | Off Peak | 1 | 0 | On Peak | 1 | 0 | 0 | On Peak | 1 | 0 | 0 | On Peak | 1 | 0 | 0 | On Peak
2020-06-25 | 14 | 6 | 1 | 0 | 0 | 0 | 0.34871 |  | 0 | 1 | 0 | Off Peak | 1 | 0 | 0 | On Peak | 0 | 1 | Off Peak | 1 | 0 | On Peak | 1 | 0 | 0 | On Peak | 1 | 0 | 0 | On Peak | 1 | 0 | 0 | On Peak
2020-06-25 | 15 | 6 | 1 | 0 | 0 | 0 | 0.51759 |  | 0 | 1 | 0 | Off Peak | 1 | 0 | 0 | On Peak | 0 | 1 | Off Peak | 1 | 0 | On Peak | 1 | 0 | 0 | On Peak | 1 | 0 | 0 | On Peak | 1 | 0 | 0 | On Peak
2020-06-25 | 16 | 6 | 1 | 0 | 0 | 0 | 0.77272 |  | 0 | 1 | 0 | Off Peak | 1 | 0 | 0 | On Peak | 0 | 1 | Off Peak | 1 | 0 | On Peak | 1 | 0 | 0 | On Peak | 1 | 0 | 0 | On Peak | 1 | 0 | 0 | On Peak
2020-06-25 | 17 | 6 | 1 | 0 | 0 | 0 | 1.1245 |  | 1 | 0 | 0 | On Peak | 1 | 0 | 0 | On Peak | 1 | 0 | On Peak | 1 | 0 | On Peak | 1 | 0 | 0 | On Peak | 1 | 0 | 0 | On Peak | 1 | 0 | 0 | On Peak
2020-06-25 | 18 | 6 | 1 | 0 | 0 | 0 | 1.6652 |  | 1 | 0 | 0 | On Peak | 1 | 0 | 0 | On Peak | 1 | 0 | On Peak | 1 | 0 | On Peak | 1 | 0 | 0 | On Peak | 1 | 0 | 0 | On Peak | 1 | 0 | 0 | On Peak
2020-06-25 | 19 | 6 | 1 | 0 | 0 | 0 | 2.6602 |  | 1 | 0 | 0 | On Peak | 0 | 1 | 0 | Semi Peak | 1 | 0 | On Peak | 0 | 1 | Off Peak | 0 | 1 | 0 | Off Peak | 1 | 0 | 0 | On Peak | 0 | 1 | 0 | Off Peak
2020-06-25 | 20 | 6 | 1 | 0 | 0 | 0 | 3.3665 |  | 1 | 0 | 0 | On Peak | 0 | 1 | 0 | Semi Peak | 1 | 0 | On Peak | 0 | 1 | Off Peak | 0 | 1 | 0 | Off Peak | 1 | 0 | 0 | On Peak | 0 | 1 | 0 | Off Peak
2020-06-25 | 21 | 6 | 1 | 0 | 0 | 0 | 3.4992 |  | 1 | 0 | 0 | On Peak | 0 | 1 | 0 | Semi Peak | 1 | 0 | On Peak | 0 | 1 | Off Peak | 0 | 1 | 0 | Off Peak | 0 | 1 | 0 | Off Peak | 0 | 1 | 0 | Off Peak
2020-06-25 | 22 | 6 | 1 | 0 | 0 | 0 | 3.6247 |  | 0 | 1 | 0 | Off Peak | 0 | 1 | 0 | Semi Peak | 0 | 1 | Off Peak | 0 | 1 | Off Peak | 0 | 1 | 0 | Off Peak | 0 | 1 | 0 | Off Peak | 0 | 1 | 0 | Off Peak
2020-06-25 | 23 | 6 | 1 | 0 | 0 | 0 | 1.953 |  | 0 | 1 | 0 | Off Peak | 0 | 0 | 1 | Off Peak | 0 | 1 | Off Peak | 0 | 1 | Off Peak | 0 | 0 | 1 | Super Off Peak | 0 | 1 | 0 | Off Peak | 0 | 1 | 0 | Off Peak
2020-06-25 | 24 | 6 | 1 | 0 | 0 | 0 | 1.7481 |  | 0 | 1 | 0 | Off Peak | 0 | 0 | 1 | Off Peak | 0 | 1 | Off Peak | 0 | 1 | Off Peak | 0 | 0 | 1 | Super Off Peak | 0 | 1 | 0 | Off Peak | 0 | 1 | 0 | Off Peak
2020-06-26 | 1 | 6 | 1 | 0 | 0 | 0 | 1.5074 |  | 0 | 0 | 1 | Super Off Peak | 0 | 0 | 1 | Off Peak | 0 | 1 | Off Peak | 0 | 1 | Off Peak | 0 | 0 | 1 | Super Off Peak | 0 | 0 | 1 | Super Off Peak | 0 | 0 | 1 | Super Off Peak
2020-06-26 | 2 | 6 | 1 | 0 | 0 | 0 | 1.1522 |  | 0 | 0 | 1 | Super Off Peak | 0 | 0 | 1 | Off Peak | 0 | 1 | Off Peak | 0 | 1 | Off Peak | 0 | 0 | 1 | Super Off Peak | 0 | 0 | 1 | Super Off Peak | 0 | 0 | 1 | Super Off Peak
2020-06-26 | 3 | 6 | 1 | 0 | 0 | 0 | 1.0403 |  | 0 | 0 | 1 | Super Off Peak | 0 | 0 | 1 | Off Peak | 0 | 1 | Off Peak | 0 | 1 | Off Peak | 0 | 0 | 1 | Super Off Peak | 0 | 0 | 1 | Super Off Peak | 0 | 0 | 1 | Super Off Peak
2020-06-26 | 4 | 6 | 1 | 0 | 0 | 0 | 0.99385 |  | 0 | 0 | 1 | Super Off Peak | 0 | 0 | 1 | Off Peak | 0 | 1 | Off Peak | 0 | 1 | Off Peak | 0 | 0 | 1 | Super Off Peak | 0 | 0 | 1 | Super Off Peak | 0 | 0 | 1 | Super Off Peak
2020-06-26 | 5 | 6 | 1 | 0 | 0 | 0 | 0.98002 |  | 0 | 0 | 1 | Super Off Peak | 0 | 0 | 1 | Off Peak | 0 | 1 | Off Peak | 0 | 1 | Off Peak | 0 | 0 | 1 | Super Off Peak | 0 | 0 | 1 | Super Off Peak | 0 | 0 | 1 | Super Off Peak
2020-06-26 | 6 | 6 | 1 | 0 | 0 | 0 | 1.0013 |  | 0 | 0 | 1 | Super Off Peak | 0 | 0 | 1 | Off Peak | 0 | 1 | Off Peak | 0 | 1 | Off Peak | 0 | 0 | 1 | Super Off Peak | 0 | 1 | 0 | Off Peak | 0 | 1 | 0 | Off Peak
2020-06-26 | 7 | 6 | 1 | 0 | 0 | 0 | 1.6691 |  | 0 | 1 | 0 | Off Peak | 0 | 1 | 0 | Semi Peak | 0 | 1 | Off Peak | 0 | 1 | Off Peak | 0 | 1 | 0 | Off Peak | 0 | 1 | 0 | Off Peak | 0 | 1 | 0 | Off Peak
2020-06-26 | 8 | 6 | 1 | 0 | 0 | 0 | 1.1965 |  | 0 | 1 | 0 | Off Peak | 0 | 1 | 0 | Semi Peak | 0 | 1 | Off Peak | 0 | 1 | Off Peak | 0 | 1 | 0 | Off Peak | 0 | 1 | 0 | Off Peak | 0 | 1 | 0 | Off Peak
2020-06-26 | 9 | 6 | 1 | 0 | 0 | 0 | 0.81172 |  | 0 | 1 | 0 | Off Peak | 0 | 1 | 0 | Semi Peak | 0 | 1 | Off Peak | 0 | 1 | Off Peak | 0 | 1 | 0 | Off Peak | 0 | 1 | 0 | Off Peak | 0 | 1 | 0 | Off Peak
2020-06-26 | 10 | 6 | 1 | 0 | 0 | 0 | 0.49805 |  | 0 | 1 | 0 | Off Peak | 0 | 1 | 0 | Semi Peak | 0 | 1 | Off Peak | 0 | 1 | Off Peak | 0 | 1 | 0 | Off Peak | 0 | 1 | 0 | Off Peak | 0 | 1 | 0 | Off Peak
2020-06-26 | 11 | 6 | 1 | 0 | 0 | 0 | 0.20346 |  | 0 | 1 | 0 | Off Peak | 0 | 1 | 0 | Semi Peak | 0 | 1 | Off Peak | 0 | 1 | Off Peak | 0 | 1 | 0 | Off Peak | 0 | 1 | 0 | Off Peak | 0 | 1 | 0 | Off Peak
2020-06-26 | 12 | 6 | 1 | 0 | 0 | 0 | 0.046162 |  | 0 | 1 | 0 | Off Peak | 1 | 0 | 0 | On Peak | 0 | 1 | Off Peak | 0 | 1 | Off Peak | 1 | 0 | 0 | On Peak | 0 | 1 | 0 | Off Peak | 0 | 1 | 0 | Off Peak
2020-06-26 | 13 | 6 | 1 | 0 | 0 | 0 | -0.041968 |  | 0 | 1 | 0 | Off Peak | 1 | 0 | 0 | On Peak | 0 | 1 | Off Peak | 1 | 0 | On Peak | 1 | 0 | 0 | On Peak | 1 | 0 | 0 | On Peak | 1 | 0 | 0 | On Peak
2020-06-26 | 14 | 6 | 1 | 0 | 0 | 0 | -0.048703 |  | 0 | 1 | 0 | Off Peak | 1 | 0 | 0 | On Peak | 0 | 1 | Off Peak | 1 | 0 | On Peak | 1 | 0 | 0 | On Peak | 1 | 0 | 0 | On Peak | 1 | 0 | 0 | On Peak
2020-06-26 | 15 | 6 | 1 | 0 | 0 | 0 | 0.037977 |  | 0 | 1 | 0 | Off Peak | 1 | 0 | 0 | On Peak | 0 | 1 | Off Peak | 1 | 0 | On Peak | 1 | 0 | 0 | On Peak | 1 | 0 | 0 | On Peak | 1 | 0 | 0 | On Peak
2020-06-26 | 16 | 6 | 1 | 0 | 0 | 0 | 0.29217 |  | 0 | 1 | 0 | Off Peak | 1 | 0 | 0 | On Peak | 0 | 1 | Off Peak | 1 | 0 | On Peak | 1 | 0 | 0 | On Peak | 1 | 0 | 0 | On Peak | 1 | 0 | 0 | On Peak
2020-06-26 | 17 | 6 | 1 | 0 | 0 | 0 | 0.66404 |  | 1 | 0 | 0 | On Peak | 1 | 0 | 0 | On Peak | 1 | 0 | On Peak | 1 | 0 | On Peak | 1 | 0 | 0 | On Peak | 1 | 0 | 0 | On Peak | 1 | 0 | 0 | On Peak
2020-06-26 | 18 | 6 | 1 | 0 | 0 | 0 | 1.2368 |  | 1 | 0 | 0 | On Peak | 1 | 0 | 0 | On Peak | 1 | 0 | On Peak | 1 | 0 | On Peak | 1 | 0 | 0 | On Peak | 1 | 0 | 0 | On Peak | 1 | 0 | 0 | On Peak
2020-06-26 | 19 | 6 | 1 | 0 | 0 | 0 | 2.2077 |  | 1 | 0 | 0 | On Peak | 0 | 1 | 0 | Semi Peak | 1 | 0 | On Peak | 0 | 1 | Off Peak | 0 | 1 | 0 | Off Peak | 1 | 0 | 0 | On Peak | 0 | 1 | 0 | Off Peak
2020-06-26 | 20 | 6 | 1 | 0 | 0 | 0 | 2.9238 |  | 1 | 0 | 0 | On Peak | 0 | 1 | 0 | Semi Peak | 1 | 0 | On Peak | 0 | 1 | Off Peak | 0 | 1 | 0 | Off Peak | 1 | 0 | 0 | On Peak | 0 | 1 | 0 | Off Peak
2020-06-26 | 21 | 6 | 1 | 0 | 0 | 0 | 3.0779 |  | 1 | 0 | 0 | On Peak | 0 | 1 | 0 | Semi Peak | 1 | 0 | On Peak | 0 | 1 | Off Peak | 0 | 1 | 0 | Off Peak | 0 | 1 | 0 | Off Peak | 0 | 1 | 0 | Off Peak
2020-06-26 | 22 | 6 | 1 | 0 | 0 | 0 | 3.2515 |  | 0 | 1 | 0 | Off Peak | 0 | 1 | 0 | Semi Peak | 0 | 1 | Off Peak | 0 | 1 | Off Peak | 0 | 1 | 0 | Off Peak | 0 | 1 | 0 | Off Peak | 0 | 1 | 0 | Off Peak
2020-06-26 | 23 | 6 | 1 | 0 | 0 | 0 | 1.7477 |  | 0 | 1 | 0 | Off Peak | 0 | 0 | 1 | Off Peak | 0 | 1 | Off Peak | 0 | 1 | Off Peak | 0 | 0 | 1 | Super Off Peak | 0 | 1 | 0 | Off Peak | 0 | 1 | 0 | Off Peak
2020-06-26 | 24 | 6 | 1 | 0 | 0 | 0 | 1.5537 |  | 0 | 1 | 0 | Off Peak | 0 | 0 | 1 | Off Peak | 0 | 1 | Off Peak | 0 | 1 | Off Peak | 0 | 0 | 1 | Super Off Peak | 0 | 1 | 0 | Off Peak | 0 | 1 | 0 | Off Peak
2020-06-27 | 1 | 6 | 1 | 1 | 0 | 0 | 1.3043 |  | 0 | 0 | 1 | Super Off Peak | 0 | 0 | 1 | Off Peak | 0 | 1 | Off Peak | 0 | 1 | Off Peak | 0 | 0 | 1 | Super Off Peak | 0 | 0 | 1 | Super Off Peak | 0 | 0 | 1 | Super Off Peak
2020-06-27 | 2 | 6 | 1 | 1 | 0 | 0 | 1.0389 |  | 0 | 0 | 1 | Super Off Peak | 0 | 0 | 1 | Off Peak | 0 | 1 | Off Peak | 0 | 1 | Off Peak | 0 | 0 | 1 | Super Off Peak | 0 | 0 | 1 | Super Off Peak | 0 | 0 | 1 | Super Off Peak
2020-06-27 | 3 | 6 | 1 | 1 | 0 | 0 | 0.96092 |  | 0 | 0 | 1 | Super Off Peak | 0 | 0 | 1 | Off Peak | 0 | 1 | Off Peak | 0 | 1 | Off Peak | 0 | 0 | 1 | Super Off Peak | 0 | 0 | 1 | Super Off Peak | 0 | 0 | 1 | Super Off Peak
2020-06-27 | 4 | 6 | 1 | 1 | 0 | 0 | 0.91456 |  | 0 | 0 | 1 | Super Off Peak | 0 | 0 | 1 | Off Peak | 0 | 1 | Off Peak | 0 | 1 | Off Peak | 0 | 0 | 1 | Super Off Peak | 0 | 0 | 1 | Super Off Peak | 0 | 0 | 1 | Super Off Peak
2020-06-27 | 5 | 6 | 1 | 1 | 0 | 0 | 0.90908 |  | 0 | 0 | 1 | Super Off Peak | 0 | 0 | 1 | Off Peak | 0 | 1 | Off Peak | 0 | 1 | Off Peak | 0 | 0 | 1 | Super Off Peak | 0 | 0 | 1 | Super Off Peak | 0 | 0 | 1 | Super Off Peak
2020-06-27 | 6 | 6 | 1 | 1 | 0 | 0 | 0.94181 |  | 0 | 0 | 1 | Super Off Peak | 0 | 0 | 1 | Off Peak | 0 | 1 | Off Peak | 0 | 1 | Off Peak | 0 | 0 | 1 | Super Off Peak | 0 | 1 | 0 | Off Peak | 0 | 1 | 0 | Off Peak
2020-06-27 | 7 | 6 | 1 | 1 | 0 | 0 | 1.6047 |  | 0 | 0 | 1 | Super Off Peak | 0 | 0 | 1 | Off Peak | 0 | 1 | Off Peak | 0 | 1 | Off Peak | 0 | 0 | 1 | Super Off Peak | 0 | 1 | 0 | Off Peak | 0 | 1 | 0 | Off Peak
2020-06-27 | 8 | 6 | 1 | 1 | 0 | 0 | 1.171 |  | 0 | 0 | 1 | Super Off Peak | 0 | 0 | 1 | Off Peak | 0 | 1 | Off Peak | 0 | 1 | Off Peak | 0 | 0 | 1 | Super Off Peak | 0 | 1 | 0 | Off Peak | 0 | 1 | 0 | Off Peak
2020-06-27 | 9 | 6 | 1 | 1 | 0 | 0 | 0.78896 |  | 0 | 0 | 1 | Super Off Peak | 0 | 0 | 1 | Off Peak | 0 | 1 | Off Peak | 0 | 1 | Off Peak | 0 | 0 | 1 | Super Off Peak | 0 | 1 | 0 | Off Peak | 0 | 1 | 0 | Off Peak
2020-06-27 | 10 | 6 | 1 | 1 | 0 | 0 | 0.4803 |  | 0 | 0 | 1 | Super Off Peak | 0 | 0 | 1 | Off Peak | 0 | 1 | Off Peak | 0 | 1 | Off Peak | 0 | 0 | 1 | Super Off Peak | 0 | 1 | 0 | Off Peak | 0 | 1 | 0 | Off Peak
2020-06-27 | 11 | 6 | 1 | 1 | 0 | 0 | 0.14224 |  | 0 | 0 | 1 | Super Off Peak | 0 | 0 | 1 | Off Peak | 0 | 1 | Off Peak | 0 | 1 | Off Peak | 0 | 0 | 1 | Super Off Peak | 0 | 1 | 0 | Off Peak | 0 | 1 | 0 | Off Peak
2020-06-27 | 12 | 6 | 1 | 1 | 0 | 0 | -0.094223 |  | 0 | 0 | 1 | Super Off Peak | 0 | 0 | 1 | Off Peak | 0 | 1 | Off Peak | 0 | 1 | Off Peak | 0 | 0 | 1 | Super Off Peak | 0 | 1 | 0 | Off Peak | 0 | 1 | 0 | Off Peak
2020-06-27 | 13 | 6 | 1 | 1 | 0 | 0 | -0.23311 |  | 0 | 0 | 1 | Super Off Peak | 0 | 0 | 1 | Off Peak | 0 | 1 | Off Peak | 0 | 1 | Off Peak | 0 | 0 | 1 | Super Off Peak | 1 | 0 | 0 | On Peak | 1 | 0 | 0 | On Peak
2020-06-27 | 14 | 6 | 1 | 1 | 0 | 0 | -0.29424 |  | 0 | 0 | 1 | Super Off Peak | 0 | 0 | 1 | Off Peak | 0 | 1 | Off Peak | 0 | 1 | Off Peak | 0 | 0 | 1 | Super Off Peak | 1 | 0 | 0 | On Peak | 1 | 0 | 0 | On Peak
2020-06-27 | 15 | 6 | 1 | 1 | 0 | 0 | -0.25575 |  | 0 | 1 | 0 | Off Peak | 0 | 0 | 1 | Off Peak | 0 | 1 | Off Peak | 0 | 1 | Off Peak | 0 | 0 | 1 | Super Off Peak | 1 | 0 | 0 | On Peak | 1 | 0 | 0 | On Peak
2020-06-27 | 16 | 6 | 1 | 1 | 0 | 0 | -0.065991 |  | 0 | 1 | 0 | Off Peak | 0 | 0 | 1 | Off Peak | 0 | 1 | Off Peak | 0 | 1 | Off Peak | 0 | 0 | 1 | Super Off Peak | 1 | 0 | 0 | On Peak | 1 | 0 | 0 | On Peak
2020-06-27 | 17 | 6 | 1 | 1 | 0 | 0 | 0.22841 |  | 1 | 0 | 0 | On Peak | 0 | 0 | 1 | Off Peak | 0 | 1 | Off Peak | 0 | 1 | Off Peak | 0 | 0 | 1 | Super Off Peak | 1 | 0 | 0 | On Peak | 1 | 0 | 0 | On Peak
2020-06-27 | 18 | 6 | 1 | 1 | 0 | 0 | 0.72991 |  | 1 | 0 | 0 | On Peak | 0 | 0 | 1 | Off Peak | 0 | 1 | Off Peak | 0 | 1 | Off Peak | 0 | 0 | 1 | Super Off Peak | 1 | 0 | 0 | On Peak | 1 | 0 | 0 | On Peak
2020-06-27 | 19 | 6 | 1 | 1 | 0 | 0 | 1.6337 |  | 1 | 0 | 0 | On Peak | 0 | 0 | 1 | Off Peak | 0 | 1 | Off Peak | 0 | 1 | Off Peak | 0 | 0 | 1 | Super Off Peak | 1 | 0 | 0 | On Peak | 0 | 1 | 0 | Off Peak
2020-06-27 | 20 | 6 | 1 | 1 | 0 | 0 | 2.3644 |  | 1 | 0 | 0 | On Peak | 0 | 0 | 1 | Off Peak | 0 | 1 | Off Peak | 0 | 1 | Off Peak | 0 | 0 | 1 | Super Off Peak | 1 | 0 | 0 | On Peak | 0 | 1 | 0 | Off Peak
2020-06-27 | 21 | 6 | 1 | 1 | 0 | 0 | 2.6146 |  | 1 | 0 | 0 | On Peak | 0 | 0 | 1 | Off Peak | 0 | 1 | Off Peak | 0 | 1 | Off Peak | 0 | 0 | 1 | Super Off Peak | 0 | 1 | 0 | Off Peak | 0 | 1 | 0 | Off Peak
2020-06-27 | 22 | 6 | 1 | 1 | 0 | 0 | 2.9188 |  | 0 | 1 | 0 | Off Peak | 0 | 0 | 1 | Off Peak | 0 | 1 | Off Peak | 0 | 1 | Off Peak | 0 | 0 | 1 | Super Off Peak | 0 | 1 | 0 | Off Peak | 0 | 1 | 0 | Off Peak
2020-06-27 | 23 | 6 | 1 | 1 | 0 | 0 | 1.5417 |  | 0 | 1 | 0 | Off Peak | 0 | 0 | 1 | Off Peak | 0 | 1 | Off Peak | 0 | 1 | Off Peak | 0 | 0 | 1 | Super Off Peak | 0 | 1 | 0 | Off Peak | 0 | 1 | 0 | Off Peak
2020-06-27 | 24 | 6 | 1 | 1 | 0 | 0 | 1.3675 |  | 0 | 1 | 0 | Off Peak | 0 | 0 | 1 | Off Peak | 0 | 1 | Off Peak | 0 | 1 | Off Peak | 0 | 0 | 1 | Super Off Peak | 0 | 1 | 0 | Off Peak | 0 | 1 | 0 | Off Peak
2020-06-28 | 1 | 6 | 1 | 1 | 1 | 0 | 1.175 |  | 0 | 0 | 1 | Super Off Peak | 0 | 0 | 1 | Off Peak | 0 | 1 | Off Peak | 0 | 1 | Off Peak | 0 | 0 | 1 | Super Off Peak | 0 | 0 | 1 | Super Off Peak | 0 | 0 | 1 | Super Off Peak
2020-06-28 | 2 | 6 | 1 | 1 | 1 | 0 | 1.0181 |  | 0 | 0 | 1 | Super Off Peak | 0 | 0 | 1 | Off Peak | 0 | 1 | Off Peak | 0 | 1 | Off Peak | 0 | 0 | 1 | Super Off Peak | 0 | 0 | 1 | Super Off Peak | 0 | 0 | 1 | Super Off Peak
2020-06-28 | 3 | 6 | 1 | 1 | 1 | 0 | 0.93905 |  | 0 | 0 | 1 | Super Off Peak | 0 | 0 | 1 | Off Peak | 0 | 1 | Off Peak | 0 | 1 | Off Peak | 0 | 0 | 1 | Super Off Peak | 0 | 0 | 1 | Super Off Peak | 0 | 0 | 1 | Super Off Peak
2020-06-28 | 4 | 6 | 1 | 1 | 1 | 0 | 0.90641 |  | 0 | 0 | 1 | Super Off Peak | 0 | 0 | 1 | Off Peak | 0 | 1 | Off Peak | 0 | 1 | Off Peak | 0 | 0 | 1 | Super Off Peak | 0 | 0 | 1 | Super Off Peak | 0 | 0 | 1 | Super Off Peak
2020-06-28 | 5 | 6 | 1 | 1 | 1 | 0 | 0.90432 |  | 0 | 0 | 1 | Super Off Peak | 0 | 0 | 1 | Off Peak | 0 | 1 | Off Peak | 0 | 1 | Off Peak | 0 | 0 | 1 | Super Off Peak | 0 | 0 | 1 | Super Off Peak | 0 | 0 | 1 | Super Off Peak
2020-06-28 | 6 | 6 | 1 | 1 | 1 | 0 | 0.9419 |  | 0 | 0 | 1 | Super Off Peak | 0 | 0 | 1 | Off Peak | 0 | 1 | Off Peak | 0 | 1 | Off Peak | 0 | 0 | 1 | Super Off Peak | 0 | 1 | 0 | Off Peak | 0 | 1 | 0 | Off Peak
2020-06-28 | 7 | 6 | 1 | 1 | 1 | 0 | 0.90583 |  | 0 | 0 | 1 | Super Off Peak | 0 | 0 | 1 | Off Peak | 0 | 1 | Off Peak | 0 | 1 | Off Peak | 0 | 0 | 1 | Super Off Peak | 0 | 1 | 0 | Off Peak | 0 | 1 | 0 | Off Peak
2020-06-28 | 8 | 6 | 1 | 1 | 1 | 0 | 0.69716 |  | 0 | 0 | 1 | Super Off Peak | 0 | 0 | 1 | Off Peak | 0 | 1 | Off Peak | 0 | 1 | Off Peak | 0 | 0 | 1 | Super Off Peak | 0 | 1 | 0 | Off Peak | 0 | 1 | 0 | Off Peak
2020-06-28 | 9 | 6 | 1 | 1 | 1 | 0 | 0.51241 |  | 0 | 0 | 1 | Super Off Peak | 0 | 0 | 1 | Off Peak | 0 | 1 | Off Peak | 0 | 1 | Off Peak | 0 | 0 | 1 | Super Off Peak | 0 | 1 | 0 | Off Peak | 0 | 1 | 0 | Off Peak
2020-06-28 | 10 | 6 | 1 | 1 | 1 | 0 | 0.32654 |  | 0 | 0 | 1 | Super Off Peak | 0 | 0 | 1 | Off Peak | 0 | 1 | Off Peak | 0 | 1 | Off Peak | 0 | 0 | 1 | Super Off Peak | 0 | 1 | 0 | Off Peak | 0 | 1 | 0 | Off Peak
2020-06-28 | 11 | 6 | 1 | 1 | 1 | 0 | 0.13552 |  | 0 | 0 | 1 | Super Off Peak | 0 | 0 | 1 | Off Peak | 0 | 1 | Off Peak | 0 | 1 | Off Peak | 0 | 0 | 1 | Super Off Peak | 0 | 1 | 0 | Off Peak | 0 | 1 | 0 | Off Peak
2020-06-28 | 12 | 6 | 1 | 1 | 1 | 0 | -0.0063648 |  | 0 | 0 | 1 | Super Off Peak | 0 | 0 | 1 | Off Peak | 0 | 1 | Off Peak | 0 | 1 | Off Peak | 0 | 0 | 1 | Super Off Peak | 0 | 1 | 0 | Off Peak | 0 | 1 | 0 | Off Peak
2020-06-28 | 13 | 6 | 1 | 1 | 1 | 0 | -0.093075 |  | 0 | 0 | 1 | Super Off Peak | 0 | 0 | 1 | Off Peak | 0 | 1 | Off Peak | 0 | 1 | Off Peak | 0 | 0 | 1 | Super Off Peak | 1 | 0 | 0 | On Peak | 1 | 0 | 0 | On Peak
2020-06-28 | 14 | 6 | 1 | 1 | 1 | 0 | -0.12824 |  | 0 | 0 | 1 | Super Off Peak | 0 | 0 | 1 | Off Peak | 0 | 1 | Off Peak | 0 | 1 | Off Peak | 0 | 0 | 1 | Super Off Peak | 1 | 0 | 0 | On Peak | 1 | 0 | 0 | On Peak
2020-06-28 | 15 | 6 | 1 | 1 | 1 | 0 | -0.094068 |  | 0 | 1 | 0 | Off Peak | 0 | 0 | 1 | Off Peak | 0 | 1 | Off Peak | 0 | 1 | Off Peak | 0 | 0 | 1 | Super Off Peak | 1 | 0 | 0 | On Peak | 1 | 0 | 0 | On Peak
2020-06-28 | 16 | 6 | 1 | 1 | 1 | 0 | 0.022014 |  | 0 | 1 | 0 | Off Peak | 0 | 0 | 1 | Off Peak | 0 | 1 | Off Peak | 0 | 1 | Off Peak | 0 | 0 | 1 | Super Off Peak | 1 | 0 | 0 | On Peak | 1 | 0 | 0 | On Peak
2020-06-28 | 17 | 6 | 1 | 1 | 1 | 0 | 0.18179 |  | 1 | 0 | 0 | On Peak | 0 | 0 | 1 | Off Peak | 0 | 1 | Off Peak | 0 | 1 | Off Peak | 0 | 0 | 1 | Super Off Peak | 1 | 0 | 0 | On Peak | 1 | 0 | 0 | On Peak
2020-06-28 | 18 | 6 | 1 | 1 | 1 | 0 | 0.45698 |  | 1 | 0 | 0 | On Peak | 0 | 0 | 1 | Off Peak | 0 | 1 | Off Peak | 0 | 1 | Off Peak | 0 | 0 | 1 | Super Off Peak | 1 | 0 | 0 | On Peak | 1 | 0 | 0 | On Peak
2020-06-28 | 19 | 6 | 1 | 1 | 1 | 0 | 0.9653 |  | 1 | 0 | 0 | On Peak | 0 | 0 | 1 | Off Peak | 0 | 1 | Off Peak | 0 | 1 | Off Peak | 0 | 0 | 1 | Super Off Peak | 1 | 0 | 0 | On Peak | 0 | 1 | 0 | Off Peak
2020-06-28 | 20 | 6 | 1 | 1 | 1 | 0 | 1.3626 |  | 1 | 0 | 0 | On Peak | 0 | 0 | 1 | Off Peak | 0 | 1 | Off Peak | 0 | 1 | Off Peak | 0 | 0 | 1 | Super Off Peak | 1 | 0 | 0 | On Peak | 0 | 1 | 0 | Off Peak
2020-06-28 | 21 | 6 | 1 | 1 | 1 | 0 | 1.498 |  | 1 | 0 | 0 | On Peak | 0 | 0 | 1 | Off Peak | 0 | 1 | Off Peak | 0 | 1 | Off Peak | 0 | 0 | 1 | Super Off Peak | 0 | 1 | 0 | Off Peak | 0 | 1 | 0 | Off Peak
2020-06-28 | 22 | 6 | 1 | 1 | 1 | 0 | 1.6779 |  | 0 | 1 | 0 | Off Peak | 0 | 0 | 1 | Off Peak | 0 | 1 | Off Peak | 0 | 1 | Off Peak | 0 | 0 | 1 | Super Off Peak | 0 | 1 | 0 | Off Peak | 0 | 1 | 0 | Off Peak
2020-06-28 | 23 | 6 | 1 | 1 | 1 | 0 | 1.5857 |  | 0 | 1 | 0 | Off Peak | 0 | 0 | 1 | Off Peak | 0 | 1 | Off Peak | 0 | 1 | Off Peak | 0 | 0 | 1 | Super Off Peak | 0 | 1 | 0 | Off Peak | 0 | 1 | 0 | Off Peak
2020-06-28 | 24 | 6 | 1 | 1 | 1 | 0 | 1.3607 |  | 0 | 1 | 0 | Off Peak | 0 | 0 | 1 | Off Peak | 0 | 1 | Off Peak | 0 | 1 | Off Peak | 0 | 0 | 1 | Super Off Peak | 0 | 1 | 0 | Off Peak | 0 | 1 | 0 | Off Peak
2020-06-29 | 1 | 6 | 1 | 0 | 0 | 0 | 1.1504 |  | 0 | 0 | 1 | Super Off Peak | 0 | 0 | 1 | Off Peak | 0 | 1 | Off Peak | 0 | 1 | Off Peak | 0 | 0 | 1 | Super Off Peak | 0 | 0 | 1 | Super Off Peak | 0 | 0 | 1 | Super Off Peak
2020-06-29 | 2 | 6 | 1 | 0 | 0 | 0 | 1.1292 |  | 0 | 0 | 1 | Super Off Peak | 0 | 0 | 1 | Off Peak | 0 | 1 | Off Peak | 0 | 1 | Off Peak | 0 | 0 | 1 | Super Off Peak | 0 | 0 | 1 | Super Off Peak | 0 | 0 | 1 | Super Off Peak
2020-06-29 | 3 | 6 | 1 | 0 | 0 | 0 | 1.028 |  | 0 | 0 | 1 | Super Off Peak | 0 | 0 | 1 | Off Peak | 0 | 1 | Off Peak | 0 | 1 | Off Peak | 0 | 0 | 1 | Super Off Peak | 0 | 0 | 1 | Super Off Peak | 0 | 0 | 1 | Super Off Peak
2020-06-29 | 4 | 6 | 1 | 0 | 0 | 0 | 0.98895 |  | 0 | 0 | 1 | Super Off Peak | 0 | 0 | 1 | Off Peak | 0 | 1 | Off Peak | 0 | 1 | Off Peak | 0 | 0 | 1 | Super Off Peak | 0 | 0 | 1 | Super Off Peak | 0 | 0 | 1 | Super Off Peak
2020-06-29 | 5 | 6 | 1 | 0 | 0 | 0 | 0.97731 |  | 0 | 0 | 1 | Super Off Peak | 0 | 0 | 1 | Off Peak | 0 | 1 | Off Peak | 0 | 1 | Off Peak | 0 | 0 | 1 | Super Off Peak | 0 | 0 | 1 | Super Off Peak | 0 | 0 | 1 | Super Off Peak
2020-06-29 | 6 | 6 | 1 | 0 | 0 | 0 | 1.0018 |  | 0 | 0 | 1 | Super Off Peak | 0 | 0 | 1 | Off Peak | 0 | 1 | Off Peak | 0 | 1 | Off Peak | 0 | 0 | 1 | Super Off Peak | 0 | 1 | 0 | Off Peak | 0 | 1 | 0 | Off Peak
2020-06-29 | 7 | 6 | 1 | 0 | 0 | 0 | 1.6719 |  | 0 | 1 | 0 | Off Peak | 0 | 1 | 0 | Semi Peak | 0 | 1 | Off Peak | 0 | 1 | Off Peak | 0 | 1 | 0 | Off Peak | 0 | 1 | 0 | Off Peak | 0 | 1 | 0 | Off Peak
2020-06-29 | 8 | 6 | 1 | 0 | 0 | 0 | 1.2452 |  | 0 | 1 | 0 | Off Peak | 0 | 1 | 0 | Semi Peak | 0 | 1 | Off Peak | 0 | 1 | Off Peak | 0 | 1 | 0 | Off Peak | 0 | 1 | 0 | Off Peak | 0 | 1 | 0 | Off Peak
2020-06-29 | 9 | 6 | 1 | 0 | 0 | 0 | 0.91238 |  | 0 | 1 | 0 | Off Peak | 0 | 1 | 0 | Semi Peak | 0 | 1 | Off Peak | 0 | 1 | Off Peak | 0 | 1 | 0 | Off Peak | 0 | 1 | 0 | Off Peak | 0 | 1 | 0 | Off Peak
2020-06-29 | 10 | 6 | 1 | 0 | 0 | 0 | 0.60106 |  | 0 | 1 | 0 | Off Peak | 0 | 1 | 0 | Semi Peak | 0 | 1 | Off Peak | 0 | 1 | Off Peak | 0 | 1 | 0 | Off Peak | 0 | 1 | 0 | Off Peak | 0 | 1 | 0 | Off Peak
2020-06-29 | 11 | 6 | 1 | 0 | 0 | 0 | 0.29538 |  | 0 | 1 | 0 | Off Peak | 0 | 1 | 0 | Semi Peak | 0 | 1 | Off Peak | 0 | 1 | Off Peak | 0 | 1 | 0 | Off Peak | 0 | 1 | 0 | Off Peak | 0 | 1 | 0 | Off Peak
2020-06-29 | 12 | 6 | 1 | 0 | 0 | 0 | 0.10809 |  | 0 | 1 | 0 | Off Peak | 1 | 0 | 0 | On Peak | 0 | 1 | Off Peak | 0 | 1 | Off Peak | 1 | 0 | 0 | On Peak | 0 | 1 | 0 | Off Peak | 0 | 1 | 0 | Off Peak
2020-06-29 | 13 | 6 | 1 | 0 | 0 | 0 | -0.0064622 |  | 0 | 1 | 0 | Off Peak | 1 | 0 | 0 | On Peak | 0 | 1 | Off Peak | 1 | 0 | On Peak | 1 | 0 | 0 | On Peak | 1 | 0 | 0 | On Peak | 1 | 0 | 0 | On Peak
2020-06-29 | 14 | 6 | 1 | 0 | 0 | 0 | -0.036279 |  | 0 | 1 | 0 | Off Peak | 1 | 0 | 0 | On Peak | 0 | 1 | Off Peak | 1 | 0 | On Peak | 1 | 0 | 0 | On Peak | 1 | 0 | 0 | On Peak | 1 | 0 | 0 | On Peak
2020-06-29 | 15 | 6 | 1 | 0 | 0 | 0 | 0.038594 |  | 0 | 1 | 0 | Off Peak | 1 | 0 | 0 | On Peak | 0 | 1 | Off Peak | 1 | 0 | On Peak | 1 | 0 | 0 | On Peak | 1 | 0 | 0 | On Peak | 1 | 0 | 0 | On Peak
2020-06-29 | 16 | 6 | 1 | 0 | 0 | 0 | 0.26288 |  | 0 | 1 | 0 | Off Peak | 1 | 0 | 0 | On Peak | 0 | 1 | Off Peak | 1 | 0 | On Peak | 1 | 0 | 0 | On Peak | 1 | 0 | 0 | On Peak | 1 | 0 | 0 | On Peak
2020-06-29 | 17 | 6 | 1 | 0 | 0 | 0 | 0.60219 |  | 1 | 0 | 0 | On Peak | 1 | 0 | 0 | On Peak | 1 | 0 | On Peak | 1 | 0 | On Peak | 1 | 0 | 0 | On Peak | 1 | 0 | 0 | On Peak | 1 | 0 | 0 | On Peak
2020-06-29 | 18 | 6 | 1 | 0 | 0 | 0 | 1.1151 |  | 1 | 0 | 0 | On Peak | 1 | 0 | 0 | On Peak | 1 | 0 | On Peak | 1 | 0 | On Peak | 1 | 0 | 0 | On Peak | 1 | 0 | 0 | On Peak | 1 | 0 | 0 | On Peak
2020-06-29 | 19 | 6 | 1 | 0 | 0 | 0 | 2.0339 |  | 1 | 0 | 0 | On Peak | 0 | 1 | 0 | Semi Peak | 1 | 0 | On Peak | 0 | 1 | Off Peak | 0 | 1 | 0 | Off Peak | 1 | 0 | 0 | On Peak | 0 | 1 | 0 | Off Peak
2020-06-29 | 20 | 6 | 1 | 0 | 0 | 0 | 2.7575 |  | 1 | 0 | 0 | On Peak | 0 | 1 | 0 | Semi Peak | 1 | 0 | On Peak | 0 | 1 | Off Peak | 0 | 1 | 0 | Off Peak | 1 | 0 | 0 | On Peak | 0 | 1 | 0 | Off Peak
2020-06-29 | 21 | 6 | 1 | 0 | 0 | 0 | 2.9467 |  | 1 | 0 | 0 | On Peak | 0 | 1 | 0 | Semi Peak | 1 | 0 | On Peak | 0 | 1 | Off Peak | 0 | 1 | 0 | Off Peak | 0 | 1 | 0 | Off Peak | 0 | 1 | 0 | Off Peak
2020-06-29 | 22 | 6 | 1 | 0 | 0 | 0 | 3.1817 |  | 0 | 1 | 0 | Off Peak | 0 | 1 | 0 | Semi Peak | 0 | 1 | Off Peak | 0 | 1 | Off Peak | 0 | 1 | 0 | Off Peak | 0 | 1 | 0 | Off Peak | 0 | 1 | 0 | Off Peak
2020-06-29 | 23 | 6 | 1 | 0 | 0 | 0 | 1.7101 |  | 0 | 1 | 0 | Off Peak | 0 | 0 | 1 | Off Peak | 0 | 1 | Off Peak | 0 | 1 | Off Peak | 0 | 0 | 1 | Super Off Peak | 0 | 1 | 0 | Off Peak | 0 | 1 | 0 | Off Peak
2020-06-29 | 24 | 6 | 1 | 0 | 0 | 0 | 1.5191 |  | 0 | 1 | 0 | Off Peak | 0 | 0 | 1 | Off Peak | 0 | 1 | Off Peak | 0 | 1 | Off Peak | 0 | 0 | 1 | Super Off Peak | 0 | 1 | 0 | Off Peak | 0 | 1 | 0 | Off Peak
2020-06-30 | 1 | 6 | 1 | 0 | 0 | 0 | 1.277 |  | 0 | 0 | 1 | Super Off Peak | 0 | 0 | 1 | Off Peak | 0 | 1 | Off Peak | 0 | 1 | Off Peak | 0 | 0 | 1 | Super Off Peak | 0 | 0 | 1 | Super Off Peak | 0 | 0 | 1 | Super Off Peak
2020-06-30 | 2 | 6 | 1 | 0 | 0 | 0 | 1.1203 |  | 0 | 0 | 1 | Super Off Peak | 0 | 0 | 1 | Off Peak | 0 | 1 | Off Peak | 0 | 1 | Off Peak | 0 | 0 | 1 | Super Off Peak | 0 | 0 | 1 | Super Off Peak | 0 | 0 | 1 | Super Off Peak
2020-06-30 | 3 | 6 | 1 | 0 | 0 | 0 | 1.0295 |  | 0 | 0 | 1 | Super Off Peak | 0 | 0 | 1 | Off Peak | 0 | 1 | Off Peak | 0 | 1 | Off Peak | 0 | 0 | 1 | Super Off Peak | 0 | 0 | 1 | Super Off Peak | 0 | 0 | 1 | Super Off Peak
2020-06-30 | 4 | 6 | 1 | 0 | 0 | 0 | 0.98901 |  | 0 | 0 | 1 | Super Off Peak | 0 | 0 | 1 | Off Peak | 0 | 1 | Off Peak | 0 | 1 | Off Peak | 0 | 0 | 1 | Super Off Peak | 0 | 0 | 1 | Super Off Peak | 0 | 0 | 1 | Super Off Peak
2020-06-30 | 5 | 6 | 1 | 0 | 0 | 0 | 0.97706 |  | 0 | 0 | 1 | Super Off Peak | 0 | 0 | 1 | Off Peak | 0 | 1 | Off Peak | 0 | 1 | Off Peak | 0 | 0 | 1 | Super Off Peak | 0 | 0 | 1 | Super Off Peak | 0 | 0 | 1 | Super Off Peak
2020-06-30 | 6 | 6 | 1 | 0 | 0 | 0 | 1.0019 |  | 0 | 0 | 1 | Super Off Peak | 0 | 0 | 1 | Off Peak | 0 | 1 | Off Peak | 0 | 1 | Off Peak | 0 | 0 | 1 | Super Off Peak | 0 | 1 | 0 | Off Peak | 0 | 1 | 0 | Off Peak
2020-06-30 | 7 | 6 | 1 | 0 | 0 | 0 | 1.6689 |  | 0 | 1 | 0 | Off Peak | 0 | 1 | 0 | Semi Peak | 0 | 1 | Off Peak | 0 | 1 | Off Peak | 0 | 1 | 0 | Off Peak | 0 | 1 | 0 | Off Peak | 0 | 1 | 0 | Off Peak
2020-06-30 | 8 | 6 | 1 | 0 | 0 | 0 | 1.2365 |  | 0 | 1 | 0 | Off Peak | 0 | 1 | 0 | Semi Peak | 0 | 1 | Off Peak | 0 | 1 | Off Peak | 0 | 1 | 0 | Off Peak | 0 | 1 | 0 | Off Peak | 0 | 1 | 0 | Off Peak
2020-06-30 | 9 | 6 | 1 | 0 | 0 | 0 | 0.90226 |  | 0 | 1 | 0 | Off Peak | 0 | 1 | 0 | Semi Peak | 0 | 1 | Off Peak | 0 | 1 | Off Peak | 0 | 1 | 0 | Off Peak | 0 | 1 | 0 | Off Peak | 0 | 1 | 0 | Off Peak
2020-06-30 | 10 | 6 | 1 | 0 | 0 | 0 | 0.59375 |  | 0 | 1 | 0 | Off Peak | 0 | 1 | 0 | Semi Peak | 0 | 1 | Off Peak | 0 | 1 | Off Peak | 0 | 1 | 0 | Off Peak | 0 | 1 | 0 | Off Peak | 0 | 1 | 0 | Off Peak
2020-06-30 | 11 | 6 | 1 | 0 | 0 | 0 | 0.29719 |  | 0 | 1 | 0 | Off Peak | 0 | 1 | 0 | Semi Peak | 0 | 1 | Off Peak | 0 | 1 | Off Peak | 0 | 1 | 0 | Off Peak | 0 | 1 | 0 | Off Peak | 0 | 1 | 0 | Off Peak
2020-06-30 | 12 | 6 | 1 | 0 | 0 | 0 | 0.11269 |  | 0 | 1 | 0 | Off Peak | 1 | 0 | 0 | On Peak | 0 | 1 | Off Peak | 0 | 1 | Off Peak | 1 | 0 | 0 | On Peak | 0 | 1 | 0 | Off Peak | 0 | 1 | 0 | Off Peak
2020-06-30 | 13 | 6 | 1 | 0 | 0 | 0 | -0.00099517 |  | 0 | 1 | 0 | Off Peak | 1 | 0 | 0 | On Peak | 0 | 1 | Off Peak | 1 | 0 | On Peak | 1 | 0 | 0 | On Peak | 1 | 0 | 0 | On Peak | 1 | 0 | 0 | On Peak
2020-06-30 | 14 | 6 | 1 | 0 | 0 | 0 | -0.035349 |  | 0 | 1 | 0 | Off Peak | 1 | 0 | 0 | On Peak | 0 | 1 | Off Peak | 1 | 0 | On Peak | 1 | 0 | 0 | On Peak | 1 | 0 | 0 | On Peak | 1 | 0 | 0 | On Peak
2020-06-30 | 15 | 6 | 1 | 0 | 0 | 0 | 0.037144 |  | 0 | 1 | 0 | Off Peak | 1 | 0 | 0 | On Peak | 0 | 1 | Off Peak | 1 | 0 | On Peak | 1 | 0 | 0 | On Peak | 1 | 0 | 0 | On Peak | 1 | 0 | 0 | On Peak
2020-06-30 | 16 | 6 | 1 | 0 | 0 | 0 | 0.25885 |  | 0 | 1 | 0 | Off Peak | 1 | 0 | 0 | On Peak | 0 | 1 | Off Peak | 1 | 0 | On Peak | 1 | 0 | 0 | On Peak | 1 | 0 | 0 | On Peak | 1 | 0 | 0 | On Peak
2020-06-30 | 17 | 6 | 1 | 0 | 0 | 0 | 0.59584 |  | 1 | 0 | 0 | On Peak | 1 | 0 | 0 | On Peak | 1 | 0 | On Peak | 1 | 0 | On Peak | 1 | 0 | 0 | On Peak | 1 | 0 | 0 | On Peak | 1 | 0 | 0 | On Peak
2020-06-30 | 18 | 6 | 1 | 0 | 0 | 0 | 1.1096 |  | 1 | 0 | 0 | On Peak | 1 | 0 | 0 | On Peak | 1 | 0 | On Peak | 1 | 0 | On Peak | 1 | 0 | 0 | On Peak | 1 | 0 | 0 | On Peak | 1 | 0 | 0 | On Peak
2020-06-30 | 19 | 6 | 1 | 0 | 0 | 0 | 2.0267 |  | 1 | 0 | 0 | On Peak | 0 | 1 | 0 | Semi Peak | 1 | 0 | On Peak | 0 | 1 | Off Peak | 0 | 1 | 0 | Off Peak | 1 | 0 | 0 | On Peak | 0 | 1 | 0 | Off Peak
2020-06-30 | 20 | 6 | 1 | 0 | 0 | 0 | 2.7502 |  | 1 | 0 | 0 | On Peak | 0 | 1 | 0 | Semi Peak | 1 | 0 | On Peak | 0 | 1 | Off Peak | 0 | 1 | 0 | Off Peak | 1 | 0 | 0 | On Peak | 0 | 1 | 0 | Off Peak
2020-06-30 | 21 | 6 | 1 | 0 | 0 | 0 | 2.94 |  | 1 | 0 | 0 | On Peak | 0 | 1 | 0 | Semi Peak | 1 | 0 | On Peak | 0 | 1 | Off Peak | 0 | 1 | 0 | Off Peak | 0 | 1 | 0 | Off Peak | 0 | 1 | 0 | Off Peak
2020-06-30 | 22 | 6 | 1 | 0 | 0 | 0 | 3.1748 |  | 0 | 1 | 0 | Off Peak | 0 | 1 | 0 | Semi Peak | 0 | 1 | Off Peak | 0 | 1 | Off Peak | 0 | 1 | 0 | Off Peak | 0 | 1 | 0 | Off Peak | 0 | 1 | 0 | Off Peak
2020-06-30 | 23 | 6 | 1 | 0 | 0 | 0 | 1.7056 |  | 0 | 1 | 0 | Off Peak | 0 | 0 | 1 | Off Peak | 0 | 1 | Off Peak | 0 | 1 | Off Peak | 0 | 0 | 1 | Super Off Peak | 0 | 1 | 0 | Off Peak | 0 | 1 | 0 | Off Peak
2020-06-30 | 24 | 6 | 1 | 0 | 0 | 0 | 1.5156 |  | 0 | 1 | 0 | Off Peak | 0 | 0 | 1 | Off Peak | 0 | 1 | Off Peak | 0 | 1 | Off Peak | 0 | 0 | 1 | Super Off Peak | 0 | 1 | 0 | Off Peak | 0 | 1 | 0 | Off Peak
2020-07-01 | 1 | 7 | 1 | 0 | 0 | 0 | 1.0653 |  | 0 | 0 | 1 | Super Off Peak | 0 | 0 | 1 | Off Peak | 0 | 1 | Off Peak | 0 | 1 | Off Peak | 0 | 0 | 1 | Super Off Peak | 0 | 0 | 1 | Super Off Peak | 0 | 0 | 1 | Super Off Peak
2020-07-01 | 2 | 7 | 1 | 0 | 0 | 0 | 1.0412 |  | 0 | 0 | 1 | Super Off Peak | 0 | 0 | 1 | Off Peak | 0 | 1 | Off Peak | 0 | 1 | Off Peak | 0 | 0 | 1 | Super Off Peak | 0 | 0 | 1 | Super Off Peak | 0 | 0 | 1 | Super Off Peak
2020-07-01 | 3 | 7 | 1 | 0 | 0 | 0 | 0.95358 |  | 0 | 0 | 1 | Super Off Peak | 0 | 0 | 1 | Off Peak | 0 | 1 | Off Peak | 0 | 1 | Off Peak | 0 | 0 | 1 | Super Off Peak | 0 | 0 | 1 | Super Off Peak | 0 | 0 | 1 | Super Off Peak
2020-07-01 | 4 | 7 | 1 | 0 | 0 | 0 | 0.92152 |  | 0 | 0 | 1 | Super Off Peak | 0 | 0 | 1 | Off Peak | 0 | 1 | Off Peak | 0 | 1 | Off Peak | 0 | 0 | 1 | Super Off Peak | 0 | 0 | 1 | Super Off Peak | 0 | 0 | 1 | Super Off Peak
2020-07-01 | 5 | 7 | 1 | 0 | 0 | 0 | 0.90516 |  | 0 | 0 | 1 | Super Off Peak | 0 | 0 | 1 | Off Peak | 0 | 1 | Off Peak | 0 | 1 | Off Peak | 0 | 0 | 1 | Super Off Peak | 0 | 0 | 1 | Super Off Peak | 0 | 0 | 1 | Super Off Peak
2020-07-01 | 6 | 7 | 1 | 0 | 0 | 0 | 0.91143 |  | 0 | 0 | 1 | Super Off Peak | 0 | 0 | 1 | Off Peak | 0 | 1 | Off Peak | 0 | 1 | Off Peak | 0 | 0 | 1 | Super Off Peak | 0 | 1 | 0 | Off Peak | 0 | 1 | 0 | Off Peak
2020-07-01 | 7 | 7 | 1 | 0 | 0 | 0 | 1.2848 |  | 0 | 1 | 0 | Off Peak | 0 | 1 | 0 | Semi Peak | 0 | 1 | Off Peak | 0 | 1 | Off Peak | 0 | 1 | 0 | Off Peak | 0 | 1 | 0 | Off Peak | 0 | 1 | 0 | Off Peak
2020-07-01 | 8 | 7 | 1 | 0 | 0 | 0 | 0.94773 |  | 0 | 1 | 0 | Off Peak | 0 | 1 | 0 | Semi Peak | 0 | 1 | Off Peak | 0 | 1 | Off Peak | 0 | 1 | 0 | Off Peak | 0 | 1 | 0 | Off Peak | 0 | 1 | 0 | Off Peak
2020-07-01 | 9 | 7 | 1 | 0 | 0 | 0 | 0.66345 |  | 0 | 1 | 0 | Off Peak | 0 | 1 | 0 | Semi Peak | 0 | 1 | Off Peak | 0 | 1 | Off Peak | 0 | 1 | 0 | Off Peak | 0 | 1 | 0 | Off Peak | 0 | 1 | 0 | Off Peak
2020-07-01 | 10 | 7 | 1 | 0 | 0 | 0 | 0.50179 |  | 0 | 1 | 0 | Off Peak | 0 | 1 | 0 | Semi Peak | 0 | 1 | Off Peak | 0 | 1 | Off Peak | 0 | 1 | 0 | Off Peak | 0 | 1 | 0 | Off Peak | 0 | 1 | 0 | Off Peak
2020-07-01 | 11 | 7 | 1 | 0 | 0 | 0 | 0.33933 |  | 0 | 1 | 0 | Off Peak | 0 | 1 | 0 | Semi Peak | 0 | 1 | Off Peak | 0 | 1 | Off Peak | 0 | 1 | 0 | Off Peak | 0 | 1 | 0 | Off Peak | 0 | 1 | 0 | Off Peak
2020-07-01 | 12 | 7 | 1 | 0 | 0 | 0 | 0.22828 |  | 0 | 1 | 0 | Off Peak | 1 | 0 | 0 | On Peak | 0 | 1 | Off Peak | 0 | 1 | Off Peak | 1 | 0 | 0 | On Peak | 0 | 1 | 0 | Off Peak | 0 | 1 | 0 | Off Peak
2020-07-01 | 13 | 7 | 1 | 0 | 0 | 0 | 0.18959 |  | 0 | 1 | 0 | Off Peak | 1 | 0 | 0 | On Peak | 0 | 1 | Off Peak | 1 | 0 | On Peak | 1 | 0 | 0 | On Peak | 1 | 0 | 0 | On Peak | 1 | 0 | 0 | On Peak
2020-07-01 | 14 | 7 | 1 | 0 | 0 | 0 | 0.18388 |  | 0 | 1 | 0 | Off Peak | 1 | 0 | 0 | On Peak | 0 | 1 | Off Peak | 1 | 0 | On Peak | 1 | 0 | 0 | On Peak | 1 | 0 | 0 | On Peak | 1 | 0 | 0 | On Peak
2020-07-01 | 15 | 7 | 1 | 0 | 0 | 0 | 0.23873 |  | 0 | 1 | 0 | Off Peak | 1 | 0 | 0 | On Peak | 0 | 1 | Off Peak | 1 | 0 | On Peak | 1 | 0 | 0 | On Peak | 1 | 0 | 0 | On Peak | 1 | 0 | 0 | On Peak
2020-07-01 | 16 | 7 | 1 | 0 | 0 | 0 | 0.35188 |  | 0 | 1 | 0 | Off Peak | 1 | 0 | 0 | On Peak | 0 | 1 | Off Peak | 1 | 0 | On Peak | 1 | 0 | 0 | On Peak | 1 | 0 | 0 | On Peak | 1 | 0 | 0 | On Peak
2020-07-01 | 17 | 7 | 1 | 0 | 0 | 0 | 0.61359 |  | 1 | 0 | 0 | On Peak | 1 | 0 | 0 | On Peak | 1 | 0 | On Peak | 1 | 0 | On Peak | 1 | 0 | 0 | On Peak | 1 | 0 | 0 | On Peak | 1 | 0 | 0 | On Peak
2020-07-01 | 18 | 7 | 1 | 0 | 0 | 0 | 0.96886 |  | 1 | 0 | 0 | On Peak | 1 | 0 | 0 | On Peak | 1 | 0 | On Peak | 1 | 0 | On Peak | 1 | 0 | 0 | On Peak | 1 | 0 | 0 | On Peak | 1 | 0 | 0 | On Peak
2020-07-01 | 19 | 7 | 1 | 0 | 0 | 0 | 1.5666 |  | 1 | 0 | 0 | On Peak | 0 | 1 | 0 | Semi Peak | 1 | 0 | On Peak | 0 | 1 | Off Peak | 0 | 1 | 0 | Off Peak | 1 | 0 | 0 | On Peak | 0 | 1 | 0 | Off Peak
2020-07-01 | 20 | 7 | 1 | 0 | 0 | 0 | 2 |  | 1 | 0 | 0 | On Peak | 0 | 1 | 0 | Semi Peak | 1 | 0 | On Peak | 0 | 1 | Off Peak | 0 | 1 | 0 | Off Peak | 1 | 0 | 0 | On Peak | 0 | 1 | 0 | Off Peak
2020-07-01 | 21 | 7 | 1 | 0 | 0 | 0 | 2.1003 |  | 1 | 0 | 0 | On Peak | 0 | 1 | 0 | Semi Peak | 1 | 0 | On Peak | 0 | 1 | Off Peak | 0 | 1 | 0 | Off Peak | 0 | 1 | 0 | Off Peak | 0 | 1 | 0 | Off Peak
2020-07-01 | 22 | 7 | 1 | 0 | 0 | 0 | 2.2262 |  | 0 | 1 | 0 | Off Peak | 0 | 1 | 0 | Semi Peak | 0 | 1 | Off Peak | 0 | 1 | Off Peak | 0 | 1 | 0 | Off Peak | 0 | 1 | 0 | Off Peak | 0 | 1 | 0 | Off Peak
2020-07-01 | 23 | 7 | 1 | 0 | 0 | 0 | 1.523 |  | 0 | 1 | 0 | Off Peak | 0 | 0 | 1 | Off Peak | 0 | 1 | Off Peak | 0 | 1 | Off Peak | 0 | 0 | 1 | Super Off Peak | 0 | 1 | 0 | Off Peak | 0 | 1 | 0 | Off Peak
2020-07-01 | 24 | 7 | 1 | 0 | 0 | 0 | 1.3696 |  | 0 | 1 | 0 | Off Peak | 0 | 0 | 1 | Off Peak | 0 | 1 | Off Peak | 0 | 1 | Off Peak | 0 | 0 | 1 | Super Off Peak | 0 | 1 | 0 | Off Peak | 0 | 1 | 0 | Off Peak
2020-07-02 | 1 | 7 | 1 | 0 | 0 | 0 | 1.1696 |  | 0 | 0 | 1 | Super Off Peak | 0 | 0 | 1 | Off Peak | 0 | 1 | Off Peak | 0 | 1 | Off Peak | 0 | 0 | 1 | Super Off Peak | 0 | 0 | 1 | Super Off Peak | 0 | 0 | 1 | Super Off Peak
2020-07-02 | 2 | 7 | 1 | 0 | 0 | 0 | 1.0853 |  | 0 | 0 | 1 | Super Off Peak | 0 | 0 | 1 | Off Peak | 0 | 1 | Off Peak | 0 | 1 | Off Peak | 0 | 0 | 1 | Super Off Peak | 0 | 0 | 1 | Super Off Peak | 0 | 0 | 1 | Super Off Peak
2020-07-02 | 3 | 7 | 1 | 0 | 0 | 0 | 1.0239 |  | 0 | 0 | 1 | Super Off Peak | 0 | 0 | 1 | Off Peak | 0 | 1 | Off Peak | 0 | 1 | Off Peak | 0 | 0 | 1 | Super Off Peak | 0 | 0 | 1 | Super Off Peak | 0 | 0 | 1 | Super Off Peak
2020-07-02 | 4 | 7 | 1 | 0 | 0 | 0 | 0.98535 |  | 0 | 0 | 1 | Super Off Peak | 0 | 0 | 1 | Off Peak | 0 | 1 | Off Peak | 0 | 1 | Off Peak | 0 | 0 | 1 | Super Off Peak | 0 | 0 | 1 | Super Off Peak | 0 | 0 | 1 | Super Off Peak
2020-07-02 | 5 | 7 | 1 | 0 | 0 | 0 | 0.96561 |  | 0 | 0 | 1 | Super Off Peak | 0 | 0 | 1 | Off Peak | 0 | 1 | Off Peak | 0 | 1 | Off Peak | 0 | 0 | 1 | Super Off Peak | 0 | 0 | 1 | Super Off Peak | 0 | 0 | 1 | Super Off Peak
2020-07-02 | 6 | 7 | 1 | 0 | 0 | 0 | 0.97757 |  | 0 | 0 | 1 | Super Off Peak | 0 | 0 | 1 | Off Peak | 0 | 1 | Off Peak | 0 | 1 | Off Peak | 0 | 0 | 1 | Super Off Peak | 0 | 1 | 0 | Off Peak | 0 | 1 | 0 | Off Peak
2020-07-02 | 7 | 7 | 1 | 0 | 0 | 0 | 1.3872 |  | 0 | 1 | 0 | Off Peak | 0 | 1 | 0 | Semi Peak | 0 | 1 | Off Peak | 0 | 1 | Off Peak | 0 | 1 | 0 | Off Peak | 0 | 1 | 0 | Off Peak | 0 | 1 | 0 | Off Peak
2020-07-02 | 8 | 7 | 1 | 0 | 0 | 0 | 1.1064 |  | 0 | 1 | 0 | Off Peak | 0 | 1 | 0 | Semi Peak | 0 | 1 | Off Peak | 0 | 1 | Off Peak | 0 | 1 | 0 | Off Peak | 0 | 1 | 0 | Off Peak | 0 | 1 | 0 | Off Peak
2020-07-02 | 9 | 7 | 1 | 0 | 0 | 0 | 0.87459 |  | 0 | 1 | 0 | Off Peak | 0 | 1 | 0 | Semi Peak | 0 | 1 | Off Peak | 0 | 1 | Off Peak | 0 | 1 | 0 | Off Peak | 0 | 1 | 0 | Off Peak | 0 | 1 | 0 | Off Peak
2020-07-02 | 10 | 7 | 1 | 0 | 0 | 0 | 0.73968 |  | 0 | 1 | 0 | Off Peak | 0 | 1 | 0 | Semi Peak | 0 | 1 | Off Peak | 0 | 1 | Off Peak | 0 | 1 | 0 | Off Peak | 0 | 1 | 0 | Off Peak | 0 | 1 | 0 | Off Peak
2020-07-02 | 11 | 7 | 1 | 0 | 0 | 0 | 0.53246 |  | 0 | 1 | 0 | Off Peak | 0 | 1 | 0 | Semi Peak | 0 | 1 | Off Peak | 0 | 1 | Off Peak | 0 | 1 | 0 | Off Peak | 0 | 1 | 0 | Off Peak | 0 | 1 | 0 | Off Peak
2020-07-02 | 12 | 7 | 1 | 0 | 0 | 0 | 0.39621 |  | 0 | 1 | 0 | Off Peak | 1 | 0 | 0 | On Peak | 0 | 1 | Off Peak | 0 | 1 | Off Peak | 1 | 0 | 0 | On Peak | 0 | 1 | 0 | Off Peak | 0 | 1 | 0 | Off Peak
2020-07-02 | 13 | 7 | 1 | 0 | 0 | 0 | 0.31326 |  | 0 | 1 | 0 | Off Peak | 1 | 0 | 0 | On Peak | 0 | 1 | Off Peak | 1 | 0 | On Peak | 1 | 0 | 0 | On Peak | 1 | 0 | 0 | On Peak | 1 | 0 | 0 | On Peak
2020-07-02 | 14 | 7 | 1 | 0 | 0 | 0 | 0.308 |  | 0 | 1 | 0 | Off Peak | 1 | 0 | 0 | On Peak | 0 | 1 | Off Peak | 1 | 0 | On Peak | 1 | 0 | 0 | On Peak | 1 | 0 | 0 | On Peak | 1 | 0 | 0 | On Peak
2020-07-02 | 15 | 7 | 1 | 0 | 0 | 0 | 0.3904 |  | 0 | 1 | 0 | Off Peak | 1 | 0 | 0 | On Peak | 0 | 1 | Off Peak | 1 | 0 | On Peak | 1 | 0 | 0 | On Peak | 1 | 0 | 0 | On Peak | 1 | 0 | 0 | On Peak
2020-07-02 | 16 | 7 | 1 | 0 | 0 | 0 | 0.5122 |  | 0 | 1 | 0 | Off Peak | 1 | 0 | 0 | On Peak | 0 | 1 | Off Peak | 1 | 0 | On Peak | 1 | 0 | 0 | On Peak | 1 | 0 | 0 | On Peak | 1 | 0 | 0 | On Peak
2020-07-02 | 17 | 7 | 1 | 0 | 0 | 0 | 0.78454 |  | 1 | 0 | 0 | On Peak | 1 | 0 | 0 | On Peak | 1 | 0 | On Peak | 1 | 0 | On Peak | 1 | 0 | 0 | On Peak | 1 | 0 | 0 | On Peak | 1 | 0 | 0 | On Peak
2020-07-02 | 18 | 7 | 1 | 0 | 0 | 0 | 1.1515 |  | 1 | 0 | 0 | On Peak | 1 | 0 | 0 | On Peak | 1 | 0 | On Peak | 1 | 0 | On Peak | 1 | 0 | 0 | On Peak | 1 | 0 | 0 | On Peak | 1 | 0 | 0 | On Peak
2020-07-02 | 19 | 7 | 1 | 0 | 0 | 0 | 1.7419 |  | 1 | 0 | 0 | On Peak | 0 | 1 | 0 | Semi Peak | 1 | 0 | On Peak | 0 | 1 | Off Peak | 0 | 1 | 0 | Off Peak | 1 | 0 | 0 | On Peak | 0 | 1 | 0 | Off Peak
2020-07-02 | 20 | 7 | 1 | 0 | 0 | 0 | 2.1619 |  | 1 | 0 | 0 | On Peak | 0 | 1 | 0 | Semi Peak | 1 | 0 | On Peak | 0 | 1 | Off Peak | 0 | 1 | 0 | Off Peak | 1 | 0 | 0 | On Peak | 0 | 1 | 0 | Off Peak
2020-07-02 | 21 | 7 | 1 | 0 | 0 | 0 | 2.2427 |  | 1 | 0 | 0 | On Peak | 0 | 1 | 0 | Semi Peak | 1 | 0 | On Peak | 0 | 1 | Off Peak | 0 | 1 | 0 | Off Peak | 0 | 1 | 0 | Off Peak | 0 | 1 | 0 | Off Peak
2020-07-02 | 22 | 7 | 1 | 0 | 0 | 0 | 2.3581 |  | 0 | 1 | 0 | Off Peak | 0 | 1 | 0 | Semi Peak | 0 | 1 | Off Peak | 0 | 1 | Off Peak | 0 | 1 | 0 | Off Peak | 0 | 1 | 0 | Off Peak | 0 | 1 | 0 | Off Peak
2020-07-02 | 23 | 7 | 1 | 0 | 0 | 0 | 1.5974 |  | 0 | 1 | 0 | Off Peak | 0 | 0 | 1 | Off Peak | 0 | 1 | Off Peak | 0 | 1 | Off Peak | 0 | 0 | 1 | Super Off Peak | 0 | 1 | 0 | Off Peak | 0 | 1 | 0 | Off Peak
2020-07-02 | 24 | 7 | 1 | 0 | 0 | 0 | 1.4351 |  | 0 | 1 | 0 | Off Peak | 0 | 0 | 1 | Off Peak | 0 | 1 | Off Peak | 0 | 1 | Off Peak | 0 | 0 | 1 | Super Off Peak | 0 | 1 | 0 | Off Peak | 0 | 1 | 0 | Off Peak
2020-07-03 | 1 | 7 | 1 | 0 | 0 | 0 | 1.2293 |  | 0 | 0 | 1 | Super Off Peak | 0 | 0 | 1 | Off Peak | 0 | 1 | Off Peak | 0 | 1 | Off Peak | 0 | 0 | 1 | Super Off Peak | 0 | 0 | 1 | Super Off Peak | 0 | 0 | 1 | Super Off Peak
2020-07-03 | 2 | 7 | 1 | 0 | 0 | 0 | 0.97248 |  | 0 | 0 | 1 | Super Off Peak | 0 | 0 | 1 | Off Peak | 0 | 1 | Off Peak | 0 | 1 | Off Peak | 0 | 0 | 1 | Super Off Peak | 0 | 0 | 1 | Super Off Peak | 0 | 0 | 1 | Super Off Peak
2020-07-03 | 3 | 7 | 1 | 0 | 0 | 0 | 0.93688 |  | 0 | 0 | 1 | Super Off Peak | 0 | 0 | 1 | Off Peak | 0 | 1 | Off Peak | 0 | 1 | Off Peak | 0 | 0 | 1 | Super Off Peak | 0 | 0 | 1 | Super Off Peak | 0 | 0 | 1 | Super Off Peak
2020-07-03 | 4 | 7 | 1 | 0 | 0 | 0 | 0.90655 |  | 0 | 0 | 1 | Super Off Peak | 0 | 0 | 1 | Off Peak | 0 | 1 | Off Peak | 0 | 1 | Off Peak | 0 | 0 | 1 | Super Off Peak | 0 | 0 | 1 | Super Off Peak | 0 | 0 | 1 | Super Off Peak
2020-07-03 | 5 | 7 | 1 | 0 | 0 | 0 | 0.89063 |  | 0 | 0 | 1 | Super Off Peak | 0 | 0 | 1 | Off Peak | 0 | 1 | Off Peak | 0 | 1 | Off Peak | 0 | 0 | 1 | Super Off Peak | 0 | 0 | 1 | Super Off Peak | 0 | 0 | 1 | Super Off Peak
2020-07-03 | 6 | 7 | 1 | 0 | 0 | 0 | 0.89262 |  | 0 | 0 | 1 | Super Off Peak | 0 | 0 | 1 | Off Peak | 0 | 1 | Off Peak | 0 | 1 | Off Peak | 0 | 0 | 1 | Super Off Peak | 0 | 1 | 0 | Off Peak | 0 | 1 | 0 | Off Peak
2020-07-03 | 7 | 7 | 1 | 0 | 0 | 0 | 1.2277 |  | 0 | 1 | 0 | Off Peak | 0 | 1 | 0 | Semi Peak | 0 | 1 | Off Peak | 0 | 1 | Off Peak | 0 | 1 | 0 | Off Peak | 0 | 1 | 0 | Off Peak | 0 | 1 | 0 | Off Peak
2020-07-03 | 8 | 7 | 1 | 0 | 0 | 0 | 0.82511 |  | 0 | 1 | 0 | Off Peak | 0 | 1 | 0 | Semi Peak | 0 | 1 | Off Peak | 0 | 1 | Off Peak | 0 | 1 | 0 | Off Peak | 0 | 1 | 0 | Off Peak | 0 | 1 | 0 | Off Peak
2020-07-03 | 9 | 7 | 1 | 0 | 0 | 0 | 0.50004 |  | 0 | 1 | 0 | Off Peak | 0 | 1 | 0 | Semi Peak | 0 | 1 | Off Peak | 0 | 1 | Off Peak | 0 | 1 | 0 | Off Peak | 0 | 1 | 0 | Off Peak | 0 | 1 | 0 | Off Peak
2020-07-03 | 10 | 7 | 1 | 0 | 0 | 0 | 0.30591 |  | 0 | 1 | 0 | Off Peak | 0 | 1 | 0 | Semi Peak | 0 | 1 | Off Peak | 0 | 1 | Off Peak | 0 | 1 | 0 | Off Peak | 0 | 1 | 0 | Off Peak | 0 | 1 | 0 | Off Peak
2020-07-03 | 11 | 7 | 1 | 0 | 0 | 0 | 0.15544 |  | 0 | 1 | 0 | Off Peak | 0 | 1 | 0 | Semi Peak | 0 | 1 | Off Peak | 0 | 1 | Off Peak | 0 | 1 | 0 | Off Peak | 0 | 1 | 0 | Off Peak | 0 | 1 | 0 | Off Peak
2020-07-03 | 12 | 7 | 1 | 0 | 0 | 0 | 0.031125 |  | 0 | 1 | 0 | Off Peak | 1 | 0 | 0 | On Peak | 0 | 1 | Off Peak | 0 | 1 | Off Peak | 1 | 0 | 0 | On Peak | 0 | 1 | 0 | Off Peak | 0 | 1 | 0 | Off Peak
2020-07-03 | 13 | 7 | 1 | 0 | 0 | 0 | -0.014118 |  | 0 | 1 | 0 | Off Peak | 1 | 0 | 0 | On Peak | 0 | 1 | Off Peak | 1 | 0 | On Peak | 1 | 0 | 0 | On Peak | 1 | 0 | 0 | On Peak | 1 | 0 | 0 | On Peak
2020-07-03 | 14 | 7 | 1 | 0 | 0 | 0 | -0.02996 |  | 0 | 1 | 0 | Off Peak | 1 | 0 | 0 | On Peak | 0 | 1 | Off Peak | 1 | 0 | On Peak | 1 | 0 | 0 | On Peak | 1 | 0 | 0 | On Peak | 1 | 0 | 0 | On Peak
2020-07-03 | 15 | 7 | 1 | 0 | 0 | 0 | 0.020221 |  | 0 | 1 | 0 | Off Peak | 1 | 0 | 0 | On Peak | 0 | 1 | Off Peak | 1 | 0 | On Peak | 1 | 0 | 0 | On Peak | 1 | 0 | 0 | On Peak | 1 | 0 | 0 | On Peak
2020-07-03 | 16 | 7 | 1 | 0 | 0 | 0 | 0.15113 |  | 0 | 1 | 0 | Off Peak | 1 | 0 | 0 | On Peak | 0 | 1 | Off Peak | 1 | 0 | On Peak | 1 | 0 | 0 | On Peak | 1 | 0 | 0 | On Peak | 1 | 0 | 0 | On Peak
2020-07-03 | 17 | 7 | 1 | 0 | 0 | 0 | 0.43416 |  | 1 | 0 | 0 | On Peak | 1 | 0 | 0 | On Peak | 1 | 0 | On Peak | 1 | 0 | On Peak | 1 | 0 | 0 | On Peak | 1 | 0 | 0 | On Peak | 1 | 0 | 0 | On Peak
2020-07-03 | 18 | 7 | 1 | 0 | 0 | 0 | 0.80323 |  | 1 | 0 | 0 | On Peak | 1 | 0 | 0 | On Peak | 1 | 0 | On Peak | 1 | 0 | On Peak | 1 | 0 | 0 | On Peak | 1 | 0 | 0 | On Peak | 1 | 0 | 0 | On Peak
2020-07-03 | 19 | 7 | 1 | 0 | 0 | 0 | 1.3859 |  | 1 | 0 | 0 | On Peak | 0 | 1 | 0 | Semi Peak | 1 | 0 | On Peak | 0 | 1 | Off Peak | 0 | 1 | 0 | Off Peak | 1 | 0 | 0 | On Peak | 0 | 1 | 0 | Off Peak
2020-07-03 | 20 | 7 | 1 | 0 | 0 | 0 | 1.845 |  | 1 | 0 | 0 | On Peak | 0 | 1 | 0 | Semi Peak | 1 | 0 | On Peak | 0 | 1 | Off Peak | 0 | 1 | 0 | Off Peak | 1 | 0 | 0 | On Peak | 0 | 1 | 0 | Off Peak
2020-07-03 | 21 | 7 | 1 | 0 | 0 | 0 | 1.9505 |  | 1 | 0 | 0 | On Peak | 0 | 1 | 0 | Semi Peak | 1 | 0 | On Peak | 0 | 1 | Off Peak | 0 | 1 | 0 | Off Peak | 0 | 1 | 0 | Off Peak | 0 | 1 | 0 | Off Peak
2020-07-03 | 22 | 7 | 1 | 0 | 0 | 0 | 2.0817 |  | 0 | 1 | 0 | Off Peak | 0 | 1 | 0 | Semi Peak | 0 | 1 | Off Peak | 0 | 1 | Off Peak | 0 | 1 | 0 | Off Peak | 0 | 1 | 0 | Off Peak | 0 | 1 | 0 | Off Peak
2020-07-03 | 23 | 7 | 1 | 0 | 0 | 0 | 1.4222 |  | 0 | 1 | 0 | Off Peak | 0 | 0 | 1 | Off Peak | 0 | 1 | Off Peak | 0 | 1 | Off Peak | 0 | 0 | 1 | Super Off Peak | 0 | 1 | 0 | Off Peak | 0 | 1 | 0 | Off Peak
2020-07-03 | 24 | 7 | 1 | 0 | 0 | 0 | 1.2673 |  | 0 | 1 | 0 | Off Peak | 0 | 0 | 1 | Off Peak | 0 | 1 | Off Peak | 0 | 1 | Off Peak | 0 | 0 | 1 | Super Off Peak | 0 | 1 | 0 | Off Peak | 0 | 1 | 0 | Off Peak
2020-07-04 | 1 | 7 | 1 | 1 | 0 | 1 | 1.0847 |  | 0 | 0 | 1 | Super Off Peak | 0 | 0 | 1 | Off Peak | 0 | 1 | Off Peak | 0 | 1 | Off Peak | 0 | 0 | 1 | Super Off Peak | 0 | 0 | 1 | Super Off Peak | 0 | 0 | 1 | Super Off Peak
2020-07-04 | 2 | 7 | 1 | 1 | 0 | 1 | 0.95648 |  | 0 | 0 | 1 | Super Off Peak | 0 | 0 | 1 | Off Peak | 0 | 1 | Off Peak | 0 | 1 | Off Peak | 0 | 0 | 1 | Super Off Peak | 0 | 0 | 1 | Super Off Peak | 0 | 0 | 1 | Super Off Peak
2020-07-04 | 3 | 7 | 1 | 1 | 0 | 1 | 0.91024 |  | 0 | 0 | 1 | Super Off Peak | 0 | 0 | 1 | Off Peak | 0 | 1 | Off Peak | 0 | 1 | Off Peak | 0 | 0 | 1 | Super Off Peak | 0 | 0 | 1 | Super Off Peak | 0 | 0 | 1 | Super Off Peak
2020-07-04 | 4 | 7 | 1 | 1 | 0 | 1 | 0.88258 |  | 0 | 0 | 1 | Super Off Peak | 0 | 0 | 1 | Off Peak | 0 | 1 | Off Peak | 0 | 1 | Off Peak | 0 | 0 | 1 | Super Off Peak | 0 | 0 | 1 | Super Off Peak | 0 | 0 | 1 | Super Off Peak
2020-07-04 | 5 | 7 | 1 | 1 | 0 | 1 | 0.86679 |  | 0 | 0 | 1 | Super Off Peak | 0 | 0 | 1 | Off Peak | 0 | 1 | Off Peak | 0 | 1 | Off Peak | 0 | 0 | 1 | Super Off Peak | 0 | 0 | 1 | Super Off Peak | 0 | 0 | 1 | Super Off Peak
2020-07-04 | 6 | 7 | 1 | 1 | 0 | 1 | 0.87179 |  | 0 | 0 | 1 | Super Off Peak | 0 | 0 | 1 | Off Peak | 0 | 1 | Off Peak | 0 | 1 | Off Peak | 0 | 0 | 1 | Super Off Peak | 0 | 1 | 0 | Off Peak | 0 | 1 | 0 | Off Peak
2020-07-04 | 7 | 7 | 1 | 1 | 0 | 1 | 1.2046 |  | 0 | 0 | 1 | Super Off Peak | 0 | 0 | 1 | Off Peak | 0 | 1 | Off Peak | 0 | 1 | Off Peak | 0 | 0 | 1 | Super Off Peak | 0 | 1 | 0 | Off Peak | 0 | 1 | 0 | Off Peak
2020-07-04 | 8 | 7 | 1 | 1 | 0 | 1 | 0.82593 |  | 0 | 0 | 1 | Super Off Peak | 0 | 0 | 1 | Off Peak | 0 | 1 | Off Peak | 0 | 1 | Off Peak | 0 | 0 | 1 | Super Off Peak | 0 | 1 | 0 | Off Peak | 0 | 1 | 0 | Off Peak
2020-07-04 | 9 | 7 | 1 | 1 | 0 | 1 | 0.51521 |  | 0 | 0 | 1 | Super Off Peak | 0 | 0 | 1 | Off Peak | 0 | 1 | Off Peak | 0 | 1 | Off Peak | 0 | 0 | 1 | Super Off Peak | 0 | 1 | 0 | Off Peak | 0 | 1 | 0 | Off Peak
2020-07-04 | 10 | 7 | 1 | 1 | 0 | 1 | 0.31685 |  | 0 | 0 | 1 | Super Off Peak | 0 | 0 | 1 | Off Peak | 0 | 1 | Off Peak | 0 | 1 | Off Peak | 0 | 0 | 1 | Super Off Peak | 0 | 1 | 0 | Off Peak | 0 | 1 | 0 | Off Peak
2020-07-04 | 11 | 7 | 1 | 1 | 0 | 1 | 0.13317 |  | 0 | 0 | 1 | Super Off Peak | 0 | 0 | 1 | Off Peak | 0 | 1 | Off Peak | 0 | 1 | Off Peak | 0 | 0 | 1 | Super Off Peak | 0 | 1 | 0 | Off Peak | 0 | 1 | 0 | Off Peak
2020-07-04 | 12 | 7 | 1 | 1 | 0 | 1 | -0.016908 |  | 0 | 0 | 1 | Super Off Peak | 0 | 0 | 1 | Off Peak | 0 | 1 | Off Peak | 0 | 1 | Off Peak | 0 | 0 | 1 | Super Off Peak | 0 | 1 | 0 | Off Peak | 0 | 1 | 0 | Off Peak
2020-07-04 | 13 | 7 | 1 | 1 | 0 | 1 | -0.083519 |  | 0 | 0 | 1 | Super Off Peak | 0 | 0 | 1 | Off Peak | 0 | 1 | Off Peak | 0 | 1 | Off Peak | 0 | 0 | 1 | Super Off Peak | 1 | 0 | 0 | On Peak | 0 | 1 | 0 | Off Peak
2020-07-04 | 14 | 7 | 1 | 1 | 0 | 1 | -0.11829 |  | 0 | 0 | 1 | Super Off Peak | 0 | 0 | 1 | Off Peak | 0 | 1 | Off Peak | 0 | 1 | Off Peak | 0 | 0 | 1 | Super Off Peak | 1 | 0 | 0 | On Peak | 0 | 1 | 0 | Off Peak
2020-07-04 | 15 | 7 | 1 | 1 | 0 | 1 | -0.082938 |  | 0 | 1 | 0 | Off Peak | 0 | 0 | 1 | Off Peak | 0 | 1 | Off Peak | 0 | 1 | Off Peak | 0 | 0 | 1 | Super Off Peak | 1 | 0 | 0 | On Peak | 0 | 1 | 0 | Off Peak
2020-07-04 | 16 | 7 | 1 | 1 | 0 | 1 | 0.022289 |  | 0 | 1 | 0 | Off Peak | 0 | 0 | 1 | Off Peak | 0 | 1 | Off Peak | 0 | 1 | Off Peak | 0 | 0 | 1 | Super Off Peak | 1 | 0 | 0 | On Peak | 0 | 1 | 0 | Off Peak
2020-07-04 | 17 | 7 | 1 | 1 | 0 | 1 | 0.25097 |  | 1 | 0 | 0 | On Peak | 0 | 0 | 1 | Off Peak | 0 | 1 | Off Peak | 0 | 1 | Off Peak | 0 | 0 | 1 | Super Off Peak | 1 | 0 | 0 | On Peak | 0 | 1 | 0 | Off Peak
2020-07-04 | 18 | 7 | 1 | 1 | 0 | 1 | 0.62443 |  | 1 | 0 | 0 | On Peak | 0 | 0 | 1 | Off Peak | 0 | 1 | Off Peak | 0 | 1 | Off Peak | 0 | 0 | 1 | Super Off Peak | 1 | 0 | 0 | On Peak | 0 | 1 | 0 | Off Peak
2020-07-04 | 19 | 7 | 1 | 1 | 0 | 1 | 1.2138 |  | 1 | 0 | 0 | On Peak | 0 | 0 | 1 | Off Peak | 0 | 1 | Off Peak | 0 | 1 | Off Peak | 0 | 0 | 1 | Super Off Peak | 1 | 0 | 0 | On Peak | 0 | 1 | 0 | Off Peak
2020-07-04 | 20 | 7 | 1 | 1 | 0 | 1 | 1.6528 |  | 1 | 0 | 0 | On Peak | 0 | 0 | 1 | Off Peak | 0 | 1 | Off Peak | 0 | 1 | Off Peak | 0 | 0 | 1 | Super Off Peak | 1 | 0 | 0 | On Peak | 0 | 1 | 0 | Off Peak
2020-07-04 | 21 | 7 | 1 | 1 | 0 | 1 | 1.7638 |  | 1 | 0 | 0 | On Peak | 0 | 0 | 1 | Off Peak | 0 | 1 | Off Peak | 0 | 1 | Off Peak | 0 | 0 | 1 | Super Off Peak | 0 | 1 | 0 | Off Peak | 0 | 1 | 0 | Off Peak
2020-07-04 | 22 | 7 | 1 | 1 | 0 | 1 | 1.9633 |  | 0 | 1 | 0 | Off Peak | 0 | 0 | 1 | Off Peak | 0 | 1 | Off Peak | 0 | 1 | Off Peak | 0 | 0 | 1 | Super Off Peak | 0 | 1 | 0 | Off Peak | 0 | 1 | 0 | Off Peak
2020-07-04 | 23 | 7 | 1 | 1 | 0 | 1 | 1.3199 |  | 0 | 1 | 0 | Off Peak | 0 | 0 | 1 | Off Peak | 0 | 1 | Off Peak | 0 | 1 | Off Peak | 0 | 0 | 1 | Super Off Peak | 0 | 1 | 0 | Off Peak | 0 | 1 | 0 | Off Peak
2020-07-04 | 24 | 7 | 1 | 1 | 0 | 1 | 1.2105 |  | 0 | 1 | 0 | Off Peak | 0 | 0 | 1 | Off Peak | 0 | 1 | Off Peak | 0 | 1 | Off Peak | 0 | 0 | 1 | Super Off Peak | 0 | 1 | 0 | Off Peak | 0 | 1 | 0 | Off Peak
2020-07-05 | 1 | 7 | 1 | 1 | 1 | 0 | 1.0636 |  | 0 | 0 | 1 | Super Off Peak | 0 | 0 | 1 | Off Peak | 0 | 1 | Off Peak | 0 | 1 | Off Peak | 0 | 0 | 1 | Super Off Peak | 0 | 0 | 1 | Super Off Peak | 0 | 0 | 1 | Super Off Peak
2020-07-05 | 2 | 7 | 1 | 1 | 1 | 0 | 0.93404 |  | 0 | 0 | 1 | Super Off Peak | 0 | 0 | 1 | Off Peak | 0 | 1 | Off Peak | 0 | 1 | Off Peak | 0 | 0 | 1 | Super Off Peak | 0 | 0 | 1 | Super Off Peak | 0 | 0 | 1 | Super Off Peak
2020-07-05 | 3 | 7 | 1 | 1 | 1 | 0 | 0.90722 |  | 0 | 0 | 1 | Super Off Peak | 0 | 0 | 1 | Off Peak | 0 | 1 | Off Peak | 0 | 1 | Off Peak | 0 | 0 | 1 | Super Off Peak | 0 | 0 | 1 | Super Off Peak | 0 | 0 | 1 | Super Off Peak
2020-07-05 | 4 | 7 | 1 | 1 | 1 | 0 | 0.87066 |  | 0 | 0 | 1 | Super Off Peak | 0 | 0 | 1 | Off Peak | 0 | 1 | Off Peak | 0 | 1 | Off Peak | 0 | 0 | 1 | Super Off Peak | 0 | 0 | 1 | Super Off Peak | 0 | 0 | 1 | Super Off Peak
2020-07-05 | 5 | 7 | 1 | 1 | 1 | 0 | 0.86971 |  | 0 | 0 | 1 | Super Off Peak | 0 | 0 | 1 | Off Peak | 0 | 1 | Off Peak | 0 | 1 | Off Peak | 0 | 0 | 1 | Super Off Peak | 0 | 0 | 1 | Super Off Peak | 0 | 0 | 1 | Super Off Peak
2020-07-05 | 6 | 7 | 1 | 1 | 1 | 0 | 0.8728 |  | 0 | 0 | 1 | Super Off Peak | 0 | 0 | 1 | Off Peak | 0 | 1 | Off Peak | 0 | 1 | Off Peak | 0 | 0 | 1 | Super Off Peak | 0 | 1 | 0 | Off Peak | 0 | 1 | 0 | Off Peak
2020-07-05 | 7 | 7 | 1 | 1 | 1 | 0 | 0.82833 |  | 0 | 0 | 1 | Super Off Peak | 0 | 0 | 1 | Off Peak | 0 | 1 | Off Peak | 0 | 1 | Off Peak | 0 | 0 | 1 | Super Off Peak | 0 | 1 | 0 | Off Peak | 0 | 1 | 0 | Off Peak
2020-07-05 | 8 | 7 | 1 | 1 | 1 | 0 | 0.57587 |  | 0 | 0 | 1 | Super Off Peak | 0 | 0 | 1 | Off Peak | 0 | 1 | Off Peak | 0 | 1 | Off Peak | 0 | 0 | 1 | Super Off Peak | 0 | 1 | 0 | Off Peak | 0 | 1 | 0 | Off Peak
2020-07-05 | 9 | 7 | 1 | 1 | 1 | 0 | 0.35667 |  | 0 | 0 | 1 | Super Off Peak | 0 | 0 | 1 | Off Peak | 0 | 1 | Off Peak | 0 | 1 | Off Peak | 0 | 0 | 1 | Super Off Peak | 0 | 1 | 0 | Off Peak | 0 | 1 | 0 | Off Peak
2020-07-05 | 10 | 7 | 1 | 1 | 1 | 0 | 0.23552 |  | 0 | 0 | 1 | Super Off Peak | 0 | 0 | 1 | Off Peak | 0 | 1 | Off Peak | 0 | 1 | Off Peak | 0 | 0 | 1 | Super Off Peak | 0 | 1 | 0 | Off Peak | 0 | 1 | 0 | Off Peak
2020-07-05 | 11 | 7 | 1 | 1 | 1 | 0 | 0.11963 |  | 0 | 0 | 1 | Super Off Peak | 0 | 0 | 1 | Off Peak | 0 | 1 | Off Peak | 0 | 1 | Off Peak | 0 | 0 | 1 | Super Off Peak | 0 | 1 | 0 | Off Peak | 0 | 1 | 0 | Off Peak
2020-07-05 | 12 | 7 | 1 | 1 | 1 | 0 | 0.0056898 |  | 0 | 0 | 1 | Super Off Peak | 0 | 0 | 1 | Off Peak | 0 | 1 | Off Peak | 0 | 1 | Off Peak | 0 | 0 | 1 | Super Off Peak | 0 | 1 | 0 | Off Peak | 0 | 1 | 0 | Off Peak
2020-07-05 | 13 | 7 | 1 | 1 | 1 | 0 | -0.061454 |  | 0 | 0 | 1 | Super Off Peak | 0 | 0 | 1 | Off Peak | 0 | 1 | Off Peak | 0 | 1 | Off Peak | 0 | 0 | 1 | Super Off Peak | 1 | 0 | 0 | On Peak | 1 | 0 | 0 | On Peak
2020-07-05 | 14 | 7 | 1 | 1 | 1 | 0 | -0.10531 |  | 0 | 0 | 1 | Super Off Peak | 0 | 0 | 1 | Off Peak | 0 | 1 | Off Peak | 0 | 1 | Off Peak | 0 | 0 | 1 | Super Off Peak | 1 | 0 | 0 | On Peak | 1 | 0 | 0 | On Peak
2020-07-05 | 15 | 7 | 1 | 1 | 1 | 0 | -0.10391 |  | 0 | 1 | 0 | Off Peak | 0 | 0 | 1 | Off Peak | 0 | 1 | Off Peak | 0 | 1 | Off Peak | 0 | 0 | 1 | Super Off Peak | 1 | 0 | 0 | On Peak | 1 | 0 | 0 | On Peak
2020-07-05 | 16 | 7 | 1 | 1 | 1 | 0 | -0.044051 |  | 0 | 1 | 0 | Off Peak | 0 | 0 | 1 | Off Peak | 0 | 1 | Off Peak | 0 | 1 | Off Peak | 0 | 0 | 1 | Super Off Peak | 1 | 0 | 0 | On Peak | 1 | 0 | 0 | On Peak
2020-07-05 | 17 | 7 | 1 | 1 | 1 | 0 | 0.10776 |  | 1 | 0 | 0 | On Peak | 0 | 0 | 1 | Off Peak | 0 | 1 | Off Peak | 0 | 1 | Off Peak | 0 | 0 | 1 | Super Off Peak | 1 | 0 | 0 | On Peak | 1 | 0 | 0 | On Peak
2020-07-05 | 18 | 7 | 1 | 1 | 1 | 0 | 0.35728 |  | 1 | 0 | 0 | On Peak | 0 | 0 | 1 | Off Peak | 0 | 1 | Off Peak | 0 | 1 | Off Peak | 0 | 0 | 1 | Super Off Peak | 1 | 0 | 0 | On Peak | 1 | 0 | 0 | On Peak
2020-07-05 | 19 | 7 | 1 | 1 | 1 | 0 | 0.76648 |  | 1 | 0 | 0 | On Peak | 0 | 0 | 1 | Off Peak | 0 | 1 | Off Peak | 0 | 1 | Off Peak | 0 | 0 | 1 | Super Off Peak | 1 | 0 | 0 | On Peak | 0 | 1 | 0 | Off Peak
2020-07-05 | 20 | 7 | 1 | 1 | 1 | 0 | 1.0732 |  | 1 | 0 | 0 | On Peak | 0 | 0 | 1 | Off Peak | 0 | 1 | Off Peak | 0 | 1 | Off Peak | 0 | 0 | 1 | Super Off Peak | 1 | 0 | 0 | On Peak | 0 | 1 | 0 | Off Peak
2020-07-05 | 21 | 7 | 1 | 1 | 1 | 0 | 1.1714 |  | 1 | 0 | 0 | On Peak | 0 | 0 | 1 | Off Peak | 0 | 1 | Off Peak | 0 | 1 | Off Peak | 0 | 0 | 1 | Super Off Peak | 0 | 1 | 0 | Off Peak | 0 | 1 | 0 | Off Peak
2020-07-05 | 22 | 7 | 1 | 1 | 1 | 0 | 1.3151 |  | 0 | 1 | 0 | Off Peak | 0 | 0 | 1 | Off Peak | 0 | 1 | Off Peak | 0 | 1 | Off Peak | 0 | 0 | 1 | Super Off Peak | 0 | 1 | 0 | Off Peak | 0 | 1 | 0 | Off Peak
2020-07-05 | 23 | 7 | 1 | 1 | 1 | 0 | 1.2862 |  | 0 | 1 | 0 | Off Peak | 0 | 0 | 1 | Off Peak | 0 | 1 | Off Peak | 0 | 1 | Off Peak | 0 | 0 | 1 | Super Off Peak | 0 | 1 | 0 | Off Peak | 0 | 1 | 0 | Off Peak
2020-07-05 | 24 | 7 | 1 | 1 | 1 | 0 | 1.1747 |  | 0 | 1 | 0 | Off Peak | 0 | 0 | 1 | Off Peak | 0 | 1 | Off Peak | 0 | 1 | Off Peak | 0 | 0 | 1 | Super Off Peak | 0 | 1 | 0 | Off Peak | 0 | 1 | 0 | Off Peak
2020-07-06 | 1 | 7 | 1 | 0 | 0 | 0 | 1.0257 |  | 0 | 0 | 1 | Super Off Peak | 0 | 0 | 1 | Off Peak | 0 | 1 | Off Peak | 0 | 1 | Off Peak | 0 | 0 | 1 | Super Off Peak | 0 | 0 | 1 | Super Off Peak | 0 | 0 | 1 | Super Off Peak
2020-07-06 | 2 | 7 | 1 | 0 | 0 | 0 | 1.0299 |  | 0 | 0 | 1 | Super Off Peak | 0 | 0 | 1 | Off Peak | 0 | 1 | Off Peak | 0 | 1 | Off Peak | 0 | 0 | 1 | Super Off Peak | 0 | 0 | 1 | Super Off Peak | 0 | 0 | 1 | Super Off Peak
2020-07-06 | 3 | 7 | 1 | 0 | 0 | 0 | 0.94285 |  | 0 | 0 | 1 | Super Off Peak | 0 | 0 | 1 | Off Peak | 0 | 1 | Off Peak | 0 | 1 | Off Peak | 0 | 0 | 1 | Super Off Peak | 0 | 0 | 1 | Super Off Peak | 0 | 0 | 1 | Super Off Peak
2020-07-06 | 4 | 7 | 1 | 0 | 0 | 0 | 0.9094 |  | 0 | 0 | 1 | Super Off Peak | 0 | 0 | 1 | Off Peak | 0 | 1 | Off Peak | 0 | 1 | Off Peak | 0 | 0 | 1 | Super Off Peak | 0 | 0 | 1 | Super Off Peak | 0 | 0 | 1 | Super Off Peak
2020-07-06 | 5 | 7 | 1 | 0 | 0 | 0 | 0.89177 |  | 0 | 0 | 1 | Super Off Peak | 0 | 0 | 1 | Off Peak | 0 | 1 | Off Peak | 0 | 1 | Off Peak | 0 | 0 | 1 | Super Off Peak | 0 | 0 | 1 | Super Off Peak | 0 | 0 | 1 | Super Off Peak
2020-07-06 | 6 | 7 | 1 | 0 | 0 | 0 | 0.90125 |  | 0 | 0 | 1 | Super Off Peak | 0 | 0 | 1 | Off Peak | 0 | 1 | Off Peak | 0 | 1 | Off Peak | 0 | 0 | 1 | Super Off Peak | 0 | 1 | 0 | Off Peak | 0 | 1 | 0 | Off Peak
2020-07-06 | 7 | 7 | 1 | 0 | 0 | 0 | 1.288 |  | 0 | 1 | 0 | Off Peak | 0 | 1 | 0 | Semi Peak | 0 | 1 | Off Peak | 0 | 1 | Off Peak | 0 | 1 | 0 | Off Peak | 0 | 1 | 0 | Off Peak | 0 | 1 | 0 | Off Peak
2020-07-06 | 8 | 7 | 1 | 0 | 0 | 0 | 0.9936 |  | 0 | 1 | 0 | Off Peak | 0 | 1 | 0 | Semi Peak | 0 | 1 | Off Peak | 0 | 1 | Off Peak | 0 | 1 | 0 | Off Peak | 0 | 1 | 0 | Off Peak | 0 | 1 | 0 | Off Peak
2020-07-06 | 9 | 7 | 1 | 0 | 0 | 0 | 0.74323 |  | 0 | 1 | 0 | Off Peak | 0 | 1 | 0 | Semi Peak | 0 | 1 | Off Peak | 0 | 1 | Off Peak | 0 | 1 | 0 | Off Peak | 0 | 1 | 0 | Off Peak | 0 | 1 | 0 | Off Peak
2020-07-06 | 10 | 7 | 1 | 0 | 0 | 0 | 0.58476 |  | 0 | 1 | 0 | Off Peak | 0 | 1 | 0 | Semi Peak | 0 | 1 | Off Peak | 0 | 1 | Off Peak | 0 | 1 | 0 | Off Peak | 0 | 1 | 0 | Off Peak | 0 | 1 | 0 | Off Peak
2020-07-06 | 11 | 7 | 1 | 0 | 0 | 0 | 0.39655 |  | 0 | 1 | 0 | Off Peak | 0 | 1 | 0 | Semi Peak | 0 | 1 | Off Peak | 0 | 1 | Off Peak | 0 | 1 | 0 | Off Peak | 0 | 1 | 0 | Off Peak | 0 | 1 | 0 | Off Peak
2020-07-06 | 12 | 7 | 1 | 0 | 0 | 0 | 0.2493 |  | 0 | 1 | 0 | Off Peak | 1 | 0 | 0 | On Peak | 0 | 1 | Off Peak | 0 | 1 | Off Peak | 1 | 0 | 0 | On Peak | 0 | 1 | 0 | Off Peak | 0 | 1 | 0 | Off Peak
2020-07-06 | 13 | 7 | 1 | 0 | 0 | 0 | 0.17717 |  | 0 | 1 | 0 | Off Peak | 1 | 0 | 0 | On Peak | 0 | 1 | Off Peak | 1 | 0 | On Peak | 1 | 0 | 0 | On Peak | 1 | 0 | 0 | On Peak | 1 | 0 | 0 | On Peak
2020-07-06 | 14 | 7 | 1 | 0 | 0 | 0 | 0.16133 |  | 0 | 1 | 0 | Off Peak | 1 | 0 | 0 | On Peak | 0 | 1 | Off Peak | 1 | 0 | On Peak | 1 | 0 | 0 | On Peak | 1 | 0 | 0 | On Peak | 1 | 0 | 0 | On Peak
2020-07-06 | 15 | 7 | 1 | 0 | 0 | 0 | 0.22618 |  | 0 | 1 | 0 | Off Peak | 1 | 0 | 0 | On Peak | 0 | 1 | Off Peak | 1 | 0 | On Peak | 1 | 0 | 0 | On Peak | 1 | 0 | 0 | On Peak | 1 | 0 | 0 | On Peak
2020-07-06 | 16 | 7 | 1 | 0 | 0 | 0 | 0.35354 |  | 0 | 1 | 0 | Off Peak | 1 | 0 | 0 | On Peak | 0 | 1 | Off Peak | 1 | 0 | On Peak | 1 | 0 | 0 | On Peak | 1 | 0 | 0 | On Peak | 1 | 0 | 0 | On Peak
2020-07-06 | 17 | 7 | 1 | 0 | 0 | 0 | 0.61398 |  | 1 | 0 | 0 | On Peak | 1 | 0 | 0 | On Peak | 1 | 0 | On Peak | 1 | 0 | On Peak | 1 | 0 | 0 | On Peak | 1 | 0 | 0 | On Peak | 1 | 0 | 0 | On Peak
2020-07-06 | 18 | 7 | 1 | 0 | 0 | 0 | 0.9636 |  | 1 | 0 | 0 | On Peak | 1 | 0 | 0 | On Peak | 1 | 0 | On Peak | 1 | 0 | On Peak | 1 | 0 | 0 | On Peak | 1 | 0 | 0 | On Peak | 1 | 0 | 0 | On Peak
2020-07-06 | 19 | 7 | 1 | 0 | 0 | 0 | 1.5301 |  | 1 | 0 | 0 | On Peak | 0 | 1 | 0 | Semi Peak | 1 | 0 | On Peak | 0 | 1 | Off Peak | 0 | 1 | 0 | Off Peak | 1 | 0 | 0 | On Peak | 0 | 1 | 0 | Off Peak
2020-07-06 | 20 | 7 | 1 | 0 | 0 | 0 | 1.9338 |  | 1 | 0 | 0 | On Peak | 0 | 1 | 0 | Semi Peak | 1 | 0 | On Peak | 0 | 1 | Off Peak | 0 | 1 | 0 | Off Peak | 1 | 0 | 0 | On Peak | 0 | 1 | 0 | Off Peak
2020-07-06 | 21 | 7 | 1 | 0 | 0 | 0 | 2.0167 |  | 1 | 0 | 0 | On Peak | 0 | 1 | 0 | Semi Peak | 1 | 0 | On Peak | 0 | 1 | Off Peak | 0 | 1 | 0 | Off Peak | 0 | 1 | 0 | Off Peak | 0 | 1 | 0 | Off Peak
2020-07-06 | 22 | 7 | 1 | 0 | 0 | 0 | 2.1616 |  | 0 | 1 | 0 | Off Peak | 0 | 1 | 0 | Semi Peak | 0 | 1 | Off Peak | 0 | 1 | Off Peak | 0 | 1 | 0 | Off Peak | 0 | 1 | 0 | Off Peak | 0 | 1 | 0 | Off Peak
2020-07-06 | 23 | 7 | 1 | 0 | 0 | 0 | 1.4686 |  | 0 | 1 | 0 | Off Peak | 0 | 0 | 1 | Off Peak | 0 | 1 | Off Peak | 0 | 1 | Off Peak | 0 | 0 | 1 | Super Off Peak | 0 | 1 | 0 | Off Peak | 0 | 1 | 0 | Off Peak
2020-07-06 | 24 | 7 | 1 | 0 | 0 | 0 | 1.3213 |  | 0 | 1 | 0 | Off Peak | 0 | 0 | 1 | Off Peak | 0 | 1 | Off Peak | 0 | 1 | Off Peak | 0 | 0 | 1 | Super Off Peak | 0 | 1 | 0 | Off Peak | 0 | 1 | 0 | Off Peak
2020-07-07 | 1 | 7 | 1 | 0 | 0 | 0 | 1.1353 |  | 0 | 0 | 1 | Super Off Peak | 0 | 0 | 1 | Off Peak | 0 | 1 | Off Peak | 0 | 1 | Off Peak | 0 | 0 | 1 | Super Off Peak | 0 | 0 | 1 | Super Off Peak | 0 | 0 | 1 | Super Off Peak
2020-07-07 | 2 | 7 | 1 | 0 | 0 | 0 | 1.0121 |  | 0 | 0 | 1 | Super Off Peak | 0 | 0 | 1 | Off Peak | 0 | 1 | Off Peak | 0 | 1 | Off Peak | 0 | 0 | 1 | Super Off Peak | 0 | 0 | 1 | Super Off Peak | 0 | 0 | 1 | Super Off Peak
2020-07-07 | 3 | 7 | 1 | 0 | 0 | 0 | 0.94535 |  | 0 | 0 | 1 | Super Off Peak | 0 | 0 | 1 | Off Peak | 0 | 1 | Off Peak | 0 | 1 | Off Peak | 0 | 0 | 1 | Super Off Peak | 0 | 0 | 1 | Super Off Peak | 0 | 0 | 1 | Super Off Peak
2020-07-07 | 4 | 7 | 1 | 0 | 0 | 0 | 0.91839 |  | 0 | 0 | 1 | Super Off Peak | 0 | 0 | 1 | Off Peak | 0 | 1 | Off Peak | 0 | 1 | Off Peak | 0 | 0 | 1 | Super Off Peak | 0 | 0 | 1 | Super Off Peak | 0 | 0 | 1 | Super Off Peak
2020-07-07 | 5 | 7 | 1 | 0 | 0 | 0 | 0.91377 |  | 0 | 0 | 1 | Super Off Peak | 0 | 0 | 1 | Off Peak | 0 | 1 | Off Peak | 0 | 1 | Off Peak | 0 | 0 | 1 | Super Off Peak | 0 | 0 | 1 | Super Off Peak | 0 | 0 | 1 | Super Off Peak
2020-07-07 | 6 | 7 | 1 | 0 | 0 | 0 | 0.91817 |  | 0 | 0 | 1 | Super Off Peak | 0 | 0 | 1 | Off Peak | 0 | 1 | Off Peak | 0 | 1 | Off Peak | 0 | 0 | 1 | Super Off Peak | 0 | 1 | 0 | Off Peak | 0 | 1 | 0 | Off Peak
2020-07-07 | 7 | 7 | 1 | 0 | 0 | 0 | 1.29 |  | 0 | 1 | 0 | Off Peak | 0 | 1 | 0 | Semi Peak | 0 | 1 | Off Peak | 0 | 1 | Off Peak | 0 | 1 | 0 | Off Peak | 0 | 1 | 0 | Off Peak | 0 | 1 | 0 | Off Peak
2020-07-07 | 8 | 7 | 1 | 0 | 0 | 0 | 0.95148 |  | 0 | 1 | 0 | Off Peak | 0 | 1 | 0 | Semi Peak | 0 | 1 | Off Peak | 0 | 1 | Off Peak | 0 | 1 | 0 | Off Peak | 0 | 1 | 0 | Off Peak | 0 | 1 | 0 | Off Peak
2020-07-07 | 9 | 7 | 1 | 0 | 0 | 0 | 0.66971 |  | 0 | 1 | 0 | Off Peak | 0 | 1 | 0 | Semi Peak | 0 | 1 | Off Peak | 0 | 1 | Off Peak | 0 | 1 | 0 | Off Peak | 0 | 1 | 0 | Off Peak | 0 | 1 | 0 | Off Peak
2020-07-07 | 10 | 7 | 1 | 0 | 0 | 0 | 0.50606 |  | 0 | 1 | 0 | Off Peak | 0 | 1 | 0 | Semi Peak | 0 | 1 | Off Peak | 0 | 1 | Off Peak | 0 | 1 | 0 | Off Peak | 0 | 1 | 0 | Off Peak | 0 | 1 | 0 | Off Peak
2020-07-07 | 11 | 7 | 1 | 0 | 0 | 0 | 0.3308 |  | 0 | 1 | 0 | Off Peak | 0 | 1 | 0 | Semi Peak | 0 | 1 | Off Peak | 0 | 1 | Off Peak | 0 | 1 | 0 | Off Peak | 0 | 1 | 0 | Off Peak | 0 | 1 | 0 | Off Peak
2020-07-07 | 12 | 7 | 1 | 0 | 0 | 0 | 0.1936 |  | 0 | 1 | 0 | Off Peak | 1 | 0 | 0 | On Peak | 0 | 1 | Off Peak | 0 | 1 | Off Peak | 1 | 0 | 0 | On Peak | 0 | 1 | 0 | Off Peak | 0 | 1 | 0 | Off Peak
2020-07-07 | 13 | 7 | 1 | 0 | 0 | 0 | 0.13527 |  | 0 | 1 | 0 | Off Peak | 1 | 0 | 0 | On Peak | 0 | 1 | Off Peak | 1 | 0 | On Peak | 1 | 0 | 0 | On Peak | 1 | 0 | 0 | On Peak | 1 | 0 | 0 | On Peak
2020-07-07 | 14 | 7 | 1 | 0 | 0 | 0 | 0.10537 |  | 0 | 1 | 0 | Off Peak | 1 | 0 | 0 | On Peak | 0 | 1 | Off Peak | 1 | 0 | On Peak | 1 | 0 | 0 | On Peak | 1 | 0 | 0 | On Peak | 1 | 0 | 0 | On Peak
2020-07-07 | 15 | 7 | 1 | 0 | 0 | 0 | 0.15305 |  | 0 | 1 | 0 | Off Peak | 1 | 0 | 0 | On Peak | 0 | 1 | Off Peak | 1 | 0 | On Peak | 1 | 0 | 0 | On Peak | 1 | 0 | 0 | On Peak | 1 | 0 | 0 | On Peak
2020-07-07 | 16 | 7 | 1 | 0 | 0 | 0 | 0.26167 |  | 0 | 1 | 0 | Off Peak | 1 | 0 | 0 | On Peak | 0 | 1 | Off Peak | 1 | 0 | On Peak | 1 | 0 | 0 | On Peak | 1 | 0 | 0 | On Peak | 1 | 0 | 0 | On Peak
2020-07-07 | 17 | 7 | 1 | 0 | 0 | 0 | 0.51763 |  | 1 | 0 | 0 | On Peak | 1 | 0 | 0 | On Peak | 1 | 0 | On Peak | 1 | 0 | On Peak | 1 | 0 | 0 | On Peak | 1 | 0 | 0 | On Peak | 1 | 0 | 0 | On Peak
2020-07-07 | 18 | 7 | 1 | 0 | 0 | 0 | 0.87232 |  | 1 | 0 | 0 | On Peak | 1 | 0 | 0 | On Peak | 1 | 0 | On Peak | 1 | 0 | On Peak | 1 | 0 | 0 | On Peak | 1 | 0 | 0 | On Peak | 1 | 0 | 0 | On Peak
2020-07-07 | 19 | 7 | 1 | 0 | 0 | 0 | 1.4471 |  | 1 | 0 | 0 | On Peak | 0 | 1 | 0 | Semi Peak | 1 | 0 | On Peak | 0 | 1 | Off Peak | 0 | 1 | 0 | Off Peak | 1 | 0 | 0 | On Peak | 0 | 1 | 0 | Off Peak
2020-07-07 | 20 | 7 | 1 | 0 | 0 | 0 | 1.8864 |  | 1 | 0 | 0 | On Peak | 0 | 1 | 0 | Semi Peak | 1 | 0 | On Peak | 0 | 1 | Off Peak | 0 | 1 | 0 | Off Peak | 1 | 0 | 0 | On Peak | 0 | 1 | 0 | Off Peak
2020-07-07 | 21 | 7 | 1 | 0 | 0 | 0 | 1.9875 |  | 1 | 0 | 0 | On Peak | 0 | 1 | 0 | Semi Peak | 1 | 0 | On Peak | 0 | 1 | Off Peak | 0 | 1 | 0 | Off Peak | 0 | 1 | 0 | Off Peak | 0 | 1 | 0 | Off Peak
2020-07-07 | 22 | 7 | 1 | 0 | 0 | 0 | 2.1494 |  | 0 | 1 | 0 | Off Peak | 0 | 1 | 0 | Semi Peak | 0 | 1 | Off Peak | 0 | 1 | Off Peak | 0 | 1 | 0 | Off Peak | 0 | 1 | 0 | Off Peak | 0 | 1 | 0 | Off Peak
2020-07-07 | 23 | 7 | 1 | 0 | 0 | 0 | 1.4616 |  | 0 | 1 | 0 | Off Peak | 0 | 0 | 1 | Off Peak | 0 | 1 | Off Peak | 0 | 1 | Off Peak | 0 | 0 | 1 | Super Off Peak | 0 | 1 | 0 | Off Peak | 0 | 1 | 0 | Off Peak
2020-07-07 | 24 | 7 | 1 | 0 | 0 | 0 | 1.3186 |  | 0 | 1 | 0 | Off Peak | 0 | 0 | 1 | Off Peak | 0 | 1 | Off Peak | 0 | 1 | Off Peak | 0 | 0 | 1 | Super Off Peak | 0 | 1 | 0 | Off Peak | 0 | 1 | 0 | Off Peak
2020-07-08 | 1 | 7 | 1 | 0 | 0 | 0 | 1.1325 |  | 0 | 0 | 1 | Super Off Peak | 0 | 0 | 1 | Off Peak | 0 | 1 | Off Peak | 0 | 1 | Off Peak | 0 | 0 | 1 | Super Off Peak | 0 | 0 | 1 | Super Off Peak | 0 | 0 | 1 | Super Off Peak
2020-07-08 | 2 | 7 | 1 | 0 | 0 | 0 | 1.0725 |  | 0 | 0 | 1 | Super Off Peak | 0 | 0 | 1 | Off Peak | 0 | 1 | Off Peak | 0 | 1 | Off Peak | 0 | 0 | 1 | Super Off Peak | 0 | 0 | 1 | Super Off Peak | 0 | 0 | 1 | Super Off Peak
2020-07-08 | 3 | 7 | 1 | 0 | 0 | 0 | 0.9727 |  | 0 | 0 | 1 | Super Off Peak | 0 | 0 | 1 | Off Peak | 0 | 1 | Off Peak | 0 | 1 | Off Peak | 0 | 0 | 1 | Super Off Peak | 0 | 0 | 1 | Super Off Peak | 0 | 0 | 1 | Super Off Peak
2020-07-08 | 4 | 7 | 1 | 0 | 0 | 0 | 0.92779 |  | 0 | 0 | 1 | Super Off Peak | 0 | 0 | 1 | Off Peak | 0 | 1 | Off Peak | 0 | 1 | Off Peak | 0 | 0 | 1 | Super Off Peak | 0 | 0 | 1 | Super Off Peak | 0 | 0 | 1 | Super Off Peak
2020-07-08 | 5 | 7 | 1 | 0 | 0 | 0 | 0.90932 |  | 0 | 0 | 1 | Super Off Peak | 0 | 0 | 1 | Off Peak | 0 | 1 | Off Peak | 0 | 1 | Off Peak | 0 | 0 | 1 | Super Off Peak | 0 | 0 | 1 | Super Off Peak | 0 | 0 | 1 | Super Off Peak
2020-07-08 | 6 | 7 | 1 | 0 | 0 | 0 | 0.92028 |  | 0 | 0 | 1 | Super Off Peak | 0 | 0 | 1 | Off Peak | 0 | 1 | Off Peak | 0 | 1 | Off Peak | 0 | 0 | 1 | Super Off Peak | 0 | 1 | 0 | Off Peak | 0 | 1 | 0 | Off Peak
2020-07-08 | 7 | 7 | 1 | 0 | 0 | 0 | 1.2915 |  | 0 | 1 | 0 | Off Peak | 0 | 1 | 0 | Semi Peak | 0 | 1 | Off Peak | 0 | 1 | Off Peak | 0 | 1 | 0 | Off Peak | 0 | 1 | 0 | Off Peak | 0 | 1 | 0 | Off Peak
2020-07-08 | 8 | 7 | 1 | 0 | 0 | 0 | 0.97874 |  | 0 | 1 | 0 | Off Peak | 0 | 1 | 0 | Semi Peak | 0 | 1 | Off Peak | 0 | 1 | Off Peak | 0 | 1 | 0 | Off Peak | 0 | 1 | 0 | Off Peak | 0 | 1 | 0 | Off Peak
2020-07-08 | 9 | 7 | 1 | 0 | 0 | 0 | 0.71234 |  | 0 | 1 | 0 | Off Peak | 0 | 1 | 0 | Semi Peak | 0 | 1 | Off Peak | 0 | 1 | Off Peak | 0 | 1 | 0 | Off Peak | 0 | 1 | 0 | Off Peak | 0 | 1 | 0 | Off Peak
2020-07-08 | 10 | 7 | 1 | 0 | 0 | 0 | 0.52203 |  | 0 | 1 | 0 | Off Peak | 0 | 1 | 0 | Semi Peak | 0 | 1 | Off Peak | 0 | 1 | Off Peak | 0 | 1 | 0 | Off Peak | 0 | 1 | 0 | Off Peak | 0 | 1 | 0 | Off Peak
2020-07-08 | 11 | 7 | 1 | 0 | 0 | 0 | 0.34709 |  | 0 | 1 | 0 | Off Peak | 0 | 1 | 0 | Semi Peak | 0 | 1 | Off Peak | 0 | 1 | Off Peak | 0 | 1 | 0 | Off Peak | 0 | 1 | 0 | Off Peak | 0 | 1 | 0 | Off Peak
2020-07-08 | 12 | 7 | 1 | 0 | 0 | 0 | 0.25138 |  | 0 | 1 | 0 | Off Peak | 1 | 0 | 0 | On Peak | 0 | 1 | Off Peak | 0 | 1 | Off Peak | 1 | 0 | 0 | On Peak | 0 | 1 | 0 | Off Peak | 0 | 1 | 0 | Off Peak
2020-07-08 | 13 | 7 | 1 | 0 | 0 | 0 | 0.22049 |  | 0 | 1 | 0 | Off Peak | 1 | 0 | 0 | On Peak | 0 | 1 | Off Peak | 1 | 0 | On Peak | 1 | 0 | 0 | On Peak | 1 | 0 | 0 | On Peak | 1 | 0 | 0 | On Peak
2020-07-08 | 14 | 7 | 1 | 0 | 0 | 0 | 0.23109 |  | 0 | 1 | 0 | Off Peak | 1 | 0 | 0 | On Peak | 0 | 1 | Off Peak | 1 | 0 | On Peak | 1 | 0 | 0 | On Peak | 1 | 0 | 0 | On Peak | 1 | 0 | 0 | On Peak
2020-07-08 | 15 | 7 | 1 | 0 | 0 | 0 | 0.27794 |  | 0 | 1 | 0 | Off Peak | 1 | 0 | 0 | On Peak | 0 | 1 | Off Peak | 1 | 0 | On Peak | 1 | 0 | 0 | On Peak | 1 | 0 | 0 | On Peak | 1 | 0 | 0 | On Peak
2020-07-08 | 16 | 7 | 1 | 0 | 0 | 0 | 0.41645 |  | 0 | 1 | 0 | Off Peak | 1 | 0 | 0 | On Peak | 0 | 1 | Off Peak | 1 | 0 | On Peak | 1 | 0 | 0 | On Peak | 1 | 0 | 0 | On Peak | 1 | 0 | 0 | On Peak
2020-07-08 | 17 | 7 | 1 | 0 | 0 | 0 | 0.70044 |  | 1 | 0 | 0 | On Peak | 1 | 0 | 0 | On Peak | 1 | 0 | On Peak | 1 | 0 | On Peak | 1 | 0 | 0 | On Peak | 1 | 0 | 0 | On Peak | 1 | 0 | 0 | On Peak
2020-07-08 | 18 | 7 | 1 | 0 | 0 | 0 | 1.0603 |  | 1 | 0 | 0 | On Peak | 1 | 0 | 0 | On Peak | 1 | 0 | On Peak | 1 | 0 | On Peak | 1 | 0 | 0 | On Peak | 1 | 0 | 0 | On Peak | 1 | 0 | 0 | On Peak
2020-07-08 | 19 | 7 | 1 | 0 | 0 | 0 | 1.655 |  | 1 | 0 | 0 | On Peak | 0 | 1 | 0 | Semi Peak | 1 | 0 | On Peak | 0 | 1 | Off Peak | 0 | 1 | 0 | Off Peak | 1 | 0 | 0 | On Peak | 0 | 1 | 0 | Off Peak
2020-07-08 | 20 | 7 | 1 | 0 | 0 | 0 | 2.0834 |  | 1 | 0 | 0 | On Peak | 0 | 1 | 0 | Semi Peak | 1 | 0 | On Peak | 0 | 1 | Off Peak | 0 | 1 | 0 | Off Peak | 1 | 0 | 0 | On Peak | 0 | 1 | 0 | Off Peak
2020-07-08 | 21 | 7 | 1 | 0 | 0 | 0 | 2.1499 |  | 1 | 0 | 0 | On Peak | 0 | 1 | 0 | Semi Peak | 1 | 0 | On Peak | 0 | 1 | Off Peak | 0 | 1 | 0 | Off Peak | 0 | 1 | 0 | Off Peak | 0 | 1 | 0 | Off Peak
2020-07-08 | 22 | 7 | 1 | 0 | 0 | 0 | 2.2637 |  | 0 | 1 | 0 | Off Peak | 0 | 1 | 0 | Semi Peak | 0 | 1 | Off Peak | 0 | 1 | Off Peak | 0 | 1 | 0 | Off Peak | 0 | 1 | 0 | Off Peak | 0 | 1 | 0 | Off Peak
2020-07-08 | 23 | 7 | 1 | 0 | 0 | 0 | 1.5455 |  | 0 | 1 | 0 | Off Peak | 0 | 0 | 1 | Off Peak | 0 | 1 | Off Peak | 0 | 1 | Off Peak | 0 | 0 | 1 | Super Off Peak | 0 | 1 | 0 | Off Peak | 0 | 1 | 0 | Off Peak
2020-07-08 | 24 | 7 | 1 | 0 | 0 | 0 | 1.4009 |  | 0 | 1 | 0 | Off Peak | 0 | 0 | 1 | Off Peak | 0 | 1 | Off Peak | 0 | 1 | Off Peak | 0 | 0 | 1 | Super Off Peak | 0 | 1 | 0 | Off Peak | 0 | 1 | 0 | Off Peak
2020-07-09 | 1 | 7 | 1 | 0 | 0 | 0 | 1.2113 |  | 0 | 0 | 1 | Super Off Peak | 0 | 0 | 1 | Off Peak | 0 | 1 | Off Peak | 0 | 1 | Off Peak | 0 | 0 | 1 | Super Off Peak | 0 | 0 | 1 | Super Off Peak | 0 | 0 | 1 | Super Off Peak
2020-07-09 | 2 | 7 | 1 | 0 | 0 | 0 | 1.045 |  | 0 | 0 | 1 | Super Off Peak | 0 | 0 | 1 | Off Peak | 0 | 1 | Off Peak | 0 | 1 | Off Peak | 0 | 0 | 1 | Super Off Peak | 0 | 0 | 1 | Super Off Peak | 0 | 0 | 1 | Super Off Peak
2020-07-09 | 3 | 7 | 1 | 0 | 0 | 0 | 0.97583 |  | 0 | 0 | 1 | Super Off Peak | 0 | 0 | 1 | Off Peak | 0 | 1 | Off Peak | 0 | 1 | Off Peak | 0 | 0 | 1 | Super Off Peak | 0 | 0 | 1 | Super Off Peak | 0 | 0 | 1 | Super Off Peak
2020-07-09 | 4 | 7 | 1 | 0 | 0 | 0 | 0.93124 |  | 0 | 0 | 1 | Super Off Peak | 0 | 0 | 1 | Off Peak | 0 | 1 | Off Peak | 0 | 1 | Off Peak | 0 | 0 | 1 | Super Off Peak | 0 | 0 | 1 | Super Off Peak | 0 | 0 | 1 | Super Off Peak
2020-07-09 | 5 | 7 | 1 | 0 | 0 | 0 | 0.9142 |  | 0 | 0 | 1 | Super Off Peak | 0 | 0 | 1 | Off Peak | 0 | 1 | Off Peak | 0 | 1 | Off Peak | 0 | 0 | 1 | Super Off Peak | 0 | 0 | 1 | Super Off Peak | 0 | 0 | 1 | Super Off Peak
2020-07-09 | 6 | 7 | 1 | 0 | 0 | 0 | 0.9241 |  | 0 | 0 | 1 | Super Off Peak | 0 | 0 | 1 | Off Peak | 0 | 1 | Off Peak | 0 | 1 | Off Peak | 0 | 0 | 1 | Super Off Peak | 0 | 1 | 0 | Off Peak | 0 | 1 | 0 | Off Peak
2020-07-09 | 7 | 7 | 1 | 0 | 0 | 0 | 1.2901 |  | 0 | 1 | 0 | Off Peak | 0 | 1 | 0 | Semi Peak | 0 | 1 | Off Peak | 0 | 1 | Off Peak | 0 | 1 | 0 | Off Peak | 0 | 1 | 0 | Off Peak | 0 | 1 | 0 | Off Peak
2020-07-09 | 8 | 7 | 1 | 0 | 0 | 0 | 0.96846 |  | 0 | 1 | 0 | Off Peak | 0 | 1 | 0 | Semi Peak | 0 | 1 | Off Peak | 0 | 1 | Off Peak | 0 | 1 | 0 | Off Peak | 0 | 1 | 0 | Off Peak | 0 | 1 | 0 | Off Peak
2020-07-09 | 9 | 7 | 1 | 0 | 0 | 0 | 0.67525 |  | 0 | 1 | 0 | Off Peak | 0 | 1 | 0 | Semi Peak | 0 | 1 | Off Peak | 0 | 1 | Off Peak | 0 | 1 | 0 | Off Peak | 0 | 1 | 0 | Off Peak | 0 | 1 | 0 | Off Peak
2020-07-09 | 10 | 7 | 1 | 0 | 0 | 0 | 0.50273 |  | 0 | 1 | 0 | Off Peak | 0 | 1 | 0 | Semi Peak | 0 | 1 | Off Peak | 0 | 1 | Off Peak | 0 | 1 | 0 | Off Peak | 0 | 1 | 0 | Off Peak | 0 | 1 | 0 | Off Peak
2020-07-09 | 11 | 7 | 1 | 0 | 0 | 0 | 0.35043 |  | 0 | 1 | 0 | Off Peak | 0 | 1 | 0 | Semi Peak | 0 | 1 | Off Peak | 0 | 1 | Off Peak | 0 | 1 | 0 | Off Peak | 0 | 1 | 0 | Off Peak | 0 | 1 | 0 | Off Peak
2020-07-09 | 12 | 7 | 1 | 0 | 0 | 0 | 0.25278 |  | 0 | 1 | 0 | Off Peak | 1 | 0 | 0 | On Peak | 0 | 1 | Off Peak | 0 | 1 | Off Peak | 1 | 0 | 0 | On Peak | 0 | 1 | 0 | Off Peak | 0 | 1 | 0 | Off Peak
2020-07-09 | 13 | 7 | 1 | 0 | 0 | 0 | 0.21873 |  | 0 | 1 | 0 | Off Peak | 1 | 0 | 0 | On Peak | 0 | 1 | Off Peak | 1 | 0 | On Peak | 1 | 0 | 0 | On Peak | 1 | 0 | 0 | On Peak | 1 | 0 | 0 | On Peak
2020-07-09 | 14 | 7 | 1 | 0 | 0 | 0 | 0.20551 |  | 0 | 1 | 0 | Off Peak | 1 | 0 | 0 | On Peak | 0 | 1 | Off Peak | 1 | 0 | On Peak | 1 | 0 | 0 | On Peak | 1 | 0 | 0 | On Peak | 1 | 0 | 0 | On Peak
2020-07-09 | 15 | 7 | 1 | 0 | 0 | 0 | 0.24098 |  | 0 | 1 | 0 | Off Peak | 1 | 0 | 0 | On Peak | 0 | 1 | Off Peak | 1 | 0 | On Peak | 1 | 0 | 0 | On Peak | 1 | 0 | 0 | On Peak | 1 | 0 | 0 | On Peak
2020-07-09 | 16 | 7 | 1 | 0 | 0 | 0 | 0.37181 |  | 0 | 1 | 0 | Off Peak | 1 | 0 | 0 | On Peak | 0 | 1 | Off Peak | 1 | 0 | On Peak | 1 | 0 | 0 | On Peak | 1 | 0 | 0 | On Peak | 1 | 0 | 0 | On Peak
2020-07-09 | 17 | 7 | 1 | 0 | 0 | 0 | 0.65395 |  | 1 | 0 | 0 | On Peak | 1 | 0 | 0 | On Peak | 1 | 0 | On Peak | 1 | 0 | On Peak | 1 | 0 | 0 | On Peak | 1 | 0 | 0 | On Peak | 1 | 0 | 0 | On Peak
2020-07-09 | 18 | 7 | 1 | 0 | 0 | 0 | 1.0165 |  | 1 | 0 | 0 | On Peak | 1 | 0 | 0 | On Peak | 1 | 0 | On Peak | 1 | 0 | On Peak | 1 | 0 | 0 | On Peak | 1 | 0 | 0 | On Peak | 1 | 0 | 0 | On Peak
2020-07-09 | 19 | 7 | 1 | 0 | 0 | 0 | 1.6033 |  | 1 | 0 | 0 | On Peak | 0 | 1 | 0 | Semi Peak | 1 | 0 | On Peak | 0 | 1 | Off Peak | 0 | 1 | 0 | Off Peak | 1 | 0 | 0 | On Peak | 0 | 1 | 0 | Off Peak
2020-07-09 | 20 | 7 | 1 | 0 | 0 | 0 | 2.0198 |  | 1 | 0 | 0 | On Peak | 0 | 1 | 0 | Semi Peak | 1 | 0 | On Peak | 0 | 1 | Off Peak | 0 | 1 | 0 | Off Peak | 1 | 0 | 0 | On Peak | 0 | 1 | 0 | Off Peak
2020-07-09 | 21 | 7 | 1 | 0 | 0 | 0 | 2.0853 |  | 1 | 0 | 0 | On Peak | 0 | 1 | 0 | Semi Peak | 1 | 0 | On Peak | 0 | 1 | Off Peak | 0 | 1 | 0 | Off Peak | 0 | 1 | 0 | Off Peak | 0 | 1 | 0 | Off Peak
2020-07-09 | 22 | 7 | 1 | 0 | 0 | 0 | 2.1927 |  | 0 | 1 | 0 | Off Peak | 0 | 1 | 0 | Semi Peak | 0 | 1 | Off Peak | 0 | 1 | Off Peak | 0 | 1 | 0 | Off Peak | 0 | 1 | 0 | Off Peak | 0 | 1 | 0 | Off Peak
2020-07-09 | 23 | 7 | 1 | 0 | 0 | 0 | 1.4991 |  | 0 | 1 | 0 | Off Peak | 0 | 0 | 1 | Off Peak | 0 | 1 | Off Peak | 0 | 1 | Off Peak | 0 | 0 | 1 | Super Off Peak | 0 | 1 | 0 | Off Peak | 0 | 1 | 0 | Off Peak
2020-07-09 | 24 | 7 | 1 | 0 | 0 | 0 | 1.3698 |  | 0 | 1 | 0 | Off Peak | 0 | 0 | 1 | Off Peak | 0 | 1 | Off Peak | 0 | 1 | Off Peak | 0 | 0 | 1 | Super Off Peak | 0 | 1 | 0 | Off Peak | 0 | 1 | 0 | Off Peak
2020-07-10 | 1 | 7 | 1 | 0 | 0 | 0 | 1.1803 |  | 0 | 0 | 1 | Super Off Peak | 0 | 0 | 1 | Off Peak | 0 | 1 | Off Peak | 0 | 1 | Off Peak | 0 | 0 | 1 | Super Off Peak | 0 | 0 | 1 | Super Off Peak | 0 | 0 | 1 | Super Off Peak
2020-07-10 | 2 | 7 | 1 | 0 | 0 | 0 | 1.0655 |  | 0 | 0 | 1 | Super Off Peak | 0 | 0 | 1 | Off Peak | 0 | 1 | Off Peak | 0 | 1 | Off Peak | 0 | 0 | 1 | Super Off Peak | 0 | 0 | 1 | Super Off Peak | 0 | 0 | 1 | Super Off Peak
2020-07-10 | 3 | 7 | 1 | 0 | 0 | 0 | 0.97872 |  | 0 | 0 | 1 | Super Off Peak | 0 | 0 | 1 | Off Peak | 0 | 1 | Off Peak | 0 | 1 | Off Peak | 0 | 0 | 1 | Super Off Peak | 0 | 0 | 1 | Super Off Peak | 0 | 0 | 1 | Super Off Peak
2020-07-10 | 4 | 7 | 1 | 0 | 0 | 0 | 0.94174 |  | 0 | 0 | 1 | Super Off Peak | 0 | 0 | 1 | Off Peak | 0 | 1 | Off Peak | 0 | 1 | Off Peak | 0 | 0 | 1 | Super Off Peak | 0 | 0 | 1 | Super Off Peak | 0 | 0 | 1 | Super Off Peak
2020-07-10 | 5 | 7 | 1 | 0 | 0 | 0 | 0.93269 |  | 0 | 0 | 1 | Super Off Peak | 0 | 0 | 1 | Off Peak | 0 | 1 | Off Peak | 0 | 1 | Off Peak | 0 | 0 | 1 | Super Off Peak | 0 | 0 | 1 | Super Off Peak | 0 | 0 | 1 | Super Off Peak
2020-07-10 | 6 | 7 | 1 | 0 | 0 | 0 | 0.94119 |  | 0 | 0 | 1 | Super Off Peak | 0 | 0 | 1 | Off Peak | 0 | 1 | Off Peak | 0 | 1 | Off Peak | 0 | 0 | 1 | Super Off Peak | 0 | 1 | 0 | Off Peak | 0 | 1 | 0 | Off Peak
2020-07-10 | 7 | 7 | 1 | 0 | 0 | 0 | 1.3535 |  | 0 | 1 | 0 | Off Peak | 0 | 1 | 0 | Semi Peak | 0 | 1 | Off Peak | 0 | 1 | Off Peak | 0 | 1 | 0 | Off Peak | 0 | 1 | 0 | Off Peak | 0 | 1 | 0 | Off Peak
2020-07-10 | 8 | 7 | 1 | 0 | 0 | 0 | 1.0654 |  | 0 | 1 | 0 | Off Peak | 0 | 1 | 0 | Semi Peak | 0 | 1 | Off Peak | 0 | 1 | Off Peak | 0 | 1 | 0 | Off Peak | 0 | 1 | 0 | Off Peak | 0 | 1 | 0 | Off Peak
2020-07-10 | 9 | 7 | 1 | 0 | 0 | 0 | 0.80477 |  | 0 | 1 | 0 | Off Peak | 0 | 1 | 0 | Semi Peak | 0 | 1 | Off Peak | 0 | 1 | Off Peak | 0 | 1 | 0 | Off Peak | 0 | 1 | 0 | Off Peak | 0 | 1 | 0 | Off Peak
2020-07-10 | 10 | 7 | 1 | 0 | 0 | 0 | 0.60784 |  | 0 | 1 | 0 | Off Peak | 0 | 1 | 0 | Semi Peak | 0 | 1 | Off Peak | 0 | 1 | Off Peak | 0 | 1 | 0 | Off Peak | 0 | 1 | 0 | Off Peak | 0 | 1 | 0 | Off Peak
2020-07-10 | 11 | 7 | 1 | 0 | 0 | 0 | 0.39626 |  | 0 | 1 | 0 | Off Peak | 0 | 1 | 0 | Semi Peak | 0 | 1 | Off Peak | 0 | 1 | Off Peak | 0 | 1 | 0 | Off Peak | 0 | 1 | 0 | Off Peak | 0 | 1 | 0 | Off Peak
2020-07-10 | 12 | 7 | 1 | 0 | 0 | 0 | 0.28295 |  | 0 | 1 | 0 | Off Peak | 1 | 0 | 0 | On Peak | 0 | 1 | Off Peak | 0 | 1 | Off Peak | 1 | 0 | 0 | On Peak | 0 | 1 | 0 | Off Peak | 0 | 1 | 0 | Off Peak
2020-07-10 | 13 | 7 | 1 | 0 | 0 | 0 | 0.25425 |  | 0 | 1 | 0 | Off Peak | 1 | 0 | 0 | On Peak | 0 | 1 | Off Peak | 1 | 0 | On Peak | 1 | 0 | 0 | On Peak | 1 | 0 | 0 | On Peak | 1 | 0 | 0 | On Peak
2020-07-10 | 14 | 7 | 1 | 0 | 0 | 0 | 0.26382 |  | 0 | 1 | 0 | Off Peak | 1 | 0 | 0 | On Peak | 0 | 1 | Off Peak | 1 | 0 | On Peak | 1 | 0 | 0 | On Peak | 1 | 0 | 0 | On Peak | 1 | 0 | 0 | On Peak
2020-07-10 | 15 | 7 | 1 | 0 | 0 | 0 | 0.31206 |  | 0 | 1 | 0 | Off Peak | 1 | 0 | 0 | On Peak | 0 | 1 | Off Peak | 1 | 0 | On Peak | 1 | 0 | 0 | On Peak | 1 | 0 | 0 | On Peak | 1 | 0 | 0 | On Peak
2020-07-10 | 16 | 7 | 1 | 0 | 0 | 0 | 0.44019 |  | 0 | 1 | 0 | Off Peak | 1 | 0 | 0 | On Peak | 0 | 1 | Off Peak | 1 | 0 | On Peak | 1 | 0 | 0 | On Peak | 1 | 0 | 0 | On Peak | 1 | 0 | 0 | On Peak
2020-07-10 | 17 | 7 | 1 | 0 | 0 | 0 | 0.74063 |  | 1 | 0 | 0 | On Peak | 1 | 0 | 0 | On Peak | 1 | 0 | On Peak | 1 | 0 | On Peak | 1 | 0 | 0 | On Peak | 1 | 0 | 0 | On Peak | 1 | 0 | 0 | On Peak
2020-07-10 | 18 | 7 | 1 | 0 | 0 | 0 | 1.1093 |  | 1 | 0 | 0 | On Peak | 1 | 0 | 0 | On Peak | 1 | 0 | On Peak | 1 | 0 | On Peak | 1 | 0 | 0 | On Peak | 1 | 0 | 0 | On Peak | 1 | 0 | 0 | On Peak
2020-07-10 | 19 | 7 | 1 | 0 | 0 | 0 | 1.675 |  | 1 | 0 | 0 | On Peak | 0 | 1 | 0 | Semi Peak | 1 | 0 | On Peak | 0 | 1 | Off Peak | 0 | 1 | 0 | Off Peak | 1 | 0 | 0 | On Peak | 0 | 1 | 0 | Off Peak
2020-07-10 | 20 | 7 | 1 | 0 | 0 | 0 | 2.094 |  | 1 | 0 | 0 | On Peak | 0 | 1 | 0 | Semi Peak | 1 | 0 | On Peak | 0 | 1 | Off Peak | 0 | 1 | 0 | Off Peak | 1 | 0 | 0 | On Peak | 0 | 1 | 0 | Off Peak
2020-07-10 | 21 | 7 | 1 | 0 | 0 | 0 | 2.1726 |  | 1 | 0 | 0 | On Peak | 0 | 1 | 0 | Semi Peak | 1 | 0 | On Peak | 0 | 1 | Off Peak | 0 | 1 | 0 | Off Peak | 0 | 1 | 0 | Off Peak | 0 | 1 | 0 | Off Peak
2020-07-10 | 22 | 7 | 1 | 0 | 0 | 0 | 2.295 |  | 0 | 1 | 0 | Off Peak | 0 | 1 | 0 | Semi Peak | 0 | 1 | Off Peak | 0 | 1 | Off Peak | 0 | 1 | 0 | Off Peak | 0 | 1 | 0 | Off Peak | 0 | 1 | 0 | Off Peak
2020-07-10 | 23 | 7 | 1 | 0 | 0 | 0 | 1.5462 |  | 0 | 1 | 0 | Off Peak | 0 | 0 | 1 | Off Peak | 0 | 1 | Off Peak | 0 | 1 | Off Peak | 0 | 0 | 1 | Super Off Peak | 0 | 1 | 0 | Off Peak | 0 | 1 | 0 | Off Peak
2020-07-10 | 24 | 7 | 1 | 0 | 0 | 0 | 1.3853 |  | 0 | 1 | 0 | Off Peak | 0 | 0 | 1 | Off Peak | 0 | 1 | Off Peak | 0 | 1 | Off Peak | 0 | 0 | 1 | Super Off Peak | 0 | 1 | 0 | Off Peak | 0 | 1 | 0 | Off Peak
2020-07-11 | 1 | 7 | 1 | 1 | 0 | 0 | 1.195 |  | 0 | 0 | 1 | Super Off Peak | 0 | 0 | 1 | Off Peak | 0 | 1 | Off Peak | 0 | 1 | Off Peak | 0 | 0 | 1 | Super Off Peak | 0 | 0 | 1 | Super Off Peak | 0 | 0 | 1 | Super Off Peak
2020-07-11 | 2 | 7 | 1 | 1 | 0 | 0 | 0.99213 |  | 0 | 0 | 1 | Super Off Peak | 0 | 0 | 1 | Off Peak | 0 | 1 | Off Peak | 0 | 1 | Off Peak | 0 | 0 | 1 | Super Off Peak | 0 | 0 | 1 | Super Off Peak | 0 | 0 | 1 | Super Off Peak
2020-07-11 | 3 | 7 | 1 | 1 | 0 | 0 | 0.94161 |  | 0 | 0 | 1 | Super Off Peak | 0 | 0 | 1 | Off Peak | 0 | 1 | Off Peak | 0 | 1 | Off Peak | 0 | 0 | 1 | Super Off Peak | 0 | 0 | 1 | Super Off Peak | 0 | 0 | 1 | Super Off Peak
2020-07-11 | 4 | 7 | 1 | 1 | 0 | 0 | 0.90529 |  | 0 | 0 | 1 | Super Off Peak | 0 | 0 | 1 | Off Peak | 0 | 1 | Off Peak | 0 | 1 | Off Peak | 0 | 0 | 1 | Super Off Peak | 0 | 0 | 1 | Super Off Peak | 0 | 0 | 1 | Super Off Peak
2020-07-11 | 5 | 7 | 1 | 1 | 0 | 0 | 0.88914 |  | 0 | 0 | 1 | Super Off Peak | 0 | 0 | 1 | Off Peak | 0 | 1 | Off Peak | 0 | 1 | Off Peak | 0 | 0 | 1 | Super Off Peak | 0 | 0 | 1 | Super Off Peak | 0 | 0 | 1 | Super Off Peak
2020-07-11 | 6 | 7 | 1 | 1 | 0 | 0 | 0.89935 |  | 0 | 0 | 1 | Super Off Peak | 0 | 0 | 1 | Off Peak | 0 | 1 | Off Peak | 0 | 1 | Off Peak | 0 | 0 | 1 | Super Off Peak | 0 | 1 | 0 | Off Peak | 0 | 1 | 0 | Off Peak
2020-07-11 | 7 | 7 | 1 | 1 | 0 | 0 | 1.2513 |  | 0 | 0 | 1 | Super Off Peak | 0 | 0 | 1 | Off Peak | 0 | 1 | Off Peak | 0 | 1 | Off Peak | 0 | 0 | 1 | Super Off Peak | 0 | 1 | 0 | Off Peak | 0 | 1 | 0 | Off Peak
2020-07-11 | 8 | 7 | 1 | 1 | 0 | 0 | 0.87703 |  | 0 | 0 | 1 | Super Off Peak | 0 | 0 | 1 | Off Peak | 0 | 1 | Off Peak | 0 | 1 | Off Peak | 0 | 0 | 1 | Super Off Peak | 0 | 1 | 0 | Off Peak | 0 | 1 | 0 | Off Peak
2020-07-11 | 9 | 7 | 1 | 1 | 0 | 0 | 0.55233 |  | 0 | 0 | 1 | Super Off Peak | 0 | 0 | 1 | Off Peak | 0 | 1 | Off Peak | 0 | 1 | Off Peak | 0 | 0 | 1 | Super Off Peak | 0 | 1 | 0 | Off Peak | 0 | 1 | 0 | Off Peak
2020-07-11 | 10 | 7 | 1 | 1 | 0 | 0 | 0.35497 |  | 0 | 0 | 1 | Super Off Peak | 0 | 0 | 1 | Off Peak | 0 | 1 | Off Peak | 0 | 1 | Off Peak | 0 | 0 | 1 | Super Off Peak | 0 | 1 | 0 | Off Peak | 0 | 1 | 0 | Off Peak
2020-07-11 | 11 | 7 | 1 | 1 | 0 | 0 | 0.21169 |  | 0 | 0 | 1 | Super Off Peak | 0 | 0 | 1 | Off Peak | 0 | 1 | Off Peak | 0 | 1 | Off Peak | 0 | 0 | 1 | Super Off Peak | 0 | 1 | 0 | Off Peak | 0 | 1 | 0 | Off Peak
2020-07-11 | 12 | 7 | 1 | 1 | 0 | 0 | 0.11522 |  | 0 | 0 | 1 | Super Off Peak | 0 | 0 | 1 | Off Peak | 0 | 1 | Off Peak | 0 | 1 | Off Peak | 0 | 0 | 1 | Super Off Peak | 0 | 1 | 0 | Off Peak | 0 | 1 | 0 | Off Peak
2020-07-11 | 13 | 7 | 1 | 1 | 0 | 0 | 0.082133 |  | 0 | 0 | 1 | Super Off Peak | 0 | 0 | 1 | Off Peak | 0 | 1 | Off Peak | 0 | 1 | Off Peak | 0 | 0 | 1 | Super Off Peak | 1 | 0 | 0 | On Peak | 1 | 0 | 0 | On Peak
2020-07-11 | 14 | 7 | 1 | 1 | 0 | 0 | 0.099539 |  | 0 | 0 | 1 | Super Off Peak | 0 | 0 | 1 | Off Peak | 0 | 1 | Off Peak | 0 | 1 | Off Peak | 0 | 0 | 1 | Super Off Peak | 1 | 0 | 0 | On Peak | 1 | 0 | 0 | On Peak
2020-07-11 | 15 | 7 | 1 | 1 | 0 | 0 | 0.1551 |  | 0 | 1 | 0 | Off Peak | 0 | 0 | 1 | Off Peak | 0 | 1 | Off Peak | 0 | 1 | Off Peak | 0 | 0 | 1 | Super Off Peak | 1 | 0 | 0 | On Peak | 1 | 0 | 0 | On Peak
2020-07-11 | 16 | 7 | 1 | 1 | 0 | 0 | 0.27697 |  | 0 | 1 | 0 | Off Peak | 0 | 0 | 1 | Off Peak | 0 | 1 | Off Peak | 0 | 1 | Off Peak | 0 | 0 | 1 | Super Off Peak | 1 | 0 | 0 | On Peak | 1 | 0 | 0 | On Peak
2020-07-11 | 17 | 7 | 1 | 1 | 0 | 0 | 0.52432 |  | 1 | 0 | 0 | On Peak | 0 | 0 | 1 | Off Peak | 0 | 1 | Off Peak | 0 | 1 | Off Peak | 0 | 0 | 1 | Super Off Peak | 1 | 0 | 0 | On Peak | 1 | 0 | 0 | On Peak
2020-07-11 | 18 | 7 | 1 | 1 | 0 | 0 | 0.89967 |  | 1 | 0 | 0 | On Peak | 0 | 0 | 1 | Off Peak | 0 | 1 | Off Peak | 0 | 1 | Off Peak | 0 | 0 | 1 | Super Off Peak | 1 | 0 | 0 | On Peak | 1 | 0 | 0 | On Peak
2020-07-11 | 19 | 7 | 1 | 1 | 0 | 0 | 1.4765 |  | 1 | 0 | 0 | On Peak | 0 | 0 | 1 | Off Peak | 0 | 1 | Off Peak | 0 | 1 | Off Peak | 0 | 0 | 1 | Super Off Peak | 1 | 0 | 0 | On Peak | 0 | 1 | 0 | Off Peak
2020-07-11 | 20 | 7 | 1 | 1 | 0 | 0 | 1.9162 |  | 1 | 0 | 0 | On Peak | 0 | 0 | 1 | Off Peak | 0 | 1 | Off Peak | 0 | 1 | Off Peak | 0 | 0 | 1 | Super Off Peak | 1 | 0 | 0 | On Peak | 0 | 1 | 0 | Off Peak
2020-07-11 | 21 | 7 | 1 | 1 | 0 | 0 | 1.9803 |  | 1 | 0 | 0 | On Peak | 0 | 0 | 1 | Off Peak | 0 | 1 | Off Peak | 0 | 1 | Off Peak | 0 | 0 | 1 | Super Off Peak | 0 | 1 | 0 | Off Peak | 0 | 1 | 0 | Off Peak
2020-07-11 | 22 | 7 | 1 | 1 | 0 | 0 | 2.1486 |  | 0 | 1 | 0 | Off Peak | 0 | 0 | 1 | Off Peak | 0 | 1 | Off Peak | 0 | 1 | Off Peak | 0 | 0 | 1 | Super Off Peak | 0 | 1 | 0 | Off Peak | 0 | 1 | 0 | Off Peak
2020-07-11 | 23 | 7 | 1 | 1 | 0 | 0 | 1.4358 |  | 0 | 1 | 0 | Off Peak | 0 | 0 | 1 | Off Peak | 0 | 1 | Off Peak | 0 | 1 | Off Peak | 0 | 0 | 1 | Super Off Peak | 0 | 1 | 0 | Off Peak | 0 | 1 | 0 | Off Peak
2020-07-11 | 24 | 7 | 1 | 1 | 0 | 0 | 1.2999 |  | 0 | 1 | 0 | Off Peak | 0 | 0 | 1 | Off Peak | 0 | 1 | Off Peak | 0 | 1 | Off Peak | 0 | 0 | 1 | Super Off Peak | 0 | 1 | 0 | Off Peak | 0 | 1 | 0 | Off Peak
2020-07-12 | 1 | 7 | 1 | 1 | 1 | 0 | 1.1117 |  | 0 | 0 | 1 | Super Off Peak | 0 | 0 | 1 | Off Peak | 0 | 1 | Off Peak | 0 | 1 | Off Peak | 0 | 0 | 1 | Super Off Peak | 0 | 0 | 1 | Super Off Peak | 0 | 0 | 1 | Super Off Peak
2020-07-12 | 2 | 7 | 1 | 1 | 1 | 0 | 0.99727 |  | 0 | 0 | 1 | Super Off Peak | 0 | 0 | 1 | Off Peak | 0 | 1 | Off Peak | 0 | 1 | Off Peak | 0 | 0 | 1 | Super Off Peak | 0 | 0 | 1 | Super Off Peak | 0 | 0 | 1 | Super Off Peak
2020-07-12 | 3 | 7 | 1 | 1 | 1 | 0 | 0.92516 |  | 0 | 0 | 1 | Super Off Peak | 0 | 0 | 1 | Off Peak | 0 | 1 | Off Peak | 0 | 1 | Off Peak | 0 | 0 | 1 | Super Off Peak | 0 | 0 | 1 | Super Off Peak | 0 | 0 | 1 | Super Off Peak
2020-07-12 | 4 | 7 | 1 | 1 | 1 | 0 | 0.89882 |  | 0 | 0 | 1 | Super Off Peak | 0 | 0 | 1 | Off Peak | 0 | 1 | Off Peak | 0 | 1 | Off Peak | 0 | 0 | 1 | Super Off Peak | 0 | 0 | 1 | Super Off Peak | 0 | 0 | 1 | Super Off Peak
2020-07-12 | 5 | 7 | 1 | 1 | 1 | 0 | 0.88693 |  | 0 | 0 | 1 | Super Off Peak | 0 | 0 | 1 | Off Peak | 0 | 1 | Off Peak | 0 | 1 | Off Peak | 0 | 0 | 1 | Super Off Peak | 0 | 0 | 1 | Super Off Peak | 0 | 0 | 1 | Super Off Peak
2020-07-12 | 6 | 7 | 1 | 1 | 1 | 0 | 0.90503 |  | 0 | 0 | 1 | Super Off Peak | 0 | 0 | 1 | Off Peak | 0 | 1 | Off Peak | 0 | 1 | Off Peak | 0 | 0 | 1 | Super Off Peak | 0 | 1 | 0 | Off Peak | 0 | 1 | 0 | Off Peak
2020-07-12 | 7 | 7 | 1 | 1 | 1 | 0 | 0.87441 |  | 0 | 0 | 1 | Super Off Peak | 0 | 0 | 1 | Off Peak | 0 | 1 | Off Peak | 0 | 1 | Off Peak | 0 | 0 | 1 | Super Off Peak | 0 | 1 | 0 | Off Peak | 0 | 1 | 0 | Off Peak
2020-07-12 | 8 | 7 | 1 | 1 | 1 | 0 | 0.65725 |  | 0 | 0 | 1 | Super Off Peak | 0 | 0 | 1 | Off Peak | 0 | 1 | Off Peak | 0 | 1 | Off Peak | 0 | 0 | 1 | Super Off Peak | 0 | 1 | 0 | Off Peak | 0 | 1 | 0 | Off Peak
2020-07-12 | 9 | 7 | 1 | 1 | 1 | 0 | 0.44983 |  | 0 | 0 | 1 | Super Off Peak | 0 | 0 | 1 | Off Peak | 0 | 1 | Off Peak | 0 | 1 | Off Peak | 0 | 0 | 1 | Super Off Peak | 0 | 1 | 0 | Off Peak | 0 | 1 | 0 | Off Peak
2020-07-12 | 10 | 7 | 1 | 1 | 1 | 0 | 0.33004 |  | 0 | 0 | 1 | Super Off Peak | 0 | 0 | 1 | Off Peak | 0 | 1 | Off Peak | 0 | 1 | Off Peak | 0 | 0 | 1 | Super Off Peak | 0 | 1 | 0 | Off Peak | 0 | 1 | 0 | Off Peak
2020-07-12 | 11 | 7 | 1 | 1 | 1 | 0 | 0.20387 |  | 0 | 0 | 1 | Super Off Peak | 0 | 0 | 1 | Off Peak | 0 | 1 | Off Peak | 0 | 1 | Off Peak | 0 | 0 | 1 | Super Off Peak | 0 | 1 | 0 | Off Peak | 0 | 1 | 0 | Off Peak
2020-07-12 | 12 | 7 | 1 | 1 | 1 | 0 | 0.11681 |  | 0 | 0 | 1 | Super Off Peak | 0 | 0 | 1 | Off Peak | 0 | 1 | Off Peak | 0 | 1 | Off Peak | 0 | 0 | 1 | Super Off Peak | 0 | 1 | 0 | Off Peak | 0 | 1 | 0 | Off Peak
2020-07-12 | 13 | 7 | 1 | 1 | 1 | 0 | 0.07714 |  | 0 | 0 | 1 | Super Off Peak | 0 | 0 | 1 | Off Peak | 0 | 1 | Off Peak | 0 | 1 | Off Peak | 0 | 0 | 1 | Super Off Peak | 1 | 0 | 0 | On Peak | 1 | 0 | 0 | On Peak
2020-07-12 | 14 | 7 | 1 | 1 | 1 | 0 | 0.077149 |  | 0 | 0 | 1 | Super Off Peak | 0 | 0 | 1 | Off Peak | 0 | 1 | Off Peak | 0 | 1 | Off Peak | 0 | 0 | 1 | Super Off Peak | 1 | 0 | 0 | On Peak | 1 | 0 | 0 | On Peak
2020-07-12 | 15 | 7 | 1 | 1 | 1 | 0 | 0.10584 |  | 0 | 1 | 0 | Off Peak | 0 | 0 | 1 | Off Peak | 0 | 1 | Off Peak | 0 | 1 | Off Peak | 0 | 0 | 1 | Super Off Peak | 1 | 0 | 0 | On Peak | 1 | 0 | 0 | On Peak
2020-07-12 | 16 | 7 | 1 | 1 | 1 | 0 | 0.18662 |  | 0 | 1 | 0 | Off Peak | 0 | 0 | 1 | Off Peak | 0 | 1 | Off Peak | 0 | 1 | Off Peak | 0 | 0 | 1 | Super Off Peak | 1 | 0 | 0 | On Peak | 1 | 0 | 0 | On Peak
2020-07-12 | 17 | 7 | 1 | 1 | 1 | 0 | 0.35601 |  | 1 | 0 | 0 | On Peak | 0 | 0 | 1 | Off Peak | 0 | 1 | Off Peak | 0 | 1 | Off Peak | 0 | 0 | 1 | Super Off Peak | 1 | 0 | 0 | On Peak | 1 | 0 | 0 | On Peak
2020-07-12 | 18 | 7 | 1 | 1 | 1 | 0 | 0.61402 |  | 1 | 0 | 0 | On Peak | 0 | 0 | 1 | Off Peak | 0 | 1 | Off Peak | 0 | 1 | Off Peak | 0 | 0 | 1 | Super Off Peak | 1 | 0 | 0 | On Peak | 1 | 0 | 0 | On Peak
2020-07-12 | 19 | 7 | 1 | 1 | 1 | 0 | 0.99649 |  | 1 | 0 | 0 | On Peak | 0 | 0 | 1 | Off Peak | 0 | 1 | Off Peak | 0 | 1 | Off Peak | 0 | 0 | 1 | Super Off Peak | 1 | 0 | 0 | On Peak | 0 | 1 | 0 | Off Peak
2020-07-12 | 20 | 7 | 1 | 1 | 1 | 0 | 1.2909 |  | 1 | 0 | 0 | On Peak | 0 | 0 | 1 | Off Peak | 0 | 1 | Off Peak | 0 | 1 | Off Peak | 0 | 0 | 1 | Super Off Peak | 1 | 0 | 0 | On Peak | 0 | 1 | 0 | Off Peak
2020-07-12 | 21 | 7 | 1 | 1 | 1 | 0 | 1.3613 |  | 1 | 0 | 0 | On Peak | 0 | 0 | 1 | Off Peak | 0 | 1 | Off Peak | 0 | 1 | Off Peak | 0 | 0 | 1 | Super Off Peak | 0 | 1 | 0 | Off Peak | 0 | 1 | 0 | Off Peak
2020-07-12 | 22 | 7 | 1 | 1 | 1 | 0 | 1.4889 |  | 0 | 1 | 0 | Off Peak | 0 | 0 | 1 | Off Peak | 0 | 1 | Off Peak | 0 | 1 | Off Peak | 0 | 0 | 1 | Super Off Peak | 0 | 1 | 0 | Off Peak | 0 | 1 | 0 | Off Peak
2020-07-12 | 23 | 7 | 1 | 1 | 1 | 0 | 1.4373 |  | 0 | 1 | 0 | Off Peak | 0 | 0 | 1 | Off Peak | 0 | 1 | Off Peak | 0 | 1 | Off Peak | 0 | 0 | 1 | Super Off Peak | 0 | 1 | 0 | Off Peak | 0 | 1 | 0 | Off Peak
2020-07-12 | 24 | 7 | 1 | 1 | 1 | 0 | 1.2886 |  | 0 | 1 | 0 | Off Peak | 0 | 0 | 1 | Off Peak | 0 | 1 | Off Peak | 0 | 1 | Off Peak | 0 | 0 | 1 | Super Off Peak | 0 | 1 | 0 | Off Peak | 0 | 1 | 0 | Off Peak
2020-07-13 | 1 | 7 | 1 | 0 | 0 | 0 | 1.1083 |  | 0 | 0 | 1 | Super Off Peak | 0 | 0 | 1 | Off Peak | 0 | 1 | Off Peak | 0 | 1 | Off Peak | 0 | 0 | 1 | Super Off Peak | 0 | 0 | 1 | Super Off Peak | 0 | 0 | 1 | Super Off Peak
2020-07-13 | 2 | 7 | 1 | 0 | 0 | 0 | 1.0667 |  | 0 | 0 | 1 | Super Off Peak | 0 | 0 | 1 | Off Peak | 0 | 1 | Off Peak | 0 | 1 | Off Peak | 0 | 0 | 1 | Super Off Peak | 0 | 0 | 1 | Super Off Peak | 0 | 0 | 1 | Super Off Peak
2020-07-13 | 3 | 7 | 1 | 0 | 0 | 0 | 0.98222 |  | 0 | 0 | 1 | Super Off Peak | 0 | 0 | 1 | Off Peak | 0 | 1 | Off Peak | 0 | 1 | Off Peak | 0 | 0 | 1 | Super Off Peak | 0 | 0 | 1 | Super Off Peak | 0 | 0 | 1 | Super Off Peak
2020-07-13 | 4 | 7 | 1 | 0 | 0 | 0 | 0.95029 |  | 0 | 0 | 1 | Super Off Peak | 0 | 0 | 1 | Off Peak | 0 | 1 | Off Peak | 0 | 1 | Off Peak | 0 | 0 | 1 | Super Off Peak | 0 | 0 | 1 | Super Off Peak | 0 | 0 | 1 | Super Off Peak
2020-07-13 | 5 | 7 | 1 | 0 | 0 | 0 | 0.93659 |  | 0 | 0 | 1 | Super Off Peak | 0 | 0 | 1 | Off Peak | 0 | 1 | Off Peak | 0 | 1 | Off Peak | 0 | 0 | 1 | Super Off Peak | 0 | 0 | 1 | Super Off Peak | 0 | 0 | 1 | Super Off Peak
2020-07-13 | 6 | 7 | 1 | 0 | 0 | 0 | 0.95162 |  | 0 | 0 | 1 | Super Off Peak | 0 | 0 | 1 | Off Peak | 0 | 1 | Off Peak | 0 | 1 | Off Peak | 0 | 0 | 1 | Super Off Peak | 0 | 1 | 0 | Off Peak | 0 | 1 | 0 | Off Peak
2020-07-13 | 7 | 7 | 1 | 0 | 0 | 0 | 1.3695 |  | 0 | 1 | 0 | Off Peak | 0 | 1 | 0 | Semi Peak | 0 | 1 | Off Peak | 0 | 1 | Off Peak | 0 | 1 | 0 | Off Peak | 0 | 1 | 0 | Off Peak | 0 | 1 | 0 | Off Peak
2020-07-13 | 8 | 7 | 1 | 0 | 0 | 0 | 1.0673 |  | 0 | 1 | 0 | Off Peak | 0 | 1 | 0 | Semi Peak | 0 | 1 | Off Peak | 0 | 1 | Off Peak | 0 | 1 | 0 | Off Peak | 0 | 1 | 0 | Off Peak | 0 | 1 | 0 | Off Peak
2020-07-13 | 9 | 7 | 1 | 0 | 0 | 0 | 0.81078 |  | 0 | 1 | 0 | Off Peak | 0 | 1 | 0 | Semi Peak | 0 | 1 | Off Peak | 0 | 1 | Off Peak | 0 | 1 | 0 | Off Peak | 0 | 1 | 0 | Off Peak | 0 | 1 | 0 | Off Peak
2020-07-13 | 10 | 7 | 1 | 0 | 0 | 0 | 0.6282 |  | 0 | 1 | 0 | Off Peak | 0 | 1 | 0 | Semi Peak | 0 | 1 | Off Peak | 0 | 1 | Off Peak | 0 | 1 | 0 | Off Peak | 0 | 1 | 0 | Off Peak | 0 | 1 | 0 | Off Peak
2020-07-13 | 11 | 7 | 1 | 0 | 0 | 0 | 0.45334 |  | 0 | 1 | 0 | Off Peak | 0 | 1 | 0 | Semi Peak | 0 | 1 | Off Peak | 0 | 1 | Off Peak | 0 | 1 | 0 | Off Peak | 0 | 1 | 0 | Off Peak | 0 | 1 | 0 | Off Peak
2020-07-13 | 12 | 7 | 1 | 0 | 0 | 0 | 0.34303 |  | 0 | 1 | 0 | Off Peak | 1 | 0 | 0 | On Peak | 0 | 1 | Off Peak | 0 | 1 | Off Peak | 1 | 0 | 0 | On Peak | 0 | 1 | 0 | Off Peak | 0 | 1 | 0 | Off Peak
2020-07-13 | 13 | 7 | 1 | 0 | 0 | 0 | 0.29802 |  | 0 | 1 | 0 | Off Peak | 1 | 0 | 0 | On Peak | 0 | 1 | Off Peak | 1 | 0 | On Peak | 1 | 0 | 0 | On Peak | 1 | 0 | 0 | On Peak | 1 | 0 | 0 | On Peak
2020-07-13 | 14 | 7 | 1 | 0 | 0 | 0 | 0.2819 |  | 0 | 1 | 0 | Off Peak | 1 | 0 | 0 | On Peak | 0 | 1 | Off Peak | 1 | 0 | On Peak | 1 | 0 | 0 | On Peak | 1 | 0 | 0 | On Peak | 1 | 0 | 0 | On Peak
2020-07-13 | 15 | 7 | 1 | 0 | 0 | 0 | 0.33558 |  | 0 | 1 | 0 | Off Peak | 1 | 0 | 0 | On Peak | 0 | 1 | Off Peak | 1 | 0 | On Peak | 1 | 0 | 0 | On Peak | 1 | 0 | 0 | On Peak | 1 | 0 | 0 | On Peak
2020-07-13 | 16 | 7 | 1 | 0 | 0 | 0 | 0.4654 |  | 0 | 1 | 0 | Off Peak | 1 | 0 | 0 | On Peak | 0 | 1 | Off Peak | 1 | 0 | On Peak | 1 | 0 | 0 | On Peak | 1 | 0 | 0 | On Peak | 1 | 0 | 0 | On Peak
2020-07-13 | 17 | 7 | 1 | 0 | 0 | 0 | 0.74743 |  | 1 | 0 | 0 | On Peak | 1 | 0 | 0 | On Peak | 1 | 0 | On Peak | 1 | 0 | On Peak | 1 | 0 | 0 | On Peak | 1 | 0 | 0 | On Peak | 1 | 0 | 0 | On Peak
2020-07-13 | 18 | 7 | 1 | 0 | 0 | 0 | 1.1148 |  | 1 | 0 | 0 | On Peak | 1 | 0 | 0 | On Peak | 1 | 0 | On Peak | 1 | 0 | On Peak | 1 | 0 | 0 | On Peak | 1 | 0 | 0 | On Peak | 1 | 0 | 0 | On Peak
2020-07-13 | 19 | 7 | 1 | 0 | 0 | 0 | 1.6771 |  | 1 | 0 | 0 | On Peak | 0 | 1 | 0 | Semi Peak | 1 | 0 | On Peak | 0 | 1 | Off Peak | 0 | 1 | 0 | Off Peak | 1 | 0 | 0 | On Peak | 0 | 1 | 0 | Off Peak
2020-07-13 | 20 | 7 | 1 | 0 | 0 | 0 | 2.0859 |  | 1 | 0 | 0 | On Peak | 0 | 1 | 0 | Semi Peak | 1 | 0 | On Peak | 0 | 1 | Off Peak | 0 | 1 | 0 | Off Peak | 1 | 0 | 0 | On Peak | 0 | 1 | 0 | Off Peak
2020-07-13 | 21 | 7 | 1 | 0 | 0 | 0 | 2.1448 |  | 1 | 0 | 0 | On Peak | 0 | 1 | 0 | Semi Peak | 1 | 0 | On Peak | 0 | 1 | Off Peak | 0 | 1 | 0 | Off Peak | 0 | 1 | 0 | Off Peak | 0 | 1 | 0 | Off Peak
2020-07-13 | 22 | 7 | 1 | 0 | 0 | 0 | 2.2749 |  | 0 | 1 | 0 | Off Peak | 0 | 1 | 0 | Semi Peak | 0 | 1 | Off Peak | 0 | 1 | Off Peak | 0 | 1 | 0 | Off Peak | 0 | 1 | 0 | Off Peak | 0 | 1 | 0 | Off Peak
2020-07-13 | 23 | 7 | 1 | 0 | 0 | 0 | 1.5394 |  | 0 | 1 | 0 | Off Peak | 0 | 0 | 1 | Off Peak | 0 | 1 | Off Peak | 0 | 1 | Off Peak | 0 | 0 | 1 | Super Off Peak | 0 | 1 | 0 | Off Peak | 0 | 1 | 0 | Off Peak
2020-07-13 | 24 | 7 | 1 | 0 | 0 | 0 | 1.3868 |  | 0 | 1 | 0 | Off Peak | 0 | 0 | 1 | Off Peak | 0 | 1 | Off Peak | 0 | 1 | Off Peak | 0 | 0 | 1 | Super Off Peak | 0 | 1 | 0 | Off Peak | 0 | 1 | 0 | Off Peak
2020-07-14 | 1 | 7 | 1 | 0 | 0 | 0 | 1.1954 |  | 0 | 0 | 1 | Super Off Peak | 0 | 0 | 1 | Off Peak | 0 | 1 | Off Peak | 0 | 1 | Off Peak | 0 | 0 | 1 | Super Off Peak | 0 | 0 | 1 | Super Off Peak | 0 | 0 | 1 | Super Off Peak
2020-07-14 | 2 | 7 | 1 | 0 | 0 | 0 | 1.0876 |  | 0 | 0 | 1 | Super Off Peak | 0 | 0 | 1 | Off Peak | 0 | 1 | Off Peak | 0 | 1 | Off Peak | 0 | 0 | 1 | Super Off Peak | 0 | 0 | 1 | Super Off Peak | 0 | 0 | 1 | Super Off Peak
2020-07-14 | 3 | 7 | 1 | 0 | 0 | 0 | 0.97408 |  | 0 | 0 | 1 | Super Off Peak | 0 | 0 | 1 | Off Peak | 0 | 1 | Off Peak | 0 | 1 | Off Peak | 0 | 0 | 1 | Super Off Peak | 0 | 0 | 1 | Super Off Peak | 0 | 0 | 1 | Super Off Peak
2020-07-14 | 4 | 7 | 1 | 0 | 0 | 0 | 0.9431 |  | 0 | 0 | 1 | Super Off Peak | 0 | 0 | 1 | Off Peak | 0 | 1 | Off Peak | 0 | 1 | Off Peak | 0 | 0 | 1 | Super Off Peak | 0 | 0 | 1 | Super Off Peak | 0 | 0 | 1 | Super Off Peak
2020-07-14 | 5 | 7 | 1 | 0 | 0 | 0 | 0.92399 |  | 0 | 0 | 1 | Super Off Peak | 0 | 0 | 1 | Off Peak | 0 | 1 | Off Peak | 0 | 1 | Off Peak | 0 | 0 | 1 | Super Off Peak | 0 | 0 | 1 | Super Off Peak | 0 | 0 | 1 | Super Off Peak
2020-07-14 | 6 | 7 | 1 | 0 | 0 | 0 | 0.93965 |  | 0 | 0 | 1 | Super Off Peak | 0 | 0 | 1 | Off Peak | 0 | 1 | Off Peak | 0 | 1 | Off Peak | 0 | 0 | 1 | Super Off Peak | 0 | 1 | 0 | Off Peak | 0 | 1 | 0 | Off Peak
2020-07-14 | 7 | 7 | 1 | 0 | 0 | 0 | 1.3454 |  | 0 | 1 | 0 | Off Peak | 0 | 1 | 0 | Semi Peak | 0 | 1 | Off Peak | 0 | 1 | Off Peak | 0 | 1 | 0 | Off Peak | 0 | 1 | 0 | Off Peak | 0 | 1 | 0 | Off Peak
2020-07-14 | 8 | 7 | 1 | 0 | 0 | 0 | 1.0757 |  | 0 | 1 | 0 | Off Peak | 0 | 1 | 0 | Semi Peak | 0 | 1 | Off Peak | 0 | 1 | Off Peak | 0 | 1 | 0 | Off Peak | 0 | 1 | 0 | Off Peak | 0 | 1 | 0 | Off Peak
2020-07-14 | 9 | 7 | 1 | 0 | 0 | 0 | 0.84283 |  | 0 | 1 | 0 | Off Peak | 0 | 1 | 0 | Semi Peak | 0 | 1 | Off Peak | 0 | 1 | Off Peak | 0 | 1 | 0 | Off Peak | 0 | 1 | 0 | Off Peak | 0 | 1 | 0 | Off Peak
2020-07-14 | 10 | 7 | 1 | 0 | 0 | 0 | 0.6704 |  | 0 | 1 | 0 | Off Peak | 0 | 1 | 0 | Semi Peak | 0 | 1 | Off Peak | 0 | 1 | Off Peak | 0 | 1 | 0 | Off Peak | 0 | 1 | 0 | Off Peak | 0 | 1 | 0 | Off Peak
2020-07-14 | 11 | 7 | 1 | 0 | 0 | 0 | 0.50782 |  | 0 | 1 | 0 | Off Peak | 0 | 1 | 0 | Semi Peak | 0 | 1 | Off Peak | 0 | 1 | Off Peak | 0 | 1 | 0 | Off Peak | 0 | 1 | 0 | Off Peak | 0 | 1 | 0 | Off Peak
2020-07-14 | 12 | 7 | 1 | 0 | 0 | 0 | 0.3978 |  | 0 | 1 | 0 | Off Peak | 1 | 0 | 0 | On Peak | 0 | 1 | Off Peak | 0 | 1 | Off Peak | 1 | 0 | 0 | On Peak | 0 | 1 | 0 | Off Peak | 0 | 1 | 0 | Off Peak
2020-07-14 | 13 | 7 | 1 | 0 | 0 | 0 | 0.35021 |  | 0 | 1 | 0 | Off Peak | 1 | 0 | 0 | On Peak | 0 | 1 | Off Peak | 1 | 0 | On Peak | 1 | 0 | 0 | On Peak | 1 | 0 | 0 | On Peak | 1 | 0 | 0 | On Peak
2020-07-14 | 14 | 7 | 1 | 0 | 0 | 0 | 0.3558 |  | 0 | 1 | 0 | Off Peak | 1 | 0 | 0 | On Peak | 0 | 1 | Off Peak | 1 | 0 | On Peak | 1 | 0 | 0 | On Peak | 1 | 0 | 0 | On Peak | 1 | 0 | 0 | On Peak
2020-07-14 | 15 | 7 | 1 | 0 | 0 | 0 | 0.41484 |  | 0 | 1 | 0 | Off Peak | 1 | 0 | 0 | On Peak | 0 | 1 | Off Peak | 1 | 0 | On Peak | 1 | 0 | 0 | On Peak | 1 | 0 | 0 | On Peak | 1 | 0 | 0 | On Peak
2020-07-14 | 16 | 7 | 1 | 0 | 0 | 0 | 0.55738 |  | 0 | 1 | 0 | Off Peak | 1 | 0 | 0 | On Peak | 0 | 1 | Off Peak | 1 | 0 | On Peak | 1 | 0 | 0 | On Peak | 1 | 0 | 0 | On Peak | 1 | 0 | 0 | On Peak
2020-07-14 | 17 | 7 | 1 | 0 | 0 | 0 | 0.8323 |  | 1 | 0 | 0 | On Peak | 1 | 0 | 0 | On Peak | 1 | 0 | On Peak | 1 | 0 | On Peak | 1 | 0 | 0 | On Peak | 1 | 0 | 0 | On Peak | 1 | 0 | 0 | On Peak
2020-07-14 | 18 | 7 | 1 | 0 | 0 | 0 | 1.2128 |  | 1 | 0 | 0 | On Peak | 1 | 0 | 0 | On Peak | 1 | 0 | On Peak | 1 | 0 | On Peak | 1 | 0 | 0 | On Peak | 1 | 0 | 0 | On Peak | 1 | 0 | 0 | On Peak
2020-07-14 | 19 | 7 | 1 | 0 | 0 | 0 | 1.7934 |  | 1 | 0 | 0 | On Peak | 0 | 1 | 0 | Semi Peak | 1 | 0 | On Peak | 0 | 1 | Off Peak | 0 | 1 | 0 | Off Peak | 1 | 0 | 0 | On Peak | 0 | 1 | 0 | Off Peak
2020-07-14 | 20 | 7 | 1 | 0 | 0 | 0 | 2.1915 |  | 1 | 0 | 0 | On Peak | 0 | 1 | 0 | Semi Peak | 1 | 0 | On Peak | 0 | 1 | Off Peak | 0 | 1 | 0 | Off Peak | 1 | 0 | 0 | On Peak | 0 | 1 | 0 | Off Peak
2020-07-14 | 21 | 7 | 1 | 0 | 0 | 0 | 2.2652 |  | 1 | 0 | 0 | On Peak | 0 | 1 | 0 | Semi Peak | 1 | 0 | On Peak | 0 | 1 | Off Peak | 0 | 1 | 0 | Off Peak | 0 | 1 | 0 | Off Peak | 0 | 1 | 0 | Off Peak
2020-07-14 | 22 | 7 | 1 | 0 | 0 | 0 | 2.3693 |  | 0 | 1 | 0 | Off Peak | 0 | 1 | 0 | Semi Peak | 0 | 1 | Off Peak | 0 | 1 | Off Peak | 0 | 1 | 0 | Off Peak | 0 | 1 | 0 | Off Peak | 0 | 1 | 0 | Off Peak
2020-07-14 | 23 | 7 | 1 | 0 | 0 | 0 | 1.6011 |  | 0 | 1 | 0 | Off Peak | 0 | 0 | 1 | Off Peak | 0 | 1 | Off Peak | 0 | 1 | Off Peak | 0 | 0 | 1 | Super Off Peak | 0 | 1 | 0 | Off Peak | 0 | 1 | 0 | Off Peak
2020-07-14 | 24 | 7 | 1 | 0 | 0 | 0 | 1.4352 |  | 0 | 1 | 0 | Off Peak | 0 | 0 | 1 | Off Peak | 0 | 1 | Off Peak | 0 | 1 | Off Peak | 0 | 0 | 1 | Super Off Peak | 0 | 1 | 0 | Off Peak | 0 | 1 | 0 | Off Peak
2020-07-15 | 1 | 7 | 1 | 0 | 0 | 0 | 1.2291 |  | 0 | 0 | 1 | Super Off Peak | 0 | 0 | 1 | Off Peak | 0 | 1 | Off Peak | 0 | 1 | Off Peak | 0 | 0 | 1 | Super Off Peak | 0 | 0 | 1 | Super Off Peak | 0 | 0 | 1 | Super Off Peak
2020-07-15 | 2 | 7 | 1 | 0 | 0 | 0 | 0.99212 |  | 0 | 0 | 1 | Super Off Peak | 0 | 0 | 1 | Off Peak | 0 | 1 | Off Peak | 0 | 1 | Off Peak | 0 | 0 | 1 | Super Off Peak | 0 | 0 | 1 | Super Off Peak | 0 | 0 | 1 | Super Off Peak
2020-07-15 | 3 | 7 | 1 | 0 | 0 | 0 | 0.94758 |  | 0 | 0 | 1 | Super Off Peak | 0 | 0 | 1 | Off Peak | 0 | 1 | Off Peak | 0 | 1 | Off Peak | 0 | 0 | 1 | Super Off Peak | 0 | 0 | 1 | Super Off Peak | 0 | 0 | 1 | Super Off Peak
2020-07-15 | 4 | 7 | 1 | 0 | 0 | 0 | 0.90805 |  | 0 | 0 | 1 | Super Off Peak | 0 | 0 | 1 | Off Peak | 0 | 1 | Off Peak | 0 | 1 | Off Peak | 0 | 0 | 1 | Super Off Peak | 0 | 0 | 1 | Super Off Peak | 0 | 0 | 1 | Super Off Peak
2020-07-15 | 5 | 7 | 1 | 0 | 0 | 0 | 0.89515 |  | 0 | 0 | 1 | Super Off Peak | 0 | 0 | 1 | Off Peak | 0 | 1 | Off Peak | 0 | 1 | Off Peak | 0 | 0 | 1 | Super Off Peak | 0 | 0 | 1 | Super Off Peak | 0 | 0 | 1 | Super Off Peak
2020-07-15 | 6 | 7 | 1 | 0 | 0 | 0 | 0.8999 |  | 0 | 0 | 1 | Super Off Peak | 0 | 0 | 1 | Off Peak | 0 | 1 | Off Peak | 0 | 1 | Off Peak | 0 | 0 | 1 | Super Off Peak | 0 | 1 | 0 | Off Peak | 0 | 1 | 0 | Off Peak
2020-07-15 | 7 | 7 | 1 | 0 | 0 | 0 | 1.2706 |  | 0 | 1 | 0 | Off Peak | 0 | 1 | 0 | Semi Peak | 0 | 1 | Off Peak | 0 | 1 | Off Peak | 0 | 1 | 0 | Off Peak | 0 | 1 | 0 | Off Peak | 0 | 1 | 0 | Off Peak
2020-07-15 | 8 | 7 | 1 | 0 | 0 | 0 | 0.9797 |  | 0 | 1 | 0 | Off Peak | 0 | 1 | 0 | Semi Peak | 0 | 1 | Off Peak | 0 | 1 | Off Peak | 0 | 1 | 0 | Off Peak | 0 | 1 | 0 | Off Peak | 0 | 1 | 0 | Off Peak
2020-07-15 | 9 | 7 | 1 | 0 | 0 | 0 | 0.73133 |  | 0 | 1 | 0 | Off Peak | 0 | 1 | 0 | Semi Peak | 0 | 1 | Off Peak | 0 | 1 | Off Peak | 0 | 1 | 0 | Off Peak | 0 | 1 | 0 | Off Peak | 0 | 1 | 0 | Off Peak
2020-07-15 | 10 | 7 | 1 | 0 | 0 | 0 | 0.53127 |  | 0 | 1 | 0 | Off Peak | 0 | 1 | 0 | Semi Peak | 0 | 1 | Off Peak | 0 | 1 | Off Peak | 0 | 1 | 0 | Off Peak | 0 | 1 | 0 | Off Peak | 0 | 1 | 0 | Off Peak
2020-07-15 | 11 | 7 | 1 | 0 | 0 | 0 | 0.33638 |  | 0 | 1 | 0 | Off Peak | 0 | 1 | 0 | Semi Peak | 0 | 1 | Off Peak | 0 | 1 | Off Peak | 0 | 1 | 0 | Off Peak | 0 | 1 | 0 | Off Peak | 0 | 1 | 0 | Off Peak
2020-07-15 | 12 | 7 | 1 | 0 | 0 | 0 | 0.21098 |  | 0 | 1 | 0 | Off Peak | 1 | 0 | 0 | On Peak | 0 | 1 | Off Peak | 0 | 1 | Off Peak | 1 | 0 | 0 | On Peak | 0 | 1 | 0 | Off Peak | 0 | 1 | 0 | Off Peak
2020-07-15 | 13 | 7 | 1 | 0 | 0 | 0 | 0.16112 |  | 0 | 1 | 0 | Off Peak | 1 | 0 | 0 | On Peak | 0 | 1 | Off Peak | 1 | 0 | On Peak | 1 | 0 | 0 | On Peak | 1 | 0 | 0 | On Peak | 1 | 0 | 0 | On Peak
2020-07-15 | 14 | 7 | 1 | 0 | 0 | 0 | 0.1481 |  | 0 | 1 | 0 | Off Peak | 1 | 0 | 0 | On Peak | 0 | 1 | Off Peak | 1 | 0 | On Peak | 1 | 0 | 0 | On Peak | 1 | 0 | 0 | On Peak | 1 | 0 | 0 | On Peak
2020-07-15 | 15 | 7 | 1 | 0 | 0 | 0 | 0.20083 |  | 0 | 1 | 0 | Off Peak | 1 | 0 | 0 | On Peak | 0 | 1 | Off Peak | 1 | 0 | On Peak | 1 | 0 | 0 | On Peak | 1 | 0 | 0 | On Peak | 1 | 0 | 0 | On Peak
2020-07-15 | 16 | 7 | 1 | 0 | 0 | 0 | 0.34391 |  | 0 | 1 | 0 | Off Peak | 1 | 0 | 0 | On Peak | 0 | 1 | Off Peak | 1 | 0 | On Peak | 1 | 0 | 0 | On Peak | 1 | 0 | 0 | On Peak | 1 | 0 | 0 | On Peak
2020-07-15 | 17 | 7 | 1 | 0 | 0 | 0 | 0.6262 |  | 1 | 0 | 0 | On Peak | 1 | 0 | 0 | On Peak | 1 | 0 | On Peak | 1 | 0 | On Peak | 1 | 0 | 0 | On Peak | 1 | 0 | 0 | On Peak | 1 | 0 | 0 | On Peak
2020-07-15 | 18 | 7 | 1 | 0 | 0 | 0 | 1.0061 |  | 1 | 0 | 0 | On Peak | 1 | 0 | 0 | On Peak | 1 | 0 | On Peak | 1 | 0 | On Peak | 1 | 0 | 0 | On Peak | 1 | 0 | 0 | On Peak | 1 | 0 | 0 | On Peak
2020-07-15 | 19 | 7 | 1 | 0 | 0 | 0 | 1.6086 |  | 1 | 0 | 0 | On Peak | 0 | 1 | 0 | Semi Peak | 1 | 0 | On Peak | 0 | 1 | Off Peak | 0 | 1 | 0 | Off Peak | 1 | 0 | 0 | On Peak | 0 | 1 | 0 | Off Peak
2020-07-15 | 20 | 7 | 1 | 0 | 0 | 0 | 2.0432 |  | 1 | 0 | 0 | On Peak | 0 | 1 | 0 | Semi Peak | 1 | 0 | On Peak | 0 | 1 | Off Peak | 0 | 1 | 0 | Off Peak | 1 | 0 | 0 | On Peak | 0 | 1 | 0 | Off Peak
2020-07-15 | 21 | 7 | 1 | 0 | 0 | 0 | 2.1178 |  | 1 | 0 | 0 | On Peak | 0 | 1 | 0 | Semi Peak | 1 | 0 | On Peak | 0 | 1 | Off Peak | 0 | 1 | 0 | Off Peak | 0 | 1 | 0 | Off Peak | 0 | 1 | 0 | Off Peak
2020-07-15 | 22 | 7 | 1 | 0 | 0 | 0 | 2.2206 |  | 0 | 1 | 0 | Off Peak | 0 | 1 | 0 | Semi Peak | 0 | 1 | Off Peak | 0 | 1 | Off Peak | 0 | 1 | 0 | Off Peak | 0 | 1 | 0 | Off Peak | 0 | 1 | 0 | Off Peak
2020-07-15 | 23 | 7 | 1 | 0 | 0 | 0 | 1.5012 |  | 0 | 1 | 0 | Off Peak | 0 | 0 | 1 | Off Peak | 0 | 1 | Off Peak | 0 | 1 | Off Peak | 0 | 0 | 1 | Super Off Peak | 0 | 1 | 0 | Off Peak | 0 | 1 | 0 | Off Peak
2020-07-15 | 24 | 7 | 1 | 0 | 0 | 0 | 1.3253 |  | 0 | 1 | 0 | Off Peak | 0 | 0 | 1 | Off Peak | 0 | 1 | Off Peak | 0 | 1 | Off Peak | 0 | 0 | 1 | Super Off Peak | 0 | 1 | 0 | Off Peak | 0 | 1 | 0 | Off Peak
2020-07-16 | 1 | 7 | 1 | 0 | 0 | 0 | 1.1154 |  | 0 | 0 | 1 | Super Off Peak | 0 | 0 | 1 | Off Peak | 0 | 1 | Off Peak | 0 | 1 | Off Peak | 0 | 0 | 1 | Super Off Peak | 0 | 0 | 1 | Super Off Peak | 0 | 0 | 1 | Super Off Peak
2020-07-16 | 2 | 7 | 1 | 0 | 0 | 0 | 1.1409 |  | 0 | 0 | 1 | Super Off Peak | 0 | 0 | 1 | Off Peak | 0 | 1 | Off Peak | 0 | 1 | Off Peak | 0 | 0 | 1 | Super Off Peak | 0 | 0 | 1 | Super Off Peak | 0 | 0 | 1 | Super Off Peak
2020-07-16 | 3 | 7 | 1 | 0 | 0 | 0 | 1.0631 |  | 0 | 0 | 1 | Super Off Peak | 0 | 0 | 1 | Off Peak | 0 | 1 | Off Peak | 0 | 1 | Off Peak | 0 | 0 | 1 | Super Off Peak | 0 | 0 | 1 | Super Off Peak | 0 | 0 | 1 | Super Off Peak
2020-07-16 | 4 | 7 | 1 | 0 | 0 | 0 | 1.0177 |  | 0 | 0 | 1 | Super Off Peak | 0 | 0 | 1 | Off Peak | 0 | 1 | Off Peak | 0 | 1 | Off Peak | 0 | 0 | 1 | Super Off Peak | 0 | 0 | 1 | Super Off Peak | 0 | 0 | 1 | Super Off Peak
2020-07-16 | 5 | 7 | 1 | 0 | 0 | 0 | 0.99333 |  | 0 | 0 | 1 | Super Off Peak | 0 | 0 | 1 | Off Peak | 0 | 1 | Off Peak | 0 | 1 | Off Peak | 0 | 0 | 1 | Super Off Peak | 0 | 0 | 1 | Super Off Peak | 0 | 0 | 1 | Super Off Peak
2020-07-16 | 6 | 7 | 1 | 0 | 0 | 0 | 1.0021 |  | 0 | 0 | 1 | Super Off Peak | 0 | 0 | 1 | Off Peak | 0 | 1 | Off Peak | 0 | 1 | Off Peak | 0 | 0 | 1 | Super Off Peak | 0 | 1 | 0 | Off Peak | 0 | 1 | 0 | Off Peak
2020-07-16 | 7 | 7 | 1 | 0 | 0 | 0 | 1.4243 |  | 0 | 1 | 0 | Off Peak | 0 | 1 | 0 | Semi Peak | 0 | 1 | Off Peak | 0 | 1 | Off Peak | 0 | 1 | 0 | Off Peak | 0 | 1 | 0 | Off Peak | 0 | 1 | 0 | Off Peak
2020-07-16 | 8 | 7 | 1 | 0 | 0 | 0 | 1.1525 |  | 0 | 1 | 0 | Off Peak | 0 | 1 | 0 | Semi Peak | 0 | 1 | Off Peak | 0 | 1 | Off Peak | 0 | 1 | 0 | Off Peak | 0 | 1 | 0 | Off Peak | 0 | 1 | 0 | Off Peak
2020-07-16 | 9 | 7 | 1 | 0 | 0 | 0 | 0.92735 |  | 0 | 1 | 0 | Off Peak | 0 | 1 | 0 | Semi Peak | 0 | 1 | Off Peak | 0 | 1 | Off Peak | 0 | 1 | 0 | Off Peak | 0 | 1 | 0 | Off Peak | 0 | 1 | 0 | Off Peak
2020-07-16 | 10 | 7 | 1 | 0 | 0 | 0 | 0.7371 |  | 0 | 1 | 0 | Off Peak | 0 | 1 | 0 | Semi Peak | 0 | 1 | Off Peak | 0 | 1 | Off Peak | 0 | 1 | 0 | Off Peak | 0 | 1 | 0 | Off Peak | 0 | 1 | 0 | Off Peak
2020-07-16 | 11 | 7 | 1 | 0 | 0 | 0 | 0.58145 |  | 0 | 1 | 0 | Off Peak | 0 | 1 | 0 | Semi Peak | 0 | 1 | Off Peak | 0 | 1 | Off Peak | 0 | 1 | 0 | Off Peak | 0 | 1 | 0 | Off Peak | 0 | 1 | 0 | Off Peak
2020-07-16 | 12 | 7 | 1 | 0 | 0 | 0 | 0.46296 |  | 0 | 1 | 0 | Off Peak | 1 | 0 | 0 | On Peak | 0 | 1 | Off Peak | 0 | 1 | Off Peak | 1 | 0 | 0 | On Peak | 0 | 1 | 0 | Off Peak | 0 | 1 | 0 | Off Peak
2020-07-16 | 13 | 7 | 1 | 0 | 0 | 0 | 0.43876 |  | 0 | 1 | 0 | Off Peak | 1 | 0 | 0 | On Peak | 0 | 1 | Off Peak | 1 | 0 | On Peak | 1 | 0 | 0 | On Peak | 1 | 0 | 0 | On Peak | 1 | 0 | 0 | On Peak
2020-07-16 | 14 | 7 | 1 | 0 | 0 | 0 | 0.45428 |  | 0 | 1 | 0 | Off Peak | 1 | 0 | 0 | On Peak | 0 | 1 | Off Peak | 1 | 0 | On Peak | 1 | 0 | 0 | On Peak | 1 | 0 | 0 | On Peak | 1 | 0 | 0 | On Peak
2020-07-16 | 15 | 7 | 1 | 0 | 0 | 0 | 0.56031 |  | 0 | 1 | 0 | Off Peak | 1 | 0 | 0 | On Peak | 0 | 1 | Off Peak | 1 | 0 | On Peak | 1 | 0 | 0 | On Peak | 1 | 0 | 0 | On Peak | 1 | 0 | 0 | On Peak
2020-07-16 | 16 | 7 | 1 | 0 | 0 | 0 | 0.75376 |  | 0 | 1 | 0 | Off Peak | 1 | 0 | 0 | On Peak | 0 | 1 | Off Peak | 1 | 0 | On Peak | 1 | 0 | 0 | On Peak | 1 | 0 | 0 | On Peak | 1 | 0 | 0 | On Peak
2020-07-16 | 17 | 7 | 1 | 0 | 0 | 0 | 1.0877 |  | 1 | 0 | 0 | On Peak | 1 | 0 | 0 | On Peak | 1 | 0 | On Peak | 1 | 0 | On Peak | 1 | 0 | 0 | On Peak | 1 | 0 | 0 | On Peak | 1 | 0 | 0 | On Peak
2020-07-16 | 18 | 7 | 1 | 0 | 0 | 0 | 1.4146 |  | 1 | 0 | 0 | On Peak | 1 | 0 | 0 | On Peak | 1 | 0 | On Peak | 1 | 0 | On Peak | 1 | 0 | 0 | On Peak | 1 | 0 | 0 | On Peak | 1 | 0 | 0 | On Peak
2020-07-16 | 19 | 7 | 1 | 0 | 0 | 0 | 1.964 |  | 1 | 0 | 0 | On Peak | 0 | 1 | 0 | Semi Peak | 1 | 0 | On Peak | 0 | 1 | Off Peak | 0 | 1 | 0 | Off Peak | 1 | 0 | 0 | On Peak | 0 | 1 | 0 | Off Peak
2020-07-16 | 20 | 7 | 1 | 0 | 0 | 0 | 2.3409 |  | 1 | 0 | 0 | On Peak | 0 | 1 | 0 | Semi Peak | 1 | 0 | On Peak | 0 | 1 | Off Peak | 0 | 1 | 0 | Off Peak | 1 | 0 | 0 | On Peak | 0 | 1 | 0 | Off Peak
2020-07-16 | 21 | 7 | 1 | 0 | 0 | 0 | 2.3874 |  | 1 | 0 | 0 | On Peak | 0 | 1 | 0 | Semi Peak | 1 | 0 | On Peak | 0 | 1 | Off Peak | 0 | 1 | 0 | Off Peak | 0 | 1 | 0 | Off Peak | 0 | 1 | 0 | Off Peak
2020-07-16 | 22 | 7 | 1 | 0 | 0 | 0 | 2.4635 |  | 0 | 1 | 0 | Off Peak | 0 | 1 | 0 | Semi Peak | 0 | 1 | Off Peak | 0 | 1 | Off Peak | 0 | 1 | 0 | Off Peak | 0 | 1 | 0 | Off Peak | 0 | 1 | 0 | Off Peak
2020-07-16 | 23 | 7 | 1 | 0 | 0 | 0 | 1.6722 |  | 0 | 1 | 0 | Off Peak | 0 | 0 | 1 | Off Peak | 0 | 1 | Off Peak | 0 | 1 | Off Peak | 0 | 0 | 1 | Super Off Peak | 0 | 1 | 0 | Off Peak | 0 | 1 | 0 | Off Peak
2020-07-16 | 24 | 7 | 1 | 0 | 0 | 0 | 1.5082 |  | 0 | 1 | 0 | Off Peak | 0 | 0 | 1 | Off Peak | 0 | 1 | Off Peak | 0 | 1 | Off Peak | 0 | 0 | 1 | Super Off Peak | 0 | 1 | 0 | Off Peak | 0 | 1 | 0 | Off Peak
2020-07-17 | 1 | 7 | 1 | 0 | 0 | 0 | 1.3035 |  | 0 | 0 | 1 | Super Off Peak | 0 | 0 | 1 | Off Peak | 0 | 1 | Off Peak | 0 | 1 | Off Peak | 0 | 0 | 1 | Super Off Peak | 0 | 0 | 1 | Super Off Peak | 0 | 0 | 1 | Super Off Peak
2020-07-17 | 2 | 7 | 1 | 0 | 0 | 0 | 1.035 |  | 0 | 0 | 1 | Super Off Peak | 0 | 0 | 1 | Off Peak | 0 | 1 | Off Peak | 0 | 1 | Off Peak | 0 | 0 | 1 | Super Off Peak | 0 | 0 | 1 | Super Off Peak | 0 | 0 | 1 | Super Off Peak
2020-07-17 | 3 | 7 | 1 | 0 | 0 | 0 | 0.9746 |  | 0 | 0 | 1 | Super Off Peak | 0 | 0 | 1 | Off Peak | 0 | 1 | Off Peak | 0 | 1 | Off Peak | 0 | 0 | 1 | Super Off Peak | 0 | 0 | 1 | Super Off Peak | 0 | 0 | 1 | Super Off Peak
2020-07-17 | 4 | 7 | 1 | 0 | 0 | 0 | 0.93485 |  | 0 | 0 | 1 | Super Off Peak | 0 | 0 | 1 | Off Peak | 0 | 1 | Off Peak | 0 | 1 | Off Peak | 0 | 0 | 1 | Super Off Peak | 0 | 0 | 1 | Super Off Peak | 0 | 0 | 1 | Super Off Peak
2020-07-17 | 5 | 7 | 1 | 0 | 0 | 0 | 0.9277 |  | 0 | 0 | 1 | Super Off Peak | 0 | 0 | 1 | Off Peak | 0 | 1 | Off Peak | 0 | 1 | Off Peak | 0 | 0 | 1 | Super Off Peak | 0 | 0 | 1 | Super Off Peak | 0 | 0 | 1 | Super Off Peak
2020-07-17 | 6 | 7 | 1 | 0 | 0 | 0 | 0.94762 |  | 0 | 0 | 1 | Super Off Peak | 0 | 0 | 1 | Off Peak | 0 | 1 | Off Peak | 0 | 1 | Off Peak | 0 | 0 | 1 | Super Off Peak | 0 | 1 | 0 | Off Peak | 0 | 1 | 0 | Off Peak
2020-07-17 | 7 | 7 | 1 | 0 | 0 | 0 | 1.3582 |  | 0 | 1 | 0 | Off Peak | 0 | 1 | 0 | Semi Peak | 0 | 1 | Off Peak | 0 | 1 | Off Peak | 0 | 1 | 0 | Off Peak | 0 | 1 | 0 | Off Peak | 0 | 1 | 0 | Off Peak
2020-07-17 | 8 | 7 | 1 | 0 | 0 | 0 | 1.0647 |  | 0 | 1 | 0 | Off Peak | 0 | 1 | 0 | Semi Peak | 0 | 1 | Off Peak | 0 | 1 | Off Peak | 0 | 1 | 0 | Off Peak | 0 | 1 | 0 | Off Peak | 0 | 1 | 0 | Off Peak
2020-07-17 | 9 | 7 | 1 | 0 | 0 | 0 | 0.80495 |  | 0 | 1 | 0 | Off Peak | 0 | 1 | 0 | Semi Peak | 0 | 1 | Off Peak | 0 | 1 | Off Peak | 0 | 1 | 0 | Off Peak | 0 | 1 | 0 | Off Peak | 0 | 1 | 0 | Off Peak
2020-07-17 | 10 | 7 | 1 | 0 | 0 | 0 | 0.58519 |  | 0 | 1 | 0 | Off Peak | 0 | 1 | 0 | Semi Peak | 0 | 1 | Off Peak | 0 | 1 | Off Peak | 0 | 1 | 0 | Off Peak | 0 | 1 | 0 | Off Peak | 0 | 1 | 0 | Off Peak
2020-07-17 | 11 | 7 | 1 | 0 | 0 | 0 | 0.36358 |  | 0 | 1 | 0 | Off Peak | 0 | 1 | 0 | Semi Peak | 0 | 1 | Off Peak | 0 | 1 | Off Peak | 0 | 1 | 0 | Off Peak | 0 | 1 | 0 | Off Peak | 0 | 1 | 0 | Off Peak
2020-07-17 | 12 | 7 | 1 | 0 | 0 | 0 | 0.23189 |  | 0 | 1 | 0 | Off Peak | 1 | 0 | 0 | On Peak | 0 | 1 | Off Peak | 0 | 1 | Off Peak | 1 | 0 | 0 | On Peak | 0 | 1 | 0 | Off Peak | 0 | 1 | 0 | Off Peak
2020-07-17 | 13 | 7 | 1 | 0 | 0 | 0 | 0.19038 |  | 0 | 1 | 0 | Off Peak | 1 | 0 | 0 | On Peak | 0 | 1 | Off Peak | 1 | 0 | On Peak | 1 | 0 | 0 | On Peak | 1 | 0 | 0 | On Peak | 1 | 0 | 0 | On Peak
2020-07-17 | 14 | 7 | 1 | 0 | 0 | 0 | 0.16375 |  | 0 | 1 | 0 | Off Peak | 1 | 0 | 0 | On Peak | 0 | 1 | Off Peak | 1 | 0 | On Peak | 1 | 0 | 0 | On Peak | 1 | 0 | 0 | On Peak | 1 | 0 | 0 | On Peak
2020-07-17 | 15 | 7 | 1 | 0 | 0 | 0 | 0.23931 |  | 0 | 1 | 0 | Off Peak | 1 | 0 | 0 | On Peak | 0 | 1 | Off Peak | 1 | 0 | On Peak | 1 | 0 | 0 | On Peak | 1 | 0 | 0 | On Peak | 1 | 0 | 0 | On Peak
2020-07-17 | 16 | 7 | 1 | 0 | 0 | 0 | 0.37359 |  | 0 | 1 | 0 | Off Peak | 1 | 0 | 0 | On Peak | 0 | 1 | Off Peak | 1 | 0 | On Peak | 1 | 0 | 0 | On Peak | 1 | 0 | 0 | On Peak | 1 | 0 | 0 | On Peak
2020-07-17 | 17 | 7 | 1 | 0 | 0 | 0 | 0.64543 |  | 1 | 0 | 0 | On Peak | 1 | 0 | 0 | On Peak | 1 | 0 | On Peak | 1 | 0 | On Peak | 1 | 0 | 0 | On Peak | 1 | 0 | 0 | On Peak | 1 | 0 | 0 | On Peak
2020-07-17 | 18 | 7 | 1 | 0 | 0 | 0 | 1.0021 |  | 1 | 0 | 0 | On Peak | 1 | 0 | 0 | On Peak | 1 | 0 | On Peak | 1 | 0 | On Peak | 1 | 0 | 0 | On Peak | 1 | 0 | 0 | On Peak | 1 | 0 | 0 | On Peak
2020-07-17 | 19 | 7 | 1 | 0 | 0 | 0 | 1.5918 |  | 1 | 0 | 0 | On Peak | 0 | 1 | 0 | Semi Peak | 1 | 0 | On Peak | 0 | 1 | Off Peak | 0 | 1 | 0 | Off Peak | 1 | 0 | 0 | On Peak | 0 | 1 | 0 | Off Peak
2020-07-17 | 20 | 7 | 1 | 0 | 0 | 0 | 2.0053 |  | 1 | 0 | 0 | On Peak | 0 | 1 | 0 | Semi Peak | 1 | 0 | On Peak | 0 | 1 | Off Peak | 0 | 1 | 0 | Off Peak | 1 | 0 | 0 | On Peak | 0 | 1 | 0 | Off Peak
2020-07-17 | 21 | 7 | 1 | 0 | 0 | 0 | 2.0822 |  | 1 | 0 | 0 | On Peak | 0 | 1 | 0 | Semi Peak | 1 | 0 | On Peak | 0 | 1 | Off Peak | 0 | 1 | 0 | Off Peak | 0 | 1 | 0 | Off Peak | 0 | 1 | 0 | Off Peak
2020-07-17 | 22 | 7 | 1 | 0 | 0 | 0 | 2.1984 |  | 0 | 1 | 0 | Off Peak | 0 | 1 | 0 | Semi Peak | 0 | 1 | Off Peak | 0 | 1 | Off Peak | 0 | 1 | 0 | Off Peak | 0 | 1 | 0 | Off Peak | 0 | 1 | 0 | Off Peak
2020-07-17 | 23 | 7 | 1 | 0 | 0 | 0 | 1.4944 |  | 0 | 1 | 0 | Off Peak | 0 | 0 | 1 | Off Peak | 0 | 1 | Off Peak | 0 | 1 | Off Peak | 0 | 0 | 1 | Super Off Peak | 0 | 1 | 0 | Off Peak | 0 | 1 | 0 | Off Peak
2020-07-17 | 24 | 7 | 1 | 0 | 0 | 0 | 1.3568 |  | 0 | 1 | 0 | Off Peak | 0 | 0 | 1 | Off Peak | 0 | 1 | Off Peak | 0 | 1 | Off Peak | 0 | 0 | 1 | Super Off Peak | 0 | 1 | 0 | Off Peak | 0 | 1 | 0 | Off Peak
2020-07-18 | 1 | 7 | 1 | 1 | 0 | 0 | 1.1692 |  | 0 | 0 | 1 | Super Off Peak | 0 | 0 | 1 | Off Peak | 0 | 1 | Off Peak | 0 | 1 | Off Peak | 0 | 0 | 1 | Super Off Peak | 0 | 0 | 1 | Super Off Peak | 0 | 0 | 1 | Super Off Peak
2020-07-18 | 2 | 7 | 1 | 1 | 0 | 0 | 0.96486 |  | 0 | 0 | 1 | Super Off Peak | 0 | 0 | 1 | Off Peak | 0 | 1 | Off Peak | 0 | 1 | Off Peak | 0 | 0 | 1 | Super Off Peak | 0 | 0 | 1 | Super Off Peak | 0 | 0 | 1 | Super Off Peak
2020-07-18 | 3 | 7 | 1 | 1 | 0 | 0 | 0.92203 |  | 0 | 0 | 1 | Super Off Peak | 0 | 0 | 1 | Off Peak | 0 | 1 | Off Peak | 0 | 1 | Off Peak | 0 | 0 | 1 | Super Off Peak | 0 | 0 | 1 | Super Off Peak | 0 | 0 | 1 | Super Off Peak
2020-07-18 | 4 | 7 | 1 | 1 | 0 | 0 | 0.88973 |  | 0 | 0 | 1 | Super Off Peak | 0 | 0 | 1 | Off Peak | 0 | 1 | Off Peak | 0 | 1 | Off Peak | 0 | 0 | 1 | Super Off Peak | 0 | 0 | 1 | Super Off Peak | 0 | 0 | 1 | Super Off Peak
2020-07-18 | 5 | 7 | 1 | 1 | 0 | 0 | 0.8741 |  | 0 | 0 | 1 | Super Off Peak | 0 | 0 | 1 | Off Peak | 0 | 1 | Off Peak | 0 | 1 | Off Peak | 0 | 0 | 1 | Super Off Peak | 0 | 0 | 1 | Super Off Peak | 0 | 0 | 1 | Super Off Peak
2020-07-18 | 6 | 7 | 1 | 1 | 0 | 0 | 0.87236 |  | 0 | 0 | 1 | Super Off Peak | 0 | 0 | 1 | Off Peak | 0 | 1 | Off Peak | 0 | 1 | Off Peak | 0 | 0 | 1 | Super Off Peak | 0 | 1 | 0 | Off Peak | 0 | 1 | 0 | Off Peak
2020-07-18 | 7 | 7 | 1 | 1 | 0 | 0 | 1.1909 |  | 0 | 0 | 1 | Super Off Peak | 0 | 0 | 1 | Off Peak | 0 | 1 | Off Peak | 0 | 1 | Off Peak | 0 | 0 | 1 | Super Off Peak | 0 | 1 | 0 | Off Peak | 0 | 1 | 0 | Off Peak
2020-07-18 | 8 | 7 | 1 | 1 | 0 | 0 | 0.80645 |  | 0 | 0 | 1 | Super Off Peak | 0 | 0 | 1 | Off Peak | 0 | 1 | Off Peak | 0 | 1 | Off Peak | 0 | 0 | 1 | Super Off Peak | 0 | 1 | 0 | Off Peak | 0 | 1 | 0 | Off Peak
2020-07-18 | 9 | 7 | 1 | 1 | 0 | 0 | 0.44746 |  | 0 | 0 | 1 | Super Off Peak | 0 | 0 | 1 | Off Peak | 0 | 1 | Off Peak | 0 | 1 | Off Peak | 0 | 0 | 1 | Super Off Peak | 0 | 1 | 0 | Off Peak | 0 | 1 | 0 | Off Peak
2020-07-18 | 10 | 7 | 1 | 1 | 0 | 0 | 0.20057 |  | 0 | 0 | 1 | Super Off Peak | 0 | 0 | 1 | Off Peak | 0 | 1 | Off Peak | 0 | 1 | Off Peak | 0 | 0 | 1 | Super Off Peak | 0 | 1 | 0 | Off Peak | 0 | 1 | 0 | Off Peak
2020-07-18 | 11 | 7 | 1 | 1 | 0 | 0 | 0.010146 |  | 0 | 0 | 1 | Super Off Peak | 0 | 0 | 1 | Off Peak | 0 | 1 | Off Peak | 0 | 1 | Off Peak | 0 | 0 | 1 | Super Off Peak | 0 | 1 | 0 | Off Peak | 0 | 1 | 0 | Off Peak
2020-07-18 | 12 | 7 | 1 | 1 | 0 | 0 | -0.10845 |  | 0 | 0 | 1 | Super Off Peak | 0 | 0 | 1 | Off Peak | 0 | 1 | Off Peak | 0 | 1 | Off Peak | 0 | 0 | 1 | Super Off Peak | 0 | 1 | 0 | Off Peak | 0 | 1 | 0 | Off Peak
2020-07-18 | 13 | 7 | 1 | 1 | 0 | 0 | -0.14703 |  | 0 | 0 | 1 | Super Off Peak | 0 | 0 | 1 | Off Peak | 0 | 1 | Off Peak | 0 | 1 | Off Peak | 0 | 0 | 1 | Super Off Peak | 1 | 0 | 0 | On Peak | 1 | 0 | 0 | On Peak
2020-07-18 | 14 | 7 | 1 | 1 | 0 | 0 | -0.14563 |  | 0 | 0 | 1 | Super Off Peak | 0 | 0 | 1 | Off Peak | 0 | 1 | Off Peak | 0 | 1 | Off Peak | 0 | 0 | 1 | Super Off Peak | 1 | 0 | 0 | On Peak | 1 | 0 | 0 | On Peak
2020-07-18 | 15 | 7 | 1 | 1 | 0 | 0 | -0.082461 |  | 0 | 1 | 0 | Off Peak | 0 | 0 | 1 | Off Peak | 0 | 1 | Off Peak | 0 | 1 | Off Peak | 0 | 0 | 1 | Super Off Peak | 1 | 0 | 0 | On Peak | 1 | 0 | 0 | On Peak
2020-07-18 | 16 | 7 | 1 | 1 | 0 | 0 | 0.05904 |  | 0 | 1 | 0 | Off Peak | 0 | 0 | 1 | Off Peak | 0 | 1 | Off Peak | 0 | 1 | Off Peak | 0 | 0 | 1 | Super Off Peak | 1 | 0 | 0 | On Peak | 1 | 0 | 0 | On Peak
2020-07-18 | 17 | 7 | 1 | 1 | 0 | 0 | 0.32258 |  | 1 | 0 | 0 | On Peak | 0 | 0 | 1 | Off Peak | 0 | 1 | Off Peak | 0 | 1 | Off Peak | 0 | 0 | 1 | Super Off Peak | 1 | 0 | 0 | On Peak | 1 | 0 | 0 | On Peak
2020-07-18 | 18 | 7 | 1 | 1 | 0 | 0 | 0.69722 |  | 1 | 0 | 0 | On Peak | 0 | 0 | 1 | Off Peak | 0 | 1 | Off Peak | 0 | 1 | Off Peak | 0 | 0 | 1 | Super Off Peak | 1 | 0 | 0 | On Peak | 1 | 0 | 0 | On Peak
2020-07-18 | 19 | 7 | 1 | 1 | 0 | 0 | 1.2852 |  | 1 | 0 | 0 | On Peak | 0 | 0 | 1 | Off Peak | 0 | 1 | Off Peak | 0 | 1 | Off Peak | 0 | 0 | 1 | Super Off Peak | 1 | 0 | 0 | On Peak | 0 | 1 | 0 | Off Peak
2020-07-18 | 20 | 7 | 1 | 1 | 0 | 0 | 1.7488 |  | 1 | 0 | 0 | On Peak | 0 | 0 | 1 | Off Peak | 0 | 1 | Off Peak | 0 | 1 | Off Peak | 0 | 0 | 1 | Super Off Peak | 1 | 0 | 0 | On Peak | 0 | 1 | 0 | Off Peak
2020-07-18 | 21 | 7 | 1 | 1 | 0 | 0 | 1.8722 |  | 1 | 0 | 0 | On Peak | 0 | 0 | 1 | Off Peak | 0 | 1 | Off Peak | 0 | 1 | Off Peak | 0 | 0 | 1 | Super Off Peak | 0 | 1 | 0 | Off Peak | 0 | 1 | 0 | Off Peak
2020-07-18 | 22 | 7 | 1 | 1 | 0 | 0 | 2.0405 |  | 0 | 1 | 0 | Off Peak | 0 | 0 | 1 | Off Peak | 0 | 1 | Off Peak | 0 | 1 | Off Peak | 0 | 0 | 1 | Super Off Peak | 0 | 1 | 0 | Off Peak | 0 | 1 | 0 | Off Peak
2020-07-18 | 23 | 7 | 1 | 1 | 0 | 0 | 1.3693 |  | 0 | 1 | 0 | Off Peak | 0 | 0 | 1 | Off Peak | 0 | 1 | Off Peak | 0 | 1 | Off Peak | 0 | 0 | 1 | Super Off Peak | 0 | 1 | 0 | Off Peak | 0 | 1 | 0 | Off Peak
2020-07-18 | 24 | 7 | 1 | 1 | 0 | 0 | 1.2423 |  | 0 | 1 | 0 | Off Peak | 0 | 0 | 1 | Off Peak | 0 | 1 | Off Peak | 0 | 1 | Off Peak | 0 | 0 | 1 | Super Off Peak | 0 | 1 | 0 | Off Peak | 0 | 1 | 0 | Off Peak
2020-07-19 | 1 | 7 | 1 | 1 | 1 | 0 | 1.0778 |  | 0 | 0 | 1 | Super Off Peak | 0 | 0 | 1 | Off Peak | 0 | 1 | Off Peak | 0 | 1 | Off Peak | 0 | 0 | 1 | Super Off Peak | 0 | 0 | 1 | Super Off Peak | 0 | 0 | 1 | Super Off Peak
2020-07-19 | 2 | 7 | 1 | 1 | 1 | 0 | 0.99388 |  | 0 | 0 | 1 | Super Off Peak | 0 | 0 | 1 | Off Peak | 0 | 1 | Off Peak | 0 | 1 | Off Peak | 0 | 0 | 1 | Super Off Peak | 0 | 0 | 1 | Super Off Peak | 0 | 0 | 1 | Super Off Peak
2020-07-19 | 3 | 7 | 1 | 1 | 1 | 0 | 0.94442 |  | 0 | 0 | 1 | Super Off Peak | 0 | 0 | 1 | Off Peak | 0 | 1 | Off Peak | 0 | 1 | Off Peak | 0 | 0 | 1 | Super Off Peak | 0 | 0 | 1 | Super Off Peak | 0 | 0 | 1 | Super Off Peak
2020-07-19 | 4 | 7 | 1 | 1 | 1 | 0 | 0.91468 |  | 0 | 0 | 1 | Super Off Peak | 0 | 0 | 1 | Off Peak | 0 | 1 | Off Peak | 0 | 1 | Off Peak | 0 | 0 | 1 | Super Off Peak | 0 | 0 | 1 | Super Off Peak | 0 | 0 | 1 | Super Off Peak
2020-07-19 | 5 | 7 | 1 | 1 | 1 | 0 | 0.90354 |  | 0 | 0 | 1 | Super Off Peak | 0 | 0 | 1 | Off Peak | 0 | 1 | Off Peak | 0 | 1 | Off Peak | 0 | 0 | 1 | Super Off Peak | 0 | 0 | 1 | Super Off Peak | 0 | 0 | 1 | Super Off Peak
2020-07-19 | 6 | 7 | 1 | 1 | 1 | 0 | 0.91242 |  | 0 | 0 | 1 | Super Off Peak | 0 | 0 | 1 | Off Peak | 0 | 1 | Off Peak | 0 | 1 | Off Peak | 0 | 0 | 1 | Super Off Peak | 0 | 1 | 0 | Off Peak | 0 | 1 | 0 | Off Peak
2020-07-19 | 7 | 7 | 1 | 1 | 1 | 0 | 0.88417 |  | 0 | 0 | 1 | Super Off Peak | 0 | 0 | 1 | Off Peak | 0 | 1 | Off Peak | 0 | 1 | Off Peak | 0 | 0 | 1 | Super Off Peak | 0 | 1 | 0 | Off Peak | 0 | 1 | 0 | Off Peak
2020-07-19 | 8 | 7 | 1 | 1 | 1 | 0 | 0.67546 |  | 0 | 0 | 1 | Super Off Peak | 0 | 0 | 1 | Off Peak | 0 | 1 | Off Peak | 0 | 1 | Off Peak | 0 | 0 | 1 | Super Off Peak | 0 | 1 | 0 | Off Peak | 0 | 1 | 0 | Off Peak
2020-07-19 | 9 | 7 | 1 | 1 | 1 | 0 | 0.47625 |  | 0 | 0 | 1 | Super Off Peak | 0 | 0 | 1 | Off Peak | 0 | 1 | Off Peak | 0 | 1 | Off Peak | 0 | 0 | 1 | Super Off Peak | 0 | 1 | 0 | Off Peak | 0 | 1 | 0 | Off Peak
2020-07-19 | 10 | 7 | 1 | 1 | 1 | 0 | 0.33747 |  | 0 | 0 | 1 | Super Off Peak | 0 | 0 | 1 | Off Peak | 0 | 1 | Off Peak | 0 | 1 | Off Peak | 0 | 0 | 1 | Super Off Peak | 0 | 1 | 0 | Off Peak | 0 | 1 | 0 | Off Peak
2020-07-19 | 11 | 7 | 1 | 1 | 1 | 0 | 0.20136 |  | 0 | 0 | 1 | Super Off Peak | 0 | 0 | 1 | Off Peak | 0 | 1 | Off Peak | 0 | 1 | Off Peak | 0 | 0 | 1 | Super Off Peak | 0 | 1 | 0 | Off Peak | 0 | 1 | 0 | Off Peak
2020-07-19 | 12 | 7 | 1 | 1 | 1 | 0 | 0.097137 |  | 0 | 0 | 1 | Super Off Peak | 0 | 0 | 1 | Off Peak | 0 | 1 | Off Peak | 0 | 1 | Off Peak | 0 | 0 | 1 | Super Off Peak | 0 | 1 | 0 | Off Peak | 0 | 1 | 0 | Off Peak
2020-07-19 | 13 | 7 | 1 | 1 | 1 | 0 | 0.048448 |  | 0 | 0 | 1 | Super Off Peak | 0 | 0 | 1 | Off Peak | 0 | 1 | Off Peak | 0 | 1 | Off Peak | 0 | 0 | 1 | Super Off Peak | 1 | 0 | 0 | On Peak | 1 | 0 | 0 | On Peak
2020-07-19 | 14 | 7 | 1 | 1 | 1 | 0 | 0.039059 |  | 0 | 0 | 1 | Super Off Peak | 0 | 0 | 1 | Off Peak | 0 | 1 | Off Peak | 0 | 1 | Off Peak | 0 | 0 | 1 | Super Off Peak | 1 | 0 | 0 | On Peak | 1 | 0 | 0 | On Peak
2020-07-19 | 15 | 7 | 1 | 1 | 1 | 0 | 0.074274 |  | 0 | 1 | 0 | Off Peak | 0 | 0 | 1 | Off Peak | 0 | 1 | Off Peak | 0 | 1 | Off Peak | 0 | 0 | 1 | Super Off Peak | 1 | 0 | 0 | On Peak | 1 | 0 | 0 | On Peak
2020-07-19 | 16 | 7 | 1 | 1 | 1 | 0 | 0.14812 |  | 0 | 1 | 0 | Off Peak | 0 | 0 | 1 | Off Peak | 0 | 1 | Off Peak | 0 | 1 | Off Peak | 0 | 0 | 1 | Super Off Peak | 1 | 0 | 0 | On Peak | 1 | 0 | 0 | On Peak
2020-07-19 | 17 | 7 | 1 | 1 | 1 | 0 | 0.306 |  | 1 | 0 | 0 | On Peak | 0 | 0 | 1 | Off Peak | 0 | 1 | Off Peak | 0 | 1 | Off Peak | 0 | 0 | 1 | Super Off Peak | 1 | 0 | 0 | On Peak | 1 | 0 | 0 | On Peak
2020-07-19 | 18 | 7 | 1 | 1 | 1 | 0 | 0.55191 |  | 1 | 0 | 0 | On Peak | 0 | 0 | 1 | Off Peak | 0 | 1 | Off Peak | 0 | 1 | Off Peak | 0 | 0 | 1 | Super Off Peak | 1 | 0 | 0 | On Peak | 1 | 0 | 0 | On Peak
2020-07-19 | 19 | 7 | 1 | 1 | 1 | 0 | 0.93617 |  | 1 | 0 | 0 | On Peak | 0 | 0 | 1 | Off Peak | 0 | 1 | Off Peak | 0 | 1 | Off Peak | 0 | 0 | 1 | Super Off Peak | 1 | 0 | 0 | On Peak | 0 | 1 | 0 | Off Peak
2020-07-19 | 20 | 7 | 1 | 1 | 1 | 0 | 1.217 |  | 1 | 0 | 0 | On Peak | 0 | 0 | 1 | Off Peak | 0 | 1 | Off Peak | 0 | 1 | Off Peak | 0 | 0 | 1 | Super Off Peak | 1 | 0 | 0 | On Peak | 0 | 1 | 0 | Off Peak
2020-07-19 | 21 | 7 | 1 | 1 | 1 | 0 | 1.2925 |  | 1 | 0 | 0 | On Peak | 0 | 0 | 1 | Off Peak | 0 | 1 | Off Peak | 0 | 1 | Off Peak | 0 | 0 | 1 | Super Off Peak | 0 | 1 | 0 | Off Peak | 0 | 1 | 0 | Off Peak
2020-07-19 | 22 | 7 | 1 | 1 | 1 | 0 | 1.4431 |  | 0 | 1 | 0 | Off Peak | 0 | 0 | 1 | Off Peak | 0 | 1 | Off Peak | 0 | 1 | Off Peak | 0 | 0 | 1 | Super Off Peak | 0 | 1 | 0 | Off Peak | 0 | 1 | 0 | Off Peak
2020-07-19 | 23 | 7 | 1 | 1 | 1 | 0 | 1.414 |  | 0 | 1 | 0 | Off Peak | 0 | 0 | 1 | Off Peak | 0 | 1 | Off Peak | 0 | 1 | Off Peak | 0 | 0 | 1 | Super Off Peak | 0 | 1 | 0 | Off Peak | 0 | 1 | 0 | Off Peak
2020-07-19 | 24 | 7 | 1 | 1 | 1 | 0 | 1.2762 |  | 0 | 1 | 0 | Off Peak | 0 | 0 | 1 | Off Peak | 0 | 1 | Off Peak | 0 | 1 | Off Peak | 0 | 0 | 1 | Super Off Peak | 0 | 1 | 0 | Off Peak | 0 | 1 | 0 | Off Peak
2020-07-20 | 1 | 7 | 1 | 0 | 0 | 0 | 1.1061 |  | 0 | 0 | 1 | Super Off Peak | 0 | 0 | 1 | Off Peak | 0 | 1 | Off Peak | 0 | 1 | Off Peak | 0 | 0 | 1 | Super Off Peak | 0 | 0 | 1 | Super Off Peak | 0 | 0 | 1 | Super Off Peak
2020-07-20 | 2 | 7 | 1 | 0 | 0 | 0 | 1.0956 |  | 0 | 0 | 1 | Super Off Peak | 0 | 0 | 1 | Off Peak | 0 | 1 | Off Peak | 0 | 1 | Off Peak | 0 | 0 | 1 | Super Off Peak | 0 | 0 | 1 | Super Off Peak | 0 | 0 | 1 | Super Off Peak
2020-07-20 | 3 | 7 | 1 | 0 | 0 | 0 | 1.0889 |  | 0 | 0 | 1 | Super Off Peak | 0 | 0 | 1 | Off Peak | 0 | 1 | Off Peak | 0 | 1 | Off Peak | 0 | 0 | 1 | Super Off Peak | 0 | 0 | 1 | Super Off Peak | 0 | 0 | 1 | Super Off Peak
2020-07-20 | 4 | 7 | 1 | 0 | 0 | 0 | 1.0209 |  | 0 | 0 | 1 | Super Off Peak | 0 | 0 | 1 | Off Peak | 0 | 1 | Off Peak | 0 | 1 | Off Peak | 0 | 0 | 1 | Super Off Peak | 0 | 0 | 1 | Super Off Peak | 0 | 0 | 1 | Super Off Peak
2020-07-20 | 5 | 7 | 1 | 0 | 0 | 0 | 0.98488 |  | 0 | 0 | 1 | Super Off Peak | 0 | 0 | 1 | Off Peak | 0 | 1 | Off Peak | 0 | 1 | Off Peak | 0 | 0 | 1 | Super Off Peak | 0 | 0 | 1 | Super Off Peak | 0 | 0 | 1 | Super Off Peak
2020-07-20 | 6 | 7 | 1 | 0 | 0 | 0 | 0.98735 |  | 0 | 0 | 1 | Super Off Peak | 0 | 0 | 1 | Off Peak | 0 | 1 | Off Peak | 0 | 1 | Off Peak | 0 | 0 | 1 | Super Off Peak | 0 | 1 | 0 | Off Peak | 0 | 1 | 0 | Off Peak
2020-07-20 | 7 | 7 | 1 | 0 | 0 | 0 | 1.4079 |  | 0 | 1 | 0 | Off Peak | 0 | 1 | 0 | Semi Peak | 0 | 1 | Off Peak | 0 | 1 | Off Peak | 0 | 1 | 0 | Off Peak | 0 | 1 | 0 | Off Peak | 0 | 1 | 0 | Off Peak
2020-07-20 | 8 | 7 | 1 | 0 | 0 | 0 | 1.0971 |  | 0 | 1 | 0 | Off Peak | 0 | 1 | 0 | Semi Peak | 0 | 1 | Off Peak | 0 | 1 | Off Peak | 0 | 1 | 0 | Off Peak | 0 | 1 | 0 | Off Peak | 0 | 1 | 0 | Off Peak
2020-07-20 | 9 | 7 | 1 | 0 | 0 | 0 | 0.83095 |  | 0 | 1 | 0 | Off Peak | 0 | 1 | 0 | Semi Peak | 0 | 1 | Off Peak | 0 | 1 | Off Peak | 0 | 1 | 0 | Off Peak | 0 | 1 | 0 | Off Peak | 0 | 1 | 0 | Off Peak
2020-07-20 | 10 | 7 | 1 | 0 | 0 | 0 | 0.63145 |  | 0 | 1 | 0 | Off Peak | 0 | 1 | 0 | Semi Peak | 0 | 1 | Off Peak | 0 | 1 | Off Peak | 0 | 1 | 0 | Off Peak | 0 | 1 | 0 | Off Peak | 0 | 1 | 0 | Off Peak
2020-07-20 | 11 | 7 | 1 | 0 | 0 | 0 | 0.44635 |  | 0 | 1 | 0 | Off Peak | 0 | 1 | 0 | Semi Peak | 0 | 1 | Off Peak | 0 | 1 | Off Peak | 0 | 1 | 0 | Off Peak | 0 | 1 | 0 | Off Peak | 0 | 1 | 0 | Off Peak
2020-07-20 | 12 | 7 | 1 | 0 | 0 | 0 | 0.33577 |  | 0 | 1 | 0 | Off Peak | 1 | 0 | 0 | On Peak | 0 | 1 | Off Peak | 0 | 1 | Off Peak | 1 | 0 | 0 | On Peak | 0 | 1 | 0 | Off Peak | 0 | 1 | 0 | Off Peak
2020-07-20 | 13 | 7 | 1 | 0 | 0 | 0 | 0.28472 |  | 0 | 1 | 0 | Off Peak | 1 | 0 | 0 | On Peak | 0 | 1 | Off Peak | 1 | 0 | On Peak | 1 | 0 | 0 | On Peak | 1 | 0 | 0 | On Peak | 1 | 0 | 0 | On Peak
2020-07-20 | 14 | 7 | 1 | 0 | 0 | 0 | 0.29159 |  | 0 | 1 | 0 | Off Peak | 1 | 0 | 0 | On Peak | 0 | 1 | Off Peak | 1 | 0 | On Peak | 1 | 0 | 0 | On Peak | 1 | 0 | 0 | On Peak | 1 | 0 | 0 | On Peak
2020-07-20 | 15 | 7 | 1 | 0 | 0 | 0 | 0.36648 |  | 0 | 1 | 0 | Off Peak | 1 | 0 | 0 | On Peak | 0 | 1 | Off Peak | 1 | 0 | On Peak | 1 | 0 | 0 | On Peak | 1 | 0 | 0 | On Peak | 1 | 0 | 0 | On Peak
2020-07-20 | 16 | 7 | 1 | 0 | 0 | 0 | 0.51806 |  | 0 | 1 | 0 | Off Peak | 1 | 0 | 0 | On Peak | 0 | 1 | Off Peak | 1 | 0 | On Peak | 1 | 0 | 0 | On Peak | 1 | 0 | 0 | On Peak | 1 | 0 | 0 | On Peak
2020-07-20 | 17 | 7 | 1 | 0 | 0 | 0 | 0.80729 |  | 1 | 0 | 0 | On Peak | 1 | 0 | 0 | On Peak | 1 | 0 | On Peak | 1 | 0 | On Peak | 1 | 0 | 0 | On Peak | 1 | 0 | 0 | On Peak | 1 | 0 | 0 | On Peak
2020-07-20 | 18 | 7 | 1 | 0 | 0 | 0 | 1.1849 |  | 1 | 0 | 0 | On Peak | 1 | 0 | 0 | On Peak | 1 | 0 | On Peak | 1 | 0 | On Peak | 1 | 0 | 0 | On Peak | 1 | 0 | 0 | On Peak | 1 | 0 | 0 | On Peak
2020-07-20 | 19 | 7 | 1 | 0 | 0 | 0 | 1.7819 |  | 1 | 0 | 0 | On Peak | 0 | 1 | 0 | Semi Peak | 1 | 0 | On Peak | 0 | 1 | Off Peak | 0 | 1 | 0 | Off Peak | 1 | 0 | 0 | On Peak | 0 | 1 | 0 | Off Peak
2020-07-20 | 20 | 7 | 1 | 0 | 0 | 0 | 2.2066 |  | 1 | 0 | 0 | On Peak | 0 | 1 | 0 | Semi Peak | 1 | 0 | On Peak | 0 | 1 | Off Peak | 0 | 1 | 0 | Off Peak | 1 | 0 | 0 | On Peak | 0 | 1 | 0 | Off Peak
2020-07-20 | 21 | 7 | 1 | 0 | 0 | 0 | 2.2772 |  | 1 | 0 | 0 | On Peak | 0 | 1 | 0 | Semi Peak | 1 | 0 | On Peak | 0 | 1 | Off Peak | 0 | 1 | 0 | Off Peak | 0 | 1 | 0 | Off Peak | 0 | 1 | 0 | Off Peak
2020-07-20 | 22 | 7 | 1 | 0 | 0 | 0 | 2.3726 |  | 0 | 1 | 0 | Off Peak | 0 | 1 | 0 | Semi Peak | 0 | 1 | Off Peak | 0 | 1 | Off Peak | 0 | 1 | 0 | Off Peak | 0 | 1 | 0 | Off Peak | 0 | 1 | 0 | Off Peak
2020-07-20 | 23 | 7 | 1 | 0 | 0 | 0 | 1.6093 |  | 0 | 1 | 0 | Off Peak | 0 | 0 | 1 | Off Peak | 0 | 1 | Off Peak | 0 | 1 | Off Peak | 0 | 0 | 1 | Super Off Peak | 0 | 1 | 0 | Off Peak | 0 | 1 | 0 | Off Peak
2020-07-20 | 24 | 7 | 1 | 0 | 0 | 0 | 1.4565 |  | 0 | 1 | 0 | Off Peak | 0 | 0 | 1 | Off Peak | 0 | 1 | Off Peak | 0 | 1 | Off Peak | 0 | 0 | 1 | Super Off Peak | 0 | 1 | 0 | Off Peak | 0 | 1 | 0 | Off Peak
2020-07-21 | 1 | 7 | 1 | 0 | 0 | 0 | 1.2486 |  | 0 | 0 | 1 | Super Off Peak | 0 | 0 | 1 | Off Peak | 0 | 1 | Off Peak | 0 | 1 | Off Peak | 0 | 0 | 1 | Super Off Peak | 0 | 0 | 1 | Super Off Peak | 0 | 0 | 1 | Super Off Peak
2020-07-21 | 2 | 7 | 1 | 0 | 0 | 0 | 1.0985 |  | 0 | 0 | 1 | Super Off Peak | 0 | 0 | 1 | Off Peak | 0 | 1 | Off Peak | 0 | 1 | Off Peak | 0 | 0 | 1 | Super Off Peak | 0 | 0 | 1 | Super Off Peak | 0 | 0 | 1 | Super Off Peak
2020-07-21 | 3 | 7 | 1 | 0 | 0 | 0 | 0.99547 |  | 0 | 0 | 1 | Super Off Peak | 0 | 0 | 1 | Off Peak | 0 | 1 | Off Peak | 0 | 1 | Off Peak | 0 | 0 | 1 | Super Off Peak | 0 | 0 | 1 | Super Off Peak | 0 | 0 | 1 | Super Off Peak
2020-07-21 | 4 | 7 | 1 | 0 | 0 | 0 | 0.95403 |  | 0 | 0 | 1 | Super Off Peak | 0 | 0 | 1 | Off Peak | 0 | 1 | Off Peak | 0 | 1 | Off Peak | 0 | 0 | 1 | Super Off Peak | 0 | 0 | 1 | Super Off Peak | 0 | 0 | 1 | Super Off Peak
2020-07-21 | 5 | 7 | 1 | 0 | 0 | 0 | 0.93893 |  | 0 | 0 | 1 | Super Off Peak | 0 | 0 | 1 | Off Peak | 0 | 1 | Off Peak | 0 | 1 | Off Peak | 0 | 0 | 1 | Super Off Peak | 0 | 0 | 1 | Super Off Peak | 0 | 0 | 1 | Super Off Peak
2020-07-21 | 6 | 7 | 1 | 0 | 0 | 0 | 0.9372 |  | 0 | 0 | 1 | Super Off Peak | 0 | 0 | 1 | Off Peak | 0 | 1 | Off Peak | 0 | 1 | Off Peak | 0 | 0 | 1 | Super Off Peak | 0 | 1 | 0 | Off Peak | 0 | 1 | 0 | Off Peak
2020-07-21 | 7 | 7 | 1 | 0 | 0 | 0 | 1.3185 |  | 0 | 1 | 0 | Off Peak | 0 | 1 | 0 | Semi Peak | 0 | 1 | Off Peak | 0 | 1 | Off Peak | 0 | 1 | 0 | Off Peak | 0 | 1 | 0 | Off Peak | 0 | 1 | 0 | Off Peak
2020-07-21 | 8 | 7 | 1 | 0 | 0 | 0 | 0.98075 |  | 0 | 1 | 0 | Off Peak | 0 | 1 | 0 | Semi Peak | 0 | 1 | Off Peak | 0 | 1 | Off Peak | 0 | 1 | 0 | Off Peak | 0 | 1 | 0 | Off Peak | 0 | 1 | 0 | Off Peak
2020-07-21 | 9 | 7 | 1 | 0 | 0 | 0 | 0.69856 |  | 0 | 1 | 0 | Off Peak | 0 | 1 | 0 | Semi Peak | 0 | 1 | Off Peak | 0 | 1 | Off Peak | 0 | 1 | 0 | Off Peak | 0 | 1 | 0 | Off Peak | 0 | 1 | 0 | Off Peak
2020-07-21 | 10 | 7 | 1 | 0 | 0 | 0 | 0.50307 |  | 0 | 1 | 0 | Off Peak | 0 | 1 | 0 | Semi Peak | 0 | 1 | Off Peak | 0 | 1 | Off Peak | 0 | 1 | 0 | Off Peak | 0 | 1 | 0 | Off Peak | 0 | 1 | 0 | Off Peak
2020-07-21 | 11 | 7 | 1 | 0 | 0 | 0 | 0.32817 |  | 0 | 1 | 0 | Off Peak | 0 | 1 | 0 | Semi Peak | 0 | 1 | Off Peak | 0 | 1 | Off Peak | 0 | 1 | 0 | Off Peak | 0 | 1 | 0 | Off Peak | 0 | 1 | 0 | Off Peak
2020-07-21 | 12 | 7 | 1 | 0 | 0 | 0 | 0.23929 |  | 0 | 1 | 0 | Off Peak | 1 | 0 | 0 | On Peak | 0 | 1 | Off Peak | 0 | 1 | Off Peak | 1 | 0 | 0 | On Peak | 0 | 1 | 0 | Off Peak | 0 | 1 | 0 | Off Peak
2020-07-21 | 13 | 7 | 1 | 0 | 0 | 0 | 0.21321 |  | 0 | 1 | 0 | Off Peak | 1 | 0 | 0 | On Peak | 0 | 1 | Off Peak | 1 | 0 | On Peak | 1 | 0 | 0 | On Peak | 1 | 0 | 0 | On Peak | 1 | 0 | 0 | On Peak
2020-07-21 | 14 | 7 | 1 | 0 | 0 | 0 | 0.2172 |  | 0 | 1 | 0 | Off Peak | 1 | 0 | 0 | On Peak | 0 | 1 | Off Peak | 1 | 0 | On Peak | 1 | 0 | 0 | On Peak | 1 | 0 | 0 | On Peak | 1 | 0 | 0 | On Peak
2020-07-21 | 15 | 7 | 1 | 0 | 0 | 0 | 0.2925 |  | 0 | 1 | 0 | Off Peak | 1 | 0 | 0 | On Peak | 0 | 1 | Off Peak | 1 | 0 | On Peak | 1 | 0 | 0 | On Peak | 1 | 0 | 0 | On Peak | 1 | 0 | 0 | On Peak
2020-07-21 | 16 | 7 | 1 | 0 | 0 | 0 | 0.4469 |  | 0 | 1 | 0 | Off Peak | 1 | 0 | 0 | On Peak | 0 | 1 | Off Peak | 1 | 0 | On Peak | 1 | 0 | 0 | On Peak | 1 | 0 | 0 | On Peak | 1 | 0 | 0 | On Peak
2020-07-21 | 17 | 7 | 1 | 0 | 0 | 0 | 0.73381 |  | 1 | 0 | 0 | On Peak | 1 | 0 | 0 | On Peak | 1 | 0 | On Peak | 1 | 0 | On Peak | 1 | 0 | 0 | On Peak | 1 | 0 | 0 | On Peak | 1 | 0 | 0 | On Peak
2020-07-21 | 18 | 7 | 1 | 0 | 0 | 0 | 1.1252 |  | 1 | 0 | 0 | On Peak | 1 | 0 | 0 | On Peak | 1 | 0 | On Peak | 1 | 0 | On Peak | 1 | 0 | 0 | On Peak | 1 | 0 | 0 | On Peak | 1 | 0 | 0 | On Peak
2020-07-21 | 19 | 7 | 1 | 0 | 0 | 0 | 1.7296 |  | 1 | 0 | 0 | On Peak | 0 | 1 | 0 | Semi Peak | 1 | 0 | On Peak | 0 | 1 | Off Peak | 0 | 1 | 0 | Off Peak | 1 | 0 | 0 | On Peak | 0 | 1 | 0 | Off Peak
2020-07-21 | 20 | 7 | 1 | 0 | 0 | 0 | 2.1613 |  | 1 | 0 | 0 | On Peak | 0 | 1 | 0 | Semi Peak | 1 | 0 | On Peak | 0 | 1 | Off Peak | 0 | 1 | 0 | Off Peak | 1 | 0 | 0 | On Peak | 0 | 1 | 0 | Off Peak
2020-07-21 | 21 | 7 | 1 | 0 | 0 | 0 | 2.2312 |  | 1 | 0 | 0 | On Peak | 0 | 1 | 0 | Semi Peak | 1 | 0 | On Peak | 0 | 1 | Off Peak | 0 | 1 | 0 | Off Peak | 0 | 1 | 0 | Off Peak | 0 | 1 | 0 | Off Peak
2020-07-21 | 22 | 7 | 1 | 0 | 0 | 0 | 2.3304 |  | 0 | 1 | 0 | Off Peak | 0 | 1 | 0 | Semi Peak | 0 | 1 | Off Peak | 0 | 1 | Off Peak | 0 | 1 | 0 | Off Peak | 0 | 1 | 0 | Off Peak | 0 | 1 | 0 | Off Peak
2020-07-21 | 23 | 7 | 1 | 0 | 0 | 0 | 1.5841 |  | 0 | 1 | 0 | Off Peak | 0 | 0 | 1 | Off Peak | 0 | 1 | Off Peak | 0 | 1 | Off Peak | 0 | 0 | 1 | Super Off Peak | 0 | 1 | 0 | Off Peak | 0 | 1 | 0 | Off Peak
2020-07-21 | 24 | 7 | 1 | 0 | 0 | 0 | 1.4307 |  | 0 | 1 | 0 | Off Peak | 0 | 0 | 1 | Off Peak | 0 | 1 | Off Peak | 0 | 1 | Off Peak | 0 | 0 | 1 | Super Off Peak | 0 | 1 | 0 | Off Peak | 0 | 1 | 0 | Off Peak
2020-07-22 | 1 | 7 | 1 | 0 | 0 | 0 | 1.2353 |  | 0 | 0 | 1 | Super Off Peak | 0 | 0 | 1 | Off Peak | 0 | 1 | Off Peak | 0 | 1 | Off Peak | 0 | 0 | 1 | Super Off Peak | 0 | 0 | 1 | Super Off Peak | 0 | 0 | 1 | Super Off Peak
2020-07-22 | 2 | 7 | 1 | 0 | 0 | 0 | 1.1757 |  | 0 | 0 | 1 | Super Off Peak | 0 | 0 | 1 | Off Peak | 0 | 1 | Off Peak | 0 | 1 | Off Peak | 0 | 0 | 1 | Super Off Peak | 0 | 0 | 1 | Super Off Peak | 0 | 0 | 1 | Super Off Peak
2020-07-22 | 3 | 7 | 1 | 0 | 0 | 0 | 1.0791 |  | 0 | 0 | 1 | Super Off Peak | 0 | 0 | 1 | Off Peak | 0 | 1 | Off Peak | 0 | 1 | Off Peak | 0 | 0 | 1 | Super Off Peak | 0 | 0 | 1 | Super Off Peak | 0 | 0 | 1 | Super Off Peak
2020-07-22 | 4 | 7 | 1 | 0 | 0 | 0 | 1.0398 |  | 0 | 0 | 1 | Super Off Peak | 0 | 0 | 1 | Off Peak | 0 | 1 | Off Peak | 0 | 1 | Off Peak | 0 | 0 | 1 | Super Off Peak | 0 | 0 | 1 | Super Off Peak | 0 | 0 | 1 | Super Off Peak
2020-07-22 | 5 | 7 | 1 | 0 | 0 | 0 | 0.99999 |  | 0 | 0 | 1 | Super Off Peak | 0 | 0 | 1 | Off Peak | 0 | 1 | Off Peak | 0 | 1 | Off Peak | 0 | 0 | 1 | Super Off Peak | 0 | 0 | 1 | Super Off Peak | 0 | 0 | 1 | Super Off Peak
2020-07-22 | 6 | 7 | 1 | 0 | 0 | 0 | 1.0052 |  | 0 | 0 | 1 | Super Off Peak | 0 | 0 | 1 | Off Peak | 0 | 1 | Off Peak | 0 | 1 | Off Peak | 0 | 0 | 1 | Super Off Peak | 0 | 1 | 0 | Off Peak | 0 | 1 | 0 | Off Peak
2020-07-22 | 7 | 7 | 1 | 0 | 0 | 0 | 1.4426 |  | 0 | 1 | 0 | Off Peak | 0 | 1 | 0 | Semi Peak | 0 | 1 | Off Peak | 0 | 1 | Off Peak | 0 | 1 | 0 | Off Peak | 0 | 1 | 0 | Off Peak | 0 | 1 | 0 | Off Peak
2020-07-22 | 8 | 7 | 1 | 0 | 0 | 0 | 1.1781 |  | 0 | 1 | 0 | Off Peak | 0 | 1 | 0 | Semi Peak | 0 | 1 | Off Peak | 0 | 1 | Off Peak | 0 | 1 | 0 | Off Peak | 0 | 1 | 0 | Off Peak | 0 | 1 | 0 | Off Peak
2020-07-22 | 9 | 7 | 1 | 0 | 0 | 0 | 1.0233 |  | 0 | 1 | 0 | Off Peak | 0 | 1 | 0 | Semi Peak | 0 | 1 | Off Peak | 0 | 1 | Off Peak | 0 | 1 | 0 | Off Peak | 0 | 1 | 0 | Off Peak | 0 | 1 | 0 | Off Peak
2020-07-22 | 10 | 7 | 1 | 0 | 0 | 0 | 0.83625 |  | 0 | 1 | 0 | Off Peak | 0 | 1 | 0 | Semi Peak | 0 | 1 | Off Peak | 0 | 1 | Off Peak | 0 | 1 | 0 | Off Peak | 0 | 1 | 0 | Off Peak | 0 | 1 | 0 | Off Peak
2020-07-22 | 11 | 7 | 1 | 0 | 0 | 0 | 0.66972 |  | 0 | 1 | 0 | Off Peak | 0 | 1 | 0 | Semi Peak | 0 | 1 | Off Peak | 0 | 1 | Off Peak | 0 | 1 | 0 | Off Peak | 0 | 1 | 0 | Off Peak | 0 | 1 | 0 | Off Peak
2020-07-22 | 12 | 7 | 1 | 0 | 0 | 0 | 0.5357 |  | 0 | 1 | 0 | Off Peak | 1 | 0 | 0 | On Peak | 0 | 1 | Off Peak | 0 | 1 | Off Peak | 1 | 0 | 0 | On Peak | 0 | 1 | 0 | Off Peak | 0 | 1 | 0 | Off Peak
2020-07-22 | 13 | 7 | 1 | 0 | 0 | 0 | 0.44962 |  | 0 | 1 | 0 | Off Peak | 1 | 0 | 0 | On Peak | 0 | 1 | Off Peak | 1 | 0 | On Peak | 1 | 0 | 0 | On Peak | 1 | 0 | 0 | On Peak | 1 | 0 | 0 | On Peak
2020-07-22 | 14 | 7 | 1 | 0 | 0 | 0 | 0.44146 |  | 0 | 1 | 0 | Off Peak | 1 | 0 | 0 | On Peak | 0 | 1 | Off Peak | 1 | 0 | On Peak | 1 | 0 | 0 | On Peak | 1 | 0 | 0 | On Peak | 1 | 0 | 0 | On Peak
2020-07-22 | 15 | 7 | 1 | 0 | 0 | 0 | 0.55311 |  | 0 | 1 | 0 | Off Peak | 1 | 0 | 0 | On Peak | 0 | 1 | Off Peak | 1 | 0 | On Peak | 1 | 0 | 0 | On Peak | 1 | 0 | 0 | On Peak | 1 | 0 | 0 | On Peak
2020-07-22 | 16 | 7 | 1 | 0 | 0 | 0 | 0.75442 |  | 0 | 1 | 0 | Off Peak | 1 | 0 | 0 | On Peak | 0 | 1 | Off Peak | 1 | 0 | On Peak | 1 | 0 | 0 | On Peak | 1 | 0 | 0 | On Peak | 1 | 0 | 0 | On Peak
2020-07-22 | 17 | 7 | 1 | 0 | 0 | 0 | 1.1069 |  | 1 | 0 | 0 | On Peak | 1 | 0 | 0 | On Peak | 1 | 0 | On Peak | 1 | 0 | On Peak | 1 | 0 | 0 | On Peak | 1 | 0 | 0 | On Peak | 1 | 0 | 0 | On Peak
2020-07-22 | 18 | 7 | 1 | 0 | 0 | 0 | 1.5048 |  | 1 | 0 | 0 | On Peak | 1 | 0 | 0 | On Peak | 1 | 0 | On Peak | 1 | 0 | On Peak | 1 | 0 | 0 | On Peak | 1 | 0 | 0 | On Peak | 1 | 0 | 0 | On Peak
2020-07-22 | 19 | 7 | 1 | 0 | 0 | 0 | 2.0478 |  | 1 | 0 | 0 | On Peak | 0 | 1 | 0 | Semi Peak | 1 | 0 | On Peak | 0 | 1 | Off Peak | 0 | 1 | 0 | Off Peak | 1 | 0 | 0 | On Peak | 0 | 1 | 0 | Off Peak
2020-07-22 | 20 | 7 | 1 | 0 | 0 | 0 | 2.4245 |  | 1 | 0 | 0 | On Peak | 0 | 1 | 0 | Semi Peak | 1 | 0 | On Peak | 0 | 1 | Off Peak | 0 | 1 | 0 | Off Peak | 1 | 0 | 0 | On Peak | 0 | 1 | 0 | Off Peak
2020-07-22 | 21 | 7 | 1 | 0 | 0 | 0 | 2.4813 |  | 1 | 0 | 0 | On Peak | 0 | 1 | 0 | Semi Peak | 1 | 0 | On Peak | 0 | 1 | Off Peak | 0 | 1 | 0 | Off Peak | 0 | 1 | 0 | Off Peak | 0 | 1 | 0 | Off Peak
2020-07-22 | 22 | 7 | 1 | 0 | 0 | 0 | 2.5526 |  | 0 | 1 | 0 | Off Peak | 0 | 1 | 0 | Semi Peak | 0 | 1 | Off Peak | 0 | 1 | Off Peak | 0 | 1 | 0 | Off Peak | 0 | 1 | 0 | Off Peak | 0 | 1 | 0 | Off Peak
2020-07-22 | 23 | 7 | 1 | 0 | 0 | 0 | 1.7251 |  | 0 | 1 | 0 | Off Peak | 0 | 0 | 1 | Off Peak | 0 | 1 | Off Peak | 0 | 1 | Off Peak | 0 | 0 | 1 | Super Off Peak | 0 | 1 | 0 | Off Peak | 0 | 1 | 0 | Off Peak
2020-07-22 | 24 | 7 | 1 | 0 | 0 | 0 | 1.5534 |  | 0 | 1 | 0 | Off Peak | 0 | 0 | 1 | Off Peak | 0 | 1 | Off Peak | 0 | 1 | Off Peak | 0 | 0 | 1 | Super Off Peak | 0 | 1 | 0 | Off Peak | 0 | 1 | 0 | Off Peak
2020-07-23 | 1 | 7 | 1 | 0 | 0 | 0 | 1.3409 |  | 0 | 0 | 1 | Super Off Peak | 0 | 0 | 1 | Off Peak | 0 | 1 | Off Peak | 0 | 1 | Off Peak | 0 | 0 | 1 | Super Off Peak | 0 | 0 | 1 | Super Off Peak | 0 | 0 | 1 | Super Off Peak
2020-07-23 | 2 | 7 | 1 | 0 | 0 | 0 | 1.2224 |  | 0 | 0 | 1 | Super Off Peak | 0 | 0 | 1 | Off Peak | 0 | 1 | Off Peak | 0 | 1 | Off Peak | 0 | 0 | 1 | Super Off Peak | 0 | 0 | 1 | Super Off Peak | 0 | 0 | 1 | Super Off Peak
2020-07-23 | 3 | 7 | 1 | 0 | 0 | 0 | 1.053 |  | 0 | 0 | 1 | Super Off Peak | 0 | 0 | 1 | Off Peak | 0 | 1 | Off Peak | 0 | 1 | Off Peak | 0 | 0 | 1 | Super Off Peak | 0 | 0 | 1 | Super Off Peak | 0 | 0 | 1 | Super Off Peak
2020-07-23 | 4 | 7 | 1 | 0 | 0 | 0 | 1.0063 |  | 0 | 0 | 1 | Super Off Peak | 0 | 0 | 1 | Off Peak | 0 | 1 | Off Peak | 0 | 1 | Off Peak | 0 | 0 | 1 | Super Off Peak | 0 | 0 | 1 | Super Off Peak | 0 | 0 | 1 | Super Off Peak
2020-07-23 | 5 | 7 | 1 | 0 | 0 | 0 | 0.97988 |  | 0 | 0 | 1 | Super Off Peak | 0 | 0 | 1 | Off Peak | 0 | 1 | Off Peak | 0 | 1 | Off Peak | 0 | 0 | 1 | Super Off Peak | 0 | 0 | 1 | Super Off Peak | 0 | 0 | 1 | Super Off Peak
2020-07-23 | 6 | 7 | 1 | 0 | 0 | 0 | 0.98911 |  | 0 | 0 | 1 | Super Off Peak | 0 | 0 | 1 | Off Peak | 0 | 1 | Off Peak | 0 | 1 | Off Peak | 0 | 0 | 1 | Super Off Peak | 0 | 1 | 0 | Off Peak | 0 | 1 | 0 | Off Peak
2020-07-23 | 7 | 7 | 1 | 0 | 0 | 0 | 1.4239 |  | 0 | 1 | 0 | Off Peak | 0 | 1 | 0 | Semi Peak | 0 | 1 | Off Peak | 0 | 1 | Off Peak | 0 | 1 | 0 | Off Peak | 0 | 1 | 0 | Off Peak | 0 | 1 | 0 | Off Peak
2020-07-23 | 8 | 7 | 1 | 0 | 0 | 0 | 1.17 |  | 0 | 1 | 0 | Off Peak | 0 | 1 | 0 | Semi Peak | 0 | 1 | Off Peak | 0 | 1 | Off Peak | 0 | 1 | 0 | Off Peak | 0 | 1 | 0 | Off Peak | 0 | 1 | 0 | Off Peak
2020-07-23 | 9 | 7 | 1 | 0 | 0 | 0 | 1.003 |  | 0 | 1 | 0 | Off Peak | 0 | 1 | 0 | Semi Peak | 0 | 1 | Off Peak | 0 | 1 | Off Peak | 0 | 1 | 0 | Off Peak | 0 | 1 | 0 | Off Peak | 0 | 1 | 0 | Off Peak
2020-07-23 | 10 | 7 | 1 | 0 | 0 | 0 | 0.86237 |  | 0 | 1 | 0 | Off Peak | 0 | 1 | 0 | Semi Peak | 0 | 1 | Off Peak | 0 | 1 | Off Peak | 0 | 1 | 0 | Off Peak | 0 | 1 | 0 | Off Peak | 0 | 1 | 0 | Off Peak
2020-07-23 | 11 | 7 | 1 | 0 | 0 | 0 | 0.69562 |  | 0 | 1 | 0 | Off Peak | 0 | 1 | 0 | Semi Peak | 0 | 1 | Off Peak | 0 | 1 | Off Peak | 0 | 1 | 0 | Off Peak | 0 | 1 | 0 | Off Peak | 0 | 1 | 0 | Off Peak
2020-07-23 | 12 | 7 | 1 | 0 | 0 | 0 | 0.56227 |  | 0 | 1 | 0 | Off Peak | 1 | 0 | 0 | On Peak | 0 | 1 | Off Peak | 0 | 1 | Off Peak | 1 | 0 | 0 | On Peak | 0 | 1 | 0 | Off Peak | 0 | 1 | 0 | Off Peak
2020-07-23 | 13 | 7 | 1 | 0 | 0 | 0 | 0.53228 |  | 0 | 1 | 0 | Off Peak | 1 | 0 | 0 | On Peak | 0 | 1 | Off Peak | 1 | 0 | On Peak | 1 | 0 | 0 | On Peak | 1 | 0 | 0 | On Peak | 1 | 0 | 0 | On Peak
2020-07-23 | 14 | 7 | 1 | 0 | 0 | 0 | 0.55823 |  | 0 | 1 | 0 | Off Peak | 1 | 0 | 0 | On Peak | 0 | 1 | Off Peak | 1 | 0 | On Peak | 1 | 0 | 0 | On Peak | 1 | 0 | 0 | On Peak | 1 | 0 | 0 | On Peak
2020-07-23 | 15 | 7 | 1 | 0 | 0 | 0 | 0.73715 |  | 0 | 1 | 0 | Off Peak | 1 | 0 | 0 | On Peak | 0 | 1 | Off Peak | 1 | 0 | On Peak | 1 | 0 | 0 | On Peak | 1 | 0 | 0 | On Peak | 1 | 0 | 0 | On Peak
2020-07-23 | 16 | 7 | 1 | 0 | 0 | 0 | 0.94326 |  | 0 | 1 | 0 | Off Peak | 1 | 0 | 0 | On Peak | 0 | 1 | Off Peak | 1 | 0 | On Peak | 1 | 0 | 0 | On Peak | 1 | 0 | 0 | On Peak | 1 | 0 | 0 | On Peak
2020-07-23 | 17 | 7 | 1 | 0 | 0 | 0 | 1.2682 |  | 1 | 0 | 0 | On Peak | 1 | 0 | 0 | On Peak | 1 | 0 | On Peak | 1 | 0 | On Peak | 1 | 0 | 0 | On Peak | 1 | 0 | 0 | On Peak | 1 | 0 | 0 | On Peak
2020-07-23 | 18 | 7 | 1 | 0 | 0 | 0 | 1.6586 |  | 1 | 0 | 0 | On Peak | 1 | 0 | 0 | On Peak | 1 | 0 | On Peak | 1 | 0 | On Peak | 1 | 0 | 0 | On Peak | 1 | 0 | 0 | On Peak | 1 | 0 | 0 | On Peak
2020-07-23 | 19 | 7 | 1 | 0 | 0 | 0 | 2.198 |  | 1 | 0 | 0 | On Peak | 0 | 1 | 0 | Semi Peak | 1 | 0 | On Peak | 0 | 1 | Off Peak | 0 | 1 | 0 | Off Peak | 1 | 0 | 0 | On Peak | 0 | 1 | 0 | Off Peak
2020-07-23 | 20 | 7 | 1 | 0 | 0 | 0 | 2.5284 |  | 1 | 0 | 0 | On Peak | 0 | 1 | 0 | Semi Peak | 1 | 0 | On Peak | 0 | 1 | Off Peak | 0 | 1 | 0 | Off Peak | 1 | 0 | 0 | On Peak | 0 | 1 | 0 | Off Peak
2020-07-23 | 21 | 7 | 1 | 0 | 0 | 0 | 2.5681 |  | 1 | 0 | 0 | On Peak | 0 | 1 | 0 | Semi Peak | 1 | 0 | On Peak | 0 | 1 | Off Peak | 0 | 1 | 0 | Off Peak | 0 | 1 | 0 | Off Peak | 0 | 1 | 0 | Off Peak
2020-07-23 | 22 | 7 | 1 | 0 | 0 | 0 | 2.6266 |  | 0 | 1 | 0 | Off Peak | 0 | 1 | 0 | Semi Peak | 0 | 1 | Off Peak | 0 | 1 | Off Peak | 0 | 1 | 0 | Off Peak | 0 | 1 | 0 | Off Peak | 0 | 1 | 0 | Off Peak
2020-07-23 | 23 | 7 | 1 | 0 | 0 | 0 | 1.7721 |  | 0 | 1 | 0 | Off Peak | 0 | 0 | 1 | Off Peak | 0 | 1 | Off Peak | 0 | 1 | Off Peak | 0 | 0 | 1 | Super Off Peak | 0 | 1 | 0 | Off Peak | 0 | 1 | 0 | Off Peak
2020-07-23 | 24 | 7 | 1 | 0 | 0 | 0 | 1.6096 |  | 0 | 1 | 0 | Off Peak | 0 | 0 | 1 | Off Peak | 0 | 1 | Off Peak | 0 | 1 | Off Peak | 0 | 0 | 1 | Super Off Peak | 0 | 1 | 0 | Off Peak | 0 | 1 | 0 | Off Peak
2020-07-24 | 1 | 7 | 1 | 0 | 0 | 0 | 1.395 |  | 0 | 0 | 1 | Super Off Peak | 0 | 0 | 1 | Off Peak | 0 | 1 | Off Peak | 0 | 1 | Off Peak | 0 | 0 | 1 | Super Off Peak | 0 | 0 | 1 | Super Off Peak | 0 | 0 | 1 | Super Off Peak
2020-07-24 | 2 | 7 | 1 | 0 | 0 | 0 | 1.1817 |  | 0 | 0 | 1 | Super Off Peak | 0 | 0 | 1 | Off Peak | 0 | 1 | Off Peak | 0 | 1 | Off Peak | 0 | 0 | 1 | Super Off Peak | 0 | 0 | 1 | Super Off Peak | 0 | 0 | 1 | Super Off Peak
2020-07-24 | 3 | 7 | 1 | 0 | 0 | 0 | 1.0558 |  | 0 | 0 | 1 | Super Off Peak | 0 | 0 | 1 | Off Peak | 0 | 1 | Off Peak | 0 | 1 | Off Peak | 0 | 0 | 1 | Super Off Peak | 0 | 0 | 1 | Super Off Peak | 0 | 0 | 1 | Super Off Peak
2020-07-24 | 4 | 7 | 1 | 0 | 0 | 0 | 1.0142 |  | 0 | 0 | 1 | Super Off Peak | 0 | 0 | 1 | Off Peak | 0 | 1 | Off Peak | 0 | 1 | Off Peak | 0 | 0 | 1 | Super Off Peak | 0 | 0 | 1 | Super Off Peak | 0 | 0 | 1 | Super Off Peak
2020-07-24 | 5 | 7 | 1 | 0 | 0 | 0 | 0.98736 |  | 0 | 0 | 1 | Super Off Peak | 0 | 0 | 1 | Off Peak | 0 | 1 | Off Peak | 0 | 1 | Off Peak | 0 | 0 | 1 | Super Off Peak | 0 | 0 | 1 | Super Off Peak | 0 | 0 | 1 | Super Off Peak
2020-07-24 | 6 | 7 | 1 | 0 | 0 | 0 | 1 |  | 0 | 0 | 1 | Super Off Peak | 0 | 0 | 1 | Off Peak | 0 | 1 | Off Peak | 0 | 1 | Off Peak | 0 | 0 | 1 | Super Off Peak | 0 | 1 | 0 | Off Peak | 0 | 1 | 0 | Off Peak
2020-07-24 | 7 | 7 | 1 | 0 | 0 | 0 | 1.4179 |  | 0 | 1 | 0 | Off Peak | 0 | 1 | 0 | Semi Peak | 0 | 1 | Off Peak | 0 | 1 | Off Peak | 0 | 1 | 0 | Off Peak | 0 | 1 | 0 | Off Peak | 0 | 1 | 0 | Off Peak
2020-07-24 | 8 | 7 | 1 | 0 | 0 | 0 | 1.1719 |  | 0 | 1 | 0 | Off Peak | 0 | 1 | 0 | Semi Peak | 0 | 1 | Off Peak | 0 | 1 | Off Peak | 0 | 1 | 0 | Off Peak | 0 | 1 | 0 | Off Peak | 0 | 1 | 0 | Off Peak
2020-07-24 | 9 | 7 | 1 | 0 | 0 | 0 | 0.99954 |  | 0 | 1 | 0 | Off Peak | 0 | 1 | 0 | Semi Peak | 0 | 1 | Off Peak | 0 | 1 | Off Peak | 0 | 1 | 0 | Off Peak | 0 | 1 | 0 | Off Peak | 0 | 1 | 0 | Off Peak
2020-07-24 | 10 | 7 | 1 | 0 | 0 | 0 | 0.8442 |  | 0 | 1 | 0 | Off Peak | 0 | 1 | 0 | Semi Peak | 0 | 1 | Off Peak | 0 | 1 | Off Peak | 0 | 1 | 0 | Off Peak | 0 | 1 | 0 | Off Peak | 0 | 1 | 0 | Off Peak
2020-07-24 | 11 | 7 | 1 | 0 | 0 | 0 | 0.68219 |  | 0 | 1 | 0 | Off Peak | 0 | 1 | 0 | Semi Peak | 0 | 1 | Off Peak | 0 | 1 | Off Peak | 0 | 1 | 0 | Off Peak | 0 | 1 | 0 | Off Peak | 0 | 1 | 0 | Off Peak
2020-07-24 | 12 | 7 | 1 | 0 | 0 | 0 | 0.55681 |  | 0 | 1 | 0 | Off Peak | 1 | 0 | 0 | On Peak | 0 | 1 | Off Peak | 0 | 1 | Off Peak | 1 | 0 | 0 | On Peak | 0 | 1 | 0 | Off Peak | 0 | 1 | 0 | Off Peak
2020-07-24 | 13 | 7 | 1 | 0 | 0 | 0 | 0.50029 |  | 0 | 1 | 0 | Off Peak | 1 | 0 | 0 | On Peak | 0 | 1 | Off Peak | 1 | 0 | On Peak | 1 | 0 | 0 | On Peak | 1 | 0 | 0 | On Peak | 1 | 0 | 0 | On Peak
2020-07-24 | 14 | 7 | 1 | 0 | 0 | 0 | 0.5184 |  | 0 | 1 | 0 | Off Peak | 1 | 0 | 0 | On Peak | 0 | 1 | Off Peak | 1 | 0 | On Peak | 1 | 0 | 0 | On Peak | 1 | 0 | 0 | On Peak | 1 | 0 | 0 | On Peak
2020-07-24 | 15 | 7 | 1 | 0 | 0 | 0 | 0.65672 |  | 0 | 1 | 0 | Off Peak | 1 | 0 | 0 | On Peak | 0 | 1 | Off Peak | 1 | 0 | On Peak | 1 | 0 | 0 | On Peak | 1 | 0 | 0 | On Peak | 1 | 0 | 0 | On Peak
2020-07-24 | 16 | 7 | 1 | 0 | 0 | 0 | 0.87816 |  | 0 | 1 | 0 | Off Peak | 1 | 0 | 0 | On Peak | 0 | 1 | Off Peak | 1 | 0 | On Peak | 1 | 0 | 0 | On Peak | 1 | 0 | 0 | On Peak | 1 | 0 | 0 | On Peak
2020-07-24 | 17 | 7 | 1 | 0 | 0 | 0 | 1.2165 |  | 1 | 0 | 0 | On Peak | 1 | 0 | 0 | On Peak | 1 | 0 | On Peak | 1 | 0 | On Peak | 1 | 0 | 0 | On Peak | 1 | 0 | 0 | On Peak | 1 | 0 | 0 | On Peak
2020-07-24 | 18 | 7 | 1 | 0 | 0 | 0 | 1.5853 |  | 1 | 0 | 0 | On Peak | 1 | 0 | 0 | On Peak | 1 | 0 | On Peak | 1 | 0 | On Peak | 1 | 0 | 0 | On Peak | 1 | 0 | 0 | On Peak | 1 | 0 | 0 | On Peak
2020-07-24 | 19 | 7 | 1 | 0 | 0 | 0 | 2.1088 |  | 1 | 0 | 0 | On Peak | 0 | 1 | 0 | Semi Peak | 1 | 0 | On Peak | 0 | 1 | Off Peak | 0 | 1 | 0 | Off Peak | 1 | 0 | 0 | On Peak | 0 | 1 | 0 | Off Peak
2020-07-24 | 20 | 7 | 1 | 0 | 0 | 0 | 2.4794 |  | 1 | 0 | 0 | On Peak | 0 | 1 | 0 | Semi Peak | 1 | 0 | On Peak | 0 | 1 | Off Peak | 0 | 1 | 0 | Off Peak | 1 | 0 | 0 | On Peak | 0 | 1 | 0 | Off Peak
2020-07-24 | 21 | 7 | 1 | 0 | 0 | 0 | 2.508 |  | 1 | 0 | 0 | On Peak | 0 | 1 | 0 | Semi Peak | 1 | 0 | On Peak | 0 | 1 | Off Peak | 0 | 1 | 0 | Off Peak | 0 | 1 | 0 | Off Peak | 0 | 1 | 0 | Off Peak
2020-07-24 | 22 | 7 | 1 | 0 | 0 | 0 | 2.5609 |  | 0 | 1 | 0 | Off Peak | 0 | 1 | 0 | Semi Peak | 0 | 1 | Off Peak | 0 | 1 | Off Peak | 0 | 1 | 0 | Off Peak | 0 | 1 | 0 | Off Peak | 0 | 1 | 0 | Off Peak
2020-07-24 | 23 | 7 | 1 | 0 | 0 | 0 | 1.7331 |  | 0 | 1 | 0 | Off Peak | 0 | 0 | 1 | Off Peak | 0 | 1 | Off Peak | 0 | 1 | Off Peak | 0 | 0 | 1 | Super Off Peak | 0 | 1 | 0 | Off Peak | 0 | 1 | 0 | Off Peak
2020-07-24 | 24 | 7 | 1 | 0 | 0 | 0 | 1.5651 |  | 0 | 1 | 0 | Off Peak | 0 | 0 | 1 | Off Peak | 0 | 1 | Off Peak | 0 | 1 | Off Peak | 0 | 0 | 1 | Super Off Peak | 0 | 1 | 0 | Off Peak | 0 | 1 | 0 | Off Peak
2020-07-25 | 1 | 7 | 1 | 1 | 0 | 0 | 1.3547 |  | 0 | 0 | 1 | Super Off Peak | 0 | 0 | 1 | Off Peak | 0 | 1 | Off Peak | 0 | 1 | Off Peak | 0 | 0 | 1 | Super Off Peak | 0 | 0 | 1 | Super Off Peak | 0 | 0 | 1 | Super Off Peak
2020-07-25 | 2 | 7 | 1 | 1 | 0 | 0 | 0.99907 |  | 0 | 0 | 1 | Super Off Peak | 0 | 0 | 1 | Off Peak | 0 | 1 | Off Peak | 0 | 1 | Off Peak | 0 | 0 | 1 | Super Off Peak | 0 | 0 | 1 | Super Off Peak | 0 | 0 | 1 | Super Off Peak
2020-07-25 | 3 | 7 | 1 | 1 | 0 | 0 | 0.94871 |  | 0 | 0 | 1 | Super Off Peak | 0 | 0 | 1 | Off Peak | 0 | 1 | Off Peak | 0 | 1 | Off Peak | 0 | 0 | 1 | Super Off Peak | 0 | 0 | 1 | Super Off Peak | 0 | 0 | 1 | Super Off Peak
2020-07-25 | 4 | 7 | 1 | 1 | 0 | 0 | 0.92009 |  | 0 | 0 | 1 | Super Off Peak | 0 | 0 | 1 | Off Peak | 0 | 1 | Off Peak | 0 | 1 | Off Peak | 0 | 0 | 1 | Super Off Peak | 0 | 0 | 1 | Super Off Peak | 0 | 0 | 1 | Super Off Peak
2020-07-25 | 5 | 7 | 1 | 1 | 0 | 0 | 0.91231 |  | 0 | 0 | 1 | Super Off Peak | 0 | 0 | 1 | Off Peak | 0 | 1 | Off Peak | 0 | 1 | Off Peak | 0 | 0 | 1 | Super Off Peak | 0 | 0 | 1 | Super Off Peak | 0 | 0 | 1 | Super Off Peak
2020-07-25 | 6 | 7 | 1 | 1 | 0 | 0 | 0.93258 |  | 0 | 0 | 1 | Super Off Peak | 0 | 0 | 1 | Off Peak | 0 | 1 | Off Peak | 0 | 1 | Off Peak | 0 | 0 | 1 | Super Off Peak | 0 | 1 | 0 | Off Peak | 0 | 1 | 0 | Off Peak
2020-07-25 | 7 | 7 | 1 | 1 | 0 | 0 | 1.345 |  | 0 | 0 | 1 | Super Off Peak | 0 | 0 | 1 | Off Peak | 0 | 1 | Off Peak | 0 | 1 | Off Peak | 0 | 0 | 1 | Super Off Peak | 0 | 1 | 0 | Off Peak | 0 | 1 | 0 | Off Peak
2020-07-25 | 8 | 7 | 1 | 1 | 0 | 0 | 1.0603 |  | 0 | 0 | 1 | Super Off Peak | 0 | 0 | 1 | Off Peak | 0 | 1 | Off Peak | 0 | 1 | Off Peak | 0 | 0 | 1 | Super Off Peak | 0 | 1 | 0 | Off Peak | 0 | 1 | 0 | Off Peak
2020-07-25 | 9 | 7 | 1 | 1 | 0 | 0 | 0.83657 |  | 0 | 0 | 1 | Super Off Peak | 0 | 0 | 1 | Off Peak | 0 | 1 | Off Peak | 0 | 1 | Off Peak | 0 | 0 | 1 | Super Off Peak | 0 | 1 | 0 | Off Peak | 0 | 1 | 0 | Off Peak
2020-07-25 | 10 | 7 | 1 | 1 | 0 | 0 | 0.66949 |  | 0 | 0 | 1 | Super Off Peak | 0 | 0 | 1 | Off Peak | 0 | 1 | Off Peak | 0 | 1 | Off Peak | 0 | 0 | 1 | Super Off Peak | 0 | 1 | 0 | Off Peak | 0 | 1 | 0 | Off Peak
2020-07-25 | 11 | 7 | 1 | 1 | 0 | 0 | 0.43423 |  | 0 | 0 | 1 | Super Off Peak | 0 | 0 | 1 | Off Peak | 0 | 1 | Off Peak | 0 | 1 | Off Peak | 0 | 0 | 1 | Super Off Peak | 0 | 1 | 0 | Off Peak | 0 | 1 | 0 | Off Peak
2020-07-25 | 12 | 7 | 1 | 1 | 0 | 0 | 0.25583 |  | 0 | 0 | 1 | Super Off Peak | 0 | 0 | 1 | Off Peak | 0 | 1 | Off Peak | 0 | 1 | Off Peak | 0 | 0 | 1 | Super Off Peak | 0 | 1 | 0 | Off Peak | 0 | 1 | 0 | Off Peak
2020-07-25 | 13 | 7 | 1 | 1 | 0 | 0 | 0.16282 |  | 0 | 0 | 1 | Super Off Peak | 0 | 0 | 1 | Off Peak | 0 | 1 | Off Peak | 0 | 1 | Off Peak | 0 | 0 | 1 | Super Off Peak | 1 | 0 | 0 | On Peak | 1 | 0 | 0 | On Peak
2020-07-25 | 14 | 7 | 1 | 1 | 0 | 0 | 0.12789 |  | 0 | 0 | 1 | Super Off Peak | 0 | 0 | 1 | Off Peak | 0 | 1 | Off Peak | 0 | 1 | Off Peak | 0 | 0 | 1 | Super Off Peak | 1 | 0 | 0 | On Peak | 1 | 0 | 0 | On Peak
2020-07-25 | 15 | 7 | 1 | 1 | 0 | 0 | 0.18474 |  | 0 | 1 | 0 | Off Peak | 0 | 0 | 1 | Off Peak | 0 | 1 | Off Peak | 0 | 1 | Off Peak | 0 | 0 | 1 | Super Off Peak | 1 | 0 | 0 | On Peak | 1 | 0 | 0 | On Peak
2020-07-25 | 16 | 7 | 1 | 1 | 0 | 0 | 0.32593 |  | 0 | 1 | 0 | Off Peak | 0 | 0 | 1 | Off Peak | 0 | 1 | Off Peak | 0 | 1 | Off Peak | 0 | 0 | 1 | Super Off Peak | 1 | 0 | 0 | On Peak | 1 | 0 | 0 | On Peak
2020-07-25 | 17 | 7 | 1 | 1 | 0 | 0 | 0.58597 |  | 1 | 0 | 0 | On Peak | 0 | 0 | 1 | Off Peak | 0 | 1 | Off Peak | 0 | 1 | Off Peak | 0 | 0 | 1 | Super Off Peak | 1 | 0 | 0 | On Peak | 1 | 0 | 0 | On Peak
2020-07-25 | 18 | 7 | 1 | 1 | 0 | 0 | 0.97408 |  | 1 | 0 | 0 | On Peak | 0 | 0 | 1 | Off Peak | 0 | 1 | Off Peak | 0 | 1 | Off Peak | 0 | 0 | 1 | Super Off Peak | 1 | 0 | 0 | On Peak | 1 | 0 | 0 | On Peak
2020-07-25 | 19 | 7 | 1 | 1 | 0 | 0 | 1.568 |  | 1 | 0 | 0 | On Peak | 0 | 0 | 1 | Off Peak | 0 | 1 | Off Peak | 0 | 1 | Off Peak | 0 | 0 | 1 | Super Off Peak | 1 | 0 | 0 | On Peak | 0 | 1 | 0 | Off Peak
2020-07-25 | 20 | 7 | 1 | 1 | 0 | 0 | 1.9706 |  | 1 | 0 | 0 | On Peak | 0 | 0 | 1 | Off Peak | 0 | 1 | Off Peak | 0 | 1 | Off Peak | 0 | 0 | 1 | Super Off Peak | 1 | 0 | 0 | On Peak | 0 | 1 | 0 | Off Peak
2020-07-25 | 21 | 7 | 1 | 1 | 0 | 0 | 2.0357 |  | 1 | 0 | 0 | On Peak | 0 | 0 | 1 | Off Peak | 0 | 1 | Off Peak | 0 | 1 | Off Peak | 0 | 0 | 1 | Super Off Peak | 0 | 1 | 0 | Off Peak | 0 | 1 | 0 | Off Peak
2020-07-25 | 22 | 7 | 1 | 1 | 0 | 0 | 2.2021 |  | 0 | 1 | 0 | Off Peak | 0 | 0 | 1 | Off Peak | 0 | 1 | Off Peak | 0 | 1 | Off Peak | 0 | 0 | 1 | Super Off Peak | 0 | 1 | 0 | Off Peak | 0 | 1 | 0 | Off Peak
2020-07-25 | 23 | 7 | 1 | 1 | 0 | 0 | 1.473 |  | 0 | 1 | 0 | Off Peak | 0 | 0 | 1 | Off Peak | 0 | 1 | Off Peak | 0 | 1 | Off Peak | 0 | 0 | 1 | Super Off Peak | 0 | 1 | 0 | Off Peak | 0 | 1 | 0 | Off Peak
2020-07-25 | 24 | 7 | 1 | 1 | 0 | 0 | 1.3158 |  | 0 | 1 | 0 | Off Peak | 0 | 0 | 1 | Off Peak | 0 | 1 | Off Peak | 0 | 1 | Off Peak | 0 | 0 | 1 | Super Off Peak | 0 | 1 | 0 | Off Peak | 0 | 1 | 0 | Off Peak
2020-07-26 | 1 | 7 | 1 | 1 | 1 | 0 | 1.1233 |  | 0 | 0 | 1 | Super Off Peak | 0 | 0 | 1 | Off Peak | 0 | 1 | Off Peak | 0 | 1 | Off Peak | 0 | 0 | 1 | Super Off Peak | 0 | 0 | 1 | Super Off Peak | 0 | 0 | 1 | Super Off Peak
2020-07-26 | 2 | 7 | 1 | 1 | 1 | 0 | 0.99705 |  | 0 | 0 | 1 | Super Off Peak | 0 | 0 | 1 | Off Peak | 0 | 1 | Off Peak | 0 | 1 | Off Peak | 0 | 0 | 1 | Super Off Peak | 0 | 0 | 1 | Super Off Peak | 0 | 0 | 1 | Super Off Peak
2020-07-26 | 3 | 7 | 1 | 1 | 1 | 0 | 0.93637 |  | 0 | 0 | 1 | Super Off Peak | 0 | 0 | 1 | Off Peak | 0 | 1 | Off Peak | 0 | 1 | Off Peak | 0 | 0 | 1 | Super Off Peak | 0 | 0 | 1 | Super Off Peak | 0 | 0 | 1 | Super Off Peak
2020-07-26 | 4 | 7 | 1 | 1 | 1 | 0 | 0.91014 |  | 0 | 0 | 1 | Super Off Peak | 0 | 0 | 1 | Off Peak | 0 | 1 | Off Peak | 0 | 1 | Off Peak | 0 | 0 | 1 | Super Off Peak | 0 | 0 | 1 | Super Off Peak | 0 | 0 | 1 | Super Off Peak
2020-07-26 | 5 | 7 | 1 | 1 | 1 | 0 | 0.89123 |  | 0 | 0 | 1 | Super Off Peak | 0 | 0 | 1 | Off Peak | 0 | 1 | Off Peak | 0 | 1 | Off Peak | 0 | 0 | 1 | Super Off Peak | 0 | 0 | 1 | Super Off Peak | 0 | 0 | 1 | Super Off Peak
2020-07-26 | 6 | 7 | 1 | 1 | 1 | 0 | 0.90127 |  | 0 | 0 | 1 | Super Off Peak | 0 | 0 | 1 | Off Peak | 0 | 1 | Off Peak | 0 | 1 | Off Peak | 0 | 0 | 1 | Super Off Peak | 0 | 1 | 0 | Off Peak | 0 | 1 | 0 | Off Peak
2020-07-26 | 7 | 7 | 1 | 1 | 1 | 0 | 0.89074 |  | 0 | 0 | 1 | Super Off Peak | 0 | 0 | 1 | Off Peak | 0 | 1 | Off Peak | 0 | 1 | Off Peak | 0 | 0 | 1 | Super Off Peak | 0 | 1 | 0 | Off Peak | 0 | 1 | 0 | Off Peak
2020-07-26 | 8 | 7 | 1 | 1 | 1 | 0 | 0.71326 |  | 0 | 0 | 1 | Super Off Peak | 0 | 0 | 1 | Off Peak | 0 | 1 | Off Peak | 0 | 1 | Off Peak | 0 | 0 | 1 | Super Off Peak | 0 | 1 | 0 | Off Peak | 0 | 1 | 0 | Off Peak
2020-07-26 | 9 | 7 | 1 | 1 | 1 | 0 | 0.54708 |  | 0 | 0 | 1 | Super Off Peak | 0 | 0 | 1 | Off Peak | 0 | 1 | Off Peak | 0 | 1 | Off Peak | 0 | 0 | 1 | Super Off Peak | 0 | 1 | 0 | Off Peak | 0 | 1 | 0 | Off Peak
2020-07-26 | 10 | 7 | 1 | 1 | 1 | 0 | 0.44318 |  | 0 | 0 | 1 | Super Off Peak | 0 | 0 | 1 | Off Peak | 0 | 1 | Off Peak | 0 | 1 | Off Peak | 0 | 0 | 1 | Super Off Peak | 0 | 1 | 0 | Off Peak | 0 | 1 | 0 | Off Peak
2020-07-26 | 11 | 7 | 1 | 1 | 1 | 0 | 0.29806 |  | 0 | 0 | 1 | Super Off Peak | 0 | 0 | 1 | Off Peak | 0 | 1 | Off Peak | 0 | 1 | Off Peak | 0 | 0 | 1 | Super Off Peak | 0 | 1 | 0 | Off Peak | 0 | 1 | 0 | Off Peak
2020-07-26 | 12 | 7 | 1 | 1 | 1 | 0 | 0.17423 |  | 0 | 0 | 1 | Super Off Peak | 0 | 0 | 1 | Off Peak | 0 | 1 | Off Peak | 0 | 1 | Off Peak | 0 | 0 | 1 | Super Off Peak | 0 | 1 | 0 | Off Peak | 0 | 1 | 0 | Off Peak
2020-07-26 | 13 | 7 | 1 | 1 | 1 | 0 | 0.11621 |  | 0 | 0 | 1 | Super Off Peak | 0 | 0 | 1 | Off Peak | 0 | 1 | Off Peak | 0 | 1 | Off Peak | 0 | 0 | 1 | Super Off Peak | 1 | 0 | 0 | On Peak | 1 | 0 | 0 | On Peak
2020-07-26 | 14 | 7 | 1 | 1 | 1 | 0 | 0.096388 |  | 0 | 0 | 1 | Super Off Peak | 0 | 0 | 1 | Off Peak | 0 | 1 | Off Peak | 0 | 1 | Off Peak | 0 | 0 | 1 | Super Off Peak | 1 | 0 | 0 | On Peak | 1 | 0 | 0 | On Peak
2020-07-26 | 15 | 7 | 1 | 1 | 1 | 0 | 0.12772 |  | 0 | 1 | 0 | Off Peak | 0 | 0 | 1 | Off Peak | 0 | 1 | Off Peak | 0 | 1 | Off Peak | 0 | 0 | 1 | Super Off Peak | 1 | 0 | 0 | On Peak | 1 | 0 | 0 | On Peak
2020-07-26 | 16 | 7 | 1 | 1 | 1 | 0 | 0.213 |  | 0 | 1 | 0 | Off Peak | 0 | 0 | 1 | Off Peak | 0 | 1 | Off Peak | 0 | 1 | Off Peak | 0 | 0 | 1 | Super Off Peak | 1 | 0 | 0 | On Peak | 1 | 0 | 0 | On Peak
2020-07-26 | 17 | 7 | 1 | 1 | 1 | 0 | 0.38577 |  | 1 | 0 | 0 | On Peak | 0 | 0 | 1 | Off Peak | 0 | 1 | Off Peak | 0 | 1 | Off Peak | 0 | 0 | 1 | Super Off Peak | 1 | 0 | 0 | On Peak | 1 | 0 | 0 | On Peak
2020-07-26 | 18 | 7 | 1 | 1 | 1 | 0 | 0.63189 |  | 1 | 0 | 0 | On Peak | 0 | 0 | 1 | Off Peak | 0 | 1 | Off Peak | 0 | 1 | Off Peak | 0 | 0 | 1 | Super Off Peak | 1 | 0 | 0 | On Peak | 1 | 0 | 0 | On Peak
2020-07-26 | 19 | 7 | 1 | 1 | 1 | 0 | 1.0099 |  | 1 | 0 | 0 | On Peak | 0 | 0 | 1 | Off Peak | 0 | 1 | Off Peak | 0 | 1 | Off Peak | 0 | 0 | 1 | Super Off Peak | 1 | 0 | 0 | On Peak | 0 | 1 | 0 | Off Peak
2020-07-26 | 20 | 7 | 1 | 1 | 1 | 0 | 1.2975 |  | 1 | 0 | 0 | On Peak | 0 | 0 | 1 | Off Peak | 0 | 1 | Off Peak | 0 | 1 | Off Peak | 0 | 0 | 1 | Super Off Peak | 1 | 0 | 0 | On Peak | 0 | 1 | 0 | Off Peak
2020-07-26 | 21 | 7 | 1 | 1 | 1 | 0 | 1.3596 |  | 1 | 0 | 0 | On Peak | 0 | 0 | 1 | Off Peak | 0 | 1 | Off Peak | 0 | 1 | Off Peak | 0 | 0 | 1 | Super Off Peak | 0 | 1 | 0 | Off Peak | 0 | 1 | 0 | Off Peak
2020-07-26 | 22 | 7 | 1 | 1 | 1 | 0 | 1.4685 |  | 0 | 1 | 0 | Off Peak | 0 | 0 | 1 | Off Peak | 0 | 1 | Off Peak | 0 | 1 | Off Peak | 0 | 0 | 1 | Super Off Peak | 0 | 1 | 0 | Off Peak | 0 | 1 | 0 | Off Peak
2020-07-26 | 23 | 7 | 1 | 1 | 1 | 0 | 1.4255 |  | 0 | 1 | 0 | Off Peak | 0 | 0 | 1 | Off Peak | 0 | 1 | Off Peak | 0 | 1 | Off Peak | 0 | 0 | 1 | Super Off Peak | 0 | 1 | 0 | Off Peak | 0 | 1 | 0 | Off Peak
2020-07-26 | 24 | 7 | 1 | 1 | 1 | 0 | 1.2883 |  | 0 | 1 | 0 | Off Peak | 0 | 0 | 1 | Off Peak | 0 | 1 | Off Peak | 0 | 1 | Off Peak | 0 | 0 | 1 | Super Off Peak | 0 | 1 | 0 | Off Peak | 0 | 1 | 0 | Off Peak
2020-07-27 | 1 | 7 | 1 | 0 | 0 | 0 | 1.1112 |  | 0 | 0 | 1 | Super Off Peak | 0 | 0 | 1 | Off Peak | 0 | 1 | Off Peak | 0 | 1 | Off Peak | 0 | 0 | 1 | Super Off Peak | 0 | 0 | 1 | Super Off Peak | 0 | 0 | 1 | Super Off Peak
2020-07-27 | 2 | 7 | 1 | 0 | 0 | 0 | 1.1586 |  | 0 | 0 | 1 | Super Off Peak | 0 | 0 | 1 | Off Peak | 0 | 1 | Off Peak | 0 | 1 | Off Peak | 0 | 0 | 1 | Super Off Peak | 0 | 0 | 1 | Super Off Peak | 0 | 0 | 1 | Super Off Peak
2020-07-27 | 3 | 7 | 1 | 0 | 0 | 0 | 1.0337 |  | 0 | 0 | 1 | Super Off Peak | 0 | 0 | 1 | Off Peak | 0 | 1 | Off Peak | 0 | 1 | Off Peak | 0 | 0 | 1 | Super Off Peak | 0 | 0 | 1 | Super Off Peak | 0 | 0 | 1 | Super Off Peak
2020-07-27 | 4 | 7 | 1 | 0 | 0 | 0 | 0.99762 |  | 0 | 0 | 1 | Super Off Peak | 0 | 0 | 1 | Off Peak | 0 | 1 | Off Peak | 0 | 1 | Off Peak | 0 | 0 | 1 | Super Off Peak | 0 | 0 | 1 | Super Off Peak | 0 | 0 | 1 | Super Off Peak
2020-07-27 | 5 | 7 | 1 | 0 | 0 | 0 | 0.97466 |  | 0 | 0 | 1 | Super Off Peak | 0 | 0 | 1 | Off Peak | 0 | 1 | Off Peak | 0 | 1 | Off Peak | 0 | 0 | 1 | Super Off Peak | 0 | 0 | 1 | Super Off Peak | 0 | 0 | 1 | Super Off Peak
2020-07-27 | 6 | 7 | 1 | 0 | 0 | 0 | 0.98385 |  | 0 | 0 | 1 | Super Off Peak | 0 | 0 | 1 | Off Peak | 0 | 1 | Off Peak | 0 | 1 | Off Peak | 0 | 0 | 1 | Super Off Peak | 0 | 1 | 0 | Off Peak | 0 | 1 | 0 | Off Peak
2020-07-27 | 7 | 7 | 1 | 0 | 0 | 0 | 1.4124 |  | 0 | 1 | 0 | Off Peak | 0 | 1 | 0 | Semi Peak | 0 | 1 | Off Peak | 0 | 1 | Off Peak | 0 | 1 | 0 | Off Peak | 0 | 1 | 0 | Off Peak | 0 | 1 | 0 | Off Peak
2020-07-27 | 8 | 7 | 1 | 0 | 0 | 0 | 1.1644 |  | 0 | 1 | 0 | Off Peak | 0 | 1 | 0 | Semi Peak | 0 | 1 | Off Peak | 0 | 1 | Off Peak | 0 | 1 | 0 | Off Peak | 0 | 1 | 0 | Off Peak | 0 | 1 | 0 | Off Peak
2020-07-27 | 9 | 7 | 1 | 0 | 0 | 0 | 0.99101 |  | 0 | 1 | 0 | Off Peak | 0 | 1 | 0 | Semi Peak | 0 | 1 | Off Peak | 0 | 1 | Off Peak | 0 | 1 | 0 | Off Peak | 0 | 1 | 0 | Off Peak | 0 | 1 | 0 | Off Peak
2020-07-27 | 10 | 7 | 1 | 0 | 0 | 0 | 0.82894 |  | 0 | 1 | 0 | Off Peak | 0 | 1 | 0 | Semi Peak | 0 | 1 | Off Peak | 0 | 1 | Off Peak | 0 | 1 | 0 | Off Peak | 0 | 1 | 0 | Off Peak | 0 | 1 | 0 | Off Peak
2020-07-27 | 11 | 7 | 1 | 0 | 0 | 0 | 0.65813 |  | 0 | 1 | 0 | Off Peak | 0 | 1 | 0 | Semi Peak | 0 | 1 | Off Peak | 0 | 1 | Off Peak | 0 | 1 | 0 | Off Peak | 0 | 1 | 0 | Off Peak | 0 | 1 | 0 | Off Peak
2020-07-27 | 12 | 7 | 1 | 0 | 0 | 0 | 0.50882 |  | 0 | 1 | 0 | Off Peak | 1 | 0 | 0 | On Peak | 0 | 1 | Off Peak | 0 | 1 | Off Peak | 1 | 0 | 0 | On Peak | 0 | 1 | 0 | Off Peak | 0 | 1 | 0 | Off Peak
2020-07-27 | 13 | 7 | 1 | 0 | 0 | 0 | 0.45912 |  | 0 | 1 | 0 | Off Peak | 1 | 0 | 0 | On Peak | 0 | 1 | Off Peak | 1 | 0 | On Peak | 1 | 0 | 0 | On Peak | 1 | 0 | 0 | On Peak | 1 | 0 | 0 | On Peak
2020-07-27 | 14 | 7 | 1 | 0 | 0 | 0 | 0.42805 |  | 0 | 1 | 0 | Off Peak | 1 | 0 | 0 | On Peak | 0 | 1 | Off Peak | 1 | 0 | On Peak | 1 | 0 | 0 | On Peak | 1 | 0 | 0 | On Peak | 1 | 0 | 0 | On Peak
2020-07-27 | 15 | 7 | 1 | 0 | 0 | 0 | 0.50817 |  | 0 | 1 | 0 | Off Peak | 1 | 0 | 0 | On Peak | 0 | 1 | Off Peak | 1 | 0 | On Peak | 1 | 0 | 0 | On Peak | 1 | 0 | 0 | On Peak | 1 | 0 | 0 | On Peak
2020-07-27 | 16 | 7 | 1 | 0 | 0 | 0 | 0.68628 |  | 0 | 1 | 0 | Off Peak | 1 | 0 | 0 | On Peak | 0 | 1 | Off Peak | 1 | 0 | On Peak | 1 | 0 | 0 | On Peak | 1 | 0 | 0 | On Peak | 1 | 0 | 0 | On Peak
2020-07-27 | 17 | 7 | 1 | 0 | 0 | 0 | 1.0057 |  | 1 | 0 | 0 | On Peak | 1 | 0 | 0 | On Peak | 1 | 0 | On Peak | 1 | 0 | On Peak | 1 | 0 | 0 | On Peak | 1 | 0 | 0 | On Peak | 1 | 0 | 0 | On Peak
2020-07-27 | 18 | 7 | 1 | 0 | 0 | 0 | 1.416 |  | 1 | 0 | 0 | On Peak | 1 | 0 | 0 | On Peak | 1 | 0 | On Peak | 1 | 0 | On Peak | 1 | 0 | 0 | On Peak | 1 | 0 | 0 | On Peak | 1 | 0 | 0 | On Peak
2020-07-27 | 19 | 7 | 1 | 0 | 0 | 0 | 1.9892 |  | 1 | 0 | 0 | On Peak | 0 | 1 | 0 | Semi Peak | 1 | 0 | On Peak | 0 | 1 | Off Peak | 0 | 1 | 0 | Off Peak | 1 | 0 | 0 | On Peak | 0 | 1 | 0 | Off Peak
2020-07-27 | 20 | 7 | 1 | 0 | 0 | 0 | 2.3933 |  | 1 | 0 | 0 | On Peak | 0 | 1 | 0 | Semi Peak | 1 | 0 | On Peak | 0 | 1 | Off Peak | 0 | 1 | 0 | Off Peak | 1 | 0 | 0 | On Peak | 0 | 1 | 0 | Off Peak
2020-07-27 | 21 | 7 | 1 | 0 | 0 | 0 | 2.4515 |  | 1 | 0 | 0 | On Peak | 0 | 1 | 0 | Semi Peak | 1 | 0 | On Peak | 0 | 1 | Off Peak | 0 | 1 | 0 | Off Peak | 0 | 1 | 0 | Off Peak | 0 | 1 | 0 | Off Peak
2020-07-27 | 22 | 7 | 1 | 0 | 0 | 0 | 2.518 |  | 0 | 1 | 0 | Off Peak | 0 | 1 | 0 | Semi Peak | 0 | 1 | Off Peak | 0 | 1 | Off Peak | 0 | 1 | 0 | Off Peak | 0 | 1 | 0 | Off Peak | 0 | 1 | 0 | Off Peak
2020-07-27 | 23 | 7 | 1 | 0 | 0 | 0 | 1.7003 |  | 0 | 1 | 0 | Off Peak | 0 | 0 | 1 | Off Peak | 0 | 1 | Off Peak | 0 | 1 | Off Peak | 0 | 0 | 1 | Super Off Peak | 0 | 1 | 0 | Off Peak | 0 | 1 | 0 | Off Peak
2020-07-27 | 24 | 7 | 1 | 0 | 0 | 0 | 1.5375 |  | 0 | 1 | 0 | Off Peak | 0 | 0 | 1 | Off Peak | 0 | 1 | Off Peak | 0 | 1 | Off Peak | 0 | 0 | 1 | Super Off Peak | 0 | 1 | 0 | Off Peak | 0 | 1 | 0 | Off Peak
2020-07-28 | 1 | 7 | 1 | 0 | 0 | 0 | 1.322 |  | 0 | 0 | 1 | Super Off Peak | 0 | 0 | 1 | Off Peak | 0 | 1 | Off Peak | 0 | 1 | Off Peak | 0 | 0 | 1 | Super Off Peak | 0 | 0 | 1 | Super Off Peak | 0 | 0 | 1 | Super Off Peak
2020-07-28 | 2 | 7 | 1 | 0 | 0 | 0 | 1.0913 |  | 0 | 0 | 1 | Super Off Peak | 0 | 0 | 1 | Off Peak | 0 | 1 | Off Peak | 0 | 1 | Off Peak | 0 | 0 | 1 | Super Off Peak | 0 | 0 | 1 | Super Off Peak | 0 | 0 | 1 | Super Off Peak
2020-07-28 | 3 | 7 | 1 | 0 | 0 | 0 | 1.0129 |  | 0 | 0 | 1 | Super Off Peak | 0 | 0 | 1 | Off Peak | 0 | 1 | Off Peak | 0 | 1 | Off Peak | 0 | 0 | 1 | Super Off Peak | 0 | 0 | 1 | Super Off Peak | 0 | 0 | 1 | Super Off Peak
2020-07-28 | 4 | 7 | 1 | 0 | 0 | 0 | 0.96995 |  | 0 | 0 | 1 | Super Off Peak | 0 | 0 | 1 | Off Peak | 0 | 1 | Off Peak | 0 | 1 | Off Peak | 0 | 0 | 1 | Super Off Peak | 0 | 0 | 1 | Super Off Peak | 0 | 0 | 1 | Super Off Peak
2020-07-28 | 5 | 7 | 1 | 0 | 0 | 0 | 0.95203 |  | 0 | 0 | 1 | Super Off Peak | 0 | 0 | 1 | Off Peak | 0 | 1 | Off Peak | 0 | 1 | Off Peak | 0 | 0 | 1 | Super Off Peak | 0 | 0 | 1 | Super Off Peak | 0 | 0 | 1 | Super Off Peak
2020-07-28 | 6 | 7 | 1 | 0 | 0 | 0 | 0.97321 |  | 0 | 0 | 1 | Super Off Peak | 0 | 0 | 1 | Off Peak | 0 | 1 | Off Peak | 0 | 1 | Off Peak | 0 | 0 | 1 | Super Off Peak | 0 | 1 | 0 | Off Peak | 0 | 1 | 0 | Off Peak
2020-07-28 | 7 | 7 | 1 | 0 | 0 | 0 | 1.4037 |  | 0 | 1 | 0 | Off Peak | 0 | 1 | 0 | Semi Peak | 0 | 1 | Off Peak | 0 | 1 | Off Peak | 0 | 1 | 0 | Off Peak | 0 | 1 | 0 | Off Peak | 0 | 1 | 0 | Off Peak
2020-07-28 | 8 | 7 | 1 | 0 | 0 | 0 | 1.158 |  | 0 | 1 | 0 | Off Peak | 0 | 1 | 0 | Semi Peak | 0 | 1 | Off Peak | 0 | 1 | Off Peak | 0 | 1 | 0 | Off Peak | 0 | 1 | 0 | Off Peak | 0 | 1 | 0 | Off Peak
2020-07-28 | 9 | 7 | 1 | 0 | 0 | 0 | 0.95134 |  | 0 | 1 | 0 | Off Peak | 0 | 1 | 0 | Semi Peak | 0 | 1 | Off Peak | 0 | 1 | Off Peak | 0 | 1 | 0 | Off Peak | 0 | 1 | 0 | Off Peak | 0 | 1 | 0 | Off Peak
2020-07-28 | 10 | 7 | 1 | 0 | 0 | 0 | 0.77861 |  | 0 | 1 | 0 | Off Peak | 0 | 1 | 0 | Semi Peak | 0 | 1 | Off Peak | 0 | 1 | Off Peak | 0 | 1 | 0 | Off Peak | 0 | 1 | 0 | Off Peak | 0 | 1 | 0 | Off Peak
2020-07-28 | 11 | 7 | 1 | 0 | 0 | 0 | 0.59335 |  | 0 | 1 | 0 | Off Peak | 0 | 1 | 0 | Semi Peak | 0 | 1 | Off Peak | 0 | 1 | Off Peak | 0 | 1 | 0 | Off Peak | 0 | 1 | 0 | Off Peak | 0 | 1 | 0 | Off Peak
2020-07-28 | 12 | 7 | 1 | 0 | 0 | 0 | 0.44595 |  | 0 | 1 | 0 | Off Peak | 1 | 0 | 0 | On Peak | 0 | 1 | Off Peak | 0 | 1 | Off Peak | 1 | 0 | 0 | On Peak | 0 | 1 | 0 | Off Peak | 0 | 1 | 0 | Off Peak
2020-07-28 | 13 | 7 | 1 | 0 | 0 | 0 | 0.37235 |  | 0 | 1 | 0 | Off Peak | 1 | 0 | 0 | On Peak | 0 | 1 | Off Peak | 1 | 0 | On Peak | 1 | 0 | 0 | On Peak | 1 | 0 | 0 | On Peak | 1 | 0 | 0 | On Peak
2020-07-28 | 14 | 7 | 1 | 0 | 0 | 0 | 0.33323 |  | 0 | 1 | 0 | Off Peak | 1 | 0 | 0 | On Peak | 0 | 1 | Off Peak | 1 | 0 | On Peak | 1 | 0 | 0 | On Peak | 1 | 0 | 0 | On Peak | 1 | 0 | 0 | On Peak
2020-07-28 | 15 | 7 | 1 | 0 | 0 | 0 | 0.41488 |  | 0 | 1 | 0 | Off Peak | 1 | 0 | 0 | On Peak | 0 | 1 | Off Peak | 1 | 0 | On Peak | 1 | 0 | 0 | On Peak | 1 | 0 | 0 | On Peak | 1 | 0 | 0 | On Peak
2020-07-28 | 16 | 7 | 1 | 0 | 0 | 0 | 0.55203 |  | 0 | 1 | 0 | Off Peak | 1 | 0 | 0 | On Peak | 0 | 1 | Off Peak | 1 | 0 | On Peak | 1 | 0 | 0 | On Peak | 1 | 0 | 0 | On Peak | 1 | 0 | 0 | On Peak
2020-07-28 | 17 | 7 | 1 | 0 | 0 | 0 | 0.84634 |  | 1 | 0 | 0 | On Peak | 1 | 0 | 0 | On Peak | 1 | 0 | On Peak | 1 | 0 | On Peak | 1 | 0 | 0 | On Peak | 1 | 0 | 0 | On Peak | 1 | 0 | 0 | On Peak
2020-07-28 | 18 | 7 | 1 | 0 | 0 | 0 | 1.2175 |  | 1 | 0 | 0 | On Peak | 1 | 0 | 0 | On Peak | 1 | 0 | On Peak | 1 | 0 | On Peak | 1 | 0 | 0 | On Peak | 1 | 0 | 0 | On Peak | 1 | 0 | 0 | On Peak
2020-07-28 | 19 | 7 | 1 | 0 | 0 | 0 | 1.7937 |  | 1 | 0 | 0 | On Peak | 0 | 1 | 0 | Semi Peak | 1 | 0 | On Peak | 0 | 1 | Off Peak | 0 | 1 | 0 | Off Peak | 1 | 0 | 0 | On Peak | 0 | 1 | 0 | Off Peak
2020-07-28 | 20 | 7 | 1 | 0 | 0 | 0 | 2.2084 |  | 1 | 0 | 0 | On Peak | 0 | 1 | 0 | Semi Peak | 1 | 0 | On Peak | 0 | 1 | Off Peak | 0 | 1 | 0 | Off Peak | 1 | 0 | 0 | On Peak | 0 | 1 | 0 | Off Peak
2020-07-28 | 21 | 7 | 1 | 0 | 0 | 0 | 2.2734 |  | 1 | 0 | 0 | On Peak | 0 | 1 | 0 | Semi Peak | 1 | 0 | On Peak | 0 | 1 | Off Peak | 0 | 1 | 0 | Off Peak | 0 | 1 | 0 | Off Peak | 0 | 1 | 0 | Off Peak
2020-07-28 | 22 | 7 | 1 | 0 | 0 | 0 | 2.3612 |  | 0 | 1 | 0 | Off Peak | 0 | 1 | 0 | Semi Peak | 0 | 1 | Off Peak | 0 | 1 | Off Peak | 0 | 1 | 0 | Off Peak | 0 | 1 | 0 | Off Peak | 0 | 1 | 0 | Off Peak
2020-07-28 | 23 | 7 | 1 | 0 | 0 | 0 | 1.5943 |  | 0 | 1 | 0 | Off Peak | 0 | 0 | 1 | Off Peak | 0 | 1 | Off Peak | 0 | 1 | Off Peak | 0 | 0 | 1 | Super Off Peak | 0 | 1 | 0 | Off Peak | 0 | 1 | 0 | Off Peak
2020-07-28 | 24 | 7 | 1 | 0 | 0 | 0 | 1.4286 |  | 0 | 1 | 0 | Off Peak | 0 | 0 | 1 | Off Peak | 0 | 1 | Off Peak | 0 | 1 | Off Peak | 0 | 0 | 1 | Super Off Peak | 0 | 1 | 0 | Off Peak | 0 | 1 | 0 | Off Peak
2020-07-29 | 1 | 7 | 1 | 0 | 0 | 0 | 1.2242 |  | 0 | 0 | 1 | Super Off Peak | 0 | 0 | 1 | Off Peak | 0 | 1 | Off Peak | 0 | 1 | Off Peak | 0 | 0 | 1 | Super Off Peak | 0 | 0 | 1 | Super Off Peak | 0 | 0 | 1 | Super Off Peak
2020-07-29 | 2 | 7 | 1 | 0 | 0 | 0 | 1.0813 |  | 0 | 0 | 1 | Super Off Peak | 0 | 0 | 1 | Off Peak | 0 | 1 | Off Peak | 0 | 1 | Off Peak | 0 | 0 | 1 | Super Off Peak | 0 | 0 | 1 | Super Off Peak | 0 | 0 | 1 | Super Off Peak
2020-07-29 | 3 | 7 | 1 | 0 | 0 | 0 | 0.99187 |  | 0 | 0 | 1 | Super Off Peak | 0 | 0 | 1 | Off Peak | 0 | 1 | Off Peak | 0 | 1 | Off Peak | 0 | 0 | 1 | Super Off Peak | 0 | 0 | 1 | Super Off Peak | 0 | 0 | 1 | Super Off Peak
2020-07-29 | 4 | 7 | 1 | 0 | 0 | 0 | 0.95505 |  | 0 | 0 | 1 | Super Off Peak | 0 | 0 | 1 | Off Peak | 0 | 1 | Off Peak | 0 | 1 | Off Peak | 0 | 0 | 1 | Super Off Peak | 0 | 0 | 1 | Super Off Peak | 0 | 0 | 1 | Super Off Peak
2020-07-29 | 5 | 7 | 1 | 0 | 0 | 0 | 0.93146 |  | 0 | 0 | 1 | Super Off Peak | 0 | 0 | 1 | Off Peak | 0 | 1 | Off Peak | 0 | 1 | Off Peak | 0 | 0 | 1 | Super Off Peak | 0 | 0 | 1 | Super Off Peak | 0 | 0 | 1 | Super Off Peak
2020-07-29 | 6 | 7 | 1 | 0 | 0 | 0 | 0.93997 |  | 0 | 0 | 1 | Super Off Peak | 0 | 0 | 1 | Off Peak | 0 | 1 | Off Peak | 0 | 1 | Off Peak | 0 | 0 | 1 | Super Off Peak | 0 | 1 | 0 | Off Peak | 0 | 1 | 0 | Off Peak
2020-07-29 | 7 | 7 | 1 | 0 | 0 | 0 | 1.3432 |  | 0 | 1 | 0 | Off Peak | 0 | 1 | 0 | Semi Peak | 0 | 1 | Off Peak | 0 | 1 | Off Peak | 0 | 1 | 0 | Off Peak | 0 | 1 | 0 | Off Peak | 0 | 1 | 0 | Off Peak
2020-07-29 | 8 | 7 | 1 | 0 | 0 | 0 | 1.043 |  | 0 | 1 | 0 | Off Peak | 0 | 1 | 0 | Semi Peak | 0 | 1 | Off Peak | 0 | 1 | Off Peak | 0 | 1 | 0 | Off Peak | 0 | 1 | 0 | Off Peak | 0 | 1 | 0 | Off Peak
2020-07-29 | 9 | 7 | 1 | 0 | 0 | 0 | 0.8277 |  | 0 | 1 | 0 | Off Peak | 0 | 1 | 0 | Semi Peak | 0 | 1 | Off Peak | 0 | 1 | Off Peak | 0 | 1 | 0 | Off Peak | 0 | 1 | 0 | Off Peak | 0 | 1 | 0 | Off Peak
2020-07-29 | 10 | 7 | 1 | 0 | 0 | 0 | 0.65075 |  | 0 | 1 | 0 | Off Peak | 0 | 1 | 0 | Semi Peak | 0 | 1 | Off Peak | 0 | 1 | Off Peak | 0 | 1 | 0 | Off Peak | 0 | 1 | 0 | Off Peak | 0 | 1 | 0 | Off Peak
2020-07-29 | 11 | 7 | 1 | 0 | 0 | 0 | 0.4627 |  | 0 | 1 | 0 | Off Peak | 0 | 1 | 0 | Semi Peak | 0 | 1 | Off Peak | 0 | 1 | Off Peak | 0 | 1 | 0 | Off Peak | 0 | 1 | 0 | Off Peak | 0 | 1 | 0 | Off Peak
2020-07-29 | 12 | 7 | 1 | 0 | 0 | 0 | 0.33506 |  | 0 | 1 | 0 | Off Peak | 1 | 0 | 0 | On Peak | 0 | 1 | Off Peak | 0 | 1 | Off Peak | 1 | 0 | 0 | On Peak | 0 | 1 | 0 | Off Peak | 0 | 1 | 0 | Off Peak
2020-07-29 | 13 | 7 | 1 | 0 | 0 | 0 | 0.26001 |  | 0 | 1 | 0 | Off Peak | 1 | 0 | 0 | On Peak | 0 | 1 | Off Peak | 1 | 0 | On Peak | 1 | 0 | 0 | On Peak | 1 | 0 | 0 | On Peak | 1 | 0 | 0 | On Peak
2020-07-29 | 14 | 7 | 1 | 0 | 0 | 0 | 0.24733 |  | 0 | 1 | 0 | Off Peak | 1 | 0 | 0 | On Peak | 0 | 1 | Off Peak | 1 | 0 | On Peak | 1 | 0 | 0 | On Peak | 1 | 0 | 0 | On Peak | 1 | 0 | 0 | On Peak
2020-07-29 | 15 | 7 | 1 | 0 | 0 | 0 | 0.3291 |  | 0 | 1 | 0 | Off Peak | 1 | 0 | 0 | On Peak | 0 | 1 | Off Peak | 1 | 0 | On Peak | 1 | 0 | 0 | On Peak | 1 | 0 | 0 | On Peak | 1 | 0 | 0 | On Peak
2020-07-29 | 16 | 7 | 1 | 0 | 0 | 0 | 0.50934 |  | 0 | 1 | 0 | Off Peak | 1 | 0 | 0 | On Peak | 0 | 1 | Off Peak | 1 | 0 | On Peak | 1 | 0 | 0 | On Peak | 1 | 0 | 0 | On Peak | 1 | 0 | 0 | On Peak
2020-07-29 | 17 | 7 | 1 | 0 | 0 | 0 | 0.81371 |  | 1 | 0 | 0 | On Peak | 1 | 0 | 0 | On Peak | 1 | 0 | On Peak | 1 | 0 | On Peak | 1 | 0 | 0 | On Peak | 1 | 0 | 0 | On Peak | 1 | 0 | 0 | On Peak
2020-07-29 | 18 | 7 | 1 | 0 | 0 | 0 | 1.1985 |  | 1 | 0 | 0 | On Peak | 1 | 0 | 0 | On Peak | 1 | 0 | On Peak | 1 | 0 | On Peak | 1 | 0 | 0 | On Peak | 1 | 0 | 0 | On Peak | 1 | 0 | 0 | On Peak
2020-07-29 | 19 | 7 | 1 | 0 | 0 | 0 | 1.7707 |  | 1 | 0 | 0 | On Peak | 0 | 1 | 0 | Semi Peak | 1 | 0 | On Peak | 0 | 1 | Off Peak | 0 | 1 | 0 | Off Peak | 1 | 0 | 0 | On Peak | 0 | 1 | 0 | Off Peak
2020-07-29 | 20 | 7 | 1 | 0 | 0 | 0 | 2.1845 |  | 1 | 0 | 0 | On Peak | 0 | 1 | 0 | Semi Peak | 1 | 0 | On Peak | 0 | 1 | Off Peak | 0 | 1 | 0 | Off Peak | 1 | 0 | 0 | On Peak | 0 | 1 | 0 | Off Peak
2020-07-29 | 21 | 7 | 1 | 0 | 0 | 0 | 2.26 |  | 1 | 0 | 0 | On Peak | 0 | 1 | 0 | Semi Peak | 1 | 0 | On Peak | 0 | 1 | Off Peak | 0 | 1 | 0 | Off Peak | 0 | 1 | 0 | Off Peak | 0 | 1 | 0 | Off Peak
2020-07-29 | 22 | 7 | 1 | 0 | 0 | 0 | 2.354 |  | 0 | 1 | 0 | Off Peak | 0 | 1 | 0 | Semi Peak | 0 | 1 | Off Peak | 0 | 1 | Off Peak | 0 | 1 | 0 | Off Peak | 0 | 1 | 0 | Off Peak | 0 | 1 | 0 | Off Peak
2020-07-29 | 23 | 7 | 1 | 0 | 0 | 0 | 1.5925 |  | 0 | 1 | 0 | Off Peak | 0 | 0 | 1 | Off Peak | 0 | 1 | Off Peak | 0 | 1 | Off Peak | 0 | 0 | 1 | Super Off Peak | 0 | 1 | 0 | Off Peak | 0 | 1 | 0 | Off Peak
2020-07-29 | 24 | 7 | 1 | 0 | 0 | 0 | 1.434 |  | 0 | 1 | 0 | Off Peak | 0 | 0 | 1 | Off Peak | 0 | 1 | Off Peak | 0 | 1 | Off Peak | 0 | 0 | 1 | Super Off Peak | 0 | 1 | 0 | Off Peak | 0 | 1 | 0 | Off Peak
2020-07-30 | 1 | 7 | 1 | 0 | 0 | 0 | 1.2282 |  | 0 | 0 | 1 | Super Off Peak | 0 | 0 | 1 | Off Peak | 0 | 1 | Off Peak | 0 | 1 | Off Peak | 0 | 0 | 1 | Super Off Peak | 0 | 0 | 1 | Super Off Peak | 0 | 0 | 1 | Super Off Peak
2020-07-30 | 2 | 7 | 1 | 0 | 0 | 0 | 1.1053 |  | 0 | 0 | 1 | Super Off Peak | 0 | 0 | 1 | Off Peak | 0 | 1 | Off Peak | 0 | 1 | Off Peak | 0 | 0 | 1 | Super Off Peak | 0 | 0 | 1 | Super Off Peak | 0 | 0 | 1 | Super Off Peak
2020-07-30 | 3 | 7 | 1 | 0 | 0 | 0 | 1.0289 |  | 0 | 0 | 1 | Super Off Peak | 0 | 0 | 1 | Off Peak | 0 | 1 | Off Peak | 0 | 1 | Off Peak | 0 | 0 | 1 | Super Off Peak | 0 | 0 | 1 | Super Off Peak | 0 | 0 | 1 | Super Off Peak
2020-07-30 | 4 | 7 | 1 | 0 | 0 | 0 | 0.98561 |  | 0 | 0 | 1 | Super Off Peak | 0 | 0 | 1 | Off Peak | 0 | 1 | Off Peak | 0 | 1 | Off Peak | 0 | 0 | 1 | Super Off Peak | 0 | 0 | 1 | Super Off Peak | 0 | 0 | 1 | Super Off Peak
2020-07-30 | 5 | 7 | 1 | 0 | 0 | 0 | 0.96595 |  | 0 | 0 | 1 | Super Off Peak | 0 | 0 | 1 | Off Peak | 0 | 1 | Off Peak | 0 | 1 | Off Peak | 0 | 0 | 1 | Super Off Peak | 0 | 0 | 1 | Super Off Peak | 0 | 0 | 1 | Super Off Peak
2020-07-30 | 6 | 7 | 1 | 0 | 0 | 0 | 0.97642 |  | 0 | 0 | 1 | Super Off Peak | 0 | 0 | 1 | Off Peak | 0 | 1 | Off Peak | 0 | 1 | Off Peak | 0 | 0 | 1 | Super Off Peak | 0 | 1 | 0 | Off Peak | 0 | 1 | 0 | Off Peak
2020-07-30 | 7 | 7 | 1 | 0 | 0 | 0 | 1.4061 |  | 0 | 1 | 0 | Off Peak | 0 | 1 | 0 | Semi Peak | 0 | 1 | Off Peak | 0 | 1 | Off Peak | 0 | 1 | 0 | Off Peak | 0 | 1 | 0 | Off Peak | 0 | 1 | 0 | Off Peak
2020-07-30 | 8 | 7 | 1 | 0 | 0 | 0 | 1.1588 |  | 0 | 1 | 0 | Off Peak | 0 | 1 | 0 | Semi Peak | 0 | 1 | Off Peak | 0 | 1 | Off Peak | 0 | 1 | 0 | Off Peak | 0 | 1 | 0 | Off Peak | 0 | 1 | 0 | Off Peak
2020-07-30 | 9 | 7 | 1 | 0 | 0 | 0 | 0.96645 |  | 0 | 1 | 0 | Off Peak | 0 | 1 | 0 | Semi Peak | 0 | 1 | Off Peak | 0 | 1 | Off Peak | 0 | 1 | 0 | Off Peak | 0 | 1 | 0 | Off Peak | 0 | 1 | 0 | Off Peak
2020-07-30 | 10 | 7 | 1 | 0 | 0 | 0 | 0.79014 |  | 0 | 1 | 0 | Off Peak | 0 | 1 | 0 | Semi Peak | 0 | 1 | Off Peak | 0 | 1 | Off Peak | 0 | 1 | 0 | Off Peak | 0 | 1 | 0 | Off Peak | 0 | 1 | 0 | Off Peak
2020-07-30 | 11 | 7 | 1 | 0 | 0 | 0 | 0.62228 |  | 0 | 1 | 0 | Off Peak | 0 | 1 | 0 | Semi Peak | 0 | 1 | Off Peak | 0 | 1 | Off Peak | 0 | 1 | 0 | Off Peak | 0 | 1 | 0 | Off Peak | 0 | 1 | 0 | Off Peak
2020-07-30 | 12 | 7 | 1 | 0 | 0 | 0 | 0.47778 |  | 0 | 1 | 0 | Off Peak | 1 | 0 | 0 | On Peak | 0 | 1 | Off Peak | 0 | 1 | Off Peak | 1 | 0 | 0 | On Peak | 0 | 1 | 0 | Off Peak | 0 | 1 | 0 | Off Peak
2020-07-30 | 13 | 7 | 1 | 0 | 0 | 0 | 0.41632 |  | 0 | 1 | 0 | Off Peak | 1 | 0 | 0 | On Peak | 0 | 1 | Off Peak | 1 | 0 | On Peak | 1 | 0 | 0 | On Peak | 1 | 0 | 0 | On Peak | 1 | 0 | 0 | On Peak
2020-07-30 | 14 | 7 | 1 | 0 | 0 | 0 | 0.38522 |  | 0 | 1 | 0 | Off Peak | 1 | 0 | 0 | On Peak | 0 | 1 | Off Peak | 1 | 0 | On Peak | 1 | 0 | 0 | On Peak | 1 | 0 | 0 | On Peak | 1 | 0 | 0 | On Peak
2020-07-30 | 15 | 7 | 1 | 0 | 0 | 0 | 0.46677 |  | 0 | 1 | 0 | Off Peak | 1 | 0 | 0 | On Peak | 0 | 1 | Off Peak | 1 | 0 | On Peak | 1 | 0 | 0 | On Peak | 1 | 0 | 0 | On Peak | 1 | 0 | 0 | On Peak
2020-07-30 | 16 | 7 | 1 | 0 | 0 | 0 | 0.61884 |  | 0 | 1 | 0 | Off Peak | 1 | 0 | 0 | On Peak | 0 | 1 | Off Peak | 1 | 0 | On Peak | 1 | 0 | 0 | On Peak | 1 | 0 | 0 | On Peak | 1 | 0 | 0 | On Peak
2020-07-30 | 17 | 7 | 1 | 0 | 0 | 0 | 0.94536 |  | 1 | 0 | 0 | On Peak | 1 | 0 | 0 | On Peak | 1 | 0 | On Peak | 1 | 0 | On Peak | 1 | 0 | 0 | On Peak | 1 | 0 | 0 | On Peak | 1 | 0 | 0 | On Peak
2020-07-30 | 18 | 7 | 1 | 0 | 0 | 0 | 1.3263 |  | 1 | 0 | 0 | On Peak | 1 | 0 | 0 | On Peak | 1 | 0 | On Peak | 1 | 0 | On Peak | 1 | 0 | 0 | On Peak | 1 | 0 | 0 | On Peak | 1 | 0 | 0 | On Peak
2020-07-30 | 19 | 7 | 1 | 0 | 0 | 0 | 1.9104 |  | 1 | 0 | 0 | On Peak | 0 | 1 | 0 | Semi Peak | 1 | 0 | On Peak | 0 | 1 | Off Peak | 0 | 1 | 0 | Off Peak | 1 | 0 | 0 | On Peak | 0 | 1 | 0 | Off Peak
2020-07-30 | 20 | 7 | 1 | 0 | 0 | 0 | 2.3142 |  | 1 | 0 | 0 | On Peak | 0 | 1 | 0 | Semi Peak | 1 | 0 | On Peak | 0 | 1 | Off Peak | 0 | 1 | 0 | Off Peak | 1 | 0 | 0 | On Peak | 0 | 1 | 0 | Off Peak
2020-07-30 | 21 | 7 | 1 | 0 | 0 | 0 | 2.35 |  | 1 | 0 | 0 | On Peak | 0 | 1 | 0 | Semi Peak | 1 | 0 | On Peak | 0 | 1 | Off Peak | 0 | 1 | 0 | Off Peak | 0 | 1 | 0 | Off Peak | 0 | 1 | 0 | Off Peak
2020-07-30 | 22 | 7 | 1 | 0 | 0 | 0 | 2.422 |  | 0 | 1 | 0 | Off Peak | 0 | 1 | 0 | Semi Peak | 0 | 1 | Off Peak | 0 | 1 | Off Peak | 0 | 1 | 0 | Off Peak | 0 | 1 | 0 | Off Peak | 0 | 1 | 0 | Off Peak
2020-07-30 | 23 | 7 | 1 | 0 | 0 | 0 | 1.6363 |  | 0 | 1 | 0 | Off Peak | 0 | 0 | 1 | Off Peak | 0 | 1 | Off Peak | 0 | 1 | Off Peak | 0 | 0 | 1 | Super Off Peak | 0 | 1 | 0 | Off Peak | 0 | 1 | 0 | Off Peak
2020-07-30 | 24 | 7 | 1 | 0 | 0 | 0 | 1.465 |  | 0 | 1 | 0 | Off Peak | 0 | 0 | 1 | Off Peak | 0 | 1 | Off Peak | 0 | 1 | Off Peak | 0 | 0 | 1 | Super Off Peak | 0 | 1 | 0 | Off Peak | 0 | 1 | 0 | Off Peak
2020-07-31 | 1 | 7 | 1 | 0 | 0 | 0 | 1.2565 |  | 0 | 0 | 1 | Super Off Peak | 0 | 0 | 1 | Off Peak | 0 | 1 | Off Peak | 0 | 1 | Off Peak | 0 | 0 | 1 | Super Off Peak | 0 | 0 | 1 | Super Off Peak | 0 | 0 | 1 | Super Off Peak
2020-07-31 | 2 | 7 | 1 | 0 | 0 | 0 | 1.105 |  | 0 | 0 | 1 | Super Off Peak | 0 | 0 | 1 | Off Peak | 0 | 1 | Off Peak | 0 | 1 | Off Peak | 0 | 0 | 1 | Super Off Peak | 0 | 0 | 1 | Super Off Peak | 0 | 0 | 1 | Super Off Peak
2020-07-31 | 3 | 7 | 1 | 0 | 0 | 0 | 1.0279 |  | 0 | 0 | 1 | Super Off Peak | 0 | 0 | 1 | Off Peak | 0 | 1 | Off Peak | 0 | 1 | Off Peak | 0 | 0 | 1 | Super Off Peak | 0 | 0 | 1 | Super Off Peak | 0 | 0 | 1 | Super Off Peak
2020-07-31 | 4 | 7 | 1 | 0 | 0 | 0 | 0.98484 |  | 0 | 0 | 1 | Super Off Peak | 0 | 0 | 1 | Off Peak | 0 | 1 | Off Peak | 0 | 1 | Off Peak | 0 | 0 | 1 | Super Off Peak | 0 | 0 | 1 | Super Off Peak | 0 | 0 | 1 | Super Off Peak
2020-07-31 | 5 | 7 | 1 | 0 | 0 | 0 | 0.96539 |  | 0 | 0 | 1 | Super Off Peak | 0 | 0 | 1 | Off Peak | 0 | 1 | Off Peak | 0 | 1 | Off Peak | 0 | 0 | 1 | Super Off Peak | 0 | 0 | 1 | Super Off Peak | 0 | 0 | 1 | Super Off Peak
2020-07-31 | 6 | 7 | 1 | 0 | 0 | 0 | 0.97605 |  | 0 | 0 | 1 | Super Off Peak | 0 | 0 | 1 | Off Peak | 0 | 1 | Off Peak | 0 | 1 | Off Peak | 0 | 0 | 1 | Super Off Peak | 0 | 1 | 0 | Off Peak | 0 | 1 | 0 | Off Peak
2020-07-31 | 7 | 7 | 1 | 0 | 0 | 0 | 1.407 |  | 0 | 1 | 0 | Off Peak | 0 | 1 | 0 | Semi Peak | 0 | 1 | Off Peak | 0 | 1 | Off Peak | 0 | 1 | 0 | Off Peak | 0 | 1 | 0 | Off Peak | 0 | 1 | 0 | Off Peak
2020-07-31 | 8 | 7 | 1 | 0 | 0 | 0 | 1.1621 |  | 0 | 1 | 0 | Off Peak | 0 | 1 | 0 | Semi Peak | 0 | 1 | Off Peak | 0 | 1 | Off Peak | 0 | 1 | 0 | Off Peak | 0 | 1 | 0 | Off Peak | 0 | 1 | 0 | Off Peak
2020-07-31 | 9 | 7 | 1 | 0 | 0 | 0 | 0.97637 |  | 0 | 1 | 0 | Off Peak | 0 | 1 | 0 | Semi Peak | 0 | 1 | Off Peak | 0 | 1 | Off Peak | 0 | 1 | 0 | Off Peak | 0 | 1 | 0 | Off Peak | 0 | 1 | 0 | Off Peak
2020-07-31 | 10 | 7 | 1 | 0 | 0 | 0 | 0.80516 |  | 0 | 1 | 0 | Off Peak | 0 | 1 | 0 | Semi Peak | 0 | 1 | Off Peak | 0 | 1 | Off Peak | 0 | 1 | 0 | Off Peak | 0 | 1 | 0 | Off Peak | 0 | 1 | 0 | Off Peak
2020-07-31 | 11 | 7 | 1 | 0 | 0 | 0 | 0.63889 |  | 0 | 1 | 0 | Off Peak | 0 | 1 | 0 | Semi Peak | 0 | 1 | Off Peak | 0 | 1 | Off Peak | 0 | 1 | 0 | Off Peak | 0 | 1 | 0 | Off Peak | 0 | 1 | 0 | Off Peak
2020-07-31 | 12 | 7 | 1 | 0 | 0 | 0 | 0.4946 |  | 0 | 1 | 0 | Off Peak | 1 | 0 | 0 | On Peak | 0 | 1 | Off Peak | 0 | 1 | Off Peak | 1 | 0 | 0 | On Peak | 0 | 1 | 0 | Off Peak | 0 | 1 | 0 | Off Peak
2020-07-31 | 13 | 7 | 1 | 0 | 0 | 0 | 0.42735 |  | 0 | 1 | 0 | Off Peak | 1 | 0 | 0 | On Peak | 0 | 1 | Off Peak | 1 | 0 | On Peak | 1 | 0 | 0 | On Peak | 1 | 0 | 0 | On Peak | 1 | 0 | 0 | On Peak
2020-07-31 | 14 | 7 | 1 | 0 | 0 | 0 | 0.40224 |  | 0 | 1 | 0 | Off Peak | 1 | 0 | 0 | On Peak | 0 | 1 | Off Peak | 1 | 0 | On Peak | 1 | 0 | 0 | On Peak | 1 | 0 | 0 | On Peak | 1 | 0 | 0 | On Peak
2020-07-31 | 15 | 7 | 1 | 0 | 0 | 0 | 0.48913 |  | 0 | 1 | 0 | Off Peak | 1 | 0 | 0 | On Peak | 0 | 1 | Off Peak | 1 | 0 | On Peak | 1 | 0 | 0 | On Peak | 1 | 0 | 0 | On Peak | 1 | 0 | 0 | On Peak
2020-07-31 | 16 | 7 | 1 | 0 | 0 | 0 | 0.63156 |  | 0 | 1 | 0 | Off Peak | 1 | 0 | 0 | On Peak | 0 | 1 | Off Peak | 1 | 0 | On Peak | 1 | 0 | 0 | On Peak | 1 | 0 | 0 | On Peak | 1 | 0 | 0 | On Peak
2020-07-31 | 17 | 7 | 1 | 0 | 0 | 0 | 0.95632 |  | 1 | 0 | 0 | On Peak | 1 | 0 | 0 | On Peak | 1 | 0 | On Peak | 1 | 0 | On Peak | 1 | 0 | 0 | On Peak | 1 | 0 | 0 | On Peak | 1 | 0 | 0 | On Peak
2020-07-31 | 18 | 7 | 1 | 0 | 0 | 0 | 1.3443 |  | 1 | 0 | 0 | On Peak | 1 | 0 | 0 | On Peak | 1 | 0 | On Peak | 1 | 0 | On Peak | 1 | 0 | 0 | On Peak | 1 | 0 | 0 | On Peak | 1 | 0 | 0 | On Peak
2020-07-31 | 19 | 7 | 1 | 0 | 0 | 0 | 1.9344 |  | 1 | 0 | 0 | On Peak | 0 | 1 | 0 | Semi Peak | 1 | 0 | On Peak | 0 | 1 | Off Peak | 0 | 1 | 0 | Off Peak | 1 | 0 | 0 | On Peak | 0 | 1 | 0 | Off Peak
2020-07-31 | 20 | 7 | 1 | 0 | 0 | 0 | 2.3253 |  | 1 | 0 | 0 | On Peak | 0 | 1 | 0 | Semi Peak | 1 | 0 | On Peak | 0 | 1 | Off Peak | 0 | 1 | 0 | Off Peak | 1 | 0 | 0 | On Peak | 0 | 1 | 0 | Off Peak
2020-07-31 | 21 | 7 | 1 | 0 | 0 | 0 | 2.3549 |  | 1 | 0 | 0 | On Peak | 0 | 1 | 0 | Semi Peak | 1 | 0 | On Peak | 0 | 1 | Off Peak | 0 | 1 | 0 | Off Peak | 0 | 1 | 0 | Off Peak | 0 | 1 | 0 | Off Peak
2020-07-31 | 22 | 7 | 1 | 0 | 0 | 0 | 2.4265 |  | 0 | 1 | 0 | Off Peak | 0 | 1 | 0 | Semi Peak | 0 | 1 | Off Peak | 0 | 1 | Off Peak | 0 | 1 | 0 | Off Peak | 0 | 1 | 0 | Off Peak | 0 | 1 | 0 | Off Peak
2020-07-31 | 23 | 7 | 1 | 0 | 0 | 0 | 1.6376 |  | 0 | 1 | 0 | Off Peak | 0 | 0 | 1 | Off Peak | 0 | 1 | Off Peak | 0 | 1 | Off Peak | 0 | 0 | 1 | Super Off Peak | 0 | 1 | 0 | Off Peak | 0 | 1 | 0 | Off Peak
2020-07-31 | 24 | 7 | 1 | 0 | 0 | 0 | 1.465 |  | 0 | 1 | 0 | Off Peak | 0 | 0 | 1 | Off Peak | 0 | 1 | Off Peak | 0 | 1 | Off Peak | 0 | 0 | 1 | Super Off Peak | 0 | 1 | 0 | Off Peak | 0 | 1 | 0 | Off Peak
2020-08-01 | 1 | 8 | 1 | 1 | 0 | 0 | 1.193 |  | 0 | 0 | 1 | Super Off Peak | 0 | 0 | 1 | Off Peak | 0 | 1 | Off Peak | 0 | 1 | Off Peak | 0 | 0 | 1 | Super Off Peak | 0 | 0 | 1 | Super Off Peak | 0 | 0 | 1 | Super Off Peak
2020-08-01 | 2 | 8 | 1 | 1 | 0 | 0 | 0.9928 |  | 0 | 0 | 1 | Super Off Peak | 0 | 0 | 1 | Off Peak | 0 | 1 | Off Peak | 0 | 1 | Off Peak | 0 | 0 | 1 | Super Off Peak | 0 | 0 | 1 | Super Off Peak | 0 | 0 | 1 | Super Off Peak
2020-08-01 | 3 | 8 | 1 | 1 | 0 | 0 | 0.96011 |  | 0 | 0 | 1 | Super Off Peak | 0 | 0 | 1 | Off Peak | 0 | 1 | Off Peak | 0 | 1 | Off Peak | 0 | 0 | 1 | Super Off Peak | 0 | 0 | 1 | Super Off Peak | 0 | 0 | 1 | Super Off Peak
2020-08-01 | 4 | 8 | 1 | 1 | 0 | 0 | 0.92508 |  | 0 | 0 | 1 | Super Off Peak | 0 | 0 | 1 | Off Peak | 0 | 1 | Off Peak | 0 | 1 | Off Peak | 0 | 0 | 1 | Super Off Peak | 0 | 0 | 1 | Super Off Peak | 0 | 0 | 1 | Super Off Peak
2020-08-01 | 5 | 8 | 1 | 1 | 0 | 0 | 0.90457 |  | 0 | 0 | 1 | Super Off Peak | 0 | 0 | 1 | Off Peak | 0 | 1 | Off Peak | 0 | 1 | Off Peak | 0 | 0 | 1 | Super Off Peak | 0 | 0 | 1 | Super Off Peak | 0 | 0 | 1 | Super Off Peak
2020-08-01 | 6 | 8 | 1 | 1 | 0 | 0 | 0.91463 |  | 0 | 0 | 1 | Super Off Peak | 0 | 0 | 1 | Off Peak | 0 | 1 | Off Peak | 0 | 1 | Off Peak | 0 | 0 | 1 | Super Off Peak | 0 | 1 | 0 | Off Peak | 0 | 1 | 0 | Off Peak
2020-08-01 | 7 | 8 | 1 | 1 | 0 | 0 | 1.1917 |  | 0 | 0 | 1 | Super Off Peak | 0 | 0 | 1 | Off Peak | 0 | 1 | Off Peak | 0 | 1 | Off Peak | 0 | 0 | 1 | Super Off Peak | 0 | 1 | 0 | Off Peak | 0 | 1 | 0 | Off Peak
2020-08-01 | 8 | 8 | 1 | 1 | 0 | 0 | 0.95365 |  | 0 | 0 | 1 | Super Off Peak | 0 | 0 | 1 | Off Peak | 0 | 1 | Off Peak | 0 | 1 | Off Peak | 0 | 0 | 1 | Super Off Peak | 0 | 1 | 0 | Off Peak | 0 | 1 | 0 | Off Peak
2020-08-01 | 9 | 8 | 1 | 1 | 0 | 0 | 0.59645 |  | 0 | 0 | 1 | Super Off Peak | 0 | 0 | 1 | Off Peak | 0 | 1 | Off Peak | 0 | 1 | Off Peak | 0 | 0 | 1 | Super Off Peak | 0 | 1 | 0 | Off Peak | 0 | 1 | 0 | Off Peak
2020-08-01 | 10 | 8 | 1 | 1 | 0 | 0 | 0.39762 |  | 0 | 0 | 1 | Super Off Peak | 0 | 0 | 1 | Off Peak | 0 | 1 | Off Peak | 0 | 1 | Off Peak | 0 | 0 | 1 | Super Off Peak | 0 | 1 | 0 | Off Peak | 0 | 1 | 0 | Off Peak
2020-08-01 | 11 | 8 | 1 | 1 | 0 | 0 | 0.22509 |  | 0 | 0 | 1 | Super Off Peak | 0 | 0 | 1 | Off Peak | 0 | 1 | Off Peak | 0 | 1 | Off Peak | 0 | 0 | 1 | Super Off Peak | 0 | 1 | 0 | Off Peak | 0 | 1 | 0 | Off Peak
2020-08-01 | 12 | 8 | 1 | 1 | 0 | 0 | 0.082358 |  | 0 | 0 | 1 | Super Off Peak | 0 | 0 | 1 | Off Peak | 0 | 1 | Off Peak | 0 | 1 | Off Peak | 0 | 0 | 1 | Super Off Peak | 0 | 1 | 0 | Off Peak | 0 | 1 | 0 | Off Peak
2020-08-01 | 13 | 8 | 1 | 1 | 0 | 0 | -0.035267 |  | 0 | 0 | 1 | Super Off Peak | 0 | 0 | 1 | Off Peak | 0 | 1 | Off Peak | 0 | 1 | Off Peak | 0 | 0 | 1 | Super Off Peak | 1 | 0 | 0 | On Peak | 1 | 0 | 0 | On Peak
2020-08-01 | 14 | 8 | 1 | 1 | 0 | 0 | -0.043161 |  | 0 | 0 | 1 | Super Off Peak | 0 | 0 | 1 | Off Peak | 0 | 1 | Off Peak | 0 | 1 | Off Peak | 0 | 0 | 1 | Super Off Peak | 1 | 0 | 0 | On Peak | 1 | 0 | 0 | On Peak
2020-08-01 | 15 | 8 | 1 | 1 | 0 | 0 | 0.0046016 |  | 0 | 1 | 0 | Off Peak | 0 | 0 | 1 | Off Peak | 0 | 1 | Off Peak | 0 | 1 | Off Peak | 0 | 0 | 1 | Super Off Peak | 1 | 0 | 0 | On Peak | 1 | 0 | 0 | On Peak
2020-08-01 | 16 | 8 | 1 | 1 | 0 | 0 | 0.12675 |  | 0 | 1 | 0 | Off Peak | 0 | 0 | 1 | Off Peak | 0 | 1 | Off Peak | 0 | 1 | Off Peak | 0 | 0 | 1 | Super Off Peak | 1 | 0 | 0 | On Peak | 1 | 0 | 0 | On Peak
2020-08-01 | 17 | 8 | 1 | 1 | 0 | 0 | 0.35122 |  | 1 | 0 | 0 | On Peak | 0 | 0 | 1 | Off Peak | 0 | 1 | Off Peak | 0 | 1 | Off Peak | 0 | 0 | 1 | Super Off Peak | 1 | 0 | 0 | On Peak | 1 | 0 | 0 | On Peak
2020-08-01 | 18 | 8 | 1 | 1 | 0 | 0 | 0.73822 |  | 1 | 0 | 0 | On Peak | 0 | 0 | 1 | Off Peak | 0 | 1 | Off Peak | 0 | 1 | Off Peak | 0 | 0 | 1 | Super Off Peak | 1 | 0 | 0 | On Peak | 1 | 0 | 0 | On Peak
2020-08-01 | 19 | 8 | 1 | 1 | 0 | 0 | 1.2575 |  | 1 | 0 | 0 | On Peak | 0 | 0 | 1 | Off Peak | 0 | 1 | Off Peak | 0 | 1 | Off Peak | 0 | 0 | 1 | Super Off Peak | 1 | 0 | 0 | On Peak | 0 | 1 | 0 | Off Peak
2020-08-01 | 20 | 8 | 1 | 1 | 0 | 0 | 1.5688 |  | 1 | 0 | 0 | On Peak | 0 | 0 | 1 | Off Peak | 0 | 1 | Off Peak | 0 | 1 | Off Peak | 0 | 0 | 1 | Super Off Peak | 1 | 0 | 0 | On Peak | 0 | 1 | 0 | Off Peak
2020-08-01 | 21 | 8 | 1 | 1 | 0 | 0 | 1.6752 |  | 1 | 0 | 0 | On Peak | 0 | 0 | 1 | Off Peak | 0 | 1 | Off Peak | 0 | 1 | Off Peak | 0 | 0 | 1 | Super Off Peak | 0 | 1 | 0 | Off Peak | 0 | 1 | 0 | Off Peak
2020-08-01 | 22 | 8 | 1 | 1 | 0 | 0 | 1.8121 |  | 0 | 1 | 0 | Off Peak | 0 | 0 | 1 | Off Peak | 0 | 1 | Off Peak | 0 | 1 | Off Peak | 0 | 0 | 1 | Super Off Peak | 0 | 1 | 0 | Off Peak | 0 | 1 | 0 | Off Peak
2020-08-01 | 23 | 8 | 1 | 1 | 0 | 0 | 1.3582 |  | 0 | 1 | 0 | Off Peak | 0 | 0 | 1 | Off Peak | 0 | 1 | Off Peak | 0 | 1 | Off Peak | 0 | 0 | 1 | Super Off Peak | 0 | 1 | 0 | Off Peak | 0 | 1 | 0 | Off Peak
2020-08-01 | 24 | 8 | 1 | 1 | 0 | 0 | 1.2529 |  | 0 | 1 | 0 | Off Peak | 0 | 0 | 1 | Off Peak | 0 | 1 | Off Peak | 0 | 1 | Off Peak | 0 | 0 | 1 | Super Off Peak | 0 | 1 | 0 | Off Peak | 0 | 1 | 0 | Off Peak
2020-08-02 | 1 | 8 | 1 | 1 | 1 | 0 | 1.1129 |  | 0 | 0 | 1 | Super Off Peak | 0 | 0 | 1 | Off Peak | 0 | 1 | Off Peak | 0 | 1 | Off Peak | 0 | 0 | 1 | Super Off Peak | 0 | 0 | 1 | Super Off Peak | 0 | 0 | 1 | Super Off Peak
2020-08-02 | 2 | 8 | 1 | 1 | 1 | 0 | 0.95225 |  | 0 | 0 | 1 | Super Off Peak | 0 | 0 | 1 | Off Peak | 0 | 1 | Off Peak | 0 | 1 | Off Peak | 0 | 0 | 1 | Super Off Peak | 0 | 0 | 1 | Super Off Peak | 0 | 0 | 1 | Super Off Peak
2020-08-02 | 3 | 8 | 1 | 1 | 1 | 0 | 0.9174 |  | 0 | 0 | 1 | Super Off Peak | 0 | 0 | 1 | Off Peak | 0 | 1 | Off Peak | 0 | 1 | Off Peak | 0 | 0 | 1 | Super Off Peak | 0 | 0 | 1 | Super Off Peak | 0 | 0 | 1 | Super Off Peak
2020-08-02 | 4 | 8 | 1 | 1 | 1 | 0 | 0.89154 |  | 0 | 0 | 1 | Super Off Peak | 0 | 0 | 1 | Off Peak | 0 | 1 | Off Peak | 0 | 1 | Off Peak | 0 | 0 | 1 | Super Off Peak | 0 | 0 | 1 | Super Off Peak | 0 | 0 | 1 | Super Off Peak
2020-08-02 | 5 | 8 | 1 | 1 | 1 | 0 | 0.87741 |  | 0 | 0 | 1 | Super Off Peak | 0 | 0 | 1 | Off Peak | 0 | 1 | Off Peak | 0 | 1 | Off Peak | 0 | 0 | 1 | Super Off Peak | 0 | 0 | 1 | Super Off Peak | 0 | 0 | 1 | Super Off Peak
2020-08-02 | 6 | 8 | 1 | 1 | 1 | 0 | 0.88069 |  | 0 | 0 | 1 | Super Off Peak | 0 | 0 | 1 | Off Peak | 0 | 1 | Off Peak | 0 | 1 | Off Peak | 0 | 0 | 1 | Super Off Peak | 0 | 1 | 0 | Off Peak | 0 | 1 | 0 | Off Peak
2020-08-02 | 7 | 8 | 1 | 1 | 1 | 0 | 0.88331 |  | 0 | 0 | 1 | Super Off Peak | 0 | 0 | 1 | Off Peak | 0 | 1 | Off Peak | 0 | 1 | Off Peak | 0 | 0 | 1 | Super Off Peak | 0 | 1 | 0 | Off Peak | 0 | 1 | 0 | Off Peak
2020-08-02 | 8 | 8 | 1 | 1 | 1 | 0 | 0.68046 |  | 0 | 0 | 1 | Super Off Peak | 0 | 0 | 1 | Off Peak | 0 | 1 | Off Peak | 0 | 1 | Off Peak | 0 | 0 | 1 | Super Off Peak | 0 | 1 | 0 | Off Peak | 0 | 1 | 0 | Off Peak
2020-08-02 | 9 | 8 | 1 | 1 | 1 | 0 | 0.39233 |  | 0 | 0 | 1 | Super Off Peak | 0 | 0 | 1 | Off Peak | 0 | 1 | Off Peak | 0 | 1 | Off Peak | 0 | 0 | 1 | Super Off Peak | 0 | 1 | 0 | Off Peak | 0 | 1 | 0 | Off Peak
2020-08-02 | 10 | 8 | 1 | 1 | 1 | 0 | 0.23431 |  | 0 | 0 | 1 | Super Off Peak | 0 | 0 | 1 | Off Peak | 0 | 1 | Off Peak | 0 | 1 | Off Peak | 0 | 0 | 1 | Super Off Peak | 0 | 1 | 0 | Off Peak | 0 | 1 | 0 | Off Peak
2020-08-02 | 11 | 8 | 1 | 1 | 1 | 0 | 0.11183 |  | 0 | 0 | 1 | Super Off Peak | 0 | 0 | 1 | Off Peak | 0 | 1 | Off Peak | 0 | 1 | Off Peak | 0 | 0 | 1 | Super Off Peak | 0 | 1 | 0 | Off Peak | 0 | 1 | 0 | Off Peak
2020-08-02 | 12 | 8 | 1 | 1 | 1 | 0 | -0.0094861 |  | 0 | 0 | 1 | Super Off Peak | 0 | 0 | 1 | Off Peak | 0 | 1 | Off Peak | 0 | 1 | Off Peak | 0 | 0 | 1 | Super Off Peak | 0 | 1 | 0 | Off Peak | 0 | 1 | 0 | Off Peak
2020-08-02 | 13 | 8 | 1 | 1 | 1 | 0 | -0.078405 |  | 0 | 0 | 1 | Super Off Peak | 0 | 0 | 1 | Off Peak | 0 | 1 | Off Peak | 0 | 1 | Off Peak | 0 | 0 | 1 | Super Off Peak | 1 | 0 | 0 | On Peak | 1 | 0 | 0 | On Peak
2020-08-02 | 14 | 8 | 1 | 1 | 1 | 0 | -0.087009 |  | 0 | 0 | 1 | Super Off Peak | 0 | 0 | 1 | Off Peak | 0 | 1 | Off Peak | 0 | 1 | Off Peak | 0 | 0 | 1 | Super Off Peak | 1 | 0 | 0 | On Peak | 1 | 0 | 0 | On Peak
2020-08-02 | 15 | 8 | 1 | 1 | 1 | 0 | -0.048242 |  | 0 | 1 | 0 | Off Peak | 0 | 0 | 1 | Off Peak | 0 | 1 | Off Peak | 0 | 1 | Off Peak | 0 | 0 | 1 | Super Off Peak | 1 | 0 | 0 | On Peak | 1 | 0 | 0 | On Peak
2020-08-02 | 16 | 8 | 1 | 1 | 1 | 0 | 0.05283 |  | 0 | 1 | 0 | Off Peak | 0 | 0 | 1 | Off Peak | 0 | 1 | Off Peak | 0 | 1 | Off Peak | 0 | 0 | 1 | Super Off Peak | 1 | 0 | 0 | On Peak | 1 | 0 | 0 | On Peak
2020-08-02 | 17 | 8 | 1 | 1 | 1 | 0 | 0.23056 |  | 1 | 0 | 0 | On Peak | 0 | 0 | 1 | Off Peak | 0 | 1 | Off Peak | 0 | 1 | Off Peak | 0 | 0 | 1 | Super Off Peak | 1 | 0 | 0 | On Peak | 1 | 0 | 0 | On Peak
2020-08-02 | 18 | 8 | 1 | 1 | 1 | 0 | 0.54738 |  | 1 | 0 | 0 | On Peak | 0 | 0 | 1 | Off Peak | 0 | 1 | Off Peak | 0 | 1 | Off Peak | 0 | 0 | 1 | Super Off Peak | 1 | 0 | 0 | On Peak | 1 | 0 | 0 | On Peak
2020-08-02 | 19 | 8 | 1 | 1 | 1 | 0 | 0.95364 |  | 1 | 0 | 0 | On Peak | 0 | 0 | 1 | Off Peak | 0 | 1 | Off Peak | 0 | 1 | Off Peak | 0 | 0 | 1 | Super Off Peak | 1 | 0 | 0 | On Peak | 0 | 1 | 0 | Off Peak
2020-08-02 | 20 | 8 | 1 | 1 | 1 | 0 | 1.1937 |  | 1 | 0 | 0 | On Peak | 0 | 0 | 1 | Off Peak | 0 | 1 | Off Peak | 0 | 1 | Off Peak | 0 | 0 | 1 | Super Off Peak | 1 | 0 | 0 | On Peak | 0 | 1 | 0 | Off Peak
2020-08-02 | 21 | 8 | 1 | 1 | 1 | 0 | 1.2877 |  | 1 | 0 | 0 | On Peak | 0 | 0 | 1 | Off Peak | 0 | 1 | Off Peak | 0 | 1 | Off Peak | 0 | 0 | 1 | Super Off Peak | 0 | 1 | 0 | Off Peak | 0 | 1 | 0 | Off Peak
2020-08-02 | 22 | 8 | 1 | 1 | 1 | 0 | 1.3941 |  | 0 | 1 | 0 | Off Peak | 0 | 0 | 1 | Off Peak | 0 | 1 | Off Peak | 0 | 1 | Off Peak | 0 | 0 | 1 | Super Off Peak | 0 | 1 | 0 | Off Peak | 0 | 1 | 0 | Off Peak
2020-08-02 | 23 | 8 | 1 | 1 | 1 | 0 | 1.3294 |  | 0 | 1 | 0 | Off Peak | 0 | 0 | 1 | Off Peak | 0 | 1 | Off Peak | 0 | 1 | Off Peak | 0 | 0 | 1 | Super Off Peak | 0 | 1 | 0 | Off Peak | 0 | 1 | 0 | Off Peak
2020-08-02 | 24 | 8 | 1 | 1 | 1 | 0 | 1.2057 |  | 0 | 1 | 0 | Off Peak | 0 | 0 | 1 | Off Peak | 0 | 1 | Off Peak | 0 | 1 | Off Peak | 0 | 0 | 1 | Super Off Peak | 0 | 1 | 0 | Off Peak | 0 | 1 | 0 | Off Peak
2020-08-03 | 1 | 8 | 1 | 0 | 0 | 0 | 1.0569 |  | 0 | 0 | 1 | Super Off Peak | 0 | 0 | 1 | Off Peak | 0 | 1 | Off Peak | 0 | 1 | Off Peak | 0 | 0 | 1 | Super Off Peak | 0 | 0 | 1 | Super Off Peak | 0 | 0 | 1 | Super Off Peak
2020-08-03 | 2 | 8 | 1 | 0 | 0 | 0 | 1.1102 |  | 0 | 0 | 1 | Super Off Peak | 0 | 0 | 1 | Off Peak | 0 | 1 | Off Peak | 0 | 1 | Off Peak | 0 | 0 | 1 | Super Off Peak | 0 | 0 | 1 | Super Off Peak | 0 | 0 | 1 | Super Off Peak
2020-08-03 | 3 | 8 | 1 | 0 | 0 | 0 | 1.0307 |  | 0 | 0 | 1 | Super Off Peak | 0 | 0 | 1 | Off Peak | 0 | 1 | Off Peak | 0 | 1 | Off Peak | 0 | 0 | 1 | Super Off Peak | 0 | 0 | 1 | Super Off Peak | 0 | 0 | 1 | Super Off Peak
2020-08-03 | 4 | 8 | 1 | 0 | 0 | 0 | 0.99143 |  | 0 | 0 | 1 | Super Off Peak | 0 | 0 | 1 | Off Peak | 0 | 1 | Off Peak | 0 | 1 | Off Peak | 0 | 0 | 1 | Super Off Peak | 0 | 0 | 1 | Super Off Peak | 0 | 0 | 1 | Super Off Peak
2020-08-03 | 5 | 8 | 1 | 0 | 0 | 0 | 0.96943 |  | 0 | 0 | 1 | Super Off Peak | 0 | 0 | 1 | Off Peak | 0 | 1 | Off Peak | 0 | 1 | Off Peak | 0 | 0 | 1 | Super Off Peak | 0 | 0 | 1 | Super Off Peak | 0 | 0 | 1 | Super Off Peak
2020-08-03 | 6 | 8 | 1 | 0 | 0 | 0 | 0.98742 |  | 0 | 0 | 1 | Super Off Peak | 0 | 0 | 1 | Off Peak | 0 | 1 | Off Peak | 0 | 1 | Off Peak | 0 | 0 | 1 | Super Off Peak | 0 | 1 | 0 | Off Peak | 0 | 1 | 0 | Off Peak
2020-08-03 | 7 | 8 | 1 | 0 | 0 | 0 | 1.328 |  | 0 | 1 | 0 | Off Peak | 0 | 1 | 0 | Semi Peak | 0 | 1 | Off Peak | 0 | 1 | Off Peak | 0 | 1 | 0 | Off Peak | 0 | 1 | 0 | Off Peak | 0 | 1 | 0 | Off Peak
2020-08-03 | 8 | 8 | 1 | 0 | 0 | 0 | 1.1749 |  | 0 | 1 | 0 | Off Peak | 0 | 1 | 0 | Semi Peak | 0 | 1 | Off Peak | 0 | 1 | Off Peak | 0 | 1 | 0 | Off Peak | 0 | 1 | 0 | Off Peak | 0 | 1 | 0 | Off Peak
2020-08-03 | 9 | 8 | 1 | 0 | 0 | 0 | 0.87542 |  | 0 | 1 | 0 | Off Peak | 0 | 1 | 0 | Semi Peak | 0 | 1 | Off Peak | 0 | 1 | Off Peak | 0 | 1 | 0 | Off Peak | 0 | 1 | 0 | Off Peak | 0 | 1 | 0 | Off Peak
2020-08-03 | 10 | 8 | 1 | 0 | 0 | 0 | 0.64807 |  | 0 | 1 | 0 | Off Peak | 0 | 1 | 0 | Semi Peak | 0 | 1 | Off Peak | 0 | 1 | Off Peak | 0 | 1 | 0 | Off Peak | 0 | 1 | 0 | Off Peak | 0 | 1 | 0 | Off Peak
2020-08-03 | 11 | 8 | 1 | 0 | 0 | 0 | 0.47973 |  | 0 | 1 | 0 | Off Peak | 0 | 1 | 0 | Semi Peak | 0 | 1 | Off Peak | 0 | 1 | Off Peak | 0 | 1 | 0 | Off Peak | 0 | 1 | 0 | Off Peak | 0 | 1 | 0 | Off Peak
2020-08-03 | 12 | 8 | 1 | 0 | 0 | 0 | 0.37258 |  | 0 | 1 | 0 | Off Peak | 1 | 0 | 0 | On Peak | 0 | 1 | Off Peak | 0 | 1 | Off Peak | 1 | 0 | 0 | On Peak | 0 | 1 | 0 | Off Peak | 0 | 1 | 0 | Off Peak
2020-08-03 | 13 | 8 | 1 | 0 | 0 | 0 | 0.32282 |  | 0 | 1 | 0 | Off Peak | 1 | 0 | 0 | On Peak | 0 | 1 | Off Peak | 1 | 0 | On Peak | 1 | 0 | 0 | On Peak | 1 | 0 | 0 | On Peak | 1 | 0 | 0 | On Peak
2020-08-03 | 14 | 8 | 1 | 0 | 0 | 0 | 0.36013 |  | 0 | 1 | 0 | Off Peak | 1 | 0 | 0 | On Peak | 0 | 1 | Off Peak | 1 | 0 | On Peak | 1 | 0 | 0 | On Peak | 1 | 0 | 0 | On Peak | 1 | 0 | 0 | On Peak
2020-08-03 | 15 | 8 | 1 | 0 | 0 | 0 | 0.46659 |  | 0 | 1 | 0 | Off Peak | 1 | 0 | 0 | On Peak | 0 | 1 | Off Peak | 1 | 0 | On Peak | 1 | 0 | 0 | On Peak | 1 | 0 | 0 | On Peak | 1 | 0 | 0 | On Peak
2020-08-03 | 16 | 8 | 1 | 0 | 0 | 0 | 0.6316 |  | 0 | 1 | 0 | Off Peak | 1 | 0 | 0 | On Peak | 0 | 1 | Off Peak | 1 | 0 | On Peak | 1 | 0 | 0 | On Peak | 1 | 0 | 0 | On Peak | 1 | 0 | 0 | On Peak
2020-08-03 | 17 | 8 | 1 | 0 | 0 | 0 | 0.89265 |  | 1 | 0 | 0 | On Peak | 1 | 0 | 0 | On Peak | 1 | 0 | On Peak | 1 | 0 | On Peak | 1 | 0 | 0 | On Peak | 1 | 0 | 0 | On Peak | 1 | 0 | 0 | On Peak
2020-08-03 | 18 | 8 | 1 | 0 | 0 | 0 | 1.2919 |  | 1 | 0 | 0 | On Peak | 1 | 0 | 0 | On Peak | 1 | 0 | On Peak | 1 | 0 | On Peak | 1 | 0 | 0 | On Peak | 1 | 0 | 0 | On Peak | 1 | 0 | 0 | On Peak
2020-08-03 | 19 | 8 | 1 | 0 | 0 | 0 | 1.791 |  | 1 | 0 | 0 | On Peak | 0 | 1 | 0 | Semi Peak | 1 | 0 | On Peak | 0 | 1 | Off Peak | 0 | 1 | 0 | Off Peak | 1 | 0 | 0 | On Peak | 0 | 1 | 0 | Off Peak
2020-08-03 | 20 | 8 | 1 | 0 | 0 | 0 | 2.0438 |  | 1 | 0 | 0 | On Peak | 0 | 1 | 0 | Semi Peak | 1 | 0 | On Peak | 0 | 1 | Off Peak | 0 | 1 | 0 | Off Peak | 1 | 0 | 0 | On Peak | 0 | 1 | 0 | Off Peak
2020-08-03 | 21 | 8 | 1 | 0 | 0 | 0 | 2.0797 |  | 1 | 0 | 0 | On Peak | 0 | 1 | 0 | Semi Peak | 1 | 0 | On Peak | 0 | 1 | Off Peak | 0 | 1 | 0 | Off Peak | 0 | 1 | 0 | Off Peak | 0 | 1 | 0 | Off Peak
2020-08-03 | 22 | 8 | 1 | 0 | 0 | 0 | 2.1286 |  | 0 | 1 | 0 | Off Peak | 0 | 1 | 0 | Semi Peak | 0 | 1 | Off Peak | 0 | 1 | Off Peak | 0 | 1 | 0 | Off Peak | 0 | 1 | 0 | Off Peak | 0 | 1 | 0 | Off Peak
2020-08-03 | 23 | 8 | 1 | 0 | 0 | 0 | 1.5952 |  | 0 | 1 | 0 | Off Peak | 0 | 0 | 1 | Off Peak | 0 | 1 | Off Peak | 0 | 1 | Off Peak | 0 | 0 | 1 | Super Off Peak | 0 | 1 | 0 | Off Peak | 0 | 1 | 0 | Off Peak
2020-08-03 | 24 | 8 | 1 | 0 | 0 | 0 | 1.4345 |  | 0 | 1 | 0 | Off Peak | 0 | 0 | 1 | Off Peak | 0 | 1 | Off Peak | 0 | 1 | Off Peak | 0 | 0 | 1 | Super Off Peak | 0 | 1 | 0 | Off Peak | 0 | 1 | 0 | Off Peak
2020-08-04 | 1 | 8 | 1 | 0 | 0 | 0 | 1.2538 |  | 0 | 0 | 1 | Super Off Peak | 0 | 0 | 1 | Off Peak | 0 | 1 | Off Peak | 0 | 1 | Off Peak | 0 | 0 | 1 | Super Off Peak | 0 | 0 | 1 | Super Off Peak | 0 | 0 | 1 | Super Off Peak
2020-08-04 | 2 | 8 | 1 | 0 | 0 | 0 | 1.1642 |  | 0 | 0 | 1 | Super Off Peak | 0 | 0 | 1 | Off Peak | 0 | 1 | Off Peak | 0 | 1 | Off Peak | 0 | 0 | 1 | Super Off Peak | 0 | 0 | 1 | Super Off Peak | 0 | 0 | 1 | Super Off Peak
2020-08-04 | 3 | 8 | 1 | 0 | 0 | 0 | 1.0567 |  | 0 | 0 | 1 | Super Off Peak | 0 | 0 | 1 | Off Peak | 0 | 1 | Off Peak | 0 | 1 | Off Peak | 0 | 0 | 1 | Super Off Peak | 0 | 0 | 1 | Super Off Peak | 0 | 0 | 1 | Super Off Peak
2020-08-04 | 4 | 8 | 1 | 0 | 0 | 0 | 1.011 |  | 0 | 0 | 1 | Super Off Peak | 0 | 0 | 1 | Off Peak | 0 | 1 | Off Peak | 0 | 1 | Off Peak | 0 | 0 | 1 | Super Off Peak | 0 | 0 | 1 | Super Off Peak | 0 | 0 | 1 | Super Off Peak
2020-08-04 | 5 | 8 | 1 | 0 | 0 | 0 | 0.98525 |  | 0 | 0 | 1 | Super Off Peak | 0 | 0 | 1 | Off Peak | 0 | 1 | Off Peak | 0 | 1 | Off Peak | 0 | 0 | 1 | Super Off Peak | 0 | 0 | 1 | Super Off Peak | 0 | 0 | 1 | Super Off Peak
2020-08-04 | 6 | 8 | 1 | 0 | 0 | 0 | 0.99391 |  | 0 | 0 | 1 | Super Off Peak | 0 | 0 | 1 | Off Peak | 0 | 1 | Off Peak | 0 | 1 | Off Peak | 0 | 0 | 1 | Super Off Peak | 0 | 1 | 0 | Off Peak | 0 | 1 | 0 | Off Peak
2020-08-04 | 7 | 8 | 1 | 0 | 0 | 0 | 1.3331 |  | 0 | 1 | 0 | Off Peak | 0 | 1 | 0 | Semi Peak | 0 | 1 | Off Peak | 0 | 1 | Off Peak | 0 | 1 | 0 | Off Peak | 0 | 1 | 0 | Off Peak | 0 | 1 | 0 | Off Peak
2020-08-04 | 8 | 8 | 1 | 0 | 0 | 0 | 1.1716 |  | 0 | 1 | 0 | Off Peak | 0 | 1 | 0 | Semi Peak | 0 | 1 | Off Peak | 0 | 1 | Off Peak | 0 | 1 | 0 | Off Peak | 0 | 1 | 0 | Off Peak | 0 | 1 | 0 | Off Peak
2020-08-04 | 9 | 8 | 1 | 0 | 0 | 0 | 0.87412 |  | 0 | 1 | 0 | Off Peak | 0 | 1 | 0 | Semi Peak | 0 | 1 | Off Peak | 0 | 1 | Off Peak | 0 | 1 | 0 | Off Peak | 0 | 1 | 0 | Off Peak | 0 | 1 | 0 | Off Peak
2020-08-04 | 10 | 8 | 1 | 0 | 0 | 0 | 0.67193 |  | 0 | 1 | 0 | Off Peak | 0 | 1 | 0 | Semi Peak | 0 | 1 | Off Peak | 0 | 1 | Off Peak | 0 | 1 | 0 | Off Peak | 0 | 1 | 0 | Off Peak | 0 | 1 | 0 | Off Peak
2020-08-04 | 11 | 8 | 1 | 0 | 0 | 0 | 0.52766 |  | 0 | 1 | 0 | Off Peak | 0 | 1 | 0 | Semi Peak | 0 | 1 | Off Peak | 0 | 1 | Off Peak | 0 | 1 | 0 | Off Peak | 0 | 1 | 0 | Off Peak | 0 | 1 | 0 | Off Peak
2020-08-04 | 12 | 8 | 1 | 0 | 0 | 0 | 0.44281 |  | 0 | 1 | 0 | Off Peak | 1 | 0 | 0 | On Peak | 0 | 1 | Off Peak | 0 | 1 | Off Peak | 1 | 0 | 0 | On Peak | 0 | 1 | 0 | Off Peak | 0 | 1 | 0 | Off Peak
2020-08-04 | 13 | 8 | 1 | 0 | 0 | 0 | 0.39968 |  | 0 | 1 | 0 | Off Peak | 1 | 0 | 0 | On Peak | 0 | 1 | Off Peak | 1 | 0 | On Peak | 1 | 0 | 0 | On Peak | 1 | 0 | 0 | On Peak | 1 | 0 | 0 | On Peak
2020-08-04 | 14 | 8 | 1 | 0 | 0 | 0 | 0.43415 |  | 0 | 1 | 0 | Off Peak | 1 | 0 | 0 | On Peak | 0 | 1 | Off Peak | 1 | 0 | On Peak | 1 | 0 | 0 | On Peak | 1 | 0 | 0 | On Peak | 1 | 0 | 0 | On Peak
2020-08-04 | 15 | 8 | 1 | 0 | 0 | 0 | 0.52658 |  | 0 | 1 | 0 | Off Peak | 1 | 0 | 0 | On Peak | 0 | 1 | Off Peak | 1 | 0 | On Peak | 1 | 0 | 0 | On Peak | 1 | 0 | 0 | On Peak | 1 | 0 | 0 | On Peak
2020-08-04 | 16 | 8 | 1 | 0 | 0 | 0 | 0.72869 |  | 0 | 1 | 0 | Off Peak | 1 | 0 | 0 | On Peak | 0 | 1 | Off Peak | 1 | 0 | On Peak | 1 | 0 | 0 | On Peak | 1 | 0 | 0 | On Peak | 1 | 0 | 0 | On Peak
2020-08-04 | 17 | 8 | 1 | 0 | 0 | 0 | 1.011 |  | 1 | 0 | 0 | On Peak | 1 | 0 | 0 | On Peak | 1 | 0 | On Peak | 1 | 0 | On Peak | 1 | 0 | 0 | On Peak | 1 | 0 | 0 | On Peak | 1 | 0 | 0 | On Peak
2020-08-04 | 18 | 8 | 1 | 0 | 0 | 0 | 1.4069 |  | 1 | 0 | 0 | On Peak | 1 | 0 | 0 | On Peak | 1 | 0 | On Peak | 1 | 0 | On Peak | 1 | 0 | 0 | On Peak | 1 | 0 | 0 | On Peak | 1 | 0 | 0 | On Peak
2020-08-04 | 19 | 8 | 1 | 0 | 0 | 0 | 1.8747 |  | 1 | 0 | 0 | On Peak | 0 | 1 | 0 | Semi Peak | 1 | 0 | On Peak | 0 | 1 | Off Peak | 0 | 1 | 0 | Off Peak | 1 | 0 | 0 | On Peak | 0 | 1 | 0 | Off Peak
2020-08-04 | 20 | 8 | 1 | 0 | 0 | 0 | 2.1139 |  | 1 | 0 | 0 | On Peak | 0 | 1 | 0 | Semi Peak | 1 | 0 | On Peak | 0 | 1 | Off Peak | 0 | 1 | 0 | Off Peak | 1 | 0 | 0 | On Peak | 0 | 1 | 0 | Off Peak
2020-08-04 | 21 | 8 | 1 | 0 | 0 | 0 | 2.1818 |  | 1 | 0 | 0 | On Peak | 0 | 1 | 0 | Semi Peak | 1 | 0 | On Peak | 0 | 1 | Off Peak | 0 | 1 | 0 | Off Peak | 0 | 1 | 0 | Off Peak | 0 | 1 | 0 | Off Peak
2020-08-04 | 22 | 8 | 1 | 0 | 0 | 0 | 2.2108 |  | 0 | 1 | 0 | Off Peak | 0 | 1 | 0 | Semi Peak | 0 | 1 | Off Peak | 0 | 1 | Off Peak | 0 | 1 | 0 | Off Peak | 0 | 1 | 0 | Off Peak | 0 | 1 | 0 | Off Peak
2020-08-04 | 23 | 8 | 1 | 0 | 0 | 0 | 1.6515 |  | 0 | 1 | 0 | Off Peak | 0 | 0 | 1 | Off Peak | 0 | 1 | Off Peak | 0 | 1 | Off Peak | 0 | 0 | 1 | Super Off Peak | 0 | 1 | 0 | Off Peak | 0 | 1 | 0 | Off Peak
2020-08-04 | 24 | 8 | 1 | 0 | 0 | 0 | 1.5023 |  | 0 | 1 | 0 | Off Peak | 0 | 0 | 1 | Off Peak | 0 | 1 | Off Peak | 0 | 1 | Off Peak | 0 | 0 | 1 | Super Off Peak | 0 | 1 | 0 | Off Peak | 0 | 1 | 0 | Off Peak
2020-08-05 | 1 | 8 | 1 | 0 | 0 | 0 | 1.3125 |  | 0 | 0 | 1 | Super Off Peak | 0 | 0 | 1 | Off Peak | 0 | 1 | Off Peak | 0 | 1 | Off Peak | 0 | 0 | 1 | Super Off Peak | 0 | 0 | 1 | Super Off Peak | 0 | 0 | 1 | Super Off Peak
2020-08-05 | 2 | 8 | 1 | 0 | 0 | 0 | 1.0914 |  | 0 | 0 | 1 | Super Off Peak | 0 | 0 | 1 | Off Peak | 0 | 1 | Off Peak | 0 | 1 | Off Peak | 0 | 0 | 1 | Super Off Peak | 0 | 0 | 1 | Super Off Peak | 0 | 0 | 1 | Super Off Peak
2020-08-05 | 3 | 8 | 1 | 0 | 0 | 0 | 1.0297 |  | 0 | 0 | 1 | Super Off Peak | 0 | 0 | 1 | Off Peak | 0 | 1 | Off Peak | 0 | 1 | Off Peak | 0 | 0 | 1 | Super Off Peak | 0 | 0 | 1 | Super Off Peak | 0 | 0 | 1 | Super Off Peak
2020-08-05 | 4 | 8 | 1 | 0 | 0 | 0 | 0.98683 |  | 0 | 0 | 1 | Super Off Peak | 0 | 0 | 1 | Off Peak | 0 | 1 | Off Peak | 0 | 1 | Off Peak | 0 | 0 | 1 | Super Off Peak | 0 | 0 | 1 | Super Off Peak | 0 | 0 | 1 | Super Off Peak
2020-08-05 | 5 | 8 | 1 | 0 | 0 | 0 | 0.96086 |  | 0 | 0 | 1 | Super Off Peak | 0 | 0 | 1 | Off Peak | 0 | 1 | Off Peak | 0 | 1 | Off Peak | 0 | 0 | 1 | Super Off Peak | 0 | 0 | 1 | Super Off Peak | 0 | 0 | 1 | Super Off Peak
2020-08-05 | 6 | 8 | 1 | 0 | 0 | 0 | 0.96602 |  | 0 | 0 | 1 | Super Off Peak | 0 | 0 | 1 | Off Peak | 0 | 1 | Off Peak | 0 | 1 | Off Peak | 0 | 0 | 1 | Super Off Peak | 0 | 1 | 0 | Off Peak | 0 | 1 | 0 | Off Peak
2020-08-05 | 7 | 8 | 1 | 0 | 0 | 0 | 1.2895 |  | 0 | 1 | 0 | Off Peak | 0 | 1 | 0 | Semi Peak | 0 | 1 | Off Peak | 0 | 1 | Off Peak | 0 | 1 | 0 | Off Peak | 0 | 1 | 0 | Off Peak | 0 | 1 | 0 | Off Peak
2020-08-05 | 8 | 8 | 1 | 0 | 0 | 0 | 1.0944 |  | 0 | 1 | 0 | Off Peak | 0 | 1 | 0 | Semi Peak | 0 | 1 | Off Peak | 0 | 1 | Off Peak | 0 | 1 | 0 | Off Peak | 0 | 1 | 0 | Off Peak | 0 | 1 | 0 | Off Peak
2020-08-05 | 9 | 8 | 1 | 0 | 0 | 0 | 0.79069 |  | 0 | 1 | 0 | Off Peak | 0 | 1 | 0 | Semi Peak | 0 | 1 | Off Peak | 0 | 1 | Off Peak | 0 | 1 | 0 | Off Peak | 0 | 1 | 0 | Off Peak | 0 | 1 | 0 | Off Peak
2020-08-05 | 10 | 8 | 1 | 0 | 0 | 0 | 0.59285 |  | 0 | 1 | 0 | Off Peak | 0 | 1 | 0 | Semi Peak | 0 | 1 | Off Peak | 0 | 1 | Off Peak | 0 | 1 | 0 | Off Peak | 0 | 1 | 0 | Off Peak | 0 | 1 | 0 | Off Peak
2020-08-05 | 11 | 8 | 1 | 0 | 0 | 0 | 0.44263 |  | 0 | 1 | 0 | Off Peak | 0 | 1 | 0 | Semi Peak | 0 | 1 | Off Peak | 0 | 1 | Off Peak | 0 | 1 | 0 | Off Peak | 0 | 1 | 0 | Off Peak | 0 | 1 | 0 | Off Peak
2020-08-05 | 12 | 8 | 1 | 0 | 0 | 0 | 0.35457 |  | 0 | 1 | 0 | Off Peak | 1 | 0 | 0 | On Peak | 0 | 1 | Off Peak | 0 | 1 | Off Peak | 1 | 0 | 0 | On Peak | 0 | 1 | 0 | Off Peak | 0 | 1 | 0 | Off Peak
2020-08-05 | 13 | 8 | 1 | 0 | 0 | 0 | 0.31088 |  | 0 | 1 | 0 | Off Peak | 1 | 0 | 0 | On Peak | 0 | 1 | Off Peak | 1 | 0 | On Peak | 1 | 0 | 0 | On Peak | 1 | 0 | 0 | On Peak | 1 | 0 | 0 | On Peak
2020-08-05 | 14 | 8 | 1 | 0 | 0 | 0 | 0.33768 |  | 0 | 1 | 0 | Off Peak | 1 | 0 | 0 | On Peak | 0 | 1 | Off Peak | 1 | 0 | On Peak | 1 | 0 | 0 | On Peak | 1 | 0 | 0 | On Peak | 1 | 0 | 0 | On Peak
2020-08-05 | 15 | 8 | 1 | 0 | 0 | 0 | 0.42862 |  | 0 | 1 | 0 | Off Peak | 1 | 0 | 0 | On Peak | 0 | 1 | Off Peak | 1 | 0 | On Peak | 1 | 0 | 0 | On Peak | 1 | 0 | 0 | On Peak | 1 | 0 | 0 | On Peak
2020-08-05 | 16 | 8 | 1 | 0 | 0 | 0 | 0.56634 |  | 0 | 1 | 0 | Off Peak | 1 | 0 | 0 | On Peak | 0 | 1 | Off Peak | 1 | 0 | On Peak | 1 | 0 | 0 | On Peak | 1 | 0 | 0 | On Peak | 1 | 0 | 0 | On Peak
2020-08-05 | 17 | 8 | 1 | 0 | 0 | 0 | 0.82267 |  | 1 | 0 | 0 | On Peak | 1 | 0 | 0 | On Peak | 1 | 0 | On Peak | 1 | 0 | On Peak | 1 | 0 | 0 | On Peak | 1 | 0 | 0 | On Peak | 1 | 0 | 0 | On Peak
2020-08-05 | 18 | 8 | 1 | 0 | 0 | 0 | 1.215 |  | 1 | 0 | 0 | On Peak | 1 | 0 | 0 | On Peak | 1 | 0 | On Peak | 1 | 0 | On Peak | 1 | 0 | 0 | On Peak | 1 | 0 | 0 | On Peak | 1 | 0 | 0 | On Peak
2020-08-05 | 19 | 8 | 1 | 0 | 0 | 0 | 1.718 |  | 1 | 0 | 0 | On Peak | 0 | 1 | 0 | Semi Peak | 1 | 0 | On Peak | 0 | 1 | Off Peak | 0 | 1 | 0 | Off Peak | 1 | 0 | 0 | On Peak | 0 | 1 | 0 | Off Peak
2020-08-05 | 20 | 8 | 1 | 0 | 0 | 0 | 1.9993 |  | 1 | 0 | 0 | On Peak | 0 | 1 | 0 | Semi Peak | 1 | 0 | On Peak | 0 | 1 | Off Peak | 0 | 1 | 0 | Off Peak | 1 | 0 | 0 | On Peak | 0 | 1 | 0 | Off Peak
2020-08-05 | 21 | 8 | 1 | 0 | 0 | 0 | 2.027 |  | 1 | 0 | 0 | On Peak | 0 | 1 | 0 | Semi Peak | 1 | 0 | On Peak | 0 | 1 | Off Peak | 0 | 1 | 0 | Off Peak | 0 | 1 | 0 | Off Peak | 0 | 1 | 0 | Off Peak
2020-08-05 | 22 | 8 | 1 | 0 | 0 | 0 | 2.095 |  | 0 | 1 | 0 | Off Peak | 0 | 1 | 0 | Semi Peak | 0 | 1 | Off Peak | 0 | 1 | Off Peak | 0 | 1 | 0 | Off Peak | 0 | 1 | 0 | Off Peak | 0 | 1 | 0 | Off Peak
2020-08-05 | 23 | 8 | 1 | 0 | 0 | 0 | 1.5813 |  | 0 | 1 | 0 | Off Peak | 0 | 0 | 1 | Off Peak | 0 | 1 | Off Peak | 0 | 1 | Off Peak | 0 | 0 | 1 | Super Off Peak | 0 | 1 | 0 | Off Peak | 0 | 1 | 0 | Off Peak
2020-08-05 | 24 | 8 | 1 | 0 | 0 | 0 | 1.4209 |  | 0 | 1 | 0 | Off Peak | 0 | 0 | 1 | Off Peak | 0 | 1 | Off Peak | 0 | 1 | Off Peak | 0 | 0 | 1 | Super Off Peak | 0 | 1 | 0 | Off Peak | 0 | 1 | 0 | Off Peak
2020-08-06 | 1 | 8 | 1 | 0 | 0 | 0 | 1.238 |  | 0 | 0 | 1 | Super Off Peak | 0 | 0 | 1 | Off Peak | 0 | 1 | Off Peak | 0 | 1 | Off Peak | 0 | 0 | 1 | Super Off Peak | 0 | 0 | 1 | Super Off Peak | 0 | 0 | 1 | Super Off Peak
2020-08-06 | 2 | 8 | 1 | 0 | 0 | 0 | 1.0531 |  | 0 | 0 | 1 | Super Off Peak | 0 | 0 | 1 | Off Peak | 0 | 1 | Off Peak | 0 | 1 | Off Peak | 0 | 0 | 1 | Super Off Peak | 0 | 0 | 1 | Super Off Peak | 0 | 0 | 1 | Super Off Peak
2020-08-06 | 3 | 8 | 1 | 0 | 0 | 0 | 0.95408 |  | 0 | 0 | 1 | Super Off Peak | 0 | 0 | 1 | Off Peak | 0 | 1 | Off Peak | 0 | 1 | Off Peak | 0 | 0 | 1 | Super Off Peak | 0 | 0 | 1 | Super Off Peak | 0 | 0 | 1 | Super Off Peak
2020-08-06 | 4 | 8 | 1 | 0 | 0 | 0 | 0.92366 |  | 0 | 0 | 1 | Super Off Peak | 0 | 0 | 1 | Off Peak | 0 | 1 | Off Peak | 0 | 1 | Off Peak | 0 | 0 | 1 | Super Off Peak | 0 | 0 | 1 | Super Off Peak | 0 | 0 | 1 | Super Off Peak
2020-08-06 | 5 | 8 | 1 | 0 | 0 | 0 | 0.90873 |  | 0 | 0 | 1 | Super Off Peak | 0 | 0 | 1 | Off Peak | 0 | 1 | Off Peak | 0 | 1 | Off Peak | 0 | 0 | 1 | Super Off Peak | 0 | 0 | 1 | Super Off Peak | 0 | 0 | 1 | Super Off Peak
2020-08-06 | 6 | 8 | 1 | 0 | 0 | 0 | 0.92246 |  | 0 | 0 | 1 | Super Off Peak | 0 | 0 | 1 | Off Peak | 0 | 1 | Off Peak | 0 | 1 | Off Peak | 0 | 0 | 1 | Super Off Peak | 0 | 1 | 0 | Off Peak | 0 | 1 | 0 | Off Peak
2020-08-06 | 7 | 8 | 1 | 0 | 0 | 0 | 1.2138 |  | 0 | 1 | 0 | Off Peak | 0 | 1 | 0 | Semi Peak | 0 | 1 | Off Peak | 0 | 1 | Off Peak | 0 | 1 | 0 | Off Peak | 0 | 1 | 0 | Off Peak | 0 | 1 | 0 | Off Peak
2020-08-06 | 8 | 8 | 1 | 0 | 0 | 0 | 1.0014 |  | 0 | 1 | 0 | Off Peak | 0 | 1 | 0 | Semi Peak | 0 | 1 | Off Peak | 0 | 1 | Off Peak | 0 | 1 | 0 | Off Peak | 0 | 1 | 0 | Off Peak | 0 | 1 | 0 | Off Peak
2020-08-06 | 9 | 8 | 1 | 0 | 0 | 0 | 0.68948 |  | 0 | 1 | 0 | Off Peak | 0 | 1 | 0 | Semi Peak | 0 | 1 | Off Peak | 0 | 1 | Off Peak | 0 | 1 | 0 | Off Peak | 0 | 1 | 0 | Off Peak | 0 | 1 | 0 | Off Peak
2020-08-06 | 10 | 8 | 1 | 0 | 0 | 0 | 0.47224 |  | 0 | 1 | 0 | Off Peak | 0 | 1 | 0 | Semi Peak | 0 | 1 | Off Peak | 0 | 1 | Off Peak | 0 | 1 | 0 | Off Peak | 0 | 1 | 0 | Off Peak | 0 | 1 | 0 | Off Peak
2020-08-06 | 11 | 8 | 1 | 0 | 0 | 0 | 0.28646 |  | 0 | 1 | 0 | Off Peak | 0 | 1 | 0 | Semi Peak | 0 | 1 | Off Peak | 0 | 1 | Off Peak | 0 | 1 | 0 | Off Peak | 0 | 1 | 0 | Off Peak | 0 | 1 | 0 | Off Peak
2020-08-06 | 12 | 8 | 1 | 0 | 0 | 0 | 0.18702 |  | 0 | 1 | 0 | Off Peak | 1 | 0 | 0 | On Peak | 0 | 1 | Off Peak | 0 | 1 | Off Peak | 1 | 0 | 0 | On Peak | 0 | 1 | 0 | Off Peak | 0 | 1 | 0 | Off Peak
2020-08-06 | 13 | 8 | 1 | 0 | 0 | 0 | 0.14458 |  | 0 | 1 | 0 | Off Peak | 1 | 0 | 0 | On Peak | 0 | 1 | Off Peak | 1 | 0 | On Peak | 1 | 0 | 0 | On Peak | 1 | 0 | 0 | On Peak | 1 | 0 | 0 | On Peak
2020-08-06 | 14 | 8 | 1 | 0 | 0 | 0 | 0.18211 |  | 0 | 1 | 0 | Off Peak | 1 | 0 | 0 | On Peak | 0 | 1 | Off Peak | 1 | 0 | On Peak | 1 | 0 | 0 | On Peak | 1 | 0 | 0 | On Peak | 1 | 0 | 0 | On Peak
2020-08-06 | 15 | 8 | 1 | 0 | 0 | 0 | 0.26053 |  | 0 | 1 | 0 | Off Peak | 1 | 0 | 0 | On Peak | 0 | 1 | Off Peak | 1 | 0 | On Peak | 1 | 0 | 0 | On Peak | 1 | 0 | 0 | On Peak | 1 | 0 | 0 | On Peak
2020-08-06 | 16 | 8 | 1 | 0 | 0 | 0 | 0.41044 |  | 0 | 1 | 0 | Off Peak | 1 | 0 | 0 | On Peak | 0 | 1 | Off Peak | 1 | 0 | On Peak | 1 | 0 | 0 | On Peak | 1 | 0 | 0 | On Peak | 1 | 0 | 0 | On Peak
2020-08-06 | 17 | 8 | 1 | 0 | 0 | 0 | 0.66186 |  | 1 | 0 | 0 | On Peak | 1 | 0 | 0 | On Peak | 1 | 0 | On Peak | 1 | 0 | On Peak | 1 | 0 | 0 | On Peak | 1 | 0 | 0 | On Peak | 1 | 0 | 0 | On Peak
2020-08-06 | 18 | 8 | 1 | 0 | 0 | 0 | 1.0607 |  | 1 | 0 | 0 | On Peak | 1 | 0 | 0 | On Peak | 1 | 0 | On Peak | 1 | 0 | On Peak | 1 | 0 | 0 | On Peak | 1 | 0 | 0 | On Peak | 1 | 0 | 0 | On Peak
2020-08-06 | 19 | 8 | 1 | 0 | 0 | 0 | 1.5885 |  | 1 | 0 | 0 | On Peak | 0 | 1 | 0 | Semi Peak | 1 | 0 | On Peak | 0 | 1 | Off Peak | 0 | 1 | 0 | Off Peak | 1 | 0 | 0 | On Peak | 0 | 1 | 0 | Off Peak
2020-08-06 | 20 | 8 | 1 | 0 | 0 | 0 | 1.8866 |  | 1 | 0 | 0 | On Peak | 0 | 1 | 0 | Semi Peak | 1 | 0 | On Peak | 0 | 1 | Off Peak | 0 | 1 | 0 | Off Peak | 1 | 0 | 0 | On Peak | 0 | 1 | 0 | Off Peak
2020-08-06 | 21 | 8 | 1 | 0 | 0 | 0 | 1.9461 |  | 1 | 0 | 0 | On Peak | 0 | 1 | 0 | Semi Peak | 1 | 0 | On Peak | 0 | 1 | Off Peak | 0 | 1 | 0 | Off Peak | 0 | 1 | 0 | Off Peak | 0 | 1 | 0 | Off Peak
2020-08-06 | 22 | 8 | 1 | 0 | 0 | 0 | 2.0135 |  | 0 | 1 | 0 | Off Peak | 0 | 1 | 0 | Semi Peak | 0 | 1 | Off Peak | 0 | 1 | Off Peak | 0 | 1 | 0 | Off Peak | 0 | 1 | 0 | Off Peak | 0 | 1 | 0 | Off Peak
2020-08-06 | 23 | 8 | 1 | 0 | 0 | 0 | 1.5056 |  | 0 | 1 | 0 | Off Peak | 0 | 0 | 1 | Off Peak | 0 | 1 | Off Peak | 0 | 1 | Off Peak | 0 | 0 | 1 | Super Off Peak | 0 | 1 | 0 | Off Peak | 0 | 1 | 0 | Off Peak
2020-08-06 | 24 | 8 | 1 | 0 | 0 | 0 | 1.3618 |  | 0 | 1 | 0 | Off Peak | 0 | 0 | 1 | Off Peak | 0 | 1 | Off Peak | 0 | 1 | Off Peak | 0 | 0 | 1 | Super Off Peak | 0 | 1 | 0 | Off Peak | 0 | 1 | 0 | Off Peak
2020-08-07 | 1 | 8 | 1 | 0 | 0 | 0 | 1.1959 |  | 0 | 0 | 1 | Super Off Peak | 0 | 0 | 1 | Off Peak | 0 | 1 | Off Peak | 0 | 1 | Off Peak | 0 | 0 | 1 | Super Off Peak | 0 | 0 | 1 | Super Off Peak | 0 | 0 | 1 | Super Off Peak
2020-08-07 | 2 | 8 | 1 | 0 | 0 | 0 | 1.0041 |  | 0 | 0 | 1 | Super Off Peak | 0 | 0 | 1 | Off Peak | 0 | 1 | Off Peak | 0 | 1 | Off Peak | 0 | 0 | 1 | Super Off Peak | 0 | 0 | 1 | Super Off Peak | 0 | 0 | 1 | Super Off Peak
2020-08-07 | 3 | 8 | 1 | 0 | 0 | 0 | 0.96683 |  | 0 | 0 | 1 | Super Off Peak | 0 | 0 | 1 | Off Peak | 0 | 1 | Off Peak | 0 | 1 | Off Peak | 0 | 0 | 1 | Super Off Peak | 0 | 0 | 1 | Super Off Peak | 0 | 0 | 1 | Super Off Peak
2020-08-07 | 4 | 8 | 1 | 0 | 0 | 0 | 0.93314 |  | 0 | 0 | 1 | Super Off Peak | 0 | 0 | 1 | Off Peak | 0 | 1 | Off Peak | 0 | 1 | Off Peak | 0 | 0 | 1 | Super Off Peak | 0 | 0 | 1 | Super Off Peak | 0 | 0 | 1 | Super Off Peak
2020-08-07 | 5 | 8 | 1 | 0 | 0 | 0 | 0.9208 |  | 0 | 0 | 1 | Super Off Peak | 0 | 0 | 1 | Off Peak | 0 | 1 | Off Peak | 0 | 1 | Off Peak | 0 | 0 | 1 | Super Off Peak | 0 | 0 | 1 | Super Off Peak | 0 | 0 | 1 | Super Off Peak
2020-08-07 | 6 | 8 | 1 | 0 | 0 | 0 | 0.93235 |  | 0 | 0 | 1 | Super Off Peak | 0 | 0 | 1 | Off Peak | 0 | 1 | Off Peak | 0 | 1 | Off Peak | 0 | 0 | 1 | Super Off Peak | 0 | 1 | 0 | Off Peak | 0 | 1 | 0 | Off Peak
2020-08-07 | 7 | 8 | 1 | 0 | 0 | 0 | 1.2467 |  | 0 | 1 | 0 | Off Peak | 0 | 1 | 0 | Semi Peak | 0 | 1 | Off Peak | 0 | 1 | Off Peak | 0 | 1 | 0 | Off Peak | 0 | 1 | 0 | Off Peak | 0 | 1 | 0 | Off Peak
2020-08-07 | 8 | 8 | 1 | 0 | 0 | 0 | 1.0674 |  | 0 | 1 | 0 | Off Peak | 0 | 1 | 0 | Semi Peak | 0 | 1 | Off Peak | 0 | 1 | Off Peak | 0 | 1 | 0 | Off Peak | 0 | 1 | 0 | Off Peak | 0 | 1 | 0 | Off Peak
2020-08-07 | 9 | 8 | 1 | 0 | 0 | 0 | 0.73142 |  | 0 | 1 | 0 | Off Peak | 0 | 1 | 0 | Semi Peak | 0 | 1 | Off Peak | 0 | 1 | Off Peak | 0 | 1 | 0 | Off Peak | 0 | 1 | 0 | Off Peak | 0 | 1 | 0 | Off Peak
2020-08-07 | 10 | 8 | 1 | 0 | 0 | 0 | 0.50225 |  | 0 | 1 | 0 | Off Peak | 0 | 1 | 0 | Semi Peak | 0 | 1 | Off Peak | 0 | 1 | Off Peak | 0 | 1 | 0 | Off Peak | 0 | 1 | 0 | Off Peak | 0 | 1 | 0 | Off Peak
2020-08-07 | 11 | 8 | 1 | 0 | 0 | 0 | 0.33296 |  | 0 | 1 | 0 | Off Peak | 0 | 1 | 0 | Semi Peak | 0 | 1 | Off Peak | 0 | 1 | Off Peak | 0 | 1 | 0 | Off Peak | 0 | 1 | 0 | Off Peak | 0 | 1 | 0 | Off Peak
2020-08-07 | 12 | 8 | 1 | 0 | 0 | 0 | 0.18463 |  | 0 | 1 | 0 | Off Peak | 1 | 0 | 0 | On Peak | 0 | 1 | Off Peak | 0 | 1 | Off Peak | 1 | 0 | 0 | On Peak | 0 | 1 | 0 | Off Peak | 0 | 1 | 0 | Off Peak
2020-08-07 | 13 | 8 | 1 | 0 | 0 | 0 | 0.1172 |  | 0 | 1 | 0 | Off Peak | 1 | 0 | 0 | On Peak | 0 | 1 | Off Peak | 1 | 0 | On Peak | 1 | 0 | 0 | On Peak | 1 | 0 | 0 | On Peak | 1 | 0 | 0 | On Peak
2020-08-07 | 14 | 8 | 1 | 0 | 0 | 0 | 0.12325 |  | 0 | 1 | 0 | Off Peak | 1 | 0 | 0 | On Peak | 0 | 1 | Off Peak | 1 | 0 | On Peak | 1 | 0 | 0 | On Peak | 1 | 0 | 0 | On Peak | 1 | 0 | 0 | On Peak
2020-08-07 | 15 | 8 | 1 | 0 | 0 | 0 | 0.17639 |  | 0 | 1 | 0 | Off Peak | 1 | 0 | 0 | On Peak | 0 | 1 | Off Peak | 1 | 0 | On Peak | 1 | 0 | 0 | On Peak | 1 | 0 | 0 | On Peak | 1 | 0 | 0 | On Peak
2020-08-07 | 16 | 8 | 1 | 0 | 0 | 0 | 0.30732 |  | 0 | 1 | 0 | Off Peak | 1 | 0 | 0 | On Peak | 0 | 1 | Off Peak | 1 | 0 | On Peak | 1 | 0 | 0 | On Peak | 1 | 0 | 0 | On Peak | 1 | 0 | 0 | On Peak
2020-08-07 | 17 | 8 | 1 | 0 | 0 | 0 | 0.54765 |  | 1 | 0 | 0 | On Peak | 1 | 0 | 0 | On Peak | 1 | 0 | On Peak | 1 | 0 | On Peak | 1 | 0 | 0 | On Peak | 1 | 0 | 0 | On Peak | 1 | 0 | 0 | On Peak
2020-08-07 | 18 | 8 | 1 | 0 | 0 | 0 | 0.92144 |  | 1 | 0 | 0 | On Peak | 1 | 0 | 0 | On Peak | 1 | 0 | On Peak | 1 | 0 | On Peak | 1 | 0 | 0 | On Peak | 1 | 0 | 0 | On Peak | 1 | 0 | 0 | On Peak
2020-08-07 | 19 | 8 | 1 | 0 | 0 | 0 | 1.4337 |  | 1 | 0 | 0 | On Peak | 0 | 1 | 0 | Semi Peak | 1 | 0 | On Peak | 0 | 1 | Off Peak | 0 | 1 | 0 | Off Peak | 1 | 0 | 0 | On Peak | 0 | 1 | 0 | Off Peak
2020-08-07 | 20 | 8 | 1 | 0 | 0 | 0 | 1.7314 |  | 1 | 0 | 0 | On Peak | 0 | 1 | 0 | Semi Peak | 1 | 0 | On Peak | 0 | 1 | Off Peak | 0 | 1 | 0 | Off Peak | 1 | 0 | 0 | On Peak | 0 | 1 | 0 | Off Peak
2020-08-07 | 21 | 8 | 1 | 0 | 0 | 0 | 1.8512 |  | 1 | 0 | 0 | On Peak | 0 | 1 | 0 | Semi Peak | 1 | 0 | On Peak | 0 | 1 | Off Peak | 0 | 1 | 0 | Off Peak | 0 | 1 | 0 | Off Peak | 0 | 1 | 0 | Off Peak
2020-08-07 | 22 | 8 | 1 | 0 | 0 | 0 | 1.9346 |  | 0 | 1 | 0 | Off Peak | 0 | 1 | 0 | Semi Peak | 0 | 1 | Off Peak | 0 | 1 | Off Peak | 0 | 1 | 0 | Off Peak | 0 | 1 | 0 | Off Peak | 0 | 1 | 0 | Off Peak
2020-08-07 | 23 | 8 | 1 | 0 | 0 | 0 | 1.4381 |  | 0 | 1 | 0 | Off Peak | 0 | 0 | 1 | Off Peak | 0 | 1 | Off Peak | 0 | 1 | Off Peak | 0 | 0 | 1 | Super Off Peak | 0 | 1 | 0 | Off Peak | 0 | 1 | 0 | Off Peak
2020-08-07 | 24 | 8 | 1 | 0 | 0 | 0 | 1.2929 |  | 0 | 1 | 0 | Off Peak | 0 | 0 | 1 | Off Peak | 0 | 1 | Off Peak | 0 | 1 | Off Peak | 0 | 0 | 1 | Super Off Peak | 0 | 1 | 0 | Off Peak | 0 | 1 | 0 | Off Peak
2020-08-08 | 1 | 8 | 1 | 1 | 0 | 0 | 1.1243 |  | 0 | 0 | 1 | Super Off Peak | 0 | 0 | 1 | Off Peak | 0 | 1 | Off Peak | 0 | 1 | Off Peak | 0 | 0 | 1 | Super Off Peak | 0 | 0 | 1 | Super Off Peak | 0 | 0 | 1 | Super Off Peak
2020-08-08 | 2 | 8 | 1 | 1 | 0 | 0 | 0.9751 |  | 0 | 0 | 1 | Super Off Peak | 0 | 0 | 1 | Off Peak | 0 | 1 | Off Peak | 0 | 1 | Off Peak | 0 | 0 | 1 | Super Off Peak | 0 | 0 | 1 | Super Off Peak | 0 | 0 | 1 | Super Off Peak
2020-08-08 | 3 | 8 | 1 | 1 | 0 | 0 | 0.91344 |  | 0 | 0 | 1 | Super Off Peak | 0 | 0 | 1 | Off Peak | 0 | 1 | Off Peak | 0 | 1 | Off Peak | 0 | 0 | 1 | Super Off Peak | 0 | 0 | 1 | Super Off Peak | 0 | 0 | 1 | Super Off Peak
2020-08-08 | 4 | 8 | 1 | 1 | 0 | 0 | 0.88694 |  | 0 | 0 | 1 | Super Off Peak | 0 | 0 | 1 | Off Peak | 0 | 1 | Off Peak | 0 | 1 | Off Peak | 0 | 0 | 1 | Super Off Peak | 0 | 0 | 1 | Super Off Peak | 0 | 0 | 1 | Super Off Peak
2020-08-08 | 5 | 8 | 1 | 1 | 0 | 0 | 0.86781 |  | 0 | 0 | 1 | Super Off Peak | 0 | 0 | 1 | Off Peak | 0 | 1 | Off Peak | 0 | 1 | Off Peak | 0 | 0 | 1 | Super Off Peak | 0 | 0 | 1 | Super Off Peak | 0 | 0 | 1 | Super Off Peak
2020-08-08 | 6 | 8 | 1 | 1 | 0 | 0 | 0.87323 |  | 0 | 0 | 1 | Super Off Peak | 0 | 0 | 1 | Off Peak | 0 | 1 | Off Peak | 0 | 1 | Off Peak | 0 | 0 | 1 | Super Off Peak | 0 | 1 | 0 | Off Peak | 0 | 1 | 0 | Off Peak
2020-08-08 | 7 | 8 | 1 | 1 | 0 | 0 | 1.1278 |  | 0 | 0 | 1 | Super Off Peak | 0 | 0 | 1 | Off Peak | 0 | 1 | Off Peak | 0 | 1 | Off Peak | 0 | 0 | 1 | Super Off Peak | 0 | 1 | 0 | Off Peak | 0 | 1 | 0 | Off Peak
2020-08-08 | 8 | 8 | 1 | 1 | 0 | 0 | 0.86365 |  | 0 | 0 | 1 | Super Off Peak | 0 | 0 | 1 | Off Peak | 0 | 1 | Off Peak | 0 | 1 | Off Peak | 0 | 0 | 1 | Super Off Peak | 0 | 1 | 0 | Off Peak | 0 | 1 | 0 | Off Peak
2020-08-08 | 9 | 8 | 1 | 1 | 0 | 0 | 0.50449 |  | 0 | 0 | 1 | Super Off Peak | 0 | 0 | 1 | Off Peak | 0 | 1 | Off Peak | 0 | 1 | Off Peak | 0 | 0 | 1 | Super Off Peak | 0 | 1 | 0 | Off Peak | 0 | 1 | 0 | Off Peak
2020-08-08 | 10 | 8 | 1 | 1 | 0 | 0 | 0.29079 |  | 0 | 0 | 1 | Super Off Peak | 0 | 0 | 1 | Off Peak | 0 | 1 | Off Peak | 0 | 1 | Off Peak | 0 | 0 | 1 | Super Off Peak | 0 | 1 | 0 | Off Peak | 0 | 1 | 0 | Off Peak
2020-08-08 | 11 | 8 | 1 | 1 | 0 | 0 | 0.11955 |  | 0 | 0 | 1 | Super Off Peak | 0 | 0 | 1 | Off Peak | 0 | 1 | Off Peak | 0 | 1 | Off Peak | 0 | 0 | 1 | Super Off Peak | 0 | 1 | 0 | Off Peak | 0 | 1 | 0 | Off Peak
2020-08-08 | 12 | 8 | 1 | 1 | 0 | 0 | 0.012785 |  | 0 | 0 | 1 | Super Off Peak | 0 | 0 | 1 | Off Peak | 0 | 1 | Off Peak | 0 | 1 | Off Peak | 0 | 0 | 1 | Super Off Peak | 0 | 1 | 0 | Off Peak | 0 | 1 | 0 | Off Peak
2020-08-08 | 13 | 8 | 1 | 1 | 0 | 0 | -0.058655 |  | 0 | 0 | 1 | Super Off Peak | 0 | 0 | 1 | Off Peak | 0 | 1 | Off Peak | 0 | 1 | Off Peak | 0 | 0 | 1 | Super Off Peak | 1 | 0 | 0 | On Peak | 1 | 0 | 0 | On Peak
2020-08-08 | 14 | 8 | 1 | 1 | 0 | 0 | -0.058732 |  | 0 | 0 | 1 | Super Off Peak | 0 | 0 | 1 | Off Peak | 0 | 1 | Off Peak | 0 | 1 | Off Peak | 0 | 0 | 1 | Super Off Peak | 1 | 0 | 0 | On Peak | 1 | 0 | 0 | On Peak
2020-08-08 | 15 | 8 | 1 | 1 | 0 | 0 | -0.010468 |  | 0 | 1 | 0 | Off Peak | 0 | 0 | 1 | Off Peak | 0 | 1 | Off Peak | 0 | 1 | Off Peak | 0 | 0 | 1 | Super Off Peak | 1 | 0 | 0 | On Peak | 1 | 0 | 0 | On Peak
2020-08-08 | 16 | 8 | 1 | 1 | 0 | 0 | 0.13374 |  | 0 | 1 | 0 | Off Peak | 0 | 0 | 1 | Off Peak | 0 | 1 | Off Peak | 0 | 1 | Off Peak | 0 | 0 | 1 | Super Off Peak | 1 | 0 | 0 | On Peak | 1 | 0 | 0 | On Peak
2020-08-08 | 17 | 8 | 1 | 1 | 0 | 0 | 0.38238 |  | 1 | 0 | 0 | On Peak | 0 | 0 | 1 | Off Peak | 0 | 1 | Off Peak | 0 | 1 | Off Peak | 0 | 0 | 1 | Super Off Peak | 1 | 0 | 0 | On Peak | 1 | 0 | 0 | On Peak
2020-08-08 | 18 | 8 | 1 | 1 | 0 | 0 | 0.79563 |  | 1 | 0 | 0 | On Peak | 0 | 0 | 1 | Off Peak | 0 | 1 | Off Peak | 0 | 1 | Off Peak | 0 | 0 | 1 | Super Off Peak | 1 | 0 | 0 | On Peak | 1 | 0 | 0 | On Peak
2020-08-08 | 19 | 8 | 1 | 1 | 0 | 0 | 1.3418 |  | 1 | 0 | 0 | On Peak | 0 | 0 | 1 | Off Peak | 0 | 1 | Off Peak | 0 | 1 | Off Peak | 0 | 0 | 1 | Super Off Peak | 1 | 0 | 0 | On Peak | 0 | 1 | 0 | Off Peak
2020-08-08 | 20 | 8 | 1 | 1 | 0 | 0 | 1.6565 |  | 1 | 0 | 0 | On Peak | 0 | 0 | 1 | Off Peak | 0 | 1 | Off Peak | 0 | 1 | Off Peak | 0 | 0 | 1 | Super Off Peak | 1 | 0 | 0 | On Peak | 0 | 1 | 0 | Off Peak
2020-08-08 | 21 | 8 | 1 | 1 | 0 | 0 | 1.764 |  | 1 | 0 | 0 | On Peak | 0 | 0 | 1 | Off Peak | 0 | 1 | Off Peak | 0 | 1 | Off Peak | 0 | 0 | 1 | Super Off Peak | 0 | 1 | 0 | Off Peak | 0 | 1 | 0 | Off Peak
2020-08-08 | 22 | 8 | 1 | 1 | 0 | 0 | 1.8871 |  | 0 | 1 | 0 | Off Peak | 0 | 0 | 1 | Off Peak | 0 | 1 | Off Peak | 0 | 1 | Off Peak | 0 | 0 | 1 | Super Off Peak | 0 | 1 | 0 | Off Peak | 0 | 1 | 0 | Off Peak
2020-08-08 | 23 | 8 | 1 | 1 | 0 | 0 | 1.3925 |  | 0 | 1 | 0 | Off Peak | 0 | 0 | 1 | Off Peak | 0 | 1 | Off Peak | 0 | 1 | Off Peak | 0 | 0 | 1 | Super Off Peak | 0 | 1 | 0 | Off Peak | 0 | 1 | 0 | Off Peak
2020-08-08 | 24 | 8 | 1 | 1 | 0 | 0 | 1.2592 |  | 0 | 1 | 0 | Off Peak | 0 | 0 | 1 | Off Peak | 0 | 1 | Off Peak | 0 | 1 | Off Peak | 0 | 0 | 1 | Super Off Peak | 0 | 1 | 0 | Off Peak | 0 | 1 | 0 | Off Peak
2020-08-09 | 1 | 8 | 1 | 1 | 1 | 0 | 1.0973 |  | 0 | 0 | 1 | Super Off Peak | 0 | 0 | 1 | Off Peak | 0 | 1 | Off Peak | 0 | 1 | Off Peak | 0 | 0 | 1 | Super Off Peak | 0 | 0 | 1 | Super Off Peak | 0 | 0 | 1 | Super Off Peak
2020-08-09 | 2 | 8 | 1 | 1 | 1 | 0 | 0.99482 |  | 0 | 0 | 1 | Super Off Peak | 0 | 0 | 1 | Off Peak | 0 | 1 | Off Peak | 0 | 1 | Off Peak | 0 | 0 | 1 | Super Off Peak | 0 | 0 | 1 | Super Off Peak | 0 | 0 | 1 | Super Off Peak
2020-08-09 | 3 | 8 | 1 | 1 | 1 | 0 | 0.94103 |  | 0 | 0 | 1 | Super Off Peak | 0 | 0 | 1 | Off Peak | 0 | 1 | Off Peak | 0 | 1 | Off Peak | 0 | 0 | 1 | Super Off Peak | 0 | 0 | 1 | Super Off Peak | 0 | 0 | 1 | Super Off Peak
2020-08-09 | 4 | 8 | 1 | 1 | 1 | 0 | 0.90566 |  | 0 | 0 | 1 | Super Off Peak | 0 | 0 | 1 | Off Peak | 0 | 1 | Off Peak | 0 | 1 | Off Peak | 0 | 0 | 1 | Super Off Peak | 0 | 0 | 1 | Super Off Peak | 0 | 0 | 1 | Super Off Peak
2020-08-09 | 5 | 8 | 1 | 1 | 1 | 0 | 0.88929 |  | 0 | 0 | 1 | Super Off Peak | 0 | 0 | 1 | Off Peak | 0 | 1 | Off Peak | 0 | 1 | Off Peak | 0 | 0 | 1 | Super Off Peak | 0 | 0 | 1 | Super Off Peak | 0 | 0 | 1 | Super Off Peak
2020-08-09 | 6 | 8 | 1 | 1 | 1 | 0 | 0.90059 |  | 0 | 0 | 1 | Super Off Peak | 0 | 0 | 1 | Off Peak | 0 | 1 | Off Peak | 0 | 1 | Off Peak | 0 | 0 | 1 | Super Off Peak | 0 | 1 | 0 | Off Peak | 0 | 1 | 0 | Off Peak
2020-08-09 | 7 | 8 | 1 | 1 | 1 | 0 | 0.90493 |  | 0 | 0 | 1 | Super Off Peak | 0 | 0 | 1 | Off Peak | 0 | 1 | Off Peak | 0 | 1 | Off Peak | 0 | 0 | 1 | Super Off Peak | 0 | 1 | 0 | Off Peak | 0 | 1 | 0 | Off Peak
2020-08-09 | 8 | 8 | 1 | 1 | 1 | 0 | 0.69892 |  | 0 | 0 | 1 | Super Off Peak | 0 | 0 | 1 | Off Peak | 0 | 1 | Off Peak | 0 | 1 | Off Peak | 0 | 0 | 1 | Super Off Peak | 0 | 1 | 0 | Off Peak | 0 | 1 | 0 | Off Peak
2020-08-09 | 9 | 8 | 1 | 1 | 1 | 0 | 0.40617 |  | 0 | 0 | 1 | Super Off Peak | 0 | 0 | 1 | Off Peak | 0 | 1 | Off Peak | 0 | 1 | Off Peak | 0 | 0 | 1 | Super Off Peak | 0 | 1 | 0 | Off Peak | 0 | 1 | 0 | Off Peak
2020-08-09 | 10 | 8 | 1 | 1 | 1 | 0 | 0.23425 |  | 0 | 0 | 1 | Super Off Peak | 0 | 0 | 1 | Off Peak | 0 | 1 | Off Peak | 0 | 1 | Off Peak | 0 | 0 | 1 | Super Off Peak | 0 | 1 | 0 | Off Peak | 0 | 1 | 0 | Off Peak
2020-08-09 | 11 | 8 | 1 | 1 | 1 | 0 | 0.10098 |  | 0 | 0 | 1 | Super Off Peak | 0 | 0 | 1 | Off Peak | 0 | 1 | Off Peak | 0 | 1 | Off Peak | 0 | 0 | 1 | Super Off Peak | 0 | 1 | 0 | Off Peak | 0 | 1 | 0 | Off Peak
2020-08-09 | 12 | 8 | 1 | 1 | 1 | 0 | 0.019403 |  | 0 | 0 | 1 | Super Off Peak | 0 | 0 | 1 | Off Peak | 0 | 1 | Off Peak | 0 | 1 | Off Peak | 0 | 0 | 1 | Super Off Peak | 0 | 1 | 0 | Off Peak | 0 | 1 | 0 | Off Peak
2020-08-09 | 13 | 8 | 1 | 1 | 1 | 0 | -0.020934 |  | 0 | 0 | 1 | Super Off Peak | 0 | 0 | 1 | Off Peak | 0 | 1 | Off Peak | 0 | 1 | Off Peak | 0 | 0 | 1 | Super Off Peak | 1 | 0 | 0 | On Peak | 1 | 0 | 0 | On Peak
2020-08-09 | 14 | 8 | 1 | 1 | 1 | 0 | -0.016295 |  | 0 | 0 | 1 | Super Off Peak | 0 | 0 | 1 | Off Peak | 0 | 1 | Off Peak | 0 | 1 | Off Peak | 0 | 0 | 1 | Super Off Peak | 1 | 0 | 0 | On Peak | 1 | 0 | 0 | On Peak
2020-08-09 | 15 | 8 | 1 | 1 | 1 | 0 | 0.038131 |  | 0 | 1 | 0 | Off Peak | 0 | 0 | 1 | Off Peak | 0 | 1 | Off Peak | 0 | 1 | Off Peak | 0 | 0 | 1 | Super Off Peak | 1 | 0 | 0 | On Peak | 1 | 0 | 0 | On Peak
2020-08-09 | 16 | 8 | 1 | 1 | 1 | 0 | 0.15468 |  | 0 | 1 | 0 | Off Peak | 0 | 0 | 1 | Off Peak | 0 | 1 | Off Peak | 0 | 1 | Off Peak | 0 | 0 | 1 | Super Off Peak | 1 | 0 | 0 | On Peak | 1 | 0 | 0 | On Peak
2020-08-09 | 17 | 8 | 1 | 1 | 1 | 0 | 0.34557 |  | 1 | 0 | 0 | On Peak | 0 | 0 | 1 | Off Peak | 0 | 1 | Off Peak | 0 | 1 | Off Peak | 0 | 0 | 1 | Super Off Peak | 1 | 0 | 0 | On Peak | 1 | 0 | 0 | On Peak
2020-08-09 | 18 | 8 | 1 | 1 | 1 | 0 | 0.66106 |  | 1 | 0 | 0 | On Peak | 0 | 0 | 1 | Off Peak | 0 | 1 | Off Peak | 0 | 1 | Off Peak | 0 | 0 | 1 | Super Off Peak | 1 | 0 | 0 | On Peak | 1 | 0 | 0 | On Peak
2020-08-09 | 19 | 8 | 1 | 1 | 1 | 0 | 1.0759 |  | 1 | 0 | 0 | On Peak | 0 | 0 | 1 | Off Peak | 0 | 1 | Off Peak | 0 | 1 | Off Peak | 0 | 0 | 1 | Super Off Peak | 1 | 0 | 0 | On Peak | 0 | 1 | 0 | Off Peak
2020-08-09 | 20 | 8 | 1 | 1 | 1 | 0 | 1.3255 |  | 1 | 0 | 0 | On Peak | 0 | 0 | 1 | Off Peak | 0 | 1 | Off Peak | 0 | 1 | Off Peak | 0 | 0 | 1 | Super Off Peak | 1 | 0 | 0 | On Peak | 0 | 1 | 0 | Off Peak
2020-08-09 | 21 | 8 | 1 | 1 | 1 | 0 | 1.3962 |  | 1 | 0 | 0 | On Peak | 0 | 0 | 1 | Off Peak | 0 | 1 | Off Peak | 0 | 1 | Off Peak | 0 | 0 | 1 | Super Off Peak | 0 | 1 | 0 | Off Peak | 0 | 1 | 0 | Off Peak
2020-08-09 | 22 | 8 | 1 | 1 | 1 | 0 | 1.49 |  | 0 | 1 | 0 | Off Peak | 0 | 0 | 1 | Off Peak | 0 | 1 | Off Peak | 0 | 1 | Off Peak | 0 | 0 | 1 | Super Off Peak | 0 | 1 | 0 | Off Peak | 0 | 1 | 0 | Off Peak
2020-08-09 | 23 | 8 | 1 | 1 | 1 | 0 | 1.4093 |  | 0 | 1 | 0 | Off Peak | 0 | 0 | 1 | Off Peak | 0 | 1 | Off Peak | 0 | 1 | Off Peak | 0 | 0 | 1 | Super Off Peak | 0 | 1 | 0 | Off Peak | 0 | 1 | 0 | Off Peak
2020-08-09 | 24 | 8 | 1 | 1 | 1 | 0 | 1.2758 |  | 0 | 1 | 0 | Off Peak | 0 | 0 | 1 | Off Peak | 0 | 1 | Off Peak | 0 | 1 | Off Peak | 0 | 0 | 1 | Super Off Peak | 0 | 1 | 0 | Off Peak | 0 | 1 | 0 | Off Peak
2020-08-10 | 1 | 8 | 1 | 0 | 0 | 0 | 1.1121 |  | 0 | 0 | 1 | Super Off Peak | 0 | 0 | 1 | Off Peak | 0 | 1 | Off Peak | 0 | 1 | Off Peak | 0 | 0 | 1 | Super Off Peak | 0 | 0 | 1 | Super Off Peak | 0 | 0 | 1 | Super Off Peak
2020-08-10 | 2 | 8 | 1 | 0 | 0 | 0 | 1.0295 |  | 0 | 0 | 1 | Super Off Peak | 0 | 0 | 1 | Off Peak | 0 | 1 | Off Peak | 0 | 1 | Off Peak | 0 | 0 | 1 | Super Off Peak | 0 | 0 | 1 | Super Off Peak | 0 | 0 | 1 | Super Off Peak
2020-08-10 | 3 | 8 | 1 | 0 | 0 | 0 | 0.97085 |  | 0 | 0 | 1 | Super Off Peak | 0 | 0 | 1 | Off Peak | 0 | 1 | Off Peak | 0 | 1 | Off Peak | 0 | 0 | 1 | Super Off Peak | 0 | 0 | 1 | Super Off Peak | 0 | 0 | 1 | Super Off Peak
2020-08-10 | 4 | 8 | 1 | 0 | 0 | 0 | 0.93595 |  | 0 | 0 | 1 | Super Off Peak | 0 | 0 | 1 | Off Peak | 0 | 1 | Off Peak | 0 | 1 | Off Peak | 0 | 0 | 1 | Super Off Peak | 0 | 0 | 1 | Super Off Peak | 0 | 0 | 1 | Super Off Peak
2020-08-10 | 5 | 8 | 1 | 0 | 0 | 0 | 0.92177 |  | 0 | 0 | 1 | Super Off Peak | 0 | 0 | 1 | Off Peak | 0 | 1 | Off Peak | 0 | 1 | Off Peak | 0 | 0 | 1 | Super Off Peak | 0 | 0 | 1 | Super Off Peak | 0 | 0 | 1 | Super Off Peak
2020-08-10 | 6 | 8 | 1 | 0 | 0 | 0 | 0.93475 |  | 0 | 0 | 1 | Super Off Peak | 0 | 0 | 1 | Off Peak | 0 | 1 | Off Peak | 0 | 1 | Off Peak | 0 | 0 | 1 | Super Off Peak | 0 | 1 | 0 | Off Peak | 0 | 1 | 0 | Off Peak
2020-08-10 | 7 | 8 | 1 | 0 | 0 | 0 | 1.2581 |  | 0 | 1 | 0 | Off Peak | 0 | 1 | 0 | Semi Peak | 0 | 1 | Off Peak | 0 | 1 | Off Peak | 0 | 1 | 0 | Off Peak | 0 | 1 | 0 | Off Peak | 0 | 1 | 0 | Off Peak
2020-08-10 | 8 | 8 | 1 | 0 | 0 | 0 | 1.0771 |  | 0 | 1 | 0 | Off Peak | 0 | 1 | 0 | Semi Peak | 0 | 1 | Off Peak | 0 | 1 | Off Peak | 0 | 1 | 0 | Off Peak | 0 | 1 | 0 | Off Peak | 0 | 1 | 0 | Off Peak
2020-08-10 | 9 | 8 | 1 | 0 | 0 | 0 | 0.77418 |  | 0 | 1 | 0 | Off Peak | 0 | 1 | 0 | Semi Peak | 0 | 1 | Off Peak | 0 | 1 | Off Peak | 0 | 1 | 0 | Off Peak | 0 | 1 | 0 | Off Peak | 0 | 1 | 0 | Off Peak
2020-08-10 | 10 | 8 | 1 | 0 | 0 | 0 | 0.577 |  | 0 | 1 | 0 | Off Peak | 0 | 1 | 0 | Semi Peak | 0 | 1 | Off Peak | 0 | 1 | Off Peak | 0 | 1 | 0 | Off Peak | 0 | 1 | 0 | Off Peak | 0 | 1 | 0 | Off Peak
2020-08-10 | 11 | 8 | 1 | 0 | 0 | 0 | 0.35834 |  | 0 | 1 | 0 | Off Peak | 0 | 1 | 0 | Semi Peak | 0 | 1 | Off Peak | 0 | 1 | Off Peak | 0 | 1 | 0 | Off Peak | 0 | 1 | 0 | Off Peak | 0 | 1 | 0 | Off Peak
2020-08-10 | 12 | 8 | 1 | 0 | 0 | 0 | 0.24306 |  | 0 | 1 | 0 | Off Peak | 1 | 0 | 0 | On Peak | 0 | 1 | Off Peak | 0 | 1 | Off Peak | 1 | 0 | 0 | On Peak | 0 | 1 | 0 | Off Peak | 0 | 1 | 0 | Off Peak
2020-08-10 | 13 | 8 | 1 | 0 | 0 | 0 | 0.15469 |  | 0 | 1 | 0 | Off Peak | 1 | 0 | 0 | On Peak | 0 | 1 | Off Peak | 1 | 0 | On Peak | 1 | 0 | 0 | On Peak | 1 | 0 | 0 | On Peak | 1 | 0 | 0 | On Peak
2020-08-10 | 14 | 8 | 1 | 0 | 0 | 0 | 0.1503 |  | 0 | 1 | 0 | Off Peak | 1 | 0 | 0 | On Peak | 0 | 1 | Off Peak | 1 | 0 | On Peak | 1 | 0 | 0 | On Peak | 1 | 0 | 0 | On Peak | 1 | 0 | 0 | On Peak
2020-08-10 | 15 | 8 | 1 | 0 | 0 | 0 | 0.21105 |  | 0 | 1 | 0 | Off Peak | 1 | 0 | 0 | On Peak | 0 | 1 | Off Peak | 1 | 0 | On Peak | 1 | 0 | 0 | On Peak | 1 | 0 | 0 | On Peak | 1 | 0 | 0 | On Peak
2020-08-10 | 16 | 8 | 1 | 0 | 0 | 0 | 0.33665 |  | 0 | 1 | 0 | Off Peak | 1 | 0 | 0 | On Peak | 0 | 1 | Off Peak | 1 | 0 | On Peak | 1 | 0 | 0 | On Peak | 1 | 0 | 0 | On Peak | 1 | 0 | 0 | On Peak
2020-08-10 | 17 | 8 | 1 | 0 | 0 | 0 | 0.59797 |  | 1 | 0 | 0 | On Peak | 1 | 0 | 0 | On Peak | 1 | 0 | On Peak | 1 | 0 | On Peak | 1 | 0 | 0 | On Peak | 1 | 0 | 0 | On Peak | 1 | 0 | 0 | On Peak
2020-08-10 | 18 | 8 | 1 | 0 | 0 | 0 | 0.9727 |  | 1 | 0 | 0 | On Peak | 1 | 0 | 0 | On Peak | 1 | 0 | On Peak | 1 | 0 | On Peak | 1 | 0 | 0 | On Peak | 1 | 0 | 0 | On Peak | 1 | 0 | 0 | On Peak
2020-08-10 | 19 | 8 | 1 | 0 | 0 | 0 | 1.4917 |  | 1 | 0 | 0 | On Peak | 0 | 1 | 0 | Semi Peak | 1 | 0 | On Peak | 0 | 1 | Off Peak | 0 | 1 | 0 | Off Peak | 1 | 0 | 0 | On Peak | 0 | 1 | 0 | Off Peak
2020-08-10 | 20 | 8 | 1 | 0 | 0 | 0 | 1.78 |  | 1 | 0 | 0 | On Peak | 0 | 1 | 0 | Semi Peak | 1 | 0 | On Peak | 0 | 1 | Off Peak | 0 | 1 | 0 | Off Peak | 1 | 0 | 0 | On Peak | 0 | 1 | 0 | Off Peak
2020-08-10 | 21 | 8 | 1 | 0 | 0 | 0 | 1.858 |  | 1 | 0 | 0 | On Peak | 0 | 1 | 0 | Semi Peak | 1 | 0 | On Peak | 0 | 1 | Off Peak | 0 | 1 | 0 | Off Peak | 0 | 1 | 0 | Off Peak | 0 | 1 | 0 | Off Peak
2020-08-10 | 22 | 8 | 1 | 0 | 0 | 0 | 1.9444 |  | 0 | 1 | 0 | Off Peak | 0 | 1 | 0 | Semi Peak | 0 | 1 | Off Peak | 0 | 1 | Off Peak | 0 | 1 | 0 | Off Peak | 0 | 1 | 0 | Off Peak | 0 | 1 | 0 | Off Peak
2020-08-10 | 23 | 8 | 1 | 0 | 0 | 0 | 1.4572 |  | 0 | 1 | 0 | Off Peak | 0 | 0 | 1 | Off Peak | 0 | 1 | Off Peak | 0 | 1 | Off Peak | 0 | 0 | 1 | Super Off Peak | 0 | 1 | 0 | Off Peak | 0 | 1 | 0 | Off Peak
2020-08-10 | 24 | 8 | 1 | 0 | 0 | 0 | 1.3171 |  | 0 | 1 | 0 | Off Peak | 0 | 0 | 1 | Off Peak | 0 | 1 | Off Peak | 0 | 1 | Off Peak | 0 | 0 | 1 | Super Off Peak | 0 | 1 | 0 | Off Peak | 0 | 1 | 0 | Off Peak
2020-08-11 | 1 | 8 | 1 | 0 | 0 | 0 | 1.1547 |  | 0 | 0 | 1 | Super Off Peak | 0 | 0 | 1 | Off Peak | 0 | 1 | Off Peak | 0 | 1 | Off Peak | 0 | 0 | 1 | Super Off Peak | 0 | 0 | 1 | Super Off Peak | 0 | 0 | 1 | Super Off Peak
2020-08-11 | 2 | 8 | 1 | 0 | 0 | 0 | 1.0387 |  | 0 | 0 | 1 | Super Off Peak | 0 | 0 | 1 | Off Peak | 0 | 1 | Off Peak | 0 | 1 | Off Peak | 0 | 0 | 1 | Super Off Peak | 0 | 0 | 1 | Super Off Peak | 0 | 0 | 1 | Super Off Peak
2020-08-11 | 3 | 8 | 1 | 0 | 0 | 0 | 0.98672 |  | 0 | 0 | 1 | Super Off Peak | 0 | 0 | 1 | Off Peak | 0 | 1 | Off Peak | 0 | 1 | Off Peak | 0 | 0 | 1 | Super Off Peak | 0 | 0 | 1 | Super Off Peak | 0 | 0 | 1 | Super Off Peak
2020-08-11 | 4 | 8 | 1 | 0 | 0 | 0 | 0.9506 |  | 0 | 0 | 1 | Super Off Peak | 0 | 0 | 1 | Off Peak | 0 | 1 | Off Peak | 0 | 1 | Off Peak | 0 | 0 | 1 | Super Off Peak | 0 | 0 | 1 | Super Off Peak | 0 | 0 | 1 | Super Off Peak
2020-08-11 | 5 | 8 | 1 | 0 | 0 | 0 | 0.93165 |  | 0 | 0 | 1 | Super Off Peak | 0 | 0 | 1 | Off Peak | 0 | 1 | Off Peak | 0 | 1 | Off Peak | 0 | 0 | 1 | Super Off Peak | 0 | 0 | 1 | Super Off Peak | 0 | 0 | 1 | Super Off Peak
2020-08-11 | 6 | 8 | 1 | 0 | 0 | 0 | 0.94052 |  | 0 | 0 | 1 | Super Off Peak | 0 | 0 | 1 | Off Peak | 0 | 1 | Off Peak | 0 | 1 | Off Peak | 0 | 0 | 1 | Super Off Peak | 0 | 1 | 0 | Off Peak | 0 | 1 | 0 | Off Peak
2020-08-11 | 7 | 8 | 1 | 0 | 0 | 0 | 1.2494 |  | 0 | 1 | 0 | Off Peak | 0 | 1 | 0 | Semi Peak | 0 | 1 | Off Peak | 0 | 1 | Off Peak | 0 | 1 | 0 | Off Peak | 0 | 1 | 0 | Off Peak | 0 | 1 | 0 | Off Peak
2020-08-11 | 8 | 8 | 1 | 0 | 0 | 0 | 1.0537 |  | 0 | 1 | 0 | Off Peak | 0 | 1 | 0 | Semi Peak | 0 | 1 | Off Peak | 0 | 1 | Off Peak | 0 | 1 | 0 | Off Peak | 0 | 1 | 0 | Off Peak | 0 | 1 | 0 | Off Peak
2020-08-11 | 9 | 8 | 1 | 0 | 0 | 0 | 0.74766 |  | 0 | 1 | 0 | Off Peak | 0 | 1 | 0 | Semi Peak | 0 | 1 | Off Peak | 0 | 1 | Off Peak | 0 | 1 | 0 | Off Peak | 0 | 1 | 0 | Off Peak | 0 | 1 | 0 | Off Peak
2020-08-11 | 10 | 8 | 1 | 0 | 0 | 0 | 0.5358 |  | 0 | 1 | 0 | Off Peak | 0 | 1 | 0 | Semi Peak | 0 | 1 | Off Peak | 0 | 1 | Off Peak | 0 | 1 | 0 | Off Peak | 0 | 1 | 0 | Off Peak | 0 | 1 | 0 | Off Peak
2020-08-11 | 11 | 8 | 1 | 0 | 0 | 0 | 0.3325 |  | 0 | 1 | 0 | Off Peak | 0 | 1 | 0 | Semi Peak | 0 | 1 | Off Peak | 0 | 1 | Off Peak | 0 | 1 | 0 | Off Peak | 0 | 1 | 0 | Off Peak | 0 | 1 | 0 | Off Peak
2020-08-11 | 12 | 8 | 1 | 0 | 0 | 0 | 0.22154 |  | 0 | 1 | 0 | Off Peak | 1 | 0 | 0 | On Peak | 0 | 1 | Off Peak | 0 | 1 | Off Peak | 1 | 0 | 0 | On Peak | 0 | 1 | 0 | Off Peak | 0 | 1 | 0 | Off Peak
2020-08-11 | 13 | 8 | 1 | 0 | 0 | 0 | 0.16786 |  | 0 | 1 | 0 | Off Peak | 1 | 0 | 0 | On Peak | 0 | 1 | Off Peak | 1 | 0 | On Peak | 1 | 0 | 0 | On Peak | 1 | 0 | 0 | On Peak | 1 | 0 | 0 | On Peak
2020-08-11 | 14 | 8 | 1 | 0 | 0 | 0 | 0.17739 |  | 0 | 1 | 0 | Off Peak | 1 | 0 | 0 | On Peak | 0 | 1 | Off Peak | 1 | 0 | On Peak | 1 | 0 | 0 | On Peak | 1 | 0 | 0 | On Peak | 1 | 0 | 0 | On Peak
2020-08-11 | 15 | 8 | 1 | 0 | 0 | 0 | 0.23598 |  | 0 | 1 | 0 | Off Peak | 1 | 0 | 0 | On Peak | 0 | 1 | Off Peak | 1 | 0 | On Peak | 1 | 0 | 0 | On Peak | 1 | 0 | 0 | On Peak | 1 | 0 | 0 | On Peak
2020-08-11 | 16 | 8 | 1 | 0 | 0 | 0 | 0.38126 |  | 0 | 1 | 0 | Off Peak | 1 | 0 | 0 | On Peak | 0 | 1 | Off Peak | 1 | 0 | On Peak | 1 | 0 | 0 | On Peak | 1 | 0 | 0 | On Peak | 1 | 0 | 0 | On Peak
2020-08-11 | 17 | 8 | 1 | 0 | 0 | 0 | 0.62748 |  | 1 | 0 | 0 | On Peak | 1 | 0 | 0 | On Peak | 1 | 0 | On Peak | 1 | 0 | On Peak | 1 | 0 | 0 | On Peak | 1 | 0 | 0 | On Peak | 1 | 0 | 0 | On Peak
2020-08-11 | 18 | 8 | 1 | 0 | 0 | 0 | 1.0255 |  | 1 | 0 | 0 | On Peak | 1 | 0 | 0 | On Peak | 1 | 0 | On Peak | 1 | 0 | On Peak | 1 | 0 | 0 | On Peak | 1 | 0 | 0 | On Peak | 1 | 0 | 0 | On Peak
2020-08-11 | 19 | 8 | 1 | 0 | 0 | 0 | 1.5518 |  | 1 | 0 | 0 | On Peak | 0 | 1 | 0 | Semi Peak | 1 | 0 | On Peak | 0 | 1 | Off Peak | 0 | 1 | 0 | Off Peak | 1 | 0 | 0 | On Peak | 0 | 1 | 0 | Off Peak
2020-08-11 | 20 | 8 | 1 | 0 | 0 | 0 | 1.8334 |  | 1 | 0 | 0 | On Peak | 0 | 1 | 0 | Semi Peak | 1 | 0 | On Peak | 0 | 1 | Off Peak | 0 | 1 | 0 | Off Peak | 1 | 0 | 0 | On Peak | 0 | 1 | 0 | Off Peak
2020-08-11 | 21 | 8 | 1 | 0 | 0 | 0 | 1.9081 |  | 1 | 0 | 0 | On Peak | 0 | 1 | 0 | Semi Peak | 1 | 0 | On Peak | 0 | 1 | Off Peak | 0 | 1 | 0 | Off Peak | 0 | 1 | 0 | Off Peak | 0 | 1 | 0 | Off Peak
2020-08-11 | 22 | 8 | 1 | 0 | 0 | 0 | 1.9697 |  | 0 | 1 | 0 | Off Peak | 0 | 1 | 0 | Semi Peak | 0 | 1 | Off Peak | 0 | 1 | Off Peak | 0 | 1 | 0 | Off Peak | 0 | 1 | 0 | Off Peak | 0 | 1 | 0 | Off Peak
2020-08-11 | 23 | 8 | 1 | 0 | 0 | 0 | 1.4739 |  | 0 | 1 | 0 | Off Peak | 0 | 0 | 1 | Off Peak | 0 | 1 | Off Peak | 0 | 1 | Off Peak | 0 | 0 | 1 | Super Off Peak | 0 | 1 | 0 | Off Peak | 0 | 1 | 0 | Off Peak
2020-08-11 | 24 | 8 | 1 | 0 | 0 | 0 | 1.3318 |  | 0 | 1 | 0 | Off Peak | 0 | 0 | 1 | Off Peak | 0 | 1 | Off Peak | 0 | 1 | Off Peak | 0 | 0 | 1 | Super Off Peak | 0 | 1 | 0 | Off Peak | 0 | 1 | 0 | Off Peak
2020-08-12 | 1 | 8 | 1 | 0 | 0 | 0 | 1.1715 |  | 0 | 0 | 1 | Super Off Peak | 0 | 0 | 1 | Off Peak | 0 | 1 | Off Peak | 0 | 1 | Off Peak | 0 | 0 | 1 | Super Off Peak | 0 | 0 | 1 | Super Off Peak | 0 | 0 | 1 | Super Off Peak
2020-08-12 | 2 | 8 | 1 | 0 | 0 | 0 | 1.057 |  | 0 | 0 | 1 | Super Off Peak | 0 | 0 | 1 | Off Peak | 0 | 1 | Off Peak | 0 | 1 | Off Peak | 0 | 0 | 1 | Super Off Peak | 0 | 0 | 1 | Super Off Peak | 0 | 0 | 1 | Super Off Peak
2020-08-12 | 3 | 8 | 1 | 0 | 0 | 0 | 0.98927 |  | 0 | 0 | 1 | Super Off Peak | 0 | 0 | 1 | Off Peak | 0 | 1 | Off Peak | 0 | 1 | Off Peak | 0 | 0 | 1 | Super Off Peak | 0 | 0 | 1 | Super Off Peak | 0 | 0 | 1 | Super Off Peak
2020-08-12 | 4 | 8 | 1 | 0 | 0 | 0 | 0.95818 |  | 0 | 0 | 1 | Super Off Peak | 0 | 0 | 1 | Off Peak | 0 | 1 | Off Peak | 0 | 1 | Off Peak | 0 | 0 | 1 | Super Off Peak | 0 | 0 | 1 | Super Off Peak | 0 | 0 | 1 | Super Off Peak
2020-08-12 | 5 | 8 | 1 | 0 | 0 | 0 | 0.94007 |  | 0 | 0 | 1 | Super Off Peak | 0 | 0 | 1 | Off Peak | 0 | 1 | Off Peak | 0 | 1 | Off Peak | 0 | 0 | 1 | Super Off Peak | 0 | 0 | 1 | Super Off Peak | 0 | 0 | 1 | Super Off Peak
2020-08-12 | 6 | 8 | 1 | 0 | 0 | 0 | 0.95169 |  | 0 | 0 | 1 | Super Off Peak | 0 | 0 | 1 | Off Peak | 0 | 1 | Off Peak | 0 | 1 | Off Peak | 0 | 0 | 1 | Super Off Peak | 0 | 1 | 0 | Off Peak | 0 | 1 | 0 | Off Peak
2020-08-12 | 7 | 8 | 1 | 0 | 0 | 0 | 1.2693 |  | 0 | 1 | 0 | Off Peak | 0 | 1 | 0 | Semi Peak | 0 | 1 | Off Peak | 0 | 1 | Off Peak | 0 | 1 | 0 | Off Peak | 0 | 1 | 0 | Off Peak | 0 | 1 | 0 | Off Peak
2020-08-12 | 8 | 8 | 1 | 0 | 0 | 0 | 1.101 |  | 0 | 1 | 0 | Off Peak | 0 | 1 | 0 | Semi Peak | 0 | 1 | Off Peak | 0 | 1 | Off Peak | 0 | 1 | 0 | Off Peak | 0 | 1 | 0 | Off Peak | 0 | 1 | 0 | Off Peak
2020-08-12 | 9 | 8 | 1 | 0 | 0 | 0 | 0.81127 |  | 0 | 1 | 0 | Off Peak | 0 | 1 | 0 | Semi Peak | 0 | 1 | Off Peak | 0 | 1 | Off Peak | 0 | 1 | 0 | Off Peak | 0 | 1 | 0 | Off Peak | 0 | 1 | 0 | Off Peak
2020-08-12 | 10 | 8 | 1 | 0 | 0 | 0 | 0.60229 |  | 0 | 1 | 0 | Off Peak | 0 | 1 | 0 | Semi Peak | 0 | 1 | Off Peak | 0 | 1 | Off Peak | 0 | 1 | 0 | Off Peak | 0 | 1 | 0 | Off Peak | 0 | 1 | 0 | Off Peak
2020-08-12 | 11 | 8 | 1 | 0 | 0 | 0 | 0.4047 |  | 0 | 1 | 0 | Off Peak | 0 | 1 | 0 | Semi Peak | 0 | 1 | Off Peak | 0 | 1 | Off Peak | 0 | 1 | 0 | Off Peak | 0 | 1 | 0 | Off Peak | 0 | 1 | 0 | Off Peak
2020-08-12 | 12 | 8 | 1 | 0 | 0 | 0 | 0.29656 |  | 0 | 1 | 0 | Off Peak | 1 | 0 | 0 | On Peak | 0 | 1 | Off Peak | 0 | 1 | Off Peak | 1 | 0 | 0 | On Peak | 0 | 1 | 0 | Off Peak | 0 | 1 | 0 | Off Peak
2020-08-12 | 13 | 8 | 1 | 0 | 0 | 0 | 0.20361 |  | 0 | 1 | 0 | Off Peak | 1 | 0 | 0 | On Peak | 0 | 1 | Off Peak | 1 | 0 | On Peak | 1 | 0 | 0 | On Peak | 1 | 0 | 0 | On Peak | 1 | 0 | 0 | On Peak
2020-08-12 | 14 | 8 | 1 | 0 | 0 | 0 | 0.19086 |  | 0 | 1 | 0 | Off Peak | 1 | 0 | 0 | On Peak | 0 | 1 | Off Peak | 1 | 0 | On Peak | 1 | 0 | 0 | On Peak | 1 | 0 | 0 | On Peak | 1 | 0 | 0 | On Peak
2020-08-12 | 15 | 8 | 1 | 0 | 0 | 0 | 0.24722 |  | 0 | 1 | 0 | Off Peak | 1 | 0 | 0 | On Peak | 0 | 1 | Off Peak | 1 | 0 | On Peak | 1 | 0 | 0 | On Peak | 1 | 0 | 0 | On Peak | 1 | 0 | 0 | On Peak
2020-08-12 | 16 | 8 | 1 | 0 | 0 | 0 | 0.39081 |  | 0 | 1 | 0 | Off Peak | 1 | 0 | 0 | On Peak | 0 | 1 | Off Peak | 1 | 0 | On Peak | 1 | 0 | 0 | On Peak | 1 | 0 | 0 | On Peak | 1 | 0 | 0 | On Peak
2020-08-12 | 17 | 8 | 1 | 0 | 0 | 0 | 0.64515 |  | 1 | 0 | 0 | On Peak | 1 | 0 | 0 | On Peak | 1 | 0 | On Peak | 1 | 0 | On Peak | 1 | 0 | 0 | On Peak | 1 | 0 | 0 | On Peak | 1 | 0 | 0 | On Peak
2020-08-12 | 18 | 8 | 1 | 0 | 0 | 0 | 1.0338 |  | 1 | 0 | 0 | On Peak | 1 | 0 | 0 | On Peak | 1 | 0 | On Peak | 1 | 0 | On Peak | 1 | 0 | 0 | On Peak | 1 | 0 | 0 | On Peak | 1 | 0 | 0 | On Peak
2020-08-12 | 19 | 8 | 1 | 0 | 0 | 0 | 1.5843 |  | 1 | 0 | 0 | On Peak | 0 | 1 | 0 | Semi Peak | 1 | 0 | On Peak | 0 | 1 | Off Peak | 0 | 1 | 0 | Off Peak | 1 | 0 | 0 | On Peak | 0 | 1 | 0 | Off Peak
2020-08-12 | 20 | 8 | 1 | 0 | 0 | 0 | 1.8906 |  | 1 | 0 | 0 | On Peak | 0 | 1 | 0 | Semi Peak | 1 | 0 | On Peak | 0 | 1 | Off Peak | 0 | 1 | 0 | Off Peak | 1 | 0 | 0 | On Peak | 0 | 1 | 0 | Off Peak
2020-08-12 | 21 | 8 | 1 | 0 | 0 | 0 | 1.9757 |  | 1 | 0 | 0 | On Peak | 0 | 1 | 0 | Semi Peak | 1 | 0 | On Peak | 0 | 1 | Off Peak | 0 | 1 | 0 | Off Peak | 0 | 1 | 0 | Off Peak | 0 | 1 | 0 | Off Peak
2020-08-12 | 22 | 8 | 1 | 0 | 0 | 0 | 2.0458 |  | 0 | 1 | 0 | Off Peak | 0 | 1 | 0 | Semi Peak | 0 | 1 | Off Peak | 0 | 1 | Off Peak | 0 | 1 | 0 | Off Peak | 0 | 1 | 0 | Off Peak | 0 | 1 | 0 | Off Peak
2020-08-12 | 23 | 8 | 1 | 0 | 0 | 0 | 1.5242 |  | 0 | 1 | 0 | Off Peak | 0 | 0 | 1 | Off Peak | 0 | 1 | Off Peak | 0 | 1 | Off Peak | 0 | 0 | 1 | Super Off Peak | 0 | 1 | 0 | Off Peak | 0 | 1 | 0 | Off Peak
2020-08-12 | 24 | 8 | 1 | 0 | 0 | 0 | 1.3688 |  | 0 | 1 | 0 | Off Peak | 0 | 0 | 1 | Off Peak | 0 | 1 | Off Peak | 0 | 1 | Off Peak | 0 | 0 | 1 | Super Off Peak | 0 | 1 | 0 | Off Peak | 0 | 1 | 0 | Off Peak
2020-08-13 | 1 | 8 | 1 | 0 | 0 | 0 | 1.1934 |  | 0 | 0 | 1 | Super Off Peak | 0 | 0 | 1 | Off Peak | 0 | 1 | Off Peak | 0 | 1 | Off Peak | 0 | 0 | 1 | Super Off Peak | 0 | 0 | 1 | Super Off Peak | 0 | 0 | 1 | Super Off Peak
2020-08-13 | 2 | 8 | 1 | 0 | 0 | 0 | 1.0537 |  | 0 | 0 | 1 | Super Off Peak | 0 | 0 | 1 | Off Peak | 0 | 1 | Off Peak | 0 | 1 | Off Peak | 0 | 0 | 1 | Super Off Peak | 0 | 0 | 1 | Super Off Peak | 0 | 0 | 1 | Super Off Peak
2020-08-13 | 3 | 8 | 1 | 0 | 0 | 0 | 0.99278 |  | 0 | 0 | 1 | Super Off Peak | 0 | 0 | 1 | Off Peak | 0 | 1 | Off Peak | 0 | 1 | Off Peak | 0 | 0 | 1 | Super Off Peak | 0 | 0 | 1 | Super Off Peak | 0 | 0 | 1 | Super Off Peak
2020-08-13 | 4 | 8 | 1 | 0 | 0 | 0 | 0.96241 |  | 0 | 0 | 1 | Super Off Peak | 0 | 0 | 1 | Off Peak | 0 | 1 | Off Peak | 0 | 1 | Off Peak | 0 | 0 | 1 | Super Off Peak | 0 | 0 | 1 | Super Off Peak | 0 | 0 | 1 | Super Off Peak
2020-08-13 | 5 | 8 | 1 | 0 | 0 | 0 | 0.9399 |  | 0 | 0 | 1 | Super Off Peak | 0 | 0 | 1 | Off Peak | 0 | 1 | Off Peak | 0 | 1 | Off Peak | 0 | 0 | 1 | Super Off Peak | 0 | 0 | 1 | Super Off Peak | 0 | 0 | 1 | Super Off Peak
2020-08-13 | 6 | 8 | 1 | 0 | 0 | 0 | 0.95447 |  | 0 | 0 | 1 | Super Off Peak | 0 | 0 | 1 | Off Peak | 0 | 1 | Off Peak | 0 | 1 | Off Peak | 0 | 0 | 1 | Super Off Peak | 0 | 1 | 0 | Off Peak | 0 | 1 | 0 | Off Peak
2020-08-13 | 7 | 8 | 1 | 0 | 0 | 0 | 1.2684 |  | 0 | 1 | 0 | Off Peak | 0 | 1 | 0 | Semi Peak | 0 | 1 | Off Peak | 0 | 1 | Off Peak | 0 | 1 | 0 | Off Peak | 0 | 1 | 0 | Off Peak | 0 | 1 | 0 | Off Peak
2020-08-13 | 8 | 8 | 1 | 0 | 0 | 0 | 1.0852 |  | 0 | 1 | 0 | Off Peak | 0 | 1 | 0 | Semi Peak | 0 | 1 | Off Peak | 0 | 1 | Off Peak | 0 | 1 | 0 | Off Peak | 0 | 1 | 0 | Off Peak | 0 | 1 | 0 | Off Peak
2020-08-13 | 9 | 8 | 1 | 0 | 0 | 0 | 0.79495 |  | 0 | 1 | 0 | Off Peak | 0 | 1 | 0 | Semi Peak | 0 | 1 | Off Peak | 0 | 1 | Off Peak | 0 | 1 | 0 | Off Peak | 0 | 1 | 0 | Off Peak | 0 | 1 | 0 | Off Peak
2020-08-13 | 10 | 8 | 1 | 0 | 0 | 0 | 0.58255 |  | 0 | 1 | 0 | Off Peak | 0 | 1 | 0 | Semi Peak | 0 | 1 | Off Peak | 0 | 1 | Off Peak | 0 | 1 | 0 | Off Peak | 0 | 1 | 0 | Off Peak | 0 | 1 | 0 | Off Peak
2020-08-13 | 11 | 8 | 1 | 0 | 0 | 0 | 0.38309 |  | 0 | 1 | 0 | Off Peak | 0 | 1 | 0 | Semi Peak | 0 | 1 | Off Peak | 0 | 1 | Off Peak | 0 | 1 | 0 | Off Peak | 0 | 1 | 0 | Off Peak | 0 | 1 | 0 | Off Peak
2020-08-13 | 12 | 8 | 1 | 0 | 0 | 0 | 0.27879 |  | 0 | 1 | 0 | Off Peak | 1 | 0 | 0 | On Peak | 0 | 1 | Off Peak | 0 | 1 | Off Peak | 1 | 0 | 0 | On Peak | 0 | 1 | 0 | Off Peak | 0 | 1 | 0 | Off Peak
2020-08-13 | 13 | 8 | 1 | 0 | 0 | 0 | 0.21944 |  | 0 | 1 | 0 | Off Peak | 1 | 0 | 0 | On Peak | 0 | 1 | Off Peak | 1 | 0 | On Peak | 1 | 0 | 0 | On Peak | 1 | 0 | 0 | On Peak | 1 | 0 | 0 | On Peak
2020-08-13 | 14 | 8 | 1 | 0 | 0 | 0 | 0.24253 |  | 0 | 1 | 0 | Off Peak | 1 | 0 | 0 | On Peak | 0 | 1 | Off Peak | 1 | 0 | On Peak | 1 | 0 | 0 | On Peak | 1 | 0 | 0 | On Peak | 1 | 0 | 0 | On Peak
2020-08-13 | 15 | 8 | 1 | 0 | 0 | 0 | 0.30746 |  | 0 | 1 | 0 | Off Peak | 1 | 0 | 0 | On Peak | 0 | 1 | Off Peak | 1 | 0 | On Peak | 1 | 0 | 0 | On Peak | 1 | 0 | 0 | On Peak | 1 | 0 | 0 | On Peak
2020-08-13 | 16 | 8 | 1 | 0 | 0 | 0 | 0.45078 |  | 0 | 1 | 0 | Off Peak | 1 | 0 | 0 | On Peak | 0 | 1 | Off Peak | 1 | 0 | On Peak | 1 | 0 | 0 | On Peak | 1 | 0 | 0 | On Peak | 1 | 0 | 0 | On Peak
2020-08-13 | 17 | 8 | 1 | 0 | 0 | 0 | 0.72023 |  | 1 | 0 | 0 | On Peak | 1 | 0 | 0 | On Peak | 1 | 0 | On Peak | 1 | 0 | On Peak | 1 | 0 | 0 | On Peak | 1 | 0 | 0 | On Peak | 1 | 0 | 0 | On Peak
2020-08-13 | 18 | 8 | 1 | 0 | 0 | 0 | 1.1099 |  | 1 | 0 | 0 | On Peak | 1 | 0 | 0 | On Peak | 1 | 0 | On Peak | 1 | 0 | On Peak | 1 | 0 | 0 | On Peak | 1 | 0 | 0 | On Peak | 1 | 0 | 0 | On Peak
2020-08-13 | 19 | 8 | 1 | 0 | 0 | 0 | 1.6378 |  | 1 | 0 | 0 | On Peak | 0 | 1 | 0 | Semi Peak | 1 | 0 | On Peak | 0 | 1 | Off Peak | 0 | 1 | 0 | Off Peak | 1 | 0 | 0 | On Peak | 0 | 1 | 0 | Off Peak
2020-08-13 | 20 | 8 | 1 | 0 | 0 | 0 | 1.9212 |  | 1 | 0 | 0 | On Peak | 0 | 1 | 0 | Semi Peak | 1 | 0 | On Peak | 0 | 1 | Off Peak | 0 | 1 | 0 | Off Peak | 1 | 0 | 0 | On Peak | 0 | 1 | 0 | Off Peak
2020-08-13 | 21 | 8 | 1 | 0 | 0 | 0 | 2.0062 |  | 1 | 0 | 0 | On Peak | 0 | 1 | 0 | Semi Peak | 1 | 0 | On Peak | 0 | 1 | Off Peak | 0 | 1 | 0 | Off Peak | 0 | 1 | 0 | Off Peak | 0 | 1 | 0 | Off Peak
2020-08-13 | 22 | 8 | 1 | 0 | 0 | 0 | 2.0513 |  | 0 | 1 | 0 | Off Peak | 0 | 1 | 0 | Semi Peak | 0 | 1 | Off Peak | 0 | 1 | Off Peak | 0 | 1 | 0 | Off Peak | 0 | 1 | 0 | Off Peak | 0 | 1 | 0 | Off Peak
2020-08-13 | 23 | 8 | 1 | 0 | 0 | 0 | 1.5239 |  | 0 | 1 | 0 | Off Peak | 0 | 0 | 1 | Off Peak | 0 | 1 | Off Peak | 0 | 1 | Off Peak | 0 | 0 | 1 | Super Off Peak | 0 | 1 | 0 | Off Peak | 0 | 1 | 0 | Off Peak
2020-08-13 | 24 | 8 | 1 | 0 | 0 | 0 | 1.3695 |  | 0 | 1 | 0 | Off Peak | 0 | 0 | 1 | Off Peak | 0 | 1 | Off Peak | 0 | 1 | Off Peak | 0 | 0 | 1 | Super Off Peak | 0 | 1 | 0 | Off Peak | 0 | 1 | 0 | Off Peak
2020-08-14 | 1 | 8 | 1 | 0 | 0 | 0 | 1.1947 |  | 0 | 0 | 1 | Super Off Peak | 0 | 0 | 1 | Off Peak | 0 | 1 | Off Peak | 0 | 1 | Off Peak | 0 | 0 | 1 | Super Off Peak | 0 | 0 | 1 | Super Off Peak | 0 | 0 | 1 | Super Off Peak
2020-08-14 | 2 | 8 | 1 | 0 | 0 | 0 | 1.0684 |  | 0 | 0 | 1 | Super Off Peak | 0 | 0 | 1 | Off Peak | 0 | 1 | Off Peak | 0 | 1 | Off Peak | 0 | 0 | 1 | Super Off Peak | 0 | 0 | 1 | Super Off Peak | 0 | 0 | 1 | Super Off Peak
2020-08-14 | 3 | 8 | 1 | 0 | 0 | 0 | 0.98531 |  | 0 | 0 | 1 | Super Off Peak | 0 | 0 | 1 | Off Peak | 0 | 1 | Off Peak | 0 | 1 | Off Peak | 0 | 0 | 1 | Super Off Peak | 0 | 0 | 1 | Super Off Peak | 0 | 0 | 1 | Super Off Peak
2020-08-14 | 4 | 8 | 1 | 0 | 0 | 0 | 0.95582 |  | 0 | 0 | 1 | Super Off Peak | 0 | 0 | 1 | Off Peak | 0 | 1 | Off Peak | 0 | 1 | Off Peak | 0 | 0 | 1 | Super Off Peak | 0 | 0 | 1 | Super Off Peak | 0 | 0 | 1 | Super Off Peak
2020-08-14 | 5 | 8 | 1 | 0 | 0 | 0 | 0.93894 |  | 0 | 0 | 1 | Super Off Peak | 0 | 0 | 1 | Off Peak | 0 | 1 | Off Peak | 0 | 1 | Off Peak | 0 | 0 | 1 | Super Off Peak | 0 | 0 | 1 | Super Off Peak | 0 | 0 | 1 | Super Off Peak
2020-08-14 | 6 | 8 | 1 | 0 | 0 | 0 | 0.95482 |  | 0 | 0 | 1 | Super Off Peak | 0 | 0 | 1 | Off Peak | 0 | 1 | Off Peak | 0 | 1 | Off Peak | 0 | 0 | 1 | Super Off Peak | 0 | 1 | 0 | Off Peak | 0 | 1 | 0 | Off Peak
2020-08-14 | 7 | 8 | 1 | 0 | 0 | 0 | 1.2683 |  | 0 | 1 | 0 | Off Peak | 0 | 1 | 0 | Semi Peak | 0 | 1 | Off Peak | 0 | 1 | Off Peak | 0 | 1 | 0 | Off Peak | 0 | 1 | 0 | Off Peak | 0 | 1 | 0 | Off Peak
2020-08-14 | 8 | 8 | 1 | 0 | 0 | 0 | 1.0935 |  | 0 | 1 | 0 | Off Peak | 0 | 1 | 0 | Semi Peak | 0 | 1 | Off Peak | 0 | 1 | Off Peak | 0 | 1 | 0 | Off Peak | 0 | 1 | 0 | Off Peak | 0 | 1 | 0 | Off Peak
2020-08-14 | 9 | 8 | 1 | 0 | 0 | 0 | 0.78876 |  | 0 | 1 | 0 | Off Peak | 0 | 1 | 0 | Semi Peak | 0 | 1 | Off Peak | 0 | 1 | Off Peak | 0 | 1 | 0 | Off Peak | 0 | 1 | 0 | Off Peak | 0 | 1 | 0 | Off Peak
2020-08-14 | 10 | 8 | 1 | 0 | 0 | 0 | 0.56557 |  | 0 | 1 | 0 | Off Peak | 0 | 1 | 0 | Semi Peak | 0 | 1 | Off Peak | 0 | 1 | Off Peak | 0 | 1 | 0 | Off Peak | 0 | 1 | 0 | Off Peak | 0 | 1 | 0 | Off Peak
2020-08-14 | 11 | 8 | 1 | 0 | 0 | 0 | 0.39136 |  | 0 | 1 | 0 | Off Peak | 0 | 1 | 0 | Semi Peak | 0 | 1 | Off Peak | 0 | 1 | Off Peak | 0 | 1 | 0 | Off Peak | 0 | 1 | 0 | Off Peak | 0 | 1 | 0 | Off Peak
2020-08-14 | 12 | 8 | 1 | 0 | 0 | 0 | 0.28837 |  | 0 | 1 | 0 | Off Peak | 1 | 0 | 0 | On Peak | 0 | 1 | Off Peak | 0 | 1 | Off Peak | 1 | 0 | 0 | On Peak | 0 | 1 | 0 | Off Peak | 0 | 1 | 0 | Off Peak
2020-08-14 | 13 | 8 | 1 | 0 | 0 | 0 | 0.24071 |  | 0 | 1 | 0 | Off Peak | 1 | 0 | 0 | On Peak | 0 | 1 | Off Peak | 1 | 0 | On Peak | 1 | 0 | 0 | On Peak | 1 | 0 | 0 | On Peak | 1 | 0 | 0 | On Peak
2020-08-14 | 14 | 8 | 1 | 0 | 0 | 0 | 0.27385 |  | 0 | 1 | 0 | Off Peak | 1 | 0 | 0 | On Peak | 0 | 1 | Off Peak | 1 | 0 | On Peak | 1 | 0 | 0 | On Peak | 1 | 0 | 0 | On Peak | 1 | 0 | 0 | On Peak
2020-08-14 | 15 | 8 | 1 | 0 | 0 | 0 | 0.34388 |  | 0 | 1 | 0 | Off Peak | 1 | 0 | 0 | On Peak | 0 | 1 | Off Peak | 1 | 0 | On Peak | 1 | 0 | 0 | On Peak | 1 | 0 | 0 | On Peak | 1 | 0 | 0 | On Peak
2020-08-14 | 16 | 8 | 1 | 0 | 0 | 0 | 0.48706 |  | 0 | 1 | 0 | Off Peak | 1 | 0 | 0 | On Peak | 0 | 1 | Off Peak | 1 | 0 | On Peak | 1 | 0 | 0 | On Peak | 1 | 0 | 0 | On Peak | 1 | 0 | 0 | On Peak
2020-08-14 | 17 | 8 | 1 | 0 | 0 | 0 | 0.75641 |  | 1 | 0 | 0 | On Peak | 1 | 0 | 0 | On Peak | 1 | 0 | On Peak | 1 | 0 | On Peak | 1 | 0 | 0 | On Peak | 1 | 0 | 0 | On Peak | 1 | 0 | 0 | On Peak
2020-08-14 | 18 | 8 | 1 | 0 | 0 | 0 | 1.1465 |  | 1 | 0 | 0 | On Peak | 1 | 0 | 0 | On Peak | 1 | 0 | On Peak | 1 | 0 | On Peak | 1 | 0 | 0 | On Peak | 1 | 0 | 0 | On Peak | 1 | 0 | 0 | On Peak
2020-08-14 | 19 | 8 | 1 | 0 | 0 | 0 | 1.6783 |  | 1 | 0 | 0 | On Peak | 0 | 1 | 0 | Semi Peak | 1 | 0 | On Peak | 0 | 1 | Off Peak | 0 | 1 | 0 | Off Peak | 1 | 0 | 0 | On Peak | 0 | 1 | 0 | Off Peak
2020-08-14 | 20 | 8 | 1 | 0 | 0 | 0 | 1.966 |  | 1 | 0 | 0 | On Peak | 0 | 1 | 0 | Semi Peak | 1 | 0 | On Peak | 0 | 1 | Off Peak | 0 | 1 | 0 | Off Peak | 1 | 0 | 0 | On Peak | 0 | 1 | 0 | Off Peak
2020-08-14 | 21 | 8 | 1 | 0 | 0 | 0 | 2.0351 |  | 1 | 0 | 0 | On Peak | 0 | 1 | 0 | Semi Peak | 1 | 0 | On Peak | 0 | 1 | Off Peak | 0 | 1 | 0 | Off Peak | 0 | 1 | 0 | Off Peak | 0 | 1 | 0 | Off Peak
2020-08-14 | 22 | 8 | 1 | 0 | 0 | 0 | 2.0896 |  | 0 | 1 | 0 | Off Peak | 0 | 1 | 0 | Semi Peak | 0 | 1 | Off Peak | 0 | 1 | Off Peak | 0 | 1 | 0 | Off Peak | 0 | 1 | 0 | Off Peak | 0 | 1 | 0 | Off Peak
2020-08-14 | 23 | 8 | 1 | 0 | 0 | 0 | 1.5565 |  | 0 | 1 | 0 | Off Peak | 0 | 0 | 1 | Off Peak | 0 | 1 | Off Peak | 0 | 1 | Off Peak | 0 | 0 | 1 | Super Off Peak | 0 | 1 | 0 | Off Peak | 0 | 1 | 0 | Off Peak
2020-08-14 | 24 | 8 | 1 | 0 | 0 | 0 | 1.3913 |  | 0 | 1 | 0 | Off Peak | 0 | 0 | 1 | Off Peak | 0 | 1 | Off Peak | 0 | 1 | Off Peak | 0 | 0 | 1 | Super Off Peak | 0 | 1 | 0 | Off Peak | 0 | 1 | 0 | Off Peak
2020-08-15 | 1 | 8 | 1 | 1 | 0 | 0 | 1.209 |  | 0 | 0 | 1 | Super Off Peak | 0 | 0 | 1 | Off Peak | 0 | 1 | Off Peak | 0 | 1 | Off Peak | 0 | 0 | 1 | Super Off Peak | 0 | 0 | 1 | Super Off Peak | 0 | 0 | 1 | Super Off Peak
2020-08-15 | 2 | 8 | 1 | 1 | 0 | 0 | 0.98876 |  | 0 | 0 | 1 | Super Off Peak | 0 | 0 | 1 | Off Peak | 0 | 1 | Off Peak | 0 | 1 | Off Peak | 0 | 0 | 1 | Super Off Peak | 0 | 0 | 1 | Super Off Peak | 0 | 0 | 1 | Super Off Peak
2020-08-15 | 3 | 8 | 1 | 1 | 0 | 0 | 0.94161 |  | 0 | 0 | 1 | Super Off Peak | 0 | 0 | 1 | Off Peak | 0 | 1 | Off Peak | 0 | 1 | Off Peak | 0 | 0 | 1 | Super Off Peak | 0 | 0 | 1 | Super Off Peak | 0 | 0 | 1 | Super Off Peak
2020-08-15 | 4 | 8 | 1 | 1 | 0 | 0 | 0.9146 |  | 0 | 0 | 1 | Super Off Peak | 0 | 0 | 1 | Off Peak | 0 | 1 | Off Peak | 0 | 1 | Off Peak | 0 | 0 | 1 | Super Off Peak | 0 | 0 | 1 | Super Off Peak | 0 | 0 | 1 | Super Off Peak
2020-08-15 | 5 | 8 | 1 | 1 | 0 | 0 | 0.90035 |  | 0 | 0 | 1 | Super Off Peak | 0 | 0 | 1 | Off Peak | 0 | 1 | Off Peak | 0 | 1 | Off Peak | 0 | 0 | 1 | Super Off Peak | 0 | 0 | 1 | Super Off Peak | 0 | 0 | 1 | Super Off Peak
2020-08-15 | 6 | 8 | 1 | 1 | 0 | 0 | 0.91843 |  | 0 | 0 | 1 | Super Off Peak | 0 | 0 | 1 | Off Peak | 0 | 1 | Off Peak | 0 | 1 | Off Peak | 0 | 0 | 1 | Super Off Peak | 0 | 1 | 0 | Off Peak | 0 | 1 | 0 | Off Peak
2020-08-15 | 7 | 8 | 1 | 1 | 0 | 0 | 1.2473 |  | 0 | 0 | 1 | Super Off Peak | 0 | 0 | 1 | Off Peak | 0 | 1 | Off Peak | 0 | 1 | Off Peak | 0 | 0 | 1 | Super Off Peak | 0 | 1 | 0 | Off Peak | 0 | 1 | 0 | Off Peak
2020-08-15 | 8 | 8 | 1 | 1 | 0 | 0 | 1.0829 |  | 0 | 0 | 1 | Super Off Peak | 0 | 0 | 1 | Off Peak | 0 | 1 | Off Peak | 0 | 1 | Off Peak | 0 | 0 | 1 | Super Off Peak | 0 | 1 | 0 | Off Peak | 0 | 1 | 0 | Off Peak
2020-08-15 | 9 | 8 | 1 | 1 | 0 | 0 | 0.80215 |  | 0 | 0 | 1 | Super Off Peak | 0 | 0 | 1 | Off Peak | 0 | 1 | Off Peak | 0 | 1 | Off Peak | 0 | 0 | 1 | Super Off Peak | 0 | 1 | 0 | Off Peak | 0 | 1 | 0 | Off Peak
2020-08-15 | 10 | 8 | 1 | 1 | 0 | 0 | 0.57926 |  | 0 | 0 | 1 | Super Off Peak | 0 | 0 | 1 | Off Peak | 0 | 1 | Off Peak | 0 | 1 | Off Peak | 0 | 0 | 1 | Super Off Peak | 0 | 1 | 0 | Off Peak | 0 | 1 | 0 | Off Peak
2020-08-15 | 11 | 8 | 1 | 1 | 0 | 0 | 0.39014 |  | 0 | 0 | 1 | Super Off Peak | 0 | 0 | 1 | Off Peak | 0 | 1 | Off Peak | 0 | 1 | Off Peak | 0 | 0 | 1 | Super Off Peak | 0 | 1 | 0 | Off Peak | 0 | 1 | 0 | Off Peak
2020-08-15 | 12 | 8 | 1 | 1 | 0 | 0 | 0.26537 |  | 0 | 0 | 1 | Super Off Peak | 0 | 0 | 1 | Off Peak | 0 | 1 | Off Peak | 0 | 1 | Off Peak | 0 | 0 | 1 | Super Off Peak | 0 | 1 | 0 | Off Peak | 0 | 1 | 0 | Off Peak
2020-08-15 | 13 | 8 | 1 | 1 | 0 | 0 | 0.20473 |  | 0 | 0 | 1 | Super Off Peak | 0 | 0 | 1 | Off Peak | 0 | 1 | Off Peak | 0 | 1 | Off Peak | 0 | 0 | 1 | Super Off Peak | 1 | 0 | 0 | On Peak | 1 | 0 | 0 | On Peak
2020-08-15 | 14 | 8 | 1 | 1 | 0 | 0 | 0.2247 |  | 0 | 0 | 1 | Super Off Peak | 0 | 0 | 1 | Off Peak | 0 | 1 | Off Peak | 0 | 1 | Off Peak | 0 | 0 | 1 | Super Off Peak | 1 | 0 | 0 | On Peak | 1 | 0 | 0 | On Peak
2020-08-15 | 15 | 8 | 1 | 1 | 0 | 0 | 0.27666 |  | 0 | 1 | 0 | Off Peak | 0 | 0 | 1 | Off Peak | 0 | 1 | Off Peak | 0 | 1 | Off Peak | 0 | 0 | 1 | Super Off Peak | 1 | 0 | 0 | On Peak | 1 | 0 | 0 | On Peak
2020-08-15 | 16 | 8 | 1 | 1 | 0 | 0 | 0.40015 |  | 0 | 1 | 0 | Off Peak | 0 | 0 | 1 | Off Peak | 0 | 1 | Off Peak | 0 | 1 | Off Peak | 0 | 0 | 1 | Super Off Peak | 1 | 0 | 0 | On Peak | 1 | 0 | 0 | On Peak
2020-08-15 | 17 | 8 | 1 | 1 | 0 | 0 | 0.601 |  | 1 | 0 | 0 | On Peak | 0 | 0 | 1 | Off Peak | 0 | 1 | Off Peak | 0 | 1 | Off Peak | 0 | 0 | 1 | Super Off Peak | 1 | 0 | 0 | On Peak | 1 | 0 | 0 | On Peak
2020-08-15 | 18 | 8 | 1 | 1 | 0 | 0 | 0.9723 |  | 1 | 0 | 0 | On Peak | 0 | 0 | 1 | Off Peak | 0 | 1 | Off Peak | 0 | 1 | Off Peak | 0 | 0 | 1 | Super Off Peak | 1 | 0 | 0 | On Peak | 1 | 0 | 0 | On Peak
2020-08-15 | 19 | 8 | 1 | 1 | 0 | 0 | 1.4802 |  | 1 | 0 | 0 | On Peak | 0 | 0 | 1 | Off Peak | 0 | 1 | Off Peak | 0 | 1 | Off Peak | 0 | 0 | 1 | Super Off Peak | 1 | 0 | 0 | On Peak | 0 | 1 | 0 | Off Peak
2020-08-15 | 20 | 8 | 1 | 1 | 0 | 0 | 1.7538 |  | 1 | 0 | 0 | On Peak | 0 | 0 | 1 | Off Peak | 0 | 1 | Off Peak | 0 | 1 | Off Peak | 0 | 0 | 1 | Super Off Peak | 1 | 0 | 0 | On Peak | 0 | 1 | 0 | Off Peak
2020-08-15 | 21 | 8 | 1 | 1 | 0 | 0 | 1.8128 |  | 1 | 0 | 0 | On Peak | 0 | 0 | 1 | Off Peak | 0 | 1 | Off Peak | 0 | 1 | Off Peak | 0 | 0 | 1 | Super Off Peak | 0 | 1 | 0 | Off Peak | 0 | 1 | 0 | Off Peak
2020-08-15 | 22 | 8 | 1 | 1 | 0 | 0 | 1.9313 |  | 0 | 1 | 0 | Off Peak | 0 | 0 | 1 | Off Peak | 0 | 1 | Off Peak | 0 | 1 | Off Peak | 0 | 0 | 1 | Super Off Peak | 0 | 1 | 0 | Off Peak | 0 | 1 | 0 | Off Peak
2020-08-15 | 23 | 8 | 1 | 1 | 0 | 0 | 1.4193 |  | 0 | 1 | 0 | Off Peak | 0 | 0 | 1 | Off Peak | 0 | 1 | Off Peak | 0 | 1 | Off Peak | 0 | 0 | 1 | Super Off Peak | 0 | 1 | 0 | Off Peak | 0 | 1 | 0 | Off Peak
2020-08-15 | 24 | 8 | 1 | 1 | 0 | 0 | 1.2803 |  | 0 | 1 | 0 | Off Peak | 0 | 0 | 1 | Off Peak | 0 | 1 | Off Peak | 0 | 1 | Off Peak | 0 | 0 | 1 | Super Off Peak | 0 | 1 | 0 | Off Peak | 0 | 1 | 0 | Off Peak
2020-08-16 | 1 | 8 | 1 | 1 | 1 | 0 | 1.1111 |  | 0 | 0 | 1 | Super Off Peak | 0 | 0 | 1 | Off Peak | 0 | 1 | Off Peak | 0 | 1 | Off Peak | 0 | 0 | 1 | Super Off Peak | 0 | 0 | 1 | Super Off Peak | 0 | 0 | 1 | Super Off Peak
2020-08-16 | 2 | 8 | 1 | 1 | 1 | 0 | 1.0037 |  | 0 | 0 | 1 | Super Off Peak | 0 | 0 | 1 | Off Peak | 0 | 1 | Off Peak | 0 | 1 | Off Peak | 0 | 0 | 1 | Super Off Peak | 0 | 0 | 1 | Super Off Peak | 0 | 0 | 1 | Super Off Peak
2020-08-16 | 3 | 8 | 1 | 1 | 1 | 0 | 0.97387 |  | 0 | 0 | 1 | Super Off Peak | 0 | 0 | 1 | Off Peak | 0 | 1 | Off Peak | 0 | 1 | Off Peak | 0 | 0 | 1 | Super Off Peak | 0 | 0 | 1 | Super Off Peak | 0 | 0 | 1 | Super Off Peak
2020-08-16 | 4 | 8 | 1 | 1 | 1 | 0 | 0.9455 |  | 0 | 0 | 1 | Super Off Peak | 0 | 0 | 1 | Off Peak | 0 | 1 | Off Peak | 0 | 1 | Off Peak | 0 | 0 | 1 | Super Off Peak | 0 | 0 | 1 | Super Off Peak | 0 | 0 | 1 | Super Off Peak
2020-08-16 | 5 | 8 | 1 | 1 | 1 | 0 | 0.94012 |  | 0 | 0 | 1 | Super Off Peak | 0 | 0 | 1 | Off Peak | 0 | 1 | Off Peak | 0 | 1 | Off Peak | 0 | 0 | 1 | Super Off Peak | 0 | 0 | 1 | Super Off Peak | 0 | 0 | 1 | Super Off Peak
2020-08-16 | 6 | 8 | 1 | 1 | 1 | 0 | 0.9413 |  | 0 | 0 | 1 | Super Off Peak | 0 | 0 | 1 | Off Peak | 0 | 1 | Off Peak | 0 | 1 | Off Peak | 0 | 0 | 1 | Super Off Peak | 0 | 1 | 0 | Off Peak | 0 | 1 | 0 | Off Peak
2020-08-16 | 7 | 8 | 1 | 1 | 1 | 0 | 0.97304 |  | 0 | 0 | 1 | Super Off Peak | 0 | 0 | 1 | Off Peak | 0 | 1 | Off Peak | 0 | 1 | Off Peak | 0 | 0 | 1 | Super Off Peak | 0 | 1 | 0 | Off Peak | 0 | 1 | 0 | Off Peak
2020-08-16 | 8 | 8 | 1 | 1 | 1 | 0 | 0.81023 |  | 0 | 0 | 1 | Super Off Peak | 0 | 0 | 1 | Off Peak | 0 | 1 | Off Peak | 0 | 1 | Off Peak | 0 | 0 | 1 | Super Off Peak | 0 | 1 | 0 | Off Peak | 0 | 1 | 0 | Off Peak
2020-08-16 | 9 | 8 | 1 | 1 | 1 | 0 | 0.57032 |  | 0 | 0 | 1 | Super Off Peak | 0 | 0 | 1 | Off Peak | 0 | 1 | Off Peak | 0 | 1 | Off Peak | 0 | 0 | 1 | Super Off Peak | 0 | 1 | 0 | Off Peak | 0 | 1 | 0 | Off Peak
2020-08-16 | 10 | 8 | 1 | 1 | 1 | 0 | 0.42511 |  | 0 | 0 | 1 | Super Off Peak | 0 | 0 | 1 | Off Peak | 0 | 1 | Off Peak | 0 | 1 | Off Peak | 0 | 0 | 1 | Super Off Peak | 0 | 1 | 0 | Off Peak | 0 | 1 | 0 | Off Peak
2020-08-16 | 11 | 8 | 1 | 1 | 1 | 0 | 0.28301 |  | 0 | 0 | 1 | Super Off Peak | 0 | 0 | 1 | Off Peak | 0 | 1 | Off Peak | 0 | 1 | Off Peak | 0 | 0 | 1 | Super Off Peak | 0 | 1 | 0 | Off Peak | 0 | 1 | 0 | Off Peak
2020-08-16 | 12 | 8 | 1 | 1 | 1 | 0 | 0.18027 |  | 0 | 0 | 1 | Super Off Peak | 0 | 0 | 1 | Off Peak | 0 | 1 | Off Peak | 0 | 1 | Off Peak | 0 | 0 | 1 | Super Off Peak | 0 | 1 | 0 | Off Peak | 0 | 1 | 0 | Off Peak
2020-08-16 | 13 | 8 | 1 | 1 | 1 | 0 | 0.13459 |  | 0 | 0 | 1 | Super Off Peak | 0 | 0 | 1 | Off Peak | 0 | 1 | Off Peak | 0 | 1 | Off Peak | 0 | 0 | 1 | Super Off Peak | 1 | 0 | 0 | On Peak | 1 | 0 | 0 | On Peak
2020-08-16 | 14 | 8 | 1 | 1 | 1 | 0 | 0.14737 |  | 0 | 0 | 1 | Super Off Peak | 0 | 0 | 1 | Off Peak | 0 | 1 | Off Peak | 0 | 1 | Off Peak | 0 | 0 | 1 | Super Off Peak | 1 | 0 | 0 | On Peak | 1 | 0 | 0 | On Peak
2020-08-16 | 15 | 8 | 1 | 1 | 1 | 0 | 0.17704 |  | 0 | 1 | 0 | Off Peak | 0 | 0 | 1 | Off Peak | 0 | 1 | Off Peak | 0 | 1 | Off Peak | 0 | 0 | 1 | Super Off Peak | 1 | 0 | 0 | On Peak | 1 | 0 | 0 | On Peak
2020-08-16 | 16 | 8 | 1 | 1 | 1 | 0 | 0.26639 |  | 0 | 1 | 0 | Off Peak | 0 | 0 | 1 | Off Peak | 0 | 1 | Off Peak | 0 | 1 | Off Peak | 0 | 0 | 1 | Super Off Peak | 1 | 0 | 0 | On Peak | 1 | 0 | 0 | On Peak
2020-08-16 | 17 | 8 | 1 | 1 | 1 | 0 | 0.42197 |  | 1 | 0 | 0 | On Peak | 0 | 0 | 1 | Off Peak | 0 | 1 | Off Peak | 0 | 1 | Off Peak | 0 | 0 | 1 | Super Off Peak | 1 | 0 | 0 | On Peak | 1 | 0 | 0 | On Peak
2020-08-16 | 18 | 8 | 1 | 1 | 1 | 0 | 0.70858 |  | 1 | 0 | 0 | On Peak | 0 | 0 | 1 | Off Peak | 0 | 1 | Off Peak | 0 | 1 | Off Peak | 0 | 0 | 1 | Super Off Peak | 1 | 0 | 0 | On Peak | 1 | 0 | 0 | On Peak
2020-08-16 | 19 | 8 | 1 | 1 | 1 | 0 | 1.0949 |  | 1 | 0 | 0 | On Peak | 0 | 0 | 1 | Off Peak | 0 | 1 | Off Peak | 0 | 1 | Off Peak | 0 | 0 | 1 | Super Off Peak | 1 | 0 | 0 | On Peak | 0 | 1 | 0 | Off Peak
2020-08-16 | 20 | 8 | 1 | 1 | 1 | 0 | 1.3304 |  | 1 | 0 | 0 | On Peak | 0 | 0 | 1 | Off Peak | 0 | 1 | Off Peak | 0 | 1 | Off Peak | 0 | 0 | 1 | Super Off Peak | 1 | 0 | 0 | On Peak | 0 | 1 | 0 | Off Peak
2020-08-16 | 21 | 8 | 1 | 1 | 1 | 0 | 1.3909 |  | 1 | 0 | 0 | On Peak | 0 | 0 | 1 | Off Peak | 0 | 1 | Off Peak | 0 | 1 | Off Peak | 0 | 0 | 1 | Super Off Peak | 0 | 1 | 0 | Off Peak | 0 | 1 | 0 | Off Peak
2020-08-16 | 22 | 8 | 1 | 1 | 1 | 0 | 1.4845 |  | 0 | 1 | 0 | Off Peak | 0 | 0 | 1 | Off Peak | 0 | 1 | Off Peak | 0 | 1 | Off Peak | 0 | 0 | 1 | Super Off Peak | 0 | 1 | 0 | Off Peak | 0 | 1 | 0 | Off Peak
2020-08-16 | 23 | 8 | 1 | 1 | 1 | 0 | 1.4071 |  | 0 | 1 | 0 | Off Peak | 0 | 0 | 1 | Off Peak | 0 | 1 | Off Peak | 0 | 1 | Off Peak | 0 | 0 | 1 | Super Off Peak | 0 | 1 | 0 | Off Peak | 0 | 1 | 0 | Off Peak
2020-08-16 | 24 | 8 | 1 | 1 | 1 | 0 | 1.2849 |  | 0 | 1 | 0 | Off Peak | 0 | 0 | 1 | Off Peak | 0 | 1 | Off Peak | 0 | 1 | Off Peak | 0 | 0 | 1 | Super Off Peak | 0 | 1 | 0 | Off Peak | 0 | 1 | 0 | Off Peak
2020-08-17 | 1 | 8 | 1 | 0 | 0 | 0 | 1.1261 |  | 0 | 0 | 1 | Super Off Peak | 0 | 0 | 1 | Off Peak | 0 | 1 | Off Peak | 0 | 1 | Off Peak | 0 | 0 | 1 | Super Off Peak | 0 | 0 | 1 | Super Off Peak | 0 | 0 | 1 | Super Off Peak
2020-08-17 | 2 | 8 | 1 | 0 | 0 | 0 | 1.3272 |  | 0 | 0 | 1 | Super Off Peak | 0 | 0 | 1 | Off Peak | 0 | 1 | Off Peak | 0 | 1 | Off Peak | 0 | 0 | 1 | Super Off Peak | 0 | 0 | 1 | Super Off Peak | 0 | 0 | 1 | Super Off Peak
2020-08-17 | 3 | 8 | 1 | 0 | 0 | 0 | 1.1454 |  | 0 | 0 | 1 | Super Off Peak | 0 | 0 | 1 | Off Peak | 0 | 1 | Off Peak | 0 | 1 | Off Peak | 0 | 0 | 1 | Super Off Peak | 0 | 0 | 1 | Super Off Peak | 0 | 0 | 1 | Super Off Peak
2020-08-17 | 4 | 8 | 1 | 0 | 0 | 0 | 1.0854 |  | 0 | 0 | 1 | Super Off Peak | 0 | 0 | 1 | Off Peak | 0 | 1 | Off Peak | 0 | 1 | Off Peak | 0 | 0 | 1 | Super Off Peak | 0 | 0 | 1 | Super Off Peak | 0 | 0 | 1 | Super Off Peak
2020-08-17 | 5 | 8 | 1 | 0 | 0 | 0 | 1.0488 |  | 0 | 0 | 1 | Super Off Peak | 0 | 0 | 1 | Off Peak | 0 | 1 | Off Peak | 0 | 1 | Off Peak | 0 | 0 | 1 | Super Off Peak | 0 | 0 | 1 | Super Off Peak | 0 | 0 | 1 | Super Off Peak
2020-08-17 | 6 | 8 | 1 | 0 | 0 | 0 | 1.0563 |  | 0 | 0 | 1 | Super Off Peak | 0 | 0 | 1 | Off Peak | 0 | 1 | Off Peak | 0 | 1 | Off Peak | 0 | 0 | 1 | Super Off Peak | 0 | 1 | 0 | Off Peak | 0 | 1 | 0 | Off Peak
2020-08-17 | 7 | 8 | 1 | 0 | 0 | 0 | 1.4309 |  | 0 | 1 | 0 | Off Peak | 0 | 1 | 0 | Semi Peak | 0 | 1 | Off Peak | 0 | 1 | Off Peak | 0 | 1 | 0 | Off Peak | 0 | 1 | 0 | Off Peak | 0 | 1 | 0 | Off Peak
2020-08-17 | 8 | 8 | 1 | 0 | 0 | 0 | 1.2849 |  | 0 | 1 | 0 | Off Peak | 0 | 1 | 0 | Semi Peak | 0 | 1 | Off Peak | 0 | 1 | Off Peak | 0 | 1 | 0 | Off Peak | 0 | 1 | 0 | Off Peak | 0 | 1 | 0 | Off Peak
2020-08-17 | 9 | 8 | 1 | 0 | 0 | 0 | 1.0027 |  | 0 | 1 | 0 | Off Peak | 0 | 1 | 0 | Semi Peak | 0 | 1 | Off Peak | 0 | 1 | Off Peak | 0 | 1 | 0 | Off Peak | 0 | 1 | 0 | Off Peak | 0 | 1 | 0 | Off Peak
2020-08-17 | 10 | 8 | 1 | 0 | 0 | 0 | 0.83652 |  | 0 | 1 | 0 | Off Peak | 0 | 1 | 0 | Semi Peak | 0 | 1 | Off Peak | 0 | 1 | Off Peak | 0 | 1 | 0 | Off Peak | 0 | 1 | 0 | Off Peak | 0 | 1 | 0 | Off Peak
2020-08-17 | 11 | 8 | 1 | 0 | 0 | 0 | 0.70572 |  | 0 | 1 | 0 | Off Peak | 0 | 1 | 0 | Semi Peak | 0 | 1 | Off Peak | 0 | 1 | Off Peak | 0 | 1 | 0 | Off Peak | 0 | 1 | 0 | Off Peak | 0 | 1 | 0 | Off Peak
2020-08-17 | 12 | 8 | 1 | 0 | 0 | 0 | 0.67489 |  | 0 | 1 | 0 | Off Peak | 1 | 0 | 0 | On Peak | 0 | 1 | Off Peak | 0 | 1 | Off Peak | 1 | 0 | 0 | On Peak | 0 | 1 | 0 | Off Peak | 0 | 1 | 0 | Off Peak
2020-08-17 | 13 | 8 | 1 | 0 | 0 | 0 | 0.75613 |  | 0 | 1 | 0 | Off Peak | 1 | 0 | 0 | On Peak | 0 | 1 | Off Peak | 1 | 0 | On Peak | 1 | 0 | 0 | On Peak | 1 | 0 | 0 | On Peak | 1 | 0 | 0 | On Peak
2020-08-17 | 14 | 8 | 1 | 0 | 0 | 0 | 0.85394 |  | 0 | 1 | 0 | Off Peak | 1 | 0 | 0 | On Peak | 0 | 1 | Off Peak | 1 | 0 | On Peak | 1 | 0 | 0 | On Peak | 1 | 0 | 0 | On Peak | 1 | 0 | 0 | On Peak
2020-08-17 | 15 | 8 | 1 | 0 | 0 | 0 | 0.94872 |  | 0 | 1 | 0 | Off Peak | 1 | 0 | 0 | On Peak | 0 | 1 | Off Peak | 1 | 0 | On Peak | 1 | 0 | 0 | On Peak | 1 | 0 | 0 | On Peak | 1 | 0 | 0 | On Peak
2020-08-17 | 16 | 8 | 1 | 0 | 0 | 0 | 1.1104 |  | 0 | 1 | 0 | Off Peak | 1 | 0 | 0 | On Peak | 0 | 1 | Off Peak | 1 | 0 | On Peak | 1 | 0 | 0 | On Peak | 1 | 0 | 0 | On Peak | 1 | 0 | 0 | On Peak
2020-08-17 | 17 | 8 | 1 | 0 | 0 | 0 | 1.4293 |  | 1 | 0 | 0 | On Peak | 1 | 0 | 0 | On Peak | 1 | 0 | On Peak | 1 | 0 | On Peak | 1 | 0 | 0 | On Peak | 1 | 0 | 0 | On Peak | 1 | 0 | 0 | On Peak
2020-08-17 | 18 | 8 | 1 | 0 | 0 | 0 | 1.804 |  | 1 | 0 | 0 | On Peak | 1 | 0 | 0 | On Peak | 1 | 0 | On Peak | 1 | 0 | On Peak | 1 | 0 | 0 | On Peak | 1 | 0 | 0 | On Peak | 1 | 0 | 0 | On Peak
2020-08-17 | 19 | 8 | 1 | 0 | 0 | 0 | 2.2878 |  | 1 | 0 | 0 | On Peak | 0 | 1 | 0 | Semi Peak | 1 | 0 | On Peak | 0 | 1 | Off Peak | 0 | 1 | 0 | Off Peak | 1 | 0 | 0 | On Peak | 0 | 1 | 0 | Off Peak
2020-08-17 | 20 | 8 | 1 | 0 | 0 | 0 | 2.5269 |  | 1 | 0 | 0 | On Peak | 0 | 1 | 0 | Semi Peak | 1 | 0 | On Peak | 0 | 1 | Off Peak | 0 | 1 | 0 | Off Peak | 1 | 0 | 0 | On Peak | 0 | 1 | 0 | Off Peak
2020-08-17 | 21 | 8 | 1 | 0 | 0 | 0 | 2.5511 |  | 1 | 0 | 0 | On Peak | 0 | 1 | 0 | Semi Peak | 1 | 0 | On Peak | 0 | 1 | Off Peak | 0 | 1 | 0 | Off Peak | 0 | 1 | 0 | Off Peak | 0 | 1 | 0 | Off Peak
2020-08-17 | 22 | 8 | 1 | 0 | 0 | 0 | 2.4943 |  | 0 | 1 | 0 | Off Peak | 0 | 1 | 0 | Semi Peak | 0 | 1 | Off Peak | 0 | 1 | Off Peak | 0 | 1 | 0 | Off Peak | 0 | 1 | 0 | Off Peak | 0 | 1 | 0 | Off Peak
2020-08-17 | 23 | 8 | 1 | 0 | 0 | 0 | 1.8249 |  | 0 | 1 | 0 | Off Peak | 0 | 0 | 1 | Off Peak | 0 | 1 | Off Peak | 0 | 1 | Off Peak | 0 | 0 | 1 | Super Off Peak | 0 | 1 | 0 | Off Peak | 0 | 1 | 0 | Off Peak
2020-08-17 | 24 | 8 | 1 | 0 | 0 | 0 | 1.6781 |  | 0 | 1 | 0 | Off Peak | 0 | 0 | 1 | Off Peak | 0 | 1 | Off Peak | 0 | 1 | Off Peak | 0 | 0 | 1 | Super Off Peak | 0 | 1 | 0 | Off Peak | 0 | 1 | 0 | Off Peak
2020-08-18 | 1 | 8 | 1 | 0 | 0 | 0 | 1.4903 |  | 0 | 0 | 1 | Super Off Peak | 0 | 0 | 1 | Off Peak | 0 | 1 | Off Peak | 0 | 1 | Off Peak | 0 | 0 | 1 | Super Off Peak | 0 | 0 | 1 | Super Off Peak | 0 | 0 | 1 | Super Off Peak
2020-08-18 | 2 | 8 | 1 | 0 | 0 | 0 | 1.0893 |  | 0 | 0 | 1 | Super Off Peak | 0 | 0 | 1 | Off Peak | 0 | 1 | Off Peak | 0 | 1 | Off Peak | 0 | 0 | 1 | Super Off Peak | 0 | 0 | 1 | Super Off Peak | 0 | 0 | 1 | Super Off Peak
2020-08-18 | 3 | 8 | 1 | 0 | 0 | 0 | 1.034 |  | 0 | 0 | 1 | Super Off Peak | 0 | 0 | 1 | Off Peak | 0 | 1 | Off Peak | 0 | 1 | Off Peak | 0 | 0 | 1 | Super Off Peak | 0 | 0 | 1 | Super Off Peak | 0 | 0 | 1 | Super Off Peak
2020-08-18 | 4 | 8 | 1 | 0 | 0 | 0 | 1.0003 |  | 0 | 0 | 1 | Super Off Peak | 0 | 0 | 1 | Off Peak | 0 | 1 | Off Peak | 0 | 1 | Off Peak | 0 | 0 | 1 | Super Off Peak | 0 | 0 | 1 | Super Off Peak | 0 | 0 | 1 | Super Off Peak
2020-08-18 | 5 | 8 | 1 | 0 | 0 | 0 | 0.97559 |  | 0 | 0 | 1 | Super Off Peak | 0 | 0 | 1 | Off Peak | 0 | 1 | Off Peak | 0 | 1 | Off Peak | 0 | 0 | 1 | Super Off Peak | 0 | 0 | 1 | Super Off Peak | 0 | 0 | 1 | Super Off Peak
2020-08-18 | 6 | 8 | 1 | 0 | 0 | 0 | 0.97374 |  | 0 | 0 | 1 | Super Off Peak | 0 | 0 | 1 | Off Peak | 0 | 1 | Off Peak | 0 | 1 | Off Peak | 0 | 0 | 1 | Super Off Peak | 0 | 1 | 0 | Off Peak | 0 | 1 | 0 | Off Peak
2020-08-18 | 7 | 8 | 1 | 0 | 0 | 0 | 1.2866 |  | 0 | 1 | 0 | Off Peak | 0 | 1 | 0 | Semi Peak | 0 | 1 | Off Peak | 0 | 1 | Off Peak | 0 | 1 | 0 | Off Peak | 0 | 1 | 0 | Off Peak | 0 | 1 | 0 | Off Peak
2020-08-18 | 8 | 8 | 1 | 0 | 0 | 0 | 1.0901 |  | 0 | 1 | 0 | Off Peak | 0 | 1 | 0 | Semi Peak | 0 | 1 | Off Peak | 0 | 1 | Off Peak | 0 | 1 | 0 | Off Peak | 0 | 1 | 0 | Off Peak | 0 | 1 | 0 | Off Peak
2020-08-18 | 9 | 8 | 1 | 0 | 0 | 0 | 0.78601 |  | 0 | 1 | 0 | Off Peak | 0 | 1 | 0 | Semi Peak | 0 | 1 | Off Peak | 0 | 1 | Off Peak | 0 | 1 | 0 | Off Peak | 0 | 1 | 0 | Off Peak | 0 | 1 | 0 | Off Peak
2020-08-18 | 10 | 8 | 1 | 0 | 0 | 0 | 0.58682 |  | 0 | 1 | 0 | Off Peak | 0 | 1 | 0 | Semi Peak | 0 | 1 | Off Peak | 0 | 1 | Off Peak | 0 | 1 | 0 | Off Peak | 0 | 1 | 0 | Off Peak | 0 | 1 | 0 | Off Peak
2020-08-18 | 11 | 8 | 1 | 0 | 0 | 0 | 0.41331 |  | 0 | 1 | 0 | Off Peak | 0 | 1 | 0 | Semi Peak | 0 | 1 | Off Peak | 0 | 1 | Off Peak | 0 | 1 | 0 | Off Peak | 0 | 1 | 0 | Off Peak | 0 | 1 | 0 | Off Peak
2020-08-18 | 12 | 8 | 1 | 0 | 0 | 0 | 0.34679 |  | 0 | 1 | 0 | Off Peak | 1 | 0 | 0 | On Peak | 0 | 1 | Off Peak | 0 | 1 | Off Peak | 1 | 0 | 0 | On Peak | 0 | 1 | 0 | Off Peak | 0 | 1 | 0 | Off Peak
2020-08-18 | 13 | 8 | 1 | 0 | 0 | 0 | 0.31093 |  | 0 | 1 | 0 | Off Peak | 1 | 0 | 0 | On Peak | 0 | 1 | Off Peak | 1 | 0 | On Peak | 1 | 0 | 0 | On Peak | 1 | 0 | 0 | On Peak | 1 | 0 | 0 | On Peak
2020-08-18 | 14 | 8 | 1 | 0 | 0 | 0 | 0.33212 |  | 0 | 1 | 0 | Off Peak | 1 | 0 | 0 | On Peak | 0 | 1 | Off Peak | 1 | 0 | On Peak | 1 | 0 | 0 | On Peak | 1 | 0 | 0 | On Peak | 1 | 0 | 0 | On Peak
2020-08-18 | 15 | 8 | 1 | 0 | 0 | 0 | 0.40405 |  | 0 | 1 | 0 | Off Peak | 1 | 0 | 0 | On Peak | 0 | 1 | Off Peak | 1 | 0 | On Peak | 1 | 0 | 0 | On Peak | 1 | 0 | 0 | On Peak | 1 | 0 | 0 | On Peak
2020-08-18 | 16 | 8 | 1 | 0 | 0 | 0 | 0.55606 |  | 0 | 1 | 0 | Off Peak | 1 | 0 | 0 | On Peak | 0 | 1 | Off Peak | 1 | 0 | On Peak | 1 | 0 | 0 | On Peak | 1 | 0 | 0 | On Peak | 1 | 0 | 0 | On Peak
2020-08-18 | 17 | 8 | 1 | 0 | 0 | 0 | 0.80189 |  | 1 | 0 | 0 | On Peak | 1 | 0 | 0 | On Peak | 1 | 0 | On Peak | 1 | 0 | On Peak | 1 | 0 | 0 | On Peak | 1 | 0 | 0 | On Peak | 1 | 0 | 0 | On Peak
2020-08-18 | 18 | 8 | 1 | 0 | 0 | 0 | 1.1785 |  | 1 | 0 | 0 | On Peak | 1 | 0 | 0 | On Peak | 1 | 0 | On Peak | 1 | 0 | On Peak | 1 | 0 | 0 | On Peak | 1 | 0 | 0 | On Peak | 1 | 0 | 0 | On Peak
2020-08-18 | 19 | 8 | 1 | 0 | 0 | 0 | 1.7214 |  | 1 | 0 | 0 | On Peak | 0 | 1 | 0 | Semi Peak | 1 | 0 | On Peak | 0 | 1 | Off Peak | 0 | 1 | 0 | Off Peak | 1 | 0 | 0 | On Peak | 0 | 1 | 0 | Off Peak
2020-08-18 | 20 | 8 | 1 | 0 | 0 | 0 | 1.9979 |  | 1 | 0 | 0 | On Peak | 0 | 1 | 0 | Semi Peak | 1 | 0 | On Peak | 0 | 1 | Off Peak | 0 | 1 | 0 | Off Peak | 1 | 0 | 0 | On Peak | 0 | 1 | 0 | Off Peak
2020-08-18 | 21 | 8 | 1 | 0 | 0 | 0 | 2.0423 |  | 1 | 0 | 0 | On Peak | 0 | 1 | 0 | Semi Peak | 1 | 0 | On Peak | 0 | 1 | Off Peak | 0 | 1 | 0 | Off Peak | 0 | 1 | 0 | Off Peak | 0 | 1 | 0 | Off Peak
2020-08-18 | 22 | 8 | 1 | 0 | 0 | 0 | 2.0783 |  | 0 | 1 | 0 | Off Peak | 0 | 1 | 0 | Semi Peak | 0 | 1 | Off Peak | 0 | 1 | Off Peak | 0 | 1 | 0 | Off Peak | 0 | 1 | 0 | Off Peak | 0 | 1 | 0 | Off Peak
2020-08-18 | 23 | 8 | 1 | 0 | 0 | 0 | 1.5593 |  | 0 | 1 | 0 | Off Peak | 0 | 0 | 1 | Off Peak | 0 | 1 | Off Peak | 0 | 1 | Off Peak | 0 | 0 | 1 | Super Off Peak | 0 | 1 | 0 | Off Peak | 0 | 1 | 0 | Off Peak
2020-08-18 | 24 | 8 | 1 | 0 | 0 | 0 | 1.4128 |  | 0 | 1 | 0 | Off Peak | 0 | 0 | 1 | Off Peak | 0 | 1 | Off Peak | 0 | 1 | Off Peak | 0 | 0 | 1 | Super Off Peak | 0 | 1 | 0 | Off Peak | 0 | 1 | 0 | Off Peak
2020-08-19 | 1 | 8 | 1 | 0 | 0 | 0 | 1.2372 |  | 0 | 0 | 1 | Super Off Peak | 0 | 0 | 1 | Off Peak | 0 | 1 | Off Peak | 0 | 1 | Off Peak | 0 | 0 | 1 | Super Off Peak | 0 | 0 | 1 | Super Off Peak | 0 | 0 | 1 | Super Off Peak
2020-08-19 | 2 | 8 | 1 | 0 | 0 | 0 | 1.0728 |  | 0 | 0 | 1 | Super Off Peak | 0 | 0 | 1 | Off Peak | 0 | 1 | Off Peak | 0 | 1 | Off Peak | 0 | 0 | 1 | Super Off Peak | 0 | 0 | 1 | Super Off Peak | 0 | 0 | 1 | Super Off Peak
2020-08-19 | 3 | 8 | 1 | 0 | 0 | 0 | 0.99379 |  | 0 | 0 | 1 | Super Off Peak | 0 | 0 | 1 | Off Peak | 0 | 1 | Off Peak | 0 | 1 | Off Peak | 0 | 0 | 1 | Super Off Peak | 0 | 0 | 1 | Super Off Peak | 0 | 0 | 1 | Super Off Peak
2020-08-19 | 4 | 8 | 1 | 0 | 0 | 0 | 0.95343 |  | 0 | 0 | 1 | Super Off Peak | 0 | 0 | 1 | Off Peak | 0 | 1 | Off Peak | 0 | 1 | Off Peak | 0 | 0 | 1 | Super Off Peak | 0 | 0 | 1 | Super Off Peak | 0 | 0 | 1 | Super Off Peak
2020-08-19 | 5 | 8 | 1 | 0 | 0 | 0 | 0.93114 |  | 0 | 0 | 1 | Super Off Peak | 0 | 0 | 1 | Off Peak | 0 | 1 | Off Peak | 0 | 1 | Off Peak | 0 | 0 | 1 | Super Off Peak | 0 | 0 | 1 | Super Off Peak | 0 | 0 | 1 | Super Off Peak
2020-08-19 | 6 | 8 | 1 | 0 | 0 | 0 | 0.93363 |  | 0 | 0 | 1 | Super Off Peak | 0 | 0 | 1 | Off Peak | 0 | 1 | Off Peak | 0 | 1 | Off Peak | 0 | 0 | 1 | Super Off Peak | 0 | 1 | 0 | Off Peak | 0 | 1 | 0 | Off Peak
2020-08-19 | 7 | 8 | 1 | 0 | 0 | 0 | 1.2455 |  | 0 | 1 | 0 | Off Peak | 0 | 1 | 0 | Semi Peak | 0 | 1 | Off Peak | 0 | 1 | Off Peak | 0 | 1 | 0 | Off Peak | 0 | 1 | 0 | Off Peak | 0 | 1 | 0 | Off Peak
2020-08-19 | 8 | 8 | 1 | 0 | 0 | 0 | 1.0475 |  | 0 | 1 | 0 | Off Peak | 0 | 1 | 0 | Semi Peak | 0 | 1 | Off Peak | 0 | 1 | Off Peak | 0 | 1 | 0 | Off Peak | 0 | 1 | 0 | Off Peak | 0 | 1 | 0 | Off Peak
2020-08-19 | 9 | 8 | 1 | 0 | 0 | 0 | 0.73908 |  | 0 | 1 | 0 | Off Peak | 0 | 1 | 0 | Semi Peak | 0 | 1 | Off Peak | 0 | 1 | Off Peak | 0 | 1 | 0 | Off Peak | 0 | 1 | 0 | Off Peak | 0 | 1 | 0 | Off Peak
2020-08-19 | 10 | 8 | 1 | 0 | 0 | 0 | 0.53862 |  | 0 | 1 | 0 | Off Peak | 0 | 1 | 0 | Semi Peak | 0 | 1 | Off Peak | 0 | 1 | Off Peak | 0 | 1 | 0 | Off Peak | 0 | 1 | 0 | Off Peak | 0 | 1 | 0 | Off Peak
2020-08-19 | 11 | 8 | 1 | 0 | 0 | 0 | 0.38551 |  | 0 | 1 | 0 | Off Peak | 0 | 1 | 0 | Semi Peak | 0 | 1 | Off Peak | 0 | 1 | Off Peak | 0 | 1 | 0 | Off Peak | 0 | 1 | 0 | Off Peak | 0 | 1 | 0 | Off Peak
2020-08-19 | 12 | 8 | 1 | 0 | 0 | 0 | 0.29434 |  | 0 | 1 | 0 | Off Peak | 1 | 0 | 0 | On Peak | 0 | 1 | Off Peak | 0 | 1 | Off Peak | 1 | 0 | 0 | On Peak | 0 | 1 | 0 | Off Peak | 0 | 1 | 0 | Off Peak
2020-08-19 | 13 | 8 | 1 | 0 | 0 | 0 | 0.25144 |  | 0 | 1 | 0 | Off Peak | 1 | 0 | 0 | On Peak | 0 | 1 | Off Peak | 1 | 0 | On Peak | 1 | 0 | 0 | On Peak | 1 | 0 | 0 | On Peak | 1 | 0 | 0 | On Peak
2020-08-19 | 14 | 8 | 1 | 0 | 0 | 0 | 0.28557 |  | 0 | 1 | 0 | Off Peak | 1 | 0 | 0 | On Peak | 0 | 1 | Off Peak | 1 | 0 | On Peak | 1 | 0 | 0 | On Peak | 1 | 0 | 0 | On Peak | 1 | 0 | 0 | On Peak
2020-08-19 | 15 | 8 | 1 | 0 | 0 | 0 | 0.35472 |  | 0 | 1 | 0 | Off Peak | 1 | 0 | 0 | On Peak | 0 | 1 | Off Peak | 1 | 0 | On Peak | 1 | 0 | 0 | On Peak | 1 | 0 | 0 | On Peak | 1 | 0 | 0 | On Peak
2020-08-19 | 16 | 8 | 1 | 0 | 0 | 0 | 0.51047 |  | 0 | 1 | 0 | Off Peak | 1 | 0 | 0 | On Peak | 0 | 1 | Off Peak | 1 | 0 | On Peak | 1 | 0 | 0 | On Peak | 1 | 0 | 0 | On Peak | 1 | 0 | 0 | On Peak
2020-08-19 | 17 | 8 | 1 | 0 | 0 | 0 | 0.75289 |  | 1 | 0 | 0 | On Peak | 1 | 0 | 0 | On Peak | 1 | 0 | On Peak | 1 | 0 | On Peak | 1 | 0 | 0 | On Peak | 1 | 0 | 0 | On Peak | 1 | 0 | 0 | On Peak
2020-08-19 | 18 | 8 | 1 | 0 | 0 | 0 | 1.1434 |  | 1 | 0 | 0 | On Peak | 1 | 0 | 0 | On Peak | 1 | 0 | On Peak | 1 | 0 | On Peak | 1 | 0 | 0 | On Peak | 1 | 0 | 0 | On Peak | 1 | 0 | 0 | On Peak
2020-08-19 | 19 | 8 | 1 | 0 | 0 | 0 | 1.6728 |  | 1 | 0 | 0 | On Peak | 0 | 1 | 0 | Semi Peak | 1 | 0 | On Peak | 0 | 1 | Off Peak | 0 | 1 | 0 | Off Peak | 1 | 0 | 0 | On Peak | 0 | 1 | 0 | Off Peak
2020-08-19 | 20 | 8 | 1 | 0 | 0 | 0 | 1.9552 |  | 1 | 0 | 0 | On Peak | 0 | 1 | 0 | Semi Peak | 1 | 0 | On Peak | 0 | 1 | Off Peak | 0 | 1 | 0 | Off Peak | 1 | 0 | 0 | On Peak | 0 | 1 | 0 | Off Peak
2020-08-19 | 21 | 8 | 1 | 0 | 0 | 0 | 2.0188 |  | 1 | 0 | 0 | On Peak | 0 | 1 | 0 | Semi Peak | 1 | 0 | On Peak | 0 | 1 | Off Peak | 0 | 1 | 0 | Off Peak | 0 | 1 | 0 | Off Peak | 0 | 1 | 0 | Off Peak
2020-08-19 | 22 | 8 | 1 | 0 | 0 | 0 | 2.0577 |  | 0 | 1 | 0 | Off Peak | 0 | 1 | 0 | Semi Peak | 0 | 1 | Off Peak | 0 | 1 | Off Peak | 0 | 1 | 0 | Off Peak | 0 | 1 | 0 | Off Peak | 0 | 1 | 0 | Off Peak
2020-08-19 | 23 | 8 | 1 | 0 | 0 | 0 | 1.5388 |  | 0 | 1 | 0 | Off Peak | 0 | 0 | 1 | Off Peak | 0 | 1 | Off Peak | 0 | 1 | Off Peak | 0 | 0 | 1 | Super Off Peak | 0 | 1 | 0 | Off Peak | 0 | 1 | 0 | Off Peak
2020-08-19 | 24 | 8 | 1 | 0 | 0 | 0 | 1.3894 |  | 0 | 1 | 0 | Off Peak | 0 | 0 | 1 | Off Peak | 0 | 1 | Off Peak | 0 | 1 | Off Peak | 0 | 0 | 1 | Super Off Peak | 0 | 1 | 0 | Off Peak | 0 | 1 | 0 | Off Peak
2020-08-20 | 1 | 8 | 1 | 0 | 0 | 0 | 1.216 |  | 0 | 0 | 1 | Super Off Peak | 0 | 0 | 1 | Off Peak | 0 | 1 | Off Peak | 0 | 1 | Off Peak | 0 | 0 | 1 | Super Off Peak | 0 | 0 | 1 | Super Off Peak | 0 | 0 | 1 | Super Off Peak
2020-08-20 | 2 | 8 | 1 | 0 | 0 | 0 | 1.0614 |  | 0 | 0 | 1 | Super Off Peak | 0 | 0 | 1 | Off Peak | 0 | 1 | Off Peak | 0 | 1 | Off Peak | 0 | 0 | 1 | Super Off Peak | 0 | 0 | 1 | Super Off Peak | 0 | 0 | 1 | Super Off Peak
2020-08-20 | 3 | 8 | 1 | 0 | 0 | 0 | 0.99804 |  | 0 | 0 | 1 | Super Off Peak | 0 | 0 | 1 | Off Peak | 0 | 1 | Off Peak | 0 | 1 | Off Peak | 0 | 0 | 1 | Super Off Peak | 0 | 0 | 1 | Super Off Peak | 0 | 0 | 1 | Super Off Peak
2020-08-20 | 4 | 8 | 1 | 0 | 0 | 0 | 0.95901 |  | 0 | 0 | 1 | Super Off Peak | 0 | 0 | 1 | Off Peak | 0 | 1 | Off Peak | 0 | 1 | Off Peak | 0 | 0 | 1 | Super Off Peak | 0 | 0 | 1 | Super Off Peak | 0 | 0 | 1 | Super Off Peak
2020-08-20 | 5 | 8 | 1 | 0 | 0 | 0 | 0.94266 |  | 0 | 0 | 1 | Super Off Peak | 0 | 0 | 1 | Off Peak | 0 | 1 | Off Peak | 0 | 1 | Off Peak | 0 | 0 | 1 | Super Off Peak | 0 | 0 | 1 | Super Off Peak | 0 | 0 | 1 | Super Off Peak
2020-08-20 | 6 | 8 | 1 | 0 | 0 | 0 | 0.95433 |  | 0 | 0 | 1 | Super Off Peak | 0 | 0 | 1 | Off Peak | 0 | 1 | Off Peak | 0 | 1 | Off Peak | 0 | 0 | 1 | Super Off Peak | 0 | 1 | 0 | Off Peak | 0 | 1 | 0 | Off Peak
2020-08-20 | 7 | 8 | 1 | 0 | 0 | 0 | 1.2545 |  | 0 | 1 | 0 | Off Peak | 0 | 1 | 0 | Semi Peak | 0 | 1 | Off Peak | 0 | 1 | Off Peak | 0 | 1 | 0 | Off Peak | 0 | 1 | 0 | Off Peak | 0 | 1 | 0 | Off Peak
2020-08-20 | 8 | 8 | 1 | 0 | 0 | 0 | 1.0385 |  | 0 | 1 | 0 | Off Peak | 0 | 1 | 0 | Semi Peak | 0 | 1 | Off Peak | 0 | 1 | Off Peak | 0 | 1 | 0 | Off Peak | 0 | 1 | 0 | Off Peak | 0 | 1 | 0 | Off Peak
2020-08-20 | 9 | 8 | 1 | 0 | 0 | 0 | 0.74033 |  | 0 | 1 | 0 | Off Peak | 0 | 1 | 0 | Semi Peak | 0 | 1 | Off Peak | 0 | 1 | Off Peak | 0 | 1 | 0 | Off Peak | 0 | 1 | 0 | Off Peak | 0 | 1 | 0 | Off Peak
2020-08-20 | 10 | 8 | 1 | 0 | 0 | 0 | 0.52839 |  | 0 | 1 | 0 | Off Peak | 0 | 1 | 0 | Semi Peak | 0 | 1 | Off Peak | 0 | 1 | Off Peak | 0 | 1 | 0 | Off Peak | 0 | 1 | 0 | Off Peak | 0 | 1 | 0 | Off Peak
2020-08-20 | 11 | 8 | 1 | 0 | 0 | 0 | 0.35263 |  | 0 | 1 | 0 | Off Peak | 0 | 1 | 0 | Semi Peak | 0 | 1 | Off Peak | 0 | 1 | Off Peak | 0 | 1 | 0 | Off Peak | 0 | 1 | 0 | Off Peak | 0 | 1 | 0 | Off Peak
2020-08-20 | 12 | 8 | 1 | 0 | 0 | 0 | 0.25275 |  | 0 | 1 | 0 | Off Peak | 1 | 0 | 0 | On Peak | 0 | 1 | Off Peak | 0 | 1 | Off Peak | 1 | 0 | 0 | On Peak | 0 | 1 | 0 | Off Peak | 0 | 1 | 0 | Off Peak
2020-08-20 | 13 | 8 | 1 | 0 | 0 | 0 | 0.21274 |  | 0 | 1 | 0 | Off Peak | 1 | 0 | 0 | On Peak | 0 | 1 | Off Peak | 1 | 0 | On Peak | 1 | 0 | 0 | On Peak | 1 | 0 | 0 | On Peak | 1 | 0 | 0 | On Peak
2020-08-20 | 14 | 8 | 1 | 0 | 0 | 0 | 0.24445 |  | 0 | 1 | 0 | Off Peak | 1 | 0 | 0 | On Peak | 0 | 1 | Off Peak | 1 | 0 | On Peak | 1 | 0 | 0 | On Peak | 1 | 0 | 0 | On Peak | 1 | 0 | 0 | On Peak
2020-08-20 | 15 | 8 | 1 | 0 | 0 | 0 | 0.32631 |  | 0 | 1 | 0 | Off Peak | 1 | 0 | 0 | On Peak | 0 | 1 | Off Peak | 1 | 0 | On Peak | 1 | 0 | 0 | On Peak | 1 | 0 | 0 | On Peak | 1 | 0 | 0 | On Peak
2020-08-20 | 16 | 8 | 1 | 0 | 0 | 0 | 0.46913 |  | 0 | 1 | 0 | Off Peak | 1 | 0 | 0 | On Peak | 0 | 1 | Off Peak | 1 | 0 | On Peak | 1 | 0 | 0 | On Peak | 1 | 0 | 0 | On Peak | 1 | 0 | 0 | On Peak
2020-08-20 | 17 | 8 | 1 | 0 | 0 | 0 | 0.71161 |  | 1 | 0 | 0 | On Peak | 1 | 0 | 0 | On Peak | 1 | 0 | On Peak | 1 | 0 | On Peak | 1 | 0 | 0 | On Peak | 1 | 0 | 0 | On Peak | 1 | 0 | 0 | On Peak
2020-08-20 | 18 | 8 | 1 | 0 | 0 | 0 | 1.1113 |  | 1 | 0 | 0 | On Peak | 1 | 0 | 0 | On Peak | 1 | 0 | On Peak | 1 | 0 | On Peak | 1 | 0 | 0 | On Peak | 1 | 0 | 0 | On Peak | 1 | 0 | 0 | On Peak
2020-08-20 | 19 | 8 | 1 | 0 | 0 | 0 | 1.6699 |  | 1 | 0 | 0 | On Peak | 0 | 1 | 0 | Semi Peak | 1 | 0 | On Peak | 0 | 1 | Off Peak | 0 | 1 | 0 | Off Peak | 1 | 0 | 0 | On Peak | 0 | 1 | 0 | Off Peak
2020-08-20 | 20 | 8 | 1 | 0 | 0 | 0 | 1.9475 |  | 1 | 0 | 0 | On Peak | 0 | 1 | 0 | Semi Peak | 1 | 0 | On Peak | 0 | 1 | Off Peak | 0 | 1 | 0 | Off Peak | 1 | 0 | 0 | On Peak | 0 | 1 | 0 | Off Peak
2020-08-20 | 21 | 8 | 1 | 0 | 0 | 0 | 2 |  | 1 | 0 | 0 | On Peak | 0 | 1 | 0 | Semi Peak | 1 | 0 | On Peak | 0 | 1 | Off Peak | 0 | 1 | 0 | Off Peak | 0 | 1 | 0 | Off Peak | 0 | 1 | 0 | Off Peak
2020-08-20 | 22 | 8 | 1 | 0 | 0 | 0 | 2.0454 |  | 0 | 1 | 0 | Off Peak | 0 | 1 | 0 | Semi Peak | 0 | 1 | Off Peak | 0 | 1 | Off Peak | 0 | 1 | 0 | Off Peak | 0 | 1 | 0 | Off Peak | 0 | 1 | 0 | Off Peak
2020-08-20 | 23 | 8 | 1 | 0 | 0 | 0 | 1.5274 |  | 0 | 1 | 0 | Off Peak | 0 | 0 | 1 | Off Peak | 0 | 1 | Off Peak | 0 | 1 | Off Peak | 0 | 0 | 1 | Super Off Peak | 0 | 1 | 0 | Off Peak | 0 | 1 | 0 | Off Peak
2020-08-20 | 24 | 8 | 1 | 0 | 0 | 0 | 1.3759 |  | 0 | 1 | 0 | Off Peak | 0 | 0 | 1 | Off Peak | 0 | 1 | Off Peak | 0 | 1 | Off Peak | 0 | 0 | 1 | Super Off Peak | 0 | 1 | 0 | Off Peak | 0 | 1 | 0 | Off Peak
2020-08-21 | 1 | 8 | 1 | 0 | 0 | 0 | 1.2026 |  | 0 | 0 | 1 | Super Off Peak | 0 | 0 | 1 | Off Peak | 0 | 1 | Off Peak | 0 | 1 | Off Peak | 0 | 0 | 1 | Super Off Peak | 0 | 0 | 1 | Super Off Peak | 0 | 0 | 1 | Super Off Peak
2020-08-21 | 2 | 8 | 1 | 0 | 0 | 0 | 1.0999 |  | 0 | 0 | 1 | Super Off Peak | 0 | 0 | 1 | Off Peak | 0 | 1 | Off Peak | 0 | 1 | Off Peak | 0 | 0 | 1 | Super Off Peak | 0 | 0 | 1 | Super Off Peak | 0 | 0 | 1 | Super Off Peak
2020-08-21 | 3 | 8 | 1 | 0 | 0 | 0 | 1.0364 |  | 0 | 0 | 1 | Super Off Peak | 0 | 0 | 1 | Off Peak | 0 | 1 | Off Peak | 0 | 1 | Off Peak | 0 | 0 | 1 | Super Off Peak | 0 | 0 | 1 | Super Off Peak | 0 | 0 | 1 | Super Off Peak
2020-08-21 | 4 | 8 | 1 | 0 | 0 | 0 | 1.0025 |  | 0 | 0 | 1 | Super Off Peak | 0 | 0 | 1 | Off Peak | 0 | 1 | Off Peak | 0 | 1 | Off Peak | 0 | 0 | 1 | Super Off Peak | 0 | 0 | 1 | Super Off Peak | 0 | 0 | 1 | Super Off Peak
2020-08-21 | 5 | 8 | 1 | 0 | 0 | 0 | 0.9754 |  | 0 | 0 | 1 | Super Off Peak | 0 | 0 | 1 | Off Peak | 0 | 1 | Off Peak | 0 | 1 | Off Peak | 0 | 0 | 1 | Super Off Peak | 0 | 0 | 1 | Super Off Peak | 0 | 0 | 1 | Super Off Peak
2020-08-21 | 6 | 8 | 1 | 0 | 0 | 0 | 0.97725 |  | 0 | 0 | 1 | Super Off Peak | 0 | 0 | 1 | Off Peak | 0 | 1 | Off Peak | 0 | 1 | Off Peak | 0 | 0 | 1 | Super Off Peak | 0 | 1 | 0 | Off Peak | 0 | 1 | 0 | Off Peak
2020-08-21 | 7 | 8 | 1 | 0 | 0 | 0 | 1.2728 |  | 0 | 1 | 0 | Off Peak | 0 | 1 | 0 | Semi Peak | 0 | 1 | Off Peak | 0 | 1 | Off Peak | 0 | 1 | 0 | Off Peak | 0 | 1 | 0 | Off Peak | 0 | 1 | 0 | Off Peak
2020-08-21 | 8 | 8 | 1 | 0 | 0 | 0 | 1.0412 |  | 0 | 1 | 0 | Off Peak | 0 | 1 | 0 | Semi Peak | 0 | 1 | Off Peak | 0 | 1 | Off Peak | 0 | 1 | 0 | Off Peak | 0 | 1 | 0 | Off Peak | 0 | 1 | 0 | Off Peak
2020-08-21 | 9 | 8 | 1 | 0 | 0 | 0 | 0.73908 |  | 0 | 1 | 0 | Off Peak | 0 | 1 | 0 | Semi Peak | 0 | 1 | Off Peak | 0 | 1 | Off Peak | 0 | 1 | 0 | Off Peak | 0 | 1 | 0 | Off Peak | 0 | 1 | 0 | Off Peak
2020-08-21 | 10 | 8 | 1 | 0 | 0 | 0 | 0.53483 |  | 0 | 1 | 0 | Off Peak | 0 | 1 | 0 | Semi Peak | 0 | 1 | Off Peak | 0 | 1 | Off Peak | 0 | 1 | 0 | Off Peak | 0 | 1 | 0 | Off Peak | 0 | 1 | 0 | Off Peak
2020-08-21 | 11 | 8 | 1 | 0 | 0 | 0 | 0.37966 |  | 0 | 1 | 0 | Off Peak | 0 | 1 | 0 | Semi Peak | 0 | 1 | Off Peak | 0 | 1 | Off Peak | 0 | 1 | 0 | Off Peak | 0 | 1 | 0 | Off Peak | 0 | 1 | 0 | Off Peak
2020-08-21 | 12 | 8 | 1 | 0 | 0 | 0 | 0.31087 |  | 0 | 1 | 0 | Off Peak | 1 | 0 | 0 | On Peak | 0 | 1 | Off Peak | 0 | 1 | Off Peak | 1 | 0 | 0 | On Peak | 0 | 1 | 0 | Off Peak | 0 | 1 | 0 | Off Peak
2020-08-21 | 13 | 8 | 1 | 0 | 0 | 0 | 0.28815 |  | 0 | 1 | 0 | Off Peak | 1 | 0 | 0 | On Peak | 0 | 1 | Off Peak | 1 | 0 | On Peak | 1 | 0 | 0 | On Peak | 1 | 0 | 0 | On Peak | 1 | 0 | 0 | On Peak
2020-08-21 | 14 | 8 | 1 | 0 | 0 | 0 | 0.34843 |  | 0 | 1 | 0 | Off Peak | 1 | 0 | 0 | On Peak | 0 | 1 | Off Peak | 1 | 0 | On Peak | 1 | 0 | 0 | On Peak | 1 | 0 | 0 | On Peak | 1 | 0 | 0 | On Peak
2020-08-21 | 15 | 8 | 1 | 0 | 0 | 0 | 0.44171 |  | 0 | 1 | 0 | Off Peak | 1 | 0 | 0 | On Peak | 0 | 1 | Off Peak | 1 | 0 | On Peak | 1 | 0 | 0 | On Peak | 1 | 0 | 0 | On Peak | 1 | 0 | 0 | On Peak
2020-08-21 | 16 | 8 | 1 | 0 | 0 | 0 | 0.60721 |  | 0 | 1 | 0 | Off Peak | 1 | 0 | 0 | On Peak | 0 | 1 | Off Peak | 1 | 0 | On Peak | 1 | 0 | 0 | On Peak | 1 | 0 | 0 | On Peak | 1 | 0 | 0 | On Peak
2020-08-21 | 17 | 8 | 1 | 0 | 0 | 0 | 0.86737 |  | 1 | 0 | 0 | On Peak | 1 | 0 | 0 | On Peak | 1 | 0 | On Peak | 1 | 0 | On Peak | 1 | 0 | 0 | On Peak | 1 | 0 | 0 | On Peak | 1 | 0 | 0 | On Peak
2020-08-21 | 18 | 8 | 1 | 0 | 0 | 0 | 1.2695 |  | 1 | 0 | 0 | On Peak | 1 | 0 | 0 | On Peak | 1 | 0 | On Peak | 1 | 0 | On Peak | 1 | 0 | 0 | On Peak | 1 | 0 | 0 | On Peak | 1 | 0 | 0 | On Peak
2020-08-21 | 19 | 8 | 1 | 0 | 0 | 0 | 1.7973 |  | 1 | 0 | 0 | On Peak | 0 | 1 | 0 | Semi Peak | 1 | 0 | On Peak | 0 | 1 | Off Peak | 0 | 1 | 0 | Off Peak | 1 | 0 | 0 | On Peak | 0 | 1 | 0 | Off Peak
2020-08-21 | 20 | 8 | 1 | 0 | 0 | 0 | 2.0806 |  | 1 | 0 | 0 | On Peak | 0 | 1 | 0 | Semi Peak | 1 | 0 | On Peak | 0 | 1 | Off Peak | 0 | 1 | 0 | Off Peak | 1 | 0 | 0 | On Peak | 0 | 1 | 0 | Off Peak
2020-08-21 | 21 | 8 | 1 | 0 | 0 | 0 | 2.1119 |  | 1 | 0 | 0 | On Peak | 0 | 1 | 0 | Semi Peak | 1 | 0 | On Peak | 0 | 1 | Off Peak | 0 | 1 | 0 | Off Peak | 0 | 1 | 0 | Off Peak | 0 | 1 | 0 | Off Peak
2020-08-21 | 22 | 8 | 1 | 0 | 0 | 0 | 2.1469 |  | 0 | 1 | 0 | Off Peak | 0 | 1 | 0 | Semi Peak | 0 | 1 | Off Peak | 0 | 1 | Off Peak | 0 | 1 | 0 | Off Peak | 0 | 1 | 0 | Off Peak | 0 | 1 | 0 | Off Peak
2020-08-21 | 23 | 8 | 1 | 0 | 0 | 0 | 1.5995 |  | 0 | 1 | 0 | Off Peak | 0 | 0 | 1 | Off Peak | 0 | 1 | Off Peak | 0 | 1 | Off Peak | 0 | 0 | 1 | Super Off Peak | 0 | 1 | 0 | Off Peak | 0 | 1 | 0 | Off Peak
2020-08-21 | 24 | 8 | 1 | 0 | 0 | 0 | 1.4301 |  | 0 | 1 | 0 | Off Peak | 0 | 0 | 1 | Off Peak | 0 | 1 | Off Peak | 0 | 1 | Off Peak | 0 | 0 | 1 | Super Off Peak | 0 | 1 | 0 | Off Peak | 0 | 1 | 0 | Off Peak
2020-08-22 | 1 | 8 | 1 | 1 | 0 | 0 | 1.2428 |  | 0 | 0 | 1 | Super Off Peak | 0 | 0 | 1 | Off Peak | 0 | 1 | Off Peak | 0 | 1 | Off Peak | 0 | 0 | 1 | Super Off Peak | 0 | 0 | 1 | Super Off Peak | 0 | 0 | 1 | Super Off Peak
2020-08-22 | 2 | 8 | 1 | 1 | 0 | 0 | 0.99225 |  | 0 | 0 | 1 | Super Off Peak | 0 | 0 | 1 | Off Peak | 0 | 1 | Off Peak | 0 | 1 | Off Peak | 0 | 0 | 1 | Super Off Peak | 0 | 0 | 1 | Super Off Peak | 0 | 0 | 1 | Super Off Peak
2020-08-22 | 3 | 8 | 1 | 1 | 0 | 0 | 0.94159 |  | 0 | 0 | 1 | Super Off Peak | 0 | 0 | 1 | Off Peak | 0 | 1 | Off Peak | 0 | 1 | Off Peak | 0 | 0 | 1 | Super Off Peak | 0 | 0 | 1 | Super Off Peak | 0 | 0 | 1 | Super Off Peak
2020-08-22 | 4 | 8 | 1 | 1 | 0 | 0 | 0.90297 |  | 0 | 0 | 1 | Super Off Peak | 0 | 0 | 1 | Off Peak | 0 | 1 | Off Peak | 0 | 1 | Off Peak | 0 | 0 | 1 | Super Off Peak | 0 | 0 | 1 | Super Off Peak | 0 | 0 | 1 | Super Off Peak
2020-08-22 | 5 | 8 | 1 | 1 | 0 | 0 | 0.89434 |  | 0 | 0 | 1 | Super Off Peak | 0 | 0 | 1 | Off Peak | 0 | 1 | Off Peak | 0 | 1 | Off Peak | 0 | 0 | 1 | Super Off Peak | 0 | 0 | 1 | Super Off Peak | 0 | 0 | 1 | Super Off Peak
2020-08-22 | 6 | 8 | 1 | 1 | 0 | 0 | 0.90889 |  | 0 | 0 | 1 | Super Off Peak | 0 | 0 | 1 | Off Peak | 0 | 1 | Off Peak | 0 | 1 | Off Peak | 0 | 0 | 1 | Super Off Peak | 0 | 1 | 0 | Off Peak | 0 | 1 | 0 | Off Peak
2020-08-22 | 7 | 8 | 1 | 1 | 0 | 0 | 1.2128 |  | 0 | 0 | 1 | Super Off Peak | 0 | 0 | 1 | Off Peak | 0 | 1 | Off Peak | 0 | 1 | Off Peak | 0 | 0 | 1 | Super Off Peak | 0 | 1 | 0 | Off Peak | 0 | 1 | 0 | Off Peak
2020-08-22 | 8 | 8 | 1 | 1 | 0 | 0 | 1.0125 |  | 0 | 0 | 1 | Super Off Peak | 0 | 0 | 1 | Off Peak | 0 | 1 | Off Peak | 0 | 1 | Off Peak | 0 | 0 | 1 | Super Off Peak | 0 | 1 | 0 | Off Peak | 0 | 1 | 0 | Off Peak
2020-08-22 | 9 | 8 | 1 | 1 | 0 | 0 | 0.70506 |  | 0 | 0 | 1 | Super Off Peak | 0 | 0 | 1 | Off Peak | 0 | 1 | Off Peak | 0 | 1 | Off Peak | 0 | 0 | 1 | Super Off Peak | 0 | 1 | 0 | Off Peak | 0 | 1 | 0 | Off Peak
2020-08-22 | 10 | 8 | 1 | 1 | 0 | 0 | 0.47162 |  | 0 | 0 | 1 | Super Off Peak | 0 | 0 | 1 | Off Peak | 0 | 1 | Off Peak | 0 | 1 | Off Peak | 0 | 0 | 1 | Super Off Peak | 0 | 1 | 0 | Off Peak | 0 | 1 | 0 | Off Peak
2020-08-22 | 11 | 8 | 1 | 1 | 0 | 0 | 0.29531 |  | 0 | 0 | 1 | Super Off Peak | 0 | 0 | 1 | Off Peak | 0 | 1 | Off Peak | 0 | 1 | Off Peak | 0 | 0 | 1 | Super Off Peak | 0 | 1 | 0 | Off Peak | 0 | 1 | 0 | Off Peak
2020-08-22 | 12 | 8 | 1 | 1 | 0 | 0 | 0.19475 |  | 0 | 0 | 1 | Super Off Peak | 0 | 0 | 1 | Off Peak | 0 | 1 | Off Peak | 0 | 1 | Off Peak | 0 | 0 | 1 | Super Off Peak | 0 | 1 | 0 | Off Peak | 0 | 1 | 0 | Off Peak
2020-08-22 | 13 | 8 | 1 | 1 | 0 | 0 | 0.1496 |  | 0 | 0 | 1 | Super Off Peak | 0 | 0 | 1 | Off Peak | 0 | 1 | Off Peak | 0 | 1 | Off Peak | 0 | 0 | 1 | Super Off Peak | 1 | 0 | 0 | On Peak | 1 | 0 | 0 | On Peak
2020-08-22 | 14 | 8 | 1 | 1 | 0 | 0 | 0.17671 |  | 0 | 0 | 1 | Super Off Peak | 0 | 0 | 1 | Off Peak | 0 | 1 | Off Peak | 0 | 1 | Off Peak | 0 | 0 | 1 | Super Off Peak | 1 | 0 | 0 | On Peak | 1 | 0 | 0 | On Peak
2020-08-22 | 15 | 8 | 1 | 1 | 0 | 0 | 0.26694 |  | 0 | 1 | 0 | Off Peak | 0 | 0 | 1 | Off Peak | 0 | 1 | Off Peak | 0 | 1 | Off Peak | 0 | 0 | 1 | Super Off Peak | 1 | 0 | 0 | On Peak | 1 | 0 | 0 | On Peak
2020-08-22 | 16 | 8 | 1 | 1 | 0 | 0 | 0.39079 |  | 0 | 1 | 0 | Off Peak | 0 | 0 | 1 | Off Peak | 0 | 1 | Off Peak | 0 | 1 | Off Peak | 0 | 0 | 1 | Super Off Peak | 1 | 0 | 0 | On Peak | 1 | 0 | 0 | On Peak
2020-08-22 | 17 | 8 | 1 | 1 | 0 | 0 | 0.59579 |  | 1 | 0 | 0 | On Peak | 0 | 0 | 1 | Off Peak | 0 | 1 | Off Peak | 0 | 1 | Off Peak | 0 | 0 | 1 | Super Off Peak | 1 | 0 | 0 | On Peak | 1 | 0 | 0 | On Peak
2020-08-22 | 18 | 8 | 1 | 1 | 0 | 0 | 0.99201 |  | 1 | 0 | 0 | On Peak | 0 | 0 | 1 | Off Peak | 0 | 1 | Off Peak | 0 | 1 | Off Peak | 0 | 0 | 1 | Super Off Peak | 1 | 0 | 0 | On Peak | 1 | 0 | 0 | On Peak
2020-08-22 | 19 | 8 | 1 | 1 | 0 | 0 | 1.5157 |  | 1 | 0 | 0 | On Peak | 0 | 0 | 1 | Off Peak | 0 | 1 | Off Peak | 0 | 1 | Off Peak | 0 | 0 | 1 | Super Off Peak | 1 | 0 | 0 | On Peak | 0 | 1 | 0 | Off Peak
2020-08-22 | 20 | 8 | 1 | 1 | 0 | 0 | 1.7901 |  | 1 | 0 | 0 | On Peak | 0 | 0 | 1 | Off Peak | 0 | 1 | Off Peak | 0 | 1 | Off Peak | 0 | 0 | 1 | Super Off Peak | 1 | 0 | 0 | On Peak | 0 | 1 | 0 | Off Peak
2020-08-22 | 21 | 8 | 1 | 1 | 0 | 0 | 1.8233 |  | 1 | 0 | 0 | On Peak | 0 | 0 | 1 | Off Peak | 0 | 1 | Off Peak | 0 | 1 | Off Peak | 0 | 0 | 1 | Super Off Peak | 0 | 1 | 0 | Off Peak | 0 | 1 | 0 | Off Peak
2020-08-22 | 22 | 8 | 1 | 1 | 0 | 0 | 1.9386 |  | 0 | 1 | 0 | Off Peak | 0 | 0 | 1 | Off Peak | 0 | 1 | Off Peak | 0 | 1 | Off Peak | 0 | 0 | 1 | Super Off Peak | 0 | 1 | 0 | Off Peak | 0 | 1 | 0 | Off Peak
2020-08-22 | 23 | 8 | 1 | 1 | 0 | 0 | 1.4241 |  | 0 | 1 | 0 | Off Peak | 0 | 0 | 1 | Off Peak | 0 | 1 | Off Peak | 0 | 1 | Off Peak | 0 | 0 | 1 | Super Off Peak | 0 | 1 | 0 | Off Peak | 0 | 1 | 0 | Off Peak
2020-08-22 | 24 | 8 | 1 | 1 | 0 | 0 | 1.2864 |  | 0 | 1 | 0 | Off Peak | 0 | 0 | 1 | Off Peak | 0 | 1 | Off Peak | 0 | 1 | Off Peak | 0 | 0 | 1 | Super Off Peak | 0 | 1 | 0 | Off Peak | 0 | 1 | 0 | Off Peak
2020-08-23 | 1 | 8 | 1 | 1 | 1 | 0 | 1.1211 |  | 0 | 0 | 1 | Super Off Peak | 0 | 0 | 1 | Off Peak | 0 | 1 | Off Peak | 0 | 1 | Off Peak | 0 | 0 | 1 | Super Off Peak | 0 | 0 | 1 | Super Off Peak | 0 | 0 | 1 | Super Off Peak
2020-08-23 | 2 | 8 | 1 | 1 | 1 | 0 | 0.9975 |  | 0 | 0 | 1 | Super Off Peak | 0 | 0 | 1 | Off Peak | 0 | 1 | Off Peak | 0 | 1 | Off Peak | 0 | 0 | 1 | Super Off Peak | 0 | 0 | 1 | Super Off Peak | 0 | 0 | 1 | Super Off Peak
2020-08-23 | 3 | 8 | 1 | 1 | 1 | 0 | 0.97026 |  | 0 | 0 | 1 | Super Off Peak | 0 | 0 | 1 | Off Peak | 0 | 1 | Off Peak | 0 | 1 | Off Peak | 0 | 0 | 1 | Super Off Peak | 0 | 0 | 1 | Super Off Peak | 0 | 0 | 1 | Super Off Peak
2020-08-23 | 4 | 8 | 1 | 1 | 1 | 0 | 0.93449 |  | 0 | 0 | 1 | Super Off Peak | 0 | 0 | 1 | Off Peak | 0 | 1 | Off Peak | 0 | 1 | Off Peak | 0 | 0 | 1 | Super Off Peak | 0 | 0 | 1 | Super Off Peak | 0 | 0 | 1 | Super Off Peak
2020-08-23 | 5 | 8 | 1 | 1 | 1 | 0 | 0.91799 |  | 0 | 0 | 1 | Super Off Peak | 0 | 0 | 1 | Off Peak | 0 | 1 | Off Peak | 0 | 1 | Off Peak | 0 | 0 | 1 | Super Off Peak | 0 | 0 | 1 | Super Off Peak | 0 | 0 | 1 | Super Off Peak
2020-08-23 | 6 | 8 | 1 | 1 | 1 | 0 | 0.92599 |  | 0 | 0 | 1 | Super Off Peak | 0 | 0 | 1 | Off Peak | 0 | 1 | Off Peak | 0 | 1 | Off Peak | 0 | 0 | 1 | Super Off Peak | 0 | 1 | 0 | Off Peak | 0 | 1 | 0 | Off Peak
2020-08-23 | 7 | 8 | 1 | 1 | 1 | 0 | 0.93657 |  | 0 | 0 | 1 | Super Off Peak | 0 | 0 | 1 | Off Peak | 0 | 1 | Off Peak | 0 | 1 | Off Peak | 0 | 0 | 1 | Super Off Peak | 0 | 1 | 0 | Off Peak | 0 | 1 | 0 | Off Peak
2020-08-23 | 8 | 8 | 1 | 1 | 1 | 0 | 0.74799 |  | 0 | 0 | 1 | Super Off Peak | 0 | 0 | 1 | Off Peak | 0 | 1 | Off Peak | 0 | 1 | Off Peak | 0 | 0 | 1 | Super Off Peak | 0 | 1 | 0 | Off Peak | 0 | 1 | 0 | Off Peak
2020-08-23 | 9 | 8 | 1 | 1 | 1 | 0 | 0.46483 |  | 0 | 0 | 1 | Super Off Peak | 0 | 0 | 1 | Off Peak | 0 | 1 | Off Peak | 0 | 1 | Off Peak | 0 | 0 | 1 | Super Off Peak | 0 | 1 | 0 | Off Peak | 0 | 1 | 0 | Off Peak
2020-08-23 | 10 | 8 | 1 | 1 | 1 | 0 | 0.30702 |  | 0 | 0 | 1 | Super Off Peak | 0 | 0 | 1 | Off Peak | 0 | 1 | Off Peak | 0 | 1 | Off Peak | 0 | 0 | 1 | Super Off Peak | 0 | 1 | 0 | Off Peak | 0 | 1 | 0 | Off Peak
2020-08-23 | 11 | 8 | 1 | 1 | 1 | 0 | 0.19678 |  | 0 | 0 | 1 | Super Off Peak | 0 | 0 | 1 | Off Peak | 0 | 1 | Off Peak | 0 | 1 | Off Peak | 0 | 0 | 1 | Super Off Peak | 0 | 1 | 0 | Off Peak | 0 | 1 | 0 | Off Peak
2020-08-23 | 12 | 8 | 1 | 1 | 1 | 0 | 0.12703 |  | 0 | 0 | 1 | Super Off Peak | 0 | 0 | 1 | Off Peak | 0 | 1 | Off Peak | 0 | 1 | Off Peak | 0 | 0 | 1 | Super Off Peak | 0 | 1 | 0 | Off Peak | 0 | 1 | 0 | Off Peak
2020-08-23 | 13 | 8 | 1 | 1 | 1 | 0 | 0.098395 |  | 0 | 0 | 1 | Super Off Peak | 0 | 0 | 1 | Off Peak | 0 | 1 | Off Peak | 0 | 1 | Off Peak | 0 | 0 | 1 | Super Off Peak | 1 | 0 | 0 | On Peak | 1 | 0 | 0 | On Peak
2020-08-23 | 14 | 8 | 1 | 1 | 1 | 0 | 0.10866 |  | 0 | 0 | 1 | Super Off Peak | 0 | 0 | 1 | Off Peak | 0 | 1 | Off Peak | 0 | 1 | Off Peak | 0 | 0 | 1 | Super Off Peak | 1 | 0 | 0 | On Peak | 1 | 0 | 0 | On Peak
2020-08-23 | 15 | 8 | 1 | 1 | 1 | 0 | 0.15965 |  | 0 | 1 | 0 | Off Peak | 0 | 0 | 1 | Off Peak | 0 | 1 | Off Peak | 0 | 1 | Off Peak | 0 | 0 | 1 | Super Off Peak | 1 | 0 | 0 | On Peak | 1 | 0 | 0 | On Peak
2020-08-23 | 16 | 8 | 1 | 1 | 1 | 0 | 0.25972 |  | 0 | 1 | 0 | Off Peak | 0 | 0 | 1 | Off Peak | 0 | 1 | Off Peak | 0 | 1 | Off Peak | 0 | 0 | 1 | Super Off Peak | 1 | 0 | 0 | On Peak | 1 | 0 | 0 | On Peak
2020-08-23 | 17 | 8 | 1 | 1 | 1 | 0 | 0.41445 |  | 1 | 0 | 0 | On Peak | 0 | 0 | 1 | Off Peak | 0 | 1 | Off Peak | 0 | 1 | Off Peak | 0 | 0 | 1 | Super Off Peak | 1 | 0 | 0 | On Peak | 1 | 0 | 0 | On Peak
2020-08-23 | 18 | 8 | 1 | 1 | 1 | 0 | 0.71404 |  | 1 | 0 | 0 | On Peak | 0 | 0 | 1 | Off Peak | 0 | 1 | Off Peak | 0 | 1 | Off Peak | 0 | 0 | 1 | Super Off Peak | 1 | 0 | 0 | On Peak | 1 | 0 | 0 | On Peak
2020-08-23 | 19 | 8 | 1 | 1 | 1 | 0 | 1.113 |  | 1 | 0 | 0 | On Peak | 0 | 0 | 1 | Off Peak | 0 | 1 | Off Peak | 0 | 1 | Off Peak | 0 | 0 | 1 | Super Off Peak | 1 | 0 | 0 | On Peak | 0 | 1 | 0 | Off Peak
2020-08-23 | 20 | 8 | 1 | 1 | 1 | 0 | 1.3481 |  | 1 | 0 | 0 | On Peak | 0 | 0 | 1 | Off Peak | 0 | 1 | Off Peak | 0 | 1 | Off Peak | 0 | 0 | 1 | Super Off Peak | 1 | 0 | 0 | On Peak | 0 | 1 | 0 | Off Peak
2020-08-23 | 21 | 8 | 1 | 1 | 1 | 0 | 1.3854 |  | 1 | 0 | 0 | On Peak | 0 | 0 | 1 | Off Peak | 0 | 1 | Off Peak | 0 | 1 | Off Peak | 0 | 0 | 1 | Super Off Peak | 0 | 1 | 0 | Off Peak | 0 | 1 | 0 | Off Peak
2020-08-23 | 22 | 8 | 1 | 1 | 1 | 0 | 1.4735 |  | 0 | 1 | 0 | Off Peak | 0 | 0 | 1 | Off Peak | 0 | 1 | Off Peak | 0 | 1 | Off Peak | 0 | 0 | 1 | Super Off Peak | 0 | 1 | 0 | Off Peak | 0 | 1 | 0 | Off Peak
2020-08-23 | 23 | 8 | 1 | 1 | 1 | 0 | 1.4026 |  | 0 | 1 | 0 | Off Peak | 0 | 0 | 1 | Off Peak | 0 | 1 | Off Peak | 0 | 1 | Off Peak | 0 | 0 | 1 | Super Off Peak | 0 | 1 | 0 | Off Peak | 0 | 1 | 0 | Off Peak
2020-08-23 | 24 | 8 | 1 | 1 | 1 | 0 | 1.2803 |  | 0 | 1 | 0 | Off Peak | 0 | 0 | 1 | Off Peak | 0 | 1 | Off Peak | 0 | 1 | Off Peak | 0 | 0 | 1 | Super Off Peak | 0 | 1 | 0 | Off Peak | 0 | 1 | 0 | Off Peak
2020-08-24 | 1 | 8 | 1 | 0 | 0 | 0 | 1.1172 |  | 0 | 0 | 1 | Super Off Peak | 0 | 0 | 1 | Off Peak | 0 | 1 | Off Peak | 0 | 1 | Off Peak | 0 | 0 | 1 | Super Off Peak | 0 | 0 | 1 | Super Off Peak | 0 | 0 | 1 | Super Off Peak
2020-08-24 | 2 | 8 | 1 | 0 | 0 | 0 | 1.1415 |  | 0 | 0 | 1 | Super Off Peak | 0 | 0 | 1 | Off Peak | 0 | 1 | Off Peak | 0 | 1 | Off Peak | 0 | 0 | 1 | Super Off Peak | 0 | 0 | 1 | Super Off Peak | 0 | 0 | 1 | Super Off Peak
2020-08-24 | 3 | 8 | 1 | 0 | 0 | 0 | 1.018 |  | 0 | 0 | 1 | Super Off Peak | 0 | 0 | 1 | Off Peak | 0 | 1 | Off Peak | 0 | 1 | Off Peak | 0 | 0 | 1 | Super Off Peak | 0 | 0 | 1 | Super Off Peak | 0 | 0 | 1 | Super Off Peak
2020-08-24 | 4 | 8 | 1 | 0 | 0 | 0 | 0.98171 |  | 0 | 0 | 1 | Super Off Peak | 0 | 0 | 1 | Off Peak | 0 | 1 | Off Peak | 0 | 1 | Off Peak | 0 | 0 | 1 | Super Off Peak | 0 | 0 | 1 | Super Off Peak | 0 | 0 | 1 | Super Off Peak
2020-08-24 | 5 | 8 | 1 | 0 | 0 | 0 | 0.9621 |  | 0 | 0 | 1 | Super Off Peak | 0 | 0 | 1 | Off Peak | 0 | 1 | Off Peak | 0 | 1 | Off Peak | 0 | 0 | 1 | Super Off Peak | 0 | 0 | 1 | Super Off Peak | 0 | 0 | 1 | Super Off Peak
2020-08-24 | 6 | 8 | 1 | 0 | 0 | 0 | 0.97381 |  | 0 | 0 | 1 | Super Off Peak | 0 | 0 | 1 | Off Peak | 0 | 1 | Off Peak | 0 | 1 | Off Peak | 0 | 0 | 1 | Super Off Peak | 0 | 1 | 0 | Off Peak | 0 | 1 | 0 | Off Peak
2020-08-24 | 7 | 8 | 1 | 0 | 0 | 0 | 1.3093 |  | 0 | 1 | 0 | Off Peak | 0 | 1 | 0 | Semi Peak | 0 | 1 | Off Peak | 0 | 1 | Off Peak | 0 | 1 | 0 | Off Peak | 0 | 1 | 0 | Off Peak | 0 | 1 | 0 | Off Peak
2020-08-24 | 8 | 8 | 1 | 0 | 0 | 0 | 1.1487 |  | 0 | 1 | 0 | Off Peak | 0 | 1 | 0 | Semi Peak | 0 | 1 | Off Peak | 0 | 1 | Off Peak | 0 | 1 | 0 | Off Peak | 0 | 1 | 0 | Off Peak | 0 | 1 | 0 | Off Peak
2020-08-24 | 9 | 8 | 1 | 0 | 0 | 0 | 0.86385 |  | 0 | 1 | 0 | Off Peak | 0 | 1 | 0 | Semi Peak | 0 | 1 | Off Peak | 0 | 1 | Off Peak | 0 | 1 | 0 | Off Peak | 0 | 1 | 0 | Off Peak | 0 | 1 | 0 | Off Peak
2020-08-24 | 10 | 8 | 1 | 0 | 0 | 0 | 0.64017 |  | 0 | 1 | 0 | Off Peak | 0 | 1 | 0 | Semi Peak | 0 | 1 | Off Peak | 0 | 1 | Off Peak | 0 | 1 | 0 | Off Peak | 0 | 1 | 0 | Off Peak | 0 | 1 | 0 | Off Peak
2020-08-24 | 11 | 8 | 1 | 0 | 0 | 0 | 0.49788 |  | 0 | 1 | 0 | Off Peak | 0 | 1 | 0 | Semi Peak | 0 | 1 | Off Peak | 0 | 1 | Off Peak | 0 | 1 | 0 | Off Peak | 0 | 1 | 0 | Off Peak | 0 | 1 | 0 | Off Peak
2020-08-24 | 12 | 8 | 1 | 0 | 0 | 0 | 0.42901 |  | 0 | 1 | 0 | Off Peak | 1 | 0 | 0 | On Peak | 0 | 1 | Off Peak | 0 | 1 | Off Peak | 1 | 0 | 0 | On Peak | 0 | 1 | 0 | Off Peak | 0 | 1 | 0 | Off Peak
2020-08-24 | 13 | 8 | 1 | 0 | 0 | 0 | 0.41405 |  | 0 | 1 | 0 | Off Peak | 1 | 0 | 0 | On Peak | 0 | 1 | Off Peak | 1 | 0 | On Peak | 1 | 0 | 0 | On Peak | 1 | 0 | 0 | On Peak | 1 | 0 | 0 | On Peak
2020-08-24 | 14 | 8 | 1 | 0 | 0 | 0 | 0.46231 |  | 0 | 1 | 0 | Off Peak | 1 | 0 | 0 | On Peak | 0 | 1 | Off Peak | 1 | 0 | On Peak | 1 | 0 | 0 | On Peak | 1 | 0 | 0 | On Peak | 1 | 0 | 0 | On Peak
2020-08-24 | 15 | 8 | 1 | 0 | 0 | 0 | 0.58174 |  | 0 | 1 | 0 | Off Peak | 1 | 0 | 0 | On Peak | 0 | 1 | Off Peak | 1 | 0 | On Peak | 1 | 0 | 0 | On Peak | 1 | 0 | 0 | On Peak | 1 | 0 | 0 | On Peak
2020-08-24 | 16 | 8 | 1 | 0 | 0 | 0 | 0.76984 |  | 0 | 1 | 0 | Off Peak | 1 | 0 | 0 | On Peak | 0 | 1 | Off Peak | 1 | 0 | On Peak | 1 | 0 | 0 | On Peak | 1 | 0 | 0 | On Peak | 1 | 0 | 0 | On Peak
2020-08-24 | 17 | 8 | 1 | 0 | 0 | 0 | 1.0243 |  | 1 | 0 | 0 | On Peak | 1 | 0 | 0 | On Peak | 1 | 0 | On Peak | 1 | 0 | On Peak | 1 | 0 | 0 | On Peak | 1 | 0 | 0 | On Peak | 1 | 0 | 0 | On Peak
2020-08-24 | 18 | 8 | 1 | 0 | 0 | 0 | 1.3846 |  | 1 | 0 | 0 | On Peak | 1 | 0 | 0 | On Peak | 1 | 0 | On Peak | 1 | 0 | On Peak | 1 | 0 | 0 | On Peak | 1 | 0 | 0 | On Peak | 1 | 0 | 0 | On Peak
2020-08-24 | 19 | 8 | 1 | 0 | 0 | 0 | 1.8785 |  | 1 | 0 | 0 | On Peak | 0 | 1 | 0 | Semi Peak | 1 | 0 | On Peak | 0 | 1 | Off Peak | 0 | 1 | 0 | Off Peak | 1 | 0 | 0 | On Peak | 0 | 1 | 0 | Off Peak
2020-08-24 | 20 | 8 | 1 | 0 | 0 | 0 | 2.124 |  | 1 | 0 | 0 | On Peak | 0 | 1 | 0 | Semi Peak | 1 | 0 | On Peak | 0 | 1 | Off Peak | 0 | 1 | 0 | Off Peak | 1 | 0 | 0 | On Peak | 0 | 1 | 0 | Off Peak
2020-08-24 | 21 | 8 | 1 | 0 | 0 | 0 | 2.1418 |  | 1 | 0 | 0 | On Peak | 0 | 1 | 0 | Semi Peak | 1 | 0 | On Peak | 0 | 1 | Off Peak | 0 | 1 | 0 | Off Peak | 0 | 1 | 0 | Off Peak | 0 | 1 | 0 | Off Peak
2020-08-24 | 22 | 8 | 1 | 0 | 0 | 0 | 2.1796 |  | 0 | 1 | 0 | Off Peak | 0 | 1 | 0 | Semi Peak | 0 | 1 | Off Peak | 0 | 1 | Off Peak | 0 | 1 | 0 | Off Peak | 0 | 1 | 0 | Off Peak | 0 | 1 | 0 | Off Peak
2020-08-24 | 23 | 8 | 1 | 0 | 0 | 0 | 1.6322 |  | 0 | 1 | 0 | Off Peak | 0 | 0 | 1 | Off Peak | 0 | 1 | Off Peak | 0 | 1 | Off Peak | 0 | 0 | 1 | Super Off Peak | 0 | 1 | 0 | Off Peak | 0 | 1 | 0 | Off Peak
2020-08-24 | 24 | 8 | 1 | 0 | 0 | 0 | 1.4624 |  | 0 | 1 | 0 | Off Peak | 0 | 0 | 1 | Off Peak | 0 | 1 | Off Peak | 0 | 1 | Off Peak | 0 | 0 | 1 | Super Off Peak | 0 | 1 | 0 | Off Peak | 0 | 1 | 0 | Off Peak
2020-08-25 | 1 | 8 | 1 | 0 | 0 | 0 | 1.2837 |  | 0 | 0 | 1 | Super Off Peak | 0 | 0 | 1 | Off Peak | 0 | 1 | Off Peak | 0 | 1 | Off Peak | 0 | 0 | 1 | Super Off Peak | 0 | 0 | 1 | Super Off Peak | 0 | 0 | 1 | Super Off Peak
2020-08-25 | 2 | 8 | 1 | 0 | 0 | 0 | 1.1385 |  | 0 | 0 | 1 | Super Off Peak | 0 | 0 | 1 | Off Peak | 0 | 1 | Off Peak | 0 | 1 | Off Peak | 0 | 0 | 1 | Super Off Peak | 0 | 0 | 1 | Super Off Peak | 0 | 0 | 1 | Super Off Peak
2020-08-25 | 3 | 8 | 1 | 0 | 0 | 0 | 1.0413 |  | 0 | 0 | 1 | Super Off Peak | 0 | 0 | 1 | Off Peak | 0 | 1 | Off Peak | 0 | 1 | Off Peak | 0 | 0 | 1 | Super Off Peak | 0 | 0 | 1 | Super Off Peak | 0 | 0 | 1 | Super Off Peak
2020-08-25 | 4 | 8 | 1 | 0 | 0 | 0 | 0.99308 |  | 0 | 0 | 1 | Super Off Peak | 0 | 0 | 1 | Off Peak | 0 | 1 | Off Peak | 0 | 1 | Off Peak | 0 | 0 | 1 | Super Off Peak | 0 | 0 | 1 | Super Off Peak | 0 | 0 | 1 | Super Off Peak
2020-08-25 | 5 | 8 | 1 | 0 | 0 | 0 | 0.97042 |  | 0 | 0 | 1 | Super Off Peak | 0 | 0 | 1 | Off Peak | 0 | 1 | Off Peak | 0 | 1 | Off Peak | 0 | 0 | 1 | Super Off Peak | 0 | 0 | 1 | Super Off Peak | 0 | 0 | 1 | Super Off Peak
2020-08-25 | 6 | 8 | 1 | 0 | 0 | 0 | 0.98091 |  | 0 | 0 | 1 | Super Off Peak | 0 | 0 | 1 | Off Peak | 0 | 1 | Off Peak | 0 | 1 | Off Peak | 0 | 0 | 1 | Super Off Peak | 0 | 1 | 0 | Off Peak | 0 | 1 | 0 | Off Peak
2020-08-25 | 7 | 8 | 1 | 0 | 0 | 0 | 1.3015 |  | 0 | 1 | 0 | Off Peak | 0 | 1 | 0 | Semi Peak | 0 | 1 | Off Peak | 0 | 1 | Off Peak | 0 | 1 | 0 | Off Peak | 0 | 1 | 0 | Off Peak | 0 | 1 | 0 | Off Peak
2020-08-25 | 8 | 8 | 1 | 0 | 0 | 0 | 1.1311 |  | 0 | 1 | 0 | Off Peak | 0 | 1 | 0 | Semi Peak | 0 | 1 | Off Peak | 0 | 1 | Off Peak | 0 | 1 | 0 | Off Peak | 0 | 1 | 0 | Off Peak | 0 | 1 | 0 | Off Peak
2020-08-25 | 9 | 8 | 1 | 0 | 0 | 0 | 0.82572 |  | 0 | 1 | 0 | Off Peak | 0 | 1 | 0 | Semi Peak | 0 | 1 | Off Peak | 0 | 1 | Off Peak | 0 | 1 | 0 | Off Peak | 0 | 1 | 0 | Off Peak | 0 | 1 | 0 | Off Peak
2020-08-25 | 10 | 8 | 1 | 0 | 0 | 0 | 0.60083 |  | 0 | 1 | 0 | Off Peak | 0 | 1 | 0 | Semi Peak | 0 | 1 | Off Peak | 0 | 1 | Off Peak | 0 | 1 | 0 | Off Peak | 0 | 1 | 0 | Off Peak | 0 | 1 | 0 | Off Peak
2020-08-25 | 11 | 8 | 1 | 0 | 0 | 0 | 0.45993 |  | 0 | 1 | 0 | Off Peak | 0 | 1 | 0 | Semi Peak | 0 | 1 | Off Peak | 0 | 1 | Off Peak | 0 | 1 | 0 | Off Peak | 0 | 1 | 0 | Off Peak | 0 | 1 | 0 | Off Peak
2020-08-25 | 12 | 8 | 1 | 0 | 0 | 0 | 0.39828 |  | 0 | 1 | 0 | Off Peak | 1 | 0 | 0 | On Peak | 0 | 1 | Off Peak | 0 | 1 | Off Peak | 1 | 0 | 0 | On Peak | 0 | 1 | 0 | Off Peak | 0 | 1 | 0 | Off Peak
2020-08-25 | 13 | 8 | 1 | 0 | 0 | 0 | 0.38166 |  | 0 | 1 | 0 | Off Peak | 1 | 0 | 0 | On Peak | 0 | 1 | Off Peak | 1 | 0 | On Peak | 1 | 0 | 0 | On Peak | 1 | 0 | 0 | On Peak | 1 | 0 | 0 | On Peak
2020-08-25 | 14 | 8 | 1 | 0 | 0 | 0 | 0.42455 |  | 0 | 1 | 0 | Off Peak | 1 | 0 | 0 | On Peak | 0 | 1 | Off Peak | 1 | 0 | On Peak | 1 | 0 | 0 | On Peak | 1 | 0 | 0 | On Peak | 1 | 0 | 0 | On Peak
2020-08-25 | 15 | 8 | 1 | 0 | 0 | 0 | 0.52348 |  | 0 | 1 | 0 | Off Peak | 1 | 0 | 0 | On Peak | 0 | 1 | Off Peak | 1 | 0 | On Peak | 1 | 0 | 0 | On Peak | 1 | 0 | 0 | On Peak | 1 | 0 | 0 | On Peak
2020-08-25 | 16 | 8 | 1 | 0 | 0 | 0 | 0.68643 |  | 0 | 1 | 0 | Off Peak | 1 | 0 | 0 | On Peak | 0 | 1 | Off Peak | 1 | 0 | On Peak | 1 | 0 | 0 | On Peak | 1 | 0 | 0 | On Peak | 1 | 0 | 0 | On Peak
2020-08-25 | 17 | 8 | 1 | 0 | 0 | 0 | 0.95242 |  | 1 | 0 | 0 | On Peak | 1 | 0 | 0 | On Peak | 1 | 0 | On Peak | 1 | 0 | On Peak | 1 | 0 | 0 | On Peak | 1 | 0 | 0 | On Peak | 1 | 0 | 0 | On Peak
2020-08-25 | 18 | 8 | 1 | 0 | 0 | 0 | 1.3468 |  | 1 | 0 | 0 | On Peak | 1 | 0 | 0 | On Peak | 1 | 0 | On Peak | 1 | 0 | On Peak | 1 | 0 | 0 | On Peak | 1 | 0 | 0 | On Peak | 1 | 0 | 0 | On Peak
2020-08-25 | 19 | 8 | 1 | 0 | 0 | 0 | 1.8715 |  | 1 | 0 | 0 | On Peak | 0 | 1 | 0 | Semi Peak | 1 | 0 | On Peak | 0 | 1 | Off Peak | 0 | 1 | 0 | Off Peak | 1 | 0 | 0 | On Peak | 0 | 1 | 0 | Off Peak
2020-08-25 | 20 | 8 | 1 | 0 | 0 | 0 | 2.1271 |  | 1 | 0 | 0 | On Peak | 0 | 1 | 0 | Semi Peak | 1 | 0 | On Peak | 0 | 1 | Off Peak | 0 | 1 | 0 | Off Peak | 1 | 0 | 0 | On Peak | 0 | 1 | 0 | Off Peak
2020-08-25 | 21 | 8 | 1 | 0 | 0 | 0 | 2.1605 |  | 1 | 0 | 0 | On Peak | 0 | 1 | 0 | Semi Peak | 1 | 0 | On Peak | 0 | 1 | Off Peak | 0 | 1 | 0 | Off Peak | 0 | 1 | 0 | Off Peak | 0 | 1 | 0 | Off Peak
2020-08-25 | 22 | 8 | 1 | 0 | 0 | 0 | 2.183 |  | 0 | 1 | 0 | Off Peak | 0 | 1 | 0 | Semi Peak | 0 | 1 | Off Peak | 0 | 1 | Off Peak | 0 | 1 | 0 | Off Peak | 0 | 1 | 0 | Off Peak | 0 | 1 | 0 | Off Peak
2020-08-25 | 23 | 8 | 1 | 0 | 0 | 0 | 1.6379 |  | 0 | 1 | 0 | Off Peak | 0 | 0 | 1 | Off Peak | 0 | 1 | Off Peak | 0 | 1 | Off Peak | 0 | 0 | 1 | Super Off Peak | 0 | 1 | 0 | Off Peak | 0 | 1 | 0 | Off Peak
2020-08-25 | 24 | 8 | 1 | 0 | 0 | 0 | 1.468 |  | 0 | 1 | 0 | Off Peak | 0 | 0 | 1 | Off Peak | 0 | 1 | Off Peak | 0 | 1 | Off Peak | 0 | 0 | 1 | Super Off Peak | 0 | 1 | 0 | Off Peak | 0 | 1 | 0 | Off Peak
2020-08-26 | 1 | 8 | 1 | 0 | 0 | 0 | 1.2858 |  | 0 | 0 | 1 | Super Off Peak | 0 | 0 | 1 | Off Peak | 0 | 1 | Off Peak | 0 | 1 | Off Peak | 0 | 0 | 1 | Super Off Peak | 0 | 0 | 1 | Super Off Peak | 0 | 0 | 1 | Super Off Peak
2020-08-26 | 2 | 8 | 1 | 0 | 0 | 0 | 1.2233 |  | 0 | 0 | 1 | Super Off Peak | 0 | 0 | 1 | Off Peak | 0 | 1 | Off Peak | 0 | 1 | Off Peak | 0 | 0 | 1 | Super Off Peak | 0 | 0 | 1 | Super Off Peak | 0 | 0 | 1 | Super Off Peak
2020-08-26 | 3 | 8 | 1 | 0 | 0 | 0 | 1.0788 |  | 0 | 0 | 1 | Super Off Peak | 0 | 0 | 1 | Off Peak | 0 | 1 | Off Peak | 0 | 1 | Off Peak | 0 | 0 | 1 | Super Off Peak | 0 | 0 | 1 | Super Off Peak | 0 | 0 | 1 | Super Off Peak
2020-08-26 | 4 | 8 | 1 | 0 | 0 | 0 | 1.0281 |  | 0 | 0 | 1 | Super Off Peak | 0 | 0 | 1 | Off Peak | 0 | 1 | Off Peak | 0 | 1 | Off Peak | 0 | 0 | 1 | Super Off Peak | 0 | 0 | 1 | Super Off Peak | 0 | 0 | 1 | Super Off Peak
2020-08-26 | 5 | 8 | 1 | 0 | 0 | 0 | 1.0002 |  | 0 | 0 | 1 | Super Off Peak | 0 | 0 | 1 | Off Peak | 0 | 1 | Off Peak | 0 | 1 | Off Peak | 0 | 0 | 1 | Super Off Peak | 0 | 0 | 1 | Super Off Peak | 0 | 0 | 1 | Super Off Peak
2020-08-26 | 6 | 8 | 1 | 0 | 0 | 0 | 1.011 |  | 0 | 0 | 1 | Super Off Peak | 0 | 0 | 1 | Off Peak | 0 | 1 | Off Peak | 0 | 1 | Off Peak | 0 | 0 | 1 | Super Off Peak | 0 | 1 | 0 | Off Peak | 0 | 1 | 0 | Off Peak
2020-08-26 | 7 | 8 | 1 | 0 | 0 | 0 | 1.3625 |  | 0 | 1 | 0 | Off Peak | 0 | 1 | 0 | Semi Peak | 0 | 1 | Off Peak | 0 | 1 | Off Peak | 0 | 1 | 0 | Off Peak | 0 | 1 | 0 | Off Peak | 0 | 1 | 0 | Off Peak
2020-08-26 | 8 | 8 | 1 | 0 | 0 | 0 | 1.2092 |  | 0 | 1 | 0 | Off Peak | 0 | 1 | 0 | Semi Peak | 0 | 1 | Off Peak | 0 | 1 | Off Peak | 0 | 1 | 0 | Off Peak | 0 | 1 | 0 | Off Peak | 0 | 1 | 0 | Off Peak
2020-08-26 | 9 | 8 | 1 | 0 | 0 | 0 | 0.90312 |  | 0 | 1 | 0 | Off Peak | 0 | 1 | 0 | Semi Peak | 0 | 1 | Off Peak | 0 | 1 | Off Peak | 0 | 1 | 0 | Off Peak | 0 | 1 | 0 | Off Peak | 0 | 1 | 0 | Off Peak
2020-08-26 | 10 | 8 | 1 | 0 | 0 | 0 | 0.68809 |  | 0 | 1 | 0 | Off Peak | 0 | 1 | 0 | Semi Peak | 0 | 1 | Off Peak | 0 | 1 | Off Peak | 0 | 1 | 0 | Off Peak | 0 | 1 | 0 | Off Peak | 0 | 1 | 0 | Off Peak
2020-08-26 | 11 | 8 | 1 | 0 | 0 | 0 | 0.55295 |  | 0 | 1 | 0 | Off Peak | 0 | 1 | 0 | Semi Peak | 0 | 1 | Off Peak | 0 | 1 | Off Peak | 0 | 1 | 0 | Off Peak | 0 | 1 | 0 | Off Peak | 0 | 1 | 0 | Off Peak
2020-08-26 | 12 | 8 | 1 | 0 | 0 | 0 | 0.49268 |  | 0 | 1 | 0 | Off Peak | 1 | 0 | 0 | On Peak | 0 | 1 | Off Peak | 0 | 1 | Off Peak | 1 | 0 | 0 | On Peak | 0 | 1 | 0 | Off Peak | 0 | 1 | 0 | Off Peak
2020-08-26 | 13 | 8 | 1 | 0 | 0 | 0 | 0.51921 |  | 0 | 1 | 0 | Off Peak | 1 | 0 | 0 | On Peak | 0 | 1 | Off Peak | 1 | 0 | On Peak | 1 | 0 | 0 | On Peak | 1 | 0 | 0 | On Peak | 1 | 0 | 0 | On Peak
2020-08-26 | 14 | 8 | 1 | 0 | 0 | 0 | 0.67197 |  | 0 | 1 | 0 | Off Peak | 1 | 0 | 0 | On Peak | 0 | 1 | Off Peak | 1 | 0 | On Peak | 1 | 0 | 0 | On Peak | 1 | 0 | 0 | On Peak | 1 | 0 | 0 | On Peak
2020-08-26 | 15 | 8 | 1 | 0 | 0 | 0 | 0.80688 |  | 0 | 1 | 0 | Off Peak | 1 | 0 | 0 | On Peak | 0 | 1 | Off Peak | 1 | 0 | On Peak | 1 | 0 | 0 | On Peak | 1 | 0 | 0 | On Peak | 1 | 0 | 0 | On Peak
2020-08-26 | 16 | 8 | 1 | 0 | 0 | 0 | 0.95538 |  | 0 | 1 | 0 | Off Peak | 1 | 0 | 0 | On Peak | 0 | 1 | Off Peak | 1 | 0 | On Peak | 1 | 0 | 0 | On Peak | 1 | 0 | 0 | On Peak | 1 | 0 | 0 | On Peak
2020-08-26 | 17 | 8 | 1 | 0 | 0 | 0 | 1.2984 |  | 1 | 0 | 0 | On Peak | 1 | 0 | 0 | On Peak | 1 | 0 | On Peak | 1 | 0 | On Peak | 1 | 0 | 0 | On Peak | 1 | 0 | 0 | On Peak | 1 | 0 | 0 | On Peak
2020-08-26 | 18 | 8 | 1 | 0 | 0 | 0 | 1.7184 |  | 1 | 0 | 0 | On Peak | 1 | 0 | 0 | On Peak | 1 | 0 | On Peak | 1 | 0 | On Peak | 1 | 0 | 0 | On Peak | 1 | 0 | 0 | On Peak | 1 | 0 | 0 | On Peak
2020-08-26 | 19 | 8 | 1 | 0 | 0 | 0 | 2.2271 |  | 1 | 0 | 0 | On Peak | 0 | 1 | 0 | Semi Peak | 1 | 0 | On Peak | 0 | 1 | Off Peak | 0 | 1 | 0 | Off Peak | 1 | 0 | 0 | On Peak | 0 | 1 | 0 | Off Peak
2020-08-26 | 20 | 8 | 1 | 0 | 0 | 0 | 2.4305 |  | 1 | 0 | 0 | On Peak | 0 | 1 | 0 | Semi Peak | 1 | 0 | On Peak | 0 | 1 | Off Peak | 0 | 1 | 0 | Off Peak | 1 | 0 | 0 | On Peak | 0 | 1 | 0 | Off Peak
2020-08-26 | 21 | 8 | 1 | 0 | 0 | 0 | 2.3849 |  | 1 | 0 | 0 | On Peak | 0 | 1 | 0 | Semi Peak | 1 | 0 | On Peak | 0 | 1 | Off Peak | 0 | 1 | 0 | Off Peak | 0 | 1 | 0 | Off Peak | 0 | 1 | 0 | Off Peak
2020-08-26 | 22 | 8 | 1 | 0 | 0 | 0 | 2.3874 |  | 0 | 1 | 0 | Off Peak | 0 | 1 | 0 | Semi Peak | 0 | 1 | Off Peak | 0 | 1 | Off Peak | 0 | 1 | 0 | Off Peak | 0 | 1 | 0 | Off Peak | 0 | 1 | 0 | Off Peak
2020-08-26 | 23 | 8 | 1 | 0 | 0 | 0 | 1.7711 |  | 0 | 1 | 0 | Off Peak | 0 | 0 | 1 | Off Peak | 0 | 1 | Off Peak | 0 | 1 | Off Peak | 0 | 0 | 1 | Super Off Peak | 0 | 1 | 0 | Off Peak | 0 | 1 | 0 | Off Peak
2020-08-26 | 24 | 8 | 1 | 0 | 0 | 0 | 1.6037 |  | 0 | 1 | 0 | Off Peak | 0 | 0 | 1 | Off Peak | 0 | 1 | Off Peak | 0 | 1 | Off Peak | 0 | 0 | 1 | Super Off Peak | 0 | 1 | 0 | Off Peak | 0 | 1 | 0 | Off Peak
2020-08-27 | 1 | 8 | 1 | 0 | 0 | 0 | 1.3842 |  | 0 | 0 | 1 | Super Off Peak | 0 | 0 | 1 | Off Peak | 0 | 1 | Off Peak | 0 | 1 | Off Peak | 0 | 0 | 1 | Super Off Peak | 0 | 0 | 1 | Super Off Peak | 0 | 0 | 1 | Super Off Peak
2020-08-27 | 2 | 8 | 1 | 0 | 0 | 0 | 1.2184 |  | 0 | 0 | 1 | Super Off Peak | 0 | 0 | 1 | Off Peak | 0 | 1 | Off Peak | 0 | 1 | Off Peak | 0 | 0 | 1 | Super Off Peak | 0 | 0 | 1 | Super Off Peak | 0 | 0 | 1 | Super Off Peak
2020-08-27 | 3 | 8 | 1 | 0 | 0 | 0 | 1.1034 |  | 0 | 0 | 1 | Super Off Peak | 0 | 0 | 1 | Off Peak | 0 | 1 | Off Peak | 0 | 1 | Off Peak | 0 | 0 | 1 | Super Off Peak | 0 | 0 | 1 | Super Off Peak | 0 | 0 | 1 | Super Off Peak
2020-08-27 | 4 | 8 | 1 | 0 | 0 | 0 | 1.0532 |  | 0 | 0 | 1 | Super Off Peak | 0 | 0 | 1 | Off Peak | 0 | 1 | Off Peak | 0 | 1 | Off Peak | 0 | 0 | 1 | Super Off Peak | 0 | 0 | 1 | Super Off Peak | 0 | 0 | 1 | Super Off Peak
2020-08-27 | 5 | 8 | 1 | 0 | 0 | 0 | 1.0272 |  | 0 | 0 | 1 | Super Off Peak | 0 | 0 | 1 | Off Peak | 0 | 1 | Off Peak | 0 | 1 | Off Peak | 0 | 0 | 1 | Super Off Peak | 0 | 0 | 1 | Super Off Peak | 0 | 0 | 1 | Super Off Peak
2020-08-27 | 6 | 8 | 1 | 0 | 0 | 0 | 1.034 |  | 0 | 0 | 1 | Super Off Peak | 0 | 0 | 1 | Off Peak | 0 | 1 | Off Peak | 0 | 1 | Off Peak | 0 | 0 | 1 | Super Off Peak | 0 | 1 | 0 | Off Peak | 0 | 1 | 0 | Off Peak
2020-08-27 | 7 | 8 | 1 | 0 | 0 | 0 | 1.3993 |  | 0 | 1 | 0 | Off Peak | 0 | 1 | 0 | Semi Peak | 0 | 1 | Off Peak | 0 | 1 | Off Peak | 0 | 1 | 0 | Off Peak | 0 | 1 | 0 | Off Peak | 0 | 1 | 0 | Off Peak
2020-08-27 | 8 | 8 | 1 | 0 | 0 | 0 | 1.2549 |  | 0 | 1 | 0 | Off Peak | 0 | 1 | 0 | Semi Peak | 0 | 1 | Off Peak | 0 | 1 | Off Peak | 0 | 1 | 0 | Off Peak | 0 | 1 | 0 | Off Peak | 0 | 1 | 0 | Off Peak
2020-08-27 | 9 | 8 | 1 | 0 | 0 | 0 | 0.96622 |  | 0 | 1 | 0 | Off Peak | 0 | 1 | 0 | Semi Peak | 0 | 1 | Off Peak | 0 | 1 | Off Peak | 0 | 1 | 0 | Off Peak | 0 | 1 | 0 | Off Peak | 0 | 1 | 0 | Off Peak
2020-08-27 | 10 | 8 | 1 | 0 | 0 | 0 | 0.77127 |  | 0 | 1 | 0 | Off Peak | 0 | 1 | 0 | Semi Peak | 0 | 1 | Off Peak | 0 | 1 | Off Peak | 0 | 1 | 0 | Off Peak | 0 | 1 | 0 | Off Peak | 0 | 1 | 0 | Off Peak
2020-08-27 | 11 | 8 | 1 | 0 | 0 | 0 | 0.63591 |  | 0 | 1 | 0 | Off Peak | 0 | 1 | 0 | Semi Peak | 0 | 1 | Off Peak | 0 | 1 | Off Peak | 0 | 1 | 0 | Off Peak | 0 | 1 | 0 | Off Peak | 0 | 1 | 0 | Off Peak
2020-08-27 | 12 | 8 | 1 | 0 | 0 | 0 | 0.58324 |  | 0 | 1 | 0 | Off Peak | 1 | 0 | 0 | On Peak | 0 | 1 | Off Peak | 0 | 1 | Off Peak | 1 | 0 | 0 | On Peak | 0 | 1 | 0 | Off Peak | 0 | 1 | 0 | Off Peak
2020-08-27 | 13 | 8 | 1 | 0 | 0 | 0 | 0.67862 |  | 0 | 1 | 0 | Off Peak | 1 | 0 | 0 | On Peak | 0 | 1 | Off Peak | 1 | 0 | On Peak | 1 | 0 | 0 | On Peak | 1 | 0 | 0 | On Peak | 1 | 0 | 0 | On Peak
2020-08-27 | 14 | 8 | 1 | 0 | 0 | 0 | 0.77856 |  | 0 | 1 | 0 | Off Peak | 1 | 0 | 0 | On Peak | 0 | 1 | Off Peak | 1 | 0 | On Peak | 1 | 0 | 0 | On Peak | 1 | 0 | 0 | On Peak | 1 | 0 | 0 | On Peak
2020-08-27 | 15 | 8 | 1 | 0 | 0 | 0 | 0.91519 |  | 0 | 1 | 0 | Off Peak | 1 | 0 | 0 | On Peak | 0 | 1 | Off Peak | 1 | 0 | On Peak | 1 | 0 | 0 | On Peak | 1 | 0 | 0 | On Peak | 1 | 0 | 0 | On Peak
2020-08-27 | 16 | 8 | 1 | 0 | 0 | 0 | 1.0711 |  | 0 | 1 | 0 | Off Peak | 1 | 0 | 0 | On Peak | 0 | 1 | Off Peak | 1 | 0 | On Peak | 1 | 0 | 0 | On Peak | 1 | 0 | 0 | On Peak | 1 | 0 | 0 | On Peak
2020-08-27 | 17 | 8 | 1 | 0 | 0 | 0 | 1.3303 |  | 1 | 0 | 0 | On Peak | 1 | 0 | 0 | On Peak | 1 | 0 | On Peak | 1 | 0 | On Peak | 1 | 0 | 0 | On Peak | 1 | 0 | 0 | On Peak | 1 | 0 | 0 | On Peak
2020-08-27 | 18 | 8 | 1 | 0 | 0 | 0 | 1.7166 |  | 1 | 0 | 0 | On Peak | 1 | 0 | 0 | On Peak | 1 | 0 | On Peak | 1 | 0 | On Peak | 1 | 0 | 0 | On Peak | 1 | 0 | 0 | On Peak | 1 | 0 | 0 | On Peak
2020-08-27 | 19 | 8 | 1 | 0 | 0 | 0 | 2.2206 |  | 1 | 0 | 0 | On Peak | 0 | 1 | 0 | Semi Peak | 1 | 0 | On Peak | 0 | 1 | Off Peak | 0 | 1 | 0 | Off Peak | 1 | 0 | 0 | On Peak | 0 | 1 | 0 | Off Peak
2020-08-27 | 20 | 8 | 1 | 0 | 0 | 0 | 2.4382 |  | 1 | 0 | 0 | On Peak | 0 | 1 | 0 | Semi Peak | 1 | 0 | On Peak | 0 | 1 | Off Peak | 0 | 1 | 0 | Off Peak | 1 | 0 | 0 | On Peak | 0 | 1 | 0 | Off Peak
2020-08-27 | 21 | 8 | 1 | 0 | 0 | 0 | 2.3918 |  | 1 | 0 | 0 | On Peak | 0 | 1 | 0 | Semi Peak | 1 | 0 | On Peak | 0 | 1 | Off Peak | 0 | 1 | 0 | Off Peak | 0 | 1 | 0 | Off Peak | 0 | 1 | 0 | Off Peak
2020-08-27 | 22 | 8 | 1 | 0 | 0 | 0 | 2.3814 |  | 0 | 1 | 0 | Off Peak | 0 | 1 | 0 | Semi Peak | 0 | 1 | Off Peak | 0 | 1 | Off Peak | 0 | 1 | 0 | Off Peak | 0 | 1 | 0 | Off Peak | 0 | 1 | 0 | Off Peak
2020-08-27 | 23 | 8 | 1 | 0 | 0 | 0 | 1.7565 |  | 0 | 1 | 0 | Off Peak | 0 | 0 | 1 | Off Peak | 0 | 1 | Off Peak | 0 | 1 | Off Peak | 0 | 0 | 1 | Super Off Peak | 0 | 1 | 0 | Off Peak | 0 | 1 | 0 | Off Peak
2020-08-27 | 24 | 8 | 1 | 0 | 0 | 0 | 1.5849 |  | 0 | 1 | 0 | Off Peak | 0 | 0 | 1 | Off Peak | 0 | 1 | Off Peak | 0 | 1 | Off Peak | 0 | 0 | 1 | Super Off Peak | 0 | 1 | 0 | Off Peak | 0 | 1 | 0 | Off Peak
2020-08-28 | 1 | 8 | 1 | 0 | 0 | 0 | 1.3722 |  | 0 | 0 | 1 | Super Off Peak | 0 | 0 | 1 | Off Peak | 0 | 1 | Off Peak | 0 | 1 | Off Peak | 0 | 0 | 1 | Super Off Peak | 0 | 0 | 1 | Super Off Peak | 0 | 0 | 1 | Super Off Peak
2020-08-28 | 2 | 8 | 1 | 0 | 0 | 0 | 1.2434 |  | 0 | 0 | 1 | Super Off Peak | 0 | 0 | 1 | Off Peak | 0 | 1 | Off Peak | 0 | 1 | Off Peak | 0 | 0 | 1 | Super Off Peak | 0 | 0 | 1 | Super Off Peak | 0 | 0 | 1 | Super Off Peak
2020-08-28 | 3 | 8 | 1 | 0 | 0 | 0 | 1.1368 |  | 0 | 0 | 1 | Super Off Peak | 0 | 0 | 1 | Off Peak | 0 | 1 | Off Peak | 0 | 1 | Off Peak | 0 | 0 | 1 | Super Off Peak | 0 | 0 | 1 | Super Off Peak | 0 | 0 | 1 | Super Off Peak
2020-08-28 | 4 | 8 | 1 | 0 | 0 | 0 | 1.0693 |  | 0 | 0 | 1 | Super Off Peak | 0 | 0 | 1 | Off Peak | 0 | 1 | Off Peak | 0 | 1 | Off Peak | 0 | 0 | 1 | Super Off Peak | 0 | 0 | 1 | Super Off Peak | 0 | 0 | 1 | Super Off Peak
2020-08-28 | 5 | 8 | 1 | 0 | 0 | 0 | 1.0351 |  | 0 | 0 | 1 | Super Off Peak | 0 | 0 | 1 | Off Peak | 0 | 1 | Off Peak | 0 | 1 | Off Peak | 0 | 0 | 1 | Super Off Peak | 0 | 0 | 1 | Super Off Peak | 0 | 0 | 1 | Super Off Peak
2020-08-28 | 6 | 8 | 1 | 0 | 0 | 0 | 1.0377 |  | 0 | 0 | 1 | Super Off Peak | 0 | 0 | 1 | Off Peak | 0 | 1 | Off Peak | 0 | 1 | Off Peak | 0 | 0 | 1 | Super Off Peak | 0 | 1 | 0 | Off Peak | 0 | 1 | 0 | Off Peak
2020-08-28 | 7 | 8 | 1 | 0 | 0 | 0 | 1.3727 |  | 0 | 1 | 0 | Off Peak | 0 | 1 | 0 | Semi Peak | 0 | 1 | Off Peak | 0 | 1 | Off Peak | 0 | 1 | 0 | Off Peak | 0 | 1 | 0 | Off Peak | 0 | 1 | 0 | Off Peak
2020-08-28 | 8 | 8 | 1 | 0 | 0 | 0 | 1.1985 |  | 0 | 1 | 0 | Off Peak | 0 | 1 | 0 | Semi Peak | 0 | 1 | Off Peak | 0 | 1 | Off Peak | 0 | 1 | 0 | Off Peak | 0 | 1 | 0 | Off Peak | 0 | 1 | 0 | Off Peak
2020-08-28 | 9 | 8 | 1 | 0 | 0 | 0 | 0.90077 |  | 0 | 1 | 0 | Off Peak | 0 | 1 | 0 | Semi Peak | 0 | 1 | Off Peak | 0 | 1 | Off Peak | 0 | 1 | 0 | Off Peak | 0 | 1 | 0 | Off Peak | 0 | 1 | 0 | Off Peak
2020-08-28 | 10 | 8 | 1 | 0 | 0 | 0 | 0.71153 |  | 0 | 1 | 0 | Off Peak | 0 | 1 | 0 | Semi Peak | 0 | 1 | Off Peak | 0 | 1 | Off Peak | 0 | 1 | 0 | Off Peak | 0 | 1 | 0 | Off Peak | 0 | 1 | 0 | Off Peak
2020-08-28 | 11 | 8 | 1 | 0 | 0 | 0 | 0.59327 |  | 0 | 1 | 0 | Off Peak | 0 | 1 | 0 | Semi Peak | 0 | 1 | Off Peak | 0 | 1 | Off Peak | 0 | 1 | 0 | Off Peak | 0 | 1 | 0 | Off Peak | 0 | 1 | 0 | Off Peak
2020-08-28 | 12 | 8 | 1 | 0 | 0 | 0 | 0.54051 |  | 0 | 1 | 0 | Off Peak | 1 | 0 | 0 | On Peak | 0 | 1 | Off Peak | 0 | 1 | Off Peak | 1 | 0 | 0 | On Peak | 0 | 1 | 0 | Off Peak | 0 | 1 | 0 | Off Peak
2020-08-28 | 13 | 8 | 1 | 0 | 0 | 0 | 0.56488 |  | 0 | 1 | 0 | Off Peak | 1 | 0 | 0 | On Peak | 0 | 1 | Off Peak | 1 | 0 | On Peak | 1 | 0 | 0 | On Peak | 1 | 0 | 0 | On Peak | 1 | 0 | 0 | On Peak
2020-08-28 | 14 | 8 | 1 | 0 | 0 | 0 | 0.69095 |  | 0 | 1 | 0 | Off Peak | 1 | 0 | 0 | On Peak | 0 | 1 | Off Peak | 1 | 0 | On Peak | 1 | 0 | 0 | On Peak | 1 | 0 | 0 | On Peak | 1 | 0 | 0 | On Peak
2020-08-28 | 15 | 8 | 1 | 0 | 0 | 0 | 0.81002 |  | 0 | 1 | 0 | Off Peak | 1 | 0 | 0 | On Peak | 0 | 1 | Off Peak | 1 | 0 | On Peak | 1 | 0 | 0 | On Peak | 1 | 0 | 0 | On Peak | 1 | 0 | 0 | On Peak
2020-08-28 | 16 | 8 | 1 | 0 | 0 | 0 | 0.97566 |  | 0 | 1 | 0 | Off Peak | 1 | 0 | 0 | On Peak | 0 | 1 | Off Peak | 1 | 0 | On Peak | 1 | 0 | 0 | On Peak | 1 | 0 | 0 | On Peak | 1 | 0 | 0 | On Peak
2020-08-28 | 17 | 8 | 1 | 0 | 0 | 0 | 1.2165 |  | 1 | 0 | 0 | On Peak | 1 | 0 | 0 | On Peak | 1 | 0 | On Peak | 1 | 0 | On Peak | 1 | 0 | 0 | On Peak | 1 | 0 | 0 | On Peak | 1 | 0 | 0 | On Peak
2020-08-28 | 18 | 8 | 1 | 0 | 0 | 0 | 1.6098 |  | 1 | 0 | 0 | On Peak | 1 | 0 | 0 | On Peak | 1 | 0 | On Peak | 1 | 0 | On Peak | 1 | 0 | 0 | On Peak | 1 | 0 | 0 | On Peak | 1 | 0 | 0 | On Peak
2020-08-28 | 19 | 8 | 1 | 0 | 0 | 0 | 2.1175 |  | 1 | 0 | 0 | On Peak | 0 | 1 | 0 | Semi Peak | 1 | 0 | On Peak | 0 | 1 | Off Peak | 0 | 1 | 0 | Off Peak | 1 | 0 | 0 | On Peak | 0 | 1 | 0 | Off Peak
2020-08-28 | 20 | 8 | 1 | 0 | 0 | 0 | 2.2609 |  | 1 | 0 | 0 | On Peak | 0 | 1 | 0 | Semi Peak | 1 | 0 | On Peak | 0 | 1 | Off Peak | 0 | 1 | 0 | Off Peak | 1 | 0 | 0 | On Peak | 0 | 1 | 0 | Off Peak
2020-08-28 | 21 | 8 | 1 | 0 | 0 | 0 | 2.2515 |  | 1 | 0 | 0 | On Peak | 0 | 1 | 0 | Semi Peak | 1 | 0 | On Peak | 0 | 1 | Off Peak | 0 | 1 | 0 | Off Peak | 0 | 1 | 0 | Off Peak | 0 | 1 | 0 | Off Peak
2020-08-28 | 22 | 8 | 1 | 0 | 0 | 0 | 2.2803 |  | 0 | 1 | 0 | Off Peak | 0 | 1 | 0 | Semi Peak | 0 | 1 | Off Peak | 0 | 1 | Off Peak | 0 | 1 | 0 | Off Peak | 0 | 1 | 0 | Off Peak | 0 | 1 | 0 | Off Peak
2020-08-28 | 23 | 8 | 1 | 0 | 0 | 0 | 1.7319 |  | 0 | 1 | 0 | Off Peak | 0 | 0 | 1 | Off Peak | 0 | 1 | Off Peak | 0 | 1 | Off Peak | 0 | 0 | 1 | Super Off Peak | 0 | 1 | 0 | Off Peak | 0 | 1 | 0 | Off Peak
2020-08-28 | 24 | 8 | 1 | 0 | 0 | 0 | 1.589 |  | 0 | 1 | 0 | Off Peak | 0 | 0 | 1 | Off Peak | 0 | 1 | Off Peak | 0 | 1 | Off Peak | 0 | 0 | 1 | Super Off Peak | 0 | 1 | 0 | Off Peak | 0 | 1 | 0 | Off Peak
2020-08-29 | 1 | 8 | 1 | 1 | 0 | 0 | 1.4028 |  | 0 | 0 | 1 | Super Off Peak | 0 | 0 | 1 | Off Peak | 0 | 1 | Off Peak | 0 | 1 | Off Peak | 0 | 0 | 1 | Super Off Peak | 0 | 0 | 1 | Super Off Peak | 0 | 0 | 1 | Super Off Peak
2020-08-29 | 2 | 8 | 1 | 1 | 0 | 0 | 0.99249 |  | 0 | 0 | 1 | Super Off Peak | 0 | 0 | 1 | Off Peak | 0 | 1 | Off Peak | 0 | 1 | Off Peak | 0 | 0 | 1 | Super Off Peak | 0 | 0 | 1 | Super Off Peak | 0 | 0 | 1 | Super Off Peak
2020-08-29 | 3 | 8 | 1 | 1 | 0 | 0 | 0.9418 |  | 0 | 0 | 1 | Super Off Peak | 0 | 0 | 1 | Off Peak | 0 | 1 | Off Peak | 0 | 1 | Off Peak | 0 | 0 | 1 | Super Off Peak | 0 | 0 | 1 | Super Off Peak | 0 | 0 | 1 | Super Off Peak
2020-08-29 | 4 | 8 | 1 | 1 | 0 | 0 | 0.90334 |  | 0 | 0 | 1 | Super Off Peak | 0 | 0 | 1 | Off Peak | 0 | 1 | Off Peak | 0 | 1 | Off Peak | 0 | 0 | 1 | Super Off Peak | 0 | 0 | 1 | Super Off Peak | 0 | 0 | 1 | Super Off Peak
2020-08-29 | 5 | 8 | 1 | 1 | 0 | 0 | 0.89456 |  | 0 | 0 | 1 | Super Off Peak | 0 | 0 | 1 | Off Peak | 0 | 1 | Off Peak | 0 | 1 | Off Peak | 0 | 0 | 1 | Super Off Peak | 0 | 0 | 1 | Super Off Peak | 0 | 0 | 1 | Super Off Peak
2020-08-29 | 6 | 8 | 1 | 1 | 0 | 0 | 0.90913 |  | 0 | 0 | 1 | Super Off Peak | 0 | 0 | 1 | Off Peak | 0 | 1 | Off Peak | 0 | 1 | Off Peak | 0 | 0 | 1 | Super Off Peak | 0 | 1 | 0 | Off Peak | 0 | 1 | 0 | Off Peak
2020-08-29 | 7 | 8 | 1 | 1 | 0 | 0 | 1.2129 |  | 0 | 0 | 1 | Super Off Peak | 0 | 0 | 1 | Off Peak | 0 | 1 | Off Peak | 0 | 1 | Off Peak | 0 | 0 | 1 | Super Off Peak | 0 | 1 | 0 | Off Peak | 0 | 1 | 0 | Off Peak
2020-08-29 | 8 | 8 | 1 | 1 | 0 | 0 | 1.0124 |  | 0 | 0 | 1 | Super Off Peak | 0 | 0 | 1 | Off Peak | 0 | 1 | Off Peak | 0 | 1 | Off Peak | 0 | 0 | 1 | Super Off Peak | 0 | 1 | 0 | Off Peak | 0 | 1 | 0 | Off Peak
2020-08-29 | 9 | 8 | 1 | 1 | 0 | 0 | 0.7021 |  | 0 | 0 | 1 | Super Off Peak | 0 | 0 | 1 | Off Peak | 0 | 1 | Off Peak | 0 | 1 | Off Peak | 0 | 0 | 1 | Super Off Peak | 0 | 1 | 0 | Off Peak | 0 | 1 | 0 | Off Peak
2020-08-29 | 10 | 8 | 1 | 1 | 0 | 0 | 0.46953 |  | 0 | 0 | 1 | Super Off Peak | 0 | 0 | 1 | Off Peak | 0 | 1 | Off Peak | 0 | 1 | Off Peak | 0 | 0 | 1 | Super Off Peak | 0 | 1 | 0 | Off Peak | 0 | 1 | 0 | Off Peak
2020-08-29 | 11 | 8 | 1 | 1 | 0 | 0 | 0.29411 |  | 0 | 0 | 1 | Super Off Peak | 0 | 0 | 1 | Off Peak | 0 | 1 | Off Peak | 0 | 1 | Off Peak | 0 | 0 | 1 | Super Off Peak | 0 | 1 | 0 | Off Peak | 0 | 1 | 0 | Off Peak
2020-08-29 | 12 | 8 | 1 | 1 | 0 | 0 | 0.19436 |  | 0 | 0 | 1 | Super Off Peak | 0 | 0 | 1 | Off Peak | 0 | 1 | Off Peak | 0 | 1 | Off Peak | 0 | 0 | 1 | Super Off Peak | 0 | 1 | 0 | Off Peak | 0 | 1 | 0 | Off Peak
2020-08-29 | 13 | 8 | 1 | 1 | 0 | 0 | 0.14846 |  | 0 | 0 | 1 | Super Off Peak | 0 | 0 | 1 | Off Peak | 0 | 1 | Off Peak | 0 | 1 | Off Peak | 0 | 0 | 1 | Super Off Peak | 1 | 0 | 0 | On Peak | 1 | 0 | 0 | On Peak
2020-08-29 | 14 | 8 | 1 | 1 | 0 | 0 | 0.17534 |  | 0 | 0 | 1 | Super Off Peak | 0 | 0 | 1 | Off Peak | 0 | 1 | Off Peak | 0 | 1 | Off Peak | 0 | 0 | 1 | Super Off Peak | 1 | 0 | 0 | On Peak | 1 | 0 | 0 | On Peak
2020-08-29 | 15 | 8 | 1 | 1 | 0 | 0 | 0.26185 |  | 0 | 1 | 0 | Off Peak | 0 | 0 | 1 | Off Peak | 0 | 1 | Off Peak | 0 | 1 | Off Peak | 0 | 0 | 1 | Super Off Peak | 1 | 0 | 0 | On Peak | 1 | 0 | 0 | On Peak
2020-08-29 | 16 | 8 | 1 | 1 | 0 | 0 | 0.38669 |  | 0 | 1 | 0 | Off Peak | 0 | 0 | 1 | Off Peak | 0 | 1 | Off Peak | 0 | 1 | Off Peak | 0 | 0 | 1 | Super Off Peak | 1 | 0 | 0 | On Peak | 1 | 0 | 0 | On Peak
2020-08-29 | 17 | 8 | 1 | 1 | 0 | 0 | 0.59524 |  | 1 | 0 | 0 | On Peak | 0 | 0 | 1 | Off Peak | 0 | 1 | Off Peak | 0 | 1 | Off Peak | 0 | 0 | 1 | Super Off Peak | 1 | 0 | 0 | On Peak | 1 | 0 | 0 | On Peak
2020-08-29 | 18 | 8 | 1 | 1 | 0 | 0 | 0.99289 |  | 1 | 0 | 0 | On Peak | 0 | 0 | 1 | Off Peak | 0 | 1 | Off Peak | 0 | 1 | Off Peak | 0 | 0 | 1 | Super Off Peak | 1 | 0 | 0 | On Peak | 1 | 0 | 0 | On Peak
2020-08-29 | 19 | 8 | 1 | 1 | 0 | 0 | 1.5199 |  | 1 | 0 | 0 | On Peak | 0 | 0 | 1 | Off Peak | 0 | 1 | Off Peak | 0 | 1 | Off Peak | 0 | 0 | 1 | Super Off Peak | 1 | 0 | 0 | On Peak | 0 | 1 | 0 | Off Peak
2020-08-29 | 20 | 8 | 1 | 1 | 0 | 0 | 1.7938 |  | 1 | 0 | 0 | On Peak | 0 | 0 | 1 | Off Peak | 0 | 1 | Off Peak | 0 | 1 | Off Peak | 0 | 0 | 1 | Super Off Peak | 1 | 0 | 0 | On Peak | 0 | 1 | 0 | Off Peak
2020-08-29 | 21 | 8 | 1 | 1 | 0 | 0 | 1.8239 |  | 1 | 0 | 0 | On Peak | 0 | 0 | 1 | Off Peak | 0 | 1 | Off Peak | 0 | 1 | Off Peak | 0 | 0 | 1 | Super Off Peak | 0 | 1 | 0 | Off Peak | 0 | 1 | 0 | Off Peak
2020-08-29 | 22 | 8 | 1 | 1 | 0 | 0 | 1.939 |  | 0 | 1 | 0 | Off Peak | 0 | 0 | 1 | Off Peak | 0 | 1 | Off Peak | 0 | 1 | Off Peak | 0 | 0 | 1 | Super Off Peak | 0 | 1 | 0 | Off Peak | 0 | 1 | 0 | Off Peak
2020-08-29 | 23 | 8 | 1 | 1 | 0 | 0 | 1.4245 |  | 0 | 1 | 0 | Off Peak | 0 | 0 | 1 | Off Peak | 0 | 1 | Off Peak | 0 | 1 | Off Peak | 0 | 0 | 1 | Super Off Peak | 0 | 1 | 0 | Off Peak | 0 | 1 | 0 | Off Peak
2020-08-29 | 24 | 8 | 1 | 1 | 0 | 0 | 1.287 |  | 0 | 1 | 0 | Off Peak | 0 | 0 | 1 | Off Peak | 0 | 1 | Off Peak | 0 | 1 | Off Peak | 0 | 0 | 1 | Super Off Peak | 0 | 1 | 0 | Off Peak | 0 | 1 | 0 | Off Peak
2020-08-30 | 1 | 8 | 1 | 1 | 1 | 0 | 1.1221 |  | 0 | 0 | 1 | Super Off Peak | 0 | 0 | 1 | Off Peak | 0 | 1 | Off Peak | 0 | 1 | Off Peak | 0 | 0 | 1 | Super Off Peak | 0 | 0 | 1 | Super Off Peak | 0 | 0 | 1 | Super Off Peak
2020-08-30 | 2 | 8 | 1 | 1 | 1 | 0 | 0.99893 |  | 0 | 0 | 1 | Super Off Peak | 0 | 0 | 1 | Off Peak | 0 | 1 | Off Peak | 0 | 1 | Off Peak | 0 | 0 | 1 | Super Off Peak | 0 | 0 | 1 | Super Off Peak | 0 | 0 | 1 | Super Off Peak
2020-08-30 | 3 | 8 | 1 | 1 | 1 | 0 | 0.96964 |  | 0 | 0 | 1 | Super Off Peak | 0 | 0 | 1 | Off Peak | 0 | 1 | Off Peak | 0 | 1 | Off Peak | 0 | 0 | 1 | Super Off Peak | 0 | 0 | 1 | Super Off Peak | 0 | 0 | 1 | Super Off Peak
2020-08-30 | 4 | 8 | 1 | 1 | 1 | 0 | 0.93425 |  | 0 | 0 | 1 | Super Off Peak | 0 | 0 | 1 | Off Peak | 0 | 1 | Off Peak | 0 | 1 | Off Peak | 0 | 0 | 1 | Super Off Peak | 0 | 0 | 1 | Super Off Peak | 0 | 0 | 1 | Super Off Peak
2020-08-30 | 5 | 8 | 1 | 1 | 1 | 0 | 0.91768 |  | 0 | 0 | 1 | Super Off Peak | 0 | 0 | 1 | Off Peak | 0 | 1 | Off Peak | 0 | 1 | Off Peak | 0 | 0 | 1 | Super Off Peak | 0 | 0 | 1 | Super Off Peak | 0 | 0 | 1 | Super Off Peak
2020-08-30 | 6 | 8 | 1 | 1 | 1 | 0 | 0.9262 |  | 0 | 0 | 1 | Super Off Peak | 0 | 0 | 1 | Off Peak | 0 | 1 | Off Peak | 0 | 1 | Off Peak | 0 | 0 | 1 | Super Off Peak | 0 | 1 | 0 | Off Peak | 0 | 1 | 0 | Off Peak
2020-08-30 | 7 | 8 | 1 | 1 | 1 | 0 | 0.93688 |  | 0 | 0 | 1 | Super Off Peak | 0 | 0 | 1 | Off Peak | 0 | 1 | Off Peak | 0 | 1 | Off Peak | 0 | 0 | 1 | Super Off Peak | 0 | 1 | 0 | Off Peak | 0 | 1 | 0 | Off Peak
2020-08-30 | 8 | 8 | 1 | 1 | 1 | 0 | 0.74899 |  | 0 | 0 | 1 | Super Off Peak | 0 | 0 | 1 | Off Peak | 0 | 1 | Off Peak | 0 | 1 | Off Peak | 0 | 0 | 1 | Super Off Peak | 0 | 1 | 0 | Off Peak | 0 | 1 | 0 | Off Peak
2020-08-30 | 9 | 8 | 1 | 1 | 1 | 0 | 0.46599 |  | 0 | 0 | 1 | Super Off Peak | 0 | 0 | 1 | Off Peak | 0 | 1 | Off Peak | 0 | 1 | Off Peak | 0 | 0 | 1 | Super Off Peak | 0 | 1 | 0 | Off Peak | 0 | 1 | 0 | Off Peak
2020-08-30 | 10 | 8 | 1 | 1 | 1 | 0 | 0.30685 |  | 0 | 0 | 1 | Super Off Peak | 0 | 0 | 1 | Off Peak | 0 | 1 | Off Peak | 0 | 1 | Off Peak | 0 | 0 | 1 | Super Off Peak | 0 | 1 | 0 | Off Peak | 0 | 1 | 0 | Off Peak
2020-08-30 | 11 | 8 | 1 | 1 | 1 | 0 | 0.19352 |  | 0 | 0 | 1 | Super Off Peak | 0 | 0 | 1 | Off Peak | 0 | 1 | Off Peak | 0 | 1 | Off Peak | 0 | 0 | 1 | Super Off Peak | 0 | 1 | 0 | Off Peak | 0 | 1 | 0 | Off Peak
2020-08-30 | 12 | 8 | 1 | 1 | 1 | 0 | 0.12722 |  | 0 | 0 | 1 | Super Off Peak | 0 | 0 | 1 | Off Peak | 0 | 1 | Off Peak | 0 | 1 | Off Peak | 0 | 0 | 1 | Super Off Peak | 0 | 1 | 0 | Off Peak | 0 | 1 | 0 | Off Peak
2020-08-30 | 13 | 8 | 1 | 1 | 1 | 0 | 0.098737 |  | 0 | 0 | 1 | Super Off Peak | 0 | 0 | 1 | Off Peak | 0 | 1 | Off Peak | 0 | 1 | Off Peak | 0 | 0 | 1 | Super Off Peak | 1 | 0 | 0 | On Peak | 1 | 0 | 0 | On Peak
2020-08-30 | 14 | 8 | 1 | 1 | 1 | 0 | 0.10897 |  | 0 | 0 | 1 | Super Off Peak | 0 | 0 | 1 | Off Peak | 0 | 1 | Off Peak | 0 | 1 | Off Peak | 0 | 0 | 1 | Super Off Peak | 1 | 0 | 0 | On Peak | 1 | 0 | 0 | On Peak
2020-08-30 | 15 | 8 | 1 | 1 | 1 | 0 | 0.16055 |  | 0 | 1 | 0 | Off Peak | 0 | 0 | 1 | Off Peak | 0 | 1 | Off Peak | 0 | 1 | Off Peak | 0 | 0 | 1 | Super Off Peak | 1 | 0 | 0 | On Peak | 1 | 0 | 0 | On Peak
2020-08-30 | 16 | 8 | 1 | 1 | 1 | 0 | 0.2607 |  | 0 | 1 | 0 | Off Peak | 0 | 0 | 1 | Off Peak | 0 | 1 | Off Peak | 0 | 1 | Off Peak | 0 | 0 | 1 | Super Off Peak | 1 | 0 | 0 | On Peak | 1 | 0 | 0 | On Peak
2020-08-30 | 17 | 8 | 1 | 1 | 1 | 0 | 0.41662 |  | 1 | 0 | 0 | On Peak | 0 | 0 | 1 | Off Peak | 0 | 1 | Off Peak | 0 | 1 | Off Peak | 0 | 0 | 1 | Super Off Peak | 1 | 0 | 0 | On Peak | 1 | 0 | 0 | On Peak
2020-08-30 | 18 | 8 | 1 | 1 | 1 | 0 | 0.71673 |  | 1 | 0 | 0 | On Peak | 0 | 0 | 1 | Off Peak | 0 | 1 | Off Peak | 0 | 1 | Off Peak | 0 | 0 | 1 | Super Off Peak | 1 | 0 | 0 | On Peak | 1 | 0 | 0 | On Peak
2020-08-30 | 19 | 8 | 1 | 1 | 1 | 0 | 1.1163 |  | 1 | 0 | 0 | On Peak | 0 | 0 | 1 | Off Peak | 0 | 1 | Off Peak | 0 | 1 | Off Peak | 0 | 0 | 1 | Super Off Peak | 1 | 0 | 0 | On Peak | 0 | 1 | 0 | Off Peak
2020-08-30 | 20 | 8 | 1 | 1 | 1 | 0 | 1.3511 |  | 1 | 0 | 0 | On Peak | 0 | 0 | 1 | Off Peak | 0 | 1 | Off Peak | 0 | 1 | Off Peak | 0 | 0 | 1 | Super Off Peak | 1 | 0 | 0 | On Peak | 0 | 1 | 0 | Off Peak
2020-08-30 | 21 | 8 | 1 | 1 | 1 | 0 | 1.3859 |  | 1 | 0 | 0 | On Peak | 0 | 0 | 1 | Off Peak | 0 | 1 | Off Peak | 0 | 1 | Off Peak | 0 | 0 | 1 | Super Off Peak | 0 | 1 | 0 | Off Peak | 0 | 1 | 0 | Off Peak
2020-08-30 | 22 | 8 | 1 | 1 | 1 | 0 | 1.4744 |  | 0 | 1 | 0 | Off Peak | 0 | 0 | 1 | Off Peak | 0 | 1 | Off Peak | 0 | 1 | Off Peak | 0 | 0 | 1 | Super Off Peak | 0 | 1 | 0 | Off Peak | 0 | 1 | 0 | Off Peak
2020-08-30 | 23 | 8 | 1 | 1 | 1 | 0 | 1.4052 |  | 0 | 1 | 0 | Off Peak | 0 | 0 | 1 | Off Peak | 0 | 1 | Off Peak | 0 | 1 | Off Peak | 0 | 0 | 1 | Super Off Peak | 0 | 1 | 0 | Off Peak | 0 | 1 | 0 | Off Peak
2020-08-30 | 24 | 8 | 1 | 1 | 1 | 0 | 1.2823 |  | 0 | 1 | 0 | Off Peak | 0 | 0 | 1 | Off Peak | 0 | 1 | Off Peak | 0 | 1 | Off Peak | 0 | 0 | 1 | Super Off Peak | 0 | 1 | 0 | Off Peak | 0 | 1 | 0 | Off Peak
2020-08-31 | 1 | 8 | 1 | 0 | 0 | 0 | 1.1192 |  | 0 | 0 | 1 | Super Off Peak | 0 | 0 | 1 | Off Peak | 0 | 1 | Off Peak | 0 | 1 | Off Peak | 0 | 0 | 1 | Super Off Peak | 0 | 0 | 1 | Super Off Peak | 0 | 0 | 1 | Super Off Peak
2020-08-31 | 2 | 8 | 1 | 0 | 0 | 0 | 1.1843 |  | 0 | 0 | 1 | Super Off Peak | 0 | 0 | 1 | Off Peak | 0 | 1 | Off Peak | 0 | 1 | Off Peak | 0 | 0 | 1 | Super Off Peak | 0 | 0 | 1 | Super Off Peak | 0 | 0 | 1 | Super Off Peak
2020-08-31 | 3 | 8 | 1 | 0 | 0 | 0 | 1.1086 |  | 0 | 0 | 1 | Super Off Peak | 0 | 0 | 1 | Off Peak | 0 | 1 | Off Peak | 0 | 1 | Off Peak | 0 | 0 | 1 | Super Off Peak | 0 | 0 | 1 | Super Off Peak | 0 | 0 | 1 | Super Off Peak
2020-08-31 | 4 | 8 | 1 | 0 | 0 | 0 | 1.0482 |  | 0 | 0 | 1 | Super Off Peak | 0 | 0 | 1 | Off Peak | 0 | 1 | Off Peak | 0 | 1 | Off Peak | 0 | 0 | 1 | Super Off Peak | 0 | 0 | 1 | Super Off Peak | 0 | 0 | 1 | Super Off Peak
2020-08-31 | 5 | 8 | 1 | 0 | 0 | 0 | 1.0209 |  | 0 | 0 | 1 | Super Off Peak | 0 | 0 | 1 | Off Peak | 0 | 1 | Off Peak | 0 | 1 | Off Peak | 0 | 0 | 1 | Super Off Peak | 0 | 0 | 1 | Super Off Peak | 0 | 0 | 1 | Super Off Peak
2020-08-31 | 6 | 8 | 1 | 0 | 0 | 0 | 1.0242 |  | 0 | 0 | 1 | Super Off Peak | 0 | 0 | 1 | Off Peak | 0 | 1 | Off Peak | 0 | 1 | Off Peak | 0 | 0 | 1 | Super Off Peak | 0 | 1 | 0 | Off Peak | 0 | 1 | 0 | Off Peak
2020-08-31 | 7 | 8 | 1 | 0 | 0 | 0 | 1.3628 |  | 0 | 1 | 0 | Off Peak | 0 | 1 | 0 | Semi Peak | 0 | 1 | Off Peak | 0 | 1 | Off Peak | 0 | 1 | 0 | Off Peak | 0 | 1 | 0 | Off Peak | 0 | 1 | 0 | Off Peak
2020-08-31 | 8 | 8 | 1 | 0 | 0 | 0 | 1.1949 |  | 0 | 1 | 0 | Off Peak | 0 | 1 | 0 | Semi Peak | 0 | 1 | Off Peak | 0 | 1 | Off Peak | 0 | 1 | 0 | Off Peak | 0 | 1 | 0 | Off Peak | 0 | 1 | 0 | Off Peak
2020-08-31 | 9 | 8 | 1 | 0 | 0 | 0 | 0.90534 |  | 0 | 1 | 0 | Off Peak | 0 | 1 | 0 | Semi Peak | 0 | 1 | Off Peak | 0 | 1 | Off Peak | 0 | 1 | 0 | Off Peak | 0 | 1 | 0 | Off Peak | 0 | 1 | 0 | Off Peak
2020-08-31 | 10 | 8 | 1 | 0 | 0 | 0 | 0.71427 |  | 0 | 1 | 0 | Off Peak | 0 | 1 | 0 | Semi Peak | 0 | 1 | Off Peak | 0 | 1 | Off Peak | 0 | 1 | 0 | Off Peak | 0 | 1 | 0 | Off Peak | 0 | 1 | 0 | Off Peak
2020-08-31 | 11 | 8 | 1 | 0 | 0 | 0 | 0.58515 |  | 0 | 1 | 0 | Off Peak | 0 | 1 | 0 | Semi Peak | 0 | 1 | Off Peak | 0 | 1 | Off Peak | 0 | 1 | 0 | Off Peak | 0 | 1 | 0 | Off Peak | 0 | 1 | 0 | Off Peak
2020-08-31 | 12 | 8 | 1 | 0 | 0 | 0 | 0.52251 |  | 0 | 1 | 0 | Off Peak | 1 | 0 | 0 | On Peak | 0 | 1 | Off Peak | 0 | 1 | Off Peak | 1 | 0 | 0 | On Peak | 0 | 1 | 0 | Off Peak | 0 | 1 | 0 | Off Peak
2020-08-31 | 13 | 8 | 1 | 0 | 0 | 0 | 0.52686 |  | 0 | 1 | 0 | Off Peak | 1 | 0 | 0 | On Peak | 0 | 1 | Off Peak | 1 | 0 | On Peak | 1 | 0 | 0 | On Peak | 1 | 0 | 0 | On Peak | 1 | 0 | 0 | On Peak
2020-08-31 | 14 | 8 | 1 | 0 | 0 | 0 | 0.60939 |  | 0 | 1 | 0 | Off Peak | 1 | 0 | 0 | On Peak | 0 | 1 | Off Peak | 1 | 0 | On Peak | 1 | 0 | 0 | On Peak | 1 | 0 | 0 | On Peak | 1 | 0 | 0 | On Peak
2020-08-31 | 15 | 8 | 1 | 0 | 0 | 0 | 0.76318 |  | 0 | 1 | 0 | Off Peak | 1 | 0 | 0 | On Peak | 0 | 1 | Off Peak | 1 | 0 | On Peak | 1 | 0 | 0 | On Peak | 1 | 0 | 0 | On Peak | 1 | 0 | 0 | On Peak
2020-08-31 | 16 | 8 | 1 | 0 | 0 | 0 | 0.92684 |  | 0 | 1 | 0 | Off Peak | 1 | 0 | 0 | On Peak | 0 | 1 | Off Peak | 1 | 0 | On Peak | 1 | 0 | 0 | On Peak | 1 | 0 | 0 | On Peak | 1 | 0 | 0 | On Peak
2020-08-31 | 17 | 8 | 1 | 0 | 0 | 0 | 1.1818 |  | 1 | 0 | 0 | On Peak | 1 | 0 | 0 | On Peak | 1 | 0 | On Peak | 1 | 0 | On Peak | 1 | 0 | 0 | On Peak | 1 | 0 | 0 | On Peak | 1 | 0 | 0 | On Peak
2020-08-31 | 18 | 8 | 1 | 0 | 0 | 0 | 1.584 |  | 1 | 0 | 0 | On Peak | 1 | 0 | 0 | On Peak | 1 | 0 | On Peak | 1 | 0 | On Peak | 1 | 0 | 0 | On Peak | 1 | 0 | 0 | On Peak | 1 | 0 | 0 | On Peak
2020-08-31 | 19 | 8 | 1 | 0 | 0 | 0 | 2.0613 |  | 1 | 0 | 0 | On Peak | 0 | 1 | 0 | Semi Peak | 1 | 0 | On Peak | 0 | 1 | Off Peak | 0 | 1 | 0 | Off Peak | 1 | 0 | 0 | On Peak | 0 | 1 | 0 | Off Peak
2020-08-31 | 20 | 8 | 1 | 0 | 0 | 0 | 2.2514 |  | 1 | 0 | 0 | On Peak | 0 | 1 | 0 | Semi Peak | 1 | 0 | On Peak | 0 | 1 | Off Peak | 0 | 1 | 0 | Off Peak | 1 | 0 | 0 | On Peak | 0 | 1 | 0 | Off Peak
2020-08-31 | 21 | 8 | 1 | 0 | 0 | 0 | 2.2541 |  | 1 | 0 | 0 | On Peak | 0 | 1 | 0 | Semi Peak | 1 | 0 | On Peak | 0 | 1 | Off Peak | 0 | 1 | 0 | Off Peak | 0 | 1 | 0 | Off Peak | 0 | 1 | 0 | Off Peak
2020-08-31 | 22 | 8 | 1 | 0 | 0 | 0 | 2.2648 |  | 0 | 1 | 0 | Off Peak | 0 | 1 | 0 | Semi Peak | 0 | 1 | Off Peak | 0 | 1 | Off Peak | 0 | 1 | 0 | Off Peak | 0 | 1 | 0 | Off Peak | 0 | 1 | 0 | Off Peak
2020-08-31 | 23 | 8 | 1 | 0 | 0 | 0 | 1.6867 |  | 0 | 1 | 0 | Off Peak | 0 | 0 | 1 | Off Peak | 0 | 1 | Off Peak | 0 | 1 | Off Peak | 0 | 0 | 1 | Super Off Peak | 0 | 1 | 0 | Off Peak | 0 | 1 | 0 | Off Peak
2020-08-31 | 24 | 8 | 1 | 0 | 0 | 0 | 1.5225 |  | 0 | 1 | 0 | Off Peak | 0 | 0 | 1 | Off Peak | 0 | 1 | Off Peak | 0 | 1 | Off Peak | 0 | 0 | 1 | Super Off Peak | 0 | 1 | 0 | Off Peak | 0 | 1 | 0 | Off Peak
2020-09-01 | 1 | 9 | 1 | 0 | 0 | 0 | 1.235 |  | 0 | 0 | 1 | Super Off Peak | 0 | 0 | 1 | Off Peak | 0 | 1 | Off Peak | 0 | 1 | Off Peak | 0 | 0 | 1 | Super Off Peak | 0 | 0 | 1 | Super Off Peak | 0 | 0 | 1 | Super Off Peak
2020-09-01 | 2 | 9 | 1 | 0 | 0 | 0 | 1.3299 |  | 0 | 0 | 1 | Super Off Peak | 0 | 0 | 1 | Off Peak | 0 | 1 | Off Peak | 0 | 1 | Off Peak | 0 | 0 | 1 | Super Off Peak | 0 | 0 | 1 | Super Off Peak | 0 | 0 | 1 | Super Off Peak
2020-09-01 | 3 | 9 | 1 | 0 | 0 | 0 | 1.1869 |  | 0 | 0 | 1 | Super Off Peak | 0 | 0 | 1 | Off Peak | 0 | 1 | Off Peak | 0 | 1 | Off Peak | 0 | 0 | 1 | Super Off Peak | 0 | 0 | 1 | Super Off Peak | 0 | 0 | 1 | Super Off Peak
2020-09-01 | 4 | 9 | 1 | 0 | 0 | 0 | 1.1165 |  | 0 | 0 | 1 | Super Off Peak | 0 | 0 | 1 | Off Peak | 0 | 1 | Off Peak | 0 | 1 | Off Peak | 0 | 0 | 1 | Super Off Peak | 0 | 0 | 1 | Super Off Peak | 0 | 0 | 1 | Super Off Peak
2020-09-01 | 5 | 9 | 1 | 0 | 0 | 0 | 1.0664 |  | 0 | 0 | 1 | Super Off Peak | 0 | 0 | 1 | Off Peak | 0 | 1 | Off Peak | 0 | 1 | Off Peak | 0 | 0 | 1 | Super Off Peak | 0 | 0 | 1 | Super Off Peak | 0 | 0 | 1 | Super Off Peak
2020-09-01 | 6 | 9 | 1 | 0 | 0 | 0 | 1.0552 |  | 0 | 0 | 1 | Super Off Peak | 0 | 0 | 1 | Off Peak | 0 | 1 | Off Peak | 0 | 1 | Off Peak | 0 | 0 | 1 | Super Off Peak | 0 | 1 | 0 | Off Peak | 0 | 1 | 0 | Off Peak
2020-09-01 | 7 | 9 | 1 | 0 | 0 | 0 | 1.3955 |  | 0 | 1 | 0 | Off Peak | 0 | 1 | 0 | Semi Peak | 0 | 1 | Off Peak | 0 | 1 | Off Peak | 0 | 1 | 0 | Off Peak | 0 | 1 | 0 | Off Peak | 0 | 1 | 0 | Off Peak
2020-09-01 | 8 | 9 | 1 | 0 | 0 | 0 | 1.3118 |  | 0 | 1 | 0 | Off Peak | 0 | 1 | 0 | Semi Peak | 0 | 1 | Off Peak | 0 | 1 | Off Peak | 0 | 1 | 0 | Off Peak | 0 | 1 | 0 | Off Peak | 0 | 1 | 0 | Off Peak
2020-09-01 | 9 | 9 | 1 | 0 | 0 | 0 | 0.95961 |  | 0 | 1 | 0 | Off Peak | 0 | 1 | 0 | Semi Peak | 0 | 1 | Off Peak | 0 | 1 | Off Peak | 0 | 1 | 0 | Off Peak | 0 | 1 | 0 | Off Peak | 0 | 1 | 0 | Off Peak
2020-09-01 | 10 | 9 | 1 | 0 | 0 | 0 | 0.7724 |  | 0 | 1 | 0 | Off Peak | 0 | 1 | 0 | Semi Peak | 0 | 1 | Off Peak | 0 | 1 | Off Peak | 0 | 1 | 0 | Off Peak | 0 | 1 | 0 | Off Peak | 0 | 1 | 0 | Off Peak
2020-09-01 | 11 | 9 | 1 | 0 | 0 | 0 | 0.66325 |  | 0 | 1 | 0 | Off Peak | 0 | 1 | 0 | Semi Peak | 0 | 1 | Off Peak | 0 | 1 | Off Peak | 0 | 1 | 0 | Off Peak | 0 | 1 | 0 | Off Peak | 0 | 1 | 0 | Off Peak
2020-09-01 | 12 | 9 | 1 | 0 | 0 | 0 | 0.65388 |  | 0 | 1 | 0 | Off Peak | 1 | 0 | 0 | On Peak | 0 | 1 | Off Peak | 0 | 1 | Off Peak | 1 | 0 | 0 | On Peak | 0 | 1 | 0 | Off Peak | 0 | 1 | 0 | Off Peak
2020-09-01 | 13 | 9 | 1 | 0 | 0 | 0 | 0.73217 |  | 0 | 1 | 0 | Off Peak | 1 | 0 | 0 | On Peak | 0 | 1 | Off Peak | 1 | 0 | On Peak | 1 | 0 | 0 | On Peak | 1 | 0 | 0 | On Peak | 1 | 0 | 0 | On Peak
2020-09-01 | 14 | 9 | 1 | 0 | 0 | 0 | 0.80396 |  | 0 | 1 | 0 | Off Peak | 1 | 0 | 0 | On Peak | 0 | 1 | Off Peak | 1 | 0 | On Peak | 1 | 0 | 0 | On Peak | 1 | 0 | 0 | On Peak | 1 | 0 | 0 | On Peak
2020-09-01 | 15 | 9 | 1 | 0 | 0 | 0 | 0.98491 |  | 0 | 1 | 0 | Off Peak | 1 | 0 | 0 | On Peak | 0 | 1 | Off Peak | 1 | 0 | On Peak | 1 | 0 | 0 | On Peak | 1 | 0 | 0 | On Peak | 1 | 0 | 0 | On Peak
2020-09-01 | 16 | 9 | 1 | 0 | 0 | 0 | 1.1815 |  | 0 | 1 | 0 | Off Peak | 1 | 0 | 0 | On Peak | 0 | 1 | Off Peak | 1 | 0 | On Peak | 1 | 0 | 0 | On Peak | 1 | 0 | 0 | On Peak | 1 | 0 | 0 | On Peak
2020-09-01 | 17 | 9 | 1 | 0 | 0 | 0 | 1.4823 |  | 1 | 0 | 0 | On Peak | 1 | 0 | 0 | On Peak | 1 | 0 | On Peak | 1 | 0 | On Peak | 1 | 0 | 0 | On Peak | 1 | 0 | 0 | On Peak | 1 | 0 | 0 | On Peak
2020-09-01 | 18 | 9 | 1 | 0 | 0 | 0 | 1.9049 |  | 1 | 0 | 0 | On Peak | 1 | 0 | 0 | On Peak | 1 | 0 | On Peak | 1 | 0 | On Peak | 1 | 0 | 0 | On Peak | 1 | 0 | 0 | On Peak | 1 | 0 | 0 | On Peak
2020-09-01 | 19 | 9 | 1 | 0 | 0 | 0 | 2.3585 |  | 1 | 0 | 0 | On Peak | 0 | 1 | 0 | Semi Peak | 1 | 0 | On Peak | 0 | 1 | Off Peak | 0 | 1 | 0 | Off Peak | 1 | 0 | 0 | On Peak | 0 | 1 | 0 | Off Peak
2020-09-01 | 20 | 9 | 1 | 0 | 0 | 0 | 2.4573 |  | 1 | 0 | 0 | On Peak | 0 | 1 | 0 | Semi Peak | 1 | 0 | On Peak | 0 | 1 | Off Peak | 0 | 1 | 0 | Off Peak | 1 | 0 | 0 | On Peak | 0 | 1 | 0 | Off Peak
2020-09-01 | 21 | 9 | 1 | 0 | 0 | 0 | 2.5111 |  | 1 | 0 | 0 | On Peak | 0 | 1 | 0 | Semi Peak | 1 | 0 | On Peak | 0 | 1 | Off Peak | 0 | 1 | 0 | Off Peak | 0 | 1 | 0 | Off Peak | 0 | 1 | 0 | Off Peak
2020-09-01 | 22 | 9 | 1 | 0 | 0 | 0 | 2.4634 |  | 0 | 1 | 0 | Off Peak | 0 | 1 | 0 | Semi Peak | 0 | 1 | Off Peak | 0 | 1 | Off Peak | 0 | 1 | 0 | Off Peak | 0 | 1 | 0 | Off Peak | 0 | 1 | 0 | Off Peak
2020-09-01 | 23 | 9 | 1 | 0 | 0 | 0 | 1.803 |  | 0 | 1 | 0 | Off Peak | 0 | 0 | 1 | Off Peak | 0 | 1 | Off Peak | 0 | 1 | Off Peak | 0 | 0 | 1 | Super Off Peak | 0 | 1 | 0 | Off Peak | 0 | 1 | 0 | Off Peak
2020-09-01 | 24 | 9 | 1 | 0 | 0 | 0 | 1.6434 |  | 0 | 1 | 0 | Off Peak | 0 | 0 | 1 | Off Peak | 0 | 1 | Off Peak | 0 | 1 | Off Peak | 0 | 0 | 1 | Super Off Peak | 0 | 1 | 0 | Off Peak | 0 | 1 | 0 | Off Peak
2020-09-02 | 1 | 9 | 1 | 0 | 0 | 0 | 1.4712 |  | 0 | 0 | 1 | Super Off Peak | 0 | 0 | 1 | Off Peak | 0 | 1 | Off Peak | 0 | 1 | Off Peak | 0 | 0 | 1 | Super Off Peak | 0 | 0 | 1 | Super Off Peak | 0 | 0 | 1 | Super Off Peak
2020-09-02 | 2 | 9 | 1 | 0 | 0 | 0 | 1.3495 |  | 0 | 0 | 1 | Super Off Peak | 0 | 0 | 1 | Off Peak | 0 | 1 | Off Peak | 0 | 1 | Off Peak | 0 | 0 | 1 | Super Off Peak | 0 | 0 | 1 | Super Off Peak | 0 | 0 | 1 | Super Off Peak
2020-09-02 | 3 | 9 | 1 | 0 | 0 | 0 | 1.1207 |  | 0 | 0 | 1 | Super Off Peak | 0 | 0 | 1 | Off Peak | 0 | 1 | Off Peak | 0 | 1 | Off Peak | 0 | 0 | 1 | Super Off Peak | 0 | 0 | 1 | Super Off Peak | 0 | 0 | 1 | Super Off Peak
2020-09-02 | 4 | 9 | 1 | 0 | 0 | 0 | 1.0524 |  | 0 | 0 | 1 | Super Off Peak | 0 | 0 | 1 | Off Peak | 0 | 1 | Off Peak | 0 | 1 | Off Peak | 0 | 0 | 1 | Super Off Peak | 0 | 0 | 1 | Super Off Peak | 0 | 0 | 1 | Super Off Peak
2020-09-02 | 5 | 9 | 1 | 0 | 0 | 0 | 1.013 |  | 0 | 0 | 1 | Super Off Peak | 0 | 0 | 1 | Off Peak | 0 | 1 | Off Peak | 0 | 1 | Off Peak | 0 | 0 | 1 | Super Off Peak | 0 | 0 | 1 | Super Off Peak | 0 | 0 | 1 | Super Off Peak
2020-09-02 | 6 | 9 | 1 | 0 | 0 | 0 | 1.0096 |  | 0 | 0 | 1 | Super Off Peak | 0 | 0 | 1 | Off Peak | 0 | 1 | Off Peak | 0 | 1 | Off Peak | 0 | 0 | 1 | Super Off Peak | 0 | 1 | 0 | Off Peak | 0 | 1 | 0 | Off Peak
2020-09-02 | 7 | 9 | 1 | 0 | 0 | 0 | 1.3645 |  | 0 | 1 | 0 | Off Peak | 0 | 1 | 0 | Semi Peak | 0 | 1 | Off Peak | 0 | 1 | Off Peak | 0 | 1 | 0 | Off Peak | 0 | 1 | 0 | Off Peak | 0 | 1 | 0 | Off Peak
2020-09-02 | 8 | 9 | 1 | 0 | 0 | 0 | 1.3146 |  | 0 | 1 | 0 | Off Peak | 0 | 1 | 0 | Semi Peak | 0 | 1 | Off Peak | 0 | 1 | Off Peak | 0 | 1 | 0 | Off Peak | 0 | 1 | 0 | Off Peak | 0 | 1 | 0 | Off Peak
2020-09-02 | 9 | 9 | 1 | 0 | 0 | 0 | 0.98255 |  | 0 | 1 | 0 | Off Peak | 0 | 1 | 0 | Semi Peak | 0 | 1 | Off Peak | 0 | 1 | Off Peak | 0 | 1 | 0 | Off Peak | 0 | 1 | 0 | Off Peak | 0 | 1 | 0 | Off Peak
2020-09-02 | 10 | 9 | 1 | 0 | 0 | 0 | 0.80469 |  | 0 | 1 | 0 | Off Peak | 0 | 1 | 0 | Semi Peak | 0 | 1 | Off Peak | 0 | 1 | Off Peak | 0 | 1 | 0 | Off Peak | 0 | 1 | 0 | Off Peak | 0 | 1 | 0 | Off Peak
2020-09-02 | 11 | 9 | 1 | 0 | 0 | 0 | 0.69928 |  | 0 | 1 | 0 | Off Peak | 0 | 1 | 0 | Semi Peak | 0 | 1 | Off Peak | 0 | 1 | Off Peak | 0 | 1 | 0 | Off Peak | 0 | 1 | 0 | Off Peak | 0 | 1 | 0 | Off Peak
2020-09-02 | 12 | 9 | 1 | 0 | 0 | 0 | 0.77063 |  | 0 | 1 | 0 | Off Peak | 1 | 0 | 0 | On Peak | 0 | 1 | Off Peak | 0 | 1 | Off Peak | 1 | 0 | 0 | On Peak | 0 | 1 | 0 | Off Peak | 0 | 1 | 0 | Off Peak
2020-09-02 | 13 | 9 | 1 | 0 | 0 | 0 | 0.83213 |  | 0 | 1 | 0 | Off Peak | 1 | 0 | 0 | On Peak | 0 | 1 | Off Peak | 1 | 0 | On Peak | 1 | 0 | 0 | On Peak | 1 | 0 | 0 | On Peak | 1 | 0 | 0 | On Peak
2020-09-02 | 14 | 9 | 1 | 0 | 0 | 0 | 0.93257 |  | 0 | 1 | 0 | Off Peak | 1 | 0 | 0 | On Peak | 0 | 1 | Off Peak | 1 | 0 | On Peak | 1 | 0 | 0 | On Peak | 1 | 0 | 0 | On Peak | 1 | 0 | 0 | On Peak
2020-09-02 | 15 | 9 | 1 | 0 | 0 | 0 | 1.1181 |  | 0 | 1 | 0 | Off Peak | 1 | 0 | 0 | On Peak | 0 | 1 | Off Peak | 1 | 0 | On Peak | 1 | 0 | 0 | On Peak | 1 | 0 | 0 | On Peak | 1 | 0 | 0 | On Peak
2020-09-02 | 16 | 9 | 1 | 0 | 0 | 0 | 1.3019 |  | 0 | 1 | 0 | Off Peak | 1 | 0 | 0 | On Peak | 0 | 1 | Off Peak | 1 | 0 | On Peak | 1 | 0 | 0 | On Peak | 1 | 0 | 0 | On Peak | 1 | 0 | 0 | On Peak
2020-09-02 | 17 | 9 | 1 | 0 | 0 | 0 | 1.6811 |  | 1 | 0 | 0 | On Peak | 1 | 0 | 0 | On Peak | 1 | 0 | On Peak | 1 | 0 | On Peak | 1 | 0 | 0 | On Peak | 1 | 0 | 0 | On Peak | 1 | 0 | 0 | On Peak
2020-09-02 | 18 | 9 | 1 | 0 | 0 | 0 | 2.0917 |  | 1 | 0 | 0 | On Peak | 1 | 0 | 0 | On Peak | 1 | 0 | On Peak | 1 | 0 | On Peak | 1 | 0 | 0 | On Peak | 1 | 0 | 0 | On Peak | 1 | 0 | 0 | On Peak
2020-09-02 | 19 | 9 | 1 | 0 | 0 | 0 | 2.4711 |  | 1 | 0 | 0 | On Peak | 0 | 1 | 0 | Semi Peak | 1 | 0 | On Peak | 0 | 1 | Off Peak | 0 | 1 | 0 | Off Peak | 1 | 0 | 0 | On Peak | 0 | 1 | 0 | Off Peak
2020-09-02 | 20 | 9 | 1 | 0 | 0 | 0 | 2.5431 |  | 1 | 0 | 0 | On Peak | 0 | 1 | 0 | Semi Peak | 1 | 0 | On Peak | 0 | 1 | Off Peak | 0 | 1 | 0 | Off Peak | 1 | 0 | 0 | On Peak | 0 | 1 | 0 | Off Peak
2020-09-02 | 21 | 9 | 1 | 0 | 0 | 0 | 2.5941 |  | 1 | 0 | 0 | On Peak | 0 | 1 | 0 | Semi Peak | 1 | 0 | On Peak | 0 | 1 | Off Peak | 0 | 1 | 0 | Off Peak | 0 | 1 | 0 | Off Peak | 0 | 1 | 0 | Off Peak
2020-09-02 | 22 | 9 | 1 | 0 | 0 | 0 | 2.5392 |  | 0 | 1 | 0 | Off Peak | 0 | 1 | 0 | Semi Peak | 0 | 1 | Off Peak | 0 | 1 | Off Peak | 0 | 1 | 0 | Off Peak | 0 | 1 | 0 | Off Peak | 0 | 1 | 0 | Off Peak
2020-09-02 | 23 | 9 | 1 | 0 | 0 | 0 | 1.8635 |  | 0 | 1 | 0 | Off Peak | 0 | 0 | 1 | Off Peak | 0 | 1 | Off Peak | 0 | 1 | Off Peak | 0 | 0 | 1 | Super Off Peak | 0 | 1 | 0 | Off Peak | 0 | 1 | 0 | Off Peak
2020-09-02 | 24 | 9 | 1 | 0 | 0 | 0 | 1.6821 |  | 0 | 1 | 0 | Off Peak | 0 | 0 | 1 | Off Peak | 0 | 1 | Off Peak | 0 | 1 | Off Peak | 0 | 0 | 1 | Super Off Peak | 0 | 1 | 0 | Off Peak | 0 | 1 | 0 | Off Peak
2020-09-03 | 1 | 9 | 1 | 0 | 0 | 0 | 1.4981 |  | 0 | 0 | 1 | Super Off Peak | 0 | 0 | 1 | Off Peak | 0 | 1 | Off Peak | 0 | 1 | Off Peak | 0 | 0 | 1 | Super Off Peak | 0 | 0 | 1 | Super Off Peak | 0 | 0 | 1 | Super Off Peak
2020-09-03 | 2 | 9 | 1 | 0 | 0 | 0 | 1.0984 |  | 0 | 0 | 1 | Super Off Peak | 0 | 0 | 1 | Off Peak | 0 | 1 | Off Peak | 0 | 1 | Off Peak | 0 | 0 | 1 | Super Off Peak | 0 | 0 | 1 | Super Off Peak | 0 | 0 | 1 | Super Off Peak
2020-09-03 | 3 | 9 | 1 | 0 | 0 | 0 | 0.96824 |  | 0 | 0 | 1 | Super Off Peak | 0 | 0 | 1 | Off Peak | 0 | 1 | Off Peak | 0 | 1 | Off Peak | 0 | 0 | 1 | Super Off Peak | 0 | 0 | 1 | Super Off Peak | 0 | 0 | 1 | Super Off Peak
2020-09-03 | 4 | 9 | 1 | 0 | 0 | 0 | 0.98495 |  | 0 | 0 | 1 | Super Off Peak | 0 | 0 | 1 | Off Peak | 0 | 1 | Off Peak | 0 | 1 | Off Peak | 0 | 0 | 1 | Super Off Peak | 0 | 0 | 1 | Super Off Peak | 0 | 0 | 1 | Super Off Peak
2020-09-03 | 5 | 9 | 1 | 0 | 0 | 0 | 0.95627 |  | 0 | 0 | 1 | Super Off Peak | 0 | 0 | 1 | Off Peak | 0 | 1 | Off Peak | 0 | 1 | Off Peak | 0 | 0 | 1 | Super Off Peak | 0 | 0 | 1 | Super Off Peak | 0 | 0 | 1 | Super Off Peak
2020-09-03 | 6 | 9 | 1 | 0 | 0 | 0 | 0.95364 |  | 0 | 0 | 1 | Super Off Peak | 0 | 0 | 1 | Off Peak | 0 | 1 | Off Peak | 0 | 1 | Off Peak | 0 | 0 | 1 | Super Off Peak | 0 | 1 | 0 | Off Peak | 0 | 1 | 0 | Off Peak
2020-09-03 | 7 | 9 | 1 | 0 | 0 | 0 | 1.2619 |  | 0 | 1 | 0 | Off Peak | 0 | 1 | 0 | Semi Peak | 0 | 1 | Off Peak | 0 | 1 | Off Peak | 0 | 1 | 0 | Off Peak | 0 | 1 | 0 | Off Peak | 0 | 1 | 0 | Off Peak
2020-09-03 | 8 | 9 | 1 | 0 | 0 | 0 | 1.2165 |  | 0 | 1 | 0 | Off Peak | 0 | 1 | 0 | Semi Peak | 0 | 1 | Off Peak | 0 | 1 | Off Peak | 0 | 1 | 0 | Off Peak | 0 | 1 | 0 | Off Peak | 0 | 1 | 0 | Off Peak
2020-09-03 | 9 | 9 | 1 | 0 | 0 | 0 | 0.86516 |  | 0 | 1 | 0 | Off Peak | 0 | 1 | 0 | Semi Peak | 0 | 1 | Off Peak | 0 | 1 | Off Peak | 0 | 1 | 0 | Off Peak | 0 | 1 | 0 | Off Peak | 0 | 1 | 0 | Off Peak
2020-09-03 | 10 | 9 | 1 | 0 | 0 | 0 | 0.6197 |  | 0 | 1 | 0 | Off Peak | 0 | 1 | 0 | Semi Peak | 0 | 1 | Off Peak | 0 | 1 | Off Peak | 0 | 1 | 0 | Off Peak | 0 | 1 | 0 | Off Peak | 0 | 1 | 0 | Off Peak
2020-09-03 | 11 | 9 | 1 | 0 | 0 | 0 | 0.4736 |  | 0 | 1 | 0 | Off Peak | 0 | 1 | 0 | Semi Peak | 0 | 1 | Off Peak | 0 | 1 | Off Peak | 0 | 1 | 0 | Off Peak | 0 | 1 | 0 | Off Peak | 0 | 1 | 0 | Off Peak
2020-09-03 | 12 | 9 | 1 | 0 | 0 | 0 | 0.40909 |  | 0 | 1 | 0 | Off Peak | 1 | 0 | 0 | On Peak | 0 | 1 | Off Peak | 0 | 1 | Off Peak | 1 | 0 | 0 | On Peak | 0 | 1 | 0 | Off Peak | 0 | 1 | 0 | Off Peak
2020-09-03 | 13 | 9 | 1 | 0 | 0 | 0 | 0.38637 |  | 0 | 1 | 0 | Off Peak | 1 | 0 | 0 | On Peak | 0 | 1 | Off Peak | 1 | 0 | On Peak | 1 | 0 | 0 | On Peak | 1 | 0 | 0 | On Peak | 1 | 0 | 0 | On Peak
2020-09-03 | 14 | 9 | 1 | 0 | 0 | 0 | 0.41022 |  | 0 | 1 | 0 | Off Peak | 1 | 0 | 0 | On Peak | 0 | 1 | Off Peak | 1 | 0 | On Peak | 1 | 0 | 0 | On Peak | 1 | 0 | 0 | On Peak | 1 | 0 | 0 | On Peak
2020-09-03 | 15 | 9 | 1 | 0 | 0 | 0 | 0.5125 |  | 0 | 1 | 0 | Off Peak | 1 | 0 | 0 | On Peak | 0 | 1 | Off Peak | 1 | 0 | On Peak | 1 | 0 | 0 | On Peak | 1 | 0 | 0 | On Peak | 1 | 0 | 0 | On Peak
2020-09-03 | 16 | 9 | 1 | 0 | 0 | 0 | 0.68622 |  | 0 | 1 | 0 | Off Peak | 1 | 0 | 0 | On Peak | 0 | 1 | Off Peak | 1 | 0 | On Peak | 1 | 0 | 0 | On Peak | 1 | 0 | 0 | On Peak | 1 | 0 | 0 | On Peak
2020-09-03 | 17 | 9 | 1 | 0 | 0 | 0 | 0.92579 |  | 1 | 0 | 0 | On Peak | 1 | 0 | 0 | On Peak | 1 | 0 | On Peak | 1 | 0 | On Peak | 1 | 0 | 0 | On Peak | 1 | 0 | 0 | On Peak | 1 | 0 | 0 | On Peak
2020-09-03 | 18 | 9 | 1 | 0 | 0 | 0 | 1.3727 |  | 1 | 0 | 0 | On Peak | 1 | 0 | 0 | On Peak | 1 | 0 | On Peak | 1 | 0 | On Peak | 1 | 0 | 0 | On Peak | 1 | 0 | 0 | On Peak | 1 | 0 | 0 | On Peak
2020-09-03 | 19 | 9 | 1 | 0 | 0 | 0 | 1.7975 |  | 1 | 0 | 0 | On Peak | 0 | 1 | 0 | Semi Peak | 1 | 0 | On Peak | 0 | 1 | Off Peak | 0 | 1 | 0 | Off Peak | 1 | 0 | 0 | On Peak | 0 | 1 | 0 | Off Peak
2020-09-03 | 20 | 9 | 1 | 0 | 0 | 0 | 1.9303 |  | 1 | 0 | 0 | On Peak | 0 | 1 | 0 | Semi Peak | 1 | 0 | On Peak | 0 | 1 | Off Peak | 0 | 1 | 0 | Off Peak | 1 | 0 | 0 | On Peak | 0 | 1 | 0 | Off Peak
2020-09-03 | 21 | 9 | 1 | 0 | 0 | 0 | 2.0127 |  | 1 | 0 | 0 | On Peak | 0 | 1 | 0 | Semi Peak | 1 | 0 | On Peak | 0 | 1 | Off Peak | 0 | 1 | 0 | Off Peak | 0 | 1 | 0 | Off Peak | 0 | 1 | 0 | Off Peak
2020-09-03 | 22 | 9 | 1 | 0 | 0 | 0 | 2.0004 |  | 0 | 1 | 0 | Off Peak | 0 | 1 | 0 | Semi Peak | 0 | 1 | Off Peak | 0 | 1 | Off Peak | 0 | 1 | 0 | Off Peak | 0 | 1 | 0 | Off Peak | 0 | 1 | 0 | Off Peak
2020-09-03 | 23 | 9 | 1 | 0 | 0 | 0 | 1.5203 |  | 0 | 1 | 0 | Off Peak | 0 | 0 | 1 | Off Peak | 0 | 1 | Off Peak | 0 | 1 | Off Peak | 0 | 0 | 1 | Super Off Peak | 0 | 1 | 0 | Off Peak | 0 | 1 | 0 | Off Peak
2020-09-03 | 24 | 9 | 1 | 0 | 0 | 0 | 1.376 |  | 0 | 1 | 0 | Off Peak | 0 | 0 | 1 | Off Peak | 0 | 1 | Off Peak | 0 | 1 | Off Peak | 0 | 0 | 1 | Super Off Peak | 0 | 1 | 0 | Off Peak | 0 | 1 | 0 | Off Peak
2020-09-04 | 1 | 9 | 1 | 0 | 0 | 0 | 1.2263 |  | 0 | 0 | 1 | Super Off Peak | 0 | 0 | 1 | Off Peak | 0 | 1 | Off Peak | 0 | 1 | Off Peak | 0 | 0 | 1 | Super Off Peak | 0 | 0 | 1 | Super Off Peak | 0 | 0 | 1 | Super Off Peak
2020-09-04 | 2 | 9 | 1 | 0 | 0 | 0 | 1.1265 |  | 0 | 0 | 1 | Super Off Peak | 0 | 0 | 1 | Off Peak | 0 | 1 | Off Peak | 0 | 1 | Off Peak | 0 | 0 | 1 | Super Off Peak | 0 | 0 | 1 | Super Off Peak | 0 | 0 | 1 | Super Off Peak
2020-09-04 | 3 | 9 | 1 | 0 | 0 | 0 | 1.0727 |  | 0 | 0 | 1 | Super Off Peak | 0 | 0 | 1 | Off Peak | 0 | 1 | Off Peak | 0 | 1 | Off Peak | 0 | 0 | 1 | Super Off Peak | 0 | 0 | 1 | Super Off Peak | 0 | 0 | 1 | Super Off Peak
2020-09-04 | 4 | 9 | 1 | 0 | 0 | 0 | 1.0091 |  | 0 | 0 | 1 | Super Off Peak | 0 | 0 | 1 | Off Peak | 0 | 1 | Off Peak | 0 | 1 | Off Peak | 0 | 0 | 1 | Super Off Peak | 0 | 0 | 1 | Super Off Peak | 0 | 0 | 1 | Super Off Peak
2020-09-04 | 5 | 9 | 1 | 0 | 0 | 0 | 0.97438 |  | 0 | 0 | 1 | Super Off Peak | 0 | 0 | 1 | Off Peak | 0 | 1 | Off Peak | 0 | 1 | Off Peak | 0 | 0 | 1 | Super Off Peak | 0 | 0 | 1 | Super Off Peak | 0 | 0 | 1 | Super Off Peak
2020-09-04 | 6 | 9 | 1 | 0 | 0 | 0 | 0.96528 |  | 0 | 0 | 1 | Super Off Peak | 0 | 0 | 1 | Off Peak | 0 | 1 | Off Peak | 0 | 1 | Off Peak | 0 | 0 | 1 | Super Off Peak | 0 | 1 | 0 | Off Peak | 0 | 1 | 0 | Off Peak
2020-09-04 | 7 | 9 | 1 | 0 | 0 | 0 | 1.2735 |  | 0 | 1 | 0 | Off Peak | 0 | 1 | 0 | Semi Peak | 0 | 1 | Off Peak | 0 | 1 | Off Peak | 0 | 1 | 0 | Off Peak | 0 | 1 | 0 | Off Peak | 0 | 1 | 0 | Off Peak
2020-09-04 | 8 | 9 | 1 | 0 | 0 | 0 | 1.19 |  | 0 | 1 | 0 | Off Peak | 0 | 1 | 0 | Semi Peak | 0 | 1 | Off Peak | 0 | 1 | Off Peak | 0 | 1 | 0 | Off Peak | 0 | 1 | 0 | Off Peak | 0 | 1 | 0 | Off Peak
2020-09-04 | 9 | 9 | 1 | 0 | 0 | 0 | 0.84052 |  | 0 | 1 | 0 | Off Peak | 0 | 1 | 0 | Semi Peak | 0 | 1 | Off Peak | 0 | 1 | Off Peak | 0 | 1 | 0 | Off Peak | 0 | 1 | 0 | Off Peak | 0 | 1 | 0 | Off Peak
2020-09-04 | 10 | 9 | 1 | 0 | 0 | 0 | 0.61977 |  | 0 | 1 | 0 | Off Peak | 0 | 1 | 0 | Semi Peak | 0 | 1 | Off Peak | 0 | 1 | Off Peak | 0 | 1 | 0 | Off Peak | 0 | 1 | 0 | Off Peak | 0 | 1 | 0 | Off Peak
2020-09-04 | 11 | 9 | 1 | 0 | 0 | 0 | 0.4978 |  | 0 | 1 | 0 | Off Peak | 0 | 1 | 0 | Semi Peak | 0 | 1 | Off Peak | 0 | 1 | Off Peak | 0 | 1 | 0 | Off Peak | 0 | 1 | 0 | Off Peak | 0 | 1 | 0 | Off Peak
2020-09-04 | 12 | 9 | 1 | 0 | 0 | 0 | 0.45536 |  | 0 | 1 | 0 | Off Peak | 1 | 0 | 0 | On Peak | 0 | 1 | Off Peak | 0 | 1 | Off Peak | 1 | 0 | 0 | On Peak | 0 | 1 | 0 | Off Peak | 0 | 1 | 0 | Off Peak
2020-09-04 | 13 | 9 | 1 | 0 | 0 | 0 | 0.45629 |  | 0 | 1 | 0 | Off Peak | 1 | 0 | 0 | On Peak | 0 | 1 | Off Peak | 1 | 0 | On Peak | 1 | 0 | 0 | On Peak | 1 | 0 | 0 | On Peak | 1 | 0 | 0 | On Peak
2020-09-04 | 14 | 9 | 1 | 0 | 0 | 0 | 0.50965 |  | 0 | 1 | 0 | Off Peak | 1 | 0 | 0 | On Peak | 0 | 1 | Off Peak | 1 | 0 | On Peak | 1 | 0 | 0 | On Peak | 1 | 0 | 0 | On Peak | 1 | 0 | 0 | On Peak
2020-09-04 | 15 | 9 | 1 | 0 | 0 | 0 | 0.66252 |  | 0 | 1 | 0 | Off Peak | 1 | 0 | 0 | On Peak | 0 | 1 | Off Peak | 1 | 0 | On Peak | 1 | 0 | 0 | On Peak | 1 | 0 | 0 | On Peak | 1 | 0 | 0 | On Peak
2020-09-04 | 16 | 9 | 1 | 0 | 0 | 0 | 0.85407 |  | 0 | 1 | 0 | Off Peak | 1 | 0 | 0 | On Peak | 0 | 1 | Off Peak | 1 | 0 | On Peak | 1 | 0 | 0 | On Peak | 1 | 0 | 0 | On Peak | 1 | 0 | 0 | On Peak
2020-09-04 | 17 | 9 | 1 | 0 | 0 | 0 | 1.1216 |  | 1 | 0 | 0 | On Peak | 1 | 0 | 0 | On Peak | 1 | 0 | On Peak | 1 | 0 | On Peak | 1 | 0 | 0 | On Peak | 1 | 0 | 0 | On Peak | 1 | 0 | 0 | On Peak
2020-09-04 | 18 | 9 | 1 | 0 | 0 | 0 | 1.6092 |  | 1 | 0 | 0 | On Peak | 1 | 0 | 0 | On Peak | 1 | 0 | On Peak | 1 | 0 | On Peak | 1 | 0 | 0 | On Peak | 1 | 0 | 0 | On Peak | 1 | 0 | 0 | On Peak
2020-09-04 | 19 | 9 | 1 | 0 | 0 | 0 | 1.9784 |  | 1 | 0 | 0 | On Peak | 0 | 1 | 0 | Semi Peak | 1 | 0 | On Peak | 0 | 1 | Off Peak | 0 | 1 | 0 | Off Peak | 1 | 0 | 0 | On Peak | 0 | 1 | 0 | Off Peak
2020-09-04 | 20 | 9 | 1 | 0 | 0 | 0 | 2.0484 |  | 1 | 0 | 0 | On Peak | 0 | 1 | 0 | Semi Peak | 1 | 0 | On Peak | 0 | 1 | Off Peak | 0 | 1 | 0 | Off Peak | 1 | 0 | 0 | On Peak | 0 | 1 | 0 | Off Peak
2020-09-04 | 21 | 9 | 1 | 0 | 0 | 0 | 2.1117 |  | 1 | 0 | 0 | On Peak | 0 | 1 | 0 | Semi Peak | 1 | 0 | On Peak | 0 | 1 | Off Peak | 0 | 1 | 0 | Off Peak | 0 | 1 | 0 | Off Peak | 0 | 1 | 0 | Off Peak
2020-09-04 | 22 | 9 | 1 | 0 | 0 | 0 | 2.0861 |  | 0 | 1 | 0 | Off Peak | 0 | 1 | 0 | Semi Peak | 0 | 1 | Off Peak | 0 | 1 | Off Peak | 0 | 1 | 0 | Off Peak | 0 | 1 | 0 | Off Peak | 0 | 1 | 0 | Off Peak
2020-09-04 | 23 | 9 | 1 | 0 | 0 | 0 | 1.579 |  | 0 | 1 | 0 | Off Peak | 0 | 0 | 1 | Off Peak | 0 | 1 | Off Peak | 0 | 1 | Off Peak | 0 | 0 | 1 | Super Off Peak | 0 | 1 | 0 | Off Peak | 0 | 1 | 0 | Off Peak
2020-09-04 | 24 | 9 | 1 | 0 | 0 | 0 | 1.4299 |  | 0 | 1 | 0 | Off Peak | 0 | 0 | 1 | Off Peak | 0 | 1 | Off Peak | 0 | 1 | Off Peak | 0 | 0 | 1 | Super Off Peak | 0 | 1 | 0 | Off Peak | 0 | 1 | 0 | Off Peak
2020-09-05 | 1 | 9 | 1 | 1 | 0 | 0 | 1.2622 |  | 0 | 0 | 1 | Super Off Peak | 0 | 0 | 1 | Off Peak | 0 | 1 | Off Peak | 0 | 1 | Off Peak | 0 | 0 | 1 | Super Off Peak | 0 | 0 | 1 | Super Off Peak | 0 | 0 | 1 | Super Off Peak
2020-09-05 | 2 | 9 | 1 | 1 | 0 | 0 | 0.99843 |  | 0 | 0 | 1 | Super Off Peak | 0 | 0 | 1 | Off Peak | 0 | 1 | Off Peak | 0 | 1 | Off Peak | 0 | 0 | 1 | Super Off Peak | 0 | 0 | 1 | Super Off Peak | 0 | 0 | 1 | Super Off Peak
2020-09-05 | 3 | 9 | 1 | 1 | 0 | 0 | 0.94265 |  | 0 | 0 | 1 | Super Off Peak | 0 | 0 | 1 | Off Peak | 0 | 1 | Off Peak | 0 | 1 | Off Peak | 0 | 0 | 1 | Super Off Peak | 0 | 0 | 1 | Super Off Peak | 0 | 0 | 1 | Super Off Peak
2020-09-05 | 4 | 9 | 1 | 1 | 0 | 0 | 0.90335 |  | 0 | 0 | 1 | Super Off Peak | 0 | 0 | 1 | Off Peak | 0 | 1 | Off Peak | 0 | 1 | Off Peak | 0 | 0 | 1 | Super Off Peak | 0 | 0 | 1 | Super Off Peak | 0 | 0 | 1 | Super Off Peak
2020-09-05 | 5 | 9 | 1 | 1 | 0 | 0 | 0.87393 |  | 0 | 0 | 1 | Super Off Peak | 0 | 0 | 1 | Off Peak | 0 | 1 | Off Peak | 0 | 1 | Off Peak | 0 | 0 | 1 | Super Off Peak | 0 | 0 | 1 | Super Off Peak | 0 | 0 | 1 | Super Off Peak
2020-09-05 | 6 | 9 | 1 | 1 | 0 | 0 | 0.88279 |  | 0 | 0 | 1 | Super Off Peak | 0 | 0 | 1 | Off Peak | 0 | 1 | Off Peak | 0 | 1 | Off Peak | 0 | 0 | 1 | Super Off Peak | 0 | 1 | 0 | Off Peak | 0 | 1 | 0 | Off Peak
2020-09-05 | 7 | 9 | 1 | 1 | 0 | 0 | 1.1923 |  | 0 | 0 | 1 | Super Off Peak | 0 | 0 | 1 | Off Peak | 0 | 1 | Off Peak | 0 | 1 | Off Peak | 0 | 0 | 1 | Super Off Peak | 0 | 1 | 0 | Off Peak | 0 | 1 | 0 | Off Peak
2020-09-05 | 8 | 9 | 1 | 1 | 0 | 0 | 1.1593 |  | 0 | 0 | 1 | Super Off Peak | 0 | 0 | 1 | Off Peak | 0 | 1 | Off Peak | 0 | 1 | Off Peak | 0 | 0 | 1 | Super Off Peak | 0 | 1 | 0 | Off Peak | 0 | 1 | 0 | Off Peak
2020-09-05 | 9 | 9 | 1 | 1 | 0 | 0 | 0.81429 |  | 0 | 0 | 1 | Super Off Peak | 0 | 0 | 1 | Off Peak | 0 | 1 | Off Peak | 0 | 1 | Off Peak | 0 | 0 | 1 | Super Off Peak | 0 | 1 | 0 | Off Peak | 0 | 1 | 0 | Off Peak
2020-09-05 | 10 | 9 | 1 | 1 | 0 | 0 | 0.56437 |  | 0 | 0 | 1 | Super Off Peak | 0 | 0 | 1 | Off Peak | 0 | 1 | Off Peak | 0 | 1 | Off Peak | 0 | 0 | 1 | Super Off Peak | 0 | 1 | 0 | Off Peak | 0 | 1 | 0 | Off Peak
2020-09-05 | 11 | 9 | 1 | 1 | 0 | 0 | 0.40904 |  | 0 | 0 | 1 | Super Off Peak | 0 | 0 | 1 | Off Peak | 0 | 1 | Off Peak | 0 | 1 | Off Peak | 0 | 0 | 1 | Super Off Peak | 0 | 1 | 0 | Off Peak | 0 | 1 | 0 | Off Peak
2020-09-05 | 12 | 9 | 1 | 1 | 0 | 0 | 0.34418 |  | 0 | 0 | 1 | Super Off Peak | 0 | 0 | 1 | Off Peak | 0 | 1 | Off Peak | 0 | 1 | Off Peak | 0 | 0 | 1 | Super Off Peak | 0 | 1 | 0 | Off Peak | 0 | 1 | 0 | Off Peak
2020-09-05 | 13 | 9 | 1 | 1 | 0 | 0 | 0.31648 |  | 0 | 0 | 1 | Super Off Peak | 0 | 0 | 1 | Off Peak | 0 | 1 | Off Peak | 0 | 1 | Off Peak | 0 | 0 | 1 | Super Off Peak | 1 | 0 | 0 | On Peak | 1 | 0 | 0 | On Peak
2020-09-05 | 14 | 9 | 1 | 1 | 0 | 0 | 0.32418 |  | 0 | 0 | 1 | Super Off Peak | 0 | 0 | 1 | Off Peak | 0 | 1 | Off Peak | 0 | 1 | Off Peak | 0 | 0 | 1 | Super Off Peak | 1 | 0 | 0 | On Peak | 1 | 0 | 0 | On Peak
2020-09-05 | 15 | 9 | 1 | 1 | 0 | 0 | 0.40514 |  | 0 | 1 | 0 | Off Peak | 0 | 0 | 1 | Off Peak | 0 | 1 | Off Peak | 0 | 1 | Off Peak | 0 | 0 | 1 | Super Off Peak | 1 | 0 | 0 | On Peak | 1 | 0 | 0 | On Peak
2020-09-05 | 16 | 9 | 1 | 1 | 0 | 0 | 0.56584 |  | 0 | 1 | 0 | Off Peak | 0 | 0 | 1 | Off Peak | 0 | 1 | Off Peak | 0 | 1 | Off Peak | 0 | 0 | 1 | Super Off Peak | 1 | 0 | 0 | On Peak | 1 | 0 | 0 | On Peak
2020-09-05 | 17 | 9 | 1 | 1 | 0 | 0 | 0.79563 |  | 1 | 0 | 0 | On Peak | 0 | 0 | 1 | Off Peak | 0 | 1 | Off Peak | 0 | 1 | Off Peak | 0 | 0 | 1 | Super Off Peak | 1 | 0 | 0 | On Peak | 1 | 0 | 0 | On Peak
2020-09-05 | 18 | 9 | 1 | 1 | 0 | 0 | 1.2736 |  | 1 | 0 | 0 | On Peak | 0 | 0 | 1 | Off Peak | 0 | 1 | Off Peak | 0 | 1 | Off Peak | 0 | 0 | 1 | Super Off Peak | 1 | 0 | 0 | On Peak | 1 | 0 | 0 | On Peak
2020-09-05 | 19 | 9 | 1 | 1 | 0 | 0 | 1.7218 |  | 1 | 0 | 0 | On Peak | 0 | 0 | 1 | Off Peak | 0 | 1 | Off Peak | 0 | 1 | Off Peak | 0 | 0 | 1 | Super Off Peak | 1 | 0 | 0 | On Peak | 0 | 1 | 0 | Off Peak
2020-09-05 | 20 | 9 | 1 | 1 | 0 | 0 | 1.8476 |  | 1 | 0 | 0 | On Peak | 0 | 0 | 1 | Off Peak | 0 | 1 | Off Peak | 0 | 1 | Off Peak | 0 | 0 | 1 | Super Off Peak | 1 | 0 | 0 | On Peak | 0 | 1 | 0 | Off Peak
2020-09-05 | 21 | 9 | 1 | 1 | 0 | 0 | 1.9596 |  | 1 | 0 | 0 | On Peak | 0 | 0 | 1 | Off Peak | 0 | 1 | Off Peak | 0 | 1 | Off Peak | 0 | 0 | 1 | Super Off Peak | 0 | 1 | 0 | Off Peak | 0 | 1 | 0 | Off Peak
2020-09-05 | 22 | 9 | 1 | 1 | 0 | 0 | 1.953 |  | 0 | 1 | 0 | Off Peak | 0 | 0 | 1 | Off Peak | 0 | 1 | Off Peak | 0 | 1 | Off Peak | 0 | 0 | 1 | Super Off Peak | 0 | 1 | 0 | Off Peak | 0 | 1 | 0 | Off Peak
2020-09-05 | 23 | 9 | 1 | 1 | 0 | 0 | 1.431 |  | 0 | 1 | 0 | Off Peak | 0 | 0 | 1 | Off Peak | 0 | 1 | Off Peak | 0 | 1 | Off Peak | 0 | 0 | 1 | Super Off Peak | 0 | 1 | 0 | Off Peak | 0 | 1 | 0 | Off Peak
2020-09-05 | 24 | 9 | 1 | 1 | 0 | 0 | 1.2853 |  | 0 | 1 | 0 | Off Peak | 0 | 0 | 1 | Off Peak | 0 | 1 | Off Peak | 0 | 1 | Off Peak | 0 | 0 | 1 | Super Off Peak | 0 | 1 | 0 | Off Peak | 0 | 1 | 0 | Off Peak
2020-09-06 | 1 | 9 | 1 | 1 | 1 | 0 | 1.1219 |  | 0 | 0 | 1 | Super Off Peak | 0 | 0 | 1 | Off Peak | 0 | 1 | Off Peak | 0 | 1 | Off Peak | 0 | 0 | 1 | Super Off Peak | 0 | 0 | 1 | Super Off Peak | 0 | 0 | 1 | Super Off Peak
2020-09-06 | 2 | 9 | 1 | 1 | 1 | 0 | 0.97715 |  | 0 | 0 | 1 | Super Off Peak | 0 | 0 | 1 | Off Peak | 0 | 1 | Off Peak | 0 | 1 | Off Peak | 0 | 0 | 1 | Super Off Peak | 0 | 0 | 1 | Super Off Peak | 0 | 0 | 1 | Super Off Peak
2020-09-06 | 3 | 9 | 1 | 1 | 1 | 0 | 0.93845 |  | 0 | 0 | 1 | Super Off Peak | 0 | 0 | 1 | Off Peak | 0 | 1 | Off Peak | 0 | 1 | Off Peak | 0 | 0 | 1 | Super Off Peak | 0 | 0 | 1 | Super Off Peak | 0 | 0 | 1 | Super Off Peak
2020-09-06 | 4 | 9 | 1 | 1 | 1 | 0 | 0.89757 |  | 0 | 0 | 1 | Super Off Peak | 0 | 0 | 1 | Off Peak | 0 | 1 | Off Peak | 0 | 1 | Off Peak | 0 | 0 | 1 | Super Off Peak | 0 | 0 | 1 | Super Off Peak | 0 | 0 | 1 | Super Off Peak
2020-09-06 | 5 | 9 | 1 | 1 | 1 | 0 | 0.87218 |  | 0 | 0 | 1 | Super Off Peak | 0 | 0 | 1 | Off Peak | 0 | 1 | Off Peak | 0 | 1 | Off Peak | 0 | 0 | 1 | Super Off Peak | 0 | 0 | 1 | Super Off Peak | 0 | 0 | 1 | Super Off Peak
2020-09-06 | 6 | 9 | 1 | 1 | 1 | 0 | 0.87097 |  | 0 | 0 | 1 | Super Off Peak | 0 | 0 | 1 | Off Peak | 0 | 1 | Off Peak | 0 | 1 | Off Peak | 0 | 0 | 1 | Super Off Peak | 0 | 1 | 0 | Off Peak | 0 | 1 | 0 | Off Peak
2020-09-06 | 7 | 9 | 1 | 1 | 1 | 0 | 0.91843 |  | 0 | 0 | 1 | Super Off Peak | 0 | 0 | 1 | Off Peak | 0 | 1 | Off Peak | 0 | 1 | Off Peak | 0 | 0 | 1 | Super Off Peak | 0 | 1 | 0 | Off Peak | 0 | 1 | 0 | Off Peak
2020-09-06 | 8 | 9 | 1 | 1 | 1 | 0 | 0.84801 |  | 0 | 0 | 1 | Super Off Peak | 0 | 0 | 1 | Off Peak | 0 | 1 | Off Peak | 0 | 1 | Off Peak | 0 | 0 | 1 | Super Off Peak | 0 | 1 | 0 | Off Peak | 0 | 1 | 0 | Off Peak
2020-09-06 | 9 | 9 | 1 | 1 | 1 | 0 | 0.56372 |  | 0 | 0 | 1 | Super Off Peak | 0 | 0 | 1 | Off Peak | 0 | 1 | Off Peak | 0 | 1 | Off Peak | 0 | 0 | 1 | Super Off Peak | 0 | 1 | 0 | Off Peak | 0 | 1 | 0 | Off Peak
2020-09-06 | 10 | 9 | 1 | 1 | 1 | 0 | 0.39563 |  | 0 | 0 | 1 | Super Off Peak | 0 | 0 | 1 | Off Peak | 0 | 1 | Off Peak | 0 | 1 | Off Peak | 0 | 0 | 1 | Super Off Peak | 0 | 1 | 0 | Off Peak | 0 | 1 | 0 | Off Peak
2020-09-06 | 11 | 9 | 1 | 1 | 1 | 0 | 0.26693 |  | 0 | 0 | 1 | Super Off Peak | 0 | 0 | 1 | Off Peak | 0 | 1 | Off Peak | 0 | 1 | Off Peak | 0 | 0 | 1 | Super Off Peak | 0 | 1 | 0 | Off Peak | 0 | 1 | 0 | Off Peak
2020-09-06 | 12 | 9 | 1 | 1 | 1 | 0 | 0.20759 |  | 0 | 0 | 1 | Super Off Peak | 0 | 0 | 1 | Off Peak | 0 | 1 | Off Peak | 0 | 1 | Off Peak | 0 | 0 | 1 | Super Off Peak | 0 | 1 | 0 | Off Peak | 0 | 1 | 0 | Off Peak
2020-09-06 | 13 | 9 | 1 | 1 | 1 | 0 | 0.17896 |  | 0 | 0 | 1 | Super Off Peak | 0 | 0 | 1 | Off Peak | 0 | 1 | Off Peak | 0 | 1 | Off Peak | 0 | 0 | 1 | Super Off Peak | 1 | 0 | 0 | On Peak | 1 | 0 | 0 | On Peak
2020-09-06 | 14 | 9 | 1 | 1 | 1 | 0 | 0.1835 |  | 0 | 0 | 1 | Super Off Peak | 0 | 0 | 1 | Off Peak | 0 | 1 | Off Peak | 0 | 1 | Off Peak | 0 | 0 | 1 | Super Off Peak | 1 | 0 | 0 | On Peak | 1 | 0 | 0 | On Peak
2020-09-06 | 15 | 9 | 1 | 1 | 1 | 0 | 0.25442 |  | 0 | 1 | 0 | Off Peak | 0 | 0 | 1 | Off Peak | 0 | 1 | Off Peak | 0 | 1 | Off Peak | 0 | 0 | 1 | Super Off Peak | 1 | 0 | 0 | On Peak | 1 | 0 | 0 | On Peak
2020-09-06 | 16 | 9 | 1 | 1 | 1 | 0 | 0.37569 |  | 0 | 1 | 0 | Off Peak | 0 | 0 | 1 | Off Peak | 0 | 1 | Off Peak | 0 | 1 | Off Peak | 0 | 0 | 1 | Super Off Peak | 1 | 0 | 0 | On Peak | 1 | 0 | 0 | On Peak
2020-09-06 | 17 | 9 | 1 | 1 | 1 | 0 | 0.55536 |  | 1 | 0 | 0 | On Peak | 0 | 0 | 1 | Off Peak | 0 | 1 | Off Peak | 0 | 1 | Off Peak | 0 | 0 | 1 | Super Off Peak | 1 | 0 | 0 | On Peak | 1 | 0 | 0 | On Peak
2020-09-06 | 18 | 9 | 1 | 1 | 1 | 0 | 0.92777 |  | 1 | 0 | 0 | On Peak | 0 | 0 | 1 | Off Peak | 0 | 1 | Off Peak | 0 | 1 | Off Peak | 0 | 0 | 1 | Super Off Peak | 1 | 0 | 0 | On Peak | 1 | 0 | 0 | On Peak
2020-09-06 | 19 | 9 | 1 | 1 | 1 | 0 | 1.2688 |  | 1 | 0 | 0 | On Peak | 0 | 0 | 1 | Off Peak | 0 | 1 | Off Peak | 0 | 1 | Off Peak | 0 | 0 | 1 | Super Off Peak | 1 | 0 | 0 | On Peak | 0 | 1 | 0 | Off Peak
2020-09-06 | 20 | 9 | 1 | 1 | 1 | 0 | 1.3774 |  | 1 | 0 | 0 | On Peak | 0 | 0 | 1 | Off Peak | 0 | 1 | Off Peak | 0 | 1 | Off Peak | 0 | 0 | 1 | Super Off Peak | 1 | 0 | 0 | On Peak | 0 | 1 | 0 | Off Peak
2020-09-06 | 21 | 9 | 1 | 1 | 1 | 0 | 1.4713 |  | 1 | 0 | 0 | On Peak | 0 | 0 | 1 | Off Peak | 0 | 1 | Off Peak | 0 | 1 | Off Peak | 0 | 0 | 1 | Super Off Peak | 0 | 1 | 0 | Off Peak | 0 | 1 | 0 | Off Peak
2020-09-06 | 22 | 9 | 1 | 1 | 1 | 0 | 1.4684 |  | 0 | 1 | 0 | Off Peak | 0 | 0 | 1 | Off Peak | 0 | 1 | Off Peak | 0 | 1 | Off Peak | 0 | 0 | 1 | Super Off Peak | 0 | 1 | 0 | Off Peak | 0 | 1 | 0 | Off Peak
2020-09-06 | 23 | 9 | 1 | 1 | 1 | 0 | 1.3595 |  | 0 | 1 | 0 | Off Peak | 0 | 0 | 1 | Off Peak | 0 | 1 | Off Peak | 0 | 1 | Off Peak | 0 | 0 | 1 | Super Off Peak | 0 | 1 | 0 | Off Peak | 0 | 1 | 0 | Off Peak
2020-09-06 | 24 | 9 | 1 | 1 | 1 | 0 | 1.2365 |  | 0 | 1 | 0 | Off Peak | 0 | 0 | 1 | Off Peak | 0 | 1 | Off Peak | 0 | 1 | Off Peak | 0 | 0 | 1 | Super Off Peak | 0 | 1 | 0 | Off Peak | 0 | 1 | 0 | Off Peak
2020-09-07 | 1 | 9 | 1 | 0 | 0 | 1 | 1.0852 |  | 0 | 0 | 1 | Super Off Peak | 0 | 0 | 1 | Off Peak | 0 | 1 | Off Peak | 0 | 1 | Off Peak | 0 | 0 | 1 | Super Off Peak | 0 | 0 | 1 | Super Off Peak | 0 | 0 | 1 | Super Off Peak
2020-09-07 | 2 | 9 | 1 | 0 | 0 | 1 | 0.95796 |  | 0 | 0 | 1 | Super Off Peak | 0 | 0 | 1 | Off Peak | 0 | 1 | Off Peak | 0 | 1 | Off Peak | 0 | 0 | 1 | Super Off Peak | 0 | 0 | 1 | Super Off Peak | 0 | 0 | 1 | Super Off Peak
2020-09-07 | 3 | 9 | 1 | 0 | 0 | 1 | 0.89872 |  | 0 | 0 | 1 | Super Off Peak | 0 | 0 | 1 | Off Peak | 0 | 1 | Off Peak | 0 | 1 | Off Peak | 0 | 0 | 1 | Super Off Peak | 0 | 0 | 1 | Super Off Peak | 0 | 0 | 1 | Super Off Peak
2020-09-07 | 4 | 9 | 1 | 0 | 0 | 1 | 0.86653 |  | 0 | 0 | 1 | Super Off Peak | 0 | 0 | 1 | Off Peak | 0 | 1 | Off Peak | 0 | 1 | Off Peak | 0 | 0 | 1 | Super Off Peak | 0 | 0 | 1 | Super Off Peak | 0 | 0 | 1 | Super Off Peak
2020-09-07 | 5 | 9 | 1 | 0 | 0 | 1 | 0.84556 |  | 0 | 0 | 1 | Super Off Peak | 0 | 0 | 1 | Off Peak | 0 | 1 | Off Peak | 0 | 1 | Off Peak | 0 | 0 | 1 | Super Off Peak | 0 | 0 | 1 | Super Off Peak | 0 | 0 | 1 | Super Off Peak
2020-09-07 | 6 | 9 | 1 | 0 | 0 | 1 | 0.85295 |  | 0 | 0 | 1 | Super Off Peak | 0 | 0 | 1 | Off Peak | 0 | 1 | Off Peak | 0 | 1 | Off Peak | 0 | 0 | 1 | Super Off Peak | 0 | 1 | 0 | Off Peak | 0 | 1 | 0 | Off Peak
2020-09-07 | 7 | 9 | 1 | 0 | 0 | 1 | 1.1484 |  | 0 | 0 | 1 | Super Off Peak | 0 | 0 | 1 | Off Peak | 0 | 1 | Off Peak | 0 | 1 | Off Peak | 0 | 0 | 1 | Super Off Peak | 0 | 1 | 0 | Off Peak | 0 | 1 | 0 | Off Peak
2020-09-07 | 8 | 9 | 1 | 0 | 0 | 1 | 1.0933 |  | 0 | 0 | 1 | Super Off Peak | 0 | 0 | 1 | Off Peak | 0 | 1 | Off Peak | 0 | 1 | Off Peak | 0 | 0 | 1 | Super Off Peak | 0 | 1 | 0 | Off Peak | 0 | 1 | 0 | Off Peak
2020-09-07 | 9 | 9 | 1 | 0 | 0 | 1 | 0.75317 |  | 0 | 0 | 1 | Super Off Peak | 0 | 0 | 1 | Off Peak | 0 | 1 | Off Peak | 0 | 1 | Off Peak | 0 | 0 | 1 | Super Off Peak | 0 | 1 | 0 | Off Peak | 0 | 1 | 0 | Off Peak
2020-09-07 | 10 | 9 | 1 | 0 | 0 | 1 | 0.5135 |  | 0 | 0 | 1 | Super Off Peak | 0 | 0 | 1 | Off Peak | 0 | 1 | Off Peak | 0 | 1 | Off Peak | 0 | 0 | 1 | Super Off Peak | 0 | 1 | 0 | Off Peak | 0 | 1 | 0 | Off Peak
2020-09-07 | 11 | 9 | 1 | 0 | 0 | 1 | 0.34324 |  | 0 | 0 | 1 | Super Off Peak | 0 | 0 | 1 | Off Peak | 0 | 1 | Off Peak | 0 | 1 | Off Peak | 0 | 0 | 1 | Super Off Peak | 0 | 1 | 0 | Off Peak | 0 | 1 | 0 | Off Peak
2020-09-07 | 12 | 9 | 1 | 0 | 0 | 1 | 0.24492 |  | 0 | 0 | 1 | Super Off Peak | 0 | 0 | 1 | Off Peak | 0 | 1 | Off Peak | 0 | 1 | Off Peak | 0 | 0 | 1 | Super Off Peak | 0 | 1 | 0 | Off Peak | 0 | 1 | 0 | Off Peak
2020-09-07 | 13 | 9 | 1 | 0 | 0 | 1 | 0.19178 |  | 0 | 0 | 1 | Super Off Peak | 0 | 0 | 1 | Off Peak | 0 | 1 | Off Peak | 0 | 1 | Off Peak | 0 | 0 | 1 | Super Off Peak | 1 | 0 | 0 | On Peak | 0 | 1 | 0 | Off Peak
2020-09-07 | 14 | 9 | 1 | 0 | 0 | 1 | 0.19549 |  | 0 | 0 | 1 | Super Off Peak | 0 | 0 | 1 | Off Peak | 0 | 1 | Off Peak | 0 | 1 | Off Peak | 0 | 0 | 1 | Super Off Peak | 1 | 0 | 0 | On Peak | 0 | 1 | 0 | Off Peak
2020-09-07 | 15 | 9 | 1 | 0 | 0 | 1 | 0.29226 |  | 0 | 1 | 0 | Off Peak | 0 | 0 | 1 | Off Peak | 0 | 1 | Off Peak | 0 | 1 | Off Peak | 0 | 0 | 1 | Super Off Peak | 1 | 0 | 0 | On Peak | 0 | 1 | 0 | Off Peak
2020-09-07 | 16 | 9 | 1 | 0 | 0 | 1 | 0.44083 |  | 0 | 1 | 0 | Off Peak | 0 | 0 | 1 | Off Peak | 0 | 1 | Off Peak | 0 | 1 | Off Peak | 0 | 0 | 1 | Super Off Peak | 1 | 0 | 0 | On Peak | 0 | 1 | 0 | Off Peak
2020-09-07 | 17 | 9 | 1 | 0 | 0 | 1 | 0.65401 |  | 1 | 0 | 0 | On Peak | 0 | 0 | 1 | Off Peak | 0 | 1 | Off Peak | 0 | 1 | Off Peak | 0 | 0 | 1 | Super Off Peak | 1 | 0 | 0 | On Peak | 0 | 1 | 0 | Off Peak
2020-09-07 | 18 | 9 | 1 | 0 | 0 | 1 | 1.1078 |  | 1 | 0 | 0 | On Peak | 0 | 0 | 1 | Off Peak | 0 | 1 | Off Peak | 0 | 1 | Off Peak | 0 | 0 | 1 | Super Off Peak | 1 | 0 | 0 | On Peak | 0 | 1 | 0 | Off Peak
2020-09-07 | 19 | 9 | 1 | 0 | 0 | 1 | 1.5445 |  | 1 | 0 | 0 | On Peak | 0 | 0 | 1 | Off Peak | 0 | 1 | Off Peak | 0 | 1 | Off Peak | 0 | 0 | 1 | Super Off Peak | 1 | 0 | 0 | On Peak | 0 | 1 | 0 | Off Peak
2020-09-07 | 20 | 9 | 1 | 0 | 0 | 1 | 1.6874 |  | 1 | 0 | 0 | On Peak | 0 | 0 | 1 | Off Peak | 0 | 1 | Off Peak | 0 | 1 | Off Peak | 0 | 0 | 1 | Super Off Peak | 1 | 0 | 0 | On Peak | 0 | 1 | 0 | Off Peak
2020-09-07 | 21 | 9 | 1 | 0 | 0 | 1 | 1.824 |  | 1 | 0 | 0 | On Peak | 0 | 0 | 1 | Off Peak | 0 | 1 | Off Peak | 0 | 1 | Off Peak | 0 | 0 | 1 | Super Off Peak | 0 | 1 | 0 | Off Peak | 0 | 1 | 0 | Off Peak
2020-09-07 | 22 | 9 | 1 | 0 | 0 | 1 | 1.7954 |  | 0 | 1 | 0 | Off Peak | 0 | 0 | 1 | Off Peak | 0 | 1 | Off Peak | 0 | 1 | Off Peak | 0 | 0 | 1 | Super Off Peak | 0 | 1 | 0 | Off Peak | 0 | 1 | 0 | Off Peak
2020-09-07 | 23 | 9 | 1 | 0 | 0 | 1 | 1.3503 |  | 0 | 1 | 0 | Off Peak | 0 | 0 | 1 | Off Peak | 0 | 1 | Off Peak | 0 | 1 | Off Peak | 0 | 0 | 1 | Super Off Peak | 0 | 1 | 0 | Off Peak | 0 | 1 | 0 | Off Peak
2020-09-07 | 24 | 9 | 1 | 0 | 0 | 1 | 1.2251 |  | 0 | 1 | 0 | Off Peak | 0 | 0 | 1 | Off Peak | 0 | 1 | Off Peak | 0 | 1 | Off Peak | 0 | 0 | 1 | Super Off Peak | 0 | 1 | 0 | Off Peak | 0 | 1 | 0 | Off Peak
2020-09-08 | 1 | 9 | 1 | 0 | 0 | 0 | 1.0652 |  | 0 | 0 | 1 | Super Off Peak | 0 | 0 | 1 | Off Peak | 0 | 1 | Off Peak | 0 | 1 | Off Peak | 0 | 0 | 1 | Super Off Peak | 0 | 0 | 1 | Super Off Peak | 0 | 0 | 1 | Super Off Peak
2020-09-08 | 2 | 9 | 1 | 0 | 0 | 0 | 1.063 |  | 0 | 0 | 1 | Super Off Peak | 0 | 0 | 1 | Off Peak | 0 | 1 | Off Peak | 0 | 1 | Off Peak | 0 | 0 | 1 | Super Off Peak | 0 | 0 | 1 | Super Off Peak | 0 | 0 | 1 | Super Off Peak
2020-09-08 | 3 | 9 | 1 | 0 | 0 | 0 | 0.99476 |  | 0 | 0 | 1 | Super Off Peak | 0 | 0 | 1 | Off Peak | 0 | 1 | Off Peak | 0 | 1 | Off Peak | 0 | 0 | 1 | Super Off Peak | 0 | 0 | 1 | Super Off Peak | 0 | 0 | 1 | Super Off Peak
2020-09-08 | 4 | 9 | 1 | 0 | 0 | 0 | 0.94915 |  | 0 | 0 | 1 | Super Off Peak | 0 | 0 | 1 | Off Peak | 0 | 1 | Off Peak | 0 | 1 | Off Peak | 0 | 0 | 1 | Super Off Peak | 0 | 0 | 1 | Super Off Peak | 0 | 0 | 1 | Super Off Peak
2020-09-08 | 5 | 9 | 1 | 0 | 0 | 0 | 0.91767 |  | 0 | 0 | 1 | Super Off Peak | 0 | 0 | 1 | Off Peak | 0 | 1 | Off Peak | 0 | 1 | Off Peak | 0 | 0 | 1 | Super Off Peak | 0 | 0 | 1 | Super Off Peak | 0 | 0 | 1 | Super Off Peak
2020-09-08 | 6 | 9 | 1 | 0 | 0 | 0 | 0.91508 |  | 0 | 0 | 1 | Super Off Peak | 0 | 0 | 1 | Off Peak | 0 | 1 | Off Peak | 0 | 1 | Off Peak | 0 | 0 | 1 | Super Off Peak | 0 | 1 | 0 | Off Peak | 0 | 1 | 0 | Off Peak
2020-09-08 | 7 | 9 | 1 | 0 | 0 | 0 | 1.1881 |  | 0 | 1 | 0 | Off Peak | 0 | 1 | 0 | Semi Peak | 0 | 1 | Off Peak | 0 | 1 | Off Peak | 0 | 1 | 0 | Off Peak | 0 | 1 | 0 | Off Peak | 0 | 1 | 0 | Off Peak
2020-09-08 | 8 | 9 | 1 | 0 | 0 | 0 | 1.0909 |  | 0 | 1 | 0 | Off Peak | 0 | 1 | 0 | Semi Peak | 0 | 1 | Off Peak | 0 | 1 | Off Peak | 0 | 1 | 0 | Off Peak | 0 | 1 | 0 | Off Peak | 0 | 1 | 0 | Off Peak
2020-09-08 | 9 | 9 | 1 | 0 | 0 | 0 | 0.7482 |  | 0 | 1 | 0 | Off Peak | 0 | 1 | 0 | Semi Peak | 0 | 1 | Off Peak | 0 | 1 | Off Peak | 0 | 1 | 0 | Off Peak | 0 | 1 | 0 | Off Peak | 0 | 1 | 0 | Off Peak
2020-09-08 | 10 | 9 | 1 | 0 | 0 | 0 | 0.53987 |  | 0 | 1 | 0 | Off Peak | 0 | 1 | 0 | Semi Peak | 0 | 1 | Off Peak | 0 | 1 | Off Peak | 0 | 1 | 0 | Off Peak | 0 | 1 | 0 | Off Peak | 0 | 1 | 0 | Off Peak
2020-09-08 | 11 | 9 | 1 | 0 | 0 | 0 | 0.40633 |  | 0 | 1 | 0 | Off Peak | 0 | 1 | 0 | Semi Peak | 0 | 1 | Off Peak | 0 | 1 | Off Peak | 0 | 1 | 0 | Off Peak | 0 | 1 | 0 | Off Peak | 0 | 1 | 0 | Off Peak
2020-09-08 | 12 | 9 | 1 | 0 | 0 | 0 | 0.35266 |  | 0 | 1 | 0 | Off Peak | 1 | 0 | 0 | On Peak | 0 | 1 | Off Peak | 0 | 1 | Off Peak | 1 | 0 | 0 | On Peak | 0 | 1 | 0 | Off Peak | 0 | 1 | 0 | Off Peak
2020-09-08 | 13 | 9 | 1 | 0 | 0 | 0 | 0.34222 |  | 0 | 1 | 0 | Off Peak | 1 | 0 | 0 | On Peak | 0 | 1 | Off Peak | 1 | 0 | On Peak | 1 | 0 | 0 | On Peak | 1 | 0 | 0 | On Peak | 1 | 0 | 0 | On Peak
2020-09-08 | 14 | 9 | 1 | 0 | 0 | 0 | 0.37337 |  | 0 | 1 | 0 | Off Peak | 1 | 0 | 0 | On Peak | 0 | 1 | Off Peak | 1 | 0 | On Peak | 1 | 0 | 0 | On Peak | 1 | 0 | 0 | On Peak | 1 | 0 | 0 | On Peak
2020-09-08 | 15 | 9 | 1 | 0 | 0 | 0 | 0.50536 |  | 0 | 1 | 0 | Off Peak | 1 | 0 | 0 | On Peak | 0 | 1 | Off Peak | 1 | 0 | On Peak | 1 | 0 | 0 | On Peak | 1 | 0 | 0 | On Peak | 1 | 0 | 0 | On Peak
2020-09-08 | 16 | 9 | 1 | 0 | 0 | 0 | 0.67287 |  | 0 | 1 | 0 | Off Peak | 1 | 0 | 0 | On Peak | 0 | 1 | Off Peak | 1 | 0 | On Peak | 1 | 0 | 0 | On Peak | 1 | 0 | 0 | On Peak | 1 | 0 | 0 | On Peak
2020-09-08 | 17 | 9 | 1 | 0 | 0 | 0 | 0.93836 |  | 1 | 0 | 0 | On Peak | 1 | 0 | 0 | On Peak | 1 | 0 | On Peak | 1 | 0 | On Peak | 1 | 0 | 0 | On Peak | 1 | 0 | 0 | On Peak | 1 | 0 | 0 | On Peak
2020-09-08 | 18 | 9 | 1 | 0 | 0 | 0 | 1.3844 |  | 1 | 0 | 0 | On Peak | 1 | 0 | 0 | On Peak | 1 | 0 | On Peak | 1 | 0 | On Peak | 1 | 0 | 0 | On Peak | 1 | 0 | 0 | On Peak | 1 | 0 | 0 | On Peak
2020-09-08 | 19 | 9 | 1 | 0 | 0 | 0 | 1.8185 |  | 1 | 0 | 0 | On Peak | 0 | 1 | 0 | Semi Peak | 1 | 0 | On Peak | 0 | 1 | Off Peak | 0 | 1 | 0 | Off Peak | 1 | 0 | 0 | On Peak | 0 | 1 | 0 | Off Peak
2020-09-08 | 20 | 9 | 1 | 0 | 0 | 0 | 1.9445 |  | 1 | 0 | 0 | On Peak | 0 | 1 | 0 | Semi Peak | 1 | 0 | On Peak | 0 | 1 | Off Peak | 0 | 1 | 0 | Off Peak | 1 | 0 | 0 | On Peak | 0 | 1 | 0 | Off Peak
2020-09-08 | 21 | 9 | 1 | 0 | 0 | 0 | 2.0186 |  | 1 | 0 | 0 | On Peak | 0 | 1 | 0 | Semi Peak | 1 | 0 | On Peak | 0 | 1 | Off Peak | 0 | 1 | 0 | Off Peak | 0 | 1 | 0 | Off Peak | 0 | 1 | 0 | Off Peak
2020-09-08 | 22 | 9 | 1 | 0 | 0 | 0 | 1.998 |  | 0 | 1 | 0 | Off Peak | 0 | 1 | 0 | Semi Peak | 0 | 1 | Off Peak | 0 | 1 | Off Peak | 0 | 1 | 0 | Off Peak | 0 | 1 | 0 | Off Peak | 0 | 1 | 0 | Off Peak
2020-09-08 | 23 | 9 | 1 | 0 | 0 | 0 | 1.5022 |  | 0 | 1 | 0 | Off Peak | 0 | 0 | 1 | Off Peak | 0 | 1 | Off Peak | 0 | 1 | Off Peak | 0 | 0 | 1 | Super Off Peak | 0 | 1 | 0 | Off Peak | 0 | 1 | 0 | Off Peak
2020-09-08 | 24 | 9 | 1 | 0 | 0 | 0 | 1.3441 |  | 0 | 1 | 0 | Off Peak | 0 | 0 | 1 | Off Peak | 0 | 1 | Off Peak | 0 | 1 | Off Peak | 0 | 0 | 1 | Super Off Peak | 0 | 1 | 0 | Off Peak | 0 | 1 | 0 | Off Peak
2020-09-09 | 1 | 9 | 1 | 0 | 0 | 0 | 1.1841 |  | 0 | 0 | 1 | Super Off Peak | 0 | 0 | 1 | Off Peak | 0 | 1 | Off Peak | 0 | 1 | Off Peak | 0 | 0 | 1 | Super Off Peak | 0 | 0 | 1 | Super Off Peak | 0 | 0 | 1 | Super Off Peak
2020-09-09 | 2 | 9 | 1 | 0 | 0 | 0 | 1.0258 |  | 0 | 0 | 1 | Super Off Peak | 0 | 0 | 1 | Off Peak | 0 | 1 | Off Peak | 0 | 1 | Off Peak | 0 | 0 | 1 | Super Off Peak | 0 | 0 | 1 | Super Off Peak | 0 | 0 | 1 | Super Off Peak
2020-09-09 | 3 | 9 | 1 | 0 | 0 | 0 | 0.96452 |  | 0 | 0 | 1 | Super Off Peak | 0 | 0 | 1 | Off Peak | 0 | 1 | Off Peak | 0 | 1 | Off Peak | 0 | 0 | 1 | Super Off Peak | 0 | 0 | 1 | Super Off Peak | 0 | 0 | 1 | Super Off Peak
2020-09-09 | 4 | 9 | 1 | 0 | 0 | 0 | 0.9183 |  | 0 | 0 | 1 | Super Off Peak | 0 | 0 | 1 | Off Peak | 0 | 1 | Off Peak | 0 | 1 | Off Peak | 0 | 0 | 1 | Super Off Peak | 0 | 0 | 1 | Super Off Peak | 0 | 0 | 1 | Super Off Peak
2020-09-09 | 5 | 9 | 1 | 0 | 0 | 0 | 0.88686 |  | 0 | 0 | 1 | Super Off Peak | 0 | 0 | 1 | Off Peak | 0 | 1 | Off Peak | 0 | 1 | Off Peak | 0 | 0 | 1 | Super Off Peak | 0 | 0 | 1 | Super Off Peak | 0 | 0 | 1 | Super Off Peak
2020-09-09 | 6 | 9 | 1 | 0 | 0 | 0 | 0.89944 |  | 0 | 0 | 1 | Super Off Peak | 0 | 0 | 1 | Off Peak | 0 | 1 | Off Peak | 0 | 1 | Off Peak | 0 | 0 | 1 | Super Off Peak | 0 | 1 | 0 | Off Peak | 0 | 1 | 0 | Off Peak
2020-09-09 | 7 | 9 | 1 | 0 | 0 | 0 | 1.2015 |  | 0 | 1 | 0 | Off Peak | 0 | 1 | 0 | Semi Peak | 0 | 1 | Off Peak | 0 | 1 | Off Peak | 0 | 1 | 0 | Off Peak | 0 | 1 | 0 | Off Peak | 0 | 1 | 0 | Off Peak
2020-09-09 | 8 | 9 | 1 | 0 | 0 | 0 | 1.1476 |  | 0 | 1 | 0 | Off Peak | 0 | 1 | 0 | Semi Peak | 0 | 1 | Off Peak | 0 | 1 | Off Peak | 0 | 1 | 0 | Off Peak | 0 | 1 | 0 | Off Peak | 0 | 1 | 0 | Off Peak
2020-09-09 | 9 | 9 | 1 | 0 | 0 | 0 | 0.80804 |  | 0 | 1 | 0 | Off Peak | 0 | 1 | 0 | Semi Peak | 0 | 1 | Off Peak | 0 | 1 | Off Peak | 0 | 1 | 0 | Off Peak | 0 | 1 | 0 | Off Peak | 0 | 1 | 0 | Off Peak
2020-09-09 | 10 | 9 | 1 | 0 | 0 | 0 | 0.58182 |  | 0 | 1 | 0 | Off Peak | 0 | 1 | 0 | Semi Peak | 0 | 1 | Off Peak | 0 | 1 | Off Peak | 0 | 1 | 0 | Off Peak | 0 | 1 | 0 | Off Peak | 0 | 1 | 0 | Off Peak
2020-09-09 | 11 | 9 | 1 | 0 | 0 | 0 | 0.42337 |  | 0 | 1 | 0 | Off Peak | 0 | 1 | 0 | Semi Peak | 0 | 1 | Off Peak | 0 | 1 | Off Peak | 0 | 1 | 0 | Off Peak | 0 | 1 | 0 | Off Peak | 0 | 1 | 0 | Off Peak
2020-09-09 | 12 | 9 | 1 | 0 | 0 | 0 | 0.34929 |  | 0 | 1 | 0 | Off Peak | 1 | 0 | 0 | On Peak | 0 | 1 | Off Peak | 0 | 1 | Off Peak | 1 | 0 | 0 | On Peak | 0 | 1 | 0 | Off Peak | 0 | 1 | 0 | Off Peak
2020-09-09 | 13 | 9 | 1 | 0 | 0 | 0 | 0.31289 |  | 0 | 1 | 0 | Off Peak | 1 | 0 | 0 | On Peak | 0 | 1 | Off Peak | 1 | 0 | On Peak | 1 | 0 | 0 | On Peak | 1 | 0 | 0 | On Peak | 1 | 0 | 0 | On Peak
2020-09-09 | 14 | 9 | 1 | 0 | 0 | 0 | 0.34475 |  | 0 | 1 | 0 | Off Peak | 1 | 0 | 0 | On Peak | 0 | 1 | Off Peak | 1 | 0 | On Peak | 1 | 0 | 0 | On Peak | 1 | 0 | 0 | On Peak | 1 | 0 | 0 | On Peak
2020-09-09 | 15 | 9 | 1 | 0 | 0 | 0 | 0.47134 |  | 0 | 1 | 0 | Off Peak | 1 | 0 | 0 | On Peak | 0 | 1 | Off Peak | 1 | 0 | On Peak | 1 | 0 | 0 | On Peak | 1 | 0 | 0 | On Peak | 1 | 0 | 0 | On Peak
2020-09-09 | 16 | 9 | 1 | 0 | 0 | 0 | 0.64573 |  | 0 | 1 | 0 | Off Peak | 1 | 0 | 0 | On Peak | 0 | 1 | Off Peak | 1 | 0 | On Peak | 1 | 0 | 0 | On Peak | 1 | 0 | 0 | On Peak | 1 | 0 | 0 | On Peak
2020-09-09 | 17 | 9 | 1 | 0 | 0 | 0 | 0.9085 |  | 1 | 0 | 0 | On Peak | 1 | 0 | 0 | On Peak | 1 | 0 | On Peak | 1 | 0 | On Peak | 1 | 0 | 0 | On Peak | 1 | 0 | 0 | On Peak | 1 | 0 | 0 | On Peak
2020-09-09 | 18 | 9 | 1 | 0 | 0 | 0 | 1.3961 |  | 1 | 0 | 0 | On Peak | 1 | 0 | 0 | On Peak | 1 | 0 | On Peak | 1 | 0 | On Peak | 1 | 0 | 0 | On Peak | 1 | 0 | 0 | On Peak | 1 | 0 | 0 | On Peak
2020-09-09 | 19 | 9 | 1 | 0 | 0 | 0 | 1.8184 |  | 1 | 0 | 0 | On Peak | 0 | 1 | 0 | Semi Peak | 1 | 0 | On Peak | 0 | 1 | Off Peak | 0 | 1 | 0 | Off Peak | 1 | 0 | 0 | On Peak | 0 | 1 | 0 | Off Peak
2020-09-09 | 20 | 9 | 1 | 0 | 0 | 0 | 1.9216 |  | 1 | 0 | 0 | On Peak | 0 | 1 | 0 | Semi Peak | 1 | 0 | On Peak | 0 | 1 | Off Peak | 0 | 1 | 0 | Off Peak | 1 | 0 | 0 | On Peak | 0 | 1 | 0 | Off Peak
2020-09-09 | 21 | 9 | 1 | 0 | 0 | 0 | 2.0011 |  | 1 | 0 | 0 | On Peak | 0 | 1 | 0 | Semi Peak | 1 | 0 | On Peak | 0 | 1 | Off Peak | 0 | 1 | 0 | Off Peak | 0 | 1 | 0 | Off Peak | 0 | 1 | 0 | Off Peak
2020-09-09 | 22 | 9 | 1 | 0 | 0 | 0 | 1.9617 |  | 0 | 1 | 0 | Off Peak | 0 | 1 | 0 | Semi Peak | 0 | 1 | Off Peak | 0 | 1 | Off Peak | 0 | 1 | 0 | Off Peak | 0 | 1 | 0 | Off Peak | 0 | 1 | 0 | Off Peak
2020-09-09 | 23 | 9 | 1 | 0 | 0 | 0 | 1.4723 |  | 0 | 1 | 0 | Off Peak | 0 | 0 | 1 | Off Peak | 0 | 1 | Off Peak | 0 | 1 | Off Peak | 0 | 0 | 1 | Super Off Peak | 0 | 1 | 0 | Off Peak | 0 | 1 | 0 | Off Peak
2020-09-09 | 24 | 9 | 1 | 0 | 0 | 0 | 1.319 |  | 0 | 1 | 0 | Off Peak | 0 | 0 | 1 | Off Peak | 0 | 1 | Off Peak | 0 | 1 | Off Peak | 0 | 0 | 1 | Super Off Peak | 0 | 1 | 0 | Off Peak | 0 | 1 | 0 | Off Peak
2020-09-10 | 1 | 9 | 1 | 0 | 0 | 0 | 1.153 |  | 0 | 0 | 1 | Super Off Peak | 0 | 0 | 1 | Off Peak | 0 | 1 | Off Peak | 0 | 1 | Off Peak | 0 | 0 | 1 | Super Off Peak | 0 | 0 | 1 | Super Off Peak | 0 | 0 | 1 | Super Off Peak
2020-09-10 | 2 | 9 | 1 | 0 | 0 | 0 | 1.1992 |  | 0 | 0 | 1 | Super Off Peak | 0 | 0 | 1 | Off Peak | 0 | 1 | Off Peak | 0 | 1 | Off Peak | 0 | 0 | 1 | Super Off Peak | 0 | 0 | 1 | Super Off Peak | 0 | 0 | 1 | Super Off Peak
2020-09-10 | 3 | 9 | 1 | 0 | 0 | 0 | 1.1582 |  | 0 | 0 | 1 | Super Off Peak | 0 | 0 | 1 | Off Peak | 0 | 1 | Off Peak | 0 | 1 | Off Peak | 0 | 0 | 1 | Super Off Peak | 0 | 0 | 1 | Super Off Peak | 0 | 0 | 1 | Super Off Peak
2020-09-10 | 4 | 9 | 1 | 0 | 0 | 0 | 1.0977 |  | 0 | 0 | 1 | Super Off Peak | 0 | 0 | 1 | Off Peak | 0 | 1 | Off Peak | 0 | 1 | Off Peak | 0 | 0 | 1 | Super Off Peak | 0 | 0 | 1 | Super Off Peak | 0 | 0 | 1 | Super Off Peak
2020-09-10 | 5 | 9 | 1 | 0 | 0 | 0 | 1.0529 |  | 0 | 0 | 1 | Super Off Peak | 0 | 0 | 1 | Off Peak | 0 | 1 | Off Peak | 0 | 1 | Off Peak | 0 | 0 | 1 | Super Off Peak | 0 | 0 | 1 | Super Off Peak | 0 | 0 | 1 | Super Off Peak
2020-09-10 | 6 | 9 | 1 | 0 | 0 | 0 | 1.0456 |  | 0 | 0 | 1 | Super Off Peak | 0 | 0 | 1 | Off Peak | 0 | 1 | Off Peak | 0 | 1 | Off Peak | 0 | 0 | 1 | Super Off Peak | 0 | 1 | 0 | Off Peak | 0 | 1 | 0 | Off Peak
2020-09-10 | 7 | 9 | 1 | 0 | 0 | 0 | 1.3718 |  | 0 | 1 | 0 | Off Peak | 0 | 1 | 0 | Semi Peak | 0 | 1 | Off Peak | 0 | 1 | Off Peak | 0 | 1 | 0 | Off Peak | 0 | 1 | 0 | Off Peak | 0 | 1 | 0 | Off Peak
2020-09-10 | 8 | 9 | 1 | 0 | 0 | 0 | 1.2826 |  | 0 | 1 | 0 | Off Peak | 0 | 1 | 0 | Semi Peak | 0 | 1 | Off Peak | 0 | 1 | Off Peak | 0 | 1 | 0 | Off Peak | 0 | 1 | 0 | Off Peak | 0 | 1 | 0 | Off Peak
2020-09-10 | 9 | 9 | 1 | 0 | 0 | 0 | 0.93756 |  | 0 | 1 | 0 | Off Peak | 0 | 1 | 0 | Semi Peak | 0 | 1 | Off Peak | 0 | 1 | Off Peak | 0 | 1 | 0 | Off Peak | 0 | 1 | 0 | Off Peak | 0 | 1 | 0 | Off Peak
2020-09-10 | 10 | 9 | 1 | 0 | 0 | 0 | 0.72886 |  | 0 | 1 | 0 | Off Peak | 0 | 1 | 0 | Semi Peak | 0 | 1 | Off Peak | 0 | 1 | Off Peak | 0 | 1 | 0 | Off Peak | 0 | 1 | 0 | Off Peak | 0 | 1 | 0 | Off Peak
2020-09-10 | 11 | 9 | 1 | 0 | 0 | 0 | 0.59181 |  | 0 | 1 | 0 | Off Peak | 0 | 1 | 0 | Semi Peak | 0 | 1 | Off Peak | 0 | 1 | Off Peak | 0 | 1 | 0 | Off Peak | 0 | 1 | 0 | Off Peak | 0 | 1 | 0 | Off Peak
2020-09-10 | 12 | 9 | 1 | 0 | 0 | 0 | 0.53446 |  | 0 | 1 | 0 | Off Peak | 1 | 0 | 0 | On Peak | 0 | 1 | Off Peak | 0 | 1 | Off Peak | 1 | 0 | 0 | On Peak | 0 | 1 | 0 | Off Peak | 0 | 1 | 0 | Off Peak
2020-09-10 | 13 | 9 | 1 | 0 | 0 | 0 | 0.5487 |  | 0 | 1 | 0 | Off Peak | 1 | 0 | 0 | On Peak | 0 | 1 | Off Peak | 1 | 0 | On Peak | 1 | 0 | 0 | On Peak | 1 | 0 | 0 | On Peak | 1 | 0 | 0 | On Peak
2020-09-10 | 14 | 9 | 1 | 0 | 0 | 0 | 0.65529 |  | 0 | 1 | 0 | Off Peak | 1 | 0 | 0 | On Peak | 0 | 1 | Off Peak | 1 | 0 | On Peak | 1 | 0 | 0 | On Peak | 1 | 0 | 0 | On Peak | 1 | 0 | 0 | On Peak
2020-09-10 | 15 | 9 | 1 | 0 | 0 | 0 | 0.78077 |  | 0 | 1 | 0 | Off Peak | 1 | 0 | 0 | On Peak | 0 | 1 | Off Peak | 1 | 0 | On Peak | 1 | 0 | 0 | On Peak | 1 | 0 | 0 | On Peak | 1 | 0 | 0 | On Peak
2020-09-10 | 16 | 9 | 1 | 0 | 0 | 0 | 0.94744 |  | 0 | 1 | 0 | Off Peak | 1 | 0 | 0 | On Peak | 0 | 1 | Off Peak | 1 | 0 | On Peak | 1 | 0 | 0 | On Peak | 1 | 0 | 0 | On Peak | 1 | 0 | 0 | On Peak
2020-09-10 | 17 | 9 | 1 | 0 | 0 | 0 | 1.2269 |  | 1 | 0 | 0 | On Peak | 1 | 0 | 0 | On Peak | 1 | 0 | On Peak | 1 | 0 | On Peak | 1 | 0 | 0 | On Peak | 1 | 0 | 0 | On Peak | 1 | 0 | 0 | On Peak
2020-09-10 | 18 | 9 | 1 | 0 | 0 | 0 | 1.6952 |  | 1 | 0 | 0 | On Peak | 1 | 0 | 0 | On Peak | 1 | 0 | On Peak | 1 | 0 | On Peak | 1 | 0 | 0 | On Peak | 1 | 0 | 0 | On Peak | 1 | 0 | 0 | On Peak
2020-09-10 | 19 | 9 | 1 | 0 | 0 | 0 | 2.1221 |  | 1 | 0 | 0 | On Peak | 0 | 1 | 0 | Semi Peak | 1 | 0 | On Peak | 0 | 1 | Off Peak | 0 | 1 | 0 | Off Peak | 1 | 0 | 0 | On Peak | 0 | 1 | 0 | Off Peak
2020-09-10 | 20 | 9 | 1 | 0 | 0 | 0 | 2.1298 |  | 1 | 0 | 0 | On Peak | 0 | 1 | 0 | Semi Peak | 1 | 0 | On Peak | 0 | 1 | Off Peak | 0 | 1 | 0 | Off Peak | 1 | 0 | 0 | On Peak | 0 | 1 | 0 | Off Peak
2020-09-10 | 21 | 9 | 1 | 0 | 0 | 0 | 2.1802 |  | 1 | 0 | 0 | On Peak | 0 | 1 | 0 | Semi Peak | 1 | 0 | On Peak | 0 | 1 | Off Peak | 0 | 1 | 0 | Off Peak | 0 | 1 | 0 | Off Peak | 0 | 1 | 0 | Off Peak
2020-09-10 | 22 | 9 | 1 | 0 | 0 | 0 | 2.1625 |  | 0 | 1 | 0 | Off Peak | 0 | 1 | 0 | Semi Peak | 0 | 1 | Off Peak | 0 | 1 | Off Peak | 0 | 1 | 0 | Off Peak | 0 | 1 | 0 | Off Peak | 0 | 1 | 0 | Off Peak
2020-09-10 | 23 | 9 | 1 | 0 | 0 | 0 | 1.6448 |  | 0 | 1 | 0 | Off Peak | 0 | 0 | 1 | Off Peak | 0 | 1 | Off Peak | 0 | 1 | Off Peak | 0 | 0 | 1 | Super Off Peak | 0 | 1 | 0 | Off Peak | 0 | 1 | 0 | Off Peak
2020-09-10 | 24 | 9 | 1 | 0 | 0 | 0 | 1.5031 |  | 0 | 1 | 0 | Off Peak | 0 | 0 | 1 | Off Peak | 0 | 1 | Off Peak | 0 | 1 | Off Peak | 0 | 0 | 1 | Super Off Peak | 0 | 1 | 0 | Off Peak | 0 | 1 | 0 | Off Peak
2020-09-11 | 1 | 9 | 1 | 0 | 0 | 0 | 1.3325 |  | 0 | 0 | 1 | Super Off Peak | 0 | 0 | 1 | Off Peak | 0 | 1 | Off Peak | 0 | 1 | Off Peak | 0 | 0 | 1 | Super Off Peak | 0 | 0 | 1 | Super Off Peak | 0 | 0 | 1 | Super Off Peak
2020-09-11 | 2 | 9 | 1 | 0 | 0 | 0 | 1.1524 |  | 0 | 0 | 1 | Super Off Peak | 0 | 0 | 1 | Off Peak | 0 | 1 | Off Peak | 0 | 1 | Off Peak | 0 | 0 | 1 | Super Off Peak | 0 | 0 | 1 | Super Off Peak | 0 | 0 | 1 | Super Off Peak
2020-09-11 | 3 | 9 | 1 | 0 | 0 | 0 | 1.1234 |  | 0 | 0 | 1 | Super Off Peak | 0 | 0 | 1 | Off Peak | 0 | 1 | Off Peak | 0 | 1 | Off Peak | 0 | 0 | 1 | Super Off Peak | 0 | 0 | 1 | Super Off Peak | 0 | 0 | 1 | Super Off Peak
2020-09-11 | 4 | 9 | 1 | 0 | 0 | 0 | 1.0632 |  | 0 | 0 | 1 | Super Off Peak | 0 | 0 | 1 | Off Peak | 0 | 1 | Off Peak | 0 | 1 | Off Peak | 0 | 0 | 1 | Super Off Peak | 0 | 0 | 1 | Super Off Peak | 0 | 0 | 1 | Super Off Peak
2020-09-11 | 5 | 9 | 1 | 0 | 0 | 0 | 1.0219 |  | 0 | 0 | 1 | Super Off Peak | 0 | 0 | 1 | Off Peak | 0 | 1 | Off Peak | 0 | 1 | Off Peak | 0 | 0 | 1 | Super Off Peak | 0 | 0 | 1 | Super Off Peak | 0 | 0 | 1 | Super Off Peak
2020-09-11 | 6 | 9 | 1 | 0 | 0 | 0 | 1.0267 |  | 0 | 0 | 1 | Super Off Peak | 0 | 0 | 1 | Off Peak | 0 | 1 | Off Peak | 0 | 1 | Off Peak | 0 | 0 | 1 | Super Off Peak | 0 | 1 | 0 | Off Peak | 0 | 1 | 0 | Off Peak
2020-09-11 | 7 | 9 | 1 | 0 | 0 | 0 | 1.3914 |  | 0 | 1 | 0 | Off Peak | 0 | 1 | 0 | Semi Peak | 0 | 1 | Off Peak | 0 | 1 | Off Peak | 0 | 1 | 0 | Off Peak | 0 | 1 | 0 | Off Peak | 0 | 1 | 0 | Off Peak
2020-09-11 | 8 | 9 | 1 | 0 | 0 | 0 | 1.3455 |  | 0 | 1 | 0 | Off Peak | 0 | 1 | 0 | Semi Peak | 0 | 1 | Off Peak | 0 | 1 | Off Peak | 0 | 1 | 0 | Off Peak | 0 | 1 | 0 | Off Peak | 0 | 1 | 0 | Off Peak
2020-09-11 | 9 | 9 | 1 | 0 | 0 | 0 | 1.0267 |  | 0 | 1 | 0 | Off Peak | 0 | 1 | 0 | Semi Peak | 0 | 1 | Off Peak | 0 | 1 | Off Peak | 0 | 1 | 0 | Off Peak | 0 | 1 | 0 | Off Peak | 0 | 1 | 0 | Off Peak
2020-09-11 | 10 | 9 | 1 | 0 | 0 | 0 | 0.83343 |  | 0 | 1 | 0 | Off Peak | 0 | 1 | 0 | Semi Peak | 0 | 1 | Off Peak | 0 | 1 | Off Peak | 0 | 1 | 0 | Off Peak | 0 | 1 | 0 | Off Peak | 0 | 1 | 0 | Off Peak
2020-09-11 | 11 | 9 | 1 | 0 | 0 | 0 | 0.71354 |  | 0 | 1 | 0 | Off Peak | 0 | 1 | 0 | Semi Peak | 0 | 1 | Off Peak | 0 | 1 | Off Peak | 0 | 1 | 0 | Off Peak | 0 | 1 | 0 | Off Peak | 0 | 1 | 0 | Off Peak
2020-09-11 | 12 | 9 | 1 | 0 | 0 | 0 | 0.68114 |  | 0 | 1 | 0 | Off Peak | 1 | 0 | 0 | On Peak | 0 | 1 | Off Peak | 0 | 1 | Off Peak | 1 | 0 | 0 | On Peak | 0 | 1 | 0 | Off Peak | 0 | 1 | 0 | Off Peak
2020-09-11 | 13 | 9 | 1 | 0 | 0 | 0 | 0.73973 |  | 0 | 1 | 0 | Off Peak | 1 | 0 | 0 | On Peak | 0 | 1 | Off Peak | 1 | 0 | On Peak | 1 | 0 | 0 | On Peak | 1 | 0 | 0 | On Peak | 1 | 0 | 0 | On Peak
2020-09-11 | 14 | 9 | 1 | 0 | 0 | 0 | 0.81375 |  | 0 | 1 | 0 | Off Peak | 1 | 0 | 0 | On Peak | 0 | 1 | Off Peak | 1 | 0 | On Peak | 1 | 0 | 0 | On Peak | 1 | 0 | 0 | On Peak | 1 | 0 | 0 | On Peak
2020-09-11 | 15 | 9 | 1 | 0 | 0 | 0 | 0.96141 |  | 0 | 1 | 0 | Off Peak | 1 | 0 | 0 | On Peak | 0 | 1 | Off Peak | 1 | 0 | On Peak | 1 | 0 | 0 | On Peak | 1 | 0 | 0 | On Peak | 1 | 0 | 0 | On Peak
2020-09-11 | 16 | 9 | 1 | 0 | 0 | 0 | 1.1363 |  | 0 | 1 | 0 | Off Peak | 1 | 0 | 0 | On Peak | 0 | 1 | Off Peak | 1 | 0 | On Peak | 1 | 0 | 0 | On Peak | 1 | 0 | 0 | On Peak | 1 | 0 | 0 | On Peak
2020-09-11 | 17 | 9 | 1 | 0 | 0 | 0 | 1.2404 |  | 1 | 0 | 0 | On Peak | 1 | 0 | 0 | On Peak | 1 | 0 | On Peak | 1 | 0 | On Peak | 1 | 0 | 0 | On Peak | 1 | 0 | 0 | On Peak | 1 | 0 | 0 | On Peak
2020-09-11 | 18 | 9 | 1 | 0 | 0 | 0 | 1.6999 |  | 1 | 0 | 0 | On Peak | 1 | 0 | 0 | On Peak | 1 | 0 | On Peak | 1 | 0 | On Peak | 1 | 0 | 0 | On Peak | 1 | 0 | 0 | On Peak | 1 | 0 | 0 | On Peak
2020-09-11 | 19 | 9 | 1 | 0 | 0 | 0 | 2.1342 |  | 1 | 0 | 0 | On Peak | 0 | 1 | 0 | Semi Peak | 1 | 0 | On Peak | 0 | 1 | Off Peak | 0 | 1 | 0 | Off Peak | 1 | 0 | 0 | On Peak | 0 | 1 | 0 | Off Peak
2020-09-11 | 20 | 9 | 1 | 0 | 0 | 0 | 2.1316 |  | 1 | 0 | 0 | On Peak | 0 | 1 | 0 | Semi Peak | 1 | 0 | On Peak | 0 | 1 | Off Peak | 0 | 1 | 0 | Off Peak | 1 | 0 | 0 | On Peak | 0 | 1 | 0 | Off Peak
2020-09-11 | 21 | 9 | 1 | 0 | 0 | 0 | 2.1685 |  | 1 | 0 | 0 | On Peak | 0 | 1 | 0 | Semi Peak | 1 | 0 | On Peak | 0 | 1 | Off Peak | 0 | 1 | 0 | Off Peak | 0 | 1 | 0 | Off Peak | 0 | 1 | 0 | Off Peak
2020-09-11 | 22 | 9 | 1 | 0 | 0 | 0 | 2.1179 |  | 0 | 1 | 0 | Off Peak | 0 | 1 | 0 | Semi Peak | 0 | 1 | Off Peak | 0 | 1 | Off Peak | 0 | 1 | 0 | Off Peak | 0 | 1 | 0 | Off Peak | 0 | 1 | 0 | Off Peak
2020-09-11 | 23 | 9 | 1 | 0 | 0 | 0 | 1.598 |  | 0 | 1 | 0 | Off Peak | 0 | 0 | 1 | Off Peak | 0 | 1 | Off Peak | 0 | 1 | Off Peak | 0 | 0 | 1 | Super Off Peak | 0 | 1 | 0 | Off Peak | 0 | 1 | 0 | Off Peak
2020-09-11 | 24 | 9 | 1 | 0 | 0 | 0 | 1.4417 |  | 0 | 1 | 0 | Off Peak | 0 | 0 | 1 | Off Peak | 0 | 1 | Off Peak | 0 | 1 | Off Peak | 0 | 0 | 1 | Super Off Peak | 0 | 1 | 0 | Off Peak | 0 | 1 | 0 | Off Peak
2020-09-12 | 1 | 9 | 1 | 1 | 0 | 0 | 1.2781 |  | 0 | 0 | 1 | Super Off Peak | 0 | 0 | 1 | Off Peak | 0 | 1 | Off Peak | 0 | 1 | Off Peak | 0 | 0 | 1 | Super Off Peak | 0 | 0 | 1 | Super Off Peak | 0 | 0 | 1 | Super Off Peak
2020-09-12 | 2 | 9 | 1 | 1 | 0 | 0 | 0.98344 |  | 0 | 0 | 1 | Super Off Peak | 0 | 0 | 1 | Off Peak | 0 | 1 | Off Peak | 0 | 1 | Off Peak | 0 | 0 | 1 | Super Off Peak | 0 | 0 | 1 | Super Off Peak | 0 | 0 | 1 | Super Off Peak
2020-09-12 | 3 | 9 | 1 | 1 | 0 | 0 | 0.91968 |  | 0 | 0 | 1 | Super Off Peak | 0 | 0 | 1 | Off Peak | 0 | 1 | Off Peak | 0 | 1 | Off Peak | 0 | 0 | 1 | Super Off Peak | 0 | 0 | 1 | Super Off Peak | 0 | 0 | 1 | Super Off Peak
2020-09-12 | 4 | 9 | 1 | 1 | 0 | 0 | 0.88481 |  | 0 | 0 | 1 | Super Off Peak | 0 | 0 | 1 | Off Peak | 0 | 1 | Off Peak | 0 | 1 | Off Peak | 0 | 0 | 1 | Super Off Peak | 0 | 0 | 1 | Super Off Peak | 0 | 0 | 1 | Super Off Peak
2020-09-12 | 5 | 9 | 1 | 1 | 0 | 0 | 0.85773 |  | 0 | 0 | 1 | Super Off Peak | 0 | 0 | 1 | Off Peak | 0 | 1 | Off Peak | 0 | 1 | Off Peak | 0 | 0 | 1 | Super Off Peak | 0 | 0 | 1 | Super Off Peak | 0 | 0 | 1 | Super Off Peak
2020-09-12 | 6 | 9 | 1 | 1 | 0 | 0 | 0.86264 |  | 0 | 0 | 1 | Super Off Peak | 0 | 0 | 1 | Off Peak | 0 | 1 | Off Peak | 0 | 1 | Off Peak | 0 | 0 | 1 | Super Off Peak | 0 | 1 | 0 | Off Peak | 0 | 1 | 0 | Off Peak
2020-09-12 | 7 | 9 | 1 | 1 | 0 | 0 | 1.1571 |  | 0 | 0 | 1 | Super Off Peak | 0 | 0 | 1 | Off Peak | 0 | 1 | Off Peak | 0 | 1 | Off Peak | 0 | 0 | 1 | Super Off Peak | 0 | 1 | 0 | Off Peak | 0 | 1 | 0 | Off Peak
2020-09-12 | 8 | 9 | 1 | 1 | 0 | 0 | 1.0862 |  | 0 | 0 | 1 | Super Off Peak | 0 | 0 | 1 | Off Peak | 0 | 1 | Off Peak | 0 | 1 | Off Peak | 0 | 0 | 1 | Super Off Peak | 0 | 1 | 0 | Off Peak | 0 | 1 | 0 | Off Peak
2020-09-12 | 9 | 9 | 1 | 1 | 0 | 0 | 0.73377 |  | 0 | 0 | 1 | Super Off Peak | 0 | 0 | 1 | Off Peak | 0 | 1 | Off Peak | 0 | 1 | Off Peak | 0 | 0 | 1 | Super Off Peak | 0 | 1 | 0 | Off Peak | 0 | 1 | 0 | Off Peak
2020-09-12 | 10 | 9 | 1 | 1 | 0 | 0 | 0.50816 |  | 0 | 0 | 1 | Super Off Peak | 0 | 0 | 1 | Off Peak | 0 | 1 | Off Peak | 0 | 1 | Off Peak | 0 | 0 | 1 | Super Off Peak | 0 | 1 | 0 | Off Peak | 0 | 1 | 0 | Off Peak
2020-09-12 | 11 | 9 | 1 | 1 | 0 | 0 | 0.35351 |  | 0 | 0 | 1 | Super Off Peak | 0 | 0 | 1 | Off Peak | 0 | 1 | Off Peak | 0 | 1 | Off Peak | 0 | 0 | 1 | Super Off Peak | 0 | 1 | 0 | Off Peak | 0 | 1 | 0 | Off Peak
2020-09-12 | 12 | 9 | 1 | 1 | 0 | 0 | 0.26666 |  | 0 | 0 | 1 | Super Off Peak | 0 | 0 | 1 | Off Peak | 0 | 1 | Off Peak | 0 | 1 | Off Peak | 0 | 0 | 1 | Super Off Peak | 0 | 1 | 0 | Off Peak | 0 | 1 | 0 | Off Peak
2020-09-12 | 13 | 9 | 1 | 1 | 0 | 0 | 0.24216 |  | 0 | 0 | 1 | Super Off Peak | 0 | 0 | 1 | Off Peak | 0 | 1 | Off Peak | 0 | 1 | Off Peak | 0 | 0 | 1 | Super Off Peak | 1 | 0 | 0 | On Peak | 1 | 0 | 0 | On Peak
2020-09-12 | 14 | 9 | 1 | 1 | 0 | 0 | 0.27161 |  | 0 | 0 | 1 | Super Off Peak | 0 | 0 | 1 | Off Peak | 0 | 1 | Off Peak | 0 | 1 | Off Peak | 0 | 0 | 1 | Super Off Peak | 1 | 0 | 0 | On Peak | 1 | 0 | 0 | On Peak
2020-09-12 | 15 | 9 | 1 | 1 | 0 | 0 | 0.38243 |  | 0 | 1 | 0 | Off Peak | 0 | 0 | 1 | Off Peak | 0 | 1 | Off Peak | 0 | 1 | Off Peak | 0 | 0 | 1 | Super Off Peak | 1 | 0 | 0 | On Peak | 1 | 0 | 0 | On Peak
2020-09-12 | 16 | 9 | 1 | 1 | 0 | 0 | 0.54988 |  | 0 | 1 | 0 | Off Peak | 0 | 0 | 1 | Off Peak | 0 | 1 | Off Peak | 0 | 1 | Off Peak | 0 | 0 | 1 | Super Off Peak | 1 | 0 | 0 | On Peak | 1 | 0 | 0 | On Peak
2020-09-12 | 17 | 9 | 1 | 1 | 0 | 0 | 0.77808 |  | 1 | 0 | 0 | On Peak | 0 | 0 | 1 | Off Peak | 0 | 1 | Off Peak | 0 | 1 | Off Peak | 0 | 0 | 1 | Super Off Peak | 1 | 0 | 0 | On Peak | 1 | 0 | 0 | On Peak
2020-09-12 | 18 | 9 | 1 | 1 | 0 | 0 | 1.2431 |  | 1 | 0 | 0 | On Peak | 0 | 0 | 1 | Off Peak | 0 | 1 | Off Peak | 0 | 1 | Off Peak | 0 | 0 | 1 | Super Off Peak | 1 | 0 | 0 | On Peak | 1 | 0 | 0 | On Peak
2020-09-12 | 19 | 9 | 1 | 1 | 0 | 0 | 1.6727 |  | 1 | 0 | 0 | On Peak | 0 | 0 | 1 | Off Peak | 0 | 1 | Off Peak | 0 | 1 | Off Peak | 0 | 0 | 1 | Super Off Peak | 1 | 0 | 0 | On Peak | 0 | 1 | 0 | Off Peak
2020-09-12 | 20 | 9 | 1 | 1 | 0 | 0 | 1.8105 |  | 1 | 0 | 0 | On Peak | 0 | 0 | 1 | Off Peak | 0 | 1 | Off Peak | 0 | 1 | Off Peak | 0 | 0 | 1 | Super Off Peak | 1 | 0 | 0 | On Peak | 0 | 1 | 0 | Off Peak
2020-09-12 | 21 | 9 | 1 | 1 | 0 | 0 | 1.9019 |  | 1 | 0 | 0 | On Peak | 0 | 0 | 1 | Off Peak | 0 | 1 | Off Peak | 0 | 1 | Off Peak | 0 | 0 | 1 | Super Off Peak | 0 | 1 | 0 | Off Peak | 0 | 1 | 0 | Off Peak
2020-09-12 | 22 | 9 | 1 | 1 | 0 | 0 | 1.8945 |  | 0 | 1 | 0 | Off Peak | 0 | 0 | 1 | Off Peak | 0 | 1 | Off Peak | 0 | 1 | Off Peak | 0 | 0 | 1 | Super Off Peak | 0 | 1 | 0 | Off Peak | 0 | 1 | 0 | Off Peak
2020-09-12 | 23 | 9 | 1 | 1 | 0 | 0 | 1.3896 |  | 0 | 1 | 0 | Off Peak | 0 | 0 | 1 | Off Peak | 0 | 1 | Off Peak | 0 | 1 | Off Peak | 0 | 0 | 1 | Super Off Peak | 0 | 1 | 0 | Off Peak | 0 | 1 | 0 | Off Peak
2020-09-12 | 24 | 9 | 1 | 1 | 0 | 0 | 1.2564 |  | 0 | 1 | 0 | Off Peak | 0 | 0 | 1 | Off Peak | 0 | 1 | Off Peak | 0 | 1 | Off Peak | 0 | 0 | 1 | Super Off Peak | 0 | 1 | 0 | Off Peak | 0 | 1 | 0 | Off Peak
2020-09-13 | 1 | 9 | 1 | 1 | 1 | 0 | 1.0998 |  | 0 | 0 | 1 | Super Off Peak | 0 | 0 | 1 | Off Peak | 0 | 1 | Off Peak | 0 | 1 | Off Peak | 0 | 0 | 1 | Super Off Peak | 0 | 0 | 1 | Super Off Peak | 0 | 0 | 1 | Super Off Peak
2020-09-13 | 2 | 9 | 1 | 1 | 1 | 0 | 1.0285 |  | 0 | 0 | 1 | Super Off Peak | 0 | 0 | 1 | Off Peak | 0 | 1 | Off Peak | 0 | 1 | Off Peak | 0 | 0 | 1 | Super Off Peak | 0 | 0 | 1 | Super Off Peak | 0 | 0 | 1 | Super Off Peak
2020-09-13 | 3 | 9 | 1 | 1 | 1 | 0 | 1.0256 |  | 0 | 0 | 1 | Super Off Peak | 0 | 0 | 1 | Off Peak | 0 | 1 | Off Peak | 0 | 1 | Off Peak | 0 | 0 | 1 | Super Off Peak | 0 | 0 | 1 | Super Off Peak | 0 | 0 | 1 | Super Off Peak
2020-09-13 | 4 | 9 | 1 | 1 | 1 | 0 | 0.96723 |  | 0 | 0 | 1 | Super Off Peak | 0 | 0 | 1 | Off Peak | 0 | 1 | Off Peak | 0 | 1 | Off Peak | 0 | 0 | 1 | Super Off Peak | 0 | 0 | 1 | Super Off Peak | 0 | 0 | 1 | Super Off Peak
2020-09-13 | 5 | 9 | 1 | 1 | 1 | 0 | 0.94124 |  | 0 | 0 | 1 | Super Off Peak | 0 | 0 | 1 | Off Peak | 0 | 1 | Off Peak | 0 | 1 | Off Peak | 0 | 0 | 1 | Super Off Peak | 0 | 0 | 1 | Super Off Peak | 0 | 0 | 1 | Super Off Peak
2020-09-13 | 6 | 9 | 1 | 1 | 1 | 0 | 0.9436 |  | 0 | 0 | 1 | Super Off Peak | 0 | 0 | 1 | Off Peak | 0 | 1 | Off Peak | 0 | 1 | Off Peak | 0 | 0 | 1 | Super Off Peak | 0 | 1 | 0 | Off Peak | 0 | 1 | 0 | Off Peak
2020-09-13 | 7 | 9 | 1 | 1 | 1 | 0 | 0.99282 |  | 0 | 0 | 1 | Super Off Peak | 0 | 0 | 1 | Off Peak | 0 | 1 | Off Peak | 0 | 1 | Off Peak | 0 | 0 | 1 | Super Off Peak | 0 | 1 | 0 | Off Peak | 0 | 1 | 0 | Off Peak
2020-09-13 | 8 | 9 | 1 | 1 | 1 | 0 | 0.93006 |  | 0 | 0 | 1 | Super Off Peak | 0 | 0 | 1 | Off Peak | 0 | 1 | Off Peak | 0 | 1 | Off Peak | 0 | 0 | 1 | Super Off Peak | 0 | 1 | 0 | Off Peak | 0 | 1 | 0 | Off Peak
2020-09-13 | 9 | 9 | 1 | 1 | 1 | 0 | 0.65984 |  | 0 | 0 | 1 | Super Off Peak | 0 | 0 | 1 | Off Peak | 0 | 1 | Off Peak | 0 | 1 | Off Peak | 0 | 0 | 1 | Super Off Peak | 0 | 1 | 0 | Off Peak | 0 | 1 | 0 | Off Peak
2020-09-13 | 10 | 9 | 1 | 1 | 1 | 0 | 0.48969 |  | 0 | 0 | 1 | Super Off Peak | 0 | 0 | 1 | Off Peak | 0 | 1 | Off Peak | 0 | 1 | Off Peak | 0 | 0 | 1 | Super Off Peak | 0 | 1 | 0 | Off Peak | 0 | 1 | 0 | Off Peak
2020-09-13 | 11 | 9 | 1 | 1 | 1 | 0 | 0.37339 |  | 0 | 0 | 1 | Super Off Peak | 0 | 0 | 1 | Off Peak | 0 | 1 | Off Peak | 0 | 1 | Off Peak | 0 | 0 | 1 | Super Off Peak | 0 | 1 | 0 | Off Peak | 0 | 1 | 0 | Off Peak
2020-09-13 | 12 | 9 | 1 | 1 | 1 | 0 | 0.30513 |  | 0 | 0 | 1 | Super Off Peak | 0 | 0 | 1 | Off Peak | 0 | 1 | Off Peak | 0 | 1 | Off Peak | 0 | 0 | 1 | Super Off Peak | 0 | 1 | 0 | Off Peak | 0 | 1 | 0 | Off Peak
2020-09-13 | 13 | 9 | 1 | 1 | 1 | 0 | 0.27531 |  | 0 | 0 | 1 | Super Off Peak | 0 | 0 | 1 | Off Peak | 0 | 1 | Off Peak | 0 | 1 | Off Peak | 0 | 0 | 1 | Super Off Peak | 1 | 0 | 0 | On Peak | 1 | 0 | 0 | On Peak
2020-09-13 | 14 | 9 | 1 | 1 | 1 | 0 | 0.29401 |  | 0 | 0 | 1 | Super Off Peak | 0 | 0 | 1 | Off Peak | 0 | 1 | Off Peak | 0 | 1 | Off Peak | 0 | 0 | 1 | Super Off Peak | 1 | 0 | 0 | On Peak | 1 | 0 | 0 | On Peak
2020-09-13 | 15 | 9 | 1 | 1 | 1 | 0 | 0.37229 |  | 0 | 1 | 0 | Off Peak | 0 | 0 | 1 | Off Peak | 0 | 1 | Off Peak | 0 | 1 | Off Peak | 0 | 0 | 1 | Super Off Peak | 1 | 0 | 0 | On Peak | 1 | 0 | 0 | On Peak
2020-09-13 | 16 | 9 | 1 | 1 | 1 | 0 | 0.49369 |  | 0 | 1 | 0 | Off Peak | 0 | 0 | 1 | Off Peak | 0 | 1 | Off Peak | 0 | 1 | Off Peak | 0 | 0 | 1 | Super Off Peak | 1 | 0 | 0 | On Peak | 1 | 0 | 0 | On Peak
2020-09-13 | 17 | 9 | 1 | 1 | 1 | 0 | 0.6722 |  | 1 | 0 | 0 | On Peak | 0 | 0 | 1 | Off Peak | 0 | 1 | Off Peak | 0 | 1 | Off Peak | 0 | 0 | 1 | Super Off Peak | 1 | 0 | 0 | On Peak | 1 | 0 | 0 | On Peak
2020-09-13 | 18 | 9 | 1 | 1 | 1 | 0 | 1.0428 |  | 1 | 0 | 0 | On Peak | 0 | 0 | 1 | Off Peak | 0 | 1 | Off Peak | 0 | 1 | Off Peak | 0 | 0 | 1 | Super Off Peak | 1 | 0 | 0 | On Peak | 1 | 0 | 0 | On Peak
2020-09-13 | 19 | 9 | 1 | 1 | 1 | 0 | 1.3918 |  | 1 | 0 | 0 | On Peak | 0 | 0 | 1 | Off Peak | 0 | 1 | Off Peak | 0 | 1 | Off Peak | 0 | 0 | 1 | Super Off Peak | 1 | 0 | 0 | On Peak | 0 | 1 | 0 | Off Peak
2020-09-13 | 20 | 9 | 1 | 1 | 1 | 0 | 1.485 |  | 1 | 0 | 0 | On Peak | 0 | 0 | 1 | Off Peak | 0 | 1 | Off Peak | 0 | 1 | Off Peak | 0 | 0 | 1 | Super Off Peak | 1 | 0 | 0 | On Peak | 0 | 1 | 0 | Off Peak
2020-09-13 | 21 | 9 | 1 | 1 | 1 | 0 | 1.5463 |  | 1 | 0 | 0 | On Peak | 0 | 0 | 1 | Off Peak | 0 | 1 | Off Peak | 0 | 1 | Off Peak | 0 | 0 | 1 | Super Off Peak | 0 | 1 | 0 | Off Peak | 0 | 1 | 0 | Off Peak
2020-09-13 | 22 | 9 | 1 | 1 | 1 | 0 | 1.5518 |  | 0 | 1 | 0 | Off Peak | 0 | 0 | 1 | Off Peak | 0 | 1 | Off Peak | 0 | 1 | Off Peak | 0 | 0 | 1 | Super Off Peak | 0 | 1 | 0 | Off Peak | 0 | 1 | 0 | Off Peak
2020-09-13 | 23 | 9 | 1 | 1 | 1 | 0 | 1.4447 |  | 0 | 1 | 0 | Off Peak | 0 | 0 | 1 | Off Peak | 0 | 1 | Off Peak | 0 | 1 | Off Peak | 0 | 0 | 1 | Super Off Peak | 0 | 1 | 0 | Off Peak | 0 | 1 | 0 | Off Peak
2020-09-13 | 24 | 9 | 1 | 1 | 1 | 0 | 1.3098 |  | 0 | 1 | 0 | Off Peak | 0 | 0 | 1 | Off Peak | 0 | 1 | Off Peak | 0 | 1 | Off Peak | 0 | 0 | 1 | Super Off Peak | 0 | 1 | 0 | Off Peak | 0 | 1 | 0 | Off Peak
2020-09-14 | 1 | 9 | 1 | 0 | 0 | 0 | 1.1525 |  | 0 | 0 | 1 | Super Off Peak | 0 | 0 | 1 | Off Peak | 0 | 1 | Off Peak | 0 | 1 | Off Peak | 0 | 0 | 1 | Super Off Peak | 0 | 0 | 1 | Super Off Peak | 0 | 0 | 1 | Super Off Peak
2020-09-14 | 2 | 9 | 1 | 0 | 0 | 0 | 1.1156 |  | 0 | 0 | 1 | Super Off Peak | 0 | 0 | 1 | Off Peak | 0 | 1 | Off Peak | 0 | 1 | Off Peak | 0 | 0 | 1 | Super Off Peak | 0 | 0 | 1 | Super Off Peak | 0 | 0 | 1 | Super Off Peak
2020-09-14 | 3 | 9 | 1 | 0 | 0 | 0 | 1.0253 |  | 0 | 0 | 1 | Super Off Peak | 0 | 0 | 1 | Off Peak | 0 | 1 | Off Peak | 0 | 1 | Off Peak | 0 | 0 | 1 | Super Off Peak | 0 | 0 | 1 | Super Off Peak | 0 | 0 | 1 | Super Off Peak
2020-09-14 | 4 | 9 | 1 | 0 | 0 | 0 | 0.97719 |  | 0 | 0 | 1 | Super Off Peak | 0 | 0 | 1 | Off Peak | 0 | 1 | Off Peak | 0 | 1 | Off Peak | 0 | 0 | 1 | Super Off Peak | 0 | 0 | 1 | Super Off Peak | 0 | 0 | 1 | Super Off Peak
2020-09-14 | 5 | 9 | 1 | 0 | 0 | 0 | 0.94248 |  | 0 | 0 | 1 | Super Off Peak | 0 | 0 | 1 | Off Peak | 0 | 1 | Off Peak | 0 | 1 | Off Peak | 0 | 0 | 1 | Super Off Peak | 0 | 0 | 1 | Super Off Peak | 0 | 0 | 1 | Super Off Peak
2020-09-14 | 6 | 9 | 1 | 0 | 0 | 0 | 0.94286 |  | 0 | 0 | 1 | Super Off Peak | 0 | 0 | 1 | Off Peak | 0 | 1 | Off Peak | 0 | 1 | Off Peak | 0 | 0 | 1 | Super Off Peak | 0 | 1 | 0 | Off Peak | 0 | 1 | 0 | Off Peak
2020-09-14 | 7 | 9 | 1 | 0 | 0 | 0 | 1.2621 |  | 0 | 1 | 0 | Off Peak | 0 | 1 | 0 | Semi Peak | 0 | 1 | Off Peak | 0 | 1 | Off Peak | 0 | 1 | 0 | Off Peak | 0 | 1 | 0 | Off Peak | 0 | 1 | 0 | Off Peak
2020-09-14 | 8 | 9 | 1 | 0 | 0 | 0 | 1.2107 |  | 0 | 1 | 0 | Off Peak | 0 | 1 | 0 | Semi Peak | 0 | 1 | Off Peak | 0 | 1 | Off Peak | 0 | 1 | 0 | Off Peak | 0 | 1 | 0 | Off Peak | 0 | 1 | 0 | Off Peak
2020-09-14 | 9 | 9 | 1 | 0 | 0 | 0 | 0.86914 |  | 0 | 1 | 0 | Off Peak | 0 | 1 | 0 | Semi Peak | 0 | 1 | Off Peak | 0 | 1 | Off Peak | 0 | 1 | 0 | Off Peak | 0 | 1 | 0 | Off Peak | 0 | 1 | 0 | Off Peak
2020-09-14 | 10 | 9 | 1 | 0 | 0 | 0 | 0.64283 |  | 0 | 1 | 0 | Off Peak | 0 | 1 | 0 | Semi Peak | 0 | 1 | Off Peak | 0 | 1 | Off Peak | 0 | 1 | 0 | Off Peak | 0 | 1 | 0 | Off Peak | 0 | 1 | 0 | Off Peak
2020-09-14 | 11 | 9 | 1 | 0 | 0 | 0 | 0.51587 |  | 0 | 1 | 0 | Off Peak | 0 | 1 | 0 | Semi Peak | 0 | 1 | Off Peak | 0 | 1 | Off Peak | 0 | 1 | 0 | Off Peak | 0 | 1 | 0 | Off Peak | 0 | 1 | 0 | Off Peak
2020-09-14 | 12 | 9 | 1 | 0 | 0 | 0 | 0.43564 |  | 0 | 1 | 0 | Off Peak | 1 | 0 | 0 | On Peak | 0 | 1 | Off Peak | 0 | 1 | Off Peak | 1 | 0 | 0 | On Peak | 0 | 1 | 0 | Off Peak | 0 | 1 | 0 | Off Peak
2020-09-14 | 13 | 9 | 1 | 0 | 0 | 0 | 0.40945 |  | 0 | 1 | 0 | Off Peak | 1 | 0 | 0 | On Peak | 0 | 1 | Off Peak | 1 | 0 | On Peak | 1 | 0 | 0 | On Peak | 1 | 0 | 0 | On Peak | 1 | 0 | 0 | On Peak
2020-09-14 | 14 | 9 | 1 | 0 | 0 | 0 | 0.43756 |  | 0 | 1 | 0 | Off Peak | 1 | 0 | 0 | On Peak | 0 | 1 | Off Peak | 1 | 0 | On Peak | 1 | 0 | 0 | On Peak | 1 | 0 | 0 | On Peak | 1 | 0 | 0 | On Peak
2020-09-14 | 15 | 9 | 1 | 0 | 0 | 0 | 0.5744 |  | 0 | 1 | 0 | Off Peak | 1 | 0 | 0 | On Peak | 0 | 1 | Off Peak | 1 | 0 | On Peak | 1 | 0 | 0 | On Peak | 1 | 0 | 0 | On Peak | 1 | 0 | 0 | On Peak
2020-09-14 | 16 | 9 | 1 | 0 | 0 | 0 | 0.76762 |  | 0 | 1 | 0 | Off Peak | 1 | 0 | 0 | On Peak | 0 | 1 | Off Peak | 1 | 0 | On Peak | 1 | 0 | 0 | On Peak | 1 | 0 | 0 | On Peak | 1 | 0 | 0 | On Peak
2020-09-14 | 17 | 9 | 1 | 0 | 0 | 0 | 1.0421 |  | 1 | 0 | 0 | On Peak | 1 | 0 | 0 | On Peak | 1 | 0 | On Peak | 1 | 0 | On Peak | 1 | 0 | 0 | On Peak | 1 | 0 | 0 | On Peak | 1 | 0 | 0 | On Peak
2020-09-14 | 18 | 9 | 1 | 0 | 0 | 0 | 1.4991 |  | 1 | 0 | 0 | On Peak | 1 | 0 | 0 | On Peak | 1 | 0 | On Peak | 1 | 0 | On Peak | 1 | 0 | 0 | On Peak | 1 | 0 | 0 | On Peak | 1 | 0 | 0 | On Peak
2020-09-14 | 19 | 9 | 1 | 0 | 0 | 0 | 1.9072 |  | 1 | 0 | 0 | On Peak | 0 | 1 | 0 | Semi Peak | 1 | 0 | On Peak | 0 | 1 | Off Peak | 0 | 1 | 0 | Off Peak | 1 | 0 | 0 | On Peak | 0 | 1 | 0 | Off Peak
2020-09-14 | 20 | 9 | 1 | 0 | 0 | 0 | 1.9933 |  | 1 | 0 | 0 | On Peak | 0 | 1 | 0 | Semi Peak | 1 | 0 | On Peak | 0 | 1 | Off Peak | 0 | 1 | 0 | Off Peak | 1 | 0 | 0 | On Peak | 0 | 1 | 0 | Off Peak
2020-09-14 | 21 | 9 | 1 | 0 | 0 | 0 | 2.0586 |  | 1 | 0 | 0 | On Peak | 0 | 1 | 0 | Semi Peak | 1 | 0 | On Peak | 0 | 1 | Off Peak | 0 | 1 | 0 | Off Peak | 0 | 1 | 0 | Off Peak | 0 | 1 | 0 | Off Peak
2020-09-14 | 22 | 9 | 1 | 0 | 0 | 0 | 2.0463 |  | 0 | 1 | 0 | Off Peak | 0 | 1 | 0 | Semi Peak | 0 | 1 | Off Peak | 0 | 1 | Off Peak | 0 | 1 | 0 | Off Peak | 0 | 1 | 0 | Off Peak | 0 | 1 | 0 | Off Peak
2020-09-14 | 23 | 9 | 1 | 0 | 0 | 0 | 1.5478 |  | 0 | 1 | 0 | Off Peak | 0 | 0 | 1 | Off Peak | 0 | 1 | Off Peak | 0 | 1 | Off Peak | 0 | 0 | 1 | Super Off Peak | 0 | 1 | 0 | Off Peak | 0 | 1 | 0 | Off Peak
2020-09-14 | 24 | 9 | 1 | 0 | 0 | 0 | 1.3948 |  | 0 | 1 | 0 | Off Peak | 0 | 0 | 1 | Off Peak | 0 | 1 | Off Peak | 0 | 1 | Off Peak | 0 | 0 | 1 | Super Off Peak | 0 | 1 | 0 | Off Peak | 0 | 1 | 0 | Off Peak
2020-09-15 | 1 | 9 | 1 | 0 | 0 | 0 | 1.2392 |  | 0 | 0 | 1 | Super Off Peak | 0 | 0 | 1 | Off Peak | 0 | 1 | Off Peak | 0 | 1 | Off Peak | 0 | 0 | 1 | Super Off Peak | 0 | 0 | 1 | Super Off Peak | 0 | 0 | 1 | Super Off Peak
2020-09-15 | 2 | 9 | 1 | 0 | 0 | 0 | 1.0386 |  | 0 | 0 | 1 | Super Off Peak | 0 | 0 | 1 | Off Peak | 0 | 1 | Off Peak | 0 | 1 | Off Peak | 0 | 0 | 1 | Super Off Peak | 0 | 0 | 1 | Super Off Peak | 0 | 0 | 1 | Super Off Peak
2020-09-15 | 3 | 9 | 1 | 0 | 0 | 0 | 0.96657 |  | 0 | 0 | 1 | Super Off Peak | 0 | 0 | 1 | Off Peak | 0 | 1 | Off Peak | 0 | 1 | Off Peak | 0 | 0 | 1 | Super Off Peak | 0 | 0 | 1 | Super Off Peak | 0 | 0 | 1 | Super Off Peak
2020-09-15 | 4 | 9 | 1 | 0 | 0 | 0 | 0.92413 |  | 0 | 0 | 1 | Super Off Peak | 0 | 0 | 1 | Off Peak | 0 | 1 | Off Peak | 0 | 1 | Off Peak | 0 | 0 | 1 | Super Off Peak | 0 | 0 | 1 | Super Off Peak | 0 | 0 | 1 | Super Off Peak
2020-09-15 | 5 | 9 | 1 | 0 | 0 | 0 | 0.89267 |  | 0 | 0 | 1 | Super Off Peak | 0 | 0 | 1 | Off Peak | 0 | 1 | Off Peak | 0 | 1 | Off Peak | 0 | 0 | 1 | Super Off Peak | 0 | 0 | 1 | Super Off Peak | 0 | 0 | 1 | Super Off Peak
2020-09-15 | 6 | 9 | 1 | 0 | 0 | 0 | 0.88828 |  | 0 | 0 | 1 | Super Off Peak | 0 | 0 | 1 | Off Peak | 0 | 1 | Off Peak | 0 | 1 | Off Peak | 0 | 0 | 1 | Super Off Peak | 0 | 1 | 0 | Off Peak | 0 | 1 | 0 | Off Peak
2020-09-15 | 7 | 9 | 1 | 0 | 0 | 0 | 1.1724 |  | 0 | 1 | 0 | Off Peak | 0 | 1 | 0 | Semi Peak | 0 | 1 | Off Peak | 0 | 1 | Off Peak | 0 | 1 | 0 | Off Peak | 0 | 1 | 0 | Off Peak | 0 | 1 | 0 | Off Peak
2020-09-15 | 8 | 9 | 1 | 0 | 0 | 0 | 1.0865 |  | 0 | 1 | 0 | Off Peak | 0 | 1 | 0 | Semi Peak | 0 | 1 | Off Peak | 0 | 1 | Off Peak | 0 | 1 | 0 | Off Peak | 0 | 1 | 0 | Off Peak | 0 | 1 | 0 | Off Peak
2020-09-15 | 9 | 9 | 1 | 0 | 0 | 0 | 0.74984 |  | 0 | 1 | 0 | Off Peak | 0 | 1 | 0 | Semi Peak | 0 | 1 | Off Peak | 0 | 1 | Off Peak | 0 | 1 | 0 | Off Peak | 0 | 1 | 0 | Off Peak | 0 | 1 | 0 | Off Peak
2020-09-15 | 10 | 9 | 1 | 0 | 0 | 0 | 0.53058 |  | 0 | 1 | 0 | Off Peak | 0 | 1 | 0 | Semi Peak | 0 | 1 | Off Peak | 0 | 1 | Off Peak | 0 | 1 | 0 | Off Peak | 0 | 1 | 0 | Off Peak | 0 | 1 | 0 | Off Peak
2020-09-15 | 11 | 9 | 1 | 0 | 0 | 0 | 0.38001 |  | 0 | 1 | 0 | Off Peak | 0 | 1 | 0 | Semi Peak | 0 | 1 | Off Peak | 0 | 1 | Off Peak | 0 | 1 | 0 | Off Peak | 0 | 1 | 0 | Off Peak | 0 | 1 | 0 | Off Peak
2020-09-15 | 12 | 9 | 1 | 0 | 0 | 0 | 0.29103 |  | 0 | 1 | 0 | Off Peak | 1 | 0 | 0 | On Peak | 0 | 1 | Off Peak | 0 | 1 | Off Peak | 1 | 0 | 0 | On Peak | 0 | 1 | 0 | Off Peak | 0 | 1 | 0 | Off Peak
2020-09-15 | 13 | 9 | 1 | 0 | 0 | 0 | 0.23913 |  | 0 | 1 | 0 | Off Peak | 1 | 0 | 0 | On Peak | 0 | 1 | Off Peak | 1 | 0 | On Peak | 1 | 0 | 0 | On Peak | 1 | 0 | 0 | On Peak | 1 | 0 | 0 | On Peak
2020-09-15 | 14 | 9 | 1 | 0 | 0 | 0 | 0.27452 |  | 0 | 1 | 0 | Off Peak | 1 | 0 | 0 | On Peak | 0 | 1 | Off Peak | 1 | 0 | On Peak | 1 | 0 | 0 | On Peak | 1 | 0 | 0 | On Peak | 1 | 0 | 0 | On Peak
2020-09-15 | 15 | 9 | 1 | 0 | 0 | 0 | 0.38919 |  | 0 | 1 | 0 | Off Peak | 1 | 0 | 0 | On Peak | 0 | 1 | Off Peak | 1 | 0 | On Peak | 1 | 0 | 0 | On Peak | 1 | 0 | 0 | On Peak | 1 | 0 | 0 | On Peak
2020-09-15 | 16 | 9 | 1 | 0 | 0 | 0 | 0.56757 |  | 0 | 1 | 0 | Off Peak | 1 | 0 | 0 | On Peak | 0 | 1 | Off Peak | 1 | 0 | On Peak | 1 | 0 | 0 | On Peak | 1 | 0 | 0 | On Peak | 1 | 0 | 0 | On Peak
2020-09-15 | 17 | 9 | 1 | 0 | 0 | 0 | 0.84408 |  | 1 | 0 | 0 | On Peak | 1 | 0 | 0 | On Peak | 1 | 0 | On Peak | 1 | 0 | On Peak | 1 | 0 | 0 | On Peak | 1 | 0 | 0 | On Peak | 1 | 0 | 0 | On Peak
2020-09-15 | 18 | 9 | 1 | 0 | 0 | 0 | 1.3085 |  | 1 | 0 | 0 | On Peak | 1 | 0 | 0 | On Peak | 1 | 0 | On Peak | 1 | 0 | On Peak | 1 | 0 | 0 | On Peak | 1 | 0 | 0 | On Peak | 1 | 0 | 0 | On Peak
2020-09-15 | 19 | 9 | 1 | 0 | 0 | 0 | 1.7832 |  | 1 | 0 | 0 | On Peak | 0 | 1 | 0 | Semi Peak | 1 | 0 | On Peak | 0 | 1 | Off Peak | 0 | 1 | 0 | Off Peak | 1 | 0 | 0 | On Peak | 0 | 1 | 0 | Off Peak
2020-09-15 | 20 | 9 | 1 | 0 | 0 | 0 | 1.8956 |  | 1 | 0 | 0 | On Peak | 0 | 1 | 0 | Semi Peak | 1 | 0 | On Peak | 0 | 1 | Off Peak | 0 | 1 | 0 | Off Peak | 1 | 0 | 0 | On Peak | 0 | 1 | 0 | Off Peak
2020-09-15 | 21 | 9 | 1 | 0 | 0 | 0 | 1.9573 |  | 1 | 0 | 0 | On Peak | 0 | 1 | 0 | Semi Peak | 1 | 0 | On Peak | 0 | 1 | Off Peak | 0 | 1 | 0 | Off Peak | 0 | 1 | 0 | Off Peak | 0 | 1 | 0 | Off Peak
2020-09-15 | 22 | 9 | 1 | 0 | 0 | 0 | 1.932 |  | 0 | 1 | 0 | Off Peak | 0 | 1 | 0 | Semi Peak | 0 | 1 | Off Peak | 0 | 1 | Off Peak | 0 | 1 | 0 | Off Peak | 0 | 1 | 0 | Off Peak | 0 | 1 | 0 | Off Peak
2020-09-15 | 23 | 9 | 1 | 0 | 0 | 0 | 1.4575 |  | 0 | 1 | 0 | Off Peak | 0 | 0 | 1 | Off Peak | 0 | 1 | Off Peak | 0 | 1 | Off Peak | 0 | 0 | 1 | Super Off Peak | 0 | 1 | 0 | Off Peak | 0 | 1 | 0 | Off Peak
2020-09-15 | 24 | 9 | 1 | 0 | 0 | 0 | 1.3215 |  | 0 | 1 | 0 | Off Peak | 0 | 0 | 1 | Off Peak | 0 | 1 | Off Peak | 0 | 1 | Off Peak | 0 | 0 | 1 | Super Off Peak | 0 | 1 | 0 | Off Peak | 0 | 1 | 0 | Off Peak
2020-09-16 | 1 | 9 | 1 | 0 | 0 | 0 | 1.1618 |  | 0 | 0 | 1 | Super Off Peak | 0 | 0 | 1 | Off Peak | 0 | 1 | Off Peak | 0 | 1 | Off Peak | 0 | 0 | 1 | Super Off Peak | 0 | 0 | 1 | Super Off Peak | 0 | 0 | 1 | Super Off Peak
2020-09-16 | 2 | 9 | 1 | 0 | 0 | 0 | 0.98743 |  | 0 | 0 | 1 | Super Off Peak | 0 | 0 | 1 | Off Peak | 0 | 1 | Off Peak | 0 | 1 | Off Peak | 0 | 0 | 1 | Super Off Peak | 0 | 0 | 1 | Super Off Peak | 0 | 0 | 1 | Super Off Peak
2020-09-16 | 3 | 9 | 1 | 0 | 0 | 0 | 0.93185 |  | 0 | 0 | 1 | Super Off Peak | 0 | 0 | 1 | Off Peak | 0 | 1 | Off Peak | 0 | 1 | Off Peak | 0 | 0 | 1 | Super Off Peak | 0 | 0 | 1 | Super Off Peak | 0 | 0 | 1 | Super Off Peak
2020-09-16 | 4 | 9 | 1 | 0 | 0 | 0 | 0.89214 |  | 0 | 0 | 1 | Super Off Peak | 0 | 0 | 1 | Off Peak | 0 | 1 | Off Peak | 0 | 1 | Off Peak | 0 | 0 | 1 | Super Off Peak | 0 | 0 | 1 | Super Off Peak | 0 | 0 | 1 | Super Off Peak
2020-09-16 | 5 | 9 | 1 | 0 | 0 | 0 | 0.85296 |  | 0 | 0 | 1 | Super Off Peak | 0 | 0 | 1 | Off Peak | 0 | 1 | Off Peak | 0 | 1 | Off Peak | 0 | 0 | 1 | Super Off Peak | 0 | 0 | 1 | Super Off Peak | 0 | 0 | 1 | Super Off Peak
2020-09-16 | 6 | 9 | 1 | 0 | 0 | 0 | 0.84733 |  | 0 | 0 | 1 | Super Off Peak | 0 | 0 | 1 | Off Peak | 0 | 1 | Off Peak | 0 | 1 | Off Peak | 0 | 0 | 1 | Super Off Peak | 0 | 1 | 0 | Off Peak | 0 | 1 | 0 | Off Peak
2020-09-16 | 7 | 9 | 1 | 0 | 0 | 0 | 1.1553 |  | 0 | 1 | 0 | Off Peak | 0 | 1 | 0 | Semi Peak | 0 | 1 | Off Peak | 0 | 1 | Off Peak | 0 | 1 | 0 | Off Peak | 0 | 1 | 0 | Off Peak | 0 | 1 | 0 | Off Peak
2020-09-16 | 8 | 9 | 1 | 0 | 0 | 0 | 1.1375 |  | 0 | 1 | 0 | Off Peak | 0 | 1 | 0 | Semi Peak | 0 | 1 | Off Peak | 0 | 1 | Off Peak | 0 | 1 | 0 | Off Peak | 0 | 1 | 0 | Off Peak | 0 | 1 | 0 | Off Peak
2020-09-16 | 9 | 9 | 1 | 0 | 0 | 0 | 0.80699 |  | 0 | 1 | 0 | Off Peak | 0 | 1 | 0 | Semi Peak | 0 | 1 | Off Peak | 0 | 1 | Off Peak | 0 | 1 | 0 | Off Peak | 0 | 1 | 0 | Off Peak | 0 | 1 | 0 | Off Peak
2020-09-16 | 10 | 9 | 1 | 0 | 0 | 0 | 0.57806 |  | 0 | 1 | 0 | Off Peak | 0 | 1 | 0 | Semi Peak | 0 | 1 | Off Peak | 0 | 1 | Off Peak | 0 | 1 | 0 | Off Peak | 0 | 1 | 0 | Off Peak | 0 | 1 | 0 | Off Peak
2020-09-16 | 11 | 9 | 1 | 0 | 0 | 0 | 0.39305 |  | 0 | 1 | 0 | Off Peak | 0 | 1 | 0 | Semi Peak | 0 | 1 | Off Peak | 0 | 1 | Off Peak | 0 | 1 | 0 | Off Peak | 0 | 1 | 0 | Off Peak | 0 | 1 | 0 | Off Peak
2020-09-16 | 12 | 9 | 1 | 0 | 0 | 0 | 0.29394 |  | 0 | 1 | 0 | Off Peak | 1 | 0 | 0 | On Peak | 0 | 1 | Off Peak | 0 | 1 | Off Peak | 1 | 0 | 0 | On Peak | 0 | 1 | 0 | Off Peak | 0 | 1 | 0 | Off Peak
2020-09-16 | 13 | 9 | 1 | 0 | 0 | 0 | 0.22186 |  | 0 | 1 | 0 | Off Peak | 1 | 0 | 0 | On Peak | 0 | 1 | Off Peak | 1 | 0 | On Peak | 1 | 0 | 0 | On Peak | 1 | 0 | 0 | On Peak | 1 | 0 | 0 | On Peak
2020-09-16 | 14 | 9 | 1 | 0 | 0 | 0 | 0.23544 |  | 0 | 1 | 0 | Off Peak | 1 | 0 | 0 | On Peak | 0 | 1 | Off Peak | 1 | 0 | On Peak | 1 | 0 | 0 | On Peak | 1 | 0 | 0 | On Peak | 1 | 0 | 0 | On Peak
2020-09-16 | 15 | 9 | 1 | 0 | 0 | 0 | 0.35039 |  | 0 | 1 | 0 | Off Peak | 1 | 0 | 0 | On Peak | 0 | 1 | Off Peak | 1 | 0 | On Peak | 1 | 0 | 0 | On Peak | 1 | 0 | 0 | On Peak | 1 | 0 | 0 | On Peak
2020-09-16 | 16 | 9 | 1 | 0 | 0 | 0 | 0.5135 |  | 0 | 1 | 0 | Off Peak | 1 | 0 | 0 | On Peak | 0 | 1 | Off Peak | 1 | 0 | On Peak | 1 | 0 | 0 | On Peak | 1 | 0 | 0 | On Peak | 1 | 0 | 0 | On Peak
2020-09-16 | 17 | 9 | 1 | 0 | 0 | 0 | 0.77956 |  | 1 | 0 | 0 | On Peak | 1 | 0 | 0 | On Peak | 1 | 0 | On Peak | 1 | 0 | On Peak | 1 | 0 | 0 | On Peak | 1 | 0 | 0 | On Peak | 1 | 0 | 0 | On Peak
2020-09-16 | 18 | 9 | 1 | 0 | 0 | 0 | 1.2589 |  | 1 | 0 | 0 | On Peak | 1 | 0 | 0 | On Peak | 1 | 0 | On Peak | 1 | 0 | On Peak | 1 | 0 | 0 | On Peak | 1 | 0 | 0 | On Peak | 1 | 0 | 0 | On Peak
2020-09-16 | 19 | 9 | 1 | 0 | 0 | 0 | 1.705 |  | 1 | 0 | 0 | On Peak | 0 | 1 | 0 | Semi Peak | 1 | 0 | On Peak | 0 | 1 | Off Peak | 0 | 1 | 0 | Off Peak | 1 | 0 | 0 | On Peak | 0 | 1 | 0 | Off Peak
2020-09-16 | 20 | 9 | 1 | 0 | 0 | 0 | 1.8313 |  | 1 | 0 | 0 | On Peak | 0 | 1 | 0 | Semi Peak | 1 | 0 | On Peak | 0 | 1 | Off Peak | 0 | 1 | 0 | Off Peak | 1 | 0 | 0 | On Peak | 0 | 1 | 0 | Off Peak
2020-09-16 | 21 | 9 | 1 | 0 | 0 | 0 | 1.9111 |  | 1 | 0 | 0 | On Peak | 0 | 1 | 0 | Semi Peak | 1 | 0 | On Peak | 0 | 1 | Off Peak | 0 | 1 | 0 | Off Peak | 0 | 1 | 0 | Off Peak | 0 | 1 | 0 | Off Peak
2020-09-16 | 22 | 9 | 1 | 0 | 0 | 0 | 1.8856 |  | 0 | 1 | 0 | Off Peak | 0 | 1 | 0 | Semi Peak | 0 | 1 | Off Peak | 0 | 1 | Off Peak | 0 | 1 | 0 | Off Peak | 0 | 1 | 0 | Off Peak | 0 | 1 | 0 | Off Peak
2020-09-16 | 23 | 9 | 1 | 0 | 0 | 0 | 1.4078 |  | 0 | 1 | 0 | Off Peak | 0 | 0 | 1 | Off Peak | 0 | 1 | Off Peak | 0 | 1 | Off Peak | 0 | 0 | 1 | Super Off Peak | 0 | 1 | 0 | Off Peak | 0 | 1 | 0 | Off Peak
2020-09-16 | 24 | 9 | 1 | 0 | 0 | 0 | 1.2589 |  | 0 | 1 | 0 | Off Peak | 0 | 0 | 1 | Off Peak | 0 | 1 | Off Peak | 0 | 1 | Off Peak | 0 | 0 | 1 | Super Off Peak | 0 | 1 | 0 | Off Peak | 0 | 1 | 0 | Off Peak
2020-09-17 | 1 | 9 | 1 | 0 | 0 | 0 | 1.1008 |  | 0 | 0 | 1 | Super Off Peak | 0 | 0 | 1 | Off Peak | 0 | 1 | Off Peak | 0 | 1 | Off Peak | 0 | 0 | 1 | Super Off Peak | 0 | 0 | 1 | Super Off Peak | 0 | 0 | 1 | Super Off Peak
2020-09-17 | 2 | 9 | 1 | 0 | 0 | 0 | 0.98945 |  | 0 | 0 | 1 | Super Off Peak | 0 | 0 | 1 | Off Peak | 0 | 1 | Off Peak | 0 | 1 | Off Peak | 0 | 0 | 1 | Super Off Peak | 0 | 0 | 1 | Super Off Peak | 0 | 0 | 1 | Super Off Peak
2020-09-17 | 3 | 9 | 1 | 0 | 0 | 0 | 0.92039 |  | 0 | 0 | 1 | Super Off Peak | 0 | 0 | 1 | Off Peak | 0 | 1 | Off Peak | 0 | 1 | Off Peak | 0 | 0 | 1 | Super Off Peak | 0 | 0 | 1 | Super Off Peak | 0 | 0 | 1 | Super Off Peak
2020-09-17 | 4 | 9 | 1 | 0 | 0 | 0 | 0.88893 |  | 0 | 0 | 1 | Super Off Peak | 0 | 0 | 1 | Off Peak | 0 | 1 | Off Peak | 0 | 1 | Off Peak | 0 | 0 | 1 | Super Off Peak | 0 | 0 | 1 | Super Off Peak | 0 | 0 | 1 | Super Off Peak
2020-09-17 | 5 | 9 | 1 | 0 | 0 | 0 | 0.85942 |  | 0 | 0 | 1 | Super Off Peak | 0 | 0 | 1 | Off Peak | 0 | 1 | Off Peak | 0 | 1 | Off Peak | 0 | 0 | 1 | Super Off Peak | 0 | 0 | 1 | Super Off Peak | 0 | 0 | 1 | Super Off Peak
2020-09-17 | 6 | 9 | 1 | 0 | 0 | 0 | 0.85593 |  | 0 | 0 | 1 | Super Off Peak | 0 | 0 | 1 | Off Peak | 0 | 1 | Off Peak | 0 | 1 | Off Peak | 0 | 0 | 1 | Super Off Peak | 0 | 1 | 0 | Off Peak | 0 | 1 | 0 | Off Peak
2020-09-17 | 7 | 9 | 1 | 0 | 0 | 0 | 1.1285 |  | 0 | 1 | 0 | Off Peak | 0 | 1 | 0 | Semi Peak | 0 | 1 | Off Peak | 0 | 1 | Off Peak | 0 | 1 | 0 | Off Peak | 0 | 1 | 0 | Off Peak | 0 | 1 | 0 | Off Peak
2020-09-17 | 8 | 9 | 1 | 0 | 0 | 0 | 1.0266 |  | 0 | 1 | 0 | Off Peak | 0 | 1 | 0 | Semi Peak | 0 | 1 | Off Peak | 0 | 1 | Off Peak | 0 | 1 | 0 | Off Peak | 0 | 1 | 0 | Off Peak | 0 | 1 | 0 | Off Peak
2020-09-17 | 9 | 9 | 1 | 0 | 0 | 0 | 0.6817 |  | 0 | 1 | 0 | Off Peak | 0 | 1 | 0 | Semi Peak | 0 | 1 | Off Peak | 0 | 1 | Off Peak | 0 | 1 | 0 | Off Peak | 0 | 1 | 0 | Off Peak | 0 | 1 | 0 | Off Peak
2020-09-17 | 10 | 9 | 1 | 0 | 0 | 0 | 0.46529 |  | 0 | 1 | 0 | Off Peak | 0 | 1 | 0 | Semi Peak | 0 | 1 | Off Peak | 0 | 1 | Off Peak | 0 | 1 | 0 | Off Peak | 0 | 1 | 0 | Off Peak | 0 | 1 | 0 | Off Peak
2020-09-17 | 11 | 9 | 1 | 0 | 0 | 0 | 0.30269 |  | 0 | 1 | 0 | Off Peak | 0 | 1 | 0 | Semi Peak | 0 | 1 | Off Peak | 0 | 1 | Off Peak | 0 | 1 | 0 | Off Peak | 0 | 1 | 0 | Off Peak | 0 | 1 | 0 | Off Peak
2020-09-17 | 12 | 9 | 1 | 0 | 0 | 0 | 0.19697 |  | 0 | 1 | 0 | Off Peak | 1 | 0 | 0 | On Peak | 0 | 1 | Off Peak | 0 | 1 | Off Peak | 1 | 0 | 0 | On Peak | 0 | 1 | 0 | Off Peak | 0 | 1 | 0 | Off Peak
2020-09-17 | 13 | 9 | 1 | 0 | 0 | 0 | 0.12355 |  | 0 | 1 | 0 | Off Peak | 1 | 0 | 0 | On Peak | 0 | 1 | Off Peak | 1 | 0 | On Peak | 1 | 0 | 0 | On Peak | 1 | 0 | 0 | On Peak | 1 | 0 | 0 | On Peak
2020-09-17 | 14 | 9 | 1 | 0 | 0 | 0 | 0.12987 |  | 0 | 1 | 0 | Off Peak | 1 | 0 | 0 | On Peak | 0 | 1 | Off Peak | 1 | 0 | On Peak | 1 | 0 | 0 | On Peak | 1 | 0 | 0 | On Peak | 1 | 0 | 0 | On Peak
2020-09-17 | 15 | 9 | 1 | 0 | 0 | 0 | 0.23023 |  | 0 | 1 | 0 | Off Peak | 1 | 0 | 0 | On Peak | 0 | 1 | Off Peak | 1 | 0 | On Peak | 1 | 0 | 0 | On Peak | 1 | 0 | 0 | On Peak | 1 | 0 | 0 | On Peak
2020-09-17 | 16 | 9 | 1 | 0 | 0 | 0 | 0.39248 |  | 0 | 1 | 0 | Off Peak | 1 | 0 | 0 | On Peak | 0 | 1 | Off Peak | 1 | 0 | On Peak | 1 | 0 | 0 | On Peak | 1 | 0 | 0 | On Peak | 1 | 0 | 0 | On Peak
2020-09-17 | 17 | 9 | 1 | 0 | 0 | 0 | 0.6504 |  | 1 | 0 | 0 | On Peak | 1 | 0 | 0 | On Peak | 1 | 0 | On Peak | 1 | 0 | On Peak | 1 | 0 | 0 | On Peak | 1 | 0 | 0 | On Peak | 1 | 0 | 0 | On Peak
2020-09-17 | 18 | 9 | 1 | 0 | 0 | 0 | 1.1294 |  | 1 | 0 | 0 | On Peak | 1 | 0 | 0 | On Peak | 1 | 0 | On Peak | 1 | 0 | On Peak | 1 | 0 | 0 | On Peak | 1 | 0 | 0 | On Peak | 1 | 0 | 0 | On Peak
2020-09-17 | 19 | 9 | 1 | 0 | 0 | 0 | 1.5812 |  | 1 | 0 | 0 | On Peak | 0 | 1 | 0 | Semi Peak | 1 | 0 | On Peak | 0 | 1 | Off Peak | 0 | 1 | 0 | Off Peak | 1 | 0 | 0 | On Peak | 0 | 1 | 0 | Off Peak
2020-09-17 | 20 | 9 | 1 | 0 | 0 | 0 | 1.6965 |  | 1 | 0 | 0 | On Peak | 0 | 1 | 0 | Semi Peak | 1 | 0 | On Peak | 0 | 1 | Off Peak | 0 | 1 | 0 | Off Peak | 1 | 0 | 0 | On Peak | 0 | 1 | 0 | Off Peak
2020-09-17 | 21 | 9 | 1 | 0 | 0 | 0 | 1.7964 |  | 1 | 0 | 0 | On Peak | 0 | 1 | 0 | Semi Peak | 1 | 0 | On Peak | 0 | 1 | Off Peak | 0 | 1 | 0 | Off Peak | 0 | 1 | 0 | Off Peak | 0 | 1 | 0 | Off Peak
2020-09-17 | 22 | 9 | 1 | 0 | 0 | 0 | 1.7773 |  | 0 | 1 | 0 | Off Peak | 0 | 1 | 0 | Semi Peak | 0 | 1 | Off Peak | 0 | 1 | Off Peak | 0 | 1 | 0 | Off Peak | 0 | 1 | 0 | Off Peak | 0 | 1 | 0 | Off Peak
2020-09-17 | 23 | 9 | 1 | 0 | 0 | 0 | 1.3488 |  | 0 | 1 | 0 | Off Peak | 0 | 0 | 1 | Off Peak | 0 | 1 | Off Peak | 0 | 1 | Off Peak | 0 | 0 | 1 | Super Off Peak | 0 | 1 | 0 | Off Peak | 0 | 1 | 0 | Off Peak
2020-09-17 | 24 | 9 | 1 | 0 | 0 | 0 | 1.2395 |  | 0 | 1 | 0 | Off Peak | 0 | 0 | 1 | Off Peak | 0 | 1 | Off Peak | 0 | 1 | Off Peak | 0 | 0 | 1 | Super Off Peak | 0 | 1 | 0 | Off Peak | 0 | 1 | 0 | Off Peak
2020-09-18 | 1 | 9 | 1 | 0 | 0 | 0 | 1.0997 |  | 0 | 0 | 1 | Super Off Peak | 0 | 0 | 1 | Off Peak | 0 | 1 | Off Peak | 0 | 1 | Off Peak | 0 | 0 | 1 | Super Off Peak | 0 | 0 | 1 | Super Off Peak | 0 | 0 | 1 | Super Off Peak
2020-09-18 | 2 | 9 | 1 | 0 | 0 | 0 | 0.94294 |  | 0 | 0 | 1 | Super Off Peak | 0 | 0 | 1 | Off Peak | 0 | 1 | Off Peak | 0 | 1 | Off Peak | 0 | 0 | 1 | Super Off Peak | 0 | 0 | 1 | Super Off Peak | 0 | 0 | 1 | Super Off Peak
2020-09-18 | 3 | 9 | 1 | 0 | 0 | 0 | 0.90437 |  | 0 | 0 | 1 | Super Off Peak | 0 | 0 | 1 | Off Peak | 0 | 1 | Off Peak | 0 | 1 | Off Peak | 0 | 0 | 1 | Super Off Peak | 0 | 0 | 1 | Super Off Peak | 0 | 0 | 1 | Super Off Peak
2020-09-18 | 4 | 9 | 1 | 0 | 0 | 0 | 0.86393 |  | 0 | 0 | 1 | Super Off Peak | 0 | 0 | 1 | Off Peak | 0 | 1 | Off Peak | 0 | 1 | Off Peak | 0 | 0 | 1 | Super Off Peak | 0 | 0 | 1 | Super Off Peak | 0 | 0 | 1 | Super Off Peak
2020-09-18 | 5 | 9 | 1 | 0 | 0 | 0 | 0.83876 |  | 0 | 0 | 1 | Super Off Peak | 0 | 0 | 1 | Off Peak | 0 | 1 | Off Peak | 0 | 1 | Off Peak | 0 | 0 | 1 | Super Off Peak | 0 | 0 | 1 | Super Off Peak | 0 | 0 | 1 | Super Off Peak
2020-09-18 | 6 | 9 | 1 | 0 | 0 | 0 | 0.83975 |  | 0 | 0 | 1 | Super Off Peak | 0 | 0 | 1 | Off Peak | 0 | 1 | Off Peak | 0 | 1 | Off Peak | 0 | 0 | 1 | Super Off Peak | 0 | 1 | 0 | Off Peak | 0 | 1 | 0 | Off Peak
2020-09-18 | 7 | 9 | 1 | 0 | 0 | 0 | 1.1051 |  | 0 | 1 | 0 | Off Peak | 0 | 1 | 0 | Semi Peak | 0 | 1 | Off Peak | 0 | 1 | Off Peak | 0 | 1 | 0 | Off Peak | 0 | 1 | 0 | Off Peak | 0 | 1 | 0 | Off Peak
2020-09-18 | 8 | 9 | 1 | 0 | 0 | 0 | 1.0238 |  | 0 | 1 | 0 | Off Peak | 0 | 1 | 0 | Semi Peak | 0 | 1 | Off Peak | 0 | 1 | Off Peak | 0 | 1 | 0 | Off Peak | 0 | 1 | 0 | Off Peak | 0 | 1 | 0 | Off Peak
2020-09-18 | 9 | 9 | 1 | 0 | 0 | 0 | 0.67544 |  | 0 | 1 | 0 | Off Peak | 0 | 1 | 0 | Semi Peak | 0 | 1 | Off Peak | 0 | 1 | Off Peak | 0 | 1 | 0 | Off Peak | 0 | 1 | 0 | Off Peak | 0 | 1 | 0 | Off Peak
2020-09-18 | 10 | 9 | 1 | 0 | 0 | 0 | 0.44885 |  | 0 | 1 | 0 | Off Peak | 0 | 1 | 0 | Semi Peak | 0 | 1 | Off Peak | 0 | 1 | Off Peak | 0 | 1 | 0 | Off Peak | 0 | 1 | 0 | Off Peak | 0 | 1 | 0 | Off Peak
2020-09-18 | 11 | 9 | 1 | 0 | 0 | 0 | 0.26993 |  | 0 | 1 | 0 | Off Peak | 0 | 1 | 0 | Semi Peak | 0 | 1 | Off Peak | 0 | 1 | Off Peak | 0 | 1 | 0 | Off Peak | 0 | 1 | 0 | Off Peak | 0 | 1 | 0 | Off Peak
2020-09-18 | 12 | 9 | 1 | 0 | 0 | 0 | 0.16251 |  | 0 | 1 | 0 | Off Peak | 1 | 0 | 0 | On Peak | 0 | 1 | Off Peak | 0 | 1 | Off Peak | 1 | 0 | 0 | On Peak | 0 | 1 | 0 | Off Peak | 0 | 1 | 0 | Off Peak
2020-09-18 | 13 | 9 | 1 | 0 | 0 | 0 | 0.084896 |  | 0 | 1 | 0 | Off Peak | 1 | 0 | 0 | On Peak | 0 | 1 | Off Peak | 1 | 0 | On Peak | 1 | 0 | 0 | On Peak | 1 | 0 | 0 | On Peak | 1 | 0 | 0 | On Peak
2020-09-18 | 14 | 9 | 1 | 0 | 0 | 0 | 0.081855 |  | 0 | 1 | 0 | Off Peak | 1 | 0 | 0 | On Peak | 0 | 1 | Off Peak | 1 | 0 | On Peak | 1 | 0 | 0 | On Peak | 1 | 0 | 0 | On Peak | 1 | 0 | 0 | On Peak
2020-09-18 | 15 | 9 | 1 | 0 | 0 | 0 | 0.17006 |  | 0 | 1 | 0 | Off Peak | 1 | 0 | 0 | On Peak | 0 | 1 | Off Peak | 1 | 0 | On Peak | 1 | 0 | 0 | On Peak | 1 | 0 | 0 | On Peak | 1 | 0 | 0 | On Peak
2020-09-18 | 16 | 9 | 1 | 0 | 0 | 0 | 0.33374 |  | 0 | 1 | 0 | Off Peak | 1 | 0 | 0 | On Peak | 0 | 1 | Off Peak | 1 | 0 | On Peak | 1 | 0 | 0 | On Peak | 1 | 0 | 0 | On Peak | 1 | 0 | 0 | On Peak
2020-09-18 | 17 | 9 | 1 | 0 | 0 | 0 | 0.59275 |  | 1 | 0 | 0 | On Peak | 1 | 0 | 0 | On Peak | 1 | 0 | On Peak | 1 | 0 | On Peak | 1 | 0 | 0 | On Peak | 1 | 0 | 0 | On Peak | 1 | 0 | 0 | On Peak
2020-09-18 | 18 | 9 | 1 | 0 | 0 | 0 | 1.0719 |  | 1 | 0 | 0 | On Peak | 1 | 0 | 0 | On Peak | 1 | 0 | On Peak | 1 | 0 | On Peak | 1 | 0 | 0 | On Peak | 1 | 0 | 0 | On Peak | 1 | 0 | 0 | On Peak
2020-09-18 | 19 | 9 | 1 | 0 | 0 | 0 | 1.5288 |  | 1 | 0 | 0 | On Peak | 0 | 1 | 0 | Semi Peak | 1 | 0 | On Peak | 0 | 1 | Off Peak | 0 | 1 | 0 | Off Peak | 1 | 0 | 0 | On Peak | 0 | 1 | 0 | Off Peak
2020-09-18 | 20 | 9 | 1 | 0 | 0 | 0 | 1.6822 |  | 1 | 0 | 0 | On Peak | 0 | 1 | 0 | Semi Peak | 1 | 0 | On Peak | 0 | 1 | Off Peak | 0 | 1 | 0 | Off Peak | 1 | 0 | 0 | On Peak | 0 | 1 | 0 | Off Peak
2020-09-18 | 21 | 9 | 1 | 0 | 0 | 0 | 1.8006 |  | 1 | 0 | 0 | On Peak | 0 | 1 | 0 | Semi Peak | 1 | 0 | On Peak | 0 | 1 | Off Peak | 0 | 1 | 0 | Off Peak | 0 | 1 | 0 | Off Peak | 0 | 1 | 0 | Off Peak
2020-09-18 | 22 | 9 | 1 | 0 | 0 | 0 | 1.7689 |  | 0 | 1 | 0 | Off Peak | 0 | 1 | 0 | Semi Peak | 0 | 1 | Off Peak | 0 | 1 | Off Peak | 0 | 1 | 0 | Off Peak | 0 | 1 | 0 | Off Peak | 0 | 1 | 0 | Off Peak
2020-09-18 | 23 | 9 | 1 | 0 | 0 | 0 | 1.33 |  | 0 | 1 | 0 | Off Peak | 0 | 0 | 1 | Off Peak | 0 | 1 | Off Peak | 0 | 1 | Off Peak | 0 | 0 | 1 | Super Off Peak | 0 | 1 | 0 | Off Peak | 0 | 1 | 0 | Off Peak
2020-09-18 | 24 | 9 | 1 | 0 | 0 | 0 | 1.189 |  | 0 | 1 | 0 | Off Peak | 0 | 0 | 1 | Off Peak | 0 | 1 | Off Peak | 0 | 1 | Off Peak | 0 | 0 | 1 | Super Off Peak | 0 | 1 | 0 | Off Peak | 0 | 1 | 0 | Off Peak
2020-09-19 | 1 | 9 | 1 | 1 | 0 | 0 | 1.0371 |  | 0 | 0 | 1 | Super Off Peak | 0 | 0 | 1 | Off Peak | 0 | 1 | Off Peak | 0 | 1 | Off Peak | 0 | 0 | 1 | Super Off Peak | 0 | 0 | 1 | Super Off Peak | 0 | 0 | 1 | Super Off Peak
2020-09-19 | 2 | 9 | 1 | 1 | 0 | 0 | 0.9362 |  | 0 | 0 | 1 | Super Off Peak | 0 | 0 | 1 | Off Peak | 0 | 1 | Off Peak | 0 | 1 | Off Peak | 0 | 0 | 1 | Super Off Peak | 0 | 0 | 1 | Super Off Peak | 0 | 0 | 1 | Super Off Peak
2020-09-19 | 3 | 9 | 1 | 1 | 0 | 0 | 0.905 |  | 0 | 0 | 1 | Super Off Peak | 0 | 0 | 1 | Off Peak | 0 | 1 | Off Peak | 0 | 1 | Off Peak | 0 | 0 | 1 | Super Off Peak | 0 | 0 | 1 | Super Off Peak | 0 | 0 | 1 | Super Off Peak
2020-09-19 | 4 | 9 | 1 | 1 | 0 | 0 | 0.86614 |  | 0 | 0 | 1 | Super Off Peak | 0 | 0 | 1 | Off Peak | 0 | 1 | Off Peak | 0 | 1 | Off Peak | 0 | 0 | 1 | Super Off Peak | 0 | 0 | 1 | Super Off Peak | 0 | 0 | 1 | Super Off Peak
2020-09-19 | 5 | 9 | 1 | 1 | 0 | 0 | 0.84112 |  | 0 | 0 | 1 | Super Off Peak | 0 | 0 | 1 | Off Peak | 0 | 1 | Off Peak | 0 | 1 | Off Peak | 0 | 0 | 1 | Super Off Peak | 0 | 0 | 1 | Super Off Peak | 0 | 0 | 1 | Super Off Peak
2020-09-19 | 6 | 9 | 1 | 1 | 0 | 0 | 0.84242 |  | 0 | 0 | 1 | Super Off Peak | 0 | 0 | 1 | Off Peak | 0 | 1 | Off Peak | 0 | 1 | Off Peak | 0 | 0 | 1 | Super Off Peak | 0 | 1 | 0 | Off Peak | 0 | 1 | 0 | Off Peak
2020-09-19 | 7 | 9 | 1 | 1 | 0 | 0 | 1.0927 |  | 0 | 0 | 1 | Super Off Peak | 0 | 0 | 1 | Off Peak | 0 | 1 | Off Peak | 0 | 1 | Off Peak | 0 | 0 | 1 | Super Off Peak | 0 | 1 | 0 | Off Peak | 0 | 1 | 0 | Off Peak
2020-09-19 | 8 | 9 | 1 | 1 | 0 | 0 | 0.96439 |  | 0 | 0 | 1 | Super Off Peak | 0 | 0 | 1 | Off Peak | 0 | 1 | Off Peak | 0 | 1 | Off Peak | 0 | 0 | 1 | Super Off Peak | 0 | 1 | 0 | Off Peak | 0 | 1 | 0 | Off Peak
2020-09-19 | 9 | 9 | 1 | 1 | 0 | 0 | 0.59323 |  | 0 | 0 | 1 | Super Off Peak | 0 | 0 | 1 | Off Peak | 0 | 1 | Off Peak | 0 | 1 | Off Peak | 0 | 0 | 1 | Super Off Peak | 0 | 1 | 0 | Off Peak | 0 | 1 | 0 | Off Peak
2020-09-19 | 10 | 9 | 1 | 1 | 0 | 0 | 0.39251 |  | 0 | 0 | 1 | Super Off Peak | 0 | 0 | 1 | Off Peak | 0 | 1 | Off Peak | 0 | 1 | Off Peak | 0 | 0 | 1 | Super Off Peak | 0 | 1 | 0 | Off Peak | 0 | 1 | 0 | Off Peak
2020-09-19 | 11 | 9 | 1 | 1 | 0 | 0 | 0.21304 |  | 0 | 0 | 1 | Super Off Peak | 0 | 0 | 1 | Off Peak | 0 | 1 | Off Peak | 0 | 1 | Off Peak | 0 | 0 | 1 | Super Off Peak | 0 | 1 | 0 | Off Peak | 0 | 1 | 0 | Off Peak
2020-09-19 | 12 | 9 | 1 | 1 | 0 | 0 | 0.087498 |  | 0 | 0 | 1 | Super Off Peak | 0 | 0 | 1 | Off Peak | 0 | 1 | Off Peak | 0 | 1 | Off Peak | 0 | 0 | 1 | Super Off Peak | 0 | 1 | 0 | Off Peak | 0 | 1 | 0 | Off Peak
2020-09-19 | 13 | 9 | 1 | 1 | 0 | 0 | 0.0065693 |  | 0 | 0 | 1 | Super Off Peak | 0 | 0 | 1 | Off Peak | 0 | 1 | Off Peak | 0 | 1 | Off Peak | 0 | 0 | 1 | Super Off Peak | 1 | 0 | 0 | On Peak | 1 | 0 | 0 | On Peak
2020-09-19 | 14 | 9 | 1 | 1 | 0 | 0 | 0.0018261 |  | 0 | 0 | 1 | Super Off Peak | 0 | 0 | 1 | Off Peak | 0 | 1 | Off Peak | 0 | 1 | Off Peak | 0 | 0 | 1 | Super Off Peak | 1 | 0 | 0 | On Peak | 1 | 0 | 0 | On Peak
2020-09-19 | 15 | 9 | 1 | 1 | 0 | 0 | 0.081764 |  | 0 | 1 | 0 | Off Peak | 0 | 0 | 1 | Off Peak | 0 | 1 | Off Peak | 0 | 1 | Off Peak | 0 | 0 | 1 | Super Off Peak | 1 | 0 | 0 | On Peak | 1 | 0 | 0 | On Peak
2020-09-19 | 16 | 9 | 1 | 1 | 0 | 0 | 0.23094 |  | 0 | 1 | 0 | Off Peak | 0 | 0 | 1 | Off Peak | 0 | 1 | Off Peak | 0 | 1 | Off Peak | 0 | 0 | 1 | Super Off Peak | 1 | 0 | 0 | On Peak | 1 | 0 | 0 | On Peak
2020-09-19 | 17 | 9 | 1 | 1 | 0 | 0 | 0.46654 |  | 1 | 0 | 0 | On Peak | 0 | 0 | 1 | Off Peak | 0 | 1 | Off Peak | 0 | 1 | Off Peak | 0 | 0 | 1 | Super Off Peak | 1 | 0 | 0 | On Peak | 1 | 0 | 0 | On Peak
2020-09-19 | 18 | 9 | 1 | 1 | 0 | 0 | 0.96389 |  | 1 | 0 | 0 | On Peak | 0 | 0 | 1 | Off Peak | 0 | 1 | Off Peak | 0 | 1 | Off Peak | 0 | 0 | 1 | Super Off Peak | 1 | 0 | 0 | On Peak | 1 | 0 | 0 | On Peak
2020-09-19 | 19 | 9 | 1 | 1 | 0 | 0 | 1.4358 |  | 1 | 0 | 0 | On Peak | 0 | 0 | 1 | Off Peak | 0 | 1 | Off Peak | 0 | 1 | Off Peak | 0 | 0 | 1 | Super Off Peak | 1 | 0 | 0 | On Peak | 0 | 1 | 0 | Off Peak
2020-09-19 | 20 | 9 | 1 | 1 | 0 | 0 | 1.5824 |  | 1 | 0 | 0 | On Peak | 0 | 0 | 1 | Off Peak | 0 | 1 | Off Peak | 0 | 1 | Off Peak | 0 | 0 | 1 | Super Off Peak | 1 | 0 | 0 | On Peak | 0 | 1 | 0 | Off Peak
2020-09-19 | 21 | 9 | 1 | 1 | 0 | 0 | 1.6857 |  | 1 | 0 | 0 | On Peak | 0 | 0 | 1 | Off Peak | 0 | 1 | Off Peak | 0 | 1 | Off Peak | 0 | 0 | 1 | Super Off Peak | 0 | 1 | 0 | Off Peak | 0 | 1 | 0 | Off Peak
2020-09-19 | 22 | 9 | 1 | 1 | 0 | 0 | 1.7137 |  | 0 | 1 | 0 | Off Peak | 0 | 0 | 1 | Off Peak | 0 | 1 | Off Peak | 0 | 1 | Off Peak | 0 | 0 | 1 | Super Off Peak | 0 | 1 | 0 | Off Peak | 0 | 1 | 0 | Off Peak
2020-09-19 | 23 | 9 | 1 | 1 | 0 | 0 | 1.2844 |  | 0 | 1 | 0 | Off Peak | 0 | 0 | 1 | Off Peak | 0 | 1 | Off Peak | 0 | 1 | Off Peak | 0 | 0 | 1 | Super Off Peak | 0 | 1 | 0 | Off Peak | 0 | 1 | 0 | Off Peak
2020-09-19 | 24 | 9 | 1 | 1 | 0 | 0 | 1.168 |  | 0 | 1 | 0 | Off Peak | 0 | 0 | 1 | Off Peak | 0 | 1 | Off Peak | 0 | 1 | Off Peak | 0 | 0 | 1 | Super Off Peak | 0 | 1 | 0 | Off Peak | 0 | 1 | 0 | Off Peak
2020-09-20 | 1 | 9 | 1 | 1 | 1 | 0 | 1.0281 |  | 0 | 0 | 1 | Super Off Peak | 0 | 0 | 1 | Off Peak | 0 | 1 | Off Peak | 0 | 1 | Off Peak | 0 | 0 | 1 | Super Off Peak | 0 | 0 | 1 | Super Off Peak | 0 | 0 | 1 | Super Off Peak
2020-09-20 | 2 | 9 | 1 | 1 | 1 | 0 | 0.93194 |  | 0 | 0 | 1 | Super Off Peak | 0 | 0 | 1 | Off Peak | 0 | 1 | Off Peak | 0 | 1 | Off Peak | 0 | 0 | 1 | Super Off Peak | 0 | 0 | 1 | Super Off Peak | 0 | 0 | 1 | Super Off Peak
2020-09-20 | 3 | 9 | 1 | 1 | 1 | 0 | 0.88879 |  | 0 | 0 | 1 | Super Off Peak | 0 | 0 | 1 | Off Peak | 0 | 1 | Off Peak | 0 | 1 | Off Peak | 0 | 0 | 1 | Super Off Peak | 0 | 0 | 1 | Super Off Peak | 0 | 0 | 1 | Super Off Peak
2020-09-20 | 4 | 9 | 1 | 1 | 1 | 0 | 0.85887 |  | 0 | 0 | 1 | Super Off Peak | 0 | 0 | 1 | Off Peak | 0 | 1 | Off Peak | 0 | 1 | Off Peak | 0 | 0 | 1 | Super Off Peak | 0 | 0 | 1 | Super Off Peak | 0 | 0 | 1 | Super Off Peak
2020-09-20 | 5 | 9 | 1 | 1 | 1 | 0 | 0.83212 |  | 0 | 0 | 1 | Super Off Peak | 0 | 0 | 1 | Off Peak | 0 | 1 | Off Peak | 0 | 1 | Off Peak | 0 | 0 | 1 | Super Off Peak | 0 | 0 | 1 | Super Off Peak | 0 | 0 | 1 | Super Off Peak
2020-09-20 | 6 | 9 | 1 | 1 | 1 | 0 | 0.83312 |  | 0 | 0 | 1 | Super Off Peak | 0 | 0 | 1 | Off Peak | 0 | 1 | Off Peak | 0 | 1 | Off Peak | 0 | 0 | 1 | Super Off Peak | 0 | 1 | 0 | Off Peak | 0 | 1 | 0 | Off Peak
2020-09-20 | 7 | 9 | 1 | 1 | 1 | 0 | 0.87313 |  | 0 | 0 | 1 | Super Off Peak | 0 | 0 | 1 | Off Peak | 0 | 1 | Off Peak | 0 | 1 | Off Peak | 0 | 0 | 1 | Super Off Peak | 0 | 1 | 0 | Off Peak | 0 | 1 | 0 | Off Peak
2020-09-20 | 8 | 9 | 1 | 1 | 1 | 0 | 0.78888 |  | 0 | 0 | 1 | Super Off Peak | 0 | 0 | 1 | Off Peak | 0 | 1 | Off Peak | 0 | 1 | Off Peak | 0 | 0 | 1 | Super Off Peak | 0 | 1 | 0 | Off Peak | 0 | 1 | 0 | Off Peak
2020-09-20 | 9 | 9 | 1 | 1 | 1 | 0 | 0.50238 |  | 0 | 0 | 1 | Super Off Peak | 0 | 0 | 1 | Off Peak | 0 | 1 | Off Peak | 0 | 1 | Off Peak | 0 | 0 | 1 | Super Off Peak | 0 | 1 | 0 | Off Peak | 0 | 1 | 0 | Off Peak
2020-09-20 | 10 | 9 | 1 | 1 | 1 | 0 | 0.33 |  | 0 | 0 | 1 | Super Off Peak | 0 | 0 | 1 | Off Peak | 0 | 1 | Off Peak | 0 | 1 | Off Peak | 0 | 0 | 1 | Super Off Peak | 0 | 1 | 0 | Off Peak | 0 | 1 | 0 | Off Peak
2020-09-20 | 11 | 9 | 1 | 1 | 1 | 0 | 0.20547 |  | 0 | 0 | 1 | Super Off Peak | 0 | 0 | 1 | Off Peak | 0 | 1 | Off Peak | 0 | 1 | Off Peak | 0 | 0 | 1 | Super Off Peak | 0 | 1 | 0 | Off Peak | 0 | 1 | 0 | Off Peak
2020-09-20 | 12 | 9 | 1 | 1 | 1 | 0 | 0.13444 |  | 0 | 0 | 1 | Super Off Peak | 0 | 0 | 1 | Off Peak | 0 | 1 | Off Peak | 0 | 1 | Off Peak | 0 | 0 | 1 | Super Off Peak | 0 | 1 | 0 | Off Peak | 0 | 1 | 0 | Off Peak
2020-09-20 | 13 | 9 | 1 | 1 | 1 | 0 | 0.086649 |  | 0 | 0 | 1 | Super Off Peak | 0 | 0 | 1 | Off Peak | 0 | 1 | Off Peak | 0 | 1 | Off Peak | 0 | 0 | 1 | Super Off Peak | 1 | 0 | 0 | On Peak | 1 | 0 | 0 | On Peak
2020-09-20 | 14 | 9 | 1 | 1 | 1 | 0 | 0.089345 |  | 0 | 0 | 1 | Super Off Peak | 0 | 0 | 1 | Off Peak | 0 | 1 | Off Peak | 0 | 1 | Off Peak | 0 | 0 | 1 | Super Off Peak | 1 | 0 | 0 | On Peak | 1 | 0 | 0 | On Peak
2020-09-20 | 15 | 9 | 1 | 1 | 1 | 0 | 0.15664 |  | 0 | 1 | 0 | Off Peak | 0 | 0 | 1 | Off Peak | 0 | 1 | Off Peak | 0 | 1 | Off Peak | 0 | 0 | 1 | Super Off Peak | 1 | 0 | 0 | On Peak | 1 | 0 | 0 | On Peak
2020-09-20 | 16 | 9 | 1 | 1 | 1 | 0 | 0.28094 |  | 0 | 1 | 0 | Off Peak | 0 | 0 | 1 | Off Peak | 0 | 1 | Off Peak | 0 | 1 | Off Peak | 0 | 0 | 1 | Super Off Peak | 1 | 0 | 0 | On Peak | 1 | 0 | 0 | On Peak
2020-09-20 | 17 | 9 | 1 | 1 | 1 | 0 | 0.46581 |  | 1 | 0 | 0 | On Peak | 0 | 0 | 1 | Off Peak | 0 | 1 | Off Peak | 0 | 1 | Off Peak | 0 | 0 | 1 | Super Off Peak | 1 | 0 | 0 | On Peak | 1 | 0 | 0 | On Peak
2020-09-20 | 18 | 9 | 1 | 1 | 1 | 0 | 0.85172 |  | 1 | 0 | 0 | On Peak | 0 | 0 | 1 | Off Peak | 0 | 1 | Off Peak | 0 | 1 | Off Peak | 0 | 0 | 1 | Super Off Peak | 1 | 0 | 0 | On Peak | 1 | 0 | 0 | On Peak
2020-09-20 | 19 | 9 | 1 | 1 | 1 | 0 | 1.21 |  | 1 | 0 | 0 | On Peak | 0 | 0 | 1 | Off Peak | 0 | 1 | Off Peak | 0 | 1 | Off Peak | 0 | 0 | 1 | Super Off Peak | 1 | 0 | 0 | On Peak | 0 | 1 | 0 | Off Peak
2020-09-20 | 20 | 9 | 1 | 1 | 1 | 0 | 1.3105 |  | 1 | 0 | 0 | On Peak | 0 | 0 | 1 | Off Peak | 0 | 1 | Off Peak | 0 | 1 | Off Peak | 0 | 0 | 1 | Super Off Peak | 1 | 0 | 0 | On Peak | 0 | 1 | 0 | Off Peak
2020-09-20 | 21 | 9 | 1 | 1 | 1 | 0 | 1.3859 |  | 1 | 0 | 0 | On Peak | 0 | 0 | 1 | Off Peak | 0 | 1 | Off Peak | 0 | 1 | Off Peak | 0 | 0 | 1 | Super Off Peak | 0 | 1 | 0 | Off Peak | 0 | 1 | 0 | Off Peak
2020-09-20 | 22 | 9 | 1 | 1 | 1 | 0 | 1.4065 |  | 0 | 1 | 0 | Off Peak | 0 | 0 | 1 | Off Peak | 0 | 1 | Off Peak | 0 | 1 | Off Peak | 0 | 0 | 1 | Super Off Peak | 0 | 1 | 0 | Off Peak | 0 | 1 | 0 | Off Peak
2020-09-20 | 23 | 9 | 1 | 1 | 1 | 0 | 1.3117 |  | 0 | 1 | 0 | Off Peak | 0 | 0 | 1 | Off Peak | 0 | 1 | Off Peak | 0 | 1 | Off Peak | 0 | 0 | 1 | Super Off Peak | 0 | 1 | 0 | Off Peak | 0 | 1 | 0 | Off Peak
2020-09-20 | 24 | 9 | 1 | 1 | 1 | 0 | 1.1824 |  | 0 | 1 | 0 | Off Peak | 0 | 0 | 1 | Off Peak | 0 | 1 | Off Peak | 0 | 1 | Off Peak | 0 | 0 | 1 | Super Off Peak | 0 | 1 | 0 | Off Peak | 0 | 1 | 0 | Off Peak
2020-09-21 | 1 | 9 | 1 | 0 | 0 | 0 | 1.0307 |  | 0 | 0 | 1 | Super Off Peak | 0 | 0 | 1 | Off Peak | 0 | 1 | Off Peak | 0 | 1 | Off Peak | 0 | 0 | 1 | Super Off Peak | 0 | 0 | 1 | Super Off Peak | 0 | 0 | 1 | Super Off Peak
2020-09-21 | 2 | 9 | 1 | 0 | 0 | 0 | 1.1222 |  | 0 | 0 | 1 | Super Off Peak | 0 | 0 | 1 | Off Peak | 0 | 1 | Off Peak | 0 | 1 | Off Peak | 0 | 0 | 1 | Super Off Peak | 0 | 0 | 1 | Super Off Peak | 0 | 0 | 1 | Super Off Peak
2020-09-21 | 3 | 9 | 1 | 0 | 0 | 0 | 1.0363 |  | 0 | 0 | 1 | Super Off Peak | 0 | 0 | 1 | Off Peak | 0 | 1 | Off Peak | 0 | 1 | Off Peak | 0 | 0 | 1 | Super Off Peak | 0 | 0 | 1 | Super Off Peak | 0 | 0 | 1 | Super Off Peak
2020-09-21 | 4 | 9 | 1 | 0 | 0 | 0 | 0.98611 |  | 0 | 0 | 1 | Super Off Peak | 0 | 0 | 1 | Off Peak | 0 | 1 | Off Peak | 0 | 1 | Off Peak | 0 | 0 | 1 | Super Off Peak | 0 | 0 | 1 | Super Off Peak | 0 | 0 | 1 | Super Off Peak
2020-09-21 | 5 | 9 | 1 | 0 | 0 | 0 | 0.94728 |  | 0 | 0 | 1 | Super Off Peak | 0 | 0 | 1 | Off Peak | 0 | 1 | Off Peak | 0 | 1 | Off Peak | 0 | 0 | 1 | Super Off Peak | 0 | 0 | 1 | Super Off Peak | 0 | 0 | 1 | Super Off Peak
2020-09-21 | 6 | 9 | 1 | 0 | 0 | 0 | 0.94489 |  | 0 | 0 | 1 | Super Off Peak | 0 | 0 | 1 | Off Peak | 0 | 1 | Off Peak | 0 | 1 | Off Peak | 0 | 0 | 1 | Super Off Peak | 0 | 1 | 0 | Off Peak | 0 | 1 | 0 | Off Peak
2020-09-21 | 7 | 9 | 1 | 0 | 0 | 0 | 1.2493 |  | 0 | 1 | 0 | Off Peak | 0 | 1 | 0 | Semi Peak | 0 | 1 | Off Peak | 0 | 1 | Off Peak | 0 | 1 | 0 | Off Peak | 0 | 1 | 0 | Off Peak | 0 | 1 | 0 | Off Peak
2020-09-21 | 8 | 9 | 1 | 0 | 0 | 0 | 1.187 |  | 0 | 1 | 0 | Off Peak | 0 | 1 | 0 | Semi Peak | 0 | 1 | Off Peak | 0 | 1 | Off Peak | 0 | 1 | 0 | Off Peak | 0 | 1 | 0 | Off Peak | 0 | 1 | 0 | Off Peak
2020-09-21 | 9 | 9 | 1 | 0 | 0 | 0 | 0.85126 |  | 0 | 1 | 0 | Off Peak | 0 | 1 | 0 | Semi Peak | 0 | 1 | Off Peak | 0 | 1 | Off Peak | 0 | 1 | 0 | Off Peak | 0 | 1 | 0 | Off Peak | 0 | 1 | 0 | Off Peak
2020-09-21 | 10 | 9 | 1 | 0 | 0 | 0 | 0.62049 |  | 0 | 1 | 0 | Off Peak | 0 | 1 | 0 | Semi Peak | 0 | 1 | Off Peak | 0 | 1 | Off Peak | 0 | 1 | 0 | Off Peak | 0 | 1 | 0 | Off Peak | 0 | 1 | 0 | Off Peak
2020-09-21 | 11 | 9 | 1 | 0 | 0 | 0 | 0.46831 |  | 0 | 1 | 0 | Off Peak | 0 | 1 | 0 | Semi Peak | 0 | 1 | Off Peak | 0 | 1 | Off Peak | 0 | 1 | 0 | Off Peak | 0 | 1 | 0 | Off Peak | 0 | 1 | 0 | Off Peak
2020-09-21 | 12 | 9 | 1 | 0 | 0 | 0 | 0.37855 |  | 0 | 1 | 0 | Off Peak | 1 | 0 | 0 | On Peak | 0 | 1 | Off Peak | 0 | 1 | Off Peak | 1 | 0 | 0 | On Peak | 0 | 1 | 0 | Off Peak | 0 | 1 | 0 | Off Peak
2020-09-21 | 13 | 9 | 1 | 0 | 0 | 0 | 0.33985 |  | 0 | 1 | 0 | Off Peak | 1 | 0 | 0 | On Peak | 0 | 1 | Off Peak | 1 | 0 | On Peak | 1 | 0 | 0 | On Peak | 1 | 0 | 0 | On Peak | 1 | 0 | 0 | On Peak
2020-09-21 | 14 | 9 | 1 | 0 | 0 | 0 | 0.38046 |  | 0 | 1 | 0 | Off Peak | 1 | 0 | 0 | On Peak | 0 | 1 | Off Peak | 1 | 0 | On Peak | 1 | 0 | 0 | On Peak | 1 | 0 | 0 | On Peak | 1 | 0 | 0 | On Peak
2020-09-21 | 15 | 9 | 1 | 0 | 0 | 0 | 0.51619 |  | 0 | 1 | 0 | Off Peak | 1 | 0 | 0 | On Peak | 0 | 1 | Off Peak | 1 | 0 | On Peak | 1 | 0 | 0 | On Peak | 1 | 0 | 0 | On Peak | 1 | 0 | 0 | On Peak
2020-09-21 | 16 | 9 | 1 | 0 | 0 | 0 | 0.69957 |  | 0 | 1 | 0 | Off Peak | 1 | 0 | 0 | On Peak | 0 | 1 | Off Peak | 1 | 0 | On Peak | 1 | 0 | 0 | On Peak | 1 | 0 | 0 | On Peak | 1 | 0 | 0 | On Peak
2020-09-21 | 17 | 9 | 1 | 0 | 0 | 0 | 0.97303 |  | 1 | 0 | 0 | On Peak | 1 | 0 | 0 | On Peak | 1 | 0 | On Peak | 1 | 0 | On Peak | 1 | 0 | 0 | On Peak | 1 | 0 | 0 | On Peak | 1 | 0 | 0 | On Peak
2020-09-21 | 18 | 9 | 1 | 0 | 0 | 0 | 1.4581 |  | 1 | 0 | 0 | On Peak | 1 | 0 | 0 | On Peak | 1 | 0 | On Peak | 1 | 0 | On Peak | 1 | 0 | 0 | On Peak | 1 | 0 | 0 | On Peak | 1 | 0 | 0 | On Peak
2020-09-21 | 19 | 9 | 1 | 0 | 0 | 0 | 1.9017 |  | 1 | 0 | 0 | On Peak | 0 | 1 | 0 | Semi Peak | 1 | 0 | On Peak | 0 | 1 | Off Peak | 0 | 1 | 0 | Off Peak | 1 | 0 | 0 | On Peak | 0 | 1 | 0 | Off Peak
2020-09-21 | 20 | 9 | 1 | 0 | 0 | 0 | 1.9955 |  | 1 | 0 | 0 | On Peak | 0 | 1 | 0 | Semi Peak | 1 | 0 | On Peak | 0 | 1 | Off Peak | 0 | 1 | 0 | Off Peak | 1 | 0 | 0 | On Peak | 0 | 1 | 0 | Off Peak
2020-09-21 | 21 | 9 | 1 | 0 | 0 | 0 | 2.0447 |  | 1 | 0 | 0 | On Peak | 0 | 1 | 0 | Semi Peak | 1 | 0 | On Peak | 0 | 1 | Off Peak | 0 | 1 | 0 | Off Peak | 0 | 1 | 0 | Off Peak | 0 | 1 | 0 | Off Peak
2020-09-21 | 22 | 9 | 1 | 0 | 0 | 0 | 2.0326 |  | 0 | 1 | 0 | Off Peak | 0 | 1 | 0 | Semi Peak | 0 | 1 | Off Peak | 0 | 1 | Off Peak | 0 | 1 | 0 | Off Peak | 0 | 1 | 0 | Off Peak | 0 | 1 | 0 | Off Peak
2020-09-21 | 23 | 9 | 1 | 0 | 0 | 0 | 1.5421 |  | 0 | 1 | 0 | Off Peak | 0 | 0 | 1 | Off Peak | 0 | 1 | Off Peak | 0 | 1 | Off Peak | 0 | 0 | 1 | Super Off Peak | 0 | 1 | 0 | Off Peak | 0 | 1 | 0 | Off Peak
2020-09-21 | 24 | 9 | 1 | 0 | 0 | 0 | 1.3984 |  | 0 | 1 | 0 | Off Peak | 0 | 0 | 1 | Off Peak | 0 | 1 | Off Peak | 0 | 1 | Off Peak | 0 | 0 | 1 | Super Off Peak | 0 | 1 | 0 | Off Peak | 0 | 1 | 0 | Off Peak
2020-09-22 | 1 | 9 | 1 | 0 | 0 | 0 | 1.2464 |  | 0 | 0 | 1 | Super Off Peak | 0 | 0 | 1 | Off Peak | 0 | 1 | Off Peak | 0 | 1 | Off Peak | 0 | 0 | 1 | Super Off Peak | 0 | 0 | 1 | Super Off Peak | 0 | 0 | 1 | Super Off Peak
2020-09-22 | 2 | 9 | 1 | 0 | 0 | 0 | 0.97327 |  | 0 | 0 | 1 | Super Off Peak | 0 | 0 | 1 | Off Peak | 0 | 1 | Off Peak | 0 | 1 | Off Peak | 0 | 0 | 1 | Super Off Peak | 0 | 0 | 1 | Super Off Peak | 0 | 0 | 1 | Super Off Peak
2020-09-22 | 3 | 9 | 1 | 0 | 0 | 0 | 0.92499 |  | 0 | 0 | 1 | Super Off Peak | 0 | 0 | 1 | Off Peak | 0 | 1 | Off Peak | 0 | 1 | Off Peak | 0 | 0 | 1 | Super Off Peak | 0 | 0 | 1 | Super Off Peak | 0 | 0 | 1 | Super Off Peak
2020-09-22 | 4 | 9 | 1 | 0 | 0 | 0 | 0.89228 |  | 0 | 0 | 1 | Super Off Peak | 0 | 0 | 1 | Off Peak | 0 | 1 | Off Peak | 0 | 1 | Off Peak | 0 | 0 | 1 | Super Off Peak | 0 | 0 | 1 | Super Off Peak | 0 | 0 | 1 | Super Off Peak
2020-09-22 | 5 | 9 | 1 | 0 | 0 | 0 | 0.86519 |  | 0 | 0 | 1 | Super Off Peak | 0 | 0 | 1 | Off Peak | 0 | 1 | Off Peak | 0 | 1 | Off Peak | 0 | 0 | 1 | Super Off Peak | 0 | 0 | 1 | Super Off Peak | 0 | 0 | 1 | Super Off Peak
2020-09-22 | 6 | 9 | 1 | 0 | 0 | 0 | 0.85894 |  | 0 | 0 | 1 | Super Off Peak | 0 | 0 | 1 | Off Peak | 0 | 1 | Off Peak | 0 | 1 | Off Peak | 0 | 0 | 1 | Super Off Peak | 0 | 1 | 0 | Off Peak | 0 | 1 | 0 | Off Peak
2020-09-22 | 7 | 9 | 1 | 0 | 0 | 0 | 1.1426 |  | 0 | 1 | 0 | Off Peak | 0 | 1 | 0 | Semi Peak | 0 | 1 | Off Peak | 0 | 1 | Off Peak | 0 | 1 | 0 | Off Peak | 0 | 1 | 0 | Off Peak | 0 | 1 | 0 | Off Peak
2020-09-22 | 8 | 9 | 1 | 0 | 0 | 0 | 1.0693 |  | 0 | 1 | 0 | Off Peak | 0 | 1 | 0 | Semi Peak | 0 | 1 | Off Peak | 0 | 1 | Off Peak | 0 | 1 | 0 | Off Peak | 0 | 1 | 0 | Off Peak | 0 | 1 | 0 | Off Peak
2020-09-22 | 9 | 9 | 1 | 0 | 0 | 0 | 0.72769 |  | 0 | 1 | 0 | Off Peak | 0 | 1 | 0 | Semi Peak | 0 | 1 | Off Peak | 0 | 1 | Off Peak | 0 | 1 | 0 | Off Peak | 0 | 1 | 0 | Off Peak | 0 | 1 | 0 | Off Peak
2020-09-22 | 10 | 9 | 1 | 0 | 0 | 0 | 0.49036 |  | 0 | 1 | 0 | Off Peak | 0 | 1 | 0 | Semi Peak | 0 | 1 | Off Peak | 0 | 1 | Off Peak | 0 | 1 | 0 | Off Peak | 0 | 1 | 0 | Off Peak | 0 | 1 | 0 | Off Peak
2020-09-22 | 11 | 9 | 1 | 0 | 0 | 0 | 0.32549 |  | 0 | 1 | 0 | Off Peak | 0 | 1 | 0 | Semi Peak | 0 | 1 | Off Peak | 0 | 1 | Off Peak | 0 | 1 | 0 | Off Peak | 0 | 1 | 0 | Off Peak | 0 | 1 | 0 | Off Peak
2020-09-22 | 12 | 9 | 1 | 0 | 0 | 0 | 0.25397 |  | 0 | 1 | 0 | Off Peak | 1 | 0 | 0 | On Peak | 0 | 1 | Off Peak | 0 | 1 | Off Peak | 1 | 0 | 0 | On Peak | 0 | 1 | 0 | Off Peak | 0 | 1 | 0 | Off Peak
2020-09-22 | 13 | 9 | 1 | 0 | 0 | 0 | 0.22312 |  | 0 | 1 | 0 | Off Peak | 1 | 0 | 0 | On Peak | 0 | 1 | Off Peak | 1 | 0 | On Peak | 1 | 0 | 0 | On Peak | 1 | 0 | 0 | On Peak | 1 | 0 | 0 | On Peak
2020-09-22 | 14 | 9 | 1 | 0 | 0 | 0 | 0.25122 |  | 0 | 1 | 0 | Off Peak | 1 | 0 | 0 | On Peak | 0 | 1 | Off Peak | 1 | 0 | On Peak | 1 | 0 | 0 | On Peak | 1 | 0 | 0 | On Peak | 1 | 0 | 0 | On Peak
2020-09-22 | 15 | 9 | 1 | 0 | 0 | 0 | 0.37619 |  | 0 | 1 | 0 | Off Peak | 1 | 0 | 0 | On Peak | 0 | 1 | Off Peak | 1 | 0 | On Peak | 1 | 0 | 0 | On Peak | 1 | 0 | 0 | On Peak | 1 | 0 | 0 | On Peak
2020-09-22 | 16 | 9 | 1 | 0 | 0 | 0 | 0.5219 |  | 0 | 1 | 0 | Off Peak | 1 | 0 | 0 | On Peak | 0 | 1 | Off Peak | 1 | 0 | On Peak | 1 | 0 | 0 | On Peak | 1 | 0 | 0 | On Peak | 1 | 0 | 0 | On Peak
2020-09-22 | 17 | 9 | 1 | 0 | 0 | 0 | 0.77005 |  | 1 | 0 | 0 | On Peak | 1 | 0 | 0 | On Peak | 1 | 0 | On Peak | 1 | 0 | On Peak | 1 | 0 | 0 | On Peak | 1 | 0 | 0 | On Peak | 1 | 0 | 0 | On Peak
2020-09-22 | 18 | 9 | 1 | 0 | 0 | 0 | 1.2343 |  | 1 | 0 | 0 | On Peak | 1 | 0 | 0 | On Peak | 1 | 0 | On Peak | 1 | 0 | On Peak | 1 | 0 | 0 | On Peak | 1 | 0 | 0 | On Peak | 1 | 0 | 0 | On Peak
2020-09-22 | 19 | 9 | 1 | 0 | 0 | 0 | 1.678 |  | 1 | 0 | 0 | On Peak | 0 | 1 | 0 | Semi Peak | 1 | 0 | On Peak | 0 | 1 | Off Peak | 0 | 1 | 0 | Off Peak | 1 | 0 | 0 | On Peak | 0 | 1 | 0 | Off Peak
2020-09-22 | 20 | 9 | 1 | 0 | 0 | 0 | 1.7785 |  | 1 | 0 | 0 | On Peak | 0 | 1 | 0 | Semi Peak | 1 | 0 | On Peak | 0 | 1 | Off Peak | 0 | 1 | 0 | Off Peak | 1 | 0 | 0 | On Peak | 0 | 1 | 0 | Off Peak
2020-09-22 | 21 | 9 | 1 | 0 | 0 | 0 | 1.8605 |  | 1 | 0 | 0 | On Peak | 0 | 1 | 0 | Semi Peak | 1 | 0 | On Peak | 0 | 1 | Off Peak | 0 | 1 | 0 | Off Peak | 0 | 1 | 0 | Off Peak | 0 | 1 | 0 | Off Peak
2020-09-22 | 22 | 9 | 1 | 0 | 0 | 0 | 1.8339 |  | 0 | 1 | 0 | Off Peak | 0 | 1 | 0 | Semi Peak | 0 | 1 | Off Peak | 0 | 1 | Off Peak | 0 | 1 | 0 | Off Peak | 0 | 1 | 0 | Off Peak | 0 | 1 | 0 | Off Peak
2020-09-22 | 23 | 9 | 1 | 0 | 0 | 0 | 1.3648 |  | 0 | 1 | 0 | Off Peak | 0 | 0 | 1 | Off Peak | 0 | 1 | Off Peak | 0 | 1 | Off Peak | 0 | 0 | 1 | Super Off Peak | 0 | 1 | 0 | Off Peak | 0 | 1 | 0 | Off Peak
2020-09-22 | 24 | 9 | 1 | 0 | 0 | 0 | 1.2321 |  | 0 | 1 | 0 | Off Peak | 0 | 0 | 1 | Off Peak | 0 | 1 | Off Peak | 0 | 1 | Off Peak | 0 | 0 | 1 | Super Off Peak | 0 | 1 | 0 | Off Peak | 0 | 1 | 0 | Off Peak
2020-09-23 | 1 | 9 | 1 | 0 | 0 | 0 | 1.077 |  | 0 | 0 | 1 | Super Off Peak | 0 | 0 | 1 | Off Peak | 0 | 1 | Off Peak | 0 | 1 | Off Peak | 0 | 0 | 1 | Super Off Peak | 0 | 0 | 1 | Super Off Peak | 0 | 0 | 1 | Super Off Peak
2020-09-23 | 2 | 9 | 1 | 0 | 0 | 0 | 1.0254 |  | 0 | 0 | 1 | Super Off Peak | 0 | 0 | 1 | Off Peak | 0 | 1 | Off Peak | 0 | 1 | Off Peak | 0 | 0 | 1 | Super Off Peak | 0 | 0 | 1 | Super Off Peak | 0 | 0 | 1 | Super Off Peak
2020-09-23 | 3 | 9 | 1 | 0 | 0 | 0 | 0.93549 |  | 0 | 0 | 1 | Super Off Peak | 0 | 0 | 1 | Off Peak | 0 | 1 | Off Peak | 0 | 1 | Off Peak | 0 | 0 | 1 | Super Off Peak | 0 | 0 | 1 | Super Off Peak | 0 | 0 | 1 | Super Off Peak
2020-09-23 | 4 | 9 | 1 | 0 | 0 | 0 | 0.89815 |  | 0 | 0 | 1 | Super Off Peak | 0 | 0 | 1 | Off Peak | 0 | 1 | Off Peak | 0 | 1 | Off Peak | 0 | 0 | 1 | Super Off Peak | 0 | 0 | 1 | Super Off Peak | 0 | 0 | 1 | Super Off Peak
2020-09-23 | 5 | 9 | 1 | 0 | 0 | 0 | 0.8731 |  | 0 | 0 | 1 | Super Off Peak | 0 | 0 | 1 | Off Peak | 0 | 1 | Off Peak | 0 | 1 | Off Peak | 0 | 0 | 1 | Super Off Peak | 0 | 0 | 1 | Super Off Peak | 0 | 0 | 1 | Super Off Peak
2020-09-23 | 6 | 9 | 1 | 0 | 0 | 0 | 0.87344 |  | 0 | 0 | 1 | Super Off Peak | 0 | 0 | 1 | Off Peak | 0 | 1 | Off Peak | 0 | 1 | Off Peak | 0 | 0 | 1 | Super Off Peak | 0 | 1 | 0 | Off Peak | 0 | 1 | 0 | Off Peak
2020-09-23 | 7 | 9 | 1 | 0 | 0 | 0 | 1.1455 |  | 0 | 1 | 0 | Off Peak | 0 | 1 | 0 | Semi Peak | 0 | 1 | Off Peak | 0 | 1 | Off Peak | 0 | 1 | 0 | Off Peak | 0 | 1 | 0 | Off Peak | 0 | 1 | 0 | Off Peak
2020-09-23 | 8 | 9 | 1 | 0 | 0 | 0 | 1.0555 |  | 0 | 1 | 0 | Off Peak | 0 | 1 | 0 | Semi Peak | 0 | 1 | Off Peak | 0 | 1 | Off Peak | 0 | 1 | 0 | Off Peak | 0 | 1 | 0 | Off Peak | 0 | 1 | 0 | Off Peak
2020-09-23 | 9 | 9 | 1 | 0 | 0 | 0 | 0.70946 |  | 0 | 1 | 0 | Off Peak | 0 | 1 | 0 | Semi Peak | 0 | 1 | Off Peak | 0 | 1 | Off Peak | 0 | 1 | 0 | Off Peak | 0 | 1 | 0 | Off Peak | 0 | 1 | 0 | Off Peak
2020-09-23 | 10 | 9 | 1 | 0 | 0 | 0 | 0.46466 |  | 0 | 1 | 0 | Off Peak | 0 | 1 | 0 | Semi Peak | 0 | 1 | Off Peak | 0 | 1 | Off Peak | 0 | 1 | 0 | Off Peak | 0 | 1 | 0 | Off Peak | 0 | 1 | 0 | Off Peak
2020-09-23 | 11 | 9 | 1 | 0 | 0 | 0 | 0.30166 |  | 0 | 1 | 0 | Off Peak | 0 | 1 | 0 | Semi Peak | 0 | 1 | Off Peak | 0 | 1 | Off Peak | 0 | 1 | 0 | Off Peak | 0 | 1 | 0 | Off Peak | 0 | 1 | 0 | Off Peak
2020-09-23 | 12 | 9 | 1 | 0 | 0 | 0 | 0.23141 |  | 0 | 1 | 0 | Off Peak | 1 | 0 | 0 | On Peak | 0 | 1 | Off Peak | 0 | 1 | Off Peak | 1 | 0 | 0 | On Peak | 0 | 1 | 0 | Off Peak | 0 | 1 | 0 | Off Peak
2020-09-23 | 13 | 9 | 1 | 0 | 0 | 0 | 0.2164 |  | 0 | 1 | 0 | Off Peak | 1 | 0 | 0 | On Peak | 0 | 1 | Off Peak | 1 | 0 | On Peak | 1 | 0 | 0 | On Peak | 1 | 0 | 0 | On Peak | 1 | 0 | 0 | On Peak
2020-09-23 | 14 | 9 | 1 | 0 | 0 | 0 | 0.25511 |  | 0 | 1 | 0 | Off Peak | 1 | 0 | 0 | On Peak | 0 | 1 | Off Peak | 1 | 0 | On Peak | 1 | 0 | 0 | On Peak | 1 | 0 | 0 | On Peak | 1 | 0 | 0 | On Peak
2020-09-23 | 15 | 9 | 1 | 0 | 0 | 0 | 0.39055 |  | 0 | 1 | 0 | Off Peak | 1 | 0 | 0 | On Peak | 0 | 1 | Off Peak | 1 | 0 | On Peak | 1 | 0 | 0 | On Peak | 1 | 0 | 0 | On Peak | 1 | 0 | 0 | On Peak
2020-09-23 | 16 | 9 | 1 | 0 | 0 | 0 | 0.54811 |  | 0 | 1 | 0 | Off Peak | 1 | 0 | 0 | On Peak | 0 | 1 | Off Peak | 1 | 0 | On Peak | 1 | 0 | 0 | On Peak | 1 | 0 | 0 | On Peak | 1 | 0 | 0 | On Peak
2020-09-23 | 17 | 9 | 1 | 0 | 0 | 0 | 0.81556 |  | 1 | 0 | 0 | On Peak | 1 | 0 | 0 | On Peak | 1 | 0 | On Peak | 1 | 0 | On Peak | 1 | 0 | 0 | On Peak | 1 | 0 | 0 | On Peak | 1 | 0 | 0 | On Peak
2020-09-23 | 18 | 9 | 1 | 0 | 0 | 0 | 1.2964 |  | 1 | 0 | 0 | On Peak | 1 | 0 | 0 | On Peak | 1 | 0 | On Peak | 1 | 0 | On Peak | 1 | 0 | 0 | On Peak | 1 | 0 | 0 | On Peak | 1 | 0 | 0 | On Peak
2020-09-23 | 19 | 9 | 1 | 0 | 0 | 0 | 1.7677 |  | 1 | 0 | 0 | On Peak | 0 | 1 | 0 | Semi Peak | 1 | 0 | On Peak | 0 | 1 | Off Peak | 0 | 1 | 0 | Off Peak | 1 | 0 | 0 | On Peak | 0 | 1 | 0 | Off Peak
2020-09-23 | 20 | 9 | 1 | 0 | 0 | 0 | 1.8647 |  | 1 | 0 | 0 | On Peak | 0 | 1 | 0 | Semi Peak | 1 | 0 | On Peak | 0 | 1 | Off Peak | 0 | 1 | 0 | Off Peak | 1 | 0 | 0 | On Peak | 0 | 1 | 0 | Off Peak
2020-09-23 | 21 | 9 | 1 | 0 | 0 | 0 | 1.9298 |  | 1 | 0 | 0 | On Peak | 0 | 1 | 0 | Semi Peak | 1 | 0 | On Peak | 0 | 1 | Off Peak | 0 | 1 | 0 | Off Peak | 0 | 1 | 0 | Off Peak | 0 | 1 | 0 | Off Peak
2020-09-23 | 22 | 9 | 1 | 0 | 0 | 0 | 1.9005 |  | 0 | 1 | 0 | Off Peak | 0 | 1 | 0 | Semi Peak | 0 | 1 | Off Peak | 0 | 1 | Off Peak | 0 | 1 | 0 | Off Peak | 0 | 1 | 0 | Off Peak | 0 | 1 | 0 | Off Peak
2020-09-23 | 23 | 9 | 1 | 0 | 0 | 0 | 1.432 |  | 0 | 1 | 0 | Off Peak | 0 | 0 | 1 | Off Peak | 0 | 1 | Off Peak | 0 | 1 | Off Peak | 0 | 0 | 1 | Super Off Peak | 0 | 1 | 0 | Off Peak | 0 | 1 | 0 | Off Peak
2020-09-23 | 24 | 9 | 1 | 0 | 0 | 0 | 1.2994 |  | 0 | 1 | 0 | Off Peak | 0 | 0 | 1 | Off Peak | 0 | 1 | Off Peak | 0 | 1 | Off Peak | 0 | 0 | 1 | Super Off Peak | 0 | 1 | 0 | Off Peak | 0 | 1 | 0 | Off Peak
2020-09-24 | 1 | 9 | 1 | 0 | 0 | 0 | 1.1511 |  | 0 | 0 | 1 | Super Off Peak | 0 | 0 | 1 | Off Peak | 0 | 1 | Off Peak | 0 | 1 | Off Peak | 0 | 0 | 1 | Super Off Peak | 0 | 0 | 1 | Super Off Peak | 0 | 0 | 1 | Super Off Peak
2020-09-24 | 2 | 9 | 1 | 0 | 0 | 0 | 0.97951 |  | 0 | 0 | 1 | Super Off Peak | 0 | 0 | 1 | Off Peak | 0 | 1 | Off Peak | 0 | 1 | Off Peak | 0 | 0 | 1 | Super Off Peak | 0 | 0 | 1 | Super Off Peak | 0 | 0 | 1 | Super Off Peak
2020-09-24 | 3 | 9 | 1 | 0 | 0 | 0 | 0.92511 |  | 0 | 0 | 1 | Super Off Peak | 0 | 0 | 1 | Off Peak | 0 | 1 | Off Peak | 0 | 1 | Off Peak | 0 | 0 | 1 | Super Off Peak | 0 | 0 | 1 | Super Off Peak | 0 | 0 | 1 | Super Off Peak
2020-09-24 | 4 | 9 | 1 | 0 | 0 | 0 | 0.89111 |  | 0 | 0 | 1 | Super Off Peak | 0 | 0 | 1 | Off Peak | 0 | 1 | Off Peak | 0 | 1 | Off Peak | 0 | 0 | 1 | Super Off Peak | 0 | 0 | 1 | Super Off Peak | 0 | 0 | 1 | Super Off Peak
2020-09-24 | 5 | 9 | 1 | 0 | 0 | 0 | 0.86474 |  | 0 | 0 | 1 | Super Off Peak | 0 | 0 | 1 | Off Peak | 0 | 1 | Off Peak | 0 | 1 | Off Peak | 0 | 0 | 1 | Super Off Peak | 0 | 0 | 1 | Super Off Peak | 0 | 0 | 1 | Super Off Peak
2020-09-24 | 6 | 9 | 1 | 0 | 0 | 0 | 0.86622 |  | 0 | 0 | 1 | Super Off Peak | 0 | 0 | 1 | Off Peak | 0 | 1 | Off Peak | 0 | 1 | Off Peak | 0 | 0 | 1 | Super Off Peak | 0 | 1 | 0 | Off Peak | 0 | 1 | 0 | Off Peak
2020-09-24 | 7 | 9 | 1 | 0 | 0 | 0 | 1.1607 |  | 0 | 1 | 0 | Off Peak | 0 | 1 | 0 | Semi Peak | 0 | 1 | Off Peak | 0 | 1 | Off Peak | 0 | 1 | 0 | Off Peak | 0 | 1 | 0 | Off Peak | 0 | 1 | 0 | Off Peak
2020-09-24 | 8 | 9 | 1 | 0 | 0 | 0 | 1.1087 |  | 0 | 1 | 0 | Off Peak | 0 | 1 | 0 | Semi Peak | 0 | 1 | Off Peak | 0 | 1 | Off Peak | 0 | 1 | 0 | Off Peak | 0 | 1 | 0 | Off Peak | 0 | 1 | 0 | Off Peak
2020-09-24 | 9 | 9 | 1 | 0 | 0 | 0 | 0.77148 |  | 0 | 1 | 0 | Off Peak | 0 | 1 | 0 | Semi Peak | 0 | 1 | Off Peak | 0 | 1 | Off Peak | 0 | 1 | 0 | Off Peak | 0 | 1 | 0 | Off Peak | 0 | 1 | 0 | Off Peak
2020-09-24 | 10 | 9 | 1 | 0 | 0 | 0 | 0.50978 |  | 0 | 1 | 0 | Off Peak | 0 | 1 | 0 | Semi Peak | 0 | 1 | Off Peak | 0 | 1 | Off Peak | 0 | 1 | 0 | Off Peak | 0 | 1 | 0 | Off Peak | 0 | 1 | 0 | Off Peak
2020-09-24 | 11 | 9 | 1 | 0 | 0 | 0 | 0.35621 |  | 0 | 1 | 0 | Off Peak | 0 | 1 | 0 | Semi Peak | 0 | 1 | Off Peak | 0 | 1 | Off Peak | 0 | 1 | 0 | Off Peak | 0 | 1 | 0 | Off Peak | 0 | 1 | 0 | Off Peak
2020-09-24 | 12 | 9 | 1 | 0 | 0 | 0 | 0.2898 |  | 0 | 1 | 0 | Off Peak | 1 | 0 | 0 | On Peak | 0 | 1 | Off Peak | 0 | 1 | Off Peak | 1 | 0 | 0 | On Peak | 0 | 1 | 0 | Off Peak | 0 | 1 | 0 | Off Peak
2020-09-24 | 13 | 9 | 1 | 0 | 0 | 0 | 0.23043 |  | 0 | 1 | 0 | Off Peak | 1 | 0 | 0 | On Peak | 0 | 1 | Off Peak | 1 | 0 | On Peak | 1 | 0 | 0 | On Peak | 1 | 0 | 0 | On Peak | 1 | 0 | 0 | On Peak
2020-09-24 | 14 | 9 | 1 | 0 | 0 | 0 | 0.24049 |  | 0 | 1 | 0 | Off Peak | 1 | 0 | 0 | On Peak | 0 | 1 | Off Peak | 1 | 0 | On Peak | 1 | 0 | 0 | On Peak | 1 | 0 | 0 | On Peak | 1 | 0 | 0 | On Peak
2020-09-24 | 15 | 9 | 1 | 0 | 0 | 0 | 0.36569 |  | 0 | 1 | 0 | Off Peak | 1 | 0 | 0 | On Peak | 0 | 1 | Off Peak | 1 | 0 | On Peak | 1 | 0 | 0 | On Peak | 1 | 0 | 0 | On Peak | 1 | 0 | 0 | On Peak
2020-09-24 | 16 | 9 | 1 | 0 | 0 | 0 | 0.50195 |  | 0 | 1 | 0 | Off Peak | 1 | 0 | 0 | On Peak | 0 | 1 | Off Peak | 1 | 0 | On Peak | 1 | 0 | 0 | On Peak | 1 | 0 | 0 | On Peak | 1 | 0 | 0 | On Peak
2020-09-24 | 17 | 9 | 1 | 0 | 0 | 0 | 0.74467 |  | 1 | 0 | 0 | On Peak | 1 | 0 | 0 | On Peak | 1 | 0 | On Peak | 1 | 0 | On Peak | 1 | 0 | 0 | On Peak | 1 | 0 | 0 | On Peak | 1 | 0 | 0 | On Peak
2020-09-24 | 18 | 9 | 1 | 0 | 0 | 0 | 1.2091 |  | 1 | 0 | 0 | On Peak | 1 | 0 | 0 | On Peak | 1 | 0 | On Peak | 1 | 0 | On Peak | 1 | 0 | 0 | On Peak | 1 | 0 | 0 | On Peak | 1 | 0 | 0 | On Peak
2020-09-24 | 19 | 9 | 1 | 0 | 0 | 0 | 1.6699 |  | 1 | 0 | 0 | On Peak | 0 | 1 | 0 | Semi Peak | 1 | 0 | On Peak | 0 | 1 | Off Peak | 0 | 1 | 0 | Off Peak | 1 | 0 | 0 | On Peak | 0 | 1 | 0 | Off Peak
2020-09-24 | 20 | 9 | 1 | 0 | 0 | 0 | 1.7643 |  | 1 | 0 | 0 | On Peak | 0 | 1 | 0 | Semi Peak | 1 | 0 | On Peak | 0 | 1 | Off Peak | 0 | 1 | 0 | Off Peak | 1 | 0 | 0 | On Peak | 0 | 1 | 0 | Off Peak
2020-09-24 | 21 | 9 | 1 | 0 | 0 | 0 | 1.8492 |  | 1 | 0 | 0 | On Peak | 0 | 1 | 0 | Semi Peak | 1 | 0 | On Peak | 0 | 1 | Off Peak | 0 | 1 | 0 | Off Peak | 0 | 1 | 0 | Off Peak | 0 | 1 | 0 | Off Peak
2020-09-24 | 22 | 9 | 1 | 0 | 0 | 0 | 1.8286 |  | 0 | 1 | 0 | Off Peak | 0 | 1 | 0 | Semi Peak | 0 | 1 | Off Peak | 0 | 1 | Off Peak | 0 | 1 | 0 | Off Peak | 0 | 1 | 0 | Off Peak | 0 | 1 | 0 | Off Peak
2020-09-24 | 23 | 9 | 1 | 0 | 0 | 0 | 1.3665 |  | 0 | 1 | 0 | Off Peak | 0 | 0 | 1 | Off Peak | 0 | 1 | Off Peak | 0 | 1 | Off Peak | 0 | 0 | 1 | Super Off Peak | 0 | 1 | 0 | Off Peak | 0 | 1 | 0 | Off Peak
2020-09-24 | 24 | 9 | 1 | 0 | 0 | 0 | 1.2402 |  | 0 | 1 | 0 | Off Peak | 0 | 0 | 1 | Off Peak | 0 | 1 | Off Peak | 0 | 1 | Off Peak | 0 | 0 | 1 | Super Off Peak | 0 | 1 | 0 | Off Peak | 0 | 1 | 0 | Off Peak
2020-09-25 | 1 | 9 | 1 | 0 | 0 | 0 | 1.0854 |  | 0 | 0 | 1 | Super Off Peak | 0 | 0 | 1 | Off Peak | 0 | 1 | Off Peak | 0 | 1 | Off Peak | 0 | 0 | 1 | Super Off Peak | 0 | 0 | 1 | Super Off Peak | 0 | 0 | 1 | Super Off Peak
2020-09-25 | 2 | 9 | 1 | 0 | 0 | 0 | 0.95079 |  | 0 | 0 | 1 | Super Off Peak | 0 | 0 | 1 | Off Peak | 0 | 1 | Off Peak | 0 | 1 | Off Peak | 0 | 0 | 1 | Super Off Peak | 0 | 0 | 1 | Super Off Peak | 0 | 0 | 1 | Super Off Peak
2020-09-25 | 3 | 9 | 1 | 0 | 0 | 0 | 0.91214 |  | 0 | 0 | 1 | Super Off Peak | 0 | 0 | 1 | Off Peak | 0 | 1 | Off Peak | 0 | 1 | Off Peak | 0 | 0 | 1 | Super Off Peak | 0 | 0 | 1 | Super Off Peak | 0 | 0 | 1 | Super Off Peak
2020-09-25 | 4 | 9 | 1 | 0 | 0 | 0 | 0.88075 |  | 0 | 0 | 1 | Super Off Peak | 0 | 0 | 1 | Off Peak | 0 | 1 | Off Peak | 0 | 1 | Off Peak | 0 | 0 | 1 | Super Off Peak | 0 | 0 | 1 | Super Off Peak | 0 | 0 | 1 | Super Off Peak
2020-09-25 | 5 | 9 | 1 | 0 | 0 | 0 | 0.85935 |  | 0 | 0 | 1 | Super Off Peak | 0 | 0 | 1 | Off Peak | 0 | 1 | Off Peak | 0 | 1 | Off Peak | 0 | 0 | 1 | Super Off Peak | 0 | 0 | 1 | Super Off Peak | 0 | 0 | 1 | Super Off Peak
2020-09-25 | 6 | 9 | 1 | 0 | 0 | 0 | 0.86392 |  | 0 | 0 | 1 | Super Off Peak | 0 | 0 | 1 | Off Peak | 0 | 1 | Off Peak | 0 | 1 | Off Peak | 0 | 0 | 1 | Super Off Peak | 0 | 1 | 0 | Off Peak | 0 | 1 | 0 | Off Peak
2020-09-25 | 7 | 9 | 1 | 0 | 0 | 0 | 1.1552 |  | 0 | 1 | 0 | Off Peak | 0 | 1 | 0 | Semi Peak | 0 | 1 | Off Peak | 0 | 1 | Off Peak | 0 | 1 | 0 | Off Peak | 0 | 1 | 0 | Off Peak | 0 | 1 | 0 | Off Peak
2020-09-25 | 8 | 9 | 1 | 0 | 0 | 0 | 1.1065 |  | 0 | 1 | 0 | Off Peak | 0 | 1 | 0 | Semi Peak | 0 | 1 | Off Peak | 0 | 1 | Off Peak | 0 | 1 | 0 | Off Peak | 0 | 1 | 0 | Off Peak | 0 | 1 | 0 | Off Peak
2020-09-25 | 9 | 9 | 1 | 0 | 0 | 0 | 0.76612 |  | 0 | 1 | 0 | Off Peak | 0 | 1 | 0 | Semi Peak | 0 | 1 | Off Peak | 0 | 1 | Off Peak | 0 | 1 | 0 | Off Peak | 0 | 1 | 0 | Off Peak | 0 | 1 | 0 | Off Peak
2020-09-25 | 10 | 9 | 1 | 0 | 0 | 0 | 0.50967 |  | 0 | 1 | 0 | Off Peak | 0 | 1 | 0 | Semi Peak | 0 | 1 | Off Peak | 0 | 1 | Off Peak | 0 | 1 | 0 | Off Peak | 0 | 1 | 0 | Off Peak | 0 | 1 | 0 | Off Peak
2020-09-25 | 11 | 9 | 1 | 0 | 0 | 0 | 0.3444 |  | 0 | 1 | 0 | Off Peak | 0 | 1 | 0 | Semi Peak | 0 | 1 | Off Peak | 0 | 1 | Off Peak | 0 | 1 | 0 | Off Peak | 0 | 1 | 0 | Off Peak | 0 | 1 | 0 | Off Peak
2020-09-25 | 12 | 9 | 1 | 0 | 0 | 0 | 0.25563 |  | 0 | 1 | 0 | Off Peak | 1 | 0 | 0 | On Peak | 0 | 1 | Off Peak | 0 | 1 | Off Peak | 1 | 0 | 0 | On Peak | 0 | 1 | 0 | Off Peak | 0 | 1 | 0 | Off Peak
2020-09-25 | 13 | 9 | 1 | 0 | 0 | 0 | 0.20246 |  | 0 | 1 | 0 | Off Peak | 1 | 0 | 0 | On Peak | 0 | 1 | Off Peak | 1 | 0 | On Peak | 1 | 0 | 0 | On Peak | 1 | 0 | 0 | On Peak | 1 | 0 | 0 | On Peak
2020-09-25 | 14 | 9 | 1 | 0 | 0 | 0 | 0.20826 |  | 0 | 1 | 0 | Off Peak | 1 | 0 | 0 | On Peak | 0 | 1 | Off Peak | 1 | 0 | On Peak | 1 | 0 | 0 | On Peak | 1 | 0 | 0 | On Peak | 1 | 0 | 0 | On Peak
2020-09-25 | 15 | 9 | 1 | 0 | 0 | 0 | 0.32518 |  | 0 | 1 | 0 | Off Peak | 1 | 0 | 0 | On Peak | 0 | 1 | Off Peak | 1 | 0 | On Peak | 1 | 0 | 0 | On Peak | 1 | 0 | 0 | On Peak | 1 | 0 | 0 | On Peak
2020-09-25 | 16 | 9 | 1 | 0 | 0 | 0 | 0.46903 |  | 0 | 1 | 0 | Off Peak | 1 | 0 | 0 | On Peak | 0 | 1 | Off Peak | 1 | 0 | On Peak | 1 | 0 | 0 | On Peak | 1 | 0 | 0 | On Peak | 1 | 0 | 0 | On Peak
2020-09-25 | 17 | 9 | 1 | 0 | 0 | 0 | 0.71025 |  | 1 | 0 | 0 | On Peak | 1 | 0 | 0 | On Peak | 1 | 0 | On Peak | 1 | 0 | On Peak | 1 | 0 | 0 | On Peak | 1 | 0 | 0 | On Peak | 1 | 0 | 0 | On Peak
2020-09-25 | 18 | 9 | 1 | 0 | 0 | 0 | 1.1717 |  | 1 | 0 | 0 | On Peak | 1 | 0 | 0 | On Peak | 1 | 0 | On Peak | 1 | 0 | On Peak | 1 | 0 | 0 | On Peak | 1 | 0 | 0 | On Peak | 1 | 0 | 0 | On Peak
2020-09-25 | 19 | 9 | 1 | 0 | 0 | 0 | 1.6205 |  | 1 | 0 | 0 | On Peak | 0 | 1 | 0 | Semi Peak | 1 | 0 | On Peak | 0 | 1 | Off Peak | 0 | 1 | 0 | Off Peak | 1 | 0 | 0 | On Peak | 0 | 1 | 0 | Off Peak
2020-09-25 | 20 | 9 | 1 | 0 | 0 | 0 | 1.7199 |  | 1 | 0 | 0 | On Peak | 0 | 1 | 0 | Semi Peak | 1 | 0 | On Peak | 0 | 1 | Off Peak | 0 | 1 | 0 | Off Peak | 1 | 0 | 0 | On Peak | 0 | 1 | 0 | Off Peak
2020-09-25 | 21 | 9 | 1 | 0 | 0 | 0 | 1.8179 |  | 1 | 0 | 0 | On Peak | 0 | 1 | 0 | Semi Peak | 1 | 0 | On Peak | 0 | 1 | Off Peak | 0 | 1 | 0 | Off Peak | 0 | 1 | 0 | Off Peak | 0 | 1 | 0 | Off Peak
2020-09-25 | 22 | 9 | 1 | 0 | 0 | 0 | 1.7888 |  | 0 | 1 | 0 | Off Peak | 0 | 1 | 0 | Semi Peak | 0 | 1 | Off Peak | 0 | 1 | Off Peak | 0 | 1 | 0 | Off Peak | 0 | 1 | 0 | Off Peak | 0 | 1 | 0 | Off Peak
2020-09-25 | 23 | 9 | 1 | 0 | 0 | 0 | 1.3384 |  | 0 | 1 | 0 | Off Peak | 0 | 0 | 1 | Off Peak | 0 | 1 | Off Peak | 0 | 1 | Off Peak | 0 | 0 | 1 | Super Off Peak | 0 | 1 | 0 | Off Peak | 0 | 1 | 0 | Off Peak
2020-09-25 | 24 | 9 | 1 | 0 | 0 | 0 | 1.2066 |  | 0 | 1 | 0 | Off Peak | 0 | 0 | 1 | Off Peak | 0 | 1 | Off Peak | 0 | 1 | Off Peak | 0 | 0 | 1 | Super Off Peak | 0 | 1 | 0 | Off Peak | 0 | 1 | 0 | Off Peak
2020-09-26 | 1 | 9 | 1 | 1 | 0 | 0 | 1.0521 |  | 0 | 0 | 1 | Super Off Peak | 0 | 0 | 1 | Off Peak | 0 | 1 | Off Peak | 0 | 1 | Off Peak | 0 | 0 | 1 | Super Off Peak | 0 | 0 | 1 | Super Off Peak | 0 | 0 | 1 | Super Off Peak
2020-09-26 | 2 | 9 | 1 | 1 | 0 | 0 | 0.90946 |  | 0 | 0 | 1 | Super Off Peak | 0 | 0 | 1 | Off Peak | 0 | 1 | Off Peak | 0 | 1 | Off Peak | 0 | 0 | 1 | Super Off Peak | 0 | 0 | 1 | Super Off Peak | 0 | 0 | 1 | Super Off Peak
2020-09-26 | 3 | 9 | 1 | 1 | 0 | 0 | 0.87574 |  | 0 | 0 | 1 | Super Off Peak | 0 | 0 | 1 | Off Peak | 0 | 1 | Off Peak | 0 | 1 | Off Peak | 0 | 0 | 1 | Super Off Peak | 0 | 0 | 1 | Super Off Peak | 0 | 0 | 1 | Super Off Peak
2020-09-26 | 4 | 9 | 1 | 1 | 0 | 0 | 0.84725 |  | 0 | 0 | 1 | Super Off Peak | 0 | 0 | 1 | Off Peak | 0 | 1 | Off Peak | 0 | 1 | Off Peak | 0 | 0 | 1 | Super Off Peak | 0 | 0 | 1 | Super Off Peak | 0 | 0 | 1 | Super Off Peak
2020-09-26 | 5 | 9 | 1 | 1 | 0 | 0 | 0.82294 |  | 0 | 0 | 1 | Super Off Peak | 0 | 0 | 1 | Off Peak | 0 | 1 | Off Peak | 0 | 1 | Off Peak | 0 | 0 | 1 | Super Off Peak | 0 | 0 | 1 | Super Off Peak | 0 | 0 | 1 | Super Off Peak
2020-09-26 | 6 | 9 | 1 | 1 | 0 | 0 | 0.81861 |  | 0 | 0 | 1 | Super Off Peak | 0 | 0 | 1 | Off Peak | 0 | 1 | Off Peak | 0 | 1 | Off Peak | 0 | 0 | 1 | Super Off Peak | 0 | 1 | 0 | Off Peak | 0 | 1 | 0 | Off Peak
2020-09-26 | 7 | 9 | 1 | 1 | 0 | 0 | 1.0558 |  | 0 | 0 | 1 | Super Off Peak | 0 | 0 | 1 | Off Peak | 0 | 1 | Off Peak | 0 | 1 | Off Peak | 0 | 0 | 1 | Super Off Peak | 0 | 1 | 0 | Off Peak | 0 | 1 | 0 | Off Peak
2020-09-26 | 8 | 9 | 1 | 1 | 0 | 0 | 0.90531 |  | 0 | 0 | 1 | Super Off Peak | 0 | 0 | 1 | Off Peak | 0 | 1 | Off Peak | 0 | 1 | Off Peak | 0 | 0 | 1 | Super Off Peak | 0 | 1 | 0 | Off Peak | 0 | 1 | 0 | Off Peak
2020-09-26 | 9 | 9 | 1 | 1 | 0 | 0 | 0.52648 |  | 0 | 0 | 1 | Super Off Peak | 0 | 0 | 1 | Off Peak | 0 | 1 | Off Peak | 0 | 1 | Off Peak | 0 | 0 | 1 | Super Off Peak | 0 | 1 | 0 | Off Peak | 0 | 1 | 0 | Off Peak
2020-09-26 | 10 | 9 | 1 | 1 | 0 | 0 | 0.29341 |  | 0 | 0 | 1 | Super Off Peak | 0 | 0 | 1 | Off Peak | 0 | 1 | Off Peak | 0 | 1 | Off Peak | 0 | 0 | 1 | Super Off Peak | 0 | 1 | 0 | Off Peak | 0 | 1 | 0 | Off Peak
2020-09-26 | 11 | 9 | 1 | 1 | 0 | 0 | 0.13535 |  | 0 | 0 | 1 | Super Off Peak | 0 | 0 | 1 | Off Peak | 0 | 1 | Off Peak | 0 | 1 | Off Peak | 0 | 0 | 1 | Super Off Peak | 0 | 1 | 0 | Off Peak | 0 | 1 | 0 | Off Peak
2020-09-26 | 12 | 9 | 1 | 1 | 0 | 0 | 0.049946 |  | 0 | 0 | 1 | Super Off Peak | 0 | 0 | 1 | Off Peak | 0 | 1 | Off Peak | 0 | 1 | Off Peak | 0 | 0 | 1 | Super Off Peak | 0 | 1 | 0 | Off Peak | 0 | 1 | 0 | Off Peak
2020-09-26 | 13 | 9 | 1 | 1 | 0 | 0 | -0.016509 |  | 0 | 0 | 1 | Super Off Peak | 0 | 0 | 1 | Off Peak | 0 | 1 | Off Peak | 0 | 1 | Off Peak | 0 | 0 | 1 | Super Off Peak | 1 | 0 | 0 | On Peak | 1 | 0 | 0 | On Peak
2020-09-26 | 14 | 9 | 1 | 1 | 0 | 0 | -0.0048583 |  | 0 | 0 | 1 | Super Off Peak | 0 | 0 | 1 | Off Peak | 0 | 1 | Off Peak | 0 | 1 | Off Peak | 0 | 0 | 1 | Super Off Peak | 1 | 0 | 0 | On Peak | 1 | 0 | 0 | On Peak
2020-09-26 | 15 | 9 | 1 | 1 | 0 | 0 | 0.10664 |  | 0 | 1 | 0 | Off Peak | 0 | 0 | 1 | Off Peak | 0 | 1 | Off Peak | 0 | 1 | Off Peak | 0 | 0 | 1 | Super Off Peak | 1 | 0 | 0 | On Peak | 1 | 0 | 0 | On Peak
2020-09-26 | 16 | 9 | 1 | 1 | 0 | 0 | 0.24804 |  | 0 | 1 | 0 | Off Peak | 0 | 0 | 1 | Off Peak | 0 | 1 | Off Peak | 0 | 1 | Off Peak | 0 | 0 | 1 | Super Off Peak | 1 | 0 | 0 | On Peak | 1 | 0 | 0 | On Peak
2020-09-26 | 17 | 9 | 1 | 1 | 0 | 0 | 0.48133 |  | 1 | 0 | 0 | On Peak | 0 | 0 | 1 | Off Peak | 0 | 1 | Off Peak | 0 | 1 | Off Peak | 0 | 0 | 1 | Super Off Peak | 1 | 0 | 0 | On Peak | 1 | 0 | 0 | On Peak
2020-09-26 | 18 | 9 | 1 | 1 | 0 | 0 | 0.96481 |  | 1 | 0 | 0 | On Peak | 0 | 0 | 1 | Off Peak | 0 | 1 | Off Peak | 0 | 1 | Off Peak | 0 | 0 | 1 | Super Off Peak | 1 | 0 | 0 | On Peak | 1 | 0 | 0 | On Peak
2020-09-26 | 19 | 9 | 1 | 1 | 0 | 0 | 1.4241 |  | 1 | 0 | 0 | On Peak | 0 | 0 | 1 | Off Peak | 0 | 1 | Off Peak | 0 | 1 | Off Peak | 0 | 0 | 1 | Super Off Peak | 1 | 0 | 0 | On Peak | 0 | 1 | 0 | Off Peak
2020-09-26 | 20 | 9 | 1 | 1 | 0 | 0 | 1.559 |  | 1 | 0 | 0 | On Peak | 0 | 0 | 1 | Off Peak | 0 | 1 | Off Peak | 0 | 1 | Off Peak | 0 | 0 | 1 | Super Off Peak | 1 | 0 | 0 | On Peak | 0 | 1 | 0 | Off Peak
2020-09-26 | 21 | 9 | 1 | 1 | 0 | 0 | 1.6488 |  | 1 | 0 | 0 | On Peak | 0 | 0 | 1 | Off Peak | 0 | 1 | Off Peak | 0 | 1 | Off Peak | 0 | 0 | 1 | Super Off Peak | 0 | 1 | 0 | Off Peak | 0 | 1 | 0 | Off Peak
2020-09-26 | 22 | 9 | 1 | 1 | 0 | 0 | 1.6643 |  | 0 | 1 | 0 | Off Peak | 0 | 0 | 1 | Off Peak | 0 | 1 | Off Peak | 0 | 1 | Off Peak | 0 | 0 | 1 | Super Off Peak | 0 | 1 | 0 | Off Peak | 0 | 1 | 0 | Off Peak
2020-09-26 | 23 | 9 | 1 | 1 | 0 | 0 | 1.2449 |  | 0 | 1 | 0 | Off Peak | 0 | 0 | 1 | Off Peak | 0 | 1 | Off Peak | 0 | 1 | Off Peak | 0 | 0 | 1 | Super Off Peak | 0 | 1 | 0 | Off Peak | 0 | 1 | 0 | Off Peak
2020-09-26 | 24 | 9 | 1 | 1 | 0 | 0 | 1.1355 |  | 0 | 1 | 0 | Off Peak | 0 | 0 | 1 | Off Peak | 0 | 1 | Off Peak | 0 | 1 | Off Peak | 0 | 0 | 1 | Super Off Peak | 0 | 1 | 0 | Off Peak | 0 | 1 | 0 | Off Peak
2020-09-27 | 1 | 9 | 1 | 1 | 1 | 0 | 1.0041 |  | 0 | 0 | 1 | Super Off Peak | 0 | 0 | 1 | Off Peak | 0 | 1 | Off Peak | 0 | 1 | Off Peak | 0 | 0 | 1 | Super Off Peak | 0 | 0 | 1 | Super Off Peak | 0 | 0 | 1 | Super Off Peak
2020-09-27 | 2 | 9 | 1 | 1 | 1 | 0 | 0.91925 |  | 0 | 0 | 1 | Super Off Peak | 0 | 0 | 1 | Off Peak | 0 | 1 | Off Peak | 0 | 1 | Off Peak | 0 | 0 | 1 | Super Off Peak | 0 | 0 | 1 | Super Off Peak | 0 | 0 | 1 | Super Off Peak
2020-09-27 | 3 | 9 | 1 | 1 | 1 | 0 | 0.88641 |  | 0 | 0 | 1 | Super Off Peak | 0 | 0 | 1 | Off Peak | 0 | 1 | Off Peak | 0 | 1 | Off Peak | 0 | 0 | 1 | Super Off Peak | 0 | 0 | 1 | Super Off Peak | 0 | 0 | 1 | Super Off Peak
2020-09-27 | 4 | 9 | 1 | 1 | 1 | 0 | 0.861 |  | 0 | 0 | 1 | Super Off Peak | 0 | 0 | 1 | Off Peak | 0 | 1 | Off Peak | 0 | 1 | Off Peak | 0 | 0 | 1 | Super Off Peak | 0 | 0 | 1 | Super Off Peak | 0 | 0 | 1 | Super Off Peak
2020-09-27 | 5 | 9 | 1 | 1 | 1 | 0 | 0.83712 |  | 0 | 0 | 1 | Super Off Peak | 0 | 0 | 1 | Off Peak | 0 | 1 | Off Peak | 0 | 1 | Off Peak | 0 | 0 | 1 | Super Off Peak | 0 | 0 | 1 | Super Off Peak | 0 | 0 | 1 | Super Off Peak
2020-09-27 | 6 | 9 | 1 | 1 | 1 | 0 | 0.84917 |  | 0 | 0 | 1 | Super Off Peak | 0 | 0 | 1 | Off Peak | 0 | 1 | Off Peak | 0 | 1 | Off Peak | 0 | 0 | 1 | Super Off Peak | 0 | 1 | 0 | Off Peak | 0 | 1 | 0 | Off Peak
2020-09-27 | 7 | 9 | 1 | 1 | 1 | 0 | 0.90032 |  | 0 | 0 | 1 | Super Off Peak | 0 | 0 | 1 | Off Peak | 0 | 1 | Off Peak | 0 | 1 | Off Peak | 0 | 0 | 1 | Super Off Peak | 0 | 1 | 0 | Off Peak | 0 | 1 | 0 | Off Peak
2020-09-27 | 8 | 9 | 1 | 1 | 1 | 0 | 0.84785 |  | 0 | 0 | 1 | Super Off Peak | 0 | 0 | 1 | Off Peak | 0 | 1 | Off Peak | 0 | 1 | Off Peak | 0 | 0 | 1 | Super Off Peak | 0 | 1 | 0 | Off Peak | 0 | 1 | 0 | Off Peak
2020-09-27 | 9 | 9 | 1 | 1 | 1 | 0 | 0.57652 |  | 0 | 0 | 1 | Super Off Peak | 0 | 0 | 1 | Off Peak | 0 | 1 | Off Peak | 0 | 1 | Off Peak | 0 | 0 | 1 | Super Off Peak | 0 | 1 | 0 | Off Peak | 0 | 1 | 0 | Off Peak
2020-09-27 | 10 | 9 | 1 | 1 | 1 | 0 | 0.38333 |  | 0 | 0 | 1 | Super Off Peak | 0 | 0 | 1 | Off Peak | 0 | 1 | Off Peak | 0 | 1 | Off Peak | 0 | 0 | 1 | Super Off Peak | 0 | 1 | 0 | Off Peak | 0 | 1 | 0 | Off Peak
2020-09-27 | 11 | 9 | 1 | 1 | 1 | 0 | 0.23898 |  | 0 | 0 | 1 | Super Off Peak | 0 | 0 | 1 | Off Peak | 0 | 1 | Off Peak | 0 | 1 | Off Peak | 0 | 0 | 1 | Super Off Peak | 0 | 1 | 0 | Off Peak | 0 | 1 | 0 | Off Peak
2020-09-27 | 12 | 9 | 1 | 1 | 1 | 0 | 0.15864 |  | 0 | 0 | 1 | Super Off Peak | 0 | 0 | 1 | Off Peak | 0 | 1 | Off Peak | 0 | 1 | Off Peak | 0 | 0 | 1 | Super Off Peak | 0 | 1 | 0 | Off Peak | 0 | 1 | 0 | Off Peak
2020-09-27 | 13 | 9 | 1 | 1 | 1 | 0 | 0.11634 |  | 0 | 0 | 1 | Super Off Peak | 0 | 0 | 1 | Off Peak | 0 | 1 | Off Peak | 0 | 1 | Off Peak | 0 | 0 | 1 | Super Off Peak | 1 | 0 | 0 | On Peak | 1 | 0 | 0 | On Peak
2020-09-27 | 14 | 9 | 1 | 1 | 1 | 0 | 0.12093 |  | 0 | 0 | 1 | Super Off Peak | 0 | 0 | 1 | Off Peak | 0 | 1 | Off Peak | 0 | 1 | Off Peak | 0 | 0 | 1 | Super Off Peak | 1 | 0 | 0 | On Peak | 1 | 0 | 0 | On Peak
2020-09-27 | 15 | 9 | 1 | 1 | 1 | 0 | 0.19766 |  | 0 | 1 | 0 | Off Peak | 0 | 0 | 1 | Off Peak | 0 | 1 | Off Peak | 0 | 1 | Off Peak | 0 | 0 | 1 | Super Off Peak | 1 | 0 | 0 | On Peak | 1 | 0 | 0 | On Peak
2020-09-27 | 16 | 9 | 1 | 1 | 1 | 0 | 0.29853 |  | 0 | 1 | 0 | Off Peak | 0 | 0 | 1 | Off Peak | 0 | 1 | Off Peak | 0 | 1 | Off Peak | 0 | 0 | 1 | Super Off Peak | 1 | 0 | 0 | On Peak | 1 | 0 | 0 | On Peak
2020-09-27 | 17 | 9 | 1 | 1 | 1 | 0 | 0.46782 |  | 1 | 0 | 0 | On Peak | 0 | 0 | 1 | Off Peak | 0 | 1 | Off Peak | 0 | 1 | Off Peak | 0 | 0 | 1 | Super Off Peak | 1 | 0 | 0 | On Peak | 1 | 0 | 0 | On Peak
2020-09-27 | 18 | 9 | 1 | 1 | 1 | 0 | 0.83885 |  | 1 | 0 | 0 | On Peak | 0 | 0 | 1 | Off Peak | 0 | 1 | Off Peak | 0 | 1 | Off Peak | 0 | 0 | 1 | Super Off Peak | 1 | 0 | 0 | On Peak | 1 | 0 | 0 | On Peak
2020-09-27 | 19 | 9 | 1 | 1 | 1 | 0 | 1.191 |  | 1 | 0 | 0 | On Peak | 0 | 0 | 1 | Off Peak | 0 | 1 | Off Peak | 0 | 1 | Off Peak | 0 | 0 | 1 | Super Off Peak | 1 | 0 | 0 | On Peak | 0 | 1 | 0 | Off Peak
2020-09-27 | 20 | 9 | 1 | 1 | 1 | 0 | 1.2855 |  | 1 | 0 | 0 | On Peak | 0 | 0 | 1 | Off Peak | 0 | 1 | Off Peak | 0 | 1 | Off Peak | 0 | 0 | 1 | Super Off Peak | 1 | 0 | 0 | On Peak | 0 | 1 | 0 | Off Peak
2020-09-27 | 21 | 9 | 1 | 1 | 1 | 0 | 1.3778 |  | 1 | 0 | 0 | On Peak | 0 | 0 | 1 | Off Peak | 0 | 1 | Off Peak | 0 | 1 | Off Peak | 0 | 0 | 1 | Super Off Peak | 0 | 1 | 0 | Off Peak | 0 | 1 | 0 | Off Peak
2020-09-27 | 22 | 9 | 1 | 1 | 1 | 0 | 1.3741 |  | 0 | 1 | 0 | Off Peak | 0 | 0 | 1 | Off Peak | 0 | 1 | Off Peak | 0 | 1 | Off Peak | 0 | 0 | 1 | Super Off Peak | 0 | 1 | 0 | Off Peak | 0 | 1 | 0 | Off Peak
2020-09-27 | 23 | 9 | 1 | 1 | 1 | 0 | 1.2856 |  | 0 | 1 | 0 | Off Peak | 0 | 0 | 1 | Off Peak | 0 | 1 | Off Peak | 0 | 1 | Off Peak | 0 | 0 | 1 | Super Off Peak | 0 | 1 | 0 | Off Peak | 0 | 1 | 0 | Off Peak
2020-09-27 | 24 | 9 | 1 | 1 | 1 | 0 | 1.1549 |  | 0 | 1 | 0 | Off Peak | 0 | 0 | 1 | Off Peak | 0 | 1 | Off Peak | 0 | 1 | Off Peak | 0 | 0 | 1 | Super Off Peak | 0 | 1 | 0 | Off Peak | 0 | 1 | 0 | Off Peak
2020-09-28 | 1 | 9 | 1 | 0 | 0 | 0 | 1.0106 |  | 0 | 0 | 1 | Super Off Peak | 0 | 0 | 1 | Off Peak | 0 | 1 | Off Peak | 0 | 1 | Off Peak | 0 | 0 | 1 | Super Off Peak | 0 | 0 | 1 | Super Off Peak | 0 | 0 | 1 | Super Off Peak
2020-09-28 | 2 | 9 | 1 | 0 | 0 | 0 | 0.96211 |  | 0 | 0 | 1 | Super Off Peak | 0 | 0 | 1 | Off Peak | 0 | 1 | Off Peak | 0 | 1 | Off Peak | 0 | 0 | 1 | Super Off Peak | 0 | 0 | 1 | Super Off Peak | 0 | 0 | 1 | Super Off Peak
2020-09-28 | 3 | 9 | 1 | 0 | 0 | 0 | 0.93255 |  | 0 | 0 | 1 | Super Off Peak | 0 | 0 | 1 | Off Peak | 0 | 1 | Off Peak | 0 | 1 | Off Peak | 0 | 0 | 1 | Super Off Peak | 0 | 0 | 1 | Super Off Peak | 0 | 0 | 1 | Super Off Peak
2020-09-28 | 4 | 9 | 1 | 0 | 0 | 0 | 0.89367 |  | 0 | 0 | 1 | Super Off Peak | 0 | 0 | 1 | Off Peak | 0 | 1 | Off Peak | 0 | 1 | Off Peak | 0 | 0 | 1 | Super Off Peak | 0 | 0 | 1 | Super Off Peak | 0 | 0 | 1 | Super Off Peak
2020-09-28 | 5 | 9 | 1 | 0 | 0 | 0 | 0.86588 |  | 0 | 0 | 1 | Super Off Peak | 0 | 0 | 1 | Off Peak | 0 | 1 | Off Peak | 0 | 1 | Off Peak | 0 | 0 | 1 | Super Off Peak | 0 | 0 | 1 | Super Off Peak | 0 | 0 | 1 | Super Off Peak
2020-09-28 | 6 | 9 | 1 | 0 | 0 | 0 | 0.869 |  | 0 | 0 | 1 | Super Off Peak | 0 | 0 | 1 | Off Peak | 0 | 1 | Off Peak | 0 | 1 | Off Peak | 0 | 0 | 1 | Super Off Peak | 0 | 1 | 0 | Off Peak | 0 | 1 | 0 | Off Peak
2020-09-28 | 7 | 9 | 1 | 0 | 0 | 0 | 1.1512 |  | 0 | 1 | 0 | Off Peak | 0 | 1 | 0 | Semi Peak | 0 | 1 | Off Peak | 0 | 1 | Off Peak | 0 | 1 | 0 | Off Peak | 0 | 1 | 0 | Off Peak | 0 | 1 | 0 | Off Peak
2020-09-28 | 8 | 9 | 1 | 0 | 0 | 0 | 1.1048 |  | 0 | 1 | 0 | Off Peak | 0 | 1 | 0 | Semi Peak | 0 | 1 | Off Peak | 0 | 1 | Off Peak | 0 | 1 | 0 | Off Peak | 0 | 1 | 0 | Off Peak | 0 | 1 | 0 | Off Peak
2020-09-28 | 9 | 9 | 1 | 0 | 0 | 0 | 0.77114 |  | 0 | 1 | 0 | Off Peak | 0 | 1 | 0 | Semi Peak | 0 | 1 | Off Peak | 0 | 1 | Off Peak | 0 | 1 | 0 | Off Peak | 0 | 1 | 0 | Off Peak | 0 | 1 | 0 | Off Peak
2020-09-28 | 10 | 9 | 1 | 0 | 0 | 0 | 0.51383 |  | 0 | 1 | 0 | Off Peak | 0 | 1 | 0 | Semi Peak | 0 | 1 | Off Peak | 0 | 1 | Off Peak | 0 | 1 | 0 | Off Peak | 0 | 1 | 0 | Off Peak | 0 | 1 | 0 | Off Peak
2020-09-28 | 11 | 9 | 1 | 0 | 0 | 0 | 0.336 |  | 0 | 1 | 0 | Off Peak | 0 | 1 | 0 | Semi Peak | 0 | 1 | Off Peak | 0 | 1 | Off Peak | 0 | 1 | 0 | Off Peak | 0 | 1 | 0 | Off Peak | 0 | 1 | 0 | Off Peak
2020-09-28 | 12 | 9 | 1 | 0 | 0 | 0 | 0.26105 |  | 0 | 1 | 0 | Off Peak | 1 | 0 | 0 | On Peak | 0 | 1 | Off Peak | 0 | 1 | Off Peak | 1 | 0 | 0 | On Peak | 0 | 1 | 0 | Off Peak | 0 | 1 | 0 | Off Peak
2020-09-28 | 13 | 9 | 1 | 0 | 0 | 0 | 0.21547 |  | 0 | 1 | 0 | Off Peak | 1 | 0 | 0 | On Peak | 0 | 1 | Off Peak | 1 | 0 | On Peak | 1 | 0 | 0 | On Peak | 1 | 0 | 0 | On Peak | 1 | 0 | 0 | On Peak
2020-09-28 | 14 | 9 | 1 | 0 | 0 | 0 | 0.23117 |  | 0 | 1 | 0 | Off Peak | 1 | 0 | 0 | On Peak | 0 | 1 | Off Peak | 1 | 0 | On Peak | 1 | 0 | 0 | On Peak | 1 | 0 | 0 | On Peak | 1 | 0 | 0 | On Peak
2020-09-28 | 15 | 9 | 1 | 0 | 0 | 0 | 0.35728 |  | 0 | 1 | 0 | Off Peak | 1 | 0 | 0 | On Peak | 0 | 1 | Off Peak | 1 | 0 | On Peak | 1 | 0 | 0 | On Peak | 1 | 0 | 0 | On Peak | 1 | 0 | 0 | On Peak
2020-09-28 | 16 | 9 | 1 | 0 | 0 | 0 | 0.49764 |  | 0 | 1 | 0 | Off Peak | 1 | 0 | 0 | On Peak | 0 | 1 | Off Peak | 1 | 0 | On Peak | 1 | 0 | 0 | On Peak | 1 | 0 | 0 | On Peak | 1 | 0 | 0 | On Peak
2020-09-28 | 17 | 9 | 1 | 0 | 0 | 0 | 0.7413 |  | 1 | 0 | 0 | On Peak | 1 | 0 | 0 | On Peak | 1 | 0 | On Peak | 1 | 0 | On Peak | 1 | 0 | 0 | On Peak | 1 | 0 | 0 | On Peak | 1 | 0 | 0 | On Peak
2020-09-28 | 18 | 9 | 1 | 0 | 0 | 0 | 1.2168 |  | 1 | 0 | 0 | On Peak | 1 | 0 | 0 | On Peak | 1 | 0 | On Peak | 1 | 0 | On Peak | 1 | 0 | 0 | On Peak | 1 | 0 | 0 | On Peak | 1 | 0 | 0 | On Peak
2020-09-28 | 19 | 9 | 1 | 0 | 0 | 0 | 1.6693 |  | 1 | 0 | 0 | On Peak | 0 | 1 | 0 | Semi Peak | 1 | 0 | On Peak | 0 | 1 | Off Peak | 0 | 1 | 0 | Off Peak | 1 | 0 | 0 | On Peak | 0 | 1 | 0 | Off Peak
2020-09-28 | 20 | 9 | 1 | 0 | 0 | 0 | 1.7631 |  | 1 | 0 | 0 | On Peak | 0 | 1 | 0 | Semi Peak | 1 | 0 | On Peak | 0 | 1 | Off Peak | 0 | 1 | 0 | Off Peak | 1 | 0 | 0 | On Peak | 0 | 1 | 0 | Off Peak
2020-09-28 | 21 | 9 | 1 | 0 | 0 | 0 | 1.8585 |  | 1 | 0 | 0 | On Peak | 0 | 1 | 0 | Semi Peak | 1 | 0 | On Peak | 0 | 1 | Off Peak | 0 | 1 | 0 | Off Peak | 0 | 1 | 0 | Off Peak | 0 | 1 | 0 | Off Peak
2020-09-28 | 22 | 9 | 1 | 0 | 0 | 0 | 1.8252 |  | 0 | 1 | 0 | Off Peak | 0 | 1 | 0 | Semi Peak | 0 | 1 | Off Peak | 0 | 1 | Off Peak | 0 | 1 | 0 | Off Peak | 0 | 1 | 0 | Off Peak | 0 | 1 | 0 | Off Peak
2020-09-28 | 23 | 9 | 1 | 0 | 0 | 0 | 1.3592 |  | 0 | 1 | 0 | Off Peak | 0 | 0 | 1 | Off Peak | 0 | 1 | Off Peak | 0 | 1 | Off Peak | 0 | 0 | 1 | Super Off Peak | 0 | 1 | 0 | Off Peak | 0 | 1 | 0 | Off Peak
2020-09-28 | 24 | 9 | 1 | 0 | 0 | 0 | 1.2198 |  | 0 | 1 | 0 | Off Peak | 0 | 0 | 1 | Off Peak | 0 | 1 | Off Peak | 0 | 1 | Off Peak | 0 | 0 | 1 | Super Off Peak | 0 | 1 | 0 | Off Peak | 0 | 1 | 0 | Off Peak
2020-09-29 | 1 | 9 | 1 | 0 | 0 | 0 | 1.0633 |  | 0 | 0 | 1 | Super Off Peak | 0 | 0 | 1 | Off Peak | 0 | 1 | Off Peak | 0 | 1 | Off Peak | 0 | 0 | 1 | Super Off Peak | 0 | 0 | 1 | Super Off Peak | 0 | 0 | 1 | Super Off Peak
2020-09-29 | 2 | 9 | 1 | 0 | 0 | 0 | 0.97396 |  | 0 | 0 | 1 | Super Off Peak | 0 | 0 | 1 | Off Peak | 0 | 1 | Off Peak | 0 | 1 | Off Peak | 0 | 0 | 1 | Super Off Peak | 0 | 0 | 1 | Super Off Peak | 0 | 0 | 1 | Super Off Peak
2020-09-29 | 3 | 9 | 1 | 0 | 0 | 0 | 0.9267 |  | 0 | 0 | 1 | Super Off Peak | 0 | 0 | 1 | Off Peak | 0 | 1 | Off Peak | 0 | 1 | Off Peak | 0 | 0 | 1 | Super Off Peak | 0 | 0 | 1 | Super Off Peak | 0 | 0 | 1 | Super Off Peak
2020-09-29 | 4 | 9 | 1 | 0 | 0 | 0 | 0.89341 |  | 0 | 0 | 1 | Super Off Peak | 0 | 0 | 1 | Off Peak | 0 | 1 | Off Peak | 0 | 1 | Off Peak | 0 | 0 | 1 | Super Off Peak | 0 | 0 | 1 | Super Off Peak | 0 | 0 | 1 | Super Off Peak
2020-09-29 | 5 | 9 | 1 | 0 | 0 | 0 | 0.86616 |  | 0 | 0 | 1 | Super Off Peak | 0 | 0 | 1 | Off Peak | 0 | 1 | Off Peak | 0 | 1 | Off Peak | 0 | 0 | 1 | Super Off Peak | 0 | 0 | 1 | Super Off Peak | 0 | 0 | 1 | Super Off Peak
2020-09-29 | 6 | 9 | 1 | 0 | 0 | 0 | 0.85966 |  | 0 | 0 | 1 | Super Off Peak | 0 | 0 | 1 | Off Peak | 0 | 1 | Off Peak | 0 | 1 | Off Peak | 0 | 0 | 1 | Super Off Peak | 0 | 1 | 0 | Off Peak | 0 | 1 | 0 | Off Peak
2020-09-29 | 7 | 9 | 1 | 0 | 0 | 0 | 1.1433 |  | 0 | 1 | 0 | Off Peak | 0 | 1 | 0 | Semi Peak | 0 | 1 | Off Peak | 0 | 1 | Off Peak | 0 | 1 | 0 | Off Peak | 0 | 1 | 0 | Off Peak | 0 | 1 | 0 | Off Peak
2020-09-29 | 8 | 9 | 1 | 0 | 0 | 0 | 1.0702 |  | 0 | 1 | 0 | Off Peak | 0 | 1 | 0 | Semi Peak | 0 | 1 | Off Peak | 0 | 1 | Off Peak | 0 | 1 | 0 | Off Peak | 0 | 1 | 0 | Off Peak | 0 | 1 | 0 | Off Peak
2020-09-29 | 9 | 9 | 1 | 0 | 0 | 0 | 0.72742 |  | 0 | 1 | 0 | Off Peak | 0 | 1 | 0 | Semi Peak | 0 | 1 | Off Peak | 0 | 1 | Off Peak | 0 | 1 | 0 | Off Peak | 0 | 1 | 0 | Off Peak | 0 | 1 | 0 | Off Peak
2020-09-29 | 10 | 9 | 1 | 0 | 0 | 0 | 0.48887 |  | 0 | 1 | 0 | Off Peak | 0 | 1 | 0 | Semi Peak | 0 | 1 | Off Peak | 0 | 1 | Off Peak | 0 | 1 | 0 | Off Peak | 0 | 1 | 0 | Off Peak | 0 | 1 | 0 | Off Peak
2020-09-29 | 11 | 9 | 1 | 0 | 0 | 0 | 0.32847 |  | 0 | 1 | 0 | Off Peak | 0 | 1 | 0 | Semi Peak | 0 | 1 | Off Peak | 0 | 1 | Off Peak | 0 | 1 | 0 | Off Peak | 0 | 1 | 0 | Off Peak | 0 | 1 | 0 | Off Peak
2020-09-29 | 12 | 9 | 1 | 0 | 0 | 0 | 0.25924 |  | 0 | 1 | 0 | Off Peak | 1 | 0 | 0 | On Peak | 0 | 1 | Off Peak | 0 | 1 | Off Peak | 1 | 0 | 0 | On Peak | 0 | 1 | 0 | Off Peak | 0 | 1 | 0 | Off Peak
2020-09-29 | 13 | 9 | 1 | 0 | 0 | 0 | 0.22893 |  | 0 | 1 | 0 | Off Peak | 1 | 0 | 0 | On Peak | 0 | 1 | Off Peak | 1 | 0 | On Peak | 1 | 0 | 0 | On Peak | 1 | 0 | 0 | On Peak | 1 | 0 | 0 | On Peak
2020-09-29 | 14 | 9 | 1 | 0 | 0 | 0 | 0.2575 |  | 0 | 1 | 0 | Off Peak | 1 | 0 | 0 | On Peak | 0 | 1 | Off Peak | 1 | 0 | On Peak | 1 | 0 | 0 | On Peak | 1 | 0 | 0 | On Peak | 1 | 0 | 0 | On Peak
2020-09-29 | 15 | 9 | 1 | 0 | 0 | 0 | 0.38246 |  | 0 | 1 | 0 | Off Peak | 1 | 0 | 0 | On Peak | 0 | 1 | Off Peak | 1 | 0 | On Peak | 1 | 0 | 0 | On Peak | 1 | 0 | 0 | On Peak | 1 | 0 | 0 | On Peak
2020-09-29 | 16 | 9 | 1 | 0 | 0 | 0 | 0.52848 |  | 0 | 1 | 0 | Off Peak | 1 | 0 | 0 | On Peak | 0 | 1 | Off Peak | 1 | 0 | On Peak | 1 | 0 | 0 | On Peak | 1 | 0 | 0 | On Peak | 1 | 0 | 0 | On Peak
2020-09-29 | 17 | 9 | 1 | 0 | 0 | 0 | 0.77564 |  | 1 | 0 | 0 | On Peak | 1 | 0 | 0 | On Peak | 1 | 0 | On Peak | 1 | 0 | On Peak | 1 | 0 | 0 | On Peak | 1 | 0 | 0 | On Peak | 1 | 0 | 0 | On Peak
2020-09-29 | 18 | 9 | 1 | 0 | 0 | 0 | 1.2401 |  | 1 | 0 | 0 | On Peak | 1 | 0 | 0 | On Peak | 1 | 0 | On Peak | 1 | 0 | On Peak | 1 | 0 | 0 | On Peak | 1 | 0 | 0 | On Peak | 1 | 0 | 0 | On Peak
2020-09-29 | 19 | 9 | 1 | 0 | 0 | 0 | 1.6855 |  | 1 | 0 | 0 | On Peak | 0 | 1 | 0 | Semi Peak | 1 | 0 | On Peak | 0 | 1 | Off Peak | 0 | 1 | 0 | Off Peak | 1 | 0 | 0 | On Peak | 0 | 1 | 0 | Off Peak
2020-09-29 | 20 | 9 | 1 | 0 | 0 | 0 | 1.783 |  | 1 | 0 | 0 | On Peak | 0 | 1 | 0 | Semi Peak | 1 | 0 | On Peak | 0 | 1 | Off Peak | 0 | 1 | 0 | Off Peak | 1 | 0 | 0 | On Peak | 0 | 1 | 0 | Off Peak
2020-09-29 | 21 | 9 | 1 | 0 | 0 | 0 | 1.863 |  | 1 | 0 | 0 | On Peak | 0 | 1 | 0 | Semi Peak | 1 | 0 | On Peak | 0 | 1 | Off Peak | 0 | 1 | 0 | Off Peak | 0 | 1 | 0 | Off Peak | 0 | 1 | 0 | Off Peak
2020-09-29 | 22 | 9 | 1 | 0 | 0 | 0 | 1.8357 |  | 0 | 1 | 0 | Off Peak | 0 | 1 | 0 | Semi Peak | 0 | 1 | Off Peak | 0 | 1 | Off Peak | 0 | 1 | 0 | Off Peak | 0 | 1 | 0 | Off Peak | 0 | 1 | 0 | Off Peak
2020-09-29 | 23 | 9 | 1 | 0 | 0 | 0 | 1.3666 |  | 0 | 1 | 0 | Off Peak | 0 | 0 | 1 | Off Peak | 0 | 1 | Off Peak | 0 | 1 | Off Peak | 0 | 0 | 1 | Super Off Peak | 0 | 1 | 0 | Off Peak | 0 | 1 | 0 | Off Peak
2020-09-29 | 24 | 9 | 1 | 0 | 0 | 0 | 1.2332 |  | 0 | 1 | 0 | Off Peak | 0 | 0 | 1 | Off Peak | 0 | 1 | Off Peak | 0 | 1 | Off Peak | 0 | 0 | 1 | Super Off Peak | 0 | 1 | 0 | Off Peak | 0 | 1 | 0 | Off Peak
2020-09-30 | 1 | 9 | 1 | 0 | 0 | 0 | 1.0777 |  | 0 | 0 | 1 | Super Off Peak | 0 | 0 | 1 | Off Peak | 0 | 1 | Off Peak | 0 | 1 | Off Peak | 0 | 0 | 1 | Super Off Peak | 0 | 0 | 1 | Super Off Peak | 0 | 0 | 1 | Super Off Peak
2020-09-30 | 2 | 9 | 1 | 0 | 0 | 0 | 1.0257 |  | 0 | 0 | 1 | Super Off Peak | 0 | 0 | 1 | Off Peak | 0 | 1 | Off Peak | 0 | 1 | Off Peak | 0 | 0 | 1 | Super Off Peak | 0 | 0 | 1 | Super Off Peak | 0 | 0 | 1 | Super Off Peak
2020-09-30 | 3 | 9 | 1 | 0 | 0 | 0 | 0.93707 |  | 0 | 0 | 1 | Super Off Peak | 0 | 0 | 1 | Off Peak | 0 | 1 | Off Peak | 0 | 1 | Off Peak | 0 | 0 | 1 | Super Off Peak | 0 | 0 | 1 | Super Off Peak | 0 | 0 | 1 | Super Off Peak
2020-09-30 | 4 | 9 | 1 | 0 | 0 | 0 | 0.89896 |  | 0 | 0 | 1 | Super Off Peak | 0 | 0 | 1 | Off Peak | 0 | 1 | Off Peak | 0 | 1 | Off Peak | 0 | 0 | 1 | Super Off Peak | 0 | 0 | 1 | Super Off Peak | 0 | 0 | 1 | Super Off Peak
2020-09-30 | 5 | 9 | 1 | 0 | 0 | 0 | 0.87383 |  | 0 | 0 | 1 | Super Off Peak | 0 | 0 | 1 | Off Peak | 0 | 1 | Off Peak | 0 | 1 | Off Peak | 0 | 0 | 1 | Super Off Peak | 0 | 0 | 1 | Super Off Peak | 0 | 0 | 1 | Super Off Peak
2020-09-30 | 6 | 9 | 1 | 0 | 0 | 0 | 0.87411 |  | 0 | 0 | 1 | Super Off Peak | 0 | 0 | 1 | Off Peak | 0 | 1 | Off Peak | 0 | 1 | Off Peak | 0 | 0 | 1 | Super Off Peak | 0 | 1 | 0 | Off Peak | 0 | 1 | 0 | Off Peak
2020-09-30 | 7 | 9 | 1 | 0 | 0 | 0 | 1.1464 |  | 0 | 1 | 0 | Off Peak | 0 | 1 | 0 | Semi Peak | 0 | 1 | Off Peak | 0 | 1 | Off Peak | 0 | 1 | 0 | Off Peak | 0 | 1 | 0 | Off Peak | 0 | 1 | 0 | Off Peak
2020-09-30 | 8 | 9 | 1 | 0 | 0 | 0 | 1.0561 |  | 0 | 1 | 0 | Off Peak | 0 | 1 | 0 | Semi Peak | 0 | 1 | Off Peak | 0 | 1 | Off Peak | 0 | 1 | 0 | Off Peak | 0 | 1 | 0 | Off Peak | 0 | 1 | 0 | Off Peak
2020-09-30 | 9 | 9 | 1 | 0 | 0 | 0 | 0.71099 |  | 0 | 1 | 0 | Off Peak | 0 | 1 | 0 | Semi Peak | 0 | 1 | Off Peak | 0 | 1 | Off Peak | 0 | 1 | 0 | Off Peak | 0 | 1 | 0 | Off Peak | 0 | 1 | 0 | Off Peak
2020-09-30 | 10 | 9 | 1 | 0 | 0 | 0 | 0.46615 |  | 0 | 1 | 0 | Off Peak | 0 | 1 | 0 | Semi Peak | 0 | 1 | Off Peak | 0 | 1 | Off Peak | 0 | 1 | 0 | Off Peak | 0 | 1 | 0 | Off Peak | 0 | 1 | 0 | Off Peak
2020-09-30 | 11 | 9 | 1 | 0 | 0 | 0 | 0.30334 |  | 0 | 1 | 0 | Off Peak | 0 | 1 | 0 | Semi Peak | 0 | 1 | Off Peak | 0 | 1 | Off Peak | 0 | 1 | 0 | Off Peak | 0 | 1 | 0 | Off Peak | 0 | 1 | 0 | Off Peak
2020-09-30 | 12 | 9 | 1 | 0 | 0 | 0 | 0.2339 |  | 0 | 1 | 0 | Off Peak | 1 | 0 | 0 | On Peak | 0 | 1 | Off Peak | 0 | 1 | Off Peak | 1 | 0 | 0 | On Peak | 0 | 1 | 0 | Off Peak | 0 | 1 | 0 | Off Peak
2020-09-30 | 13 | 9 | 1 | 0 | 0 | 0 | 0.22017 |  | 0 | 1 | 0 | Off Peak | 1 | 0 | 0 | On Peak | 0 | 1 | Off Peak | 1 | 0 | On Peak | 1 | 0 | 0 | On Peak | 1 | 0 | 0 | On Peak | 1 | 0 | 0 | On Peak
2020-09-30 | 14 | 9 | 1 | 0 | 0 | 0 | 0.26069 |  | 0 | 1 | 0 | Off Peak | 1 | 0 | 0 | On Peak | 0 | 1 | Off Peak | 1 | 0 | On Peak | 1 | 0 | 0 | On Peak | 1 | 0 | 0 | On Peak | 1 | 0 | 0 | On Peak
2020-09-30 | 15 | 9 | 1 | 0 | 0 | 0 | 0.39598 |  | 0 | 1 | 0 | Off Peak | 1 | 0 | 0 | On Peak | 0 | 1 | Off Peak | 1 | 0 | On Peak | 1 | 0 | 0 | On Peak | 1 | 0 | 0 | On Peak | 1 | 0 | 0 | On Peak
2020-09-30 | 16 | 9 | 1 | 0 | 0 | 0 | 0.55341 |  | 0 | 1 | 0 | Off Peak | 1 | 0 | 0 | On Peak | 0 | 1 | Off Peak | 1 | 0 | On Peak | 1 | 0 | 0 | On Peak | 1 | 0 | 0 | On Peak | 1 | 0 | 0 | On Peak
2020-09-30 | 17 | 9 | 1 | 0 | 0 | 0 | 0.82126 |  | 1 | 0 | 0 | On Peak | 1 | 0 | 0 | On Peak | 1 | 0 | On Peak | 1 | 0 | On Peak | 1 | 0 | 0 | On Peak | 1 | 0 | 0 | On Peak | 1 | 0 | 0 | On Peak
2020-09-30 | 18 | 9 | 1 | 0 | 0 | 0 | 1.3011 |  | 1 | 0 | 0 | On Peak | 1 | 0 | 0 | On Peak | 1 | 0 | On Peak | 1 | 0 | On Peak | 1 | 0 | 0 | On Peak | 1 | 0 | 0 | On Peak | 1 | 0 | 0 | On Peak
2020-09-30 | 19 | 9 | 1 | 0 | 0 | 0 | 1.7743 |  | 1 | 0 | 0 | On Peak | 0 | 1 | 0 | Semi Peak | 1 | 0 | On Peak | 0 | 1 | Off Peak | 0 | 1 | 0 | Off Peak | 1 | 0 | 0 | On Peak | 0 | 1 | 0 | Off Peak
2020-09-30 | 20 | 9 | 1 | 0 | 0 | 0 | 1.8684 |  | 1 | 0 | 0 | On Peak | 0 | 1 | 0 | Semi Peak | 1 | 0 | On Peak | 0 | 1 | Off Peak | 0 | 1 | 0 | Off Peak | 1 | 0 | 0 | On Peak | 0 | 1 | 0 | Off Peak
2020-09-30 | 21 | 9 | 1 | 0 | 0 | 0 | 1.9312 |  | 1 | 0 | 0 | On Peak | 0 | 1 | 0 | Semi Peak | 1 | 0 | On Peak | 0 | 1 | Off Peak | 0 | 1 | 0 | Off Peak | 0 | 1 | 0 | Off Peak | 0 | 1 | 0 | Off Peak
2020-09-30 | 22 | 9 | 1 | 0 | 0 | 0 | 1.9009 |  | 0 | 1 | 0 | Off Peak | 0 | 1 | 0 | Semi Peak | 0 | 1 | Off Peak | 0 | 1 | Off Peak | 0 | 1 | 0 | Off Peak | 0 | 1 | 0 | Off Peak | 0 | 1 | 0 | Off Peak
2020-09-30 | 23 | 9 | 1 | 0 | 0 | 0 | 1.4329 |  | 0 | 1 | 0 | Off Peak | 0 | 0 | 1 | Off Peak | 0 | 1 | Off Peak | 0 | 1 | Off Peak | 0 | 0 | 1 | Super Off Peak | 0 | 1 | 0 | Off Peak | 0 | 1 | 0 | Off Peak
2020-09-30 | 24 | 9 | 1 | 0 | 0 | 0 | 1.2999 |  | 0 | 1 | 0 | Off Peak | 0 | 0 | 1 | Off Peak | 0 | 1 | Off Peak | 0 | 1 | Off Peak | 0 | 0 | 1 | Super Off Peak | 0 | 1 | 0 | Off Peak | 0 | 1 | 0 | Off Peak
2020-10-01 | 1 | 10 | 1 | 0 | 0 | 0 | 1.298 |  | 0 | 0 | 1 | Super Off Peak | 0 | 0 | 1 | Off Peak | 0 | 1 | Off Peak | 0 | 1 | Off Peak | 0 | 0 | 1 | Super Off Peak | 0 | 0 | 1 | Super Off Peak | 0 | 0 | 1 | Super Off Peak
2020-10-01 | 2 | 10 | 1 | 0 | 0 | 0 | 1.1108 |  | 0 | 0 | 1 | Super Off Peak | 0 | 0 | 1 | Off Peak | 0 | 1 | Off Peak | 0 | 1 | Off Peak | 0 | 0 | 1 | Super Off Peak | 0 | 0 | 1 | Super Off Peak | 0 | 0 | 1 | Super Off Peak
2020-10-01 | 3 | 10 | 1 | 0 | 0 | 0 | 1.0359 |  | 0 | 0 | 1 | Super Off Peak | 0 | 0 | 1 | Off Peak | 0 | 1 | Off Peak | 0 | 1 | Off Peak | 0 | 0 | 1 | Super Off Peak | 0 | 0 | 1 | Super Off Peak | 0 | 0 | 1 | Super Off Peak
2020-10-01 | 4 | 10 | 1 | 0 | 0 | 0 | 0.99314 |  | 0 | 0 | 1 | Super Off Peak | 0 | 0 | 1 | Off Peak | 0 | 1 | Off Peak | 0 | 1 | Off Peak | 0 | 0 | 1 | Super Off Peak | 0 | 0 | 1 | Super Off Peak | 0 | 0 | 1 | Super Off Peak
2020-10-01 | 5 | 10 | 1 | 0 | 0 | 0 | 0.96367 |  | 0 | 0 | 1 | Super Off Peak | 0 | 0 | 1 | Off Peak | 0 | 1 | Off Peak | 0 | 1 | Off Peak | 0 | 0 | 1 | Super Off Peak | 0 | 0 | 1 | Super Off Peak | 0 | 0 | 1 | Super Off Peak
2020-10-01 | 6 | 10 | 1 | 0 | 0 | 0 | 0.94248 |  | 0 | 0 | 1 | Super Off Peak | 0 | 0 | 1 | Off Peak | 0 | 1 | Off Peak | 0 | 1 | Off Peak | 0 | 0 | 1 | Super Off Peak | 0 | 1 | 0 | Off Peak | 0 | 1 | 0 | Off Peak
2020-10-01 | 7 | 10 | 1 | 0 | 0 | 0 | 1.2163 |  | 0 | 1 | 0 | Off Peak | 0 | 1 | 0 | Semi Peak | 0 | 1 | Off Peak | 0 | 1 | Off Peak | 0 | 1 | 0 | Off Peak | 0 | 1 | 0 | Off Peak | 0 | 1 | 0 | Off Peak
2020-10-01 | 8 | 10 | 1 | 0 | 0 | 0 | 1.178 |  | 0 | 1 | 0 | Off Peak | 0 | 1 | 0 | Semi Peak | 0 | 1 | Off Peak | 0 | 1 | Off Peak | 0 | 1 | 0 | Off Peak | 0 | 1 | 0 | Off Peak | 0 | 1 | 0 | Off Peak
2020-10-01 | 9 | 10 | 1 | 0 | 0 | 0 | 0.73653 |  | 0 | 1 | 0 | Off Peak | 0 | 1 | 0 | Semi Peak | 0 | 1 | Off Peak | 0 | 1 | Off Peak | 0 | 1 | 0 | Off Peak | 0 | 1 | 0 | Off Peak | 0 | 1 | 0 | Off Peak
2020-10-01 | 10 | 10 | 1 | 0 | 0 | 0 | 0.40318 |  | 0 | 1 | 0 | Off Peak | 0 | 1 | 0 | Semi Peak | 0 | 1 | Off Peak | 0 | 1 | Off Peak | 0 | 1 | 0 | Off Peak | 0 | 1 | 0 | Off Peak | 0 | 1 | 0 | Off Peak
2020-10-01 | 11 | 10 | 1 | 0 | 0 | 0 | 0.26923 |  | 0 | 1 | 0 | Off Peak | 0 | 1 | 0 | Semi Peak | 0 | 1 | Off Peak | 0 | 1 | Off Peak | 0 | 1 | 0 | Off Peak | 0 | 1 | 0 | Off Peak | 0 | 1 | 0 | Off Peak
2020-10-01 | 12 | 10 | 1 | 0 | 0 | 0 | 0.23713 |  | 0 | 1 | 0 | Off Peak | 1 | 0 | 0 | On Peak | 0 | 1 | Off Peak | 0 | 1 | Off Peak | 1 | 0 | 0 | On Peak | 0 | 1 | 0 | Off Peak | 0 | 1 | 0 | Off Peak
2020-10-01 | 13 | 10 | 1 | 0 | 0 | 0 | 0.24682 |  | 0 | 1 | 0 | Off Peak | 1 | 0 | 0 | On Peak | 0 | 1 | Off Peak | 1 | 0 | On Peak | 1 | 0 | 0 | On Peak | 1 | 0 | 0 | On Peak | 1 | 0 | 0 | On Peak
2020-10-01 | 14 | 10 | 1 | 0 | 0 | 0 | 0.32271 |  | 0 | 1 | 0 | Off Peak | 1 | 0 | 0 | On Peak | 0 | 1 | Off Peak | 1 | 0 | On Peak | 1 | 0 | 0 | On Peak | 1 | 0 | 0 | On Peak | 1 | 0 | 0 | On Peak
2020-10-01 | 15 | 10 | 1 | 0 | 0 | 0 | 0.47769 |  | 0 | 1 | 0 | Off Peak | 1 | 0 | 0 | On Peak | 0 | 1 | Off Peak | 1 | 0 | On Peak | 1 | 0 | 0 | On Peak | 1 | 0 | 0 | On Peak | 1 | 0 | 0 | On Peak
2020-10-01 | 16 | 10 | 1 | 0 | 0 | 0 | 0.71567 |  | 0 | 1 | 0 | Off Peak | 1 | 0 | 0 | On Peak | 0 | 1 | Off Peak | 1 | 0 | On Peak | 1 | 0 | 0 | On Peak | 1 | 0 | 0 | On Peak | 1 | 0 | 0 | On Peak
2020-10-01 | 17 | 10 | 1 | 0 | 0 | 0 | 1.1589 |  | 1 | 0 | 0 | On Peak | 1 | 0 | 0 | On Peak | 1 | 0 | On Peak | 1 | 0 | On Peak | 1 | 0 | 0 | On Peak | 1 | 0 | 0 | On Peak | 1 | 0 | 0 | On Peak
2020-10-01 | 18 | 10 | 1 | 0 | 0 | 0 | 1.7356 |  | 1 | 0 | 0 | On Peak | 1 | 0 | 0 | On Peak | 1 | 0 | On Peak | 1 | 0 | On Peak | 1 | 0 | 0 | On Peak | 1 | 0 | 0 | On Peak | 1 | 0 | 0 | On Peak
2020-10-01 | 19 | 10 | 1 | 0 | 0 | 0 | 2.0377 |  | 1 | 0 | 0 | On Peak | 0 | 1 | 0 | Semi Peak | 1 | 0 | On Peak | 0 | 1 | Off Peak | 0 | 1 | 0 | Off Peak | 1 | 0 | 0 | On Peak | 0 | 1 | 0 | Off Peak
2020-10-01 | 20 | 10 | 1 | 0 | 0 | 0 | 2.1624 |  | 1 | 0 | 0 | On Peak | 0 | 1 | 0 | Semi Peak | 1 | 0 | On Peak | 0 | 1 | Off Peak | 0 | 1 | 0 | Off Peak | 1 | 0 | 0 | On Peak | 0 | 1 | 0 | Off Peak
2020-10-01 | 21 | 10 | 1 | 0 | 0 | 0 | 2.2295 |  | 1 | 0 | 0 | On Peak | 0 | 1 | 0 | Semi Peak | 1 | 0 | On Peak | 0 | 1 | Off Peak | 0 | 1 | 0 | Off Peak | 0 | 1 | 0 | Off Peak | 0 | 1 | 0 | Off Peak
2020-10-01 | 22 | 10 | 1 | 0 | 0 | 0 | 2.1592 |  | 0 | 1 | 0 | Off Peak | 0 | 1 | 0 | Semi Peak | 0 | 1 | Off Peak | 0 | 1 | Off Peak | 0 | 1 | 0 | Off Peak | 0 | 1 | 0 | Off Peak | 0 | 1 | 0 | Off Peak
2020-10-01 | 23 | 10 | 1 | 0 | 0 | 0 | 1.6075 |  | 0 | 1 | 0 | Off Peak | 0 | 0 | 1 | Off Peak | 0 | 1 | Off Peak | 0 | 1 | Off Peak | 0 | 0 | 1 | Super Off Peak | 0 | 1 | 0 | Off Peak | 0 | 1 | 0 | Off Peak
2020-10-01 | 24 | 10 | 1 | 0 | 0 | 0 | 1.4154 |  | 0 | 1 | 0 | Off Peak | 0 | 0 | 1 | Off Peak | 0 | 1 | Off Peak | 0 | 1 | Off Peak | 0 | 0 | 1 | Super Off Peak | 0 | 1 | 0 | Off Peak | 0 | 1 | 0 | Off Peak
2020-10-02 | 1 | 10 | 1 | 0 | 0 | 0 | 1.2221 |  | 0 | 0 | 1 | Super Off Peak | 0 | 0 | 1 | Off Peak | 0 | 1 | Off Peak | 0 | 1 | Off Peak | 0 | 0 | 1 | Super Off Peak | 0 | 0 | 1 | Super Off Peak | 0 | 0 | 1 | Super Off Peak
2020-10-02 | 2 | 10 | 1 | 0 | 0 | 0 | 1.0923 |  | 0 | 0 | 1 | Super Off Peak | 0 | 0 | 1 | Off Peak | 0 | 1 | Off Peak | 0 | 1 | Off Peak | 0 | 0 | 1 | Super Off Peak | 0 | 0 | 1 | Super Off Peak | 0 | 0 | 1 | Super Off Peak
2020-10-02 | 3 | 10 | 1 | 0 | 0 | 0 | 0.99397 |  | 0 | 0 | 1 | Super Off Peak | 0 | 0 | 1 | Off Peak | 0 | 1 | Off Peak | 0 | 1 | Off Peak | 0 | 0 | 1 | Super Off Peak | 0 | 0 | 1 | Super Off Peak | 0 | 0 | 1 | Super Off Peak
2020-10-02 | 4 | 10 | 1 | 0 | 0 | 0 | 0.96172 |  | 0 | 0 | 1 | Super Off Peak | 0 | 0 | 1 | Off Peak | 0 | 1 | Off Peak | 0 | 1 | Off Peak | 0 | 0 | 1 | Super Off Peak | 0 | 0 | 1 | Super Off Peak | 0 | 0 | 1 | Super Off Peak
2020-10-02 | 5 | 10 | 1 | 0 | 0 | 0 | 0.94158 |  | 0 | 0 | 1 | Super Off Peak | 0 | 0 | 1 | Off Peak | 0 | 1 | Off Peak | 0 | 1 | Off Peak | 0 | 0 | 1 | Super Off Peak | 0 | 0 | 1 | Super Off Peak | 0 | 0 | 1 | Super Off Peak
2020-10-02 | 6 | 10 | 1 | 0 | 0 | 0 | 0.93997 |  | 0 | 0 | 1 | Super Off Peak | 0 | 0 | 1 | Off Peak | 0 | 1 | Off Peak | 0 | 1 | Off Peak | 0 | 0 | 1 | Super Off Peak | 0 | 1 | 0 | Off Peak | 0 | 1 | 0 | Off Peak
2020-10-02 | 7 | 10 | 1 | 0 | 0 | 0 | 1.2579 |  | 0 | 1 | 0 | Off Peak | 0 | 1 | 0 | Semi Peak | 0 | 1 | Off Peak | 0 | 1 | Off Peak | 0 | 1 | 0 | Off Peak | 0 | 1 | 0 | Off Peak | 0 | 1 | 0 | Off Peak
2020-10-02 | 8 | 10 | 1 | 0 | 0 | 0 | 1.3227 |  | 0 | 1 | 0 | Off Peak | 0 | 1 | 0 | Semi Peak | 0 | 1 | Off Peak | 0 | 1 | Off Peak | 0 | 1 | 0 | Off Peak | 0 | 1 | 0 | Off Peak | 0 | 1 | 0 | Off Peak
2020-10-02 | 9 | 10 | 1 | 0 | 0 | 0 | 0.91253 |  | 0 | 1 | 0 | Off Peak | 0 | 1 | 0 | Semi Peak | 0 | 1 | Off Peak | 0 | 1 | Off Peak | 0 | 1 | 0 | Off Peak | 0 | 1 | 0 | Off Peak | 0 | 1 | 0 | Off Peak
2020-10-02 | 10 | 10 | 1 | 0 | 0 | 0 | 0.54503 |  | 0 | 1 | 0 | Off Peak | 0 | 1 | 0 | Semi Peak | 0 | 1 | Off Peak | 0 | 1 | Off Peak | 0 | 1 | 0 | Off Peak | 0 | 1 | 0 | Off Peak | 0 | 1 | 0 | Off Peak
2020-10-02 | 11 | 10 | 1 | 0 | 0 | 0 | 0.36744 |  | 0 | 1 | 0 | Off Peak | 0 | 1 | 0 | Semi Peak | 0 | 1 | Off Peak | 0 | 1 | Off Peak | 0 | 1 | 0 | Off Peak | 0 | 1 | 0 | Off Peak | 0 | 1 | 0 | Off Peak
2020-10-02 | 12 | 10 | 1 | 0 | 0 | 0 | 0.32018 |  | 0 | 1 | 0 | Off Peak | 1 | 0 | 0 | On Peak | 0 | 1 | Off Peak | 0 | 1 | Off Peak | 1 | 0 | 0 | On Peak | 0 | 1 | 0 | Off Peak | 0 | 1 | 0 | Off Peak
2020-10-02 | 13 | 10 | 1 | 0 | 0 | 0 | 0.30925 |  | 0 | 1 | 0 | Off Peak | 1 | 0 | 0 | On Peak | 0 | 1 | Off Peak | 1 | 0 | On Peak | 1 | 0 | 0 | On Peak | 1 | 0 | 0 | On Peak | 1 | 0 | 0 | On Peak
2020-10-02 | 14 | 10 | 1 | 0 | 0 | 0 | 0.34912 |  | 0 | 1 | 0 | Off Peak | 1 | 0 | 0 | On Peak | 0 | 1 | Off Peak | 1 | 0 | On Peak | 1 | 0 | 0 | On Peak | 1 | 0 | 0 | On Peak | 1 | 0 | 0 | On Peak
2020-10-02 | 15 | 10 | 1 | 0 | 0 | 0 | 0.49312 |  | 0 | 1 | 0 | Off Peak | 1 | 0 | 0 | On Peak | 0 | 1 | Off Peak | 1 | 0 | On Peak | 1 | 0 | 0 | On Peak | 1 | 0 | 0 | On Peak | 1 | 0 | 0 | On Peak
2020-10-02 | 16 | 10 | 1 | 0 | 0 | 0 | 0.71085 |  | 0 | 1 | 0 | Off Peak | 1 | 0 | 0 | On Peak | 0 | 1 | Off Peak | 1 | 0 | On Peak | 1 | 0 | 0 | On Peak | 1 | 0 | 0 | On Peak | 1 | 0 | 0 | On Peak
2020-10-02 | 17 | 10 | 1 | 0 | 0 | 0 | 1.1353 |  | 1 | 0 | 0 | On Peak | 1 | 0 | 0 | On Peak | 1 | 0 | On Peak | 1 | 0 | On Peak | 1 | 0 | 0 | On Peak | 1 | 0 | 0 | On Peak | 1 | 0 | 0 | On Peak
2020-10-02 | 18 | 10 | 1 | 0 | 0 | 0 | 1.7295 |  | 1 | 0 | 0 | On Peak | 1 | 0 | 0 | On Peak | 1 | 0 | On Peak | 1 | 0 | On Peak | 1 | 0 | 0 | On Peak | 1 | 0 | 0 | On Peak | 1 | 0 | 0 | On Peak
2020-10-02 | 19 | 10 | 1 | 0 | 0 | 0 | 2.0461 |  | 1 | 0 | 0 | On Peak | 0 | 1 | 0 | Semi Peak | 1 | 0 | On Peak | 0 | 1 | Off Peak | 0 | 1 | 0 | Off Peak | 1 | 0 | 0 | On Peak | 0 | 1 | 0 | Off Peak
2020-10-02 | 20 | 10 | 1 | 0 | 0 | 0 | 2.1908 |  | 1 | 0 | 0 | On Peak | 0 | 1 | 0 | Semi Peak | 1 | 0 | On Peak | 0 | 1 | Off Peak | 0 | 1 | 0 | Off Peak | 1 | 0 | 0 | On Peak | 0 | 1 | 0 | Off Peak
2020-10-02 | 21 | 10 | 1 | 0 | 0 | 0 | 2.2424 |  | 1 | 0 | 0 | On Peak | 0 | 1 | 0 | Semi Peak | 1 | 0 | On Peak | 0 | 1 | Off Peak | 0 | 1 | 0 | Off Peak | 0 | 1 | 0 | Off Peak | 0 | 1 | 0 | Off Peak
2020-10-02 | 22 | 10 | 1 | 0 | 0 | 0 | 2.1678 |  | 0 | 1 | 0 | Off Peak | 0 | 1 | 0 | Semi Peak | 0 | 1 | Off Peak | 0 | 1 | Off Peak | 0 | 1 | 0 | Off Peak | 0 | 1 | 0 | Off Peak | 0 | 1 | 0 | Off Peak
2020-10-02 | 23 | 10 | 1 | 0 | 0 | 0 | 1.6151 |  | 0 | 1 | 0 | Off Peak | 0 | 0 | 1 | Off Peak | 0 | 1 | Off Peak | 0 | 1 | Off Peak | 0 | 0 | 1 | Super Off Peak | 0 | 1 | 0 | Off Peak | 0 | 1 | 0 | Off Peak
2020-10-02 | 24 | 10 | 1 | 0 | 0 | 0 | 1.4234 |  | 0 | 1 | 0 | Off Peak | 0 | 0 | 1 | Off Peak | 0 | 1 | Off Peak | 0 | 1 | Off Peak | 0 | 0 | 1 | Super Off Peak | 0 | 1 | 0 | Off Peak | 0 | 1 | 0 | Off Peak
2020-10-03 | 1 | 10 | 1 | 1 | 0 | 0 | 1.2233 |  | 0 | 0 | 1 | Super Off Peak | 0 | 0 | 1 | Off Peak | 0 | 1 | Off Peak | 0 | 1 | Off Peak | 0 | 0 | 1 | Super Off Peak | 0 | 0 | 1 | Super Off Peak | 0 | 0 | 1 | Super Off Peak
2020-10-03 | 2 | 10 | 1 | 1 | 0 | 0 | 1.0087 |  | 0 | 0 | 1 | Super Off Peak | 0 | 0 | 1 | Off Peak | 0 | 1 | Off Peak | 0 | 1 | Off Peak | 0 | 0 | 1 | Super Off Peak | 0 | 0 | 1 | Super Off Peak | 0 | 0 | 1 | Super Off Peak
2020-10-03 | 3 | 10 | 1 | 1 | 0 | 0 | 0.93775 |  | 0 | 0 | 1 | Super Off Peak | 0 | 0 | 1 | Off Peak | 0 | 1 | Off Peak | 0 | 1 | Off Peak | 0 | 0 | 1 | Super Off Peak | 0 | 0 | 1 | Super Off Peak | 0 | 0 | 1 | Super Off Peak
2020-10-03 | 4 | 10 | 1 | 1 | 0 | 0 | 0.91148 |  | 0 | 0 | 1 | Super Off Peak | 0 | 0 | 1 | Off Peak | 0 | 1 | Off Peak | 0 | 1 | Off Peak | 0 | 0 | 1 | Super Off Peak | 0 | 0 | 1 | Super Off Peak | 0 | 0 | 1 | Super Off Peak
2020-10-03 | 5 | 10 | 1 | 1 | 0 | 0 | 0.89308 |  | 0 | 0 | 1 | Super Off Peak | 0 | 0 | 1 | Off Peak | 0 | 1 | Off Peak | 0 | 1 | Off Peak | 0 | 0 | 1 | Super Off Peak | 0 | 0 | 1 | Super Off Peak | 0 | 0 | 1 | Super Off Peak
2020-10-03 | 6 | 10 | 1 | 1 | 0 | 0 | 0.90268 |  | 0 | 0 | 1 | Super Off Peak | 0 | 0 | 1 | Off Peak | 0 | 1 | Off Peak | 0 | 1 | Off Peak | 0 | 0 | 1 | Super Off Peak | 0 | 1 | 0 | Off Peak | 0 | 1 | 0 | Off Peak
2020-10-03 | 7 | 10 | 1 | 1 | 0 | 0 | 1.2171 |  | 0 | 0 | 1 | Super Off Peak | 0 | 0 | 1 | Off Peak | 0 | 1 | Off Peak | 0 | 1 | Off Peak | 0 | 0 | 1 | Super Off Peak | 0 | 1 | 0 | Off Peak | 0 | 1 | 0 | Off Peak
2020-10-03 | 8 | 10 | 1 | 1 | 0 | 0 | 1.2508 |  | 0 | 0 | 1 | Super Off Peak | 0 | 0 | 1 | Off Peak | 0 | 1 | Off Peak | 0 | 1 | Off Peak | 0 | 0 | 1 | Super Off Peak | 0 | 1 | 0 | Off Peak | 0 | 1 | 0 | Off Peak
2020-10-03 | 9 | 10 | 1 | 1 | 0 | 0 | 0.85674 |  | 0 | 0 | 1 | Super Off Peak | 0 | 0 | 1 | Off Peak | 0 | 1 | Off Peak | 0 | 1 | Off Peak | 0 | 0 | 1 | Super Off Peak | 0 | 1 | 0 | Off Peak | 0 | 1 | 0 | Off Peak
2020-10-03 | 10 | 10 | 1 | 1 | 0 | 0 | 0.4778 |  | 0 | 0 | 1 | Super Off Peak | 0 | 0 | 1 | Off Peak | 0 | 1 | Off Peak | 0 | 1 | Off Peak | 0 | 0 | 1 | Super Off Peak | 0 | 1 | 0 | Off Peak | 0 | 1 | 0 | Off Peak
2020-10-03 | 11 | 10 | 1 | 1 | 0 | 0 | 0.28246 |  | 0 | 0 | 1 | Super Off Peak | 0 | 0 | 1 | Off Peak | 0 | 1 | Off Peak | 0 | 1 | Off Peak | 0 | 0 | 1 | Super Off Peak | 0 | 1 | 0 | Off Peak | 0 | 1 | 0 | Off Peak
2020-10-03 | 12 | 10 | 1 | 1 | 0 | 0 | 0.20666 |  | 0 | 0 | 1 | Super Off Peak | 0 | 0 | 1 | Off Peak | 0 | 1 | Off Peak | 0 | 1 | Off Peak | 0 | 0 | 1 | Super Off Peak | 0 | 1 | 0 | Off Peak | 0 | 1 | 0 | Off Peak
2020-10-03 | 13 | 10 | 1 | 1 | 0 | 0 | 0.16142 |  | 0 | 0 | 1 | Super Off Peak | 0 | 0 | 1 | Off Peak | 0 | 1 | Off Peak | 0 | 1 | Off Peak | 0 | 0 | 1 | Super Off Peak | 1 | 0 | 0 | On Peak | 1 | 0 | 0 | On Peak
2020-10-03 | 14 | 10 | 1 | 1 | 0 | 0 | 0.19558 |  | 0 | 0 | 1 | Super Off Peak | 0 | 0 | 1 | Off Peak | 0 | 1 | Off Peak | 0 | 1 | Off Peak | 0 | 0 | 1 | Super Off Peak | 1 | 0 | 0 | On Peak | 1 | 0 | 0 | On Peak
2020-10-03 | 15 | 10 | 1 | 1 | 0 | 0 | 0.32875 |  | 0 | 1 | 0 | Off Peak | 0 | 0 | 1 | Off Peak | 0 | 1 | Off Peak | 0 | 1 | Off Peak | 0 | 0 | 1 | Super Off Peak | 1 | 0 | 0 | On Peak | 1 | 0 | 0 | On Peak
2020-10-03 | 16 | 10 | 1 | 1 | 0 | 0 | 0.52845 |  | 0 | 1 | 0 | Off Peak | 0 | 0 | 1 | Off Peak | 0 | 1 | Off Peak | 0 | 1 | Off Peak | 0 | 0 | 1 | Super Off Peak | 1 | 0 | 0 | On Peak | 1 | 0 | 0 | On Peak
2020-10-03 | 17 | 10 | 1 | 1 | 0 | 0 | 0.91631 |  | 1 | 0 | 0 | On Peak | 0 | 0 | 1 | Off Peak | 0 | 1 | Off Peak | 0 | 1 | Off Peak | 0 | 0 | 1 | Super Off Peak | 1 | 0 | 0 | On Peak | 1 | 0 | 0 | On Peak
2020-10-03 | 18 | 10 | 1 | 1 | 0 | 0 | 1.4831 |  | 1 | 0 | 0 | On Peak | 0 | 0 | 1 | Off Peak | 0 | 1 | Off Peak | 0 | 1 | Off Peak | 0 | 0 | 1 | Super Off Peak | 1 | 0 | 0 | On Peak | 1 | 0 | 0 | On Peak
2020-10-03 | 19 | 10 | 1 | 1 | 0 | 0 | 1.7984 |  | 1 | 0 | 0 | On Peak | 0 | 0 | 1 | Off Peak | 0 | 1 | Off Peak | 0 | 1 | Off Peak | 0 | 0 | 1 | Super Off Peak | 1 | 0 | 0 | On Peak | 0 | 1 | 0 | Off Peak
2020-10-03 | 20 | 10 | 1 | 1 | 0 | 0 | 2.0013 |  | 1 | 0 | 0 | On Peak | 0 | 0 | 1 | Off Peak | 0 | 1 | Off Peak | 0 | 1 | Off Peak | 0 | 0 | 1 | Super Off Peak | 1 | 0 | 0 | On Peak | 0 | 1 | 0 | Off Peak
2020-10-03 | 21 | 10 | 1 | 1 | 0 | 0 | 2.0609 |  | 1 | 0 | 0 | On Peak | 0 | 0 | 1 | Off Peak | 0 | 1 | Off Peak | 0 | 1 | Off Peak | 0 | 0 | 1 | Super Off Peak | 0 | 1 | 0 | Off Peak | 0 | 1 | 0 | Off Peak
2020-10-03 | 22 | 10 | 1 | 1 | 0 | 0 | 2.0138 |  | 0 | 1 | 0 | Off Peak | 0 | 0 | 1 | Off Peak | 0 | 1 | Off Peak | 0 | 1 | Off Peak | 0 | 0 | 1 | Super Off Peak | 0 | 1 | 0 | Off Peak | 0 | 1 | 0 | Off Peak
2020-10-03 | 23 | 10 | 1 | 1 | 0 | 0 | 1.4718 |  | 0 | 1 | 0 | Off Peak | 0 | 0 | 1 | Off Peak | 0 | 1 | Off Peak | 0 | 1 | Off Peak | 0 | 0 | 1 | Super Off Peak | 0 | 1 | 0 | Off Peak | 0 | 1 | 0 | Off Peak
2020-10-03 | 24 | 10 | 1 | 1 | 0 | 0 | 1.2829 |  | 0 | 1 | 0 | Off Peak | 0 | 0 | 1 | Off Peak | 0 | 1 | Off Peak | 0 | 1 | Off Peak | 0 | 0 | 1 | Super Off Peak | 0 | 1 | 0 | Off Peak | 0 | 1 | 0 | Off Peak
2020-10-04 | 1 | 10 | 1 | 1 | 1 | 0 | 1.1052 |  | 0 | 0 | 1 | Super Off Peak | 0 | 0 | 1 | Off Peak | 0 | 1 | Off Peak | 0 | 1 | Off Peak | 0 | 0 | 1 | Super Off Peak | 0 | 0 | 1 | Super Off Peak | 0 | 0 | 1 | Super Off Peak
2020-10-04 | 2 | 10 | 1 | 1 | 1 | 0 | 0.98051 |  | 0 | 0 | 1 | Super Off Peak | 0 | 0 | 1 | Off Peak | 0 | 1 | Off Peak | 0 | 1 | Off Peak | 0 | 0 | 1 | Super Off Peak | 0 | 0 | 1 | Super Off Peak | 0 | 0 | 1 | Super Off Peak
2020-10-04 | 3 | 10 | 1 | 1 | 1 | 0 | 0.96567 |  | 0 | 0 | 1 | Super Off Peak | 0 | 0 | 1 | Off Peak | 0 | 1 | Off Peak | 0 | 1 | Off Peak | 0 | 0 | 1 | Super Off Peak | 0 | 0 | 1 | Super Off Peak | 0 | 0 | 1 | Super Off Peak
2020-10-04 | 4 | 10 | 1 | 1 | 1 | 0 | 0.93656 |  | 0 | 0 | 1 | Super Off Peak | 0 | 0 | 1 | Off Peak | 0 | 1 | Off Peak | 0 | 1 | Off Peak | 0 | 0 | 1 | Super Off Peak | 0 | 0 | 1 | Super Off Peak | 0 | 0 | 1 | Super Off Peak
2020-10-04 | 5 | 10 | 1 | 1 | 1 | 0 | 0.91052 |  | 0 | 0 | 1 | Super Off Peak | 0 | 0 | 1 | Off Peak | 0 | 1 | Off Peak | 0 | 1 | Off Peak | 0 | 0 | 1 | Super Off Peak | 0 | 0 | 1 | Super Off Peak | 0 | 0 | 1 | Super Off Peak
2020-10-04 | 6 | 10 | 1 | 1 | 1 | 0 | 0.90125 |  | 0 | 0 | 1 | Super Off Peak | 0 | 0 | 1 | Off Peak | 0 | 1 | Off Peak | 0 | 1 | Off Peak | 0 | 0 | 1 | Super Off Peak | 0 | 1 | 0 | Off Peak | 0 | 1 | 0 | Off Peak
2020-10-04 | 7 | 10 | 1 | 1 | 1 | 0 | 0.9279 |  | 0 | 0 | 1 | Super Off Peak | 0 | 0 | 1 | Off Peak | 0 | 1 | Off Peak | 0 | 1 | Off Peak | 0 | 0 | 1 | Super Off Peak | 0 | 1 | 0 | Off Peak | 0 | 1 | 0 | Off Peak
2020-10-04 | 8 | 10 | 1 | 1 | 1 | 0 | 0.87564 |  | 0 | 0 | 1 | Super Off Peak | 0 | 0 | 1 | Off Peak | 0 | 1 | Off Peak | 0 | 1 | Off Peak | 0 | 0 | 1 | Super Off Peak | 0 | 1 | 0 | Off Peak | 0 | 1 | 0 | Off Peak
2020-10-04 | 9 | 10 | 1 | 1 | 1 | 0 | 0.51788 |  | 0 | 0 | 1 | Super Off Peak | 0 | 0 | 1 | Off Peak | 0 | 1 | Off Peak | 0 | 1 | Off Peak | 0 | 0 | 1 | Super Off Peak | 0 | 1 | 0 | Off Peak | 0 | 1 | 0 | Off Peak
2020-10-04 | 10 | 10 | 1 | 1 | 1 | 0 | 0.22889 |  | 0 | 0 | 1 | Super Off Peak | 0 | 0 | 1 | Off Peak | 0 | 1 | Off Peak | 0 | 1 | Off Peak | 0 | 0 | 1 | Super Off Peak | 0 | 1 | 0 | Off Peak | 0 | 1 | 0 | Off Peak
2020-10-04 | 11 | 10 | 1 | 1 | 1 | 0 | 0.095465 |  | 0 | 0 | 1 | Super Off Peak | 0 | 0 | 1 | Off Peak | 0 | 1 | Off Peak | 0 | 1 | Off Peak | 0 | 0 | 1 | Super Off Peak | 0 | 1 | 0 | Off Peak | 0 | 1 | 0 | Off Peak
2020-10-04 | 12 | 10 | 1 | 1 | 1 | 0 | 0.030744 |  | 0 | 0 | 1 | Super Off Peak | 0 | 0 | 1 | Off Peak | 0 | 1 | Off Peak | 0 | 1 | Off Peak | 0 | 0 | 1 | Super Off Peak | 0 | 1 | 0 | Off Peak | 0 | 1 | 0 | Off Peak
2020-10-04 | 13 | 10 | 1 | 1 | 1 | 0 | 5.1716e-05 |  | 0 | 0 | 1 | Super Off Peak | 0 | 0 | 1 | Off Peak | 0 | 1 | Off Peak | 0 | 1 | Off Peak | 0 | 0 | 1 | Super Off Peak | 1 | 0 | 0 | On Peak | 1 | 0 | 0 | On Peak
2020-10-04 | 14 | 10 | 1 | 1 | 1 | 0 | 0.012002 |  | 0 | 0 | 1 | Super Off Peak | 0 | 0 | 1 | Off Peak | 0 | 1 | Off Peak | 0 | 1 | Off Peak | 0 | 0 | 1 | Super Off Peak | 1 | 0 | 0 | On Peak | 1 | 0 | 0 | On Peak
2020-10-04 | 15 | 10 | 1 | 1 | 1 | 0 | 0.1086 |  | 0 | 1 | 0 | Off Peak | 0 | 0 | 1 | Off Peak | 0 | 1 | Off Peak | 0 | 1 | Off Peak | 0 | 0 | 1 | Super Off Peak | 1 | 0 | 0 | On Peak | 1 | 0 | 0 | On Peak
2020-10-04 | 16 | 10 | 1 | 1 | 1 | 0 | 0.25773 |  | 0 | 1 | 0 | Off Peak | 0 | 0 | 1 | Off Peak | 0 | 1 | Off Peak | 0 | 1 | Off Peak | 0 | 0 | 1 | Super Off Peak | 1 | 0 | 0 | On Peak | 1 | 0 | 0 | On Peak
2020-10-04 | 17 | 10 | 1 | 1 | 1 | 0 | 0.56816 |  | 1 | 0 | 0 | On Peak | 0 | 0 | 1 | Off Peak | 0 | 1 | Off Peak | 0 | 1 | Off Peak | 0 | 0 | 1 | Super Off Peak | 1 | 0 | 0 | On Peak | 1 | 0 | 0 | On Peak
2020-10-04 | 18 | 10 | 1 | 1 | 1 | 0 | 1.0279 |  | 1 | 0 | 0 | On Peak | 0 | 0 | 1 | Off Peak | 0 | 1 | Off Peak | 0 | 1 | Off Peak | 0 | 0 | 1 | Super Off Peak | 1 | 0 | 0 | On Peak | 1 | 0 | 0 | On Peak
2020-10-04 | 19 | 10 | 1 | 1 | 1 | 0 | 1.2963 |  | 1 | 0 | 0 | On Peak | 0 | 0 | 1 | Off Peak | 0 | 1 | Off Peak | 0 | 1 | Off Peak | 0 | 0 | 1 | Super Off Peak | 1 | 0 | 0 | On Peak | 0 | 1 | 0 | Off Peak
2020-10-04 | 20 | 10 | 1 | 1 | 1 | 0 | 1.4989 |  | 1 | 0 | 0 | On Peak | 0 | 0 | 1 | Off Peak | 0 | 1 | Off Peak | 0 | 1 | Off Peak | 0 | 0 | 1 | Super Off Peak | 1 | 0 | 0 | On Peak | 0 | 1 | 0 | Off Peak
2020-10-04 | 21 | 10 | 1 | 1 | 1 | 0 | 1.5301 |  | 1 | 0 | 0 | On Peak | 0 | 0 | 1 | Off Peak | 0 | 1 | Off Peak | 0 | 1 | Off Peak | 0 | 0 | 1 | Super Off Peak | 0 | 1 | 0 | Off Peak | 0 | 1 | 0 | Off Peak
2020-10-04 | 22 | 10 | 1 | 1 | 1 | 0 | 1.5007 |  | 0 | 1 | 0 | Off Peak | 0 | 0 | 1 | Off Peak | 0 | 1 | Off Peak | 0 | 1 | Off Peak | 0 | 0 | 1 | Super Off Peak | 0 | 1 | 0 | Off Peak | 0 | 1 | 0 | Off Peak
2020-10-04 | 23 | 10 | 1 | 1 | 1 | 0 | 1.3836 |  | 0 | 1 | 0 | Off Peak | 0 | 0 | 1 | Off Peak | 0 | 1 | Off Peak | 0 | 1 | Off Peak | 0 | 0 | 1 | Super Off Peak | 0 | 1 | 0 | Off Peak | 0 | 1 | 0 | Off Peak
2020-10-04 | 24 | 10 | 1 | 1 | 1 | 0 | 1.222 |  | 0 | 1 | 0 | Off Peak | 0 | 0 | 1 | Off Peak | 0 | 1 | Off Peak | 0 | 1 | Off Peak | 0 | 0 | 1 | Super Off Peak | 0 | 1 | 0 | Off Peak | 0 | 1 | 0 | Off Peak
2020-10-05 | 1 | 10 | 1 | 0 | 0 | 0 | 1.0656 |  | 0 | 0 | 1 | Super Off Peak | 0 | 0 | 1 | Off Peak | 0 | 1 | Off Peak | 0 | 1 | Off Peak | 0 | 0 | 1 | Super Off Peak | 0 | 0 | 1 | Super Off Peak | 0 | 0 | 1 | Super Off Peak
2020-10-05 | 2 | 10 | 1 | 0 | 0 | 0 | 1.1538 |  | 0 | 0 | 1 | Super Off Peak | 0 | 0 | 1 | Off Peak | 0 | 1 | Off Peak | 0 | 1 | Off Peak | 0 | 0 | 1 | Super Off Peak | 0 | 0 | 1 | Super Off Peak | 0 | 0 | 1 | Super Off Peak
2020-10-05 | 3 | 10 | 1 | 0 | 0 | 0 | 1.0802 |  | 0 | 0 | 1 | Super Off Peak | 0 | 0 | 1 | Off Peak | 0 | 1 | Off Peak | 0 | 1 | Off Peak | 0 | 0 | 1 | Super Off Peak | 0 | 0 | 1 | Super Off Peak | 0 | 0 | 1 | Super Off Peak
2020-10-05 | 4 | 10 | 1 | 0 | 0 | 0 | 1.0329 |  | 0 | 0 | 1 | Super Off Peak | 0 | 0 | 1 | Off Peak | 0 | 1 | Off Peak | 0 | 1 | Off Peak | 0 | 0 | 1 | Super Off Peak | 0 | 0 | 1 | Super Off Peak | 0 | 0 | 1 | Super Off Peak
2020-10-05 | 5 | 10 | 1 | 0 | 0 | 0 | 1.0011 |  | 0 | 0 | 1 | Super Off Peak | 0 | 0 | 1 | Off Peak | 0 | 1 | Off Peak | 0 | 1 | Off Peak | 0 | 0 | 1 | Super Off Peak | 0 | 0 | 1 | Super Off Peak | 0 | 0 | 1 | Super Off Peak
2020-10-05 | 6 | 10 | 1 | 0 | 0 | 0 | 0.99225 |  | 0 | 0 | 1 | Super Off Peak | 0 | 0 | 1 | Off Peak | 0 | 1 | Off Peak | 0 | 1 | Off Peak | 0 | 0 | 1 | Super Off Peak | 0 | 1 | 0 | Off Peak | 0 | 1 | 0 | Off Peak
2020-10-05 | 7 | 10 | 1 | 0 | 0 | 0 | 1.3202 |  | 0 | 1 | 0 | Off Peak | 0 | 1 | 0 | Semi Peak | 0 | 1 | Off Peak | 0 | 1 | Off Peak | 0 | 1 | 0 | Off Peak | 0 | 1 | 0 | Off Peak | 0 | 1 | 0 | Off Peak
2020-10-05 | 8 | 10 | 1 | 0 | 0 | 0 | 1.378 |  | 0 | 1 | 0 | Off Peak | 0 | 1 | 0 | Semi Peak | 0 | 1 | Off Peak | 0 | 1 | Off Peak | 0 | 1 | 0 | Off Peak | 0 | 1 | 0 | Off Peak | 0 | 1 | 0 | Off Peak
2020-10-05 | 9 | 10 | 1 | 0 | 0 | 0 | 0.97682 |  | 0 | 1 | 0 | Off Peak | 0 | 1 | 0 | Semi Peak | 0 | 1 | Off Peak | 0 | 1 | Off Peak | 0 | 1 | 0 | Off Peak | 0 | 1 | 0 | Off Peak | 0 | 1 | 0 | Off Peak
2020-10-05 | 10 | 10 | 1 | 0 | 0 | 0 | 0.65061 |  | 0 | 1 | 0 | Off Peak | 0 | 1 | 0 | Semi Peak | 0 | 1 | Off Peak | 0 | 1 | Off Peak | 0 | 1 | 0 | Off Peak | 0 | 1 | 0 | Off Peak | 0 | 1 | 0 | Off Peak
2020-10-05 | 11 | 10 | 1 | 0 | 0 | 0 | 0.5169 |  | 0 | 1 | 0 | Off Peak | 0 | 1 | 0 | Semi Peak | 0 | 1 | Off Peak | 0 | 1 | Off Peak | 0 | 1 | 0 | Off Peak | 0 | 1 | 0 | Off Peak | 0 | 1 | 0 | Off Peak
2020-10-05 | 12 | 10 | 1 | 0 | 0 | 0 | 0.49866 |  | 0 | 1 | 0 | Off Peak | 1 | 0 | 0 | On Peak | 0 | 1 | Off Peak | 0 | 1 | Off Peak | 1 | 0 | 0 | On Peak | 0 | 1 | 0 | Off Peak | 0 | 1 | 0 | Off Peak
2020-10-05 | 13 | 10 | 1 | 0 | 0 | 0 | 0.50975 |  | 0 | 1 | 0 | Off Peak | 1 | 0 | 0 | On Peak | 0 | 1 | Off Peak | 1 | 0 | On Peak | 1 | 0 | 0 | On Peak | 1 | 0 | 0 | On Peak | 1 | 0 | 0 | On Peak
2020-10-05 | 14 | 10 | 1 | 0 | 0 | 0 | 0.59529 |  | 0 | 1 | 0 | Off Peak | 1 | 0 | 0 | On Peak | 0 | 1 | Off Peak | 1 | 0 | On Peak | 1 | 0 | 0 | On Peak | 1 | 0 | 0 | On Peak | 1 | 0 | 0 | On Peak
2020-10-05 | 15 | 10 | 1 | 0 | 0 | 0 | 0.79142 |  | 0 | 1 | 0 | Off Peak | 1 | 0 | 0 | On Peak | 0 | 1 | Off Peak | 1 | 0 | On Peak | 1 | 0 | 0 | On Peak | 1 | 0 | 0 | On Peak | 1 | 0 | 0 | On Peak
2020-10-05 | 16 | 10 | 1 | 0 | 0 | 0 | 1.0683 |  | 0 | 1 | 0 | Off Peak | 1 | 0 | 0 | On Peak | 0 | 1 | Off Peak | 1 | 0 | On Peak | 1 | 0 | 0 | On Peak | 1 | 0 | 0 | On Peak | 1 | 0 | 0 | On Peak
2020-10-05 | 17 | 10 | 1 | 0 | 0 | 0 | 1.5383 |  | 1 | 0 | 0 | On Peak | 1 | 0 | 0 | On Peak | 1 | 0 | On Peak | 1 | 0 | On Peak | 1 | 0 | 0 | On Peak | 1 | 0 | 0 | On Peak | 1 | 0 | 0 | On Peak
2020-10-05 | 18 | 10 | 1 | 0 | 0 | 0 | 2.0743 |  | 1 | 0 | 0 | On Peak | 1 | 0 | 0 | On Peak | 1 | 0 | On Peak | 1 | 0 | On Peak | 1 | 0 | 0 | On Peak | 1 | 0 | 0 | On Peak | 1 | 0 | 0 | On Peak
2020-10-05 | 19 | 10 | 1 | 0 | 0 | 0 | 2.3356 |  | 1 | 0 | 0 | On Peak | 0 | 1 | 0 | Semi Peak | 1 | 0 | On Peak | 0 | 1 | Off Peak | 0 | 1 | 0 | Off Peak | 1 | 0 | 0 | On Peak | 0 | 1 | 0 | Off Peak
2020-10-05 | 20 | 10 | 1 | 0 | 0 | 0 | 2.3941 |  | 1 | 0 | 0 | On Peak | 0 | 1 | 0 | Semi Peak | 1 | 0 | On Peak | 0 | 1 | Off Peak | 0 | 1 | 0 | Off Peak | 1 | 0 | 0 | On Peak | 0 | 1 | 0 | Off Peak
2020-10-05 | 21 | 10 | 1 | 0 | 0 | 0 | 2.4175 |  | 1 | 0 | 0 | On Peak | 0 | 1 | 0 | Semi Peak | 1 | 0 | On Peak | 0 | 1 | Off Peak | 0 | 1 | 0 | Off Peak | 0 | 1 | 0 | Off Peak | 0 | 1 | 0 | Off Peak
2020-10-05 | 22 | 10 | 1 | 0 | 0 | 0 | 2.3255 |  | 0 | 1 | 0 | Off Peak | 0 | 1 | 0 | Semi Peak | 0 | 1 | Off Peak | 0 | 1 | Off Peak | 0 | 1 | 0 | Off Peak | 0 | 1 | 0 | Off Peak | 0 | 1 | 0 | Off Peak
2020-10-05 | 23 | 10 | 1 | 0 | 0 | 0 | 1.7338 |  | 0 | 1 | 0 | Off Peak | 0 | 0 | 1 | Off Peak | 0 | 1 | Off Peak | 0 | 1 | Off Peak | 0 | 0 | 1 | Super Off Peak | 0 | 1 | 0 | Off Peak | 0 | 1 | 0 | Off Peak
2020-10-05 | 24 | 10 | 1 | 0 | 0 | 0 | 1.5197 |  | 0 | 1 | 0 | Off Peak | 0 | 0 | 1 | Off Peak | 0 | 1 | Off Peak | 0 | 1 | Off Peak | 0 | 0 | 1 | Super Off Peak | 0 | 1 | 0 | Off Peak | 0 | 1 | 0 | Off Peak
2020-10-06 | 1 | 10 | 1 | 0 | 0 | 0 | 1.3003 |  | 0 | 0 | 1 | Super Off Peak | 0 | 0 | 1 | Off Peak | 0 | 1 | Off Peak | 0 | 1 | Off Peak | 0 | 0 | 1 | Super Off Peak | 0 | 0 | 1 | Super Off Peak | 0 | 0 | 1 | Super Off Peak
2020-10-06 | 2 | 10 | 1 | 0 | 0 | 0 | 1.0407 |  | 0 | 0 | 1 | Super Off Peak | 0 | 0 | 1 | Off Peak | 0 | 1 | Off Peak | 0 | 1 | Off Peak | 0 | 0 | 1 | Super Off Peak | 0 | 0 | 1 | Super Off Peak | 0 | 0 | 1 | Super Off Peak
2020-10-06 | 3 | 10 | 1 | 0 | 0 | 0 | 1.0105 |  | 0 | 0 | 1 | Super Off Peak | 0 | 0 | 1 | Off Peak | 0 | 1 | Off Peak | 0 | 1 | Off Peak | 0 | 0 | 1 | Super Off Peak | 0 | 0 | 1 | Super Off Peak | 0 | 0 | 1 | Super Off Peak
2020-10-06 | 4 | 10 | 1 | 0 | 0 | 0 | 0.97039 |  | 0 | 0 | 1 | Super Off Peak | 0 | 0 | 1 | Off Peak | 0 | 1 | Off Peak | 0 | 1 | Off Peak | 0 | 0 | 1 | Super Off Peak | 0 | 0 | 1 | Super Off Peak | 0 | 0 | 1 | Super Off Peak
2020-10-06 | 5 | 10 | 1 | 0 | 0 | 0 | 0.94805 |  | 0 | 0 | 1 | Super Off Peak | 0 | 0 | 1 | Off Peak | 0 | 1 | Off Peak | 0 | 1 | Off Peak | 0 | 0 | 1 | Super Off Peak | 0 | 0 | 1 | Super Off Peak | 0 | 0 | 1 | Super Off Peak
2020-10-06 | 6 | 10 | 1 | 0 | 0 | 0 | 0.94175 |  | 0 | 0 | 1 | Super Off Peak | 0 | 0 | 1 | Off Peak | 0 | 1 | Off Peak | 0 | 1 | Off Peak | 0 | 0 | 1 | Super Off Peak | 0 | 1 | 0 | Off Peak | 0 | 1 | 0 | Off Peak
2020-10-06 | 7 | 10 | 1 | 0 | 0 | 0 | 1.2471 |  | 0 | 1 | 0 | Off Peak | 0 | 1 | 0 | Semi Peak | 0 | 1 | Off Peak | 0 | 1 | Off Peak | 0 | 1 | 0 | Off Peak | 0 | 1 | 0 | Off Peak | 0 | 1 | 0 | Off Peak
2020-10-06 | 8 | 10 | 1 | 0 | 0 | 0 | 1.2684 |  | 0 | 1 | 0 | Off Peak | 0 | 1 | 0 | Semi Peak | 0 | 1 | Off Peak | 0 | 1 | Off Peak | 0 | 1 | 0 | Off Peak | 0 | 1 | 0 | Off Peak | 0 | 1 | 0 | Off Peak
2020-10-06 | 9 | 10 | 1 | 0 | 0 | 0 | 0.85949 |  | 0 | 1 | 0 | Off Peak | 0 | 1 | 0 | Semi Peak | 0 | 1 | Off Peak | 0 | 1 | Off Peak | 0 | 1 | 0 | Off Peak | 0 | 1 | 0 | Off Peak | 0 | 1 | 0 | Off Peak
2020-10-06 | 10 | 10 | 1 | 0 | 0 | 0 | 0.52436 |  | 0 | 1 | 0 | Off Peak | 0 | 1 | 0 | Semi Peak | 0 | 1 | Off Peak | 0 | 1 | Off Peak | 0 | 1 | 0 | Off Peak | 0 | 1 | 0 | Off Peak | 0 | 1 | 0 | Off Peak
2020-10-06 | 11 | 10 | 1 | 0 | 0 | 0 | 0.35079 |  | 0 | 1 | 0 | Off Peak | 0 | 1 | 0 | Semi Peak | 0 | 1 | Off Peak | 0 | 1 | Off Peak | 0 | 1 | 0 | Off Peak | 0 | 1 | 0 | Off Peak | 0 | 1 | 0 | Off Peak
2020-10-06 | 12 | 10 | 1 | 0 | 0 | 0 | 0.28708 |  | 0 | 1 | 0 | Off Peak | 1 | 0 | 0 | On Peak | 0 | 1 | Off Peak | 0 | 1 | Off Peak | 1 | 0 | 0 | On Peak | 0 | 1 | 0 | Off Peak | 0 | 1 | 0 | Off Peak
2020-10-06 | 13 | 10 | 1 | 0 | 0 | 0 | 0.27183 |  | 0 | 1 | 0 | Off Peak | 1 | 0 | 0 | On Peak | 0 | 1 | Off Peak | 1 | 0 | On Peak | 1 | 0 | 0 | On Peak | 1 | 0 | 0 | On Peak | 1 | 0 | 0 | On Peak
2020-10-06 | 14 | 10 | 1 | 0 | 0 | 0 | 0.31487 |  | 0 | 1 | 0 | Off Peak | 1 | 0 | 0 | On Peak | 0 | 1 | Off Peak | 1 | 0 | On Peak | 1 | 0 | 0 | On Peak | 1 | 0 | 0 | On Peak | 1 | 0 | 0 | On Peak
2020-10-06 | 15 | 10 | 1 | 0 | 0 | 0 | 0.45582 |  | 0 | 1 | 0 | Off Peak | 1 | 0 | 0 | On Peak | 0 | 1 | Off Peak | 1 | 0 | On Peak | 1 | 0 | 0 | On Peak | 1 | 0 | 0 | On Peak | 1 | 0 | 0 | On Peak
2020-10-06 | 16 | 10 | 1 | 0 | 0 | 0 | 0.6647 |  | 0 | 1 | 0 | Off Peak | 1 | 0 | 0 | On Peak | 0 | 1 | Off Peak | 1 | 0 | On Peak | 1 | 0 | 0 | On Peak | 1 | 0 | 0 | On Peak | 1 | 0 | 0 | On Peak
2020-10-06 | 17 | 10 | 1 | 0 | 0 | 0 | 1.0721 |  | 1 | 0 | 0 | On Peak | 1 | 0 | 0 | On Peak | 1 | 0 | On Peak | 1 | 0 | On Peak | 1 | 0 | 0 | On Peak | 1 | 0 | 0 | On Peak | 1 | 0 | 0 | On Peak
2020-10-06 | 18 | 10 | 1 | 0 | 0 | 0 | 1.6402 |  | 1 | 0 | 0 | On Peak | 1 | 0 | 0 | On Peak | 1 | 0 | On Peak | 1 | 0 | On Peak | 1 | 0 | 0 | On Peak | 1 | 0 | 0 | On Peak | 1 | 0 | 0 | On Peak
2020-10-06 | 19 | 10 | 1 | 0 | 0 | 0 | 1.9434 |  | 1 | 0 | 0 | On Peak | 0 | 1 | 0 | Semi Peak | 1 | 0 | On Peak | 0 | 1 | Off Peak | 0 | 1 | 0 | Off Peak | 1 | 0 | 0 | On Peak | 0 | 1 | 0 | Off Peak
2020-10-06 | 20 | 10 | 1 | 0 | 0 | 0 | 2.0851 |  | 1 | 0 | 0 | On Peak | 0 | 1 | 0 | Semi Peak | 1 | 0 | On Peak | 0 | 1 | Off Peak | 0 | 1 | 0 | Off Peak | 1 | 0 | 0 | On Peak | 0 | 1 | 0 | Off Peak
2020-10-06 | 21 | 10 | 1 | 0 | 0 | 0 | 2.128 |  | 1 | 0 | 0 | On Peak | 0 | 1 | 0 | Semi Peak | 1 | 0 | On Peak | 0 | 1 | Off Peak | 0 | 1 | 0 | Off Peak | 0 | 1 | 0 | Off Peak | 0 | 1 | 0 | Off Peak
2020-10-06 | 22 | 10 | 1 | 0 | 0 | 0 | 2.0533 |  | 0 | 1 | 0 | Off Peak | 0 | 1 | 0 | Semi Peak | 0 | 1 | Off Peak | 0 | 1 | Off Peak | 0 | 1 | 0 | Off Peak | 0 | 1 | 0 | Off Peak | 0 | 1 | 0 | Off Peak
2020-10-06 | 23 | 10 | 1 | 0 | 0 | 0 | 1.5311 |  | 0 | 1 | 0 | Off Peak | 0 | 0 | 1 | Off Peak | 0 | 1 | Off Peak | 0 | 1 | Off Peak | 0 | 0 | 1 | Super Off Peak | 0 | 1 | 0 | Off Peak | 0 | 1 | 0 | Off Peak
2020-10-06 | 24 | 10 | 1 | 0 | 0 | 0 | 1.3385 |  | 0 | 1 | 0 | Off Peak | 0 | 0 | 1 | Off Peak | 0 | 1 | Off Peak | 0 | 1 | Off Peak | 0 | 0 | 1 | Super Off Peak | 0 | 1 | 0 | Off Peak | 0 | 1 | 0 | Off Peak
2020-10-07 | 1 | 10 | 1 | 0 | 0 | 0 | 1.1432 |  | 0 | 0 | 1 | Super Off Peak | 0 | 0 | 1 | Off Peak | 0 | 1 | Off Peak | 0 | 1 | Off Peak | 0 | 0 | 1 | Super Off Peak | 0 | 0 | 1 | Super Off Peak | 0 | 0 | 1 | Super Off Peak
2020-10-07 | 2 | 10 | 1 | 0 | 0 | 0 | 1.0711 |  | 0 | 0 | 1 | Super Off Peak | 0 | 0 | 1 | Off Peak | 0 | 1 | Off Peak | 0 | 1 | Off Peak | 0 | 0 | 1 | Super Off Peak | 0 | 0 | 1 | Super Off Peak | 0 | 0 | 1 | Super Off Peak
2020-10-07 | 3 | 10 | 1 | 0 | 0 | 0 | 1.0088 |  | 0 | 0 | 1 | Super Off Peak | 0 | 0 | 1 | Off Peak | 0 | 1 | Off Peak | 0 | 1 | Off Peak | 0 | 0 | 1 | Super Off Peak | 0 | 0 | 1 | Super Off Peak | 0 | 0 | 1 | Super Off Peak
2020-10-07 | 4 | 10 | 1 | 0 | 0 | 0 | 0.96879 |  | 0 | 0 | 1 | Super Off Peak | 0 | 0 | 1 | Off Peak | 0 | 1 | Off Peak | 0 | 1 | Off Peak | 0 | 0 | 1 | Super Off Peak | 0 | 0 | 1 | Super Off Peak | 0 | 0 | 1 | Super Off Peak
2020-10-07 | 5 | 10 | 1 | 0 | 0 | 0 | 0.94803 |  | 0 | 0 | 1 | Super Off Peak | 0 | 0 | 1 | Off Peak | 0 | 1 | Off Peak | 0 | 1 | Off Peak | 0 | 0 | 1 | Super Off Peak | 0 | 0 | 1 | Super Off Peak | 0 | 0 | 1 | Super Off Peak
2020-10-07 | 6 | 10 | 1 | 0 | 0 | 0 | 0.94833 |  | 0 | 0 | 1 | Super Off Peak | 0 | 0 | 1 | Off Peak | 0 | 1 | Off Peak | 0 | 1 | Off Peak | 0 | 0 | 1 | Super Off Peak | 0 | 1 | 0 | Off Peak | 0 | 1 | 0 | Off Peak
2020-10-07 | 7 | 10 | 1 | 0 | 0 | 0 | 1.2672 |  | 0 | 1 | 0 | Off Peak | 0 | 1 | 0 | Semi Peak | 0 | 1 | Off Peak | 0 | 1 | Off Peak | 0 | 1 | 0 | Off Peak | 0 | 1 | 0 | Off Peak | 0 | 1 | 0 | Off Peak
2020-10-07 | 8 | 10 | 1 | 0 | 0 | 0 | 1.2902 |  | 0 | 1 | 0 | Off Peak | 0 | 1 | 0 | Semi Peak | 0 | 1 | Off Peak | 0 | 1 | Off Peak | 0 | 1 | 0 | Off Peak | 0 | 1 | 0 | Off Peak | 0 | 1 | 0 | Off Peak
2020-10-07 | 9 | 10 | 1 | 0 | 0 | 0 | 0.90549 |  | 0 | 1 | 0 | Off Peak | 0 | 1 | 0 | Semi Peak | 0 | 1 | Off Peak | 0 | 1 | Off Peak | 0 | 1 | 0 | Off Peak | 0 | 1 | 0 | Off Peak | 0 | 1 | 0 | Off Peak
2020-10-07 | 10 | 10 | 1 | 0 | 0 | 0 | 0.56021 |  | 0 | 1 | 0 | Off Peak | 0 | 1 | 0 | Semi Peak | 0 | 1 | Off Peak | 0 | 1 | Off Peak | 0 | 1 | 0 | Off Peak | 0 | 1 | 0 | Off Peak | 0 | 1 | 0 | Off Peak
2020-10-07 | 11 | 10 | 1 | 0 | 0 | 0 | 0.37668 |  | 0 | 1 | 0 | Off Peak | 0 | 1 | 0 | Semi Peak | 0 | 1 | Off Peak | 0 | 1 | Off Peak | 0 | 1 | 0 | Off Peak | 0 | 1 | 0 | Off Peak | 0 | 1 | 0 | Off Peak
2020-10-07 | 12 | 10 | 1 | 0 | 0 | 0 | 0.29829 |  | 0 | 1 | 0 | Off Peak | 1 | 0 | 0 | On Peak | 0 | 1 | Off Peak | 0 | 1 | Off Peak | 1 | 0 | 0 | On Peak | 0 | 1 | 0 | Off Peak | 0 | 1 | 0 | Off Peak
2020-10-07 | 13 | 10 | 1 | 0 | 0 | 0 | 0.25061 |  | 0 | 1 | 0 | Off Peak | 1 | 0 | 0 | On Peak | 0 | 1 | Off Peak | 1 | 0 | On Peak | 1 | 0 | 0 | On Peak | 1 | 0 | 0 | On Peak | 1 | 0 | 0 | On Peak
2020-10-07 | 14 | 10 | 1 | 0 | 0 | 0 | 0.27346 |  | 0 | 1 | 0 | Off Peak | 1 | 0 | 0 | On Peak | 0 | 1 | Off Peak | 1 | 0 | On Peak | 1 | 0 | 0 | On Peak | 1 | 0 | 0 | On Peak | 1 | 0 | 0 | On Peak
2020-10-07 | 15 | 10 | 1 | 0 | 0 | 0 | 0.4026 |  | 0 | 1 | 0 | Off Peak | 1 | 0 | 0 | On Peak | 0 | 1 | Off Peak | 1 | 0 | On Peak | 1 | 0 | 0 | On Peak | 1 | 0 | 0 | On Peak | 1 | 0 | 0 | On Peak
2020-10-07 | 16 | 10 | 1 | 0 | 0 | 0 | 0.60139 |  | 0 | 1 | 0 | Off Peak | 1 | 0 | 0 | On Peak | 0 | 1 | Off Peak | 1 | 0 | On Peak | 1 | 0 | 0 | On Peak | 1 | 0 | 0 | On Peak | 1 | 0 | 0 | On Peak
2020-10-07 | 17 | 10 | 1 | 0 | 0 | 0 | 1.0057 |  | 1 | 0 | 0 | On Peak | 1 | 0 | 0 | On Peak | 1 | 0 | On Peak | 1 | 0 | On Peak | 1 | 0 | 0 | On Peak | 1 | 0 | 0 | On Peak | 1 | 0 | 0 | On Peak
2020-10-07 | 18 | 10 | 1 | 0 | 0 | 0 | 1.5691 |  | 1 | 0 | 0 | On Peak | 1 | 0 | 0 | On Peak | 1 | 0 | On Peak | 1 | 0 | On Peak | 1 | 0 | 0 | On Peak | 1 | 0 | 0 | On Peak | 1 | 0 | 0 | On Peak
2020-10-07 | 19 | 10 | 1 | 0 | 0 | 0 | 1.872 |  | 1 | 0 | 0 | On Peak | 0 | 1 | 0 | Semi Peak | 1 | 0 | On Peak | 0 | 1 | Off Peak | 0 | 1 | 0 | Off Peak | 1 | 0 | 0 | On Peak | 0 | 1 | 0 | Off Peak
2020-10-07 | 20 | 10 | 1 | 0 | 0 | 0 | 2.0305 |  | 1 | 0 | 0 | On Peak | 0 | 1 | 0 | Semi Peak | 1 | 0 | On Peak | 0 | 1 | Off Peak | 0 | 1 | 0 | Off Peak | 1 | 0 | 0 | On Peak | 0 | 1 | 0 | Off Peak
2020-10-07 | 21 | 10 | 1 | 0 | 0 | 0 | 2.1018 |  | 1 | 0 | 0 | On Peak | 0 | 1 | 0 | Semi Peak | 1 | 0 | On Peak | 0 | 1 | Off Peak | 0 | 1 | 0 | Off Peak | 0 | 1 | 0 | Off Peak | 0 | 1 | 0 | Off Peak
2020-10-07 | 22 | 10 | 1 | 0 | 0 | 0 | 2.0334 |  | 0 | 1 | 0 | Off Peak | 0 | 1 | 0 | Semi Peak | 0 | 1 | Off Peak | 0 | 1 | Off Peak | 0 | 1 | 0 | Off Peak | 0 | 1 | 0 | Off Peak | 0 | 1 | 0 | Off Peak
2020-10-07 | 23 | 10 | 1 | 0 | 0 | 0 | 1.5301 |  | 0 | 1 | 0 | Off Peak | 0 | 0 | 1 | Off Peak | 0 | 1 | Off Peak | 0 | 1 | Off Peak | 0 | 0 | 1 | Super Off Peak | 0 | 1 | 0 | Off Peak | 0 | 1 | 0 | Off Peak
2020-10-07 | 24 | 10 | 1 | 0 | 0 | 0 | 1.3553 |  | 0 | 1 | 0 | Off Peak | 0 | 0 | 1 | Off Peak | 0 | 1 | Off Peak | 0 | 1 | Off Peak | 0 | 0 | 1 | Super Off Peak | 0 | 1 | 0 | Off Peak | 0 | 1 | 0 | Off Peak
2020-10-08 | 1 | 10 | 1 | 0 | 0 | 0 | 1.177 |  | 0 | 0 | 1 | Super Off Peak | 0 | 0 | 1 | Off Peak | 0 | 1 | Off Peak | 0 | 1 | Off Peak | 0 | 0 | 1 | Super Off Peak | 0 | 0 | 1 | Super Off Peak | 0 | 0 | 1 | Super Off Peak
2020-10-08 | 2 | 10 | 1 | 0 | 0 | 0 | 1.0374 |  | 0 | 0 | 1 | Super Off Peak | 0 | 0 | 1 | Off Peak | 0 | 1 | Off Peak | 0 | 1 | Off Peak | 0 | 0 | 1 | Super Off Peak | 0 | 0 | 1 | Super Off Peak | 0 | 0 | 1 | Super Off Peak
2020-10-08 | 3 | 10 | 1 | 0 | 0 | 0 | 1.0127 |  | 0 | 0 | 1 | Super Off Peak | 0 | 0 | 1 | Off Peak | 0 | 1 | Off Peak | 0 | 1 | Off Peak | 0 | 0 | 1 | Super Off Peak | 0 | 0 | 1 | Super Off Peak | 0 | 0 | 1 | Super Off Peak
2020-10-08 | 4 | 10 | 1 | 0 | 0 | 0 | 0.98546 |  | 0 | 0 | 1 | Super Off Peak | 0 | 0 | 1 | Off Peak | 0 | 1 | Off Peak | 0 | 1 | Off Peak | 0 | 0 | 1 | Super Off Peak | 0 | 0 | 1 | Super Off Peak | 0 | 0 | 1 | Super Off Peak
2020-10-08 | 5 | 10 | 1 | 0 | 0 | 0 | 0.9694 |  | 0 | 0 | 1 | Super Off Peak | 0 | 0 | 1 | Off Peak | 0 | 1 | Off Peak | 0 | 1 | Off Peak | 0 | 0 | 1 | Super Off Peak | 0 | 0 | 1 | Super Off Peak | 0 | 0 | 1 | Super Off Peak
2020-10-08 | 6 | 10 | 1 | 0 | 0 | 0 | 0.97066 |  | 0 | 0 | 1 | Super Off Peak | 0 | 0 | 1 | Off Peak | 0 | 1 | Off Peak | 0 | 1 | Off Peak | 0 | 0 | 1 | Super Off Peak | 0 | 1 | 0 | Off Peak | 0 | 1 | 0 | Off Peak
2020-10-08 | 7 | 10 | 1 | 0 | 0 | 0 | 1.296 |  | 0 | 1 | 0 | Off Peak | 0 | 1 | 0 | Semi Peak | 0 | 1 | Off Peak | 0 | 1 | Off Peak | 0 | 1 | 0 | Off Peak | 0 | 1 | 0 | Off Peak | 0 | 1 | 0 | Off Peak
2020-10-08 | 8 | 10 | 1 | 0 | 0 | 0 | 1.3505 |  | 0 | 1 | 0 | Off Peak | 0 | 1 | 0 | Semi Peak | 0 | 1 | Off Peak | 0 | 1 | Off Peak | 0 | 1 | 0 | Off Peak | 0 | 1 | 0 | Off Peak | 0 | 1 | 0 | Off Peak
2020-10-08 | 9 | 10 | 1 | 0 | 0 | 0 | 0.9579 |  | 0 | 1 | 0 | Off Peak | 0 | 1 | 0 | Semi Peak | 0 | 1 | Off Peak | 0 | 1 | Off Peak | 0 | 1 | 0 | Off Peak | 0 | 1 | 0 | Off Peak | 0 | 1 | 0 | Off Peak
2020-10-08 | 10 | 10 | 1 | 0 | 0 | 0 | 0.60303 |  | 0 | 1 | 0 | Off Peak | 0 | 1 | 0 | Semi Peak | 0 | 1 | Off Peak | 0 | 1 | Off Peak | 0 | 1 | 0 | Off Peak | 0 | 1 | 0 | Off Peak | 0 | 1 | 0 | Off Peak
2020-10-08 | 11 | 10 | 1 | 0 | 0 | 0 | 0.38234 |  | 0 | 1 | 0 | Off Peak | 0 | 1 | 0 | Semi Peak | 0 | 1 | Off Peak | 0 | 1 | Off Peak | 0 | 1 | 0 | Off Peak | 0 | 1 | 0 | Off Peak | 0 | 1 | 0 | Off Peak
2020-10-08 | 12 | 10 | 1 | 0 | 0 | 0 | 0.25396 |  | 0 | 1 | 0 | Off Peak | 1 | 0 | 0 | On Peak | 0 | 1 | Off Peak | 0 | 1 | Off Peak | 1 | 0 | 0 | On Peak | 0 | 1 | 0 | Off Peak | 0 | 1 | 0 | Off Peak
2020-10-08 | 13 | 10 | 1 | 0 | 0 | 0 | 0.18789 |  | 0 | 1 | 0 | Off Peak | 1 | 0 | 0 | On Peak | 0 | 1 | Off Peak | 1 | 0 | On Peak | 1 | 0 | 0 | On Peak | 1 | 0 | 0 | On Peak | 1 | 0 | 0 | On Peak
2020-10-08 | 14 | 10 | 1 | 0 | 0 | 0 | 0.19012 |  | 0 | 1 | 0 | Off Peak | 1 | 0 | 0 | On Peak | 0 | 1 | Off Peak | 1 | 0 | On Peak | 1 | 0 | 0 | On Peak | 1 | 0 | 0 | On Peak | 1 | 0 | 0 | On Peak
2020-10-08 | 15 | 10 | 1 | 0 | 0 | 0 | 0.29212 |  | 0 | 1 | 0 | Off Peak | 1 | 0 | 0 | On Peak | 0 | 1 | Off Peak | 1 | 0 | On Peak | 1 | 0 | 0 | On Peak | 1 | 0 | 0 | On Peak | 1 | 0 | 0 | On Peak
2020-10-08 | 16 | 10 | 1 | 0 | 0 | 0 | 0.49282 |  | 0 | 1 | 0 | Off Peak | 1 | 0 | 0 | On Peak | 0 | 1 | Off Peak | 1 | 0 | On Peak | 1 | 0 | 0 | On Peak | 1 | 0 | 0 | On Peak | 1 | 0 | 0 | On Peak
2020-10-08 | 17 | 10 | 1 | 0 | 0 | 0 | 0.89868 |  | 1 | 0 | 0 | On Peak | 1 | 0 | 0 | On Peak | 1 | 0 | On Peak | 1 | 0 | On Peak | 1 | 0 | 0 | On Peak | 1 | 0 | 0 | On Peak | 1 | 0 | 0 | On Peak
2020-10-08 | 18 | 10 | 1 | 0 | 0 | 0 | 1.4663 |  | 1 | 0 | 0 | On Peak | 1 | 0 | 0 | On Peak | 1 | 0 | On Peak | 1 | 0 | On Peak | 1 | 0 | 0 | On Peak | 1 | 0 | 0 | On Peak | 1 | 0 | 0 | On Peak
2020-10-08 | 19 | 10 | 1 | 0 | 0 | 0 | 1.8047 |  | 1 | 0 | 0 | On Peak | 0 | 1 | 0 | Semi Peak | 1 | 0 | On Peak | 0 | 1 | Off Peak | 0 | 1 | 0 | Off Peak | 1 | 0 | 0 | On Peak | 0 | 1 | 0 | Off Peak
2020-10-08 | 20 | 10 | 1 | 0 | 0 | 0 | 1.9557 |  | 1 | 0 | 0 | On Peak | 0 | 1 | 0 | Semi Peak | 1 | 0 | On Peak | 0 | 1 | Off Peak | 0 | 1 | 0 | Off Peak | 1 | 0 | 0 | On Peak | 0 | 1 | 0 | Off Peak
2020-10-08 | 21 | 10 | 1 | 0 | 0 | 0 | 2.0319 |  | 1 | 0 | 0 | On Peak | 0 | 1 | 0 | Semi Peak | 1 | 0 | On Peak | 0 | 1 | Off Peak | 0 | 1 | 0 | Off Peak | 0 | 1 | 0 | Off Peak | 0 | 1 | 0 | Off Peak
2020-10-08 | 22 | 10 | 1 | 0 | 0 | 0 | 1.9673 |  | 0 | 1 | 0 | Off Peak | 0 | 1 | 0 | Semi Peak | 0 | 1 | Off Peak | 0 | 1 | Off Peak | 0 | 1 | 0 | Off Peak | 0 | 1 | 0 | Off Peak | 0 | 1 | 0 | Off Peak
2020-10-08 | 23 | 10 | 1 | 0 | 0 | 0 | 1.4795 |  | 0 | 1 | 0 | Off Peak | 0 | 0 | 1 | Off Peak | 0 | 1 | Off Peak | 0 | 1 | Off Peak | 0 | 0 | 1 | Super Off Peak | 0 | 1 | 0 | Off Peak | 0 | 1 | 0 | Off Peak
2020-10-08 | 24 | 10 | 1 | 0 | 0 | 0 | 1.3183 |  | 0 | 1 | 0 | Off Peak | 0 | 0 | 1 | Off Peak | 0 | 1 | Off Peak | 0 | 1 | Off Peak | 0 | 0 | 1 | Super Off Peak | 0 | 1 | 0 | Off Peak | 0 | 1 | 0 | Off Peak
2020-10-09 | 1 | 10 | 1 | 0 | 0 | 0 | 1.14 |  | 0 | 0 | 1 | Super Off Peak | 0 | 0 | 1 | Off Peak | 0 | 1 | Off Peak | 0 | 1 | Off Peak | 0 | 0 | 1 | Super Off Peak | 0 | 0 | 1 | Super Off Peak | 0 | 0 | 1 | Super Off Peak
2020-10-09 | 2 | 10 | 1 | 0 | 0 | 0 | 1.0567 |  | 0 | 0 | 1 | Super Off Peak | 0 | 0 | 1 | Off Peak | 0 | 1 | Off Peak | 0 | 1 | Off Peak | 0 | 0 | 1 | Super Off Peak | 0 | 0 | 1 | Super Off Peak | 0 | 0 | 1 | Super Off Peak
2020-10-09 | 3 | 10 | 1 | 0 | 0 | 0 | 0.99448 |  | 0 | 0 | 1 | Super Off Peak | 0 | 0 | 1 | Off Peak | 0 | 1 | Off Peak | 0 | 1 | Off Peak | 0 | 0 | 1 | Super Off Peak | 0 | 0 | 1 | Super Off Peak | 0 | 0 | 1 | Super Off Peak
2020-10-09 | 4 | 10 | 1 | 0 | 0 | 0 | 0.95955 |  | 0 | 0 | 1 | Super Off Peak | 0 | 0 | 1 | Off Peak | 0 | 1 | Off Peak | 0 | 1 | Off Peak | 0 | 0 | 1 | Super Off Peak | 0 | 0 | 1 | Super Off Peak | 0 | 0 | 1 | Super Off Peak
2020-10-09 | 5 | 10 | 1 | 0 | 0 | 0 | 0.93718 |  | 0 | 0 | 1 | Super Off Peak | 0 | 0 | 1 | Off Peak | 0 | 1 | Off Peak | 0 | 1 | Off Peak | 0 | 0 | 1 | Super Off Peak | 0 | 0 | 1 | Super Off Peak | 0 | 0 | 1 | Super Off Peak
2020-10-09 | 6 | 10 | 1 | 0 | 0 | 0 | 0.93431 |  | 0 | 0 | 1 | Super Off Peak | 0 | 0 | 1 | Off Peak | 0 | 1 | Off Peak | 0 | 1 | Off Peak | 0 | 0 | 1 | Super Off Peak | 0 | 1 | 0 | Off Peak | 0 | 1 | 0 | Off Peak
2020-10-09 | 7 | 10 | 1 | 0 | 0 | 0 | 1.2503 |  | 0 | 1 | 0 | Off Peak | 0 | 1 | 0 | Semi Peak | 0 | 1 | Off Peak | 0 | 1 | Off Peak | 0 | 1 | 0 | Off Peak | 0 | 1 | 0 | Off Peak | 0 | 1 | 0 | Off Peak
2020-10-09 | 8 | 10 | 1 | 0 | 0 | 0 | 1.286 |  | 0 | 1 | 0 | Off Peak | 0 | 1 | 0 | Semi Peak | 0 | 1 | Off Peak | 0 | 1 | Off Peak | 0 | 1 | 0 | Off Peak | 0 | 1 | 0 | Off Peak | 0 | 1 | 0 | Off Peak
2020-10-09 | 9 | 10 | 1 | 0 | 0 | 0 | 0.89636 |  | 0 | 1 | 0 | Off Peak | 0 | 1 | 0 | Semi Peak | 0 | 1 | Off Peak | 0 | 1 | Off Peak | 0 | 1 | 0 | Off Peak | 0 | 1 | 0 | Off Peak | 0 | 1 | 0 | Off Peak
2020-10-09 | 10 | 10 | 1 | 0 | 0 | 0 | 0.53122 |  | 0 | 1 | 0 | Off Peak | 0 | 1 | 0 | Semi Peak | 0 | 1 | Off Peak | 0 | 1 | Off Peak | 0 | 1 | 0 | Off Peak | 0 | 1 | 0 | Off Peak | 0 | 1 | 0 | Off Peak
2020-10-09 | 11 | 10 | 1 | 0 | 0 | 0 | 0.32495 |  | 0 | 1 | 0 | Off Peak | 0 | 1 | 0 | Semi Peak | 0 | 1 | Off Peak | 0 | 1 | Off Peak | 0 | 1 | 0 | Off Peak | 0 | 1 | 0 | Off Peak | 0 | 1 | 0 | Off Peak
2020-10-09 | 12 | 10 | 1 | 0 | 0 | 0 | 0.23912 |  | 0 | 1 | 0 | Off Peak | 1 | 0 | 0 | On Peak | 0 | 1 | Off Peak | 0 | 1 | Off Peak | 1 | 0 | 0 | On Peak | 0 | 1 | 0 | Off Peak | 0 | 1 | 0 | Off Peak
2020-10-09 | 13 | 10 | 1 | 0 | 0 | 0 | 0.18675 |  | 0 | 1 | 0 | Off Peak | 1 | 0 | 0 | On Peak | 0 | 1 | Off Peak | 1 | 0 | On Peak | 1 | 0 | 0 | On Peak | 1 | 0 | 0 | On Peak | 1 | 0 | 0 | On Peak
2020-10-09 | 14 | 10 | 1 | 0 | 0 | 0 | 0.20492 |  | 0 | 1 | 0 | Off Peak | 1 | 0 | 0 | On Peak | 0 | 1 | Off Peak | 1 | 0 | On Peak | 1 | 0 | 0 | On Peak | 1 | 0 | 0 | On Peak | 1 | 0 | 0 | On Peak
2020-10-09 | 15 | 10 | 1 | 0 | 0 | 0 | 0.32419 |  | 0 | 1 | 0 | Off Peak | 1 | 0 | 0 | On Peak | 0 | 1 | Off Peak | 1 | 0 | On Peak | 1 | 0 | 0 | On Peak | 1 | 0 | 0 | On Peak | 1 | 0 | 0 | On Peak
2020-10-09 | 16 | 10 | 1 | 0 | 0 | 0 | 0.52642 |  | 0 | 1 | 0 | Off Peak | 1 | 0 | 0 | On Peak | 0 | 1 | Off Peak | 1 | 0 | On Peak | 1 | 0 | 0 | On Peak | 1 | 0 | 0 | On Peak | 1 | 0 | 0 | On Peak
2020-10-09 | 17 | 10 | 1 | 0 | 0 | 0 | 0.95588 |  | 1 | 0 | 0 | On Peak | 1 | 0 | 0 | On Peak | 1 | 0 | On Peak | 1 | 0 | On Peak | 1 | 0 | 0 | On Peak | 1 | 0 | 0 | On Peak | 1 | 0 | 0 | On Peak
2020-10-09 | 18 | 10 | 1 | 0 | 0 | 0 | 1.5683 |  | 1 | 0 | 0 | On Peak | 1 | 0 | 0 | On Peak | 1 | 0 | On Peak | 1 | 0 | On Peak | 1 | 0 | 0 | On Peak | 1 | 0 | 0 | On Peak | 1 | 0 | 0 | On Peak
2020-10-09 | 19 | 10 | 1 | 0 | 0 | 0 | 1.9214 |  | 1 | 0 | 0 | On Peak | 0 | 1 | 0 | Semi Peak | 1 | 0 | On Peak | 0 | 1 | Off Peak | 0 | 1 | 0 | Off Peak | 1 | 0 | 0 | On Peak | 0 | 1 | 0 | Off Peak
2020-10-09 | 20 | 10 | 1 | 0 | 0 | 0 | 2.0775 |  | 1 | 0 | 0 | On Peak | 0 | 1 | 0 | Semi Peak | 1 | 0 | On Peak | 0 | 1 | Off Peak | 0 | 1 | 0 | Off Peak | 1 | 0 | 0 | On Peak | 0 | 1 | 0 | Off Peak
2020-10-09 | 21 | 10 | 1 | 0 | 0 | 0 | 2.1434 |  | 1 | 0 | 0 | On Peak | 0 | 1 | 0 | Semi Peak | 1 | 0 | On Peak | 0 | 1 | Off Peak | 0 | 1 | 0 | Off Peak | 0 | 1 | 0 | Off Peak | 0 | 1 | 0 | Off Peak
2020-10-09 | 22 | 10 | 1 | 0 | 0 | 0 | 2.0658 |  | 0 | 1 | 0 | Off Peak | 0 | 1 | 0 | Semi Peak | 0 | 1 | Off Peak | 0 | 1 | Off Peak | 0 | 1 | 0 | Off Peak | 0 | 1 | 0 | Off Peak | 0 | 1 | 0 | Off Peak
2020-10-09 | 23 | 10 | 1 | 0 | 0 | 0 | 1.5412 |  | 0 | 1 | 0 | Off Peak | 0 | 0 | 1 | Off Peak | 0 | 1 | Off Peak | 0 | 1 | Off Peak | 0 | 0 | 1 | Super Off Peak | 0 | 1 | 0 | Off Peak | 0 | 1 | 0 | Off Peak
2020-10-09 | 24 | 10 | 1 | 0 | 0 | 0 | 1.3489 |  | 0 | 1 | 0 | Off Peak | 0 | 0 | 1 | Off Peak | 0 | 1 | Off Peak | 0 | 1 | Off Peak | 0 | 0 | 1 | Super Off Peak | 0 | 1 | 0 | Off Peak | 0 | 1 | 0 | Off Peak
2020-10-10 | 1 | 10 | 1 | 1 | 0 | 0 | 1.1623 |  | 0 | 0 | 1 | Super Off Peak | 0 | 0 | 1 | Off Peak | 0 | 1 | Off Peak | 0 | 1 | Off Peak | 0 | 0 | 1 | Super Off Peak | 0 | 0 | 1 | Super Off Peak | 0 | 0 | 1 | Super Off Peak
2020-10-10 | 2 | 10 | 1 | 1 | 0 | 0 | 0.97851 |  | 0 | 0 | 1 | Super Off Peak | 0 | 0 | 1 | Off Peak | 0 | 1 | Off Peak | 0 | 1 | Off Peak | 0 | 0 | 1 | Super Off Peak | 0 | 0 | 1 | Super Off Peak | 0 | 0 | 1 | Super Off Peak
2020-10-10 | 3 | 10 | 1 | 1 | 0 | 0 | 0.96196 |  | 0 | 0 | 1 | Super Off Peak | 0 | 0 | 1 | Off Peak | 0 | 1 | Off Peak | 0 | 1 | Off Peak | 0 | 0 | 1 | Super Off Peak | 0 | 0 | 1 | Super Off Peak | 0 | 0 | 1 | Super Off Peak
2020-10-10 | 4 | 10 | 1 | 1 | 0 | 0 | 0.93217 |  | 0 | 0 | 1 | Super Off Peak | 0 | 0 | 1 | Off Peak | 0 | 1 | Off Peak | 0 | 1 | Off Peak | 0 | 0 | 1 | Super Off Peak | 0 | 0 | 1 | Super Off Peak | 0 | 0 | 1 | Super Off Peak
2020-10-10 | 5 | 10 | 1 | 1 | 0 | 0 | 0.90682 |  | 0 | 0 | 1 | Super Off Peak | 0 | 0 | 1 | Off Peak | 0 | 1 | Off Peak | 0 | 1 | Off Peak | 0 | 0 | 1 | Super Off Peak | 0 | 0 | 1 | Super Off Peak | 0 | 0 | 1 | Super Off Peak
2020-10-10 | 6 | 10 | 1 | 1 | 0 | 0 | 0.90396 |  | 0 | 0 | 1 | Super Off Peak | 0 | 0 | 1 | Off Peak | 0 | 1 | Off Peak | 0 | 1 | Off Peak | 0 | 0 | 1 | Super Off Peak | 0 | 1 | 0 | Off Peak | 0 | 1 | 0 | Off Peak
2020-10-10 | 7 | 10 | 1 | 1 | 0 | 0 | 1.1796 |  | 0 | 0 | 1 | Super Off Peak | 0 | 0 | 1 | Off Peak | 0 | 1 | Off Peak | 0 | 1 | Off Peak | 0 | 0 | 1 | Super Off Peak | 0 | 1 | 0 | Off Peak | 0 | 1 | 0 | Off Peak
2020-10-10 | 8 | 10 | 1 | 1 | 0 | 0 | 1.122 |  | 0 | 0 | 1 | Super Off Peak | 0 | 0 | 1 | Off Peak | 0 | 1 | Off Peak | 0 | 1 | Off Peak | 0 | 0 | 1 | Super Off Peak | 0 | 1 | 0 | Off Peak | 0 | 1 | 0 | Off Peak
2020-10-10 | 9 | 10 | 1 | 1 | 0 | 0 | 0.71157 |  | 0 | 0 | 1 | Super Off Peak | 0 | 0 | 1 | Off Peak | 0 | 1 | Off Peak | 0 | 1 | Off Peak | 0 | 0 | 1 | Super Off Peak | 0 | 1 | 0 | Off Peak | 0 | 1 | 0 | Off Peak
2020-10-10 | 10 | 10 | 1 | 1 | 0 | 0 | 0.35052 |  | 0 | 0 | 1 | Super Off Peak | 0 | 0 | 1 | Off Peak | 0 | 1 | Off Peak | 0 | 1 | Off Peak | 0 | 0 | 1 | Super Off Peak | 0 | 1 | 0 | Off Peak | 0 | 1 | 0 | Off Peak
2020-10-10 | 11 | 10 | 1 | 1 | 0 | 0 | 0.14225 |  | 0 | 0 | 1 | Super Off Peak | 0 | 0 | 1 | Off Peak | 0 | 1 | Off Peak | 0 | 1 | Off Peak | 0 | 0 | 1 | Super Off Peak | 0 | 1 | 0 | Off Peak | 0 | 1 | 0 | Off Peak
2020-10-10 | 12 | 10 | 1 | 1 | 0 | 0 | 0.035165 |  | 0 | 0 | 1 | Super Off Peak | 0 | 0 | 1 | Off Peak | 0 | 1 | Off Peak | 0 | 1 | Off Peak | 0 | 0 | 1 | Super Off Peak | 0 | 1 | 0 | Off Peak | 0 | 1 | 0 | Off Peak
2020-10-10 | 13 | 10 | 1 | 1 | 0 | 0 | -0.014629 |  | 0 | 0 | 1 | Super Off Peak | 0 | 0 | 1 | Off Peak | 0 | 1 | Off Peak | 0 | 1 | Off Peak | 0 | 0 | 1 | Super Off Peak | 1 | 0 | 0 | On Peak | 1 | 0 | 0 | On Peak
2020-10-10 | 14 | 10 | 1 | 1 | 0 | 0 | -0.033199 |  | 0 | 0 | 1 | Super Off Peak | 0 | 0 | 1 | Off Peak | 0 | 1 | Off Peak | 0 | 1 | Off Peak | 0 | 0 | 1 | Super Off Peak | 1 | 0 | 0 | On Peak | 1 | 0 | 0 | On Peak
2020-10-10 | 15 | 10 | 1 | 1 | 0 | 0 | 0.066753 |  | 0 | 1 | 0 | Off Peak | 0 | 0 | 1 | Off Peak | 0 | 1 | Off Peak | 0 | 1 | Off Peak | 0 | 0 | 1 | Super Off Peak | 1 | 0 | 0 | On Peak | 1 | 0 | 0 | On Peak
2020-10-10 | 16 | 10 | 1 | 1 | 0 | 0 | 0.26013 |  | 0 | 1 | 0 | Off Peak | 0 | 0 | 1 | Off Peak | 0 | 1 | Off Peak | 0 | 1 | Off Peak | 0 | 0 | 1 | Super Off Peak | 1 | 0 | 0 | On Peak | 1 | 0 | 0 | On Peak
2020-10-10 | 17 | 10 | 1 | 1 | 0 | 0 | 0.65315 |  | 1 | 0 | 0 | On Peak | 0 | 0 | 1 | Off Peak | 0 | 1 | Off Peak | 0 | 1 | Off Peak | 0 | 0 | 1 | Super Off Peak | 1 | 0 | 0 | On Peak | 1 | 0 | 0 | On Peak
2020-10-10 | 18 | 10 | 1 | 1 | 0 | 0 | 1.2517 |  | 1 | 0 | 0 | On Peak | 0 | 0 | 1 | Off Peak | 0 | 1 | Off Peak | 0 | 1 | Off Peak | 0 | 0 | 1 | Super Off Peak | 1 | 0 | 0 | On Peak | 1 | 0 | 0 | On Peak
2020-10-10 | 19 | 10 | 1 | 1 | 0 | 0 | 1.6249 |  | 1 | 0 | 0 | On Peak | 0 | 0 | 1 | Off Peak | 0 | 1 | Off Peak | 0 | 1 | Off Peak | 0 | 0 | 1 | Super Off Peak | 1 | 0 | 0 | On Peak | 0 | 1 | 0 | Off Peak
2020-10-10 | 20 | 10 | 1 | 1 | 0 | 0 | 1.8468 |  | 1 | 0 | 0 | On Peak | 0 | 0 | 1 | Off Peak | 0 | 1 | Off Peak | 0 | 1 | Off Peak | 0 | 0 | 1 | Super Off Peak | 1 | 0 | 0 | On Peak | 0 | 1 | 0 | Off Peak
2020-10-10 | 21 | 10 | 1 | 1 | 0 | 0 | 1.8865 |  | 1 | 0 | 0 | On Peak | 0 | 0 | 1 | Off Peak | 0 | 1 | Off Peak | 0 | 1 | Off Peak | 0 | 0 | 1 | Super Off Peak | 0 | 1 | 0 | Off Peak | 0 | 1 | 0 | Off Peak
2020-10-10 | 22 | 10 | 1 | 1 | 0 | 0 | 1.8544 |  | 0 | 1 | 0 | Off Peak | 0 | 0 | 1 | Off Peak | 0 | 1 | Off Peak | 0 | 1 | Off Peak | 0 | 0 | 1 | Super Off Peak | 0 | 1 | 0 | Off Peak | 0 | 1 | 0 | Off Peak
2020-10-10 | 23 | 10 | 1 | 1 | 0 | 0 | 1.3773 |  | 0 | 1 | 0 | Off Peak | 0 | 0 | 1 | Off Peak | 0 | 1 | Off Peak | 0 | 1 | Off Peak | 0 | 0 | 1 | Super Off Peak | 0 | 1 | 0 | Off Peak | 0 | 1 | 0 | Off Peak
2020-10-10 | 24 | 10 | 1 | 1 | 0 | 0 | 1.2296 |  | 0 | 1 | 0 | Off Peak | 0 | 0 | 1 | Off Peak | 0 | 1 | Off Peak | 0 | 1 | Off Peak | 0 | 0 | 1 | Super Off Peak | 0 | 1 | 0 | Off Peak | 0 | 1 | 0 | Off Peak
2020-10-11 | 1 | 10 | 1 | 1 | 1 | 0 | 1.0728 |  | 0 | 0 | 1 | Super Off Peak | 0 | 0 | 1 | Off Peak | 0 | 1 | Off Peak | 0 | 1 | Off Peak | 0 | 0 | 1 | Super Off Peak | 0 | 0 | 1 | Super Off Peak | 0 | 0 | 1 | Super Off Peak
2020-10-11 | 2 | 10 | 1 | 1 | 1 | 0 | 0.97283 |  | 0 | 0 | 1 | Super Off Peak | 0 | 0 | 1 | Off Peak | 0 | 1 | Off Peak | 0 | 1 | Off Peak | 0 | 0 | 1 | Super Off Peak | 0 | 0 | 1 | Super Off Peak | 0 | 0 | 1 | Super Off Peak
2020-10-11 | 3 | 10 | 1 | 1 | 1 | 0 | 0.92194 |  | 0 | 0 | 1 | Super Off Peak | 0 | 0 | 1 | Off Peak | 0 | 1 | Off Peak | 0 | 1 | Off Peak | 0 | 0 | 1 | Super Off Peak | 0 | 0 | 1 | Super Off Peak | 0 | 0 | 1 | Super Off Peak
2020-10-11 | 4 | 10 | 1 | 1 | 1 | 0 | 0.89364 |  | 0 | 0 | 1 | Super Off Peak | 0 | 0 | 1 | Off Peak | 0 | 1 | Off Peak | 0 | 1 | Off Peak | 0 | 0 | 1 | Super Off Peak | 0 | 0 | 1 | Super Off Peak | 0 | 0 | 1 | Super Off Peak
2020-10-11 | 5 | 10 | 1 | 1 | 1 | 0 | 0.87813 |  | 0 | 0 | 1 | Super Off Peak | 0 | 0 | 1 | Off Peak | 0 | 1 | Off Peak | 0 | 1 | Off Peak | 0 | 0 | 1 | Super Off Peak | 0 | 0 | 1 | Super Off Peak | 0 | 0 | 1 | Super Off Peak
2020-10-11 | 6 | 10 | 1 | 1 | 1 | 0 | 0.88186 |  | 0 | 0 | 1 | Super Off Peak | 0 | 0 | 1 | Off Peak | 0 | 1 | Off Peak | 0 | 1 | Off Peak | 0 | 0 | 1 | Super Off Peak | 0 | 1 | 0 | Off Peak | 0 | 1 | 0 | Off Peak
2020-10-11 | 7 | 10 | 1 | 1 | 1 | 0 | 0.95077 |  | 0 | 0 | 1 | Super Off Peak | 0 | 0 | 1 | Off Peak | 0 | 1 | Off Peak | 0 | 1 | Off Peak | 0 | 0 | 1 | Super Off Peak | 0 | 1 | 0 | Off Peak | 0 | 1 | 0 | Off Peak
2020-10-11 | 8 | 10 | 1 | 1 | 1 | 0 | 0.97297 |  | 0 | 0 | 1 | Super Off Peak | 0 | 0 | 1 | Off Peak | 0 | 1 | Off Peak | 0 | 1 | Off Peak | 0 | 0 | 1 | Super Off Peak | 0 | 1 | 0 | Off Peak | 0 | 1 | 0 | Off Peak
2020-10-11 | 9 | 10 | 1 | 1 | 1 | 0 | 0.65956 |  | 0 | 0 | 1 | Super Off Peak | 0 | 0 | 1 | Off Peak | 0 | 1 | Off Peak | 0 | 1 | Off Peak | 0 | 0 | 1 | Super Off Peak | 0 | 1 | 0 | Off Peak | 0 | 1 | 0 | Off Peak
2020-10-11 | 10 | 10 | 1 | 1 | 1 | 0 | 0.37227 |  | 0 | 0 | 1 | Super Off Peak | 0 | 0 | 1 | Off Peak | 0 | 1 | Off Peak | 0 | 1 | Off Peak | 0 | 0 | 1 | Super Off Peak | 0 | 1 | 0 | Off Peak | 0 | 1 | 0 | Off Peak
2020-10-11 | 11 | 10 | 1 | 1 | 1 | 0 | 0.19982 |  | 0 | 0 | 1 | Super Off Peak | 0 | 0 | 1 | Off Peak | 0 | 1 | Off Peak | 0 | 1 | Off Peak | 0 | 0 | 1 | Super Off Peak | 0 | 1 | 0 | Off Peak | 0 | 1 | 0 | Off Peak
2020-10-11 | 12 | 10 | 1 | 1 | 1 | 0 | 0.10487 |  | 0 | 0 | 1 | Super Off Peak | 0 | 0 | 1 | Off Peak | 0 | 1 | Off Peak | 0 | 1 | Off Peak | 0 | 0 | 1 | Super Off Peak | 0 | 1 | 0 | Off Peak | 0 | 1 | 0 | Off Peak
2020-10-11 | 13 | 10 | 1 | 1 | 1 | 0 | 0.053433 |  | 0 | 0 | 1 | Super Off Peak | 0 | 0 | 1 | Off Peak | 0 | 1 | Off Peak | 0 | 1 | Off Peak | 0 | 0 | 1 | Super Off Peak | 1 | 0 | 0 | On Peak | 1 | 0 | 0 | On Peak
2020-10-11 | 14 | 10 | 1 | 1 | 1 | 0 | 0.036889 |  | 0 | 0 | 1 | Super Off Peak | 0 | 0 | 1 | Off Peak | 0 | 1 | Off Peak | 0 | 1 | Off Peak | 0 | 0 | 1 | Super Off Peak | 1 | 0 | 0 | On Peak | 1 | 0 | 0 | On Peak
2020-10-11 | 15 | 10 | 1 | 1 | 1 | 0 | 0.10913 |  | 0 | 1 | 0 | Off Peak | 0 | 0 | 1 | Off Peak | 0 | 1 | Off Peak | 0 | 1 | Off Peak | 0 | 0 | 1 | Super Off Peak | 1 | 0 | 0 | On Peak | 1 | 0 | 0 | On Peak
2020-10-11 | 16 | 10 | 1 | 1 | 1 | 0 | 0.25906 |  | 0 | 1 | 0 | Off Peak | 0 | 0 | 1 | Off Peak | 0 | 1 | Off Peak | 0 | 1 | Off Peak | 0 | 0 | 1 | Super Off Peak | 1 | 0 | 0 | On Peak | 1 | 0 | 0 | On Peak
2020-10-11 | 17 | 10 | 1 | 1 | 1 | 0 | 0.57128 |  | 1 | 0 | 0 | On Peak | 0 | 0 | 1 | Off Peak | 0 | 1 | Off Peak | 0 | 1 | Off Peak | 0 | 0 | 1 | Super Off Peak | 1 | 0 | 0 | On Peak | 1 | 0 | 0 | On Peak
2020-10-11 | 18 | 10 | 1 | 1 | 1 | 0 | 1.0507 |  | 1 | 0 | 0 | On Peak | 0 | 0 | 1 | Off Peak | 0 | 1 | Off Peak | 0 | 1 | Off Peak | 0 | 0 | 1 | Super Off Peak | 1 | 0 | 0 | On Peak | 1 | 0 | 0 | On Peak
2020-10-11 | 19 | 10 | 1 | 1 | 1 | 0 | 1.3421 |  | 1 | 0 | 0 | On Peak | 0 | 0 | 1 | Off Peak | 0 | 1 | Off Peak | 0 | 1 | Off Peak | 0 | 0 | 1 | Super Off Peak | 1 | 0 | 0 | On Peak | 0 | 1 | 0 | Off Peak
2020-10-11 | 20 | 10 | 1 | 1 | 1 | 0 | 1.5022 |  | 1 | 0 | 0 | On Peak | 0 | 0 | 1 | Off Peak | 0 | 1 | Off Peak | 0 | 1 | Off Peak | 0 | 0 | 1 | Super Off Peak | 1 | 0 | 0 | On Peak | 0 | 1 | 0 | Off Peak
2020-10-11 | 21 | 10 | 1 | 1 | 1 | 0 | 1.5248 |  | 1 | 0 | 0 | On Peak | 0 | 0 | 1 | Off Peak | 0 | 1 | Off Peak | 0 | 1 | Off Peak | 0 | 0 | 1 | Super Off Peak | 0 | 1 | 0 | Off Peak | 0 | 1 | 0 | Off Peak
2020-10-11 | 22 | 10 | 1 | 1 | 1 | 0 | 1.5039 |  | 0 | 1 | 0 | Off Peak | 0 | 0 | 1 | Off Peak | 0 | 1 | Off Peak | 0 | 1 | Off Peak | 0 | 0 | 1 | Super Off Peak | 0 | 1 | 0 | Off Peak | 0 | 1 | 0 | Off Peak
2020-10-11 | 23 | 10 | 1 | 1 | 1 | 0 | 1.3879 |  | 0 | 1 | 0 | Off Peak | 0 | 0 | 1 | Off Peak | 0 | 1 | Off Peak | 0 | 1 | Off Peak | 0 | 0 | 1 | Super Off Peak | 0 | 1 | 0 | Off Peak | 0 | 1 | 0 | Off Peak
2020-10-11 | 24 | 10 | 1 | 1 | 1 | 0 | 1.2221 |  | 0 | 1 | 0 | Off Peak | 0 | 0 | 1 | Off Peak | 0 | 1 | Off Peak | 0 | 1 | Off Peak | 0 | 0 | 1 | Super Off Peak | 0 | 1 | 0 | Off Peak | 0 | 1 | 0 | Off Peak
2020-10-12 | 1 | 10 | 1 | 0 | 0 | 0 | 1.0651 |  | 0 | 0 | 1 | Super Off Peak | 0 | 0 | 1 | Off Peak | 0 | 1 | Off Peak | 0 | 1 | Off Peak | 0 | 0 | 1 | Super Off Peak | 0 | 0 | 1 | Super Off Peak | 0 | 0 | 1 | Super Off Peak
2020-10-12 | 2 | 10 | 1 | 0 | 0 | 0 | 1.1318 |  | 0 | 0 | 1 | Super Off Peak | 0 | 0 | 1 | Off Peak | 0 | 1 | Off Peak | 0 | 1 | Off Peak | 0 | 0 | 1 | Super Off Peak | 0 | 0 | 1 | Super Off Peak | 0 | 0 | 1 | Super Off Peak
2020-10-12 | 3 | 10 | 1 | 0 | 0 | 0 | 1.061 |  | 0 | 0 | 1 | Super Off Peak | 0 | 0 | 1 | Off Peak | 0 | 1 | Off Peak | 0 | 1 | Off Peak | 0 | 0 | 1 | Super Off Peak | 0 | 0 | 1 | Super Off Peak | 0 | 0 | 1 | Super Off Peak
2020-10-12 | 4 | 10 | 1 | 0 | 0 | 0 | 1.0165 |  | 0 | 0 | 1 | Super Off Peak | 0 | 0 | 1 | Off Peak | 0 | 1 | Off Peak | 0 | 1 | Off Peak | 0 | 0 | 1 | Super Off Peak | 0 | 0 | 1 | Super Off Peak | 0 | 0 | 1 | Super Off Peak
2020-10-12 | 5 | 10 | 1 | 0 | 0 | 0 | 0.98552 |  | 0 | 0 | 1 | Super Off Peak | 0 | 0 | 1 | Off Peak | 0 | 1 | Off Peak | 0 | 1 | Off Peak | 0 | 0 | 1 | Super Off Peak | 0 | 0 | 1 | Super Off Peak | 0 | 0 | 1 | Super Off Peak
2020-10-12 | 6 | 10 | 1 | 0 | 0 | 0 | 0.96968 |  | 0 | 0 | 1 | Super Off Peak | 0 | 0 | 1 | Off Peak | 0 | 1 | Off Peak | 0 | 1 | Off Peak | 0 | 0 | 1 | Super Off Peak | 0 | 1 | 0 | Off Peak | 0 | 1 | 0 | Off Peak
2020-10-12 | 7 | 10 | 1 | 0 | 0 | 0 | 1.258 |  | 0 | 1 | 0 | Off Peak | 0 | 1 | 0 | Semi Peak | 0 | 1 | Off Peak | 0 | 1 | Off Peak | 0 | 1 | 0 | Off Peak | 0 | 1 | 0 | Off Peak | 0 | 1 | 0 | Off Peak
2020-10-12 | 8 | 10 | 1 | 0 | 0 | 0 | 1.2354 |  | 0 | 1 | 0 | Off Peak | 0 | 1 | 0 | Semi Peak | 0 | 1 | Off Peak | 0 | 1 | Off Peak | 0 | 1 | 0 | Off Peak | 0 | 1 | 0 | Off Peak | 0 | 1 | 0 | Off Peak
2020-10-12 | 9 | 10 | 1 | 0 | 0 | 0 | 0.82277 |  | 0 | 1 | 0 | Off Peak | 0 | 1 | 0 | Semi Peak | 0 | 1 | Off Peak | 0 | 1 | Off Peak | 0 | 1 | 0 | Off Peak | 0 | 1 | 0 | Off Peak | 0 | 1 | 0 | Off Peak
2020-10-12 | 10 | 10 | 1 | 0 | 0 | 0 | 0.50222 |  | 0 | 1 | 0 | Off Peak | 0 | 1 | 0 | Semi Peak | 0 | 1 | Off Peak | 0 | 1 | Off Peak | 0 | 1 | 0 | Off Peak | 0 | 1 | 0 | Off Peak | 0 | 1 | 0 | Off Peak
2020-10-12 | 11 | 10 | 1 | 0 | 0 | 0 | 0.34388 |  | 0 | 1 | 0 | Off Peak | 0 | 1 | 0 | Semi Peak | 0 | 1 | Off Peak | 0 | 1 | Off Peak | 0 | 1 | 0 | Off Peak | 0 | 1 | 0 | Off Peak | 0 | 1 | 0 | Off Peak
2020-10-12 | 12 | 10 | 1 | 0 | 0 | 0 | 0.31087 |  | 0 | 1 | 0 | Off Peak | 1 | 0 | 0 | On Peak | 0 | 1 | Off Peak | 0 | 1 | Off Peak | 1 | 0 | 0 | On Peak | 0 | 1 | 0 | Off Peak | 0 | 1 | 0 | Off Peak
2020-10-12 | 13 | 10 | 1 | 0 | 0 | 0 | 0.31723 |  | 0 | 1 | 0 | Off Peak | 1 | 0 | 0 | On Peak | 0 | 1 | Off Peak | 1 | 0 | On Peak | 1 | 0 | 0 | On Peak | 1 | 0 | 0 | On Peak | 1 | 0 | 0 | On Peak
2020-10-12 | 14 | 10 | 1 | 0 | 0 | 0 | 0.35856 |  | 0 | 1 | 0 | Off Peak | 1 | 0 | 0 | On Peak | 0 | 1 | Off Peak | 1 | 0 | On Peak | 1 | 0 | 0 | On Peak | 1 | 0 | 0 | On Peak | 1 | 0 | 0 | On Peak
2020-10-12 | 15 | 10 | 1 | 0 | 0 | 0 | 0.50214 |  | 0 | 1 | 0 | Off Peak | 1 | 0 | 0 | On Peak | 0 | 1 | Off Peak | 1 | 0 | On Peak | 1 | 0 | 0 | On Peak | 1 | 0 | 0 | On Peak | 1 | 0 | 0 | On Peak
2020-10-12 | 16 | 10 | 1 | 0 | 0 | 0 | 0.73693 |  | 0 | 1 | 0 | Off Peak | 1 | 0 | 0 | On Peak | 0 | 1 | Off Peak | 1 | 0 | On Peak | 1 | 0 | 0 | On Peak | 1 | 0 | 0 | On Peak | 1 | 0 | 0 | On Peak
2020-10-12 | 17 | 10 | 1 | 0 | 0 | 0 | 1.1858 |  | 1 | 0 | 0 | On Peak | 1 | 0 | 0 | On Peak | 1 | 0 | On Peak | 1 | 0 | On Peak | 1 | 0 | 0 | On Peak | 1 | 0 | 0 | On Peak | 1 | 0 | 0 | On Peak
2020-10-12 | 18 | 10 | 1 | 0 | 0 | 0 | 1.8062 |  | 1 | 0 | 0 | On Peak | 1 | 0 | 0 | On Peak | 1 | 0 | On Peak | 1 | 0 | On Peak | 1 | 0 | 0 | On Peak | 1 | 0 | 0 | On Peak | 1 | 0 | 0 | On Peak
2020-10-12 | 19 | 10 | 1 | 0 | 0 | 0 | 2.1479 |  | 1 | 0 | 0 | On Peak | 0 | 1 | 0 | Semi Peak | 1 | 0 | On Peak | 0 | 1 | Off Peak | 0 | 1 | 0 | Off Peak | 1 | 0 | 0 | On Peak | 0 | 1 | 0 | Off Peak
2020-10-12 | 20 | 10 | 1 | 0 | 0 | 0 | 2.2403 |  | 1 | 0 | 0 | On Peak | 0 | 1 | 0 | Semi Peak | 1 | 0 | On Peak | 0 | 1 | Off Peak | 0 | 1 | 0 | Off Peak | 1 | 0 | 0 | On Peak | 0 | 1 | 0 | Off Peak
2020-10-12 | 21 | 10 | 1 | 0 | 0 | 0 | 2.2856 |  | 1 | 0 | 0 | On Peak | 0 | 1 | 0 | Semi Peak | 1 | 0 | On Peak | 0 | 1 | Off Peak | 0 | 1 | 0 | Off Peak | 0 | 1 | 0 | Off Peak | 0 | 1 | 0 | Off Peak
2020-10-12 | 22 | 10 | 1 | 0 | 0 | 0 | 2.2056 |  | 0 | 1 | 0 | Off Peak | 0 | 1 | 0 | Semi Peak | 0 | 1 | Off Peak | 0 | 1 | Off Peak | 0 | 1 | 0 | Off Peak | 0 | 1 | 0 | Off Peak | 0 | 1 | 0 | Off Peak
2020-10-12 | 23 | 10 | 1 | 0 | 0 | 0 | 1.6511 |  | 0 | 1 | 0 | Off Peak | 0 | 0 | 1 | Off Peak | 0 | 1 | Off Peak | 0 | 1 | Off Peak | 0 | 0 | 1 | Super Off Peak | 0 | 1 | 0 | Off Peak | 0 | 1 | 0 | Off Peak
2020-10-12 | 24 | 10 | 1 | 0 | 0 | 0 | 1.4631 |  | 0 | 1 | 0 | Off Peak | 0 | 0 | 1 | Off Peak | 0 | 1 | Off Peak | 0 | 1 | Off Peak | 0 | 0 | 1 | Super Off Peak | 0 | 1 | 0 | Off Peak | 0 | 1 | 0 | Off Peak
2020-10-13 | 1 | 10 | 1 | 0 | 0 | 0 | 1.2642 |  | 0 | 0 | 1 | Super Off Peak | 0 | 0 | 1 | Off Peak | 0 | 1 | Off Peak | 0 | 1 | Off Peak | 0 | 0 | 1 | Super Off Peak | 0 | 0 | 1 | Super Off Peak | 0 | 0 | 1 | Super Off Peak
2020-10-13 | 2 | 10 | 1 | 0 | 0 | 0 | 1.1323 |  | 0 | 0 | 1 | Super Off Peak | 0 | 0 | 1 | Off Peak | 0 | 1 | Off Peak | 0 | 1 | Off Peak | 0 | 0 | 1 | Super Off Peak | 0 | 0 | 1 | Super Off Peak | 0 | 0 | 1 | Super Off Peak
2020-10-13 | 3 | 10 | 1 | 0 | 0 | 0 | 1.0677 |  | 0 | 0 | 1 | Super Off Peak | 0 | 0 | 1 | Off Peak | 0 | 1 | Off Peak | 0 | 1 | Off Peak | 0 | 0 | 1 | Super Off Peak | 0 | 0 | 1 | Super Off Peak | 0 | 0 | 1 | Super Off Peak
2020-10-13 | 4 | 10 | 1 | 0 | 0 | 0 | 1.013 |  | 0 | 0 | 1 | Super Off Peak | 0 | 0 | 1 | Off Peak | 0 | 1 | Off Peak | 0 | 1 | Off Peak | 0 | 0 | 1 | Super Off Peak | 0 | 0 | 1 | Super Off Peak | 0 | 0 | 1 | Super Off Peak
2020-10-13 | 5 | 10 | 1 | 0 | 0 | 0 | 0.98662 |  | 0 | 0 | 1 | Super Off Peak | 0 | 0 | 1 | Off Peak | 0 | 1 | Off Peak | 0 | 1 | Off Peak | 0 | 0 | 1 | Super Off Peak | 0 | 0 | 1 | Super Off Peak | 0 | 0 | 1 | Super Off Peak
2020-10-13 | 6 | 10 | 1 | 0 | 0 | 0 | 0.97928 |  | 0 | 0 | 1 | Super Off Peak | 0 | 0 | 1 | Off Peak | 0 | 1 | Off Peak | 0 | 1 | Off Peak | 0 | 0 | 1 | Super Off Peak | 0 | 1 | 0 | Off Peak | 0 | 1 | 0 | Off Peak
2020-10-13 | 7 | 10 | 1 | 0 | 0 | 0 | 1.2846 |  | 0 | 1 | 0 | Off Peak | 0 | 1 | 0 | Semi Peak | 0 | 1 | Off Peak | 0 | 1 | Off Peak | 0 | 1 | 0 | Off Peak | 0 | 1 | 0 | Off Peak | 0 | 1 | 0 | Off Peak
2020-10-13 | 8 | 10 | 1 | 0 | 0 | 0 | 1.3113 |  | 0 | 1 | 0 | Off Peak | 0 | 1 | 0 | Semi Peak | 0 | 1 | Off Peak | 0 | 1 | Off Peak | 0 | 1 | 0 | Off Peak | 0 | 1 | 0 | Off Peak | 0 | 1 | 0 | Off Peak
2020-10-13 | 9 | 10 | 1 | 0 | 0 | 0 | 0.90653 |  | 0 | 1 | 0 | Off Peak | 0 | 1 | 0 | Semi Peak | 0 | 1 | Off Peak | 0 | 1 | Off Peak | 0 | 1 | 0 | Off Peak | 0 | 1 | 0 | Off Peak | 0 | 1 | 0 | Off Peak
2020-10-13 | 10 | 10 | 1 | 0 | 0 | 0 | 0.57123 |  | 0 | 1 | 0 | Off Peak | 0 | 1 | 0 | Semi Peak | 0 | 1 | Off Peak | 0 | 1 | Off Peak | 0 | 1 | 0 | Off Peak | 0 | 1 | 0 | Off Peak | 0 | 1 | 0 | Off Peak
2020-10-13 | 11 | 10 | 1 | 0 | 0 | 0 | 0.41767 |  | 0 | 1 | 0 | Off Peak | 0 | 1 | 0 | Semi Peak | 0 | 1 | Off Peak | 0 | 1 | Off Peak | 0 | 1 | 0 | Off Peak | 0 | 1 | 0 | Off Peak | 0 | 1 | 0 | Off Peak
2020-10-13 | 12 | 10 | 1 | 0 | 0 | 0 | 0.37839 |  | 0 | 1 | 0 | Off Peak | 1 | 0 | 0 | On Peak | 0 | 1 | Off Peak | 0 | 1 | Off Peak | 1 | 0 | 0 | On Peak | 0 | 1 | 0 | Off Peak | 0 | 1 | 0 | Off Peak
2020-10-13 | 13 | 10 | 1 | 0 | 0 | 0 | 0.36058 |  | 0 | 1 | 0 | Off Peak | 1 | 0 | 0 | On Peak | 0 | 1 | Off Peak | 1 | 0 | On Peak | 1 | 0 | 0 | On Peak | 1 | 0 | 0 | On Peak | 1 | 0 | 0 | On Peak
2020-10-13 | 14 | 10 | 1 | 0 | 0 | 0 | 0.40428 |  | 0 | 1 | 0 | Off Peak | 1 | 0 | 0 | On Peak | 0 | 1 | Off Peak | 1 | 0 | On Peak | 1 | 0 | 0 | On Peak | 1 | 0 | 0 | On Peak | 1 | 0 | 0 | On Peak
2020-10-13 | 15 | 10 | 1 | 0 | 0 | 0 | 0.5423 |  | 0 | 1 | 0 | Off Peak | 1 | 0 | 0 | On Peak | 0 | 1 | Off Peak | 1 | 0 | On Peak | 1 | 0 | 0 | On Peak | 1 | 0 | 0 | On Peak | 1 | 0 | 0 | On Peak
2020-10-13 | 16 | 10 | 1 | 0 | 0 | 0 | 0.77747 |  | 0 | 1 | 0 | Off Peak | 1 | 0 | 0 | On Peak | 0 | 1 | Off Peak | 1 | 0 | On Peak | 1 | 0 | 0 | On Peak | 1 | 0 | 0 | On Peak | 1 | 0 | 0 | On Peak
2020-10-13 | 17 | 10 | 1 | 0 | 0 | 0 | 1.2447 |  | 1 | 0 | 0 | On Peak | 1 | 0 | 0 | On Peak | 1 | 0 | On Peak | 1 | 0 | On Peak | 1 | 0 | 0 | On Peak | 1 | 0 | 0 | On Peak | 1 | 0 | 0 | On Peak
2020-10-13 | 18 | 10 | 1 | 0 | 0 | 0 | 1.8536 |  | 1 | 0 | 0 | On Peak | 1 | 0 | 0 | On Peak | 1 | 0 | On Peak | 1 | 0 | On Peak | 1 | 0 | 0 | On Peak | 1 | 0 | 0 | On Peak | 1 | 0 | 0 | On Peak
2020-10-13 | 19 | 10 | 1 | 0 | 0 | 0 | 2.1921 |  | 1 | 0 | 0 | On Peak | 0 | 1 | 0 | Semi Peak | 1 | 0 | On Peak | 0 | 1 | Off Peak | 0 | 1 | 0 | Off Peak | 1 | 0 | 0 | On Peak | 0 | 1 | 0 | Off Peak
2020-10-13 | 20 | 10 | 1 | 0 | 0 | 0 | 2.2693 |  | 1 | 0 | 0 | On Peak | 0 | 1 | 0 | Semi Peak | 1 | 0 | On Peak | 0 | 1 | Off Peak | 0 | 1 | 0 | Off Peak | 1 | 0 | 0 | On Peak | 0 | 1 | 0 | Off Peak
2020-10-13 | 21 | 10 | 1 | 0 | 0 | 0 | 2.2888 |  | 1 | 0 | 0 | On Peak | 0 | 1 | 0 | Semi Peak | 1 | 0 | On Peak | 0 | 1 | Off Peak | 0 | 1 | 0 | Off Peak | 0 | 1 | 0 | Off Peak | 0 | 1 | 0 | Off Peak
2020-10-13 | 22 | 10 | 1 | 0 | 0 | 0 | 2.2106 |  | 0 | 1 | 0 | Off Peak | 0 | 1 | 0 | Semi Peak | 0 | 1 | Off Peak | 0 | 1 | Off Peak | 0 | 1 | 0 | Off Peak | 0 | 1 | 0 | Off Peak | 0 | 1 | 0 | Off Peak
2020-10-13 | 23 | 10 | 1 | 0 | 0 | 0 | 1.6582 |  | 0 | 1 | 0 | Off Peak | 0 | 0 | 1 | Off Peak | 0 | 1 | Off Peak | 0 | 1 | Off Peak | 0 | 0 | 1 | Super Off Peak | 0 | 1 | 0 | Off Peak | 0 | 1 | 0 | Off Peak
2020-10-13 | 24 | 10 | 1 | 0 | 0 | 0 | 1.4731 |  | 0 | 1 | 0 | Off Peak | 0 | 0 | 1 | Off Peak | 0 | 1 | Off Peak | 0 | 1 | Off Peak | 0 | 0 | 1 | Super Off Peak | 0 | 1 | 0 | Off Peak | 0 | 1 | 0 | Off Peak
2020-10-14 | 1 | 10 | 1 | 0 | 0 | 0 | 1.275 |  | 0 | 0 | 1 | Super Off Peak | 0 | 0 | 1 | Off Peak | 0 | 1 | Off Peak | 0 | 1 | Off Peak | 0 | 0 | 1 | Super Off Peak | 0 | 0 | 1 | Super Off Peak | 0 | 0 | 1 | Super Off Peak
2020-10-14 | 2 | 10 | 1 | 0 | 0 | 0 | 1.1917 |  | 0 | 0 | 1 | Super Off Peak | 0 | 0 | 1 | Off Peak | 0 | 1 | Off Peak | 0 | 1 | Off Peak | 0 | 0 | 1 | Super Off Peak | 0 | 0 | 1 | Super Off Peak | 0 | 0 | 1 | Super Off Peak
2020-10-14 | 3 | 10 | 1 | 0 | 0 | 0 | 1.025 |  | 0 | 0 | 1 | Super Off Peak | 0 | 0 | 1 | Off Peak | 0 | 1 | Off Peak | 0 | 1 | Off Peak | 0 | 0 | 1 | Super Off Peak | 0 | 0 | 1 | Super Off Peak | 0 | 0 | 1 | Super Off Peak
2020-10-14 | 4 | 10 | 1 | 0 | 0 | 0 | 0.98253 |  | 0 | 0 | 1 | Super Off Peak | 0 | 0 | 1 | Off Peak | 0 | 1 | Off Peak | 0 | 1 | Off Peak | 0 | 0 | 1 | Super Off Peak | 0 | 0 | 1 | Super Off Peak | 0 | 0 | 1 | Super Off Peak
2020-10-14 | 5 | 10 | 1 | 0 | 0 | 0 | 0.96059 |  | 0 | 0 | 1 | Super Off Peak | 0 | 0 | 1 | Off Peak | 0 | 1 | Off Peak | 0 | 1 | Off Peak | 0 | 0 | 1 | Super Off Peak | 0 | 0 | 1 | Super Off Peak | 0 | 0 | 1 | Super Off Peak
2020-10-14 | 6 | 10 | 1 | 0 | 0 | 0 | 0.94997 |  | 0 | 0 | 1 | Super Off Peak | 0 | 0 | 1 | Off Peak | 0 | 1 | Off Peak | 0 | 1 | Off Peak | 0 | 0 | 1 | Super Off Peak | 0 | 1 | 0 | Off Peak | 0 | 1 | 0 | Off Peak
2020-10-14 | 7 | 10 | 1 | 0 | 0 | 0 | 1.2789 |  | 0 | 1 | 0 | Off Peak | 0 | 1 | 0 | Semi Peak | 0 | 1 | Off Peak | 0 | 1 | Off Peak | 0 | 1 | 0 | Off Peak | 0 | 1 | 0 | Off Peak | 0 | 1 | 0 | Off Peak
2020-10-14 | 8 | 10 | 1 | 0 | 0 | 0 | 1.3211 |  | 0 | 1 | 0 | Off Peak | 0 | 1 | 0 | Semi Peak | 0 | 1 | Off Peak | 0 | 1 | Off Peak | 0 | 1 | 0 | Off Peak | 0 | 1 | 0 | Off Peak | 0 | 1 | 0 | Off Peak
2020-10-14 | 9 | 10 | 1 | 0 | 0 | 0 | 0.92725 |  | 0 | 1 | 0 | Off Peak | 0 | 1 | 0 | Semi Peak | 0 | 1 | Off Peak | 0 | 1 | Off Peak | 0 | 1 | 0 | Off Peak | 0 | 1 | 0 | Off Peak | 0 | 1 | 0 | Off Peak
2020-10-14 | 10 | 10 | 1 | 0 | 0 | 0 | 0.59484 |  | 0 | 1 | 0 | Off Peak | 0 | 1 | 0 | Semi Peak | 0 | 1 | Off Peak | 0 | 1 | Off Peak | 0 | 1 | 0 | Off Peak | 0 | 1 | 0 | Off Peak | 0 | 1 | 0 | Off Peak
2020-10-14 | 11 | 10 | 1 | 0 | 0 | 0 | 0.45304 |  | 0 | 1 | 0 | Off Peak | 0 | 1 | 0 | Semi Peak | 0 | 1 | Off Peak | 0 | 1 | Off Peak | 0 | 1 | 0 | Off Peak | 0 | 1 | 0 | Off Peak | 0 | 1 | 0 | Off Peak
2020-10-14 | 12 | 10 | 1 | 0 | 0 | 0 | 0.4299 |  | 0 | 1 | 0 | Off Peak | 1 | 0 | 0 | On Peak | 0 | 1 | Off Peak | 0 | 1 | Off Peak | 1 | 0 | 0 | On Peak | 0 | 1 | 0 | Off Peak | 0 | 1 | 0 | Off Peak
2020-10-14 | 13 | 10 | 1 | 0 | 0 | 0 | 0.44624 |  | 0 | 1 | 0 | Off Peak | 1 | 0 | 0 | On Peak | 0 | 1 | Off Peak | 1 | 0 | On Peak | 1 | 0 | 0 | On Peak | 1 | 0 | 0 | On Peak | 1 | 0 | 0 | On Peak
2020-10-14 | 14 | 10 | 1 | 0 | 0 | 0 | 0.49849 |  | 0 | 1 | 0 | Off Peak | 1 | 0 | 0 | On Peak | 0 | 1 | Off Peak | 1 | 0 | On Peak | 1 | 0 | 0 | On Peak | 1 | 0 | 0 | On Peak | 1 | 0 | 0 | On Peak
2020-10-14 | 15 | 10 | 1 | 0 | 0 | 0 | 0.68822 |  | 0 | 1 | 0 | Off Peak | 1 | 0 | 0 | On Peak | 0 | 1 | Off Peak | 1 | 0 | On Peak | 1 | 0 | 0 | On Peak | 1 | 0 | 0 | On Peak | 1 | 0 | 0 | On Peak
2020-10-14 | 16 | 10 | 1 | 0 | 0 | 0 | 1.0034 |  | 0 | 1 | 0 | Off Peak | 1 | 0 | 0 | On Peak | 0 | 1 | Off Peak | 1 | 0 | On Peak | 1 | 0 | 0 | On Peak | 1 | 0 | 0 | On Peak | 1 | 0 | 0 | On Peak
2020-10-14 | 17 | 10 | 1 | 0 | 0 | 0 | 1.5341 |  | 1 | 0 | 0 | On Peak | 1 | 0 | 0 | On Peak | 1 | 0 | On Peak | 1 | 0 | On Peak | 1 | 0 | 0 | On Peak | 1 | 0 | 0 | On Peak | 1 | 0 | 0 | On Peak
2020-10-14 | 18 | 10 | 1 | 0 | 0 | 0 | 2.1705 |  | 1 | 0 | 0 | On Peak | 1 | 0 | 0 | On Peak | 1 | 0 | On Peak | 1 | 0 | On Peak | 1 | 0 | 0 | On Peak | 1 | 0 | 0 | On Peak | 1 | 0 | 0 | On Peak
2020-10-14 | 19 | 10 | 1 | 0 | 0 | 0 | 2.4207 |  | 1 | 0 | 0 | On Peak | 0 | 1 | 0 | Semi Peak | 1 | 0 | On Peak | 0 | 1 | Off Peak | 0 | 1 | 0 | Off Peak | 1 | 0 | 0 | On Peak | 0 | 1 | 0 | Off Peak
2020-10-14 | 20 | 10 | 1 | 0 | 0 | 0 | 2.464 |  | 1 | 0 | 0 | On Peak | 0 | 1 | 0 | Semi Peak | 1 | 0 | On Peak | 0 | 1 | Off Peak | 0 | 1 | 0 | Off Peak | 1 | 0 | 0 | On Peak | 0 | 1 | 0 | Off Peak
2020-10-14 | 21 | 10 | 1 | 0 | 0 | 0 | 2.476 |  | 1 | 0 | 0 | On Peak | 0 | 1 | 0 | Semi Peak | 1 | 0 | On Peak | 0 | 1 | Off Peak | 0 | 1 | 0 | Off Peak | 0 | 1 | 0 | Off Peak | 0 | 1 | 0 | Off Peak
2020-10-14 | 22 | 10 | 1 | 0 | 0 | 0 | 2.3773 |  | 0 | 1 | 0 | Off Peak | 0 | 1 | 0 | Semi Peak | 0 | 1 | Off Peak | 0 | 1 | Off Peak | 0 | 1 | 0 | Off Peak | 0 | 1 | 0 | Off Peak | 0 | 1 | 0 | Off Peak
2020-10-14 | 23 | 10 | 1 | 0 | 0 | 0 | 1.7829 |  | 0 | 1 | 0 | Off Peak | 0 | 0 | 1 | Off Peak | 0 | 1 | Off Peak | 0 | 1 | Off Peak | 0 | 0 | 1 | Super Off Peak | 0 | 1 | 0 | Off Peak | 0 | 1 | 0 | Off Peak
2020-10-14 | 24 | 10 | 1 | 0 | 0 | 0 | 1.5699 |  | 0 | 1 | 0 | Off Peak | 0 | 0 | 1 | Off Peak | 0 | 1 | Off Peak | 0 | 1 | Off Peak | 0 | 0 | 1 | Super Off Peak | 0 | 1 | 0 | Off Peak | 0 | 1 | 0 | Off Peak
2020-10-15 | 1 | 10 | 1 | 0 | 0 | 0 | 1.3482 |  | 0 | 0 | 1 | Super Off Peak | 0 | 0 | 1 | Off Peak | 0 | 1 | Off Peak | 0 | 1 | Off Peak | 0 | 0 | 1 | Super Off Peak | 0 | 0 | 1 | Super Off Peak | 0 | 0 | 1 | Super Off Peak
2020-10-15 | 2 | 10 | 1 | 0 | 0 | 0 | 0.98917 |  | 0 | 0 | 1 | Super Off Peak | 0 | 0 | 1 | Off Peak | 0 | 1 | Off Peak | 0 | 1 | Off Peak | 0 | 0 | 1 | Super Off Peak | 0 | 0 | 1 | Super Off Peak | 0 | 0 | 1 | Super Off Peak
2020-10-15 | 3 | 10 | 1 | 0 | 0 | 0 | 0.9331 |  | 0 | 0 | 1 | Super Off Peak | 0 | 0 | 1 | Off Peak | 0 | 1 | Off Peak | 0 | 1 | Off Peak | 0 | 0 | 1 | Super Off Peak | 0 | 0 | 1 | Super Off Peak | 0 | 0 | 1 | Super Off Peak
2020-10-15 | 4 | 10 | 1 | 0 | 0 | 0 | 0.90124 |  | 0 | 0 | 1 | Super Off Peak | 0 | 0 | 1 | Off Peak | 0 | 1 | Off Peak | 0 | 1 | Off Peak | 0 | 0 | 1 | Super Off Peak | 0 | 0 | 1 | Super Off Peak | 0 | 0 | 1 | Super Off Peak
2020-10-15 | 5 | 10 | 1 | 0 | 0 | 0 | 0.88514 |  | 0 | 0 | 1 | Super Off Peak | 0 | 0 | 1 | Off Peak | 0 | 1 | Off Peak | 0 | 1 | Off Peak | 0 | 0 | 1 | Super Off Peak | 0 | 0 | 1 | Super Off Peak | 0 | 0 | 1 | Super Off Peak
2020-10-15 | 6 | 10 | 1 | 0 | 0 | 0 | 0.88946 |  | 0 | 0 | 1 | Super Off Peak | 0 | 0 | 1 | Off Peak | 0 | 1 | Off Peak | 0 | 1 | Off Peak | 0 | 0 | 1 | Super Off Peak | 0 | 1 | 0 | Off Peak | 0 | 1 | 0 | Off Peak
2020-10-15 | 7 | 10 | 1 | 0 | 0 | 0 | 1.2042 |  | 0 | 1 | 0 | Off Peak | 0 | 1 | 0 | Semi Peak | 0 | 1 | Off Peak | 0 | 1 | Off Peak | 0 | 1 | 0 | Off Peak | 0 | 1 | 0 | Off Peak | 0 | 1 | 0 | Off Peak
2020-10-15 | 8 | 10 | 1 | 0 | 0 | 0 | 1.2634 |  | 0 | 1 | 0 | Off Peak | 0 | 1 | 0 | Semi Peak | 0 | 1 | Off Peak | 0 | 1 | Off Peak | 0 | 1 | 0 | Off Peak | 0 | 1 | 0 | Off Peak | 0 | 1 | 0 | Off Peak
2020-10-15 | 9 | 10 | 1 | 0 | 0 | 0 | 0.91344 |  | 0 | 1 | 0 | Off Peak | 0 | 1 | 0 | Semi Peak | 0 | 1 | Off Peak | 0 | 1 | Off Peak | 0 | 1 | 0 | Off Peak | 0 | 1 | 0 | Off Peak | 0 | 1 | 0 | Off Peak
2020-10-15 | 10 | 10 | 1 | 0 | 0 | 0 | 0.58911 |  | 0 | 1 | 0 | Off Peak | 0 | 1 | 0 | Semi Peak | 0 | 1 | Off Peak | 0 | 1 | Off Peak | 0 | 1 | 0 | Off Peak | 0 | 1 | 0 | Off Peak | 0 | 1 | 0 | Off Peak
2020-10-15 | 11 | 10 | 1 | 0 | 0 | 0 | 0.41283 |  | 0 | 1 | 0 | Off Peak | 0 | 1 | 0 | Semi Peak | 0 | 1 | Off Peak | 0 | 1 | Off Peak | 0 | 1 | 0 | Off Peak | 0 | 1 | 0 | Off Peak | 0 | 1 | 0 | Off Peak
2020-10-15 | 12 | 10 | 1 | 0 | 0 | 0 | 0.33985 |  | 0 | 1 | 0 | Off Peak | 1 | 0 | 0 | On Peak | 0 | 1 | Off Peak | 0 | 1 | Off Peak | 1 | 0 | 0 | On Peak | 0 | 1 | 0 | Off Peak | 0 | 1 | 0 | Off Peak
2020-10-15 | 13 | 10 | 1 | 0 | 0 | 0 | 0.2962 |  | 0 | 1 | 0 | Off Peak | 1 | 0 | 0 | On Peak | 0 | 1 | Off Peak | 1 | 0 | On Peak | 1 | 0 | 0 | On Peak | 1 | 0 | 0 | On Peak | 1 | 0 | 0 | On Peak
2020-10-15 | 14 | 10 | 1 | 0 | 0 | 0 | 0.31168 |  | 0 | 1 | 0 | Off Peak | 1 | 0 | 0 | On Peak | 0 | 1 | Off Peak | 1 | 0 | On Peak | 1 | 0 | 0 | On Peak | 1 | 0 | 0 | On Peak | 1 | 0 | 0 | On Peak
2020-10-15 | 15 | 10 | 1 | 0 | 0 | 0 | 0.41104 |  | 0 | 1 | 0 | Off Peak | 1 | 0 | 0 | On Peak | 0 | 1 | Off Peak | 1 | 0 | On Peak | 1 | 0 | 0 | On Peak | 1 | 0 | 0 | On Peak | 1 | 0 | 0 | On Peak
2020-10-15 | 16 | 10 | 1 | 0 | 0 | 0 | 0.59712 |  | 0 | 1 | 0 | Off Peak | 1 | 0 | 0 | On Peak | 0 | 1 | Off Peak | 1 | 0 | On Peak | 1 | 0 | 0 | On Peak | 1 | 0 | 0 | On Peak | 1 | 0 | 0 | On Peak
2020-10-15 | 17 | 10 | 1 | 0 | 0 | 0 | 0.97383 |  | 1 | 0 | 0 | On Peak | 1 | 0 | 0 | On Peak | 1 | 0 | On Peak | 1 | 0 | On Peak | 1 | 0 | 0 | On Peak | 1 | 0 | 0 | On Peak | 1 | 0 | 0 | On Peak
2020-10-15 | 18 | 10 | 1 | 0 | 0 | 0 | 1.5052 |  | 1 | 0 | 0 | On Peak | 1 | 0 | 0 | On Peak | 1 | 0 | On Peak | 1 | 0 | On Peak | 1 | 0 | 0 | On Peak | 1 | 0 | 0 | On Peak | 1 | 0 | 0 | On Peak
2020-10-15 | 19 | 10 | 1 | 0 | 0 | 0 | 1.7902 |  | 1 | 0 | 0 | On Peak | 0 | 1 | 0 | Semi Peak | 1 | 0 | On Peak | 0 | 1 | Off Peak | 0 | 1 | 0 | Off Peak | 1 | 0 | 0 | On Peak | 0 | 1 | 0 | Off Peak
2020-10-15 | 20 | 10 | 1 | 0 | 0 | 0 | 1.9804 |  | 1 | 0 | 0 | On Peak | 0 | 1 | 0 | Semi Peak | 1 | 0 | On Peak | 0 | 1 | Off Peak | 0 | 1 | 0 | Off Peak | 1 | 0 | 0 | On Peak | 0 | 1 | 0 | Off Peak
2020-10-15 | 21 | 10 | 1 | 0 | 0 | 0 | 2.0186 |  | 1 | 0 | 0 | On Peak | 0 | 1 | 0 | Semi Peak | 1 | 0 | On Peak | 0 | 1 | Off Peak | 0 | 1 | 0 | Off Peak | 0 | 1 | 0 | Off Peak | 0 | 1 | 0 | Off Peak
2020-10-15 | 22 | 10 | 1 | 0 | 0 | 0 | 1.9427 |  | 0 | 1 | 0 | Off Peak | 0 | 1 | 0 | Semi Peak | 0 | 1 | Off Peak | 0 | 1 | Off Peak | 0 | 1 | 0 | Off Peak | 0 | 1 | 0 | Off Peak | 0 | 1 | 0 | Off Peak
2020-10-15 | 23 | 10 | 1 | 0 | 0 | 0 | 1.4436 |  | 0 | 1 | 0 | Off Peak | 0 | 0 | 1 | Off Peak | 0 | 1 | Off Peak | 0 | 1 | Off Peak | 0 | 0 | 1 | Super Off Peak | 0 | 1 | 0 | Off Peak | 0 | 1 | 0 | Off Peak
2020-10-15 | 24 | 10 | 1 | 0 | 0 | 0 | 1.2534 |  | 0 | 1 | 0 | Off Peak | 0 | 0 | 1 | Off Peak | 0 | 1 | Off Peak | 0 | 1 | Off Peak | 0 | 0 | 1 | Super Off Peak | 0 | 1 | 0 | Off Peak | 0 | 1 | 0 | Off Peak
2020-10-16 | 1 | 10 | 1 | 0 | 0 | 0 | 1.0851 |  | 0 | 0 | 1 | Super Off Peak | 0 | 0 | 1 | Off Peak | 0 | 1 | Off Peak | 0 | 1 | Off Peak | 0 | 0 | 1 | Super Off Peak | 0 | 0 | 1 | Super Off Peak | 0 | 0 | 1 | Super Off Peak
2020-10-16 | 2 | 10 | 1 | 0 | 0 | 0 | 0.99089 |  | 0 | 0 | 1 | Super Off Peak | 0 | 0 | 1 | Off Peak | 0 | 1 | Off Peak | 0 | 1 | Off Peak | 0 | 0 | 1 | Super Off Peak | 0 | 0 | 1 | Super Off Peak | 0 | 0 | 1 | Super Off Peak
2020-10-16 | 3 | 10 | 1 | 0 | 0 | 0 | 0.95163 |  | 0 | 0 | 1 | Super Off Peak | 0 | 0 | 1 | Off Peak | 0 | 1 | Off Peak | 0 | 1 | Off Peak | 0 | 0 | 1 | Super Off Peak | 0 | 0 | 1 | Super Off Peak | 0 | 0 | 1 | Super Off Peak
2020-10-16 | 4 | 10 | 1 | 0 | 0 | 0 | 0.92484 |  | 0 | 0 | 1 | Super Off Peak | 0 | 0 | 1 | Off Peak | 0 | 1 | Off Peak | 0 | 1 | Off Peak | 0 | 0 | 1 | Super Off Peak | 0 | 0 | 1 | Super Off Peak | 0 | 0 | 1 | Super Off Peak
2020-10-16 | 5 | 10 | 1 | 0 | 0 | 0 | 0.90814 |  | 0 | 0 | 1 | Super Off Peak | 0 | 0 | 1 | Off Peak | 0 | 1 | Off Peak | 0 | 1 | Off Peak | 0 | 0 | 1 | Super Off Peak | 0 | 0 | 1 | Super Off Peak | 0 | 0 | 1 | Super Off Peak
2020-10-16 | 6 | 10 | 1 | 0 | 0 | 0 | 0.90953 |  | 0 | 0 | 1 | Super Off Peak | 0 | 0 | 1 | Off Peak | 0 | 1 | Off Peak | 0 | 1 | Off Peak | 0 | 0 | 1 | Super Off Peak | 0 | 1 | 0 | Off Peak | 0 | 1 | 0 | Off Peak
2020-10-16 | 7 | 10 | 1 | 0 | 0 | 0 | 1.21 |  | 0 | 1 | 0 | Off Peak | 0 | 1 | 0 | Semi Peak | 0 | 1 | Off Peak | 0 | 1 | Off Peak | 0 | 1 | 0 | Off Peak | 0 | 1 | 0 | Off Peak | 0 | 1 | 0 | Off Peak
2020-10-16 | 8 | 10 | 1 | 0 | 0 | 0 | 1.2386 |  | 0 | 1 | 0 | Off Peak | 0 | 1 | 0 | Semi Peak | 0 | 1 | Off Peak | 0 | 1 | Off Peak | 0 | 1 | 0 | Off Peak | 0 | 1 | 0 | Off Peak | 0 | 1 | 0 | Off Peak
2020-10-16 | 9 | 10 | 1 | 0 | 0 | 0 | 0.88284 |  | 0 | 1 | 0 | Off Peak | 0 | 1 | 0 | Semi Peak | 0 | 1 | Off Peak | 0 | 1 | Off Peak | 0 | 1 | 0 | Off Peak | 0 | 1 | 0 | Off Peak | 0 | 1 | 0 | Off Peak
2020-10-16 | 10 | 10 | 1 | 0 | 0 | 0 | 0.57181 |  | 0 | 1 | 0 | Off Peak | 0 | 1 | 0 | Semi Peak | 0 | 1 | Off Peak | 0 | 1 | Off Peak | 0 | 1 | 0 | Off Peak | 0 | 1 | 0 | Off Peak | 0 | 1 | 0 | Off Peak
2020-10-16 | 11 | 10 | 1 | 0 | 0 | 0 | 0.40282 |  | 0 | 1 | 0 | Off Peak | 0 | 1 | 0 | Semi Peak | 0 | 1 | Off Peak | 0 | 1 | Off Peak | 0 | 1 | 0 | Off Peak | 0 | 1 | 0 | Off Peak | 0 | 1 | 0 | Off Peak
2020-10-16 | 12 | 10 | 1 | 0 | 0 | 0 | 0.32322 |  | 0 | 1 | 0 | Off Peak | 1 | 0 | 0 | On Peak | 0 | 1 | Off Peak | 0 | 1 | Off Peak | 1 | 0 | 0 | On Peak | 0 | 1 | 0 | Off Peak | 0 | 1 | 0 | Off Peak
2020-10-16 | 13 | 10 | 1 | 0 | 0 | 0 | 0.27541 |  | 0 | 1 | 0 | Off Peak | 1 | 0 | 0 | On Peak | 0 | 1 | Off Peak | 1 | 0 | On Peak | 1 | 0 | 0 | On Peak | 1 | 0 | 0 | On Peak | 1 | 0 | 0 | On Peak
2020-10-16 | 14 | 10 | 1 | 0 | 0 | 0 | 0.2793 |  | 0 | 1 | 0 | Off Peak | 1 | 0 | 0 | On Peak | 0 | 1 | Off Peak | 1 | 0 | On Peak | 1 | 0 | 0 | On Peak | 1 | 0 | 0 | On Peak | 1 | 0 | 0 | On Peak
2020-10-16 | 15 | 10 | 1 | 0 | 0 | 0 | 0.36229 |  | 0 | 1 | 0 | Off Peak | 1 | 0 | 0 | On Peak | 0 | 1 | Off Peak | 1 | 0 | On Peak | 1 | 0 | 0 | On Peak | 1 | 0 | 0 | On Peak | 1 | 0 | 0 | On Peak
2020-10-16 | 16 | 10 | 1 | 0 | 0 | 0 | 0.55419 |  | 0 | 1 | 0 | Off Peak | 1 | 0 | 0 | On Peak | 0 | 1 | Off Peak | 1 | 0 | On Peak | 1 | 0 | 0 | On Peak | 1 | 0 | 0 | On Peak | 1 | 0 | 0 | On Peak
2020-10-16 | 17 | 10 | 1 | 0 | 0 | 0 | 0.92122 |  | 1 | 0 | 0 | On Peak | 1 | 0 | 0 | On Peak | 1 | 0 | On Peak | 1 | 0 | On Peak | 1 | 0 | 0 | On Peak | 1 | 0 | 0 | On Peak | 1 | 0 | 0 | On Peak
2020-10-16 | 18 | 10 | 1 | 0 | 0 | 0 | 1.4501 |  | 1 | 0 | 0 | On Peak | 1 | 0 | 0 | On Peak | 1 | 0 | On Peak | 1 | 0 | On Peak | 1 | 0 | 0 | On Peak | 1 | 0 | 0 | On Peak | 1 | 0 | 0 | On Peak
2020-10-16 | 19 | 10 | 1 | 0 | 0 | 0 | 1.7402 |  | 1 | 0 | 0 | On Peak | 0 | 1 | 0 | Semi Peak | 1 | 0 | On Peak | 0 | 1 | Off Peak | 0 | 1 | 0 | Off Peak | 1 | 0 | 0 | On Peak | 0 | 1 | 0 | Off Peak
2020-10-16 | 20 | 10 | 1 | 0 | 0 | 0 | 1.9285 |  | 1 | 0 | 0 | On Peak | 0 | 1 | 0 | Semi Peak | 1 | 0 | On Peak | 0 | 1 | Off Peak | 0 | 1 | 0 | Off Peak | 1 | 0 | 0 | On Peak | 0 | 1 | 0 | Off Peak
2020-10-16 | 21 | 10 | 1 | 0 | 0 | 0 | 1.9681 |  | 1 | 0 | 0 | On Peak | 0 | 1 | 0 | Semi Peak | 1 | 0 | On Peak | 0 | 1 | Off Peak | 0 | 1 | 0 | Off Peak | 0 | 1 | 0 | Off Peak | 0 | 1 | 0 | Off Peak
2020-10-16 | 22 | 10 | 1 | 0 | 0 | 0 | 1.9034 |  | 0 | 1 | 0 | Off Peak | 0 | 1 | 0 | Semi Peak | 0 | 1 | Off Peak | 0 | 1 | Off Peak | 0 | 1 | 0 | Off Peak | 0 | 1 | 0 | Off Peak | 0 | 1 | 0 | Off Peak
2020-10-16 | 23 | 10 | 1 | 0 | 0 | 0 | 1.42 |  | 0 | 1 | 0 | Off Peak | 0 | 0 | 1 | Off Peak | 0 | 1 | Off Peak | 0 | 1 | Off Peak | 0 | 0 | 1 | Super Off Peak | 0 | 1 | 0 | Off Peak | 0 | 1 | 0 | Off Peak
2020-10-16 | 24 | 10 | 1 | 0 | 0 | 0 | 1.2443 |  | 0 | 1 | 0 | Off Peak | 0 | 0 | 1 | Off Peak | 0 | 1 | Off Peak | 0 | 1 | Off Peak | 0 | 0 | 1 | Super Off Peak | 0 | 1 | 0 | Off Peak | 0 | 1 | 0 | Off Peak
2020-10-17 | 1 | 10 | 1 | 1 | 0 | 0 | 1.0826 |  | 0 | 0 | 1 | Super Off Peak | 0 | 0 | 1 | Off Peak | 0 | 1 | Off Peak | 0 | 1 | Off Peak | 0 | 0 | 1 | Super Off Peak | 0 | 0 | 1 | Super Off Peak | 0 | 0 | 1 | Super Off Peak
2020-10-17 | 2 | 10 | 1 | 1 | 0 | 0 | 0.971 |  | 0 | 0 | 1 | Super Off Peak | 0 | 0 | 1 | Off Peak | 0 | 1 | Off Peak | 0 | 1 | Off Peak | 0 | 0 | 1 | Super Off Peak | 0 | 0 | 1 | Super Off Peak | 0 | 0 | 1 | Super Off Peak
2020-10-17 | 3 | 10 | 1 | 1 | 0 | 0 | 0.94674 |  | 0 | 0 | 1 | Super Off Peak | 0 | 0 | 1 | Off Peak | 0 | 1 | Off Peak | 0 | 1 | Off Peak | 0 | 0 | 1 | Super Off Peak | 0 | 0 | 1 | Super Off Peak | 0 | 0 | 1 | Super Off Peak
2020-10-17 | 4 | 10 | 1 | 1 | 0 | 0 | 0.9144 |  | 0 | 0 | 1 | Super Off Peak | 0 | 0 | 1 | Off Peak | 0 | 1 | Off Peak | 0 | 1 | Off Peak | 0 | 0 | 1 | Super Off Peak | 0 | 0 | 1 | Super Off Peak | 0 | 0 | 1 | Super Off Peak
2020-10-17 | 5 | 10 | 1 | 1 | 0 | 0 | 0.89089 |  | 0 | 0 | 1 | Super Off Peak | 0 | 0 | 1 | Off Peak | 0 | 1 | Off Peak | 0 | 1 | Off Peak | 0 | 0 | 1 | Super Off Peak | 0 | 0 | 1 | Super Off Peak | 0 | 0 | 1 | Super Off Peak
2020-10-17 | 6 | 10 | 1 | 1 | 0 | 0 | 0.88246 |  | 0 | 0 | 1 | Super Off Peak | 0 | 0 | 1 | Off Peak | 0 | 1 | Off Peak | 0 | 1 | Off Peak | 0 | 0 | 1 | Super Off Peak | 0 | 1 | 0 | Off Peak | 0 | 1 | 0 | Off Peak
2020-10-17 | 7 | 10 | 1 | 1 | 0 | 0 | 1.1355 |  | 0 | 0 | 1 | Super Off Peak | 0 | 0 | 1 | Off Peak | 0 | 1 | Off Peak | 0 | 1 | Off Peak | 0 | 0 | 1 | Super Off Peak | 0 | 1 | 0 | Off Peak | 0 | 1 | 0 | Off Peak
2020-10-17 | 8 | 10 | 1 | 1 | 0 | 0 | 1.0524 |  | 0 | 0 | 1 | Super Off Peak | 0 | 0 | 1 | Off Peak | 0 | 1 | Off Peak | 0 | 1 | Off Peak | 0 | 0 | 1 | Super Off Peak | 0 | 1 | 0 | Off Peak | 0 | 1 | 0 | Off Peak
2020-10-17 | 9 | 10 | 1 | 1 | 0 | 0 | 0.64684 |  | 0 | 0 | 1 | Super Off Peak | 0 | 0 | 1 | Off Peak | 0 | 1 | Off Peak | 0 | 1 | Off Peak | 0 | 0 | 1 | Super Off Peak | 0 | 1 | 0 | Off Peak | 0 | 1 | 0 | Off Peak
2020-10-17 | 10 | 10 | 1 | 1 | 0 | 0 | 0.36659 |  | 0 | 0 | 1 | Super Off Peak | 0 | 0 | 1 | Off Peak | 0 | 1 | Off Peak | 0 | 1 | Off Peak | 0 | 0 | 1 | Super Off Peak | 0 | 1 | 0 | Off Peak | 0 | 1 | 0 | Off Peak
2020-10-17 | 11 | 10 | 1 | 1 | 0 | 0 | 0.20818 |  | 0 | 0 | 1 | Super Off Peak | 0 | 0 | 1 | Off Peak | 0 | 1 | Off Peak | 0 | 1 | Off Peak | 0 | 0 | 1 | Super Off Peak | 0 | 1 | 0 | Off Peak | 0 | 1 | 0 | Off Peak
2020-10-17 | 12 | 10 | 1 | 1 | 0 | 0 | 0.11537 |  | 0 | 0 | 1 | Super Off Peak | 0 | 0 | 1 | Off Peak | 0 | 1 | Off Peak | 0 | 1 | Off Peak | 0 | 0 | 1 | Super Off Peak | 0 | 1 | 0 | Off Peak | 0 | 1 | 0 | Off Peak
2020-10-17 | 13 | 10 | 1 | 1 | 0 | 0 | 0.052972 |  | 0 | 0 | 1 | Super Off Peak | 0 | 0 | 1 | Off Peak | 0 | 1 | Off Peak | 0 | 1 | Off Peak | 0 | 0 | 1 | Super Off Peak | 1 | 0 | 0 | On Peak | 1 | 0 | 0 | On Peak
2020-10-17 | 14 | 10 | 1 | 1 | 0 | 0 | 0.033608 |  | 0 | 0 | 1 | Super Off Peak | 0 | 0 | 1 | Off Peak | 0 | 1 | Off Peak | 0 | 1 | Off Peak | 0 | 0 | 1 | Super Off Peak | 1 | 0 | 0 | On Peak | 1 | 0 | 0 | On Peak
2020-10-17 | 15 | 10 | 1 | 1 | 0 | 0 | 0.08558 |  | 0 | 1 | 0 | Off Peak | 0 | 0 | 1 | Off Peak | 0 | 1 | Off Peak | 0 | 1 | Off Peak | 0 | 0 | 1 | Super Off Peak | 1 | 0 | 0 | On Peak | 1 | 0 | 0 | On Peak
2020-10-17 | 16 | 10 | 1 | 1 | 0 | 0 | 0.27353 |  | 0 | 1 | 0 | Off Peak | 0 | 0 | 1 | Off Peak | 0 | 1 | Off Peak | 0 | 1 | Off Peak | 0 | 0 | 1 | Super Off Peak | 1 | 0 | 0 | On Peak | 1 | 0 | 0 | On Peak
2020-10-17 | 17 | 10 | 1 | 1 | 0 | 0 | 0.64733 |  | 1 | 0 | 0 | On Peak | 0 | 0 | 1 | Off Peak | 0 | 1 | Off Peak | 0 | 1 | Off Peak | 0 | 0 | 1 | Super Off Peak | 1 | 0 | 0 | On Peak | 1 | 0 | 0 | On Peak
2020-10-17 | 18 | 10 | 1 | 1 | 0 | 0 | 1.2124 |  | 1 | 0 | 0 | On Peak | 0 | 0 | 1 | Off Peak | 0 | 1 | Off Peak | 0 | 1 | Off Peak | 0 | 0 | 1 | Super Off Peak | 1 | 0 | 0 | On Peak | 1 | 0 | 0 | On Peak
2020-10-17 | 19 | 10 | 1 | 1 | 0 | 0 | 1.5067 |  | 1 | 0 | 0 | On Peak | 0 | 0 | 1 | Off Peak | 0 | 1 | Off Peak | 0 | 1 | Off Peak | 0 | 0 | 1 | Super Off Peak | 1 | 0 | 0 | On Peak | 0 | 1 | 0 | Off Peak
2020-10-17 | 20 | 10 | 1 | 1 | 0 | 0 | 1.7027 |  | 1 | 0 | 0 | On Peak | 0 | 0 | 1 | Off Peak | 0 | 1 | Off Peak | 0 | 1 | Off Peak | 0 | 0 | 1 | Super Off Peak | 1 | 0 | 0 | On Peak | 0 | 1 | 0 | Off Peak
2020-10-17 | 21 | 10 | 1 | 1 | 0 | 0 | 1.8014 |  | 1 | 0 | 0 | On Peak | 0 | 0 | 1 | Off Peak | 0 | 1 | Off Peak | 0 | 1 | Off Peak | 0 | 0 | 1 | Super Off Peak | 0 | 1 | 0 | Off Peak | 0 | 1 | 0 | Off Peak
2020-10-17 | 22 | 10 | 1 | 1 | 0 | 0 | 1.7861 |  | 0 | 1 | 0 | Off Peak | 0 | 0 | 1 | Off Peak | 0 | 1 | Off Peak | 0 | 1 | Off Peak | 0 | 0 | 1 | Super Off Peak | 0 | 1 | 0 | Off Peak | 0 | 1 | 0 | Off Peak
2020-10-17 | 23 | 10 | 1 | 1 | 0 | 0 | 1.3364 |  | 0 | 1 | 0 | Off Peak | 0 | 0 | 1 | Off Peak | 0 | 1 | Off Peak | 0 | 1 | Off Peak | 0 | 0 | 1 | Super Off Peak | 0 | 1 | 0 | Off Peak | 0 | 1 | 0 | Off Peak
2020-10-17 | 24 | 10 | 1 | 1 | 0 | 0 | 1.2063 |  | 0 | 1 | 0 | Off Peak | 0 | 0 | 1 | Off Peak | 0 | 1 | Off Peak | 0 | 1 | Off Peak | 0 | 0 | 1 | Super Off Peak | 0 | 1 | 0 | Off Peak | 0 | 1 | 0 | Off Peak
2020-10-18 | 1 | 10 | 1 | 1 | 1 | 0 | 1.0716 |  | 0 | 0 | 1 | Super Off Peak | 0 | 0 | 1 | Off Peak | 0 | 1 | Off Peak | 0 | 1 | Off Peak | 0 | 0 | 1 | Super Off Peak | 0 | 0 | 1 | Super Off Peak | 0 | 0 | 1 | Super Off Peak
2020-10-18 | 2 | 10 | 1 | 1 | 1 | 0 | 0.9755 |  | 0 | 0 | 1 | Super Off Peak | 0 | 0 | 1 | Off Peak | 0 | 1 | Off Peak | 0 | 1 | Off Peak | 0 | 0 | 1 | Super Off Peak | 0 | 0 | 1 | Super Off Peak | 0 | 0 | 1 | Super Off Peak
2020-10-18 | 3 | 10 | 1 | 1 | 1 | 0 | 0.94787 |  | 0 | 0 | 1 | Super Off Peak | 0 | 0 | 1 | Off Peak | 0 | 1 | Off Peak | 0 | 1 | Off Peak | 0 | 0 | 1 | Super Off Peak | 0 | 0 | 1 | Super Off Peak | 0 | 0 | 1 | Super Off Peak
2020-10-18 | 4 | 10 | 1 | 1 | 1 | 0 | 0.91997 |  | 0 | 0 | 1 | Super Off Peak | 0 | 0 | 1 | Off Peak | 0 | 1 | Off Peak | 0 | 1 | Off Peak | 0 | 0 | 1 | Super Off Peak | 0 | 0 | 1 | Super Off Peak | 0 | 0 | 1 | Super Off Peak
2020-10-18 | 5 | 10 | 1 | 1 | 1 | 0 | 0.89868 |  | 0 | 0 | 1 | Super Off Peak | 0 | 0 | 1 | Off Peak | 0 | 1 | Off Peak | 0 | 1 | Off Peak | 0 | 0 | 1 | Super Off Peak | 0 | 0 | 1 | Super Off Peak | 0 | 0 | 1 | Super Off Peak
2020-10-18 | 6 | 10 | 1 | 1 | 1 | 0 | 0.88609 |  | 0 | 0 | 1 | Super Off Peak | 0 | 0 | 1 | Off Peak | 0 | 1 | Off Peak | 0 | 1 | Off Peak | 0 | 0 | 1 | Super Off Peak | 0 | 1 | 0 | Off Peak | 0 | 1 | 0 | Off Peak
2020-10-18 | 7 | 10 | 1 | 1 | 1 | 0 | 0.90504 |  | 0 | 0 | 1 | Super Off Peak | 0 | 0 | 1 | Off Peak | 0 | 1 | Off Peak | 0 | 1 | Off Peak | 0 | 0 | 1 | Super Off Peak | 0 | 1 | 0 | Off Peak | 0 | 1 | 0 | Off Peak
2020-10-18 | 8 | 10 | 1 | 1 | 1 | 0 | 0.85222 |  | 0 | 0 | 1 | Super Off Peak | 0 | 0 | 1 | Off Peak | 0 | 1 | Off Peak | 0 | 1 | Off Peak | 0 | 0 | 1 | Super Off Peak | 0 | 1 | 0 | Off Peak | 0 | 1 | 0 | Off Peak
2020-10-18 | 9 | 10 | 1 | 1 | 1 | 0 | 0.52158 |  | 0 | 0 | 1 | Super Off Peak | 0 | 0 | 1 | Off Peak | 0 | 1 | Off Peak | 0 | 1 | Off Peak | 0 | 0 | 1 | Super Off Peak | 0 | 1 | 0 | Off Peak | 0 | 1 | 0 | Off Peak
2020-10-18 | 10 | 10 | 1 | 1 | 1 | 0 | 0.28618 |  | 0 | 0 | 1 | Super Off Peak | 0 | 0 | 1 | Off Peak | 0 | 1 | Off Peak | 0 | 1 | Off Peak | 0 | 0 | 1 | Super Off Peak | 0 | 1 | 0 | Off Peak | 0 | 1 | 0 | Off Peak
2020-10-18 | 11 | 10 | 1 | 1 | 1 | 0 | 0.18386 |  | 0 | 0 | 1 | Super Off Peak | 0 | 0 | 1 | Off Peak | 0 | 1 | Off Peak | 0 | 1 | Off Peak | 0 | 0 | 1 | Super Off Peak | 0 | 1 | 0 | Off Peak | 0 | 1 | 0 | Off Peak
2020-10-18 | 12 | 10 | 1 | 1 | 1 | 0 | 0.13941 |  | 0 | 0 | 1 | Super Off Peak | 0 | 0 | 1 | Off Peak | 0 | 1 | Off Peak | 0 | 1 | Off Peak | 0 | 0 | 1 | Super Off Peak | 0 | 1 | 0 | Off Peak | 0 | 1 | 0 | Off Peak
2020-10-18 | 13 | 10 | 1 | 1 | 1 | 0 | 0.10391 |  | 0 | 0 | 1 | Super Off Peak | 0 | 0 | 1 | Off Peak | 0 | 1 | Off Peak | 0 | 1 | Off Peak | 0 | 0 | 1 | Super Off Peak | 1 | 0 | 0 | On Peak | 1 | 0 | 0 | On Peak
2020-10-18 | 14 | 10 | 1 | 1 | 1 | 0 | 0.10124 |  | 0 | 0 | 1 | Super Off Peak | 0 | 0 | 1 | Off Peak | 0 | 1 | Off Peak | 0 | 1 | Off Peak | 0 | 0 | 1 | Super Off Peak | 1 | 0 | 0 | On Peak | 1 | 0 | 0 | On Peak
2020-10-18 | 15 | 10 | 1 | 1 | 1 | 0 | 0.16353 |  | 0 | 1 | 0 | Off Peak | 0 | 0 | 1 | Off Peak | 0 | 1 | Off Peak | 0 | 1 | Off Peak | 0 | 0 | 1 | Super Off Peak | 1 | 0 | 0 | On Peak | 1 | 0 | 0 | On Peak
2020-10-18 | 16 | 10 | 1 | 1 | 1 | 0 | 0.30592 |  | 0 | 1 | 0 | Off Peak | 0 | 0 | 1 | Off Peak | 0 | 1 | Off Peak | 0 | 1 | Off Peak | 0 | 0 | 1 | Super Off Peak | 1 | 0 | 0 | On Peak | 1 | 0 | 0 | On Peak
2020-10-18 | 17 | 10 | 1 | 1 | 1 | 0 | 0.58296 |  | 1 | 0 | 0 | On Peak | 0 | 0 | 1 | Off Peak | 0 | 1 | Off Peak | 0 | 1 | Off Peak | 0 | 0 | 1 | Super Off Peak | 1 | 0 | 0 | On Peak | 1 | 0 | 0 | On Peak
2020-10-18 | 18 | 10 | 1 | 1 | 1 | 0 | 1.0368 |  | 1 | 0 | 0 | On Peak | 0 | 0 | 1 | Off Peak | 0 | 1 | Off Peak | 0 | 1 | Off Peak | 0 | 0 | 1 | Super Off Peak | 1 | 0 | 0 | On Peak | 1 | 0 | 0 | On Peak
2020-10-18 | 19 | 10 | 1 | 1 | 1 | 0 | 1.2791 |  | 1 | 0 | 0 | On Peak | 0 | 0 | 1 | Off Peak | 0 | 1 | Off Peak | 0 | 1 | Off Peak | 0 | 0 | 1 | Super Off Peak | 1 | 0 | 0 | On Peak | 0 | 1 | 0 | Off Peak
2020-10-18 | 20 | 10 | 1 | 1 | 1 | 0 | 1.466 |  | 1 | 0 | 0 | On Peak | 0 | 0 | 1 | Off Peak | 0 | 1 | Off Peak | 0 | 1 | Off Peak | 0 | 0 | 1 | Super Off Peak | 1 | 0 | 0 | On Peak | 0 | 1 | 0 | Off Peak
2020-10-18 | 21 | 10 | 1 | 1 | 1 | 0 | 1.5124 |  | 1 | 0 | 0 | On Peak | 0 | 0 | 1 | Off Peak | 0 | 1 | Off Peak | 0 | 1 | Off Peak | 0 | 0 | 1 | Super Off Peak | 0 | 1 | 0 | Off Peak | 0 | 1 | 0 | Off Peak
2020-10-18 | 22 | 10 | 1 | 1 | 1 | 0 | 1.488 |  | 0 | 1 | 0 | Off Peak | 0 | 0 | 1 | Off Peak | 0 | 1 | Off Peak | 0 | 1 | Off Peak | 0 | 0 | 1 | Super Off Peak | 0 | 1 | 0 | Off Peak | 0 | 1 | 0 | Off Peak
2020-10-18 | 23 | 10 | 1 | 1 | 1 | 0 | 1.3731 |  | 0 | 1 | 0 | Off Peak | 0 | 0 | 1 | Off Peak | 0 | 1 | Off Peak | 0 | 1 | Off Peak | 0 | 0 | 1 | Super Off Peak | 0 | 1 | 0 | Off Peak | 0 | 1 | 0 | Off Peak
2020-10-18 | 24 | 10 | 1 | 1 | 1 | 0 | 1.2183 |  | 0 | 1 | 0 | Off Peak | 0 | 0 | 1 | Off Peak | 0 | 1 | Off Peak | 0 | 1 | Off Peak | 0 | 0 | 1 | Super Off Peak | 0 | 1 | 0 | Off Peak | 0 | 1 | 0 | Off Peak
2020-10-19 | 1 | 10 | 1 | 0 | 0 | 0 | 1.0661 |  | 0 | 0 | 1 | Super Off Peak | 0 | 0 | 1 | Off Peak | 0 | 1 | Off Peak | 0 | 1 | Off Peak | 0 | 0 | 1 | Super Off Peak | 0 | 0 | 1 | Super Off Peak | 0 | 0 | 1 | Super Off Peak
2020-10-19 | 2 | 10 | 1 | 0 | 0 | 0 | 1.0047 |  | 0 | 0 | 1 | Super Off Peak | 0 | 0 | 1 | Off Peak | 0 | 1 | Off Peak | 0 | 1 | Off Peak | 0 | 0 | 1 | Super Off Peak | 0 | 0 | 1 | Super Off Peak | 0 | 0 | 1 | Super Off Peak
2020-10-19 | 3 | 10 | 1 | 0 | 0 | 0 | 0.94975 |  | 0 | 0 | 1 | Super Off Peak | 0 | 0 | 1 | Off Peak | 0 | 1 | Off Peak | 0 | 1 | Off Peak | 0 | 0 | 1 | Super Off Peak | 0 | 0 | 1 | Super Off Peak | 0 | 0 | 1 | Super Off Peak
2020-10-19 | 4 | 10 | 1 | 0 | 0 | 0 | 0.9233 |  | 0 | 0 | 1 | Super Off Peak | 0 | 0 | 1 | Off Peak | 0 | 1 | Off Peak | 0 | 1 | Off Peak | 0 | 0 | 1 | Super Off Peak | 0 | 0 | 1 | Super Off Peak | 0 | 0 | 1 | Super Off Peak
2020-10-19 | 5 | 10 | 1 | 0 | 0 | 0 | 0.90178 |  | 0 | 0 | 1 | Super Off Peak | 0 | 0 | 1 | Off Peak | 0 | 1 | Off Peak | 0 | 1 | Off Peak | 0 | 0 | 1 | Super Off Peak | 0 | 0 | 1 | Super Off Peak | 0 | 0 | 1 | Super Off Peak
2020-10-19 | 6 | 10 | 1 | 0 | 0 | 0 | 0.90301 |  | 0 | 0 | 1 | Super Off Peak | 0 | 0 | 1 | Off Peak | 0 | 1 | Off Peak | 0 | 1 | Off Peak | 0 | 0 | 1 | Super Off Peak | 0 | 1 | 0 | Off Peak | 0 | 1 | 0 | Off Peak
2020-10-19 | 7 | 10 | 1 | 0 | 0 | 0 | 1.2129 |  | 0 | 1 | 0 | Off Peak | 0 | 1 | 0 | Semi Peak | 0 | 1 | Off Peak | 0 | 1 | Off Peak | 0 | 1 | 0 | Off Peak | 0 | 1 | 0 | Off Peak | 0 | 1 | 0 | Off Peak
2020-10-19 | 8 | 10 | 1 | 0 | 0 | 0 | 1.2635 |  | 0 | 1 | 0 | Off Peak | 0 | 1 | 0 | Semi Peak | 0 | 1 | Off Peak | 0 | 1 | Off Peak | 0 | 1 | 0 | Off Peak | 0 | 1 | 0 | Off Peak | 0 | 1 | 0 | Off Peak
2020-10-19 | 9 | 10 | 1 | 0 | 0 | 0 | 0.92161 |  | 0 | 1 | 0 | Off Peak | 0 | 1 | 0 | Semi Peak | 0 | 1 | Off Peak | 0 | 1 | Off Peak | 0 | 1 | 0 | Off Peak | 0 | 1 | 0 | Off Peak | 0 | 1 | 0 | Off Peak
2020-10-19 | 10 | 10 | 1 | 0 | 0 | 0 | 0.61997 |  | 0 | 1 | 0 | Off Peak | 0 | 1 | 0 | Semi Peak | 0 | 1 | Off Peak | 0 | 1 | Off Peak | 0 | 1 | 0 | Off Peak | 0 | 1 | 0 | Off Peak | 0 | 1 | 0 | Off Peak
2020-10-19 | 11 | 10 | 1 | 0 | 0 | 0 | 0.44684 |  | 0 | 1 | 0 | Off Peak | 0 | 1 | 0 | Semi Peak | 0 | 1 | Off Peak | 0 | 1 | Off Peak | 0 | 1 | 0 | Off Peak | 0 | 1 | 0 | Off Peak | 0 | 1 | 0 | Off Peak
2020-10-19 | 12 | 10 | 1 | 0 | 0 | 0 | 0.35666 |  | 0 | 1 | 0 | Off Peak | 1 | 0 | 0 | On Peak | 0 | 1 | Off Peak | 0 | 1 | Off Peak | 1 | 0 | 0 | On Peak | 0 | 1 | 0 | Off Peak | 0 | 1 | 0 | Off Peak
2020-10-19 | 13 | 10 | 1 | 0 | 0 | 0 | 0.29859 |  | 0 | 1 | 0 | Off Peak | 1 | 0 | 0 | On Peak | 0 | 1 | Off Peak | 1 | 0 | On Peak | 1 | 0 | 0 | On Peak | 1 | 0 | 0 | On Peak | 1 | 0 | 0 | On Peak
2020-10-19 | 14 | 10 | 1 | 0 | 0 | 0 | 0.2942 |  | 0 | 1 | 0 | Off Peak | 1 | 0 | 0 | On Peak | 0 | 1 | Off Peak | 1 | 0 | On Peak | 1 | 0 | 0 | On Peak | 1 | 0 | 0 | On Peak | 1 | 0 | 0 | On Peak
2020-10-19 | 15 | 10 | 1 | 0 | 0 | 0 | 0.37134 |  | 0 | 1 | 0 | Off Peak | 1 | 0 | 0 | On Peak | 0 | 1 | Off Peak | 1 | 0 | On Peak | 1 | 0 | 0 | On Peak | 1 | 0 | 0 | On Peak | 1 | 0 | 0 | On Peak
2020-10-19 | 16 | 10 | 1 | 0 | 0 | 0 | 0.56529 |  | 0 | 1 | 0 | Off Peak | 1 | 0 | 0 | On Peak | 0 | 1 | Off Peak | 1 | 0 | On Peak | 1 | 0 | 0 | On Peak | 1 | 0 | 0 | On Peak | 1 | 0 | 0 | On Peak
2020-10-19 | 17 | 10 | 1 | 0 | 0 | 0 | 0.94364 |  | 1 | 0 | 0 | On Peak | 1 | 0 | 0 | On Peak | 1 | 0 | On Peak | 1 | 0 | On Peak | 1 | 0 | 0 | On Peak | 1 | 0 | 0 | On Peak | 1 | 0 | 0 | On Peak
2020-10-19 | 18 | 10 | 1 | 0 | 0 | 0 | 1.4802 |  | 1 | 0 | 0 | On Peak | 1 | 0 | 0 | On Peak | 1 | 0 | On Peak | 1 | 0 | On Peak | 1 | 0 | 0 | On Peak | 1 | 0 | 0 | On Peak | 1 | 0 | 0 | On Peak
2020-10-19 | 19 | 10 | 1 | 0 | 0 | 0 | 1.7595 |  | 1 | 0 | 0 | On Peak | 0 | 1 | 0 | Semi Peak | 1 | 0 | On Peak | 0 | 1 | Off Peak | 0 | 1 | 0 | Off Peak | 1 | 0 | 0 | On Peak | 0 | 1 | 0 | Off Peak
2020-10-19 | 20 | 10 | 1 | 0 | 0 | 0 | 1.9434 |  | 1 | 0 | 0 | On Peak | 0 | 1 | 0 | Semi Peak | 1 | 0 | On Peak | 0 | 1 | Off Peak | 0 | 1 | 0 | Off Peak | 1 | 0 | 0 | On Peak | 0 | 1 | 0 | Off Peak
2020-10-19 | 21 | 10 | 1 | 0 | 0 | 0 | 2.0147 |  | 1 | 0 | 0 | On Peak | 0 | 1 | 0 | Semi Peak | 1 | 0 | On Peak | 0 | 1 | Off Peak | 0 | 1 | 0 | Off Peak | 0 | 1 | 0 | Off Peak | 0 | 1 | 0 | Off Peak
2020-10-19 | 22 | 10 | 1 | 0 | 0 | 0 | 1.9401 |  | 0 | 1 | 0 | Off Peak | 0 | 1 | 0 | Semi Peak | 0 | 1 | Off Peak | 0 | 1 | Off Peak | 0 | 1 | 0 | Off Peak | 0 | 1 | 0 | Off Peak | 0 | 1 | 0 | Off Peak
2020-10-19 | 23 | 10 | 1 | 0 | 0 | 0 | 1.4454 |  | 0 | 1 | 0 | Off Peak | 0 | 0 | 1 | Off Peak | 0 | 1 | Off Peak | 0 | 1 | Off Peak | 0 | 0 | 1 | Super Off Peak | 0 | 1 | 0 | Off Peak | 0 | 1 | 0 | Off Peak
2020-10-19 | 24 | 10 | 1 | 0 | 0 | 0 | 1.2605 |  | 0 | 1 | 0 | Off Peak | 0 | 0 | 1 | Off Peak | 0 | 1 | Off Peak | 0 | 1 | Off Peak | 0 | 0 | 1 | Super Off Peak | 0 | 1 | 0 | Off Peak | 0 | 1 | 0 | Off Peak
2020-10-20 | 1 | 10 | 1 | 0 | 0 | 0 | 1.0945 |  | 0 | 0 | 1 | Super Off Peak | 0 | 0 | 1 | Off Peak | 0 | 1 | Off Peak | 0 | 1 | Off Peak | 0 | 0 | 1 | Super Off Peak | 0 | 0 | 1 | Super Off Peak | 0 | 0 | 1 | Super Off Peak
2020-10-20 | 2 | 10 | 1 | 0 | 0 | 0 | 1.0035 |  | 0 | 0 | 1 | Super Off Peak | 0 | 0 | 1 | Off Peak | 0 | 1 | Off Peak | 0 | 1 | Off Peak | 0 | 0 | 1 | Super Off Peak | 0 | 0 | 1 | Super Off Peak | 0 | 0 | 1 | Super Off Peak
2020-10-20 | 3 | 10 | 1 | 0 | 0 | 0 | 0.9429 |  | 0 | 0 | 1 | Super Off Peak | 0 | 0 | 1 | Off Peak | 0 | 1 | Off Peak | 0 | 1 | Off Peak | 0 | 0 | 1 | Super Off Peak | 0 | 0 | 1 | Super Off Peak | 0 | 0 | 1 | Super Off Peak
2020-10-20 | 4 | 10 | 1 | 0 | 0 | 0 | 0.90456 |  | 0 | 0 | 1 | Super Off Peak | 0 | 0 | 1 | Off Peak | 0 | 1 | Off Peak | 0 | 1 | Off Peak | 0 | 0 | 1 | Super Off Peak | 0 | 0 | 1 | Super Off Peak | 0 | 0 | 1 | Super Off Peak
2020-10-20 | 5 | 10 | 1 | 0 | 0 | 0 | 0.88677 |  | 0 | 0 | 1 | Super Off Peak | 0 | 0 | 1 | Off Peak | 0 | 1 | Off Peak | 0 | 1 | Off Peak | 0 | 0 | 1 | Super Off Peak | 0 | 0 | 1 | Super Off Peak | 0 | 0 | 1 | Super Off Peak
2020-10-20 | 6 | 10 | 1 | 0 | 0 | 0 | 0.88983 |  | 0 | 0 | 1 | Super Off Peak | 0 | 0 | 1 | Off Peak | 0 | 1 | Off Peak | 0 | 1 | Off Peak | 0 | 0 | 1 | Super Off Peak | 0 | 1 | 0 | Off Peak | 0 | 1 | 0 | Off Peak
2020-10-20 | 7 | 10 | 1 | 0 | 0 | 0 | 1.1858 |  | 0 | 1 | 0 | Off Peak | 0 | 1 | 0 | Semi Peak | 0 | 1 | Off Peak | 0 | 1 | Off Peak | 0 | 1 | 0 | Off Peak | 0 | 1 | 0 | Off Peak | 0 | 1 | 0 | Off Peak
2020-10-20 | 8 | 10 | 1 | 0 | 0 | 0 | 1.2147 |  | 0 | 1 | 0 | Off Peak | 0 | 1 | 0 | Semi Peak | 0 | 1 | Off Peak | 0 | 1 | Off Peak | 0 | 1 | 0 | Off Peak | 0 | 1 | 0 | Off Peak | 0 | 1 | 0 | Off Peak
2020-10-20 | 9 | 10 | 1 | 0 | 0 | 0 | 0.84551 |  | 0 | 1 | 0 | Off Peak | 0 | 1 | 0 | Semi Peak | 0 | 1 | Off Peak | 0 | 1 | Off Peak | 0 | 1 | 0 | Off Peak | 0 | 1 | 0 | Off Peak | 0 | 1 | 0 | Off Peak
2020-10-20 | 10 | 10 | 1 | 0 | 0 | 0 | 0.53549 |  | 0 | 1 | 0 | Off Peak | 0 | 1 | 0 | Semi Peak | 0 | 1 | Off Peak | 0 | 1 | Off Peak | 0 | 1 | 0 | Off Peak | 0 | 1 | 0 | Off Peak | 0 | 1 | 0 | Off Peak
2020-10-20 | 11 | 10 | 1 | 0 | 0 | 0 | 0.37017 |  | 0 | 1 | 0 | Off Peak | 0 | 1 | 0 | Semi Peak | 0 | 1 | Off Peak | 0 | 1 | Off Peak | 0 | 1 | 0 | Off Peak | 0 | 1 | 0 | Off Peak | 0 | 1 | 0 | Off Peak
2020-10-20 | 12 | 10 | 1 | 0 | 0 | 0 | 0.29505 |  | 0 | 1 | 0 | Off Peak | 1 | 0 | 0 | On Peak | 0 | 1 | Off Peak | 0 | 1 | Off Peak | 1 | 0 | 0 | On Peak | 0 | 1 | 0 | Off Peak | 0 | 1 | 0 | Off Peak
2020-10-20 | 13 | 10 | 1 | 0 | 0 | 0 | 0.24789 |  | 0 | 1 | 0 | Off Peak | 1 | 0 | 0 | On Peak | 0 | 1 | Off Peak | 1 | 0 | On Peak | 1 | 0 | 0 | On Peak | 1 | 0 | 0 | On Peak | 1 | 0 | 0 | On Peak
2020-10-20 | 14 | 10 | 1 | 0 | 0 | 0 | 0.2672 |  | 0 | 1 | 0 | Off Peak | 1 | 0 | 0 | On Peak | 0 | 1 | Off Peak | 1 | 0 | On Peak | 1 | 0 | 0 | On Peak | 1 | 0 | 0 | On Peak | 1 | 0 | 0 | On Peak
2020-10-20 | 15 | 10 | 1 | 0 | 0 | 0 | 0.36461 |  | 0 | 1 | 0 | Off Peak | 1 | 0 | 0 | On Peak | 0 | 1 | Off Peak | 1 | 0 | On Peak | 1 | 0 | 0 | On Peak | 1 | 0 | 0 | On Peak | 1 | 0 | 0 | On Peak
2020-10-20 | 16 | 10 | 1 | 0 | 0 | 0 | 0.56474 |  | 0 | 1 | 0 | Off Peak | 1 | 0 | 0 | On Peak | 0 | 1 | Off Peak | 1 | 0 | On Peak | 1 | 0 | 0 | On Peak | 1 | 0 | 0 | On Peak | 1 | 0 | 0 | On Peak
2020-10-20 | 17 | 10 | 1 | 0 | 0 | 0 | 0.94008 |  | 1 | 0 | 0 | On Peak | 1 | 0 | 0 | On Peak | 1 | 0 | On Peak | 1 | 0 | On Peak | 1 | 0 | 0 | On Peak | 1 | 0 | 0 | On Peak | 1 | 0 | 0 | On Peak
2020-10-20 | 18 | 10 | 1 | 0 | 0 | 0 | 1.4797 |  | 1 | 0 | 0 | On Peak | 1 | 0 | 0 | On Peak | 1 | 0 | On Peak | 1 | 0 | On Peak | 1 | 0 | 0 | On Peak | 1 | 0 | 0 | On Peak | 1 | 0 | 0 | On Peak
2020-10-20 | 19 | 10 | 1 | 0 | 0 | 0 | 1.7619 |  | 1 | 0 | 0 | On Peak | 0 | 1 | 0 | Semi Peak | 1 | 0 | On Peak | 0 | 1 | Off Peak | 0 | 1 | 0 | Off Peak | 1 | 0 | 0 | On Peak | 0 | 1 | 0 | Off Peak
2020-10-20 | 20 | 10 | 1 | 0 | 0 | 0 | 1.9654 |  | 1 | 0 | 0 | On Peak | 0 | 1 | 0 | Semi Peak | 1 | 0 | On Peak | 0 | 1 | Off Peak | 0 | 1 | 0 | Off Peak | 1 | 0 | 0 | On Peak | 0 | 1 | 0 | Off Peak
2020-10-20 | 21 | 10 | 1 | 0 | 0 | 0 | 2.0182 |  | 1 | 0 | 0 | On Peak | 0 | 1 | 0 | Semi Peak | 1 | 0 | On Peak | 0 | 1 | Off Peak | 0 | 1 | 0 | Off Peak | 0 | 1 | 0 | Off Peak | 0 | 1 | 0 | Off Peak
2020-10-20 | 22 | 10 | 1 | 0 | 0 | 0 | 1.945 |  | 0 | 1 | 0 | Off Peak | 0 | 1 | 0 | Semi Peak | 0 | 1 | Off Peak | 0 | 1 | Off Peak | 0 | 1 | 0 | Off Peak | 0 | 1 | 0 | Off Peak | 0 | 1 | 0 | Off Peak
2020-10-20 | 23 | 10 | 1 | 0 | 0 | 0 | 1.4518 |  | 0 | 1 | 0 | Off Peak | 0 | 0 | 1 | Off Peak | 0 | 1 | Off Peak | 0 | 1 | Off Peak | 0 | 0 | 1 | Super Off Peak | 0 | 1 | 0 | Off Peak | 0 | 1 | 0 | Off Peak
2020-10-20 | 24 | 10 | 1 | 0 | 0 | 0 | 1.2691 |  | 0 | 1 | 0 | Off Peak | 0 | 0 | 1 | Off Peak | 0 | 1 | Off Peak | 0 | 1 | Off Peak | 0 | 0 | 1 | Super Off Peak | 0 | 1 | 0 | Off Peak | 0 | 1 | 0 | Off Peak
2020-10-21 | 1 | 10 | 1 | 0 | 0 | 0 | 1.1021 |  | 0 | 0 | 1 | Super Off Peak | 0 | 0 | 1 | Off Peak | 0 | 1 | Off Peak | 0 | 1 | Off Peak | 0 | 0 | 1 | Super Off Peak | 0 | 0 | 1 | Super Off Peak | 0 | 0 | 1 | Super Off Peak
2020-10-21 | 2 | 10 | 1 | 0 | 0 | 0 | 1.0578 |  | 0 | 0 | 1 | Super Off Peak | 0 | 0 | 1 | Off Peak | 0 | 1 | Off Peak | 0 | 1 | Off Peak | 0 | 0 | 1 | Super Off Peak | 0 | 0 | 1 | Super Off Peak | 0 | 0 | 1 | Super Off Peak
2020-10-21 | 3 | 10 | 1 | 0 | 0 | 0 | 0.99279 |  | 0 | 0 | 1 | Super Off Peak | 0 | 0 | 1 | Off Peak | 0 | 1 | Off Peak | 0 | 1 | Off Peak | 0 | 0 | 1 | Super Off Peak | 0 | 0 | 1 | Super Off Peak | 0 | 0 | 1 | Super Off Peak
2020-10-21 | 4 | 10 | 1 | 0 | 0 | 0 | 0.95257 |  | 0 | 0 | 1 | Super Off Peak | 0 | 0 | 1 | Off Peak | 0 | 1 | Off Peak | 0 | 1 | Off Peak | 0 | 0 | 1 | Super Off Peak | 0 | 0 | 1 | Super Off Peak | 0 | 0 | 1 | Super Off Peak
2020-10-21 | 5 | 10 | 1 | 0 | 0 | 0 | 0.92912 |  | 0 | 0 | 1 | Super Off Peak | 0 | 0 | 1 | Off Peak | 0 | 1 | Off Peak | 0 | 1 | Off Peak | 0 | 0 | 1 | Super Off Peak | 0 | 0 | 1 | Super Off Peak | 0 | 0 | 1 | Super Off Peak
2020-10-21 | 6 | 10 | 1 | 0 | 0 | 0 | 0.92919 |  | 0 | 0 | 1 | Super Off Peak | 0 | 0 | 1 | Off Peak | 0 | 1 | Off Peak | 0 | 1 | Off Peak | 0 | 0 | 1 | Super Off Peak | 0 | 1 | 0 | Off Peak | 0 | 1 | 0 | Off Peak
2020-10-21 | 7 | 10 | 1 | 0 | 0 | 0 | 1.216 |  | 0 | 1 | 0 | Off Peak | 0 | 1 | 0 | Semi Peak | 0 | 1 | Off Peak | 0 | 1 | Off Peak | 0 | 1 | 0 | Off Peak | 0 | 1 | 0 | Off Peak | 0 | 1 | 0 | Off Peak
2020-10-21 | 8 | 10 | 1 | 0 | 0 | 0 | 1.2385 |  | 0 | 1 | 0 | Off Peak | 0 | 1 | 0 | Semi Peak | 0 | 1 | Off Peak | 0 | 1 | Off Peak | 0 | 1 | 0 | Off Peak | 0 | 1 | 0 | Off Peak | 0 | 1 | 0 | Off Peak
2020-10-21 | 9 | 10 | 1 | 0 | 0 | 0 | 0.86525 |  | 0 | 1 | 0 | Off Peak | 0 | 1 | 0 | Semi Peak | 0 | 1 | Off Peak | 0 | 1 | Off Peak | 0 | 1 | 0 | Off Peak | 0 | 1 | 0 | Off Peak | 0 | 1 | 0 | Off Peak
2020-10-21 | 10 | 10 | 1 | 0 | 0 | 0 | 0.56944 |  | 0 | 1 | 0 | Off Peak | 0 | 1 | 0 | Semi Peak | 0 | 1 | Off Peak | 0 | 1 | Off Peak | 0 | 1 | 0 | Off Peak | 0 | 1 | 0 | Off Peak | 0 | 1 | 0 | Off Peak
2020-10-21 | 11 | 10 | 1 | 0 | 0 | 0 | 0.41471 |  | 0 | 1 | 0 | Off Peak | 0 | 1 | 0 | Semi Peak | 0 | 1 | Off Peak | 0 | 1 | Off Peak | 0 | 1 | 0 | Off Peak | 0 | 1 | 0 | Off Peak | 0 | 1 | 0 | Off Peak
2020-10-21 | 12 | 10 | 1 | 0 | 0 | 0 | 0.34743 |  | 0 | 1 | 0 | Off Peak | 1 | 0 | 0 | On Peak | 0 | 1 | Off Peak | 0 | 1 | Off Peak | 1 | 0 | 0 | On Peak | 0 | 1 | 0 | Off Peak | 0 | 1 | 0 | Off Peak
2020-10-21 | 13 | 10 | 1 | 0 | 0 | 0 | 0.30991 |  | 0 | 1 | 0 | Off Peak | 1 | 0 | 0 | On Peak | 0 | 1 | Off Peak | 1 | 0 | On Peak | 1 | 0 | 0 | On Peak | 1 | 0 | 0 | On Peak | 1 | 0 | 0 | On Peak
2020-10-21 | 14 | 10 | 1 | 0 | 0 | 0 | 0.31647 |  | 0 | 1 | 0 | Off Peak | 1 | 0 | 0 | On Peak | 0 | 1 | Off Peak | 1 | 0 | On Peak | 1 | 0 | 0 | On Peak | 1 | 0 | 0 | On Peak | 1 | 0 | 0 | On Peak
2020-10-21 | 15 | 10 | 1 | 0 | 0 | 0 | 0.42424 |  | 0 | 1 | 0 | Off Peak | 1 | 0 | 0 | On Peak | 0 | 1 | Off Peak | 1 | 0 | On Peak | 1 | 0 | 0 | On Peak | 1 | 0 | 0 | On Peak | 1 | 0 | 0 | On Peak
2020-10-21 | 16 | 10 | 1 | 0 | 0 | 0 | 0.6312 |  | 0 | 1 | 0 | Off Peak | 1 | 0 | 0 | On Peak | 0 | 1 | Off Peak | 1 | 0 | On Peak | 1 | 0 | 0 | On Peak | 1 | 0 | 0 | On Peak | 1 | 0 | 0 | On Peak
2020-10-21 | 17 | 10 | 1 | 0 | 0 | 0 | 1.0148 |  | 1 | 0 | 0 | On Peak | 1 | 0 | 0 | On Peak | 1 | 0 | On Peak | 1 | 0 | On Peak | 1 | 0 | 0 | On Peak | 1 | 0 | 0 | On Peak | 1 | 0 | 0 | On Peak
2020-10-21 | 18 | 10 | 1 | 0 | 0 | 0 | 1.5565 |  | 1 | 0 | 0 | On Peak | 1 | 0 | 0 | On Peak | 1 | 0 | On Peak | 1 | 0 | On Peak | 1 | 0 | 0 | On Peak | 1 | 0 | 0 | On Peak | 1 | 0 | 0 | On Peak
2020-10-21 | 19 | 10 | 1 | 0 | 0 | 0 | 1.8396 |  | 1 | 0 | 0 | On Peak | 0 | 1 | 0 | Semi Peak | 1 | 0 | On Peak | 0 | 1 | Off Peak | 0 | 1 | 0 | Off Peak | 1 | 0 | 0 | On Peak | 0 | 1 | 0 | Off Peak
2020-10-21 | 20 | 10 | 1 | 0 | 0 | 0 | 1.989 |  | 1 | 0 | 0 | On Peak | 0 | 1 | 0 | Semi Peak | 1 | 0 | On Peak | 0 | 1 | Off Peak | 0 | 1 | 0 | Off Peak | 1 | 0 | 0 | On Peak | 0 | 1 | 0 | Off Peak
2020-10-21 | 21 | 10 | 1 | 0 | 0 | 0 | 2.0166 |  | 1 | 0 | 0 | On Peak | 0 | 1 | 0 | Semi Peak | 1 | 0 | On Peak | 0 | 1 | Off Peak | 0 | 1 | 0 | Off Peak | 0 | 1 | 0 | Off Peak | 0 | 1 | 0 | Off Peak
2020-10-21 | 22 | 10 | 1 | 0 | 0 | 0 | 1.9549 |  | 0 | 1 | 0 | Off Peak | 0 | 1 | 0 | Semi Peak | 0 | 1 | Off Peak | 0 | 1 | Off Peak | 0 | 1 | 0 | Off Peak | 0 | 1 | 0 | Off Peak | 0 | 1 | 0 | Off Peak
2020-10-21 | 23 | 10 | 1 | 0 | 0 | 0 | 1.4842 |  | 0 | 1 | 0 | Off Peak | 0 | 0 | 1 | Off Peak | 0 | 1 | Off Peak | 0 | 1 | Off Peak | 0 | 0 | 1 | Super Off Peak | 0 | 1 | 0 | Off Peak | 0 | 1 | 0 | Off Peak
2020-10-21 | 24 | 10 | 1 | 0 | 0 | 0 | 1.326 |  | 0 | 1 | 0 | Off Peak | 0 | 0 | 1 | Off Peak | 0 | 1 | Off Peak | 0 | 1 | Off Peak | 0 | 0 | 1 | Super Off Peak | 0 | 1 | 0 | Off Peak | 0 | 1 | 0 | Off Peak
2020-10-22 | 1 | 10 | 1 | 0 | 0 | 0 | 1.1576 |  | 0 | 0 | 1 | Super Off Peak | 0 | 0 | 1 | Off Peak | 0 | 1 | Off Peak | 0 | 1 | Off Peak | 0 | 0 | 1 | Super Off Peak | 0 | 0 | 1 | Super Off Peak | 0 | 0 | 1 | Super Off Peak
2020-10-22 | 2 | 10 | 1 | 0 | 0 | 0 | 0.98655 |  | 0 | 0 | 1 | Super Off Peak | 0 | 0 | 1 | Off Peak | 0 | 1 | Off Peak | 0 | 1 | Off Peak | 0 | 0 | 1 | Super Off Peak | 0 | 0 | 1 | Super Off Peak | 0 | 0 | 1 | Super Off Peak
2020-10-22 | 3 | 10 | 1 | 0 | 0 | 0 | 0.93724 |  | 0 | 0 | 1 | Super Off Peak | 0 | 0 | 1 | Off Peak | 0 | 1 | Off Peak | 0 | 1 | Off Peak | 0 | 0 | 1 | Super Off Peak | 0 | 0 | 1 | Super Off Peak | 0 | 0 | 1 | Super Off Peak
2020-10-22 | 4 | 10 | 1 | 0 | 0 | 0 | 0.90397 |  | 0 | 0 | 1 | Super Off Peak | 0 | 0 | 1 | Off Peak | 0 | 1 | Off Peak | 0 | 1 | Off Peak | 0 | 0 | 1 | Super Off Peak | 0 | 0 | 1 | Super Off Peak | 0 | 0 | 1 | Super Off Peak
2020-10-22 | 5 | 10 | 1 | 0 | 0 | 0 | 0.88556 |  | 0 | 0 | 1 | Super Off Peak | 0 | 0 | 1 | Off Peak | 0 | 1 | Off Peak | 0 | 1 | Off Peak | 0 | 0 | 1 | Super Off Peak | 0 | 0 | 1 | Super Off Peak | 0 | 0 | 1 | Super Off Peak
2020-10-22 | 6 | 10 | 1 | 0 | 0 | 0 | 0.89573 |  | 0 | 0 | 1 | Super Off Peak | 0 | 0 | 1 | Off Peak | 0 | 1 | Off Peak | 0 | 1 | Off Peak | 0 | 0 | 1 | Super Off Peak | 0 | 1 | 0 | Off Peak | 0 | 1 | 0 | Off Peak
2020-10-22 | 7 | 10 | 1 | 0 | 0 | 0 | 1.2001 |  | 0 | 1 | 0 | Off Peak | 0 | 1 | 0 | Semi Peak | 0 | 1 | Off Peak | 0 | 1 | Off Peak | 0 | 1 | 0 | Off Peak | 0 | 1 | 0 | Off Peak | 0 | 1 | 0 | Off Peak
2020-10-22 | 8 | 10 | 1 | 0 | 0 | 0 | 1.2612 |  | 0 | 1 | 0 | Off Peak | 0 | 1 | 0 | Semi Peak | 0 | 1 | Off Peak | 0 | 1 | Off Peak | 0 | 1 | 0 | Off Peak | 0 | 1 | 0 | Off Peak | 0 | 1 | 0 | Off Peak
2020-10-22 | 9 | 10 | 1 | 0 | 0 | 0 | 0.90148 |  | 0 | 1 | 0 | Off Peak | 0 | 1 | 0 | Semi Peak | 0 | 1 | Off Peak | 0 | 1 | Off Peak | 0 | 1 | 0 | Off Peak | 0 | 1 | 0 | Off Peak | 0 | 1 | 0 | Off Peak
2020-10-22 | 10 | 10 | 1 | 0 | 0 | 0 | 0.49097 |  | 0 | 1 | 0 | Off Peak | 0 | 1 | 0 | Semi Peak | 0 | 1 | Off Peak | 0 | 1 | Off Peak | 0 | 1 | 0 | Off Peak | 0 | 1 | 0 | Off Peak | 0 | 1 | 0 | Off Peak
2020-10-22 | 11 | 10 | 1 | 0 | 0 | 0 | 0.25232 |  | 0 | 1 | 0 | Off Peak | 0 | 1 | 0 | Semi Peak | 0 | 1 | Off Peak | 0 | 1 | Off Peak | 0 | 1 | 0 | Off Peak | 0 | 1 | 0 | Off Peak | 0 | 1 | 0 | Off Peak
2020-10-22 | 12 | 10 | 1 | 0 | 0 | 0 | 0.1458 |  | 0 | 1 | 0 | Off Peak | 1 | 0 | 0 | On Peak | 0 | 1 | Off Peak | 0 | 1 | Off Peak | 1 | 0 | 0 | On Peak | 0 | 1 | 0 | Off Peak | 0 | 1 | 0 | Off Peak
2020-10-22 | 13 | 10 | 1 | 0 | 0 | 0 | 0.078186 |  | 0 | 1 | 0 | Off Peak | 1 | 0 | 0 | On Peak | 0 | 1 | Off Peak | 1 | 0 | On Peak | 1 | 0 | 0 | On Peak | 1 | 0 | 0 | On Peak | 1 | 0 | 0 | On Peak
2020-10-22 | 14 | 10 | 1 | 0 | 0 | 0 | 0.055478 |  | 0 | 1 | 0 | Off Peak | 1 | 0 | 0 | On Peak | 0 | 1 | Off Peak | 1 | 0 | On Peak | 1 | 0 | 0 | On Peak | 1 | 0 | 0 | On Peak | 1 | 0 | 0 | On Peak
2020-10-22 | 15 | 10 | 1 | 0 | 0 | 0 | 0.11359 |  | 0 | 1 | 0 | Off Peak | 1 | 0 | 0 | On Peak | 0 | 1 | Off Peak | 1 | 0 | On Peak | 1 | 0 | 0 | On Peak | 1 | 0 | 0 | On Peak | 1 | 0 | 0 | On Peak
2020-10-22 | 16 | 10 | 1 | 0 | 0 | 0 | 0.32029 |  | 0 | 1 | 0 | Off Peak | 1 | 0 | 0 | On Peak | 0 | 1 | Off Peak | 1 | 0 | On Peak | 1 | 0 | 0 | On Peak | 1 | 0 | 0 | On Peak | 1 | 0 | 0 | On Peak
2020-10-22 | 17 | 10 | 1 | 0 | 0 | 0 | 0.74084 |  | 1 | 0 | 0 | On Peak | 1 | 0 | 0 | On Peak | 1 | 0 | On Peak | 1 | 0 | On Peak | 1 | 0 | 0 | On Peak | 1 | 0 | 0 | On Peak | 1 | 0 | 0 | On Peak
2020-10-22 | 18 | 10 | 1 | 0 | 0 | 0 | 1.3276 |  | 1 | 0 | 0 | On Peak | 1 | 0 | 0 | On Peak | 1 | 0 | On Peak | 1 | 0 | On Peak | 1 | 0 | 0 | On Peak | 1 | 0 | 0 | On Peak | 1 | 0 | 0 | On Peak
2020-10-22 | 19 | 10 | 1 | 0 | 0 | 0 | 1.6528 |  | 1 | 0 | 0 | On Peak | 0 | 1 | 0 | Semi Peak | 1 | 0 | On Peak | 0 | 1 | Off Peak | 0 | 1 | 0 | Off Peak | 1 | 0 | 0 | On Peak | 0 | 1 | 0 | Off Peak
2020-10-22 | 20 | 10 | 1 | 0 | 0 | 0 | 1.8811 |  | 1 | 0 | 0 | On Peak | 0 | 1 | 0 | Semi Peak | 1 | 0 | On Peak | 0 | 1 | Off Peak | 0 | 1 | 0 | Off Peak | 1 | 0 | 0 | On Peak | 0 | 1 | 0 | Off Peak
2020-10-22 | 21 | 10 | 1 | 0 | 0 | 0 | 1.9195 |  | 1 | 0 | 0 | On Peak | 0 | 1 | 0 | Semi Peak | 1 | 0 | On Peak | 0 | 1 | Off Peak | 0 | 1 | 0 | Off Peak | 0 | 1 | 0 | Off Peak | 0 | 1 | 0 | Off Peak
2020-10-22 | 22 | 10 | 1 | 0 | 0 | 0 | 1.8676 |  | 0 | 1 | 0 | Off Peak | 0 | 1 | 0 | Semi Peak | 0 | 1 | Off Peak | 0 | 1 | Off Peak | 0 | 1 | 0 | Off Peak | 0 | 1 | 0 | Off Peak | 0 | 1 | 0 | Off Peak
2020-10-22 | 23 | 10 | 1 | 0 | 0 | 0 | 1.4037 |  | 0 | 1 | 0 | Off Peak | 0 | 0 | 1 | Off Peak | 0 | 1 | Off Peak | 0 | 1 | Off Peak | 0 | 0 | 1 | Super Off Peak | 0 | 1 | 0 | Off Peak | 0 | 1 | 0 | Off Peak
2020-10-22 | 24 | 10 | 1 | 0 | 0 | 0 | 1.2419 |  | 0 | 1 | 0 | Off Peak | 0 | 0 | 1 | Off Peak | 0 | 1 | Off Peak | 0 | 1 | Off Peak | 0 | 0 | 1 | Super Off Peak | 0 | 1 | 0 | Off Peak | 0 | 1 | 0 | Off Peak
2020-10-23 | 1 | 10 | 1 | 0 | 0 | 0 | 1.0773 |  | 0 | 0 | 1 | Super Off Peak | 0 | 0 | 1 | Off Peak | 0 | 1 | Off Peak | 0 | 1 | Off Peak | 0 | 0 | 1 | Super Off Peak | 0 | 0 | 1 | Super Off Peak | 0 | 0 | 1 | Super Off Peak
2020-10-23 | 2 | 10 | 1 | 0 | 0 | 0 | 1.0064 |  | 0 | 0 | 1 | Super Off Peak | 0 | 0 | 1 | Off Peak | 0 | 1 | Off Peak | 0 | 1 | Off Peak | 0 | 0 | 1 | Super Off Peak | 0 | 0 | 1 | Super Off Peak | 0 | 0 | 1 | Super Off Peak
2020-10-23 | 3 | 10 | 1 | 0 | 0 | 0 | 0.96442 |  | 0 | 0 | 1 | Super Off Peak | 0 | 0 | 1 | Off Peak | 0 | 1 | Off Peak | 0 | 1 | Off Peak | 0 | 0 | 1 | Super Off Peak | 0 | 0 | 1 | Super Off Peak | 0 | 0 | 1 | Super Off Peak
2020-10-23 | 4 | 10 | 1 | 0 | 0 | 0 | 0.9347 |  | 0 | 0 | 1 | Super Off Peak | 0 | 0 | 1 | Off Peak | 0 | 1 | Off Peak | 0 | 1 | Off Peak | 0 | 0 | 1 | Super Off Peak | 0 | 0 | 1 | Super Off Peak | 0 | 0 | 1 | Super Off Peak
2020-10-23 | 5 | 10 | 1 | 0 | 0 | 0 | 0.91663 |  | 0 | 0 | 1 | Super Off Peak | 0 | 0 | 1 | Off Peak | 0 | 1 | Off Peak | 0 | 1 | Off Peak | 0 | 0 | 1 | Super Off Peak | 0 | 0 | 1 | Super Off Peak | 0 | 0 | 1 | Super Off Peak
2020-10-23 | 6 | 10 | 1 | 0 | 0 | 0 | 0.9118 |  | 0 | 0 | 1 | Super Off Peak | 0 | 0 | 1 | Off Peak | 0 | 1 | Off Peak | 0 | 1 | Off Peak | 0 | 0 | 1 | Super Off Peak | 0 | 1 | 0 | Off Peak | 0 | 1 | 0 | Off Peak
2020-10-23 | 7 | 10 | 1 | 0 | 0 | 0 | 1.1796 |  | 0 | 1 | 0 | Off Peak | 0 | 1 | 0 | Semi Peak | 0 | 1 | Off Peak | 0 | 1 | Off Peak | 0 | 1 | 0 | Off Peak | 0 | 1 | 0 | Off Peak | 0 | 1 | 0 | Off Peak
2020-10-23 | 8 | 10 | 1 | 0 | 0 | 0 | 1.1683 |  | 0 | 1 | 0 | Off Peak | 0 | 1 | 0 | Semi Peak | 0 | 1 | Off Peak | 0 | 1 | Off Peak | 0 | 1 | 0 | Off Peak | 0 | 1 | 0 | Off Peak | 0 | 1 | 0 | Off Peak
2020-10-23 | 9 | 10 | 1 | 0 | 0 | 0 | 0.77846 |  | 0 | 1 | 0 | Off Peak | 0 | 1 | 0 | Semi Peak | 0 | 1 | Off Peak | 0 | 1 | Off Peak | 0 | 1 | 0 | Off Peak | 0 | 1 | 0 | Off Peak | 0 | 1 | 0 | Off Peak
2020-10-23 | 10 | 10 | 1 | 0 | 0 | 0 | 0.42801 |  | 0 | 1 | 0 | Off Peak | 0 | 1 | 0 | Semi Peak | 0 | 1 | Off Peak | 0 | 1 | Off Peak | 0 | 1 | 0 | Off Peak | 0 | 1 | 0 | Off Peak | 0 | 1 | 0 | Off Peak
2020-10-23 | 11 | 10 | 1 | 0 | 0 | 0 | 0.21669 |  | 0 | 1 | 0 | Off Peak | 0 | 1 | 0 | Semi Peak | 0 | 1 | Off Peak | 0 | 1 | Off Peak | 0 | 1 | 0 | Off Peak | 0 | 1 | 0 | Off Peak | 0 | 1 | 0 | Off Peak
2020-10-23 | 12 | 10 | 1 | 0 | 0 | 0 | 0.10946 |  | 0 | 1 | 0 | Off Peak | 1 | 0 | 0 | On Peak | 0 | 1 | Off Peak | 0 | 1 | Off Peak | 1 | 0 | 0 | On Peak | 0 | 1 | 0 | Off Peak | 0 | 1 | 0 | Off Peak
2020-10-23 | 13 | 10 | 1 | 0 | 0 | 0 | 0.049819 |  | 0 | 1 | 0 | Off Peak | 1 | 0 | 0 | On Peak | 0 | 1 | Off Peak | 1 | 0 | On Peak | 1 | 0 | 0 | On Peak | 1 | 0 | 0 | On Peak | 1 | 0 | 0 | On Peak
2020-10-23 | 14 | 10 | 1 | 0 | 0 | 0 | 0.052597 |  | 0 | 1 | 0 | Off Peak | 1 | 0 | 0 | On Peak | 0 | 1 | Off Peak | 1 | 0 | On Peak | 1 | 0 | 0 | On Peak | 1 | 0 | 0 | On Peak | 1 | 0 | 0 | On Peak
2020-10-23 | 15 | 10 | 1 | 0 | 0 | 0 | 0.075063 |  | 0 | 1 | 0 | Off Peak | 1 | 0 | 0 | On Peak | 0 | 1 | Off Peak | 1 | 0 | On Peak | 1 | 0 | 0 | On Peak | 1 | 0 | 0 | On Peak | 1 | 0 | 0 | On Peak
2020-10-23 | 16 | 10 | 1 | 0 | 0 | 0 | 0.30125 |  | 0 | 1 | 0 | Off Peak | 1 | 0 | 0 | On Peak | 0 | 1 | Off Peak | 1 | 0 | On Peak | 1 | 0 | 0 | On Peak | 1 | 0 | 0 | On Peak | 1 | 0 | 0 | On Peak
2020-10-23 | 17 | 10 | 1 | 0 | 0 | 0 | 0.73767 |  | 1 | 0 | 0 | On Peak | 1 | 0 | 0 | On Peak | 1 | 0 | On Peak | 1 | 0 | On Peak | 1 | 0 | 0 | On Peak | 1 | 0 | 0 | On Peak | 1 | 0 | 0 | On Peak
2020-10-23 | 18 | 10 | 1 | 0 | 0 | 0 | 1.3393 |  | 1 | 0 | 0 | On Peak | 1 | 0 | 0 | On Peak | 1 | 0 | On Peak | 1 | 0 | On Peak | 1 | 0 | 0 | On Peak | 1 | 0 | 0 | On Peak | 1 | 0 | 0 | On Peak
2020-10-23 | 19 | 10 | 1 | 0 | 0 | 0 | 1.6563 |  | 1 | 0 | 0 | On Peak | 0 | 1 | 0 | Semi Peak | 1 | 0 | On Peak | 0 | 1 | Off Peak | 0 | 1 | 0 | Off Peak | 1 | 0 | 0 | On Peak | 0 | 1 | 0 | Off Peak
2020-10-23 | 20 | 10 | 1 | 0 | 0 | 0 | 1.8362 |  | 1 | 0 | 0 | On Peak | 0 | 1 | 0 | Semi Peak | 1 | 0 | On Peak | 0 | 1 | Off Peak | 0 | 1 | 0 | Off Peak | 1 | 0 | 0 | On Peak | 0 | 1 | 0 | Off Peak
2020-10-23 | 21 | 10 | 1 | 0 | 0 | 0 | 1.9231 |  | 1 | 0 | 0 | On Peak | 0 | 1 | 0 | Semi Peak | 1 | 0 | On Peak | 0 | 1 | Off Peak | 0 | 1 | 0 | Off Peak | 0 | 1 | 0 | Off Peak | 0 | 1 | 0 | Off Peak
2020-10-23 | 22 | 10 | 1 | 0 | 0 | 0 | 1.8749 |  | 0 | 1 | 0 | Off Peak | 0 | 1 | 0 | Semi Peak | 0 | 1 | Off Peak | 0 | 1 | Off Peak | 0 | 1 | 0 | Off Peak | 0 | 1 | 0 | Off Peak | 0 | 1 | 0 | Off Peak
2020-10-23 | 23 | 10 | 1 | 0 | 0 | 0 | 1.4073 |  | 0 | 1 | 0 | Off Peak | 0 | 0 | 1 | Off Peak | 0 | 1 | Off Peak | 0 | 1 | Off Peak | 0 | 0 | 1 | Super Off Peak | 0 | 1 | 0 | Off Peak | 0 | 1 | 0 | Off Peak
2020-10-23 | 24 | 10 | 1 | 0 | 0 | 0 | 1.2542 |  | 0 | 1 | 0 | Off Peak | 0 | 0 | 1 | Off Peak | 0 | 1 | Off Peak | 0 | 1 | Off Peak | 0 | 0 | 1 | Super Off Peak | 0 | 1 | 0 | Off Peak | 0 | 1 | 0 | Off Peak
2020-10-24 | 1 | 10 | 1 | 1 | 0 | 0 | 1.1007 |  | 0 | 0 | 1 | Super Off Peak | 0 | 0 | 1 | Off Peak | 0 | 1 | Off Peak | 0 | 1 | Off Peak | 0 | 0 | 1 | Super Off Peak | 0 | 0 | 1 | Super Off Peak | 0 | 0 | 1 | Super Off Peak
2020-10-24 | 2 | 10 | 1 | 1 | 0 | 0 | 0.96785 |  | 0 | 0 | 1 | Super Off Peak | 0 | 0 | 1 | Off Peak | 0 | 1 | Off Peak | 0 | 1 | Off Peak | 0 | 0 | 1 | Super Off Peak | 0 | 0 | 1 | Super Off Peak | 0 | 0 | 1 | Super Off Peak
2020-10-24 | 3 | 10 | 1 | 1 | 0 | 0 | 0.94386 |  | 0 | 0 | 1 | Super Off Peak | 0 | 0 | 1 | Off Peak | 0 | 1 | Off Peak | 0 | 1 | Off Peak | 0 | 0 | 1 | Super Off Peak | 0 | 0 | 1 | Super Off Peak | 0 | 0 | 1 | Super Off Peak
2020-10-24 | 4 | 10 | 1 | 1 | 0 | 0 | 0.90713 |  | 0 | 0 | 1 | Super Off Peak | 0 | 0 | 1 | Off Peak | 0 | 1 | Off Peak | 0 | 1 | Off Peak | 0 | 0 | 1 | Super Off Peak | 0 | 0 | 1 | Super Off Peak | 0 | 0 | 1 | Super Off Peak
2020-10-24 | 5 | 10 | 1 | 1 | 0 | 0 | 0.88616 |  | 0 | 0 | 1 | Super Off Peak | 0 | 0 | 1 | Off Peak | 0 | 1 | Off Peak | 0 | 1 | Off Peak | 0 | 0 | 1 | Super Off Peak | 0 | 0 | 1 | Super Off Peak | 0 | 0 | 1 | Super Off Peak
2020-10-24 | 6 | 10 | 1 | 1 | 0 | 0 | 0.88129 |  | 0 | 0 | 1 | Super Off Peak | 0 | 0 | 1 | Off Peak | 0 | 1 | Off Peak | 0 | 1 | Off Peak | 0 | 0 | 1 | Super Off Peak | 0 | 1 | 0 | Off Peak | 0 | 1 | 0 | Off Peak
2020-10-24 | 7 | 10 | 1 | 1 | 0 | 0 | 1.1506 |  | 0 | 0 | 1 | Super Off Peak | 0 | 0 | 1 | Off Peak | 0 | 1 | Off Peak | 0 | 1 | Off Peak | 0 | 0 | 1 | Super Off Peak | 0 | 1 | 0 | Off Peak | 0 | 1 | 0 | Off Peak
2020-10-24 | 8 | 10 | 1 | 1 | 0 | 0 | 1.103 |  | 0 | 0 | 1 | Super Off Peak | 0 | 0 | 1 | Off Peak | 0 | 1 | Off Peak | 0 | 1 | Off Peak | 0 | 0 | 1 | Super Off Peak | 0 | 1 | 0 | Off Peak | 0 | 1 | 0 | Off Peak
2020-10-24 | 9 | 10 | 1 | 1 | 0 | 0 | 0.70887 |  | 0 | 0 | 1 | Super Off Peak | 0 | 0 | 1 | Off Peak | 0 | 1 | Off Peak | 0 | 1 | Off Peak | 0 | 0 | 1 | Super Off Peak | 0 | 1 | 0 | Off Peak | 0 | 1 | 0 | Off Peak
2020-10-24 | 10 | 10 | 1 | 1 | 0 | 0 | 0.34024 |  | 0 | 0 | 1 | Super Off Peak | 0 | 0 | 1 | Off Peak | 0 | 1 | Off Peak | 0 | 1 | Off Peak | 0 | 0 | 1 | Super Off Peak | 0 | 1 | 0 | Off Peak | 0 | 1 | 0 | Off Peak
2020-10-24 | 11 | 10 | 1 | 1 | 0 | 0 | 0.13538 |  | 0 | 0 | 1 | Super Off Peak | 0 | 0 | 1 | Off Peak | 0 | 1 | Off Peak | 0 | 1 | Off Peak | 0 | 0 | 1 | Super Off Peak | 0 | 1 | 0 | Off Peak | 0 | 1 | 0 | Off Peak
2020-10-24 | 12 | 10 | 1 | 1 | 0 | 0 | 0.033912 |  | 0 | 0 | 1 | Super Off Peak | 0 | 0 | 1 | Off Peak | 0 | 1 | Off Peak | 0 | 1 | Off Peak | 0 | 0 | 1 | Super Off Peak | 0 | 1 | 0 | Off Peak | 0 | 1 | 0 | Off Peak
2020-10-24 | 13 | 10 | 1 | 1 | 0 | 0 | -0.014046 |  | 0 | 0 | 1 | Super Off Peak | 0 | 0 | 1 | Off Peak | 0 | 1 | Off Peak | 0 | 1 | Off Peak | 0 | 0 | 1 | Super Off Peak | 1 | 0 | 0 | On Peak | 1 | 0 | 0 | On Peak
2020-10-24 | 14 | 10 | 1 | 1 | 0 | 0 | -0.030036 |  | 0 | 0 | 1 | Super Off Peak | 0 | 0 | 1 | Off Peak | 0 | 1 | Off Peak | 0 | 1 | Off Peak | 0 | 0 | 1 | Super Off Peak | 1 | 0 | 0 | On Peak | 1 | 0 | 0 | On Peak
2020-10-24 | 15 | 10 | 1 | 1 | 0 | 0 | 0.026584 |  | 0 | 1 | 0 | Off Peak | 0 | 0 | 1 | Off Peak | 0 | 1 | Off Peak | 0 | 1 | Off Peak | 0 | 0 | 1 | Super Off Peak | 1 | 0 | 0 | On Peak | 1 | 0 | 0 | On Peak
2020-10-24 | 16 | 10 | 1 | 1 | 0 | 0 | 0.24855 |  | 0 | 1 | 0 | Off Peak | 0 | 0 | 1 | Off Peak | 0 | 1 | Off Peak | 0 | 1 | Off Peak | 0 | 0 | 1 | Super Off Peak | 1 | 0 | 0 | On Peak | 1 | 0 | 0 | On Peak
2020-10-24 | 17 | 10 | 1 | 1 | 0 | 0 | 0.66494 |  | 1 | 0 | 0 | On Peak | 0 | 0 | 1 | Off Peak | 0 | 1 | Off Peak | 0 | 1 | Off Peak | 0 | 0 | 1 | Super Off Peak | 1 | 0 | 0 | On Peak | 1 | 0 | 0 | On Peak
2020-10-24 | 18 | 10 | 1 | 1 | 0 | 0 | 1.2789 |  | 1 | 0 | 0 | On Peak | 0 | 0 | 1 | Off Peak | 0 | 1 | Off Peak | 0 | 1 | Off Peak | 0 | 0 | 1 | Super Off Peak | 1 | 0 | 0 | On Peak | 1 | 0 | 0 | On Peak
2020-10-24 | 19 | 10 | 1 | 1 | 0 | 0 | 1.604 |  | 1 | 0 | 0 | On Peak | 0 | 0 | 1 | Off Peak | 0 | 1 | Off Peak | 0 | 1 | Off Peak | 0 | 0 | 1 | Super Off Peak | 1 | 0 | 0 | On Peak | 0 | 1 | 0 | Off Peak
2020-10-24 | 20 | 10 | 1 | 1 | 0 | 0 | 1.794 |  | 1 | 0 | 0 | On Peak | 0 | 0 | 1 | Off Peak | 0 | 1 | Off Peak | 0 | 1 | Off Peak | 0 | 0 | 1 | Super Off Peak | 1 | 0 | 0 | On Peak | 0 | 1 | 0 | Off Peak
2020-10-24 | 21 | 10 | 1 | 1 | 0 | 0 | 1.8727 |  | 1 | 0 | 0 | On Peak | 0 | 0 | 1 | Off Peak | 0 | 1 | Off Peak | 0 | 1 | Off Peak | 0 | 0 | 1 | Super Off Peak | 0 | 1 | 0 | Off Peak | 0 | 1 | 0 | Off Peak
2020-10-24 | 22 | 10 | 1 | 1 | 0 | 0 | 1.8404 |  | 0 | 1 | 0 | Off Peak | 0 | 0 | 1 | Off Peak | 0 | 1 | Off Peak | 0 | 1 | Off Peak | 0 | 0 | 1 | Super Off Peak | 0 | 1 | 0 | Off Peak | 0 | 1 | 0 | Off Peak
2020-10-24 | 23 | 10 | 1 | 1 | 0 | 0 | 1.3539 |  | 0 | 1 | 0 | Off Peak | 0 | 0 | 1 | Off Peak | 0 | 1 | Off Peak | 0 | 1 | Off Peak | 0 | 0 | 1 | Super Off Peak | 0 | 1 | 0 | Off Peak | 0 | 1 | 0 | Off Peak
2020-10-24 | 24 | 10 | 1 | 1 | 0 | 0 | 1.2041 |  | 0 | 1 | 0 | Off Peak | 0 | 0 | 1 | Off Peak | 0 | 1 | Off Peak | 0 | 1 | Off Peak | 0 | 0 | 1 | Super Off Peak | 0 | 1 | 0 | Off Peak | 0 | 1 | 0 | Off Peak
2020-10-25 | 1 | 10 | 1 | 1 | 1 | 0 | 1.0618 |  | 0 | 0 | 1 | Super Off Peak | 0 | 0 | 1 | Off Peak | 0 | 1 | Off Peak | 0 | 1 | Off Peak | 0 | 0 | 1 | Super Off Peak | 0 | 0 | 1 | Super Off Peak | 0 | 0 | 1 | Super Off Peak
2020-10-25 | 2 | 10 | 1 | 1 | 1 | 0 | 0.95655 |  | 0 | 0 | 1 | Super Off Peak | 0 | 0 | 1 | Off Peak | 0 | 1 | Off Peak | 0 | 1 | Off Peak | 0 | 0 | 1 | Super Off Peak | 0 | 0 | 1 | Super Off Peak | 0 | 0 | 1 | Super Off Peak
2020-10-25 | 3 | 10 | 1 | 1 | 1 | 0 | 0.96196 |  | 0 | 0 | 1 | Super Off Peak | 0 | 0 | 1 | Off Peak | 0 | 1 | Off Peak | 0 | 1 | Off Peak | 0 | 0 | 1 | Super Off Peak | 0 | 0 | 1 | Super Off Peak | 0 | 0 | 1 | Super Off Peak
2020-10-25 | 4 | 10 | 1 | 1 | 1 | 0 | 0.91939 |  | 0 | 0 | 1 | Super Off Peak | 0 | 0 | 1 | Off Peak | 0 | 1 | Off Peak | 0 | 1 | Off Peak | 0 | 0 | 1 | Super Off Peak | 0 | 0 | 1 | Super Off Peak | 0 | 0 | 1 | Super Off Peak
2020-10-25 | 5 | 10 | 1 | 1 | 1 | 0 | 0.90044 |  | 0 | 0 | 1 | Super Off Peak | 0 | 0 | 1 | Off Peak | 0 | 1 | Off Peak | 0 | 1 | Off Peak | 0 | 0 | 1 | Super Off Peak | 0 | 0 | 1 | Super Off Peak | 0 | 0 | 1 | Super Off Peak
2020-10-25 | 6 | 10 | 1 | 1 | 1 | 0 | 0.89448 |  | 0 | 0 | 1 | Super Off Peak | 0 | 0 | 1 | Off Peak | 0 | 1 | Off Peak | 0 | 1 | Off Peak | 0 | 0 | 1 | Super Off Peak | 0 | 1 | 0 | Off Peak | 0 | 1 | 0 | Off Peak
2020-10-25 | 7 | 10 | 1 | 1 | 1 | 0 | 0.90796 |  | 0 | 0 | 1 | Super Off Peak | 0 | 0 | 1 | Off Peak | 0 | 1 | Off Peak | 0 | 1 | Off Peak | 0 | 0 | 1 | Super Off Peak | 0 | 1 | 0 | Off Peak | 0 | 1 | 0 | Off Peak
2020-10-25 | 8 | 10 | 1 | 1 | 1 | 0 | 0.84412 |  | 0 | 0 | 1 | Super Off Peak | 0 | 0 | 1 | Off Peak | 0 | 1 | Off Peak | 0 | 1 | Off Peak | 0 | 0 | 1 | Super Off Peak | 0 | 1 | 0 | Off Peak | 0 | 1 | 0 | Off Peak
2020-10-25 | 9 | 10 | 1 | 1 | 1 | 0 | 0.51433 |  | 0 | 0 | 1 | Super Off Peak | 0 | 0 | 1 | Off Peak | 0 | 1 | Off Peak | 0 | 1 | Off Peak | 0 | 0 | 1 | Super Off Peak | 0 | 1 | 0 | Off Peak | 0 | 1 | 0 | Off Peak
2020-10-25 | 10 | 10 | 1 | 1 | 1 | 0 | 0.23074 |  | 0 | 0 | 1 | Super Off Peak | 0 | 0 | 1 | Off Peak | 0 | 1 | Off Peak | 0 | 1 | Off Peak | 0 | 0 | 1 | Super Off Peak | 0 | 1 | 0 | Off Peak | 0 | 1 | 0 | Off Peak
2020-10-25 | 11 | 10 | 1 | 1 | 1 | 0 | 0.087517 |  | 0 | 0 | 1 | Super Off Peak | 0 | 0 | 1 | Off Peak | 0 | 1 | Off Peak | 0 | 1 | Off Peak | 0 | 0 | 1 | Super Off Peak | 0 | 1 | 0 | Off Peak | 0 | 1 | 0 | Off Peak
2020-10-25 | 12 | 10 | 1 | 1 | 1 | 0 | 0.029487 |  | 0 | 0 | 1 | Super Off Peak | 0 | 0 | 1 | Off Peak | 0 | 1 | Off Peak | 0 | 1 | Off Peak | 0 | 0 | 1 | Super Off Peak | 0 | 1 | 0 | Off Peak | 0 | 1 | 0 | Off Peak
2020-10-25 | 13 | 10 | 1 | 1 | 1 | 0 | -0.017271 |  | 0 | 0 | 1 | Super Off Peak | 0 | 0 | 1 | Off Peak | 0 | 1 | Off Peak | 0 | 1 | Off Peak | 0 | 0 | 1 | Super Off Peak | 1 | 0 | 0 | On Peak | 1 | 0 | 0 | On Peak
2020-10-25 | 14 | 10 | 1 | 1 | 1 | 0 | -0.033392 |  | 0 | 0 | 1 | Super Off Peak | 0 | 0 | 1 | Off Peak | 0 | 1 | Off Peak | 0 | 1 | Off Peak | 0 | 0 | 1 | Super Off Peak | 1 | 0 | 0 | On Peak | 1 | 0 | 0 | On Peak
2020-10-25 | 15 | 10 | 1 | 1 | 1 | 0 | 0.00232 |  | 0 | 1 | 0 | Off Peak | 0 | 0 | 1 | Off Peak | 0 | 1 | Off Peak | 0 | 1 | Off Peak | 0 | 0 | 1 | Super Off Peak | 1 | 0 | 0 | On Peak | 1 | 0 | 0 | On Peak
2020-10-25 | 16 | 10 | 1 | 1 | 1 | 0 | 0.16059 |  | 0 | 1 | 0 | Off Peak | 0 | 0 | 1 | Off Peak | 0 | 1 | Off Peak | 0 | 1 | Off Peak | 0 | 0 | 1 | Super Off Peak | 1 | 0 | 0 | On Peak | 1 | 0 | 0 | On Peak
2020-10-25 | 17 | 10 | 1 | 1 | 1 | 0 | 0.49402 |  | 1 | 0 | 0 | On Peak | 0 | 0 | 1 | Off Peak | 0 | 1 | Off Peak | 0 | 1 | Off Peak | 0 | 0 | 1 | Super Off Peak | 1 | 0 | 0 | On Peak | 1 | 0 | 0 | On Peak
2020-10-25 | 18 | 10 | 1 | 1 | 1 | 0 | 0.98461 |  | 1 | 0 | 0 | On Peak | 0 | 0 | 1 | Off Peak | 0 | 1 | Off Peak | 0 | 1 | Off Peak | 0 | 0 | 1 | Super Off Peak | 1 | 0 | 0 | On Peak | 1 | 0 | 0 | On Peak
2020-10-25 | 19 | 10 | 1 | 1 | 1 | 0 | 1.2658 |  | 1 | 0 | 0 | On Peak | 0 | 0 | 1 | Off Peak | 0 | 1 | Off Peak | 0 | 1 | Off Peak | 0 | 0 | 1 | Super Off Peak | 1 | 0 | 0 | On Peak | 0 | 1 | 0 | Off Peak
2020-10-25 | 20 | 10 | 1 | 1 | 1 | 0 | 1.4439 |  | 1 | 0 | 0 | On Peak | 0 | 0 | 1 | Off Peak | 0 | 1 | Off Peak | 0 | 1 | Off Peak | 0 | 0 | 1 | Super Off Peak | 1 | 0 | 0 | On Peak | 0 | 1 | 0 | Off Peak
2020-10-25 | 21 | 10 | 1 | 1 | 1 | 0 | 1.466 |  | 1 | 0 | 0 | On Peak | 0 | 0 | 1 | Off Peak | 0 | 1 | Off Peak | 0 | 1 | Off Peak | 0 | 0 | 1 | Super Off Peak | 0 | 1 | 0 | Off Peak | 0 | 1 | 0 | Off Peak
2020-10-25 | 22 | 10 | 1 | 1 | 1 | 0 | 1.4425 |  | 0 | 1 | 0 | Off Peak | 0 | 0 | 1 | Off Peak | 0 | 1 | Off Peak | 0 | 1 | Off Peak | 0 | 0 | 1 | Super Off Peak | 0 | 1 | 0 | Off Peak | 0 | 1 | 0 | Off Peak
2020-10-25 | 23 | 10 | 1 | 1 | 1 | 0 | 1.3328 |  | 0 | 1 | 0 | Off Peak | 0 | 0 | 1 | Off Peak | 0 | 1 | Off Peak | 0 | 1 | Off Peak | 0 | 0 | 1 | Super Off Peak | 0 | 1 | 0 | Off Peak | 0 | 1 | 0 | Off Peak
2020-10-25 | 24 | 10 | 1 | 1 | 1 | 0 | 1.1861 |  | 0 | 1 | 0 | Off Peak | 0 | 0 | 1 | Off Peak | 0 | 1 | Off Peak | 0 | 1 | Off Peak | 0 | 0 | 1 | Super Off Peak | 0 | 1 | 0 | Off Peak | 0 | 1 | 0 | Off Peak
2020-10-26 | 1 | 10 | 1 | 0 | 0 | 0 | 1.0419 |  | 0 | 0 | 1 | Super Off Peak | 0 | 0 | 1 | Off Peak | 0 | 1 | Off Peak | 0 | 1 | Off Peak | 0 | 0 | 1 | Super Off Peak | 0 | 0 | 1 | Super Off Peak | 0 | 0 | 1 | Super Off Peak
2020-10-26 | 2 | 10 | 1 | 0 | 0 | 0 | 1.0381 |  | 0 | 0 | 1 | Super Off Peak | 0 | 0 | 1 | Off Peak | 0 | 1 | Off Peak | 0 | 1 | Off Peak | 0 | 0 | 1 | Super Off Peak | 0 | 0 | 1 | Super Off Peak | 0 | 0 | 1 | Super Off Peak
2020-10-26 | 3 | 10 | 1 | 0 | 0 | 0 | 0.96378 |  | 0 | 0 | 1 | Super Off Peak | 0 | 0 | 1 | Off Peak | 0 | 1 | Off Peak | 0 | 1 | Off Peak | 0 | 0 | 1 | Super Off Peak | 0 | 0 | 1 | Super Off Peak | 0 | 0 | 1 | Super Off Peak
2020-10-26 | 4 | 10 | 1 | 0 | 0 | 0 | 0.93117 |  | 0 | 0 | 1 | Super Off Peak | 0 | 0 | 1 | Off Peak | 0 | 1 | Off Peak | 0 | 1 | Off Peak | 0 | 0 | 1 | Super Off Peak | 0 | 0 | 1 | Super Off Peak | 0 | 0 | 1 | Super Off Peak
2020-10-26 | 5 | 10 | 1 | 0 | 0 | 0 | 0.91567 |  | 0 | 0 | 1 | Super Off Peak | 0 | 0 | 1 | Off Peak | 0 | 1 | Off Peak | 0 | 1 | Off Peak | 0 | 0 | 1 | Super Off Peak | 0 | 0 | 1 | Super Off Peak | 0 | 0 | 1 | Super Off Peak
2020-10-26 | 6 | 10 | 1 | 0 | 0 | 0 | 0.91258 |  | 0 | 0 | 1 | Super Off Peak | 0 | 0 | 1 | Off Peak | 0 | 1 | Off Peak | 0 | 1 | Off Peak | 0 | 0 | 1 | Super Off Peak | 0 | 1 | 0 | Off Peak | 0 | 1 | 0 | Off Peak
2020-10-26 | 7 | 10 | 1 | 0 | 0 | 0 | 1.2101 |  | 0 | 1 | 0 | Off Peak | 0 | 1 | 0 | Semi Peak | 0 | 1 | Off Peak | 0 | 1 | Off Peak | 0 | 1 | 0 | Off Peak | 0 | 1 | 0 | Off Peak | 0 | 1 | 0 | Off Peak
2020-10-26 | 8 | 10 | 1 | 0 | 0 | 0 | 1.2352 |  | 0 | 1 | 0 | Off Peak | 0 | 1 | 0 | Semi Peak | 0 | 1 | Off Peak | 0 | 1 | Off Peak | 0 | 1 | 0 | Off Peak | 0 | 1 | 0 | Off Peak | 0 | 1 | 0 | Off Peak
2020-10-26 | 9 | 10 | 1 | 0 | 0 | 0 | 0.86853 |  | 0 | 1 | 0 | Off Peak | 0 | 1 | 0 | Semi Peak | 0 | 1 | Off Peak | 0 | 1 | Off Peak | 0 | 1 | 0 | Off Peak | 0 | 1 | 0 | Off Peak | 0 | 1 | 0 | Off Peak
2020-10-26 | 10 | 10 | 1 | 0 | 0 | 0 | 0.48333 |  | 0 | 1 | 0 | Off Peak | 0 | 1 | 0 | Semi Peak | 0 | 1 | Off Peak | 0 | 1 | Off Peak | 0 | 1 | 0 | Off Peak | 0 | 1 | 0 | Off Peak | 0 | 1 | 0 | Off Peak
2020-10-26 | 11 | 10 | 1 | 0 | 0 | 0 | 0.25894 |  | 0 | 1 | 0 | Off Peak | 0 | 1 | 0 | Semi Peak | 0 | 1 | Off Peak | 0 | 1 | Off Peak | 0 | 1 | 0 | Off Peak | 0 | 1 | 0 | Off Peak | 0 | 1 | 0 | Off Peak
2020-10-26 | 12 | 10 | 1 | 0 | 0 | 0 | 0.1727 |  | 0 | 1 | 0 | Off Peak | 1 | 0 | 0 | On Peak | 0 | 1 | Off Peak | 0 | 1 | Off Peak | 1 | 0 | 0 | On Peak | 0 | 1 | 0 | Off Peak | 0 | 1 | 0 | Off Peak
2020-10-26 | 13 | 10 | 1 | 0 | 0 | 0 | 0.10643 |  | 0 | 1 | 0 | Off Peak | 1 | 0 | 0 | On Peak | 0 | 1 | Off Peak | 1 | 0 | On Peak | 1 | 0 | 0 | On Peak | 1 | 0 | 0 | On Peak | 1 | 0 | 0 | On Peak
2020-10-26 | 14 | 10 | 1 | 0 | 0 | 0 | 0.086549 |  | 0 | 1 | 0 | Off Peak | 1 | 0 | 0 | On Peak | 0 | 1 | Off Peak | 1 | 0 | On Peak | 1 | 0 | 0 | On Peak | 1 | 0 | 0 | On Peak | 1 | 0 | 0 | On Peak
2020-10-26 | 15 | 10 | 1 | 0 | 0 | 0 | 0.14073 |  | 0 | 1 | 0 | Off Peak | 1 | 0 | 0 | On Peak | 0 | 1 | Off Peak | 1 | 0 | On Peak | 1 | 0 | 0 | On Peak | 1 | 0 | 0 | On Peak | 1 | 0 | 0 | On Peak
2020-10-26 | 16 | 10 | 1 | 0 | 0 | 0 | 0.36154 |  | 0 | 1 | 0 | Off Peak | 1 | 0 | 0 | On Peak | 0 | 1 | Off Peak | 1 | 0 | On Peak | 1 | 0 | 0 | On Peak | 1 | 0 | 0 | On Peak | 1 | 0 | 0 | On Peak
2020-10-26 | 17 | 10 | 1 | 0 | 0 | 0 | 0.79469 |  | 1 | 0 | 0 | On Peak | 1 | 0 | 0 | On Peak | 1 | 0 | On Peak | 1 | 0 | On Peak | 1 | 0 | 0 | On Peak | 1 | 0 | 0 | On Peak | 1 | 0 | 0 | On Peak
2020-10-26 | 18 | 10 | 1 | 0 | 0 | 0 | 1.3957 |  | 1 | 0 | 0 | On Peak | 1 | 0 | 0 | On Peak | 1 | 0 | On Peak | 1 | 0 | On Peak | 1 | 0 | 0 | On Peak | 1 | 0 | 0 | On Peak | 1 | 0 | 0 | On Peak
2020-10-26 | 19 | 10 | 1 | 0 | 0 | 0 | 1.7277 |  | 1 | 0 | 0 | On Peak | 0 | 1 | 0 | Semi Peak | 1 | 0 | On Peak | 0 | 1 | Off Peak | 0 | 1 | 0 | Off Peak | 1 | 0 | 0 | On Peak | 0 | 1 | 0 | Off Peak
2020-10-26 | 20 | 10 | 1 | 0 | 0 | 0 | 1.9239 |  | 1 | 0 | 0 | On Peak | 0 | 1 | 0 | Semi Peak | 1 | 0 | On Peak | 0 | 1 | Off Peak | 0 | 1 | 0 | Off Peak | 1 | 0 | 0 | On Peak | 0 | 1 | 0 | Off Peak
2020-10-26 | 21 | 10 | 1 | 0 | 0 | 0 | 2.0032 |  | 1 | 0 | 0 | On Peak | 0 | 1 | 0 | Semi Peak | 1 | 0 | On Peak | 0 | 1 | Off Peak | 0 | 1 | 0 | Off Peak | 0 | 1 | 0 | Off Peak | 0 | 1 | 0 | Off Peak
2020-10-26 | 22 | 10 | 1 | 0 | 0 | 0 | 1.9428 |  | 0 | 1 | 0 | Off Peak | 0 | 1 | 0 | Semi Peak | 0 | 1 | Off Peak | 0 | 1 | Off Peak | 0 | 1 | 0 | Off Peak | 0 | 1 | 0 | Off Peak | 0 | 1 | 0 | Off Peak
2020-10-26 | 23 | 10 | 1 | 0 | 0 | 0 | 1.4653 |  | 0 | 1 | 0 | Off Peak | 0 | 0 | 1 | Off Peak | 0 | 1 | Off Peak | 0 | 1 | Off Peak | 0 | 0 | 1 | Super Off Peak | 0 | 1 | 0 | Off Peak | 0 | 1 | 0 | Off Peak
2020-10-26 | 24 | 10 | 1 | 0 | 0 | 0 | 1.3029 |  | 0 | 1 | 0 | Off Peak | 0 | 0 | 1 | Off Peak | 0 | 1 | Off Peak | 0 | 1 | Off Peak | 0 | 0 | 1 | Super Off Peak | 0 | 1 | 0 | Off Peak | 0 | 1 | 0 | Off Peak
2020-10-27 | 1 | 10 | 1 | 0 | 0 | 0 | 1.1267 |  | 0 | 0 | 1 | Super Off Peak | 0 | 0 | 1 | Off Peak | 0 | 1 | Off Peak | 0 | 1 | Off Peak | 0 | 0 | 1 | Super Off Peak | 0 | 0 | 1 | Super Off Peak | 0 | 0 | 1 | Super Off Peak
2020-10-27 | 2 | 10 | 1 | 0 | 0 | 0 | 0.97721 |  | 0 | 0 | 1 | Super Off Peak | 0 | 0 | 1 | Off Peak | 0 | 1 | Off Peak | 0 | 1 | Off Peak | 0 | 0 | 1 | Super Off Peak | 0 | 0 | 1 | Super Off Peak | 0 | 0 | 1 | Super Off Peak
2020-10-27 | 3 | 10 | 1 | 0 | 0 | 0 | 0.94543 |  | 0 | 0 | 1 | Super Off Peak | 0 | 0 | 1 | Off Peak | 0 | 1 | Off Peak | 0 | 1 | Off Peak | 0 | 0 | 1 | Super Off Peak | 0 | 0 | 1 | Super Off Peak | 0 | 0 | 1 | Super Off Peak
2020-10-27 | 4 | 10 | 1 | 0 | 0 | 0 | 0.9119 |  | 0 | 0 | 1 | Super Off Peak | 0 | 0 | 1 | Off Peak | 0 | 1 | Off Peak | 0 | 1 | Off Peak | 0 | 0 | 1 | Super Off Peak | 0 | 0 | 1 | Super Off Peak | 0 | 0 | 1 | Super Off Peak
2020-10-27 | 5 | 10 | 1 | 0 | 0 | 0 | 0.89904 |  | 0 | 0 | 1 | Super Off Peak | 0 | 0 | 1 | Off Peak | 0 | 1 | Off Peak | 0 | 1 | Off Peak | 0 | 0 | 1 | Super Off Peak | 0 | 0 | 1 | Super Off Peak | 0 | 0 | 1 | Super Off Peak
2020-10-27 | 6 | 10 | 1 | 0 | 0 | 0 | 0.88949 |  | 0 | 0 | 1 | Super Off Peak | 0 | 0 | 1 | Off Peak | 0 | 1 | Off Peak | 0 | 1 | Off Peak | 0 | 0 | 1 | Super Off Peak | 0 | 1 | 0 | Off Peak | 0 | 1 | 0 | Off Peak
2020-10-27 | 7 | 10 | 1 | 0 | 0 | 0 | 1.2053 |  | 0 | 1 | 0 | Off Peak | 0 | 1 | 0 | Semi Peak | 0 | 1 | Off Peak | 0 | 1 | Off Peak | 0 | 1 | 0 | Off Peak | 0 | 1 | 0 | Off Peak | 0 | 1 | 0 | Off Peak
2020-10-27 | 8 | 10 | 1 | 0 | 0 | 0 | 1.2651 |  | 0 | 1 | 0 | Off Peak | 0 | 1 | 0 | Semi Peak | 0 | 1 | Off Peak | 0 | 1 | Off Peak | 0 | 1 | 0 | Off Peak | 0 | 1 | 0 | Off Peak | 0 | 1 | 0 | Off Peak
2020-10-27 | 9 | 10 | 1 | 0 | 0 | 0 | 0.91077 |  | 0 | 1 | 0 | Off Peak | 0 | 1 | 0 | Semi Peak | 0 | 1 | Off Peak | 0 | 1 | Off Peak | 0 | 1 | 0 | Off Peak | 0 | 1 | 0 | Off Peak | 0 | 1 | 0 | Off Peak
2020-10-27 | 10 | 10 | 1 | 0 | 0 | 0 | 0.50724 |  | 0 | 1 | 0 | Off Peak | 0 | 1 | 0 | Semi Peak | 0 | 1 | Off Peak | 0 | 1 | Off Peak | 0 | 1 | 0 | Off Peak | 0 | 1 | 0 | Off Peak | 0 | 1 | 0 | Off Peak
2020-10-27 | 11 | 10 | 1 | 0 | 0 | 0 | 0.2748 |  | 0 | 1 | 0 | Off Peak | 0 | 1 | 0 | Semi Peak | 0 | 1 | Off Peak | 0 | 1 | Off Peak | 0 | 1 | 0 | Off Peak | 0 | 1 | 0 | Off Peak | 0 | 1 | 0 | Off Peak
2020-10-27 | 12 | 10 | 1 | 0 | 0 | 0 | 0.16265 |  | 0 | 1 | 0 | Off Peak | 1 | 0 | 0 | On Peak | 0 | 1 | Off Peak | 0 | 1 | Off Peak | 1 | 0 | 0 | On Peak | 0 | 1 | 0 | Off Peak | 0 | 1 | 0 | Off Peak
2020-10-27 | 13 | 10 | 1 | 0 | 0 | 0 | 0.095238 |  | 0 | 1 | 0 | Off Peak | 1 | 0 | 0 | On Peak | 0 | 1 | Off Peak | 1 | 0 | On Peak | 1 | 0 | 0 | On Peak | 1 | 0 | 0 | On Peak | 1 | 0 | 0 | On Peak
2020-10-27 | 14 | 10 | 1 | 0 | 0 | 0 | 0.076703 |  | 0 | 1 | 0 | Off Peak | 1 | 0 | 0 | On Peak | 0 | 1 | Off Peak | 1 | 0 | On Peak | 1 | 0 | 0 | On Peak | 1 | 0 | 0 | On Peak | 1 | 0 | 0 | On Peak
2020-10-27 | 15 | 10 | 1 | 0 | 0 | 0 | 0.12959 |  | 0 | 1 | 0 | Off Peak | 1 | 0 | 0 | On Peak | 0 | 1 | Off Peak | 1 | 0 | On Peak | 1 | 0 | 0 | On Peak | 1 | 0 | 0 | On Peak | 1 | 0 | 0 | On Peak
2020-10-27 | 16 | 10 | 1 | 0 | 0 | 0 | 0.35552 |  | 0 | 1 | 0 | Off Peak | 1 | 0 | 0 | On Peak | 0 | 1 | Off Peak | 1 | 0 | On Peak | 1 | 0 | 0 | On Peak | 1 | 0 | 0 | On Peak | 1 | 0 | 0 | On Peak
2020-10-27 | 17 | 10 | 1 | 0 | 0 | 0 | 0.77897 |  | 1 | 0 | 0 | On Peak | 1 | 0 | 0 | On Peak | 1 | 0 | On Peak | 1 | 0 | On Peak | 1 | 0 | 0 | On Peak | 1 | 0 | 0 | On Peak | 1 | 0 | 0 | On Peak
2020-10-27 | 18 | 10 | 1 | 0 | 0 | 0 | 1.3774 |  | 1 | 0 | 0 | On Peak | 1 | 0 | 0 | On Peak | 1 | 0 | On Peak | 1 | 0 | On Peak | 1 | 0 | 0 | On Peak | 1 | 0 | 0 | On Peak | 1 | 0 | 0 | On Peak
2020-10-27 | 19 | 10 | 1 | 0 | 0 | 0 | 1.6911 |  | 1 | 0 | 0 | On Peak | 0 | 1 | 0 | Semi Peak | 1 | 0 | On Peak | 0 | 1 | Off Peak | 0 | 1 | 0 | Off Peak | 1 | 0 | 0 | On Peak | 0 | 1 | 0 | Off Peak
2020-10-27 | 20 | 10 | 1 | 0 | 0 | 0 | 1.8691 |  | 1 | 0 | 0 | On Peak | 0 | 1 | 0 | Semi Peak | 1 | 0 | On Peak | 0 | 1 | Off Peak | 0 | 1 | 0 | Off Peak | 1 | 0 | 0 | On Peak | 0 | 1 | 0 | Off Peak
2020-10-27 | 21 | 10 | 1 | 0 | 0 | 0 | 1.947 |  | 1 | 0 | 0 | On Peak | 0 | 1 | 0 | Semi Peak | 1 | 0 | On Peak | 0 | 1 | Off Peak | 0 | 1 | 0 | Off Peak | 0 | 1 | 0 | Off Peak | 0 | 1 | 0 | Off Peak
2020-10-27 | 22 | 10 | 1 | 0 | 0 | 0 | 1.8904 |  | 0 | 1 | 0 | Off Peak | 0 | 1 | 0 | Semi Peak | 0 | 1 | Off Peak | 0 | 1 | Off Peak | 0 | 1 | 0 | Off Peak | 0 | 1 | 0 | Off Peak | 0 | 1 | 0 | Off Peak
2020-10-27 | 23 | 10 | 1 | 0 | 0 | 0 | 1.4086 |  | 0 | 1 | 0 | Off Peak | 0 | 0 | 1 | Off Peak | 0 | 1 | Off Peak | 0 | 1 | Off Peak | 0 | 0 | 1 | Super Off Peak | 0 | 1 | 0 | Off Peak | 0 | 1 | 0 | Off Peak
2020-10-27 | 24 | 10 | 1 | 0 | 0 | 0 | 1.2342 |  | 0 | 1 | 0 | Off Peak | 0 | 0 | 1 | Off Peak | 0 | 1 | Off Peak | 0 | 1 | Off Peak | 0 | 0 | 1 | Super Off Peak | 0 | 1 | 0 | Off Peak | 0 | 1 | 0 | Off Peak
2020-10-28 | 1 | 10 | 1 | 0 | 0 | 0 | 1.0679 |  | 0 | 0 | 1 | Super Off Peak | 0 | 0 | 1 | Off Peak | 0 | 1 | Off Peak | 0 | 1 | Off Peak | 0 | 0 | 1 | Super Off Peak | 0 | 0 | 1 | Super Off Peak | 0 | 0 | 1 | Super Off Peak
2020-10-28 | 2 | 10 | 1 | 0 | 0 | 0 | 0.99356 |  | 0 | 0 | 1 | Super Off Peak | 0 | 0 | 1 | Off Peak | 0 | 1 | Off Peak | 0 | 1 | Off Peak | 0 | 0 | 1 | Super Off Peak | 0 | 0 | 1 | Super Off Peak | 0 | 0 | 1 | Super Off Peak
2020-10-28 | 3 | 10 | 1 | 0 | 0 | 0 | 0.94602 |  | 0 | 0 | 1 | Super Off Peak | 0 | 0 | 1 | Off Peak | 0 | 1 | Off Peak | 0 | 1 | Off Peak | 0 | 0 | 1 | Super Off Peak | 0 | 0 | 1 | Super Off Peak | 0 | 0 | 1 | Super Off Peak
2020-10-28 | 4 | 10 | 1 | 0 | 0 | 0 | 0.92333 |  | 0 | 0 | 1 | Super Off Peak | 0 | 0 | 1 | Off Peak | 0 | 1 | Off Peak | 0 | 1 | Off Peak | 0 | 0 | 1 | Super Off Peak | 0 | 0 | 1 | Super Off Peak | 0 | 0 | 1 | Super Off Peak
2020-10-28 | 5 | 10 | 1 | 0 | 0 | 0 | 0.90361 |  | 0 | 0 | 1 | Super Off Peak | 0 | 0 | 1 | Off Peak | 0 | 1 | Off Peak | 0 | 1 | Off Peak | 0 | 0 | 1 | Super Off Peak | 0 | 0 | 1 | Super Off Peak | 0 | 0 | 1 | Super Off Peak
2020-10-28 | 6 | 10 | 1 | 0 | 0 | 0 | 0.90397 |  | 0 | 0 | 1 | Super Off Peak | 0 | 0 | 1 | Off Peak | 0 | 1 | Off Peak | 0 | 1 | Off Peak | 0 | 0 | 1 | Super Off Peak | 0 | 1 | 0 | Off Peak | 0 | 1 | 0 | Off Peak
2020-10-28 | 7 | 10 | 1 | 0 | 0 | 0 | 1.223 |  | 0 | 1 | 0 | Off Peak | 0 | 1 | 0 | Semi Peak | 0 | 1 | Off Peak | 0 | 1 | Off Peak | 0 | 1 | 0 | Off Peak | 0 | 1 | 0 | Off Peak | 0 | 1 | 0 | Off Peak
2020-10-28 | 8 | 10 | 1 | 0 | 0 | 0 | 1.2805 |  | 0 | 1 | 0 | Off Peak | 0 | 1 | 0 | Semi Peak | 0 | 1 | Off Peak | 0 | 1 | Off Peak | 0 | 1 | 0 | Off Peak | 0 | 1 | 0 | Off Peak | 0 | 1 | 0 | Off Peak
2020-10-28 | 9 | 10 | 1 | 0 | 0 | 0 | 0.91199 |  | 0 | 1 | 0 | Off Peak | 0 | 1 | 0 | Semi Peak | 0 | 1 | Off Peak | 0 | 1 | Off Peak | 0 | 1 | 0 | Off Peak | 0 | 1 | 0 | Off Peak | 0 | 1 | 0 | Off Peak
2020-10-28 | 10 | 10 | 1 | 0 | 0 | 0 | 0.5092 |  | 0 | 1 | 0 | Off Peak | 0 | 1 | 0 | Semi Peak | 0 | 1 | Off Peak | 0 | 1 | Off Peak | 0 | 1 | 0 | Off Peak | 0 | 1 | 0 | Off Peak | 0 | 1 | 0 | Off Peak
2020-10-28 | 11 | 10 | 1 | 0 | 0 | 0 | 0.28525 |  | 0 | 1 | 0 | Off Peak | 0 | 1 | 0 | Semi Peak | 0 | 1 | Off Peak | 0 | 1 | Off Peak | 0 | 1 | 0 | Off Peak | 0 | 1 | 0 | Off Peak | 0 | 1 | 0 | Off Peak
2020-10-28 | 12 | 10 | 1 | 0 | 0 | 0 | 0.1898 |  | 0 | 1 | 0 | Off Peak | 1 | 0 | 0 | On Peak | 0 | 1 | Off Peak | 0 | 1 | Off Peak | 1 | 0 | 0 | On Peak | 0 | 1 | 0 | Off Peak | 0 | 1 | 0 | Off Peak
2020-10-28 | 13 | 10 | 1 | 0 | 0 | 0 | 0.14192 |  | 0 | 1 | 0 | Off Peak | 1 | 0 | 0 | On Peak | 0 | 1 | Off Peak | 1 | 0 | On Peak | 1 | 0 | 0 | On Peak | 1 | 0 | 0 | On Peak | 1 | 0 | 0 | On Peak
2020-10-28 | 14 | 10 | 1 | 0 | 0 | 0 | 0.12349 |  | 0 | 1 | 0 | Off Peak | 1 | 0 | 0 | On Peak | 0 | 1 | Off Peak | 1 | 0 | On Peak | 1 | 0 | 0 | On Peak | 1 | 0 | 0 | On Peak | 1 | 0 | 0 | On Peak
2020-10-28 | 15 | 10 | 1 | 0 | 0 | 0 | 0.18382 |  | 0 | 1 | 0 | Off Peak | 1 | 0 | 0 | On Peak | 0 | 1 | Off Peak | 1 | 0 | On Peak | 1 | 0 | 0 | On Peak | 1 | 0 | 0 | On Peak | 1 | 0 | 0 | On Peak
2020-10-28 | 16 | 10 | 1 | 0 | 0 | 0 | 0.4113 |  | 0 | 1 | 0 | Off Peak | 1 | 0 | 0 | On Peak | 0 | 1 | Off Peak | 1 | 0 | On Peak | 1 | 0 | 0 | On Peak | 1 | 0 | 0 | On Peak | 1 | 0 | 0 | On Peak
2020-10-28 | 17 | 10 | 1 | 0 | 0 | 0 | 0.83828 |  | 1 | 0 | 0 | On Peak | 1 | 0 | 0 | On Peak | 1 | 0 | On Peak | 1 | 0 | On Peak | 1 | 0 | 0 | On Peak | 1 | 0 | 0 | On Peak | 1 | 0 | 0 | On Peak
2020-10-28 | 18 | 10 | 1 | 0 | 0 | 0 | 1.4251 |  | 1 | 0 | 0 | On Peak | 1 | 0 | 0 | On Peak | 1 | 0 | On Peak | 1 | 0 | On Peak | 1 | 0 | 0 | On Peak | 1 | 0 | 0 | On Peak | 1 | 0 | 0 | On Peak
2020-10-28 | 19 | 10 | 1 | 0 | 0 | 0 | 1.7452 |  | 1 | 0 | 0 | On Peak | 0 | 1 | 0 | Semi Peak | 1 | 0 | On Peak | 0 | 1 | Off Peak | 0 | 1 | 0 | Off Peak | 1 | 0 | 0 | On Peak | 0 | 1 | 0 | Off Peak
2020-10-28 | 20 | 10 | 1 | 0 | 0 | 0 | 1.9524 |  | 1 | 0 | 0 | On Peak | 0 | 1 | 0 | Semi Peak | 1 | 0 | On Peak | 0 | 1 | Off Peak | 0 | 1 | 0 | Off Peak | 1 | 0 | 0 | On Peak | 0 | 1 | 0 | Off Peak
2020-10-28 | 21 | 10 | 1 | 0 | 0 | 0 | 1.9935 |  | 1 | 0 | 0 | On Peak | 0 | 1 | 0 | Semi Peak | 1 | 0 | On Peak | 0 | 1 | Off Peak | 0 | 1 | 0 | Off Peak | 0 | 1 | 0 | Off Peak | 0 | 1 | 0 | Off Peak
2020-10-28 | 22 | 10 | 1 | 0 | 0 | 0 | 1.9205 |  | 0 | 1 | 0 | Off Peak | 0 | 1 | 0 | Semi Peak | 0 | 1 | Off Peak | 0 | 1 | Off Peak | 0 | 1 | 0 | Off Peak | 0 | 1 | 0 | Off Peak | 0 | 1 | 0 | Off Peak
2020-10-28 | 23 | 10 | 1 | 0 | 0 | 0 | 1.434 |  | 0 | 1 | 0 | Off Peak | 0 | 0 | 1 | Off Peak | 0 | 1 | Off Peak | 0 | 1 | Off Peak | 0 | 0 | 1 | Super Off Peak | 0 | 1 | 0 | Off Peak | 0 | 1 | 0 | Off Peak
2020-10-28 | 24 | 10 | 1 | 0 | 0 | 0 | 1.2559 |  | 0 | 1 | 0 | Off Peak | 0 | 0 | 1 | Off Peak | 0 | 1 | Off Peak | 0 | 1 | Off Peak | 0 | 0 | 1 | Super Off Peak | 0 | 1 | 0 | Off Peak | 0 | 1 | 0 | Off Peak
2020-10-29 | 1 | 10 | 1 | 0 | 0 | 0 | 1.0929 |  | 0 | 0 | 1 | Super Off Peak | 0 | 0 | 1 | Off Peak | 0 | 1 | Off Peak | 0 | 1 | Off Peak | 0 | 0 | 1 | Super Off Peak | 0 | 0 | 1 | Super Off Peak | 0 | 0 | 1 | Super Off Peak
2020-10-29 | 2 | 10 | 1 | 0 | 0 | 0 | 1.0045 |  | 0 | 0 | 1 | Super Off Peak | 0 | 0 | 1 | Off Peak | 0 | 1 | Off Peak | 0 | 1 | Off Peak | 0 | 0 | 1 | Super Off Peak | 0 | 0 | 1 | Super Off Peak | 0 | 0 | 1 | Super Off Peak
2020-10-29 | 3 | 10 | 1 | 0 | 0 | 0 | 0.94969 |  | 0 | 0 | 1 | Super Off Peak | 0 | 0 | 1 | Off Peak | 0 | 1 | Off Peak | 0 | 1 | Off Peak | 0 | 0 | 1 | Super Off Peak | 0 | 0 | 1 | Super Off Peak | 0 | 0 | 1 | Super Off Peak
2020-10-29 | 4 | 10 | 1 | 0 | 0 | 0 | 0.9219 |  | 0 | 0 | 1 | Super Off Peak | 0 | 0 | 1 | Off Peak | 0 | 1 | Off Peak | 0 | 1 | Off Peak | 0 | 0 | 1 | Super Off Peak | 0 | 0 | 1 | Super Off Peak | 0 | 0 | 1 | Super Off Peak
2020-10-29 | 5 | 10 | 1 | 0 | 0 | 0 | 0.90361 |  | 0 | 0 | 1 | Super Off Peak | 0 | 0 | 1 | Off Peak | 0 | 1 | Off Peak | 0 | 1 | Off Peak | 0 | 0 | 1 | Super Off Peak | 0 | 0 | 1 | Super Off Peak | 0 | 0 | 1 | Super Off Peak
2020-10-29 | 6 | 10 | 1 | 0 | 0 | 0 | 0.89868 |  | 0 | 0 | 1 | Super Off Peak | 0 | 0 | 1 | Off Peak | 0 | 1 | Off Peak | 0 | 1 | Off Peak | 0 | 0 | 1 | Super Off Peak | 0 | 1 | 0 | Off Peak | 0 | 1 | 0 | Off Peak
2020-10-29 | 7 | 10 | 1 | 0 | 0 | 0 | 1.2233 |  | 0 | 1 | 0 | Off Peak | 0 | 1 | 0 | Semi Peak | 0 | 1 | Off Peak | 0 | 1 | Off Peak | 0 | 1 | 0 | Off Peak | 0 | 1 | 0 | Off Peak | 0 | 1 | 0 | Off Peak
2020-10-29 | 8 | 10 | 1 | 0 | 0 | 0 | 1.2521 |  | 0 | 1 | 0 | Off Peak | 0 | 1 | 0 | Semi Peak | 0 | 1 | Off Peak | 0 | 1 | Off Peak | 0 | 1 | 0 | Off Peak | 0 | 1 | 0 | Off Peak | 0 | 1 | 0 | Off Peak
2020-10-29 | 9 | 10 | 1 | 0 | 0 | 0 | 0.82002 |  | 0 | 1 | 0 | Off Peak | 0 | 1 | 0 | Semi Peak | 0 | 1 | Off Peak | 0 | 1 | Off Peak | 0 | 1 | 0 | Off Peak | 0 | 1 | 0 | Off Peak | 0 | 1 | 0 | Off Peak
2020-10-29 | 10 | 10 | 1 | 0 | 0 | 0 | 0.4418 |  | 0 | 1 | 0 | Off Peak | 0 | 1 | 0 | Semi Peak | 0 | 1 | Off Peak | 0 | 1 | Off Peak | 0 | 1 | 0 | Off Peak | 0 | 1 | 0 | Off Peak | 0 | 1 | 0 | Off Peak
2020-10-29 | 11 | 10 | 1 | 0 | 0 | 0 | 0.22836 |  | 0 | 1 | 0 | Off Peak | 0 | 1 | 0 | Semi Peak | 0 | 1 | Off Peak | 0 | 1 | Off Peak | 0 | 1 | 0 | Off Peak | 0 | 1 | 0 | Off Peak | 0 | 1 | 0 | Off Peak
2020-10-29 | 12 | 10 | 1 | 0 | 0 | 0 | 0.13424 |  | 0 | 1 | 0 | Off Peak | 1 | 0 | 0 | On Peak | 0 | 1 | Off Peak | 0 | 1 | Off Peak | 1 | 0 | 0 | On Peak | 0 | 1 | 0 | Off Peak | 0 | 1 | 0 | Off Peak
2020-10-29 | 13 | 10 | 1 | 0 | 0 | 0 | 0.08278 |  | 0 | 1 | 0 | Off Peak | 1 | 0 | 0 | On Peak | 0 | 1 | Off Peak | 1 | 0 | On Peak | 1 | 0 | 0 | On Peak | 1 | 0 | 0 | On Peak | 1 | 0 | 0 | On Peak
2020-10-29 | 14 | 10 | 1 | 0 | 0 | 0 | 0.074508 |  | 0 | 1 | 0 | Off Peak | 1 | 0 | 0 | On Peak | 0 | 1 | Off Peak | 1 | 0 | On Peak | 1 | 0 | 0 | On Peak | 1 | 0 | 0 | On Peak | 1 | 0 | 0 | On Peak
2020-10-29 | 15 | 10 | 1 | 0 | 0 | 0 | 0.13472 |  | 0 | 1 | 0 | Off Peak | 1 | 0 | 0 | On Peak | 0 | 1 | Off Peak | 1 | 0 | On Peak | 1 | 0 | 0 | On Peak | 1 | 0 | 0 | On Peak | 1 | 0 | 0 | On Peak
2020-10-29 | 16 | 10 | 1 | 0 | 0 | 0 | 0.36339 |  | 0 | 1 | 0 | Off Peak | 1 | 0 | 0 | On Peak | 0 | 1 | Off Peak | 1 | 0 | On Peak | 1 | 0 | 0 | On Peak | 1 | 0 | 0 | On Peak | 1 | 0 | 0 | On Peak
2020-10-29 | 17 | 10 | 1 | 0 | 0 | 0 | 0.79281 |  | 1 | 0 | 0 | On Peak | 1 | 0 | 0 | On Peak | 1 | 0 | On Peak | 1 | 0 | On Peak | 1 | 0 | 0 | On Peak | 1 | 0 | 0 | On Peak | 1 | 0 | 0 | On Peak
2020-10-29 | 18 | 10 | 1 | 0 | 0 | 0 | 1.3896 |  | 1 | 0 | 0 | On Peak | 1 | 0 | 0 | On Peak | 1 | 0 | On Peak | 1 | 0 | On Peak | 1 | 0 | 0 | On Peak | 1 | 0 | 0 | On Peak | 1 | 0 | 0 | On Peak
2020-10-29 | 19 | 10 | 1 | 0 | 0 | 0 | 1.7193 |  | 1 | 0 | 0 | On Peak | 0 | 1 | 0 | Semi Peak | 1 | 0 | On Peak | 0 | 1 | Off Peak | 0 | 1 | 0 | Off Peak | 1 | 0 | 0 | On Peak | 0 | 1 | 0 | Off Peak
2020-10-29 | 20 | 10 | 1 | 0 | 0 | 0 | 1.9263 |  | 1 | 0 | 0 | On Peak | 0 | 1 | 0 | Semi Peak | 1 | 0 | On Peak | 0 | 1 | Off Peak | 0 | 1 | 0 | Off Peak | 1 | 0 | 0 | On Peak | 0 | 1 | 0 | Off Peak
2020-10-29 | 21 | 10 | 1 | 0 | 0 | 0 | 1.9765 |  | 1 | 0 | 0 | On Peak | 0 | 1 | 0 | Semi Peak | 1 | 0 | On Peak | 0 | 1 | Off Peak | 0 | 1 | 0 | Off Peak | 0 | 1 | 0 | Off Peak | 0 | 1 | 0 | Off Peak
2020-10-29 | 22 | 10 | 1 | 0 | 0 | 0 | 1.9132 |  | 0 | 1 | 0 | Off Peak | 0 | 1 | 0 | Semi Peak | 0 | 1 | Off Peak | 0 | 1 | Off Peak | 0 | 1 | 0 | Off Peak | 0 | 1 | 0 | Off Peak | 0 | 1 | 0 | Off Peak
2020-10-29 | 23 | 10 | 1 | 0 | 0 | 0 | 1.4441 |  | 0 | 1 | 0 | Off Peak | 0 | 0 | 1 | Off Peak | 0 | 1 | Off Peak | 0 | 1 | Off Peak | 0 | 0 | 1 | Super Off Peak | 0 | 1 | 0 | Off Peak | 0 | 1 | 0 | Off Peak
2020-10-29 | 24 | 10 | 1 | 0 | 0 | 0 | 1.2702 |  | 0 | 1 | 0 | Off Peak | 0 | 0 | 1 | Off Peak | 0 | 1 | Off Peak | 0 | 1 | Off Peak | 0 | 0 | 1 | Super Off Peak | 0 | 1 | 0 | Off Peak | 0 | 1 | 0 | Off Peak
2020-10-30 | 1 | 10 | 1 | 0 | 0 | 0 | 1.1087 |  | 0 | 0 | 1 | Super Off Peak | 0 | 0 | 1 | Off Peak | 0 | 1 | Off Peak | 0 | 1 | Off Peak | 0 | 0 | 1 | Super Off Peak | 0 | 0 | 1 | Super Off Peak | 0 | 0 | 1 | Super Off Peak
2020-10-30 | 2 | 10 | 1 | 0 | 0 | 0 | 0.98156 |  | 0 | 0 | 1 | Super Off Peak | 0 | 0 | 1 | Off Peak | 0 | 1 | Off Peak | 0 | 1 | Off Peak | 0 | 0 | 1 | Super Off Peak | 0 | 0 | 1 | Super Off Peak | 0 | 0 | 1 | Super Off Peak
2020-10-30 | 3 | 10 | 1 | 0 | 0 | 0 | 0.93993 |  | 0 | 0 | 1 | Super Off Peak | 0 | 0 | 1 | Off Peak | 0 | 1 | Off Peak | 0 | 1 | Off Peak | 0 | 0 | 1 | Super Off Peak | 0 | 0 | 1 | Super Off Peak | 0 | 0 | 1 | Super Off Peak
2020-10-30 | 4 | 10 | 1 | 0 | 0 | 0 | 0.90633 |  | 0 | 0 | 1 | Super Off Peak | 0 | 0 | 1 | Off Peak | 0 | 1 | Off Peak | 0 | 1 | Off Peak | 0 | 0 | 1 | Super Off Peak | 0 | 0 | 1 | Super Off Peak | 0 | 0 | 1 | Super Off Peak
2020-10-30 | 5 | 10 | 1 | 0 | 0 | 0 | 0.88884 |  | 0 | 0 | 1 | Super Off Peak | 0 | 0 | 1 | Off Peak | 0 | 1 | Off Peak | 0 | 1 | Off Peak | 0 | 0 | 1 | Super Off Peak | 0 | 0 | 1 | Super Off Peak | 0 | 0 | 1 | Super Off Peak
2020-10-30 | 6 | 10 | 1 | 0 | 0 | 0 | 0.89876 |  | 0 | 0 | 1 | Super Off Peak | 0 | 0 | 1 | Off Peak | 0 | 1 | Off Peak | 0 | 1 | Off Peak | 0 | 0 | 1 | Super Off Peak | 0 | 1 | 0 | Off Peak | 0 | 1 | 0 | Off Peak
2020-10-30 | 7 | 10 | 1 | 0 | 0 | 0 | 1.2061 |  | 0 | 1 | 0 | Off Peak | 0 | 1 | 0 | Semi Peak | 0 | 1 | Off Peak | 0 | 1 | Off Peak | 0 | 1 | 0 | Off Peak | 0 | 1 | 0 | Off Peak | 0 | 1 | 0 | Off Peak
2020-10-30 | 8 | 10 | 1 | 0 | 0 | 0 | 1.2691 |  | 0 | 1 | 0 | Off Peak | 0 | 1 | 0 | Semi Peak | 0 | 1 | Off Peak | 0 | 1 | Off Peak | 0 | 1 | 0 | Off Peak | 0 | 1 | 0 | Off Peak | 0 | 1 | 0 | Off Peak
2020-10-30 | 9 | 10 | 1 | 0 | 0 | 0 | 0.92304 |  | 0 | 1 | 0 | Off Peak | 0 | 1 | 0 | Semi Peak | 0 | 1 | Off Peak | 0 | 1 | Off Peak | 0 | 1 | 0 | Off Peak | 0 | 1 | 0 | Off Peak | 0 | 1 | 0 | Off Peak
2020-10-30 | 10 | 10 | 1 | 0 | 0 | 0 | 0.5156 |  | 0 | 1 | 0 | Off Peak | 0 | 1 | 0 | Semi Peak | 0 | 1 | Off Peak | 0 | 1 | Off Peak | 0 | 1 | 0 | Off Peak | 0 | 1 | 0 | Off Peak | 0 | 1 | 0 | Off Peak
2020-10-30 | 11 | 10 | 1 | 0 | 0 | 0 | 0.27941 |  | 0 | 1 | 0 | Off Peak | 0 | 1 | 0 | Semi Peak | 0 | 1 | Off Peak | 0 | 1 | Off Peak | 0 | 1 | 0 | Off Peak | 0 | 1 | 0 | Off Peak | 0 | 1 | 0 | Off Peak
2020-10-30 | 12 | 10 | 1 | 0 | 0 | 0 | 0.16788 |  | 0 | 1 | 0 | Off Peak | 1 | 0 | 0 | On Peak | 0 | 1 | Off Peak | 0 | 1 | Off Peak | 1 | 0 | 0 | On Peak | 0 | 1 | 0 | Off Peak | 0 | 1 | 0 | Off Peak
2020-10-30 | 13 | 10 | 1 | 0 | 0 | 0 | 0.10894 |  | 0 | 1 | 0 | Off Peak | 1 | 0 | 0 | On Peak | 0 | 1 | Off Peak | 1 | 0 | On Peak | 1 | 0 | 0 | On Peak | 1 | 0 | 0 | On Peak | 1 | 0 | 0 | On Peak
2020-10-30 | 14 | 10 | 1 | 0 | 0 | 0 | 0.090935 |  | 0 | 1 | 0 | Off Peak | 1 | 0 | 0 | On Peak | 0 | 1 | Off Peak | 1 | 0 | On Peak | 1 | 0 | 0 | On Peak | 1 | 0 | 0 | On Peak | 1 | 0 | 0 | On Peak
2020-10-30 | 15 | 10 | 1 | 0 | 0 | 0 | 0.1572 |  | 0 | 1 | 0 | Off Peak | 1 | 0 | 0 | On Peak | 0 | 1 | Off Peak | 1 | 0 | On Peak | 1 | 0 | 0 | On Peak | 1 | 0 | 0 | On Peak | 1 | 0 | 0 | On Peak
2020-10-30 | 16 | 10 | 1 | 0 | 0 | 0 | 0.37824 |  | 0 | 1 | 0 | Off Peak | 1 | 0 | 0 | On Peak | 0 | 1 | Off Peak | 1 | 0 | On Peak | 1 | 0 | 0 | On Peak | 1 | 0 | 0 | On Peak | 1 | 0 | 0 | On Peak
2020-10-30 | 17 | 10 | 1 | 0 | 0 | 0 | 0.80034 |  | 1 | 0 | 0 | On Peak | 1 | 0 | 0 | On Peak | 1 | 0 | On Peak | 1 | 0 | On Peak | 1 | 0 | 0 | On Peak | 1 | 0 | 0 | On Peak | 1 | 0 | 0 | On Peak
2020-10-30 | 18 | 10 | 1 | 0 | 0 | 0 | 1.4024 |  | 1 | 0 | 0 | On Peak | 1 | 0 | 0 | On Peak | 1 | 0 | On Peak | 1 | 0 | On Peak | 1 | 0 | 0 | On Peak | 1 | 0 | 0 | On Peak | 1 | 0 | 0 | On Peak
2020-10-30 | 19 | 10 | 1 | 0 | 0 | 0 | 1.7363 |  | 1 | 0 | 0 | On Peak | 0 | 1 | 0 | Semi Peak | 1 | 0 | On Peak | 0 | 1 | Off Peak | 0 | 1 | 0 | Off Peak | 1 | 0 | 0 | On Peak | 0 | 1 | 0 | Off Peak
2020-10-30 | 20 | 10 | 1 | 0 | 0 | 0 | 1.9195 |  | 1 | 0 | 0 | On Peak | 0 | 1 | 0 | Semi Peak | 1 | 0 | On Peak | 0 | 1 | Off Peak | 0 | 1 | 0 | Off Peak | 1 | 0 | 0 | On Peak | 0 | 1 | 0 | Off Peak
2020-10-30 | 21 | 10 | 1 | 0 | 0 | 0 | 1.9686 |  | 1 | 0 | 0 | On Peak | 0 | 1 | 0 | Semi Peak | 1 | 0 | On Peak | 0 | 1 | Off Peak | 0 | 1 | 0 | Off Peak | 0 | 1 | 0 | Off Peak | 0 | 1 | 0 | Off Peak
2020-10-30 | 22 | 10 | 1 | 0 | 0 | 0 | 1.9081 |  | 0 | 1 | 0 | Off Peak | 0 | 1 | 0 | Semi Peak | 0 | 1 | Off Peak | 0 | 1 | Off Peak | 0 | 1 | 0 | Off Peak | 0 | 1 | 0 | Off Peak | 0 | 1 | 0 | Off Peak
2020-10-30 | 23 | 10 | 1 | 0 | 0 | 0 | 1.4289 |  | 0 | 1 | 0 | Off Peak | 0 | 0 | 1 | Off Peak | 0 | 1 | Off Peak | 0 | 1 | Off Peak | 0 | 0 | 1 | Super Off Peak | 0 | 1 | 0 | Off Peak | 0 | 1 | 0 | Off Peak
2020-10-30 | 24 | 10 | 1 | 0 | 0 | 0 | 1.2513 |  | 0 | 1 | 0 | Off Peak | 0 | 0 | 1 | Off Peak | 0 | 1 | Off Peak | 0 | 1 | Off Peak | 0 | 0 | 1 | Super Off Peak | 0 | 1 | 0 | Off Peak | 0 | 1 | 0 | Off Peak
2020-10-31 | 1 | 10 | 1 | 1 | 0 | 0 | 1.0816 |  | 0 | 0 | 1 | Super Off Peak | 0 | 0 | 1 | Off Peak | 0 | 1 | Off Peak | 0 | 1 | Off Peak | 0 | 0 | 1 | Super Off Peak | 0 | 0 | 1 | Super Off Peak | 0 | 0 | 1 | Super Off Peak
2020-10-31 | 2 | 10 | 1 | 1 | 0 | 0 | 0.96846 |  | 0 | 0 | 1 | Super Off Peak | 0 | 0 | 1 | Off Peak | 0 | 1 | Off Peak | 0 | 1 | Off Peak | 0 | 0 | 1 | Super Off Peak | 0 | 0 | 1 | Super Off Peak | 0 | 0 | 1 | Super Off Peak
2020-10-31 | 3 | 10 | 1 | 1 | 0 | 0 | 0.94427 |  | 0 | 0 | 1 | Super Off Peak | 0 | 0 | 1 | Off Peak | 0 | 1 | Off Peak | 0 | 1 | Off Peak | 0 | 0 | 1 | Super Off Peak | 0 | 0 | 1 | Super Off Peak | 0 | 0 | 1 | Super Off Peak
2020-10-31 | 4 | 10 | 1 | 1 | 0 | 0 | 0.90773 |  | 0 | 0 | 1 | Super Off Peak | 0 | 0 | 1 | Off Peak | 0 | 1 | Off Peak | 0 | 1 | Off Peak | 0 | 0 | 1 | Super Off Peak | 0 | 0 | 1 | Super Off Peak | 0 | 0 | 1 | Super Off Peak
2020-10-31 | 5 | 10 | 1 | 1 | 0 | 0 | 0.88694 |  | 0 | 0 | 1 | Super Off Peak | 0 | 0 | 1 | Off Peak | 0 | 1 | Off Peak | 0 | 1 | Off Peak | 0 | 0 | 1 | Super Off Peak | 0 | 0 | 1 | Super Off Peak | 0 | 0 | 1 | Super Off Peak
2020-10-31 | 6 | 10 | 1 | 1 | 0 | 0 | 0.88209 |  | 0 | 0 | 1 | Super Off Peak | 0 | 0 | 1 | Off Peak | 0 | 1 | Off Peak | 0 | 1 | Off Peak | 0 | 0 | 1 | Super Off Peak | 0 | 1 | 0 | Off Peak | 0 | 1 | 0 | Off Peak
2020-10-31 | 7 | 10 | 1 | 1 | 0 | 0 | 1.1514 |  | 0 | 0 | 1 | Super Off Peak | 0 | 0 | 1 | Off Peak | 0 | 1 | Off Peak | 0 | 1 | Off Peak | 0 | 0 | 1 | Super Off Peak | 0 | 1 | 0 | Off Peak | 0 | 1 | 0 | Off Peak
2020-10-31 | 8 | 10 | 1 | 1 | 0 | 0 | 1.1043 |  | 0 | 0 | 1 | Super Off Peak | 0 | 0 | 1 | Off Peak | 0 | 1 | Off Peak | 0 | 1 | Off Peak | 0 | 0 | 1 | Super Off Peak | 0 | 1 | 0 | Off Peak | 0 | 1 | 0 | Off Peak
2020-10-31 | 9 | 10 | 1 | 1 | 0 | 0 | 0.71278 |  | 0 | 0 | 1 | Super Off Peak | 0 | 0 | 1 | Off Peak | 0 | 1 | Off Peak | 0 | 1 | Off Peak | 0 | 0 | 1 | Super Off Peak | 0 | 1 | 0 | Off Peak | 0 | 1 | 0 | Off Peak
2020-10-31 | 10 | 10 | 1 | 1 | 0 | 0 | 0.34333 |  | 0 | 0 | 1 | Super Off Peak | 0 | 0 | 1 | Off Peak | 0 | 1 | Off Peak | 0 | 1 | Off Peak | 0 | 0 | 1 | Super Off Peak | 0 | 1 | 0 | Off Peak | 0 | 1 | 0 | Off Peak
2020-10-31 | 11 | 10 | 1 | 1 | 0 | 0 | 0.13861 |  | 0 | 0 | 1 | Super Off Peak | 0 | 0 | 1 | Off Peak | 0 | 1 | Off Peak | 0 | 1 | Off Peak | 0 | 0 | 1 | Super Off Peak | 0 | 1 | 0 | Off Peak | 0 | 1 | 0 | Off Peak
2020-10-31 | 12 | 10 | 1 | 1 | 0 | 0 | 0.036656 |  | 0 | 0 | 1 | Super Off Peak | 0 | 0 | 1 | Off Peak | 0 | 1 | Off Peak | 0 | 1 | Off Peak | 0 | 0 | 1 | Super Off Peak | 0 | 1 | 0 | Off Peak | 0 | 1 | 0 | Off Peak
2020-10-31 | 13 | 10 | 1 | 1 | 0 | 0 | -0.010691 |  | 0 | 0 | 1 | Super Off Peak | 0 | 0 | 1 | Off Peak | 0 | 1 | Off Peak | 0 | 1 | Off Peak | 0 | 0 | 1 | Super Off Peak | 1 | 0 | 0 | On Peak | 1 | 0 | 0 | On Peak
2020-10-31 | 14 | 10 | 1 | 1 | 0 | 0 | -0.025864 |  | 0 | 0 | 1 | Super Off Peak | 0 | 0 | 1 | Off Peak | 0 | 1 | Off Peak | 0 | 1 | Off Peak | 0 | 0 | 1 | Super Off Peak | 1 | 0 | 0 | On Peak | 1 | 0 | 0 | On Peak
2020-10-31 | 15 | 10 | 1 | 1 | 0 | 0 | 0.028433 |  | 0 | 1 | 0 | Off Peak | 0 | 0 | 1 | Off Peak | 0 | 1 | Off Peak | 0 | 1 | Off Peak | 0 | 0 | 1 | Super Off Peak | 1 | 0 | 0 | On Peak | 1 | 0 | 0 | On Peak
2020-10-31 | 16 | 10 | 1 | 1 | 0 | 0 | 0.25044 |  | 0 | 1 | 0 | Off Peak | 0 | 0 | 1 | Off Peak | 0 | 1 | Off Peak | 0 | 1 | Off Peak | 0 | 0 | 1 | Super Off Peak | 1 | 0 | 0 | On Peak | 1 | 0 | 0 | On Peak
2020-10-31 | 17 | 10 | 1 | 1 | 0 | 0 | 0.66826 |  | 1 | 0 | 0 | On Peak | 0 | 0 | 1 | Off Peak | 0 | 1 | Off Peak | 0 | 1 | Off Peak | 0 | 0 | 1 | Super Off Peak | 1 | 0 | 0 | On Peak | 1 | 0 | 0 | On Peak
2020-10-31 | 18 | 10 | 1 | 1 | 0 | 0 | 1.2838 |  | 1 | 0 | 0 | On Peak | 0 | 0 | 1 | Off Peak | 0 | 1 | Off Peak | 0 | 1 | Off Peak | 0 | 0 | 1 | Super Off Peak | 1 | 0 | 0 | On Peak | 1 | 0 | 0 | On Peak
2020-10-31 | 19 | 10 | 1 | 1 | 0 | 0 | 1.6069 |  | 1 | 0 | 0 | On Peak | 0 | 0 | 1 | Off Peak | 0 | 1 | Off Peak | 0 | 1 | Off Peak | 0 | 0 | 1 | Super Off Peak | 1 | 0 | 0 | On Peak | 0 | 1 | 0 | Off Peak
2020-10-31 | 20 | 10 | 1 | 1 | 0 | 0 | 1.796 |  | 1 | 0 | 0 | On Peak | 0 | 0 | 1 | Off Peak | 0 | 1 | Off Peak | 0 | 1 | Off Peak | 0 | 0 | 1 | Super Off Peak | 1 | 0 | 0 | On Peak | 0 | 1 | 0 | Off Peak
2020-10-31 | 21 | 10 | 1 | 1 | 0 | 0 | 1.8741 |  | 1 | 0 | 0 | On Peak | 0 | 0 | 1 | Off Peak | 0 | 1 | Off Peak | 0 | 1 | Off Peak | 0 | 0 | 1 | Super Off Peak | 0 | 1 | 0 | Off Peak | 0 | 1 | 0 | Off Peak
2020-10-31 | 22 | 10 | 1 | 1 | 0 | 0 | 1.8414 |  | 0 | 1 | 0 | Off Peak | 0 | 0 | 1 | Off Peak | 0 | 1 | Off Peak | 0 | 1 | Off Peak | 0 | 0 | 1 | Super Off Peak | 0 | 1 | 0 | Off Peak | 0 | 1 | 0 | Off Peak
2020-10-31 | 23 | 10 | 1 | 1 | 0 | 0 | 1.3548 |  | 0 | 1 | 0 | Off Peak | 0 | 0 | 1 | Off Peak | 0 | 1 | Off Peak | 0 | 1 | Off Peak | 0 | 0 | 1 | Super Off Peak | 0 | 1 | 0 | Off Peak | 0 | 1 | 0 | Off Peak
2020-10-31 | 24 | 10 | 1 | 1 | 0 | 0 | 1.2049 |  | 0 | 1 | 0 | Off Peak | 0 | 0 | 1 | Off Peak | 0 | 1 | Off Peak | 0 | 1 | Off Peak | 0 | 0 | 1 | Super Off Peak | 0 | 1 | 0 | Off Peak | 0 | 1 | 0 | Off Peak
2020-11-01 | 1 | 11 | 0 | 1 | 1 | 0 | 1.2103 |  | 0 | 0 | 1 | Super Off Peak | 0 | 0 | 1 | Off Peak | 0 | 1 | Off Peak | 0 | 1 | Off Peak | 0 | 0 | 1 | Super Off Peak | 0 | 0 | 1 | Super Off Peak | 0 | 0 | 1 | Super Off Peak
2020-11-01 | 2 | 11 | 0 | 1 | 1 | 0 | 1.1533 |  | 0 | 0 | 1 | Super Off Peak | 0 | 0 | 1 | Off Peak | 0 | 1 | Off Peak | 0 | 1 | Off Peak | 0 | 0 | 1 | Super Off Peak | 0 | 0 | 1 | Super Off Peak | 0 | 0 | 1 | Super Off Peak
2020-11-01 | 2 | 11 | 0 | 1 | 1 | 0 | 1.1533 |  | 0 | 0 | 1 | Super Off Peak | 0 | 0 | 1 | Off Peak | 0 | 1 | Off Peak | 0 | 1 | Off Peak | 0 | 0 | 1 | Super Off Peak | 0 | 0 | 1 | Super Off Peak | 0 | 0 | 1 | Super Off Peak
2020-11-01 | 3 | 11 | 0 | 1 | 1 | 0 | 0.98732 |  | 0 | 0 | 1 | Super Off Peak | 0 | 0 | 1 | Off Peak | 0 | 1 | Off Peak | 0 | 1 | Off Peak | 0 | 0 | 1 | Super Off Peak | 0 | 0 | 1 | Super Off Peak | 0 | 0 | 1 | Super Off Peak
2020-11-01 | 4 | 11 | 0 | 1 | 1 | 0 | 0.95304 |  | 0 | 0 | 1 | Super Off Peak | 0 | 0 | 1 | Off Peak | 0 | 1 | Off Peak | 0 | 1 | Off Peak | 0 | 0 | 1 | Super Off Peak | 0 | 0 | 1 | Super Off Peak | 0 | 0 | 1 | Super Off Peak
2020-11-01 | 5 | 11 | 0 | 1 | 1 | 0 | 0.9428 |  | 0 | 0 | 1 | Super Off Peak | 0 | 0 | 1 | Off Peak | 0 | 1 | Off Peak | 0 | 1 | Off Peak | 0 | 0 | 1 | Super Off Peak | 0 | 0 | 1 | Super Off Peak | 0 | 0 | 1 | Super Off Peak
2020-11-01 | 6 | 11 | 0 | 1 | 1 | 0 | 0.9665 |  | 0 | 0 | 1 | Super Off Peak | 0 | 0 | 1 | Off Peak | 0 | 1 | Off Peak | 0 | 1 | Off Peak | 0 | 0 | 1 | Super Off Peak | 0 | 1 | 0 | Off Peak | 0 | 1 | 0 | Off Peak
2020-11-01 | 7 | 11 | 0 | 1 | 1 | 0 | 1.0293 |  | 0 | 0 | 1 | Super Off Peak | 0 | 0 | 1 | Off Peak | 0 | 1 | Off Peak | 0 | 1 | Off Peak | 0 | 0 | 1 | Super Off Peak | 0 | 1 | 0 | Off Peak | 0 | 1 | 0 | Off Peak
2020-11-01 | 8 | 11 | 0 | 1 | 1 | 0 | 0.79987 |  | 0 | 0 | 1 | Super Off Peak | 0 | 0 | 1 | Off Peak | 0 | 1 | Off Peak | 0 | 1 | Off Peak | 0 | 0 | 1 | Super Off Peak | 0 | 1 | 0 | Off Peak | 0 | 1 | 0 | Off Peak
2020-11-01 | 9 | 11 | 0 | 1 | 1 | 0 | 0.3451 |  | 0 | 0 | 1 | Super Off Peak | 0 | 0 | 1 | Off Peak | 0 | 1 | Off Peak | 0 | 1 | Off Peak | 0 | 0 | 1 | Super Off Peak | 0 | 1 | 0 | Off Peak | 0 | 1 | 0 | Off Peak
2020-11-01 | 10 | 11 | 0 | 1 | 1 | 0 | 0.127 |  | 0 | 0 | 1 | Super Off Peak | 0 | 0 | 1 | Off Peak | 0 | 1 | Off Peak | 0 | 1 | Off Peak | 0 | 0 | 1 | Super Off Peak | 0 | 1 | 0 | Off Peak | 0 | 1 | 0 | Off Peak
2020-11-01 | 11 | 11 | 0 | 1 | 1 | 0 | 0.010703 |  | 0 | 0 | 1 | Super Off Peak | 0 | 0 | 1 | Off Peak | 0 | 1 | Off Peak | 0 | 1 | Off Peak | 0 | 0 | 1 | Super Off Peak | 0 | 1 | 0 | Off Peak | 0 | 1 | 0 | Off Peak
2020-11-01 | 12 | 11 | 0 | 1 | 1 | 0 | -0.042576 |  | 0 | 0 | 1 | Super Off Peak | 0 | 0 | 1 | Off Peak | 0 | 1 | Off Peak | 0 | 1 | Off Peak | 0 | 0 | 1 | Super Off Peak | 0 | 1 | 0 | Off Peak | 0 | 1 | 0 | Off Peak
2020-11-01 | 13 | 11 | 0 | 1 | 1 | 0 | -0.074807 |  | 0 | 0 | 1 | Super Off Peak | 0 | 0 | 1 | Off Peak | 0 | 1 | Off Peak | 0 | 1 | Off Peak | 0 | 0 | 1 | Super Off Peak | 1 | 0 | 0 | On Peak | 0 | 1 | 0 | Off Peak
2020-11-01 | 14 | 11 | 0 | 1 | 1 | 0 | -0.026144 |  | 0 | 0 | 1 | Super Off Peak | 0 | 0 | 1 | Off Peak | 0 | 1 | Off Peak | 0 | 1 | Off Peak | 0 | 0 | 1 | Super Off Peak | 1 | 0 | 0 | On Peak | 0 | 1 | 0 | Off Peak
2020-11-01 | 15 | 11 | 0 | 1 | 1 | 0 | 0.16419 |  | 0 | 1 | 0 | Off Peak | 0 | 0 | 1 | Off Peak | 0 | 1 | Off Peak | 0 | 1 | Off Peak | 0 | 0 | 1 | Super Off Peak | 1 | 0 | 0 | On Peak | 0 | 1 | 0 | Off Peak
2020-11-01 | 16 | 11 | 0 | 1 | 1 | 0 | 0.65248 |  | 0 | 1 | 0 | Off Peak | 0 | 0 | 1 | Off Peak | 0 | 1 | Off Peak | 0 | 1 | Off Peak | 0 | 0 | 1 | Super Off Peak | 1 | 0 | 0 | On Peak | 0 | 1 | 0 | Off Peak
2020-11-01 | 17 | 11 | 0 | 1 | 1 | 0 | 1.1295 |  | 1 | 0 | 0 | On Peak | 0 | 0 | 1 | Off Peak | 0 | 1 | Off Peak | 0 | 1 | Off Peak | 0 | 0 | 1 | Super Off Peak | 1 | 0 | 0 | On Peak | 0 | 1 | 0 | Off Peak
2020-11-01 | 18 | 11 | 0 | 1 | 1 | 0 | 1.4071 |  | 1 | 0 | 0 | On Peak | 0 | 0 | 1 | Off Peak | 0 | 1 | Off Peak | 0 | 1 | Off Peak | 0 | 0 | 1 | Super Off Peak | 1 | 0 | 0 | On Peak | 0 | 1 | 0 | Off Peak
2020-11-01 | 19 | 11 | 0 | 1 | 1 | 0 | 1.7124 |  | 1 | 0 | 0 | On Peak | 0 | 0 | 1 | Off Peak | 0 | 1 | Off Peak | 0 | 1 | Off Peak | 0 | 0 | 1 | Super Off Peak | 1 | 0 | 0 | On Peak | 0 | 1 | 0 | Off Peak
2020-11-01 | 20 | 11 | 0 | 1 | 1 | 0 | 1.7194 |  | 1 | 0 | 0 | On Peak | 0 | 0 | 1 | Off Peak | 0 | 1 | Off Peak | 0 | 1 | Off Peak | 0 | 0 | 1 | Super Off Peak | 1 | 0 | 0 | On Peak | 1 | 0 | 0 | On Peak
2020-11-01 | 21 | 11 | 0 | 1 | 1 | 0 | 1.6583 |  | 1 | 0 | 0 | On Peak | 0 | 0 | 1 | Off Peak | 0 | 1 | Off Peak | 0 | 1 | Off Peak | 0 | 0 | 1 | Super Off Peak | 0 | 1 | 0 | Off Peak | 1 | 0 | 0 | On Peak
2020-11-01 | 22 | 11 | 0 | 1 | 1 | 0 | 1.6099 |  | 0 | 1 | 0 | Off Peak | 0 | 0 | 1 | Off Peak | 0 | 1 | Off Peak | 0 | 1 | Off Peak | 0 | 0 | 1 | Super Off Peak | 0 | 1 | 0 | Off Peak | 1 | 0 | 0 | On Peak
2020-11-01 | 23 | 11 | 0 | 1 | 1 | 0 | 1.4719 |  | 0 | 1 | 0 | Off Peak | 0 | 0 | 1 | Off Peak | 0 | 1 | Off Peak | 0 | 1 | Off Peak | 0 | 0 | 1 | Super Off Peak | 0 | 1 | 0 | Off Peak | 1 | 0 | 0 | On Peak
2020-11-01 | 24 | 11 | 0 | 1 | 1 | 0 | 1.2879 |  | 0 | 1 | 0 | Off Peak | 0 | 0 | 1 | Off Peak | 0 | 1 | Off Peak | 0 | 1 | Off Peak | 0 | 0 | 1 | Super Off Peak | 0 | 1 | 0 | Off Peak | 1 | 0 | 0 | On Peak
2020-11-02 | 1 | 11 | 0 | 0 | 0 | 0 | 1.2095 |  | 0 | 0 | 1 | Super Off Peak | 0 | 0 | 1 | Off Peak | 0 | 1 | Off Peak | 0 | 1 | Off Peak | 0 | 0 | 1 | Super Off Peak | 0 | 0 | 1 | Super Off Peak | 0 | 0 | 1 | Super Off Peak
2020-11-02 | 2 | 11 | 0 | 0 | 0 | 0 | 1.0993 |  | 0 | 0 | 1 | Super Off Peak | 0 | 0 | 1 | Off Peak | 0 | 1 | Off Peak | 0 | 1 | Off Peak | 0 | 0 | 1 | Super Off Peak | 0 | 0 | 1 | Super Off Peak | 0 | 0 | 1 | Super Off Peak
2020-11-02 | 3 | 11 | 0 | 0 | 0 | 0 | 1.0233 |  | 0 | 0 | 1 | Super Off Peak | 0 | 0 | 1 | Off Peak | 0 | 1 | Off Peak | 0 | 1 | Off Peak | 0 | 0 | 1 | Super Off Peak | 0 | 0 | 1 | Super Off Peak | 0 | 0 | 1 | Super Off Peak
2020-11-02 | 4 | 11 | 0 | 0 | 0 | 0 | 0.97344 |  | 0 | 0 | 1 | Super Off Peak | 0 | 0 | 1 | Off Peak | 0 | 1 | Off Peak | 0 | 1 | Off Peak | 0 | 0 | 1 | Super Off Peak | 0 | 0 | 1 | Super Off Peak | 0 | 0 | 1 | Super Off Peak
2020-11-02 | 5 | 11 | 0 | 0 | 0 | 0 | 0.94569 |  | 0 | 0 | 1 | Super Off Peak | 0 | 0 | 1 | Off Peak | 0 | 1 | Off Peak | 0 | 1 | Off Peak | 0 | 0 | 1 | Super Off Peak | 0 | 0 | 1 | Super Off Peak | 0 | 0 | 1 | Super Off Peak
2020-11-02 | 6 | 11 | 0 | 0 | 0 | 0 | 0.9507 |  | 0 | 0 | 1 | Super Off Peak | 0 | 0 | 1 | Off Peak | 0 | 1 | Off Peak | 0 | 1 | Off Peak | 0 | 0 | 1 | Super Off Peak | 0 | 1 | 0 | Off Peak | 0 | 1 | 0 | Off Peak
2020-11-02 | 7 | 11 | 0 | 0 | 0 | 0 | 1.2648 |  | 0 | 1 | 0 | Off Peak | 0 | 1 | 0 | Semi Peak | 0 | 1 | Off Peak | 0 | 1 | Off Peak | 0 | 1 | 0 | Off Peak | 0 | 1 | 0 | Off Peak | 0 | 1 | 0 | Off Peak
2020-11-02 | 8 | 11 | 0 | 0 | 0 | 0 | 0.98726 |  | 0 | 1 | 0 | Off Peak | 0 | 1 | 0 | Semi Peak | 0 | 1 | Off Peak | 0 | 1 | Off Peak | 0 | 1 | 0 | Off Peak | 0 | 1 | 0 | Off Peak | 0 | 1 | 0 | Off Peak
2020-11-02 | 9 | 11 | 0 | 0 | 0 | 0 | 0.4267 |  | 0 | 1 | 0 | Off Peak | 0 | 1 | 0 | Semi Peak | 0 | 1 | Off Peak | 0 | 1 | Off Peak | 0 | 1 | 0 | Off Peak | 0 | 1 | 0 | Off Peak | 0 | 1 | 0 | Off Peak
2020-11-02 | 10 | 11 | 0 | 0 | 0 | 0 | 0.16778 |  | 0 | 1 | 0 | Off Peak | 0 | 1 | 0 | Semi Peak | 0 | 1 | Off Peak | 0 | 1 | Off Peak | 0 | 1 | 0 | Off Peak | 0 | 1 | 0 | Off Peak | 0 | 1 | 0 | Off Peak
2020-11-02 | 11 | 11 | 0 | 0 | 0 | 0 | 0.037296 |  | 0 | 1 | 0 | Off Peak | 0 | 1 | 0 | Semi Peak | 0 | 1 | Off Peak | 0 | 1 | Off Peak | 0 | 1 | 0 | Off Peak | 0 | 1 | 0 | Off Peak | 0 | 1 | 0 | Off Peak
2020-11-02 | 12 | 11 | 0 | 0 | 0 | 0 | 0.024936 |  | 0 | 1 | 0 | Off Peak | 0 | 1 | 0 | Semi Peak | 0 | 1 | Off Peak | 0 | 1 | Off Peak | 0 | 1 | 0 | Off Peak | 0 | 1 | 0 | Off Peak | 0 | 1 | 0 | Off Peak
2020-11-02 | 13 | 11 | 0 | 0 | 0 | 0 | 0.00074351 |  | 0 | 1 | 0 | Off Peak | 0 | 1 | 0 | Semi Peak | 0 | 1 | Off Peak | 1 | 0 | On Peak | 0 | 1 | 0 | Off Peak | 1 | 0 | 0 | On Peak | 0 | 1 | 0 | Off Peak
2020-11-02 | 14 | 11 | 0 | 0 | 0 | 0 | 0.069395 |  | 0 | 1 | 0 | Off Peak | 0 | 1 | 0 | Semi Peak | 0 | 1 | Off Peak | 1 | 0 | On Peak | 0 | 1 | 0 | Off Peak | 1 | 0 | 0 | On Peak | 0 | 1 | 0 | Off Peak
2020-11-02 | 15 | 11 | 0 | 0 | 0 | 0 | 0.34583 |  | 0 | 1 | 0 | Off Peak | 0 | 1 | 0 | Semi Peak | 0 | 1 | Off Peak | 1 | 0 | On Peak | 0 | 1 | 0 | Off Peak | 1 | 0 | 0 | On Peak | 0 | 1 | 0 | Off Peak
2020-11-02 | 16 | 11 | 0 | 0 | 0 | 0 | 0.97656 |  | 0 | 1 | 0 | Off Peak | 0 | 1 | 0 | Semi Peak | 0 | 1 | Off Peak | 1 | 0 | On Peak | 0 | 1 | 0 | Off Peak | 1 | 0 | 0 | On Peak | 0 | 1 | 0 | Off Peak
2020-11-02 | 17 | 11 | 0 | 0 | 0 | 0 | 1.6162 |  | 1 | 0 | 0 | On Peak | 0 | 1 | 0 | Semi Peak | 1 | 0 | On Peak | 1 | 0 | On Peak | 0 | 1 | 0 | Off Peak | 1 | 0 | 0 | On Peak | 0 | 1 | 0 | Off Peak
2020-11-02 | 18 | 11 | 0 | 0 | 0 | 0 | 1.9562 |  | 1 | 0 | 0 | On Peak | 1 | 0 | 0 | On Peak | 1 | 0 | On Peak | 1 | 0 | On Peak | 0 | 1 | 0 | Off Peak | 1 | 0 | 0 | On Peak | 0 | 1 | 0 | Off Peak
2020-11-02 | 19 | 11 | 0 | 0 | 0 | 0 | 2.3049 |  | 1 | 0 | 0 | On Peak | 1 | 0 | 0 | On Peak | 1 | 0 | On Peak | 0 | 1 | Off Peak | 0 | 0 | 1 | Super Off Peak | 1 | 0 | 0 | On Peak | 0 | 1 | 0 | Off Peak
2020-11-02 | 20 | 11 | 0 | 0 | 0 | 0 | 2.3032 |  | 1 | 0 | 0 | On Peak | 1 | 0 | 0 | On Peak | 1 | 0 | On Peak | 0 | 1 | Off Peak | 0 | 0 | 1 | Super Off Peak | 1 | 0 | 0 | On Peak | 1 | 0 | 0 | On Peak
2020-11-02 | 21 | 11 | 0 | 0 | 0 | 0 | 2.2169 |  | 1 | 0 | 0 | On Peak | 0 | 1 | 0 | Semi Peak | 1 | 0 | On Peak | 0 | 1 | Off Peak | 0 | 0 | 1 | Super Off Peak | 0 | 1 | 0 | Off Peak | 1 | 0 | 0 | On Peak
2020-11-02 | 22 | 11 | 0 | 0 | 0 | 0 | 2.1306 |  | 0 | 1 | 0 | Off Peak | 0 | 1 | 0 | Semi Peak | 0 | 1 | Off Peak | 0 | 1 | Off Peak | 0 | 0 | 1 | Super Off Peak | 0 | 1 | 0 | Off Peak | 1 | 0 | 0 | On Peak
2020-11-02 | 23 | 11 | 0 | 0 | 0 | 0 | 1.565 |  | 0 | 1 | 0 | Off Peak | 0 | 0 | 1 | Off Peak | 0 | 1 | Off Peak | 0 | 1 | Off Peak | 0 | 0 | 1 | Super Off Peak | 0 | 1 | 0 | Off Peak | 1 | 0 | 0 | On Peak
2020-11-02 | 24 | 11 | 0 | 0 | 0 | 0 | 1.362 |  | 0 | 1 | 0 | Off Peak | 0 | 0 | 1 | Off Peak | 0 | 1 | Off Peak | 0 | 1 | Off Peak | 0 | 0 | 1 | Super Off Peak | 0 | 1 | 0 | Off Peak | 1 | 0 | 0 | On Peak
2020-11-03 | 1 | 11 | 0 | 0 | 0 | 0 | 1.1606 |  | 0 | 0 | 1 | Super Off Peak | 0 | 0 | 1 | Off Peak | 0 | 1 | Off Peak | 0 | 1 | Off Peak | 0 | 0 | 1 | Super Off Peak | 0 | 0 | 1 | Super Off Peak | 0 | 0 | 1 | Super Off Peak
2020-11-03 | 2 | 11 | 0 | 0 | 0 | 0 | 1.0716 |  | 0 | 0 | 1 | Super Off Peak | 0 | 0 | 1 | Off Peak | 0 | 1 | Off Peak | 0 | 1 | Off Peak | 0 | 0 | 1 | Super Off Peak | 0 | 0 | 1 | Super Off Peak | 0 | 0 | 1 | Super Off Peak
2020-11-03 | 3 | 11 | 0 | 0 | 0 | 0 | 0.99876 |  | 0 | 0 | 1 | Super Off Peak | 0 | 0 | 1 | Off Peak | 0 | 1 | Off Peak | 0 | 1 | Off Peak | 0 | 0 | 1 | Super Off Peak | 0 | 0 | 1 | Super Off Peak | 0 | 0 | 1 | Super Off Peak
2020-11-03 | 4 | 11 | 0 | 0 | 0 | 0 | 0.96317 |  | 0 | 0 | 1 | Super Off Peak | 0 | 0 | 1 | Off Peak | 0 | 1 | Off Peak | 0 | 1 | Off Peak | 0 | 0 | 1 | Super Off Peak | 0 | 0 | 1 | Super Off Peak | 0 | 0 | 1 | Super Off Peak
2020-11-03 | 5 | 11 | 0 | 0 | 0 | 0 | 0.93982 |  | 0 | 0 | 1 | Super Off Peak | 0 | 0 | 1 | Off Peak | 0 | 1 | Off Peak | 0 | 1 | Off Peak | 0 | 0 | 1 | Super Off Peak | 0 | 0 | 1 | Super Off Peak | 0 | 0 | 1 | Super Off Peak
2020-11-03 | 6 | 11 | 0 | 0 | 0 | 0 | 0.96074 |  | 0 | 0 | 1 | Super Off Peak | 0 | 0 | 1 | Off Peak | 0 | 1 | Off Peak | 0 | 1 | Off Peak | 0 | 0 | 1 | Super Off Peak | 0 | 1 | 0 | Off Peak | 0 | 1 | 0 | Off Peak
2020-11-03 | 7 | 11 | 0 | 0 | 0 | 0 | 1.307 |  | 0 | 1 | 0 | Off Peak | 0 | 1 | 0 | Semi Peak | 0 | 1 | Off Peak | 0 | 1 | Off Peak | 0 | 1 | 0 | Off Peak | 0 | 1 | 0 | Off Peak | 0 | 1 | 0 | Off Peak
2020-11-03 | 8 | 11 | 0 | 0 | 0 | 0 | 1.038 |  | 0 | 1 | 0 | Off Peak | 0 | 1 | 0 | Semi Peak | 0 | 1 | Off Peak | 0 | 1 | Off Peak | 0 | 1 | 0 | Off Peak | 0 | 1 | 0 | Off Peak | 0 | 1 | 0 | Off Peak
2020-11-03 | 9 | 11 | 0 | 0 | 0 | 0 | 0.45983 |  | 0 | 1 | 0 | Off Peak | 0 | 1 | 0 | Semi Peak | 0 | 1 | Off Peak | 0 | 1 | Off Peak | 0 | 1 | 0 | Off Peak | 0 | 1 | 0 | Off Peak | 0 | 1 | 0 | Off Peak
2020-11-03 | 10 | 11 | 0 | 0 | 0 | 0 | 0.15756 |  | 0 | 1 | 0 | Off Peak | 0 | 1 | 0 | Semi Peak | 0 | 1 | Off Peak | 0 | 1 | Off Peak | 0 | 1 | 0 | Off Peak | 0 | 1 | 0 | Off Peak | 0 | 1 | 0 | Off Peak
2020-11-03 | 11 | 11 | 0 | 0 | 0 | 0 | -0.029553 |  | 0 | 1 | 0 | Off Peak | 0 | 1 | 0 | Semi Peak | 0 | 1 | Off Peak | 0 | 1 | Off Peak | 0 | 1 | 0 | Off Peak | 0 | 1 | 0 | Off Peak | 0 | 1 | 0 | Off Peak
2020-11-03 | 12 | 11 | 0 | 0 | 0 | 0 | -0.04421 |  | 0 | 1 | 0 | Off Peak | 0 | 1 | 0 | Semi Peak | 0 | 1 | Off Peak | 0 | 1 | Off Peak | 0 | 1 | 0 | Off Peak | 0 | 1 | 0 | Off Peak | 0 | 1 | 0 | Off Peak
2020-11-03 | 13 | 11 | 0 | 0 | 0 | 0 | -0.071083 |  | 0 | 1 | 0 | Off Peak | 0 | 1 | 0 | Semi Peak | 0 | 1 | Off Peak | 1 | 0 | On Peak | 0 | 1 | 0 | Off Peak | 1 | 0 | 0 | On Peak | 0 | 1 | 0 | Off Peak
2020-11-03 | 14 | 11 | 0 | 0 | 0 | 0 | 0.0051483 |  | 0 | 1 | 0 | Off Peak | 0 | 1 | 0 | Semi Peak | 0 | 1 | Off Peak | 1 | 0 | On Peak | 0 | 1 | 0 | Off Peak | 1 | 0 | 0 | On Peak | 0 | 1 | 0 | Off Peak
2020-11-03 | 15 | 11 | 0 | 0 | 0 | 0 | 0.28395 |  | 0 | 1 | 0 | Off Peak | 0 | 1 | 0 | Semi Peak | 0 | 1 | Off Peak | 1 | 0 | On Peak | 0 | 1 | 0 | Off Peak | 1 | 0 | 0 | On Peak | 0 | 1 | 0 | Off Peak
2020-11-03 | 16 | 11 | 0 | 0 | 0 | 0 | 0.91051 |  | 0 | 1 | 0 | Off Peak | 0 | 1 | 0 | Semi Peak | 0 | 1 | Off Peak | 1 | 0 | On Peak | 0 | 1 | 0 | Off Peak | 1 | 0 | 0 | On Peak | 0 | 1 | 0 | Off Peak
2020-11-03 | 17 | 11 | 0 | 0 | 0 | 0 | 1.5363 |  | 1 | 0 | 0 | On Peak | 0 | 1 | 0 | Semi Peak | 1 | 0 | On Peak | 1 | 0 | On Peak | 0 | 1 | 0 | Off Peak | 1 | 0 | 0 | On Peak | 0 | 1 | 0 | Off Peak
2020-11-03 | 18 | 11 | 0 | 0 | 0 | 0 | 1.8553 |  | 1 | 0 | 0 | On Peak | 1 | 0 | 0 | On Peak | 1 | 0 | On Peak | 1 | 0 | On Peak | 0 | 1 | 0 | Off Peak | 1 | 0 | 0 | On Peak | 0 | 1 | 0 | Off Peak
2020-11-03 | 19 | 11 | 0 | 0 | 0 | 0 | 2.2404 |  | 1 | 0 | 0 | On Peak | 1 | 0 | 0 | On Peak | 1 | 0 | On Peak | 0 | 1 | Off Peak | 0 | 0 | 1 | Super Off Peak | 1 | 0 | 0 | On Peak | 0 | 1 | 0 | Off Peak
2020-11-03 | 20 | 11 | 0 | 0 | 0 | 0 | 2.2592 |  | 1 | 0 | 0 | On Peak | 1 | 0 | 0 | On Peak | 1 | 0 | On Peak | 0 | 1 | Off Peak | 0 | 0 | 1 | Super Off Peak | 1 | 0 | 0 | On Peak | 1 | 0 | 0 | On Peak
2020-11-03 | 21 | 11 | 0 | 0 | 0 | 0 | 2.1902 |  | 1 | 0 | 0 | On Peak | 0 | 1 | 0 | Semi Peak | 1 | 0 | On Peak | 0 | 1 | Off Peak | 0 | 0 | 1 | Super Off Peak | 0 | 1 | 0 | Off Peak | 1 | 0 | 0 | On Peak
2020-11-03 | 22 | 11 | 0 | 0 | 0 | 0 | 2.0854 |  | 0 | 1 | 0 | Off Peak | 0 | 1 | 0 | Semi Peak | 0 | 1 | Off Peak | 0 | 1 | Off Peak | 0 | 0 | 1 | Super Off Peak | 0 | 1 | 0 | Off Peak | 1 | 0 | 0 | On Peak
2020-11-03 | 23 | 11 | 0 | 0 | 0 | 0 | 1.5174 |  | 0 | 1 | 0 | Off Peak | 0 | 0 | 1 | Off Peak | 0 | 1 | Off Peak | 0 | 1 | Off Peak | 0 | 0 | 1 | Super Off Peak | 0 | 1 | 0 | Off Peak | 1 | 0 | 0 | On Peak
2020-11-03 | 24 | 11 | 0 | 0 | 0 | 0 | 1.306 |  | 0 | 1 | 0 | Off Peak | 0 | 0 | 1 | Off Peak | 0 | 1 | Off Peak | 0 | 1 | Off Peak | 0 | 0 | 1 | Super Off Peak | 0 | 1 | 0 | Off Peak | 1 | 0 | 0 | On Peak
2020-11-04 | 1 | 11 | 0 | 0 | 0 | 0 | 1.1543 |  | 0 | 0 | 1 | Super Off Peak | 0 | 0 | 1 | Off Peak | 0 | 1 | Off Peak | 0 | 1 | Off Peak | 0 | 0 | 1 | Super Off Peak | 0 | 0 | 1 | Super Off Peak | 0 | 0 | 1 | Super Off Peak
2020-11-04 | 2 | 11 | 0 | 0 | 0 | 0 | 1.0448 |  | 0 | 0 | 1 | Super Off Peak | 0 | 0 | 1 | Off Peak | 0 | 1 | Off Peak | 0 | 1 | Off Peak | 0 | 0 | 1 | Super Off Peak | 0 | 0 | 1 | Super Off Peak | 0 | 0 | 1 | Super Off Peak
2020-11-04 | 3 | 11 | 0 | 0 | 0 | 0 | 0.97471 |  | 0 | 0 | 1 | Super Off Peak | 0 | 0 | 1 | Off Peak | 0 | 1 | Off Peak | 0 | 1 | Off Peak | 0 | 0 | 1 | Super Off Peak | 0 | 0 | 1 | Super Off Peak | 0 | 0 | 1 | Super Off Peak
2020-11-04 | 4 | 11 | 0 | 0 | 0 | 0 | 0.93711 |  | 0 | 0 | 1 | Super Off Peak | 0 | 0 | 1 | Off Peak | 0 | 1 | Off Peak | 0 | 1 | Off Peak | 0 | 0 | 1 | Super Off Peak | 0 | 0 | 1 | Super Off Peak | 0 | 0 | 1 | Super Off Peak
2020-11-04 | 5 | 11 | 0 | 0 | 0 | 0 | 0.90819 |  | 0 | 0 | 1 | Super Off Peak | 0 | 0 | 1 | Off Peak | 0 | 1 | Off Peak | 0 | 1 | Off Peak | 0 | 0 | 1 | Super Off Peak | 0 | 0 | 1 | Super Off Peak | 0 | 0 | 1 | Super Off Peak
2020-11-04 | 6 | 11 | 0 | 0 | 0 | 0 | 0.92999 |  | 0 | 0 | 1 | Super Off Peak | 0 | 0 | 1 | Off Peak | 0 | 1 | Off Peak | 0 | 1 | Off Peak | 0 | 0 | 1 | Super Off Peak | 0 | 1 | 0 | Off Peak | 0 | 1 | 0 | Off Peak
2020-11-04 | 7 | 11 | 0 | 0 | 0 | 0 | 1.2552 |  | 0 | 1 | 0 | Off Peak | 0 | 1 | 0 | Semi Peak | 0 | 1 | Off Peak | 0 | 1 | Off Peak | 0 | 1 | 0 | Off Peak | 0 | 1 | 0 | Off Peak | 0 | 1 | 0 | Off Peak
2020-11-04 | 8 | 11 | 0 | 0 | 0 | 0 | 1.0061 |  | 0 | 1 | 0 | Off Peak | 0 | 1 | 0 | Semi Peak | 0 | 1 | Off Peak | 0 | 1 | Off Peak | 0 | 1 | 0 | Off Peak | 0 | 1 | 0 | Off Peak | 0 | 1 | 0 | Off Peak
2020-11-04 | 9 | 11 | 0 | 0 | 0 | 0 | 0.43602 |  | 0 | 1 | 0 | Off Peak | 0 | 1 | 0 | Semi Peak | 0 | 1 | Off Peak | 0 | 1 | Off Peak | 0 | 1 | 0 | Off Peak | 0 | 1 | 0 | Off Peak | 0 | 1 | 0 | Off Peak
2020-11-04 | 10 | 11 | 0 | 0 | 0 | 0 | 0.11818 |  | 0 | 1 | 0 | Off Peak | 0 | 1 | 0 | Semi Peak | 0 | 1 | Off Peak | 0 | 1 | Off Peak | 0 | 1 | 0 | Off Peak | 0 | 1 | 0 | Off Peak | 0 | 1 | 0 | Off Peak
2020-11-04 | 11 | 11 | 0 | 0 | 0 | 0 | -0.041001 |  | 0 | 1 | 0 | Off Peak | 0 | 1 | 0 | Semi Peak | 0 | 1 | Off Peak | 0 | 1 | Off Peak | 0 | 1 | 0 | Off Peak | 0 | 1 | 0 | Off Peak | 0 | 1 | 0 | Off Peak
2020-11-04 | 12 | 11 | 0 | 0 | 0 | 0 | -0.064283 |  | 0 | 1 | 0 | Off Peak | 0 | 1 | 0 | Semi Peak | 0 | 1 | Off Peak | 0 | 1 | Off Peak | 0 | 1 | 0 | Off Peak | 0 | 1 | 0 | Off Peak | 0 | 1 | 0 | Off Peak
2020-11-04 | 13 | 11 | 0 | 0 | 0 | 0 | -0.087232 |  | 0 | 1 | 0 | Off Peak | 0 | 1 | 0 | Semi Peak | 0 | 1 | Off Peak | 1 | 0 | On Peak | 0 | 1 | 0 | Off Peak | 1 | 0 | 0 | On Peak | 0 | 1 | 0 | Off Peak
2020-11-04 | 14 | 11 | 0 | 0 | 0 | 0 | -0.0051023 |  | 0 | 1 | 0 | Off Peak | 0 | 1 | 0 | Semi Peak | 0 | 1 | Off Peak | 1 | 0 | On Peak | 0 | 1 | 0 | Off Peak | 1 | 0 | 0 | On Peak | 0 | 1 | 0 | Off Peak
2020-11-04 | 15 | 11 | 0 | 0 | 0 | 0 | 0.25744 |  | 0 | 1 | 0 | Off Peak | 0 | 1 | 0 | Semi Peak | 0 | 1 | Off Peak | 1 | 0 | On Peak | 0 | 1 | 0 | Off Peak | 1 | 0 | 0 | On Peak | 0 | 1 | 0 | Off Peak
2020-11-04 | 16 | 11 | 0 | 0 | 0 | 0 | 0.88284 |  | 0 | 1 | 0 | Off Peak | 0 | 1 | 0 | Semi Peak | 0 | 1 | Off Peak | 1 | 0 | On Peak | 0 | 1 | 0 | Off Peak | 1 | 0 | 0 | On Peak | 0 | 1 | 0 | Off Peak
2020-11-04 | 17 | 11 | 0 | 0 | 0 | 0 | 1.4936 |  | 1 | 0 | 0 | On Peak | 0 | 1 | 0 | Semi Peak | 1 | 0 | On Peak | 1 | 0 | On Peak | 0 | 1 | 0 | Off Peak | 1 | 0 | 0 | On Peak | 0 | 1 | 0 | Off Peak
2020-11-04 | 18 | 11 | 0 | 0 | 0 | 0 | 1.8332 |  | 1 | 0 | 0 | On Peak | 1 | 0 | 0 | On Peak | 1 | 0 | On Peak | 1 | 0 | On Peak | 0 | 1 | 0 | Off Peak | 1 | 0 | 0 | On Peak | 0 | 1 | 0 | Off Peak
2020-11-04 | 19 | 11 | 0 | 0 | 0 | 0 | 2.2421 |  | 1 | 0 | 0 | On Peak | 1 | 0 | 0 | On Peak | 1 | 0 | On Peak | 0 | 1 | Off Peak | 0 | 0 | 1 | Super Off Peak | 1 | 0 | 0 | On Peak | 0 | 1 | 0 | Off Peak
2020-11-04 | 20 | 11 | 0 | 0 | 0 | 0 | 2.2745 |  | 1 | 0 | 0 | On Peak | 1 | 0 | 0 | On Peak | 1 | 0 | On Peak | 0 | 1 | Off Peak | 0 | 0 | 1 | Super Off Peak | 1 | 0 | 0 | On Peak | 1 | 0 | 0 | On Peak
2020-11-04 | 21 | 11 | 0 | 0 | 0 | 0 | 2.2057 |  | 1 | 0 | 0 | On Peak | 0 | 1 | 0 | Semi Peak | 1 | 0 | On Peak | 0 | 1 | Off Peak | 0 | 0 | 1 | Super Off Peak | 0 | 1 | 0 | Off Peak | 1 | 0 | 0 | On Peak
2020-11-04 | 22 | 11 | 0 | 0 | 0 | 0 | 2.1046 |  | 0 | 1 | 0 | Off Peak | 0 | 1 | 0 | Semi Peak | 0 | 1 | Off Peak | 0 | 1 | Off Peak | 0 | 0 | 1 | Super Off Peak | 0 | 1 | 0 | Off Peak | 1 | 0 | 0 | On Peak
2020-11-04 | 23 | 11 | 0 | 0 | 0 | 0 | 1.5361 |  | 0 | 1 | 0 | Off Peak | 0 | 0 | 1 | Off Peak | 0 | 1 | Off Peak | 0 | 1 | Off Peak | 0 | 0 | 1 | Super Off Peak | 0 | 1 | 0 | Off Peak | 1 | 0 | 0 | On Peak
2020-11-04 | 24 | 11 | 0 | 0 | 0 | 0 | 1.3121 |  | 0 | 1 | 0 | Off Peak | 0 | 0 | 1 | Off Peak | 0 | 1 | Off Peak | 0 | 1 | Off Peak | 0 | 0 | 1 | Super Off Peak | 0 | 1 | 0 | Off Peak | 1 | 0 | 0 | On Peak
2020-11-05 | 1 | 11 | 0 | 0 | 0 | 0 | 1.1563 |  | 0 | 0 | 1 | Super Off Peak | 0 | 0 | 1 | Off Peak | 0 | 1 | Off Peak | 0 | 1 | Off Peak | 0 | 0 | 1 | Super Off Peak | 0 | 0 | 1 | Super Off Peak | 0 | 0 | 1 | Super Off Peak
2020-11-05 | 2 | 11 | 0 | 0 | 0 | 0 | 1.0733 |  | 0 | 0 | 1 | Super Off Peak | 0 | 0 | 1 | Off Peak | 0 | 1 | Off Peak | 0 | 1 | Off Peak | 0 | 0 | 1 | Super Off Peak | 0 | 0 | 1 | Super Off Peak | 0 | 0 | 1 | Super Off Peak
2020-11-05 | 3 | 11 | 0 | 0 | 0 | 0 | 1.0077 |  | 0 | 0 | 1 | Super Off Peak | 0 | 0 | 1 | Off Peak | 0 | 1 | Off Peak | 0 | 1 | Off Peak | 0 | 0 | 1 | Super Off Peak | 0 | 0 | 1 | Super Off Peak | 0 | 0 | 1 | Super Off Peak
2020-11-05 | 4 | 11 | 0 | 0 | 0 | 0 | 0.966 |  | 0 | 0 | 1 | Super Off Peak | 0 | 0 | 1 | Off Peak | 0 | 1 | Off Peak | 0 | 1 | Off Peak | 0 | 0 | 1 | Super Off Peak | 0 | 0 | 1 | Super Off Peak | 0 | 0 | 1 | Super Off Peak
2020-11-05 | 5 | 11 | 0 | 0 | 0 | 0 | 0.95535 |  | 0 | 0 | 1 | Super Off Peak | 0 | 0 | 1 | Off Peak | 0 | 1 | Off Peak | 0 | 1 | Off Peak | 0 | 0 | 1 | Super Off Peak | 0 | 0 | 1 | Super Off Peak | 0 | 0 | 1 | Super Off Peak
2020-11-05 | 6 | 11 | 0 | 0 | 0 | 0 | 0.96149 |  | 0 | 0 | 1 | Super Off Peak | 0 | 0 | 1 | Off Peak | 0 | 1 | Off Peak | 0 | 1 | Off Peak | 0 | 0 | 1 | Super Off Peak | 0 | 1 | 0 | Off Peak | 0 | 1 | 0 | Off Peak
2020-11-05 | 7 | 11 | 0 | 0 | 0 | 0 | 1.3026 |  | 0 | 1 | 0 | Off Peak | 0 | 1 | 0 | Semi Peak | 0 | 1 | Off Peak | 0 | 1 | Off Peak | 0 | 1 | 0 | Off Peak | 0 | 1 | 0 | Off Peak | 0 | 1 | 0 | Off Peak
2020-11-05 | 8 | 11 | 0 | 0 | 0 | 0 | 1.0351 |  | 0 | 1 | 0 | Off Peak | 0 | 1 | 0 | Semi Peak | 0 | 1 | Off Peak | 0 | 1 | Off Peak | 0 | 1 | 0 | Off Peak | 0 | 1 | 0 | Off Peak | 0 | 1 | 0 | Off Peak
2020-11-05 | 9 | 11 | 0 | 0 | 0 | 0 | 0.45913 |  | 0 | 1 | 0 | Off Peak | 0 | 1 | 0 | Semi Peak | 0 | 1 | Off Peak | 0 | 1 | Off Peak | 0 | 1 | 0 | Off Peak | 0 | 1 | 0 | Off Peak | 0 | 1 | 0 | Off Peak
2020-11-05 | 10 | 11 | 0 | 0 | 0 | 0 | 0.17309 |  | 0 | 1 | 0 | Off Peak | 0 | 1 | 0 | Semi Peak | 0 | 1 | Off Peak | 0 | 1 | Off Peak | 0 | 1 | 0 | Off Peak | 0 | 1 | 0 | Off Peak | 0 | 1 | 0 | Off Peak
2020-11-05 | 11 | 11 | 0 | 0 | 0 | 0 | 0.00999 |  | 0 | 1 | 0 | Off Peak | 0 | 1 | 0 | Semi Peak | 0 | 1 | Off Peak | 0 | 1 | Off Peak | 0 | 1 | 0 | Off Peak | 0 | 1 | 0 | Off Peak | 0 | 1 | 0 | Off Peak
2020-11-05 | 12 | 11 | 0 | 0 | 0 | 0 | -0.043715 |  | 0 | 1 | 0 | Off Peak | 0 | 1 | 0 | Semi Peak | 0 | 1 | Off Peak | 0 | 1 | Off Peak | 0 | 1 | 0 | Off Peak | 0 | 1 | 0 | Off Peak | 0 | 1 | 0 | Off Peak
2020-11-05 | 13 | 11 | 0 | 0 | 0 | 0 | -0.063808 |  | 0 | 1 | 0 | Off Peak | 0 | 1 | 0 | Semi Peak | 0 | 1 | Off Peak | 1 | 0 | On Peak | 0 | 1 | 0 | Off Peak | 1 | 0 | 0 | On Peak | 0 | 1 | 0 | Off Peak
2020-11-05 | 14 | 11 | 0 | 0 | 0 | 0 | -0.0058179 |  | 0 | 1 | 0 | Off Peak | 0 | 1 | 0 | Semi Peak | 0 | 1 | Off Peak | 1 | 0 | On Peak | 0 | 1 | 0 | Off Peak | 1 | 0 | 0 | On Peak | 0 | 1 | 0 | Off Peak
2020-11-05 | 15 | 11 | 0 | 0 | 0 | 0 | 0.2631 |  | 0 | 1 | 0 | Off Peak | 0 | 1 | 0 | Semi Peak | 0 | 1 | Off Peak | 1 | 0 | On Peak | 0 | 1 | 0 | Off Peak | 1 | 0 | 0 | On Peak | 0 | 1 | 0 | Off Peak
2020-11-05 | 16 | 11 | 0 | 0 | 0 | 0 | 0.86708 |  | 0 | 1 | 0 | Off Peak | 0 | 1 | 0 | Semi Peak | 0 | 1 | Off Peak | 1 | 0 | On Peak | 0 | 1 | 0 | Off Peak | 1 | 0 | 0 | On Peak | 0 | 1 | 0 | Off Peak
2020-11-05 | 17 | 11 | 0 | 0 | 0 | 0 | 1.5023 |  | 1 | 0 | 0 | On Peak | 0 | 1 | 0 | Semi Peak | 1 | 0 | On Peak | 1 | 0 | On Peak | 0 | 1 | 0 | Off Peak | 1 | 0 | 0 | On Peak | 0 | 1 | 0 | Off Peak
2020-11-05 | 18 | 11 | 0 | 0 | 0 | 0 | 1.8511 |  | 1 | 0 | 0 | On Peak | 1 | 0 | 0 | On Peak | 1 | 0 | On Peak | 1 | 0 | On Peak | 0 | 1 | 0 | Off Peak | 1 | 0 | 0 | On Peak | 0 | 1 | 0 | Off Peak
2020-11-05 | 19 | 11 | 0 | 0 | 0 | 0 | 2.2404 |  | 1 | 0 | 0 | On Peak | 1 | 0 | 0 | On Peak | 1 | 0 | On Peak | 0 | 1 | Off Peak | 0 | 0 | 1 | Super Off Peak | 1 | 0 | 0 | On Peak | 0 | 1 | 0 | Off Peak
2020-11-05 | 20 | 11 | 0 | 0 | 0 | 0 | 2.2586 |  | 1 | 0 | 0 | On Peak | 1 | 0 | 0 | On Peak | 1 | 0 | On Peak | 0 | 1 | Off Peak | 0 | 0 | 1 | Super Off Peak | 1 | 0 | 0 | On Peak | 1 | 0 | 0 | On Peak
2020-11-05 | 21 | 11 | 0 | 0 | 0 | 0 | 2.1908 |  | 1 | 0 | 0 | On Peak | 0 | 1 | 0 | Semi Peak | 1 | 0 | On Peak | 0 | 1 | Off Peak | 0 | 0 | 1 | Super Off Peak | 0 | 1 | 0 | Off Peak | 1 | 0 | 0 | On Peak
2020-11-05 | 22 | 11 | 0 | 0 | 0 | 0 | 2.0824 |  | 0 | 1 | 0 | Off Peak | 0 | 1 | 0 | Semi Peak | 0 | 1 | Off Peak | 0 | 1 | Off Peak | 0 | 0 | 1 | Super Off Peak | 0 | 1 | 0 | Off Peak | 1 | 0 | 0 | On Peak
2020-11-05 | 23 | 11 | 0 | 0 | 0 | 0 | 1.5095 |  | 0 | 1 | 0 | Off Peak | 0 | 0 | 1 | Off Peak | 0 | 1 | Off Peak | 0 | 1 | Off Peak | 0 | 0 | 1 | Super Off Peak | 0 | 1 | 0 | Off Peak | 1 | 0 | 0 | On Peak
2020-11-05 | 24 | 11 | 0 | 0 | 0 | 0 | 1.3024 |  | 0 | 1 | 0 | Off Peak | 0 | 0 | 1 | Off Peak | 0 | 1 | Off Peak | 0 | 1 | Off Peak | 0 | 0 | 1 | Super Off Peak | 0 | 1 | 0 | Off Peak | 1 | 0 | 0 | On Peak
2020-11-06 | 1 | 11 | 0 | 0 | 0 | 0 | 1.1487 |  | 0 | 0 | 1 | Super Off Peak | 0 | 0 | 1 | Off Peak | 0 | 1 | Off Peak | 0 | 1 | Off Peak | 0 | 0 | 1 | Super Off Peak | 0 | 0 | 1 | Super Off Peak | 0 | 0 | 1 | Super Off Peak
2020-11-06 | 2 | 11 | 0 | 0 | 0 | 0 | 1.0454 |  | 0 | 0 | 1 | Super Off Peak | 0 | 0 | 1 | Off Peak | 0 | 1 | Off Peak | 0 | 1 | Off Peak | 0 | 0 | 1 | Super Off Peak | 0 | 0 | 1 | Super Off Peak | 0 | 0 | 1 | Super Off Peak
2020-11-06 | 3 | 11 | 0 | 0 | 0 | 0 | 0.97344 |  | 0 | 0 | 1 | Super Off Peak | 0 | 0 | 1 | Off Peak | 0 | 1 | Off Peak | 0 | 1 | Off Peak | 0 | 0 | 1 | Super Off Peak | 0 | 0 | 1 | Super Off Peak | 0 | 0 | 1 | Super Off Peak
2020-11-06 | 4 | 11 | 0 | 0 | 0 | 0 | 0.93611 |  | 0 | 0 | 1 | Super Off Peak | 0 | 0 | 1 | Off Peak | 0 | 1 | Off Peak | 0 | 1 | Off Peak | 0 | 0 | 1 | Super Off Peak | 0 | 0 | 1 | Super Off Peak | 0 | 0 | 1 | Super Off Peak
2020-11-06 | 5 | 11 | 0 | 0 | 0 | 0 | 0.91853 |  | 0 | 0 | 1 | Super Off Peak | 0 | 0 | 1 | Off Peak | 0 | 1 | Off Peak | 0 | 1 | Off Peak | 0 | 0 | 1 | Super Off Peak | 0 | 0 | 1 | Super Off Peak | 0 | 0 | 1 | Super Off Peak
2020-11-06 | 6 | 11 | 0 | 0 | 0 | 0 | 0.93801 |  | 0 | 0 | 1 | Super Off Peak | 0 | 0 | 1 | Off Peak | 0 | 1 | Off Peak | 0 | 1 | Off Peak | 0 | 0 | 1 | Super Off Peak | 0 | 1 | 0 | Off Peak | 0 | 1 | 0 | Off Peak
2020-11-06 | 7 | 11 | 0 | 0 | 0 | 0 | 1.2699 |  | 0 | 1 | 0 | Off Peak | 0 | 1 | 0 | Semi Peak | 0 | 1 | Off Peak | 0 | 1 | Off Peak | 0 | 1 | 0 | Off Peak | 0 | 1 | 0 | Off Peak | 0 | 1 | 0 | Off Peak
2020-11-06 | 8 | 11 | 0 | 0 | 0 | 0 | 0.99673 |  | 0 | 1 | 0 | Off Peak | 0 | 1 | 0 | Semi Peak | 0 | 1 | Off Peak | 0 | 1 | Off Peak | 0 | 1 | 0 | Off Peak | 0 | 1 | 0 | Off Peak | 0 | 1 | 0 | Off Peak
2020-11-06 | 9 | 11 | 0 | 0 | 0 | 0 | 0.42154 |  | 0 | 1 | 0 | Off Peak | 0 | 1 | 0 | Semi Peak | 0 | 1 | Off Peak | 0 | 1 | Off Peak | 0 | 1 | 0 | Off Peak | 0 | 1 | 0 | Off Peak | 0 | 1 | 0 | Off Peak
2020-11-06 | 10 | 11 | 0 | 0 | 0 | 0 | 0.11856 |  | 0 | 1 | 0 | Off Peak | 0 | 1 | 0 | Semi Peak | 0 | 1 | Off Peak | 0 | 1 | Off Peak | 0 | 1 | 0 | Off Peak | 0 | 1 | 0 | Off Peak | 0 | 1 | 0 | Off Peak
2020-11-06 | 11 | 11 | 0 | 0 | 0 | 0 | -0.023236 |  | 0 | 1 | 0 | Off Peak | 0 | 1 | 0 | Semi Peak | 0 | 1 | Off Peak | 0 | 1 | Off Peak | 0 | 1 | 0 | Off Peak | 0 | 1 | 0 | Off Peak | 0 | 1 | 0 | Off Peak
2020-11-06 | 12 | 11 | 0 | 0 | 0 | 0 | -0.067516 |  | 0 | 1 | 0 | Off Peak | 0 | 1 | 0 | Semi Peak | 0 | 1 | Off Peak | 0 | 1 | Off Peak | 0 | 1 | 0 | Off Peak | 0 | 1 | 0 | Off Peak | 0 | 1 | 0 | Off Peak
2020-11-06 | 13 | 11 | 0 | 0 | 0 | 0 | -0.094691 |  | 0 | 1 | 0 | Off Peak | 0 | 1 | 0 | Semi Peak | 0 | 1 | Off Peak | 1 | 0 | On Peak | 0 | 1 | 0 | Off Peak | 1 | 0 | 0 | On Peak | 0 | 1 | 0 | Off Peak
2020-11-06 | 14 | 11 | 0 | 0 | 0 | 0 | -0.022931 |  | 0 | 1 | 0 | Off Peak | 0 | 1 | 0 | Semi Peak | 0 | 1 | Off Peak | 1 | 0 | On Peak | 0 | 1 | 0 | Off Peak | 1 | 0 | 0 | On Peak | 0 | 1 | 0 | Off Peak
2020-11-06 | 15 | 11 | 0 | 0 | 0 | 0 | 0.24266 |  | 0 | 1 | 0 | Off Peak | 0 | 1 | 0 | Semi Peak | 0 | 1 | Off Peak | 1 | 0 | On Peak | 0 | 1 | 0 | Off Peak | 1 | 0 | 0 | On Peak | 0 | 1 | 0 | Off Peak
2020-11-06 | 16 | 11 | 0 | 0 | 0 | 0 | 0.86635 |  | 0 | 1 | 0 | Off Peak | 0 | 1 | 0 | Semi Peak | 0 | 1 | Off Peak | 1 | 0 | On Peak | 0 | 1 | 0 | Off Peak | 1 | 0 | 0 | On Peak | 0 | 1 | 0 | Off Peak
2020-11-06 | 17 | 11 | 0 | 0 | 0 | 0 | 1.4927 |  | 1 | 0 | 0 | On Peak | 0 | 1 | 0 | Semi Peak | 1 | 0 | On Peak | 1 | 0 | On Peak | 0 | 1 | 0 | Off Peak | 1 | 0 | 0 | On Peak | 0 | 1 | 0 | Off Peak
2020-11-06 | 18 | 11 | 0 | 0 | 0 | 0 | 1.8177 |  | 1 | 0 | 0 | On Peak | 1 | 0 | 0 | On Peak | 1 | 0 | On Peak | 1 | 0 | On Peak | 0 | 1 | 0 | Off Peak | 1 | 0 | 0 | On Peak | 0 | 1 | 0 | Off Peak
2020-11-06 | 19 | 11 | 0 | 0 | 0 | 0 | 2.2008 |  | 1 | 0 | 0 | On Peak | 1 | 0 | 0 | On Peak | 1 | 0 | On Peak | 0 | 1 | Off Peak | 0 | 0 | 1 | Super Off Peak | 1 | 0 | 0 | On Peak | 0 | 1 | 0 | Off Peak
2020-11-06 | 20 | 11 | 0 | 0 | 0 | 0 | 2.2034 |  | 1 | 0 | 0 | On Peak | 1 | 0 | 0 | On Peak | 1 | 0 | On Peak | 0 | 1 | Off Peak | 0 | 0 | 1 | Super Off Peak | 1 | 0 | 0 | On Peak | 1 | 0 | 0 | On Peak
2020-11-06 | 21 | 11 | 0 | 0 | 0 | 0 | 2.1307 |  | 1 | 0 | 0 | On Peak | 0 | 1 | 0 | Semi Peak | 1 | 0 | On Peak | 0 | 1 | Off Peak | 0 | 0 | 1 | Super Off Peak | 0 | 1 | 0 | Off Peak | 1 | 0 | 0 | On Peak
2020-11-06 | 22 | 11 | 0 | 0 | 0 | 0 | 2.0225 |  | 0 | 1 | 0 | Off Peak | 0 | 1 | 0 | Semi Peak | 0 | 1 | Off Peak | 0 | 1 | Off Peak | 0 | 0 | 1 | Super Off Peak | 0 | 1 | 0 | Off Peak | 1 | 0 | 0 | On Peak
2020-11-06 | 23 | 11 | 0 | 0 | 0 | 0 | 1.4801 |  | 0 | 1 | 0 | Off Peak | 0 | 0 | 1 | Off Peak | 0 | 1 | Off Peak | 0 | 1 | Off Peak | 0 | 0 | 1 | Super Off Peak | 0 | 1 | 0 | Off Peak | 1 | 0 | 0 | On Peak
2020-11-06 | 24 | 11 | 0 | 0 | 0 | 0 | 1.291 |  | 0 | 1 | 0 | Off Peak | 0 | 0 | 1 | Off Peak | 0 | 1 | Off Peak | 0 | 1 | Off Peak | 0 | 0 | 1 | Super Off Peak | 0 | 1 | 0 | Off Peak | 1 | 0 | 0 | On Peak
2020-11-07 | 1 | 11 | 0 | 1 | 0 | 0 | 1.1075 |  | 0 | 0 | 1 | Super Off Peak | 0 | 0 | 1 | Off Peak | 0 | 1 | Off Peak | 0 | 1 | Off Peak | 0 | 0 | 1 | Super Off Peak | 0 | 0 | 1 | Super Off Peak | 0 | 0 | 1 | Super Off Peak
2020-11-07 | 2 | 11 | 0 | 1 | 0 | 0 | 1.064 |  | 0 | 0 | 1 | Super Off Peak | 0 | 0 | 1 | Off Peak | 0 | 1 | Off Peak | 0 | 1 | Off Peak | 0 | 0 | 1 | Super Off Peak | 0 | 0 | 1 | Super Off Peak | 0 | 0 | 1 | Super Off Peak
2020-11-07 | 3 | 11 | 0 | 1 | 0 | 0 | 0.99026 |  | 0 | 0 | 1 | Super Off Peak | 0 | 0 | 1 | Off Peak | 0 | 1 | Off Peak | 0 | 1 | Off Peak | 0 | 0 | 1 | Super Off Peak | 0 | 0 | 1 | Super Off Peak | 0 | 0 | 1 | Super Off Peak
2020-11-07 | 4 | 11 | 0 | 1 | 0 | 0 | 0.94822 |  | 0 | 0 | 1 | Super Off Peak | 0 | 0 | 1 | Off Peak | 0 | 1 | Off Peak | 0 | 1 | Off Peak | 0 | 0 | 1 | Super Off Peak | 0 | 0 | 1 | Super Off Peak | 0 | 0 | 1 | Super Off Peak
2020-11-07 | 5 | 11 | 0 | 1 | 0 | 0 | 0.92943 |  | 0 | 0 | 1 | Super Off Peak | 0 | 0 | 1 | Off Peak | 0 | 1 | Off Peak | 0 | 1 | Off Peak | 0 | 0 | 1 | Super Off Peak | 0 | 0 | 1 | Super Off Peak | 0 | 0 | 1 | Super Off Peak
2020-11-07 | 6 | 11 | 0 | 1 | 0 | 0 | 0.93189 |  | 0 | 0 | 1 | Super Off Peak | 0 | 0 | 1 | Off Peak | 0 | 1 | Off Peak | 0 | 1 | Off Peak | 0 | 0 | 1 | Super Off Peak | 0 | 1 | 0 | Off Peak | 0 | 1 | 0 | Off Peak
2020-11-07 | 7 | 11 | 0 | 1 | 0 | 0 | 1.1973 |  | 0 | 0 | 1 | Super Off Peak | 0 | 0 | 1 | Off Peak | 0 | 1 | Off Peak | 0 | 1 | Off Peak | 0 | 0 | 1 | Super Off Peak | 0 | 1 | 0 | Off Peak | 0 | 1 | 0 | Off Peak
2020-11-07 | 8 | 11 | 0 | 1 | 0 | 0 | 0.80124 |  | 0 | 0 | 1 | Super Off Peak | 0 | 0 | 1 | Off Peak | 0 | 1 | Off Peak | 0 | 1 | Off Peak | 0 | 0 | 1 | Super Off Peak | 0 | 1 | 0 | Off Peak | 0 | 1 | 0 | Off Peak
2020-11-07 | 9 | 11 | 0 | 1 | 0 | 0 | 0.19897 |  | 0 | 0 | 1 | Super Off Peak | 0 | 0 | 1 | Off Peak | 0 | 1 | Off Peak | 0 | 1 | Off Peak | 0 | 0 | 1 | Super Off Peak | 0 | 1 | 0 | Off Peak | 0 | 1 | 0 | Off Peak
2020-11-07 | 10 | 11 | 0 | 1 | 0 | 0 | -0.074897 |  | 0 | 0 | 1 | Super Off Peak | 0 | 0 | 1 | Off Peak | 0 | 1 | Off Peak | 0 | 1 | Off Peak | 0 | 0 | 1 | Super Off Peak | 0 | 1 | 0 | Off Peak | 0 | 1 | 0 | Off Peak
2020-11-07 | 11 | 11 | 0 | 1 | 0 | 0 | -0.20299 |  | 0 | 0 | 1 | Super Off Peak | 0 | 0 | 1 | Off Peak | 0 | 1 | Off Peak | 0 | 1 | Off Peak | 0 | 0 | 1 | Super Off Peak | 0 | 1 | 0 | Off Peak | 0 | 1 | 0 | Off Peak
2020-11-07 | 12 | 11 | 0 | 1 | 0 | 0 | -0.24427 |  | 0 | 0 | 1 | Super Off Peak | 0 | 0 | 1 | Off Peak | 0 | 1 | Off Peak | 0 | 1 | Off Peak | 0 | 0 | 1 | Super Off Peak | 0 | 1 | 0 | Off Peak | 0 | 1 | 0 | Off Peak
2020-11-07 | 13 | 11 | 0 | 1 | 0 | 0 | -0.25785 |  | 0 | 0 | 1 | Super Off Peak | 0 | 0 | 1 | Off Peak | 0 | 1 | Off Peak | 0 | 1 | Off Peak | 0 | 0 | 1 | Super Off Peak | 1 | 0 | 0 | On Peak | 0 | 1 | 0 | Off Peak
2020-11-07 | 14 | 11 | 0 | 1 | 0 | 0 | -0.21289 |  | 0 | 0 | 1 | Super Off Peak | 0 | 0 | 1 | Off Peak | 0 | 1 | Off Peak | 0 | 1 | Off Peak | 0 | 0 | 1 | Super Off Peak | 1 | 0 | 0 | On Peak | 0 | 1 | 0 | Off Peak
2020-11-07 | 15 | 11 | 0 | 1 | 0 | 0 | 0.018332 |  | 0 | 1 | 0 | Off Peak | 0 | 0 | 1 | Off Peak | 0 | 1 | Off Peak | 0 | 1 | Off Peak | 0 | 0 | 1 | Super Off Peak | 1 | 0 | 0 | On Peak | 0 | 1 | 0 | Off Peak
2020-11-07 | 16 | 11 | 0 | 1 | 0 | 0 | 0.6468 |  | 0 | 1 | 0 | Off Peak | 0 | 0 | 1 | Off Peak | 0 | 1 | Off Peak | 0 | 1 | Off Peak | 0 | 0 | 1 | Super Off Peak | 1 | 0 | 0 | On Peak | 0 | 1 | 0 | Off Peak
2020-11-07 | 17 | 11 | 0 | 1 | 0 | 0 | 1.2473 |  | 1 | 0 | 0 | On Peak | 0 | 0 | 1 | Off Peak | 0 | 1 | Off Peak | 0 | 1 | Off Peak | 0 | 0 | 1 | Super Off Peak | 1 | 0 | 0 | On Peak | 0 | 1 | 0 | Off Peak
2020-11-07 | 18 | 11 | 0 | 1 | 0 | 0 | 1.5716 |  | 1 | 0 | 0 | On Peak | 0 | 0 | 1 | Off Peak | 0 | 1 | Off Peak | 0 | 1 | Off Peak | 0 | 0 | 1 | Super Off Peak | 1 | 0 | 0 | On Peak | 0 | 1 | 0 | Off Peak
2020-11-07 | 19 | 11 | 0 | 1 | 0 | 0 | 1.9947 |  | 1 | 0 | 0 | On Peak | 0 | 0 | 1 | Off Peak | 0 | 1 | Off Peak | 0 | 1 | Off Peak | 0 | 0 | 1 | Super Off Peak | 1 | 0 | 0 | On Peak | 0 | 1 | 0 | Off Peak
2020-11-07 | 20 | 11 | 0 | 1 | 0 | 0 | 2.0267 |  | 1 | 0 | 0 | On Peak | 0 | 0 | 1 | Off Peak | 0 | 1 | Off Peak | 0 | 1 | Off Peak | 0 | 0 | 1 | Super Off Peak | 1 | 0 | 0 | On Peak | 1 | 0 | 0 | On Peak
2020-11-07 | 21 | 11 | 0 | 1 | 0 | 0 | 1.9595 |  | 1 | 0 | 0 | On Peak | 0 | 0 | 1 | Off Peak | 0 | 1 | Off Peak | 0 | 1 | Off Peak | 0 | 0 | 1 | Super Off Peak | 0 | 1 | 0 | Off Peak | 1 | 0 | 0 | On Peak
2020-11-07 | 22 | 11 | 0 | 1 | 0 | 0 | 1.8953 |  | 0 | 1 | 0 | Off Peak | 0 | 0 | 1 | Off Peak | 0 | 1 | Off Peak | 0 | 1 | Off Peak | 0 | 0 | 1 | Super Off Peak | 0 | 1 | 0 | Off Peak | 1 | 0 | 0 | On Peak
2020-11-07 | 23 | 11 | 0 | 1 | 0 | 0 | 1.3657 |  | 0 | 1 | 0 | Off Peak | 0 | 0 | 1 | Off Peak | 0 | 1 | Off Peak | 0 | 1 | Off Peak | 0 | 0 | 1 | Super Off Peak | 0 | 1 | 0 | Off Peak | 1 | 0 | 0 | On Peak
2020-11-07 | 24 | 11 | 0 | 1 | 0 | 0 | 1.233 |  | 0 | 1 | 0 | Off Peak | 0 | 0 | 1 | Off Peak | 0 | 1 | Off Peak | 0 | 1 | Off Peak | 0 | 0 | 1 | Super Off Peak | 0 | 1 | 0 | Off Peak | 1 | 0 | 0 | On Peak
2020-11-08 | 1 | 11 | 0 | 1 | 1 | 0 | 1.1379 |  | 0 | 0 | 1 | Super Off Peak | 0 | 0 | 1 | Off Peak | 0 | 1 | Off Peak | 0 | 1 | Off Peak | 0 | 0 | 1 | Super Off Peak | 0 | 0 | 1 | Super Off Peak | 0 | 0 | 1 | Super Off Peak
2020-11-08 | 2 | 11 | 0 | 1 | 1 | 0 | 1.0842 |  | 0 | 0 | 1 | Super Off Peak | 0 | 0 | 1 | Off Peak | 0 | 1 | Off Peak | 0 | 1 | Off Peak | 0 | 0 | 1 | Super Off Peak | 0 | 0 | 1 | Super Off Peak | 0 | 0 | 1 | Super Off Peak
2020-11-08 | 3 | 11 | 0 | 1 | 1 | 0 | 1.0093 |  | 0 | 0 | 1 | Super Off Peak | 0 | 0 | 1 | Off Peak | 0 | 1 | Off Peak | 0 | 1 | Off Peak | 0 | 0 | 1 | Super Off Peak | 0 | 0 | 1 | Super Off Peak | 0 | 0 | 1 | Super Off Peak
2020-11-08 | 4 | 11 | 0 | 1 | 1 | 0 | 0.96199 |  | 0 | 0 | 1 | Super Off Peak | 0 | 0 | 1 | Off Peak | 0 | 1 | Off Peak | 0 | 1 | Off Peak | 0 | 0 | 1 | Super Off Peak | 0 | 0 | 1 | Super Off Peak | 0 | 0 | 1 | Super Off Peak
2020-11-08 | 5 | 11 | 0 | 1 | 1 | 0 | 0.93125 |  | 0 | 0 | 1 | Super Off Peak | 0 | 0 | 1 | Off Peak | 0 | 1 | Off Peak | 0 | 1 | Off Peak | 0 | 0 | 1 | Super Off Peak | 0 | 0 | 1 | Super Off Peak | 0 | 0 | 1 | Super Off Peak
2020-11-08 | 6 | 11 | 0 | 1 | 1 | 0 | 0.92284 |  | 0 | 0 | 1 | Super Off Peak | 0 | 0 | 1 | Off Peak | 0 | 1 | Off Peak | 0 | 1 | Off Peak | 0 | 0 | 1 | Super Off Peak | 0 | 1 | 0 | Off Peak | 0 | 1 | 0 | Off Peak
2020-11-08 | 7 | 11 | 0 | 1 | 1 | 0 | 0.91262 |  | 0 | 0 | 1 | Super Off Peak | 0 | 0 | 1 | Off Peak | 0 | 1 | Off Peak | 0 | 1 | Off Peak | 0 | 0 | 1 | Super Off Peak | 0 | 1 | 0 | Off Peak | 0 | 1 | 0 | Off Peak
2020-11-08 | 8 | 11 | 0 | 1 | 1 | 0 | 0.59478 |  | 0 | 0 | 1 | Super Off Peak | 0 | 0 | 1 | Off Peak | 0 | 1 | Off Peak | 0 | 1 | Off Peak | 0 | 0 | 1 | Super Off Peak | 0 | 1 | 0 | Off Peak | 0 | 1 | 0 | Off Peak
2020-11-08 | 9 | 11 | 0 | 1 | 1 | 0 | 0.1211 |  | 0 | 0 | 1 | Super Off Peak | 0 | 0 | 1 | Off Peak | 0 | 1 | Off Peak | 0 | 1 | Off Peak | 0 | 0 | 1 | Super Off Peak | 0 | 1 | 0 | Off Peak | 0 | 1 | 0 | Off Peak
2020-11-08 | 10 | 11 | 0 | 1 | 1 | 0 | -0.087554 |  | 0 | 0 | 1 | Super Off Peak | 0 | 0 | 1 | Off Peak | 0 | 1 | Off Peak | 0 | 1 | Off Peak | 0 | 0 | 1 | Super Off Peak | 0 | 1 | 0 | Off Peak | 0 | 1 | 0 | Off Peak
2020-11-08 | 11 | 11 | 0 | 1 | 1 | 0 | -0.176 |  | 0 | 0 | 1 | Super Off Peak | 0 | 0 | 1 | Off Peak | 0 | 1 | Off Peak | 0 | 1 | Off Peak | 0 | 0 | 1 | Super Off Peak | 0 | 1 | 0 | Off Peak | 0 | 1 | 0 | Off Peak
2020-11-08 | 12 | 11 | 0 | 1 | 1 | 0 | -0.18971 |  | 0 | 0 | 1 | Super Off Peak | 0 | 0 | 1 | Off Peak | 0 | 1 | Off Peak | 0 | 1 | Off Peak | 0 | 0 | 1 | Super Off Peak | 0 | 1 | 0 | Off Peak | 0 | 1 | 0 | Off Peak
2020-11-08 | 13 | 11 | 0 | 1 | 1 | 0 | -0.19772 |  | 0 | 0 | 1 | Super Off Peak | 0 | 0 | 1 | Off Peak | 0 | 1 | Off Peak | 0 | 1 | Off Peak | 0 | 0 | 1 | Super Off Peak | 1 | 0 | 0 | On Peak | 0 | 1 | 0 | Off Peak
2020-11-08 | 14 | 11 | 0 | 1 | 1 | 0 | -0.14239 |  | 0 | 0 | 1 | Super Off Peak | 0 | 0 | 1 | Off Peak | 0 | 1 | Off Peak | 0 | 1 | Off Peak | 0 | 0 | 1 | Super Off Peak | 1 | 0 | 0 | On Peak | 0 | 1 | 0 | Off Peak
2020-11-08 | 15 | 11 | 0 | 1 | 1 | 0 | 0.068367 |  | 0 | 1 | 0 | Off Peak | 0 | 0 | 1 | Off Peak | 0 | 1 | Off Peak | 0 | 1 | Off Peak | 0 | 0 | 1 | Super Off Peak | 1 | 0 | 0 | On Peak | 0 | 1 | 0 | Off Peak
2020-11-08 | 16 | 11 | 0 | 1 | 1 | 0 | 0.55562 |  | 0 | 1 | 0 | Off Peak | 0 | 0 | 1 | Off Peak | 0 | 1 | Off Peak | 0 | 1 | Off Peak | 0 | 0 | 1 | Super Off Peak | 1 | 0 | 0 | On Peak | 0 | 1 | 0 | Off Peak
2020-11-08 | 17 | 11 | 0 | 1 | 1 | 0 | 1.0301 |  | 1 | 0 | 0 | On Peak | 0 | 0 | 1 | Off Peak | 0 | 1 | Off Peak | 0 | 1 | Off Peak | 0 | 0 | 1 | Super Off Peak | 1 | 0 | 0 | On Peak | 0 | 1 | 0 | Off Peak
2020-11-08 | 18 | 11 | 0 | 1 | 1 | 0 | 1.3177 |  | 1 | 0 | 0 | On Peak | 0 | 0 | 1 | Off Peak | 0 | 1 | Off Peak | 0 | 1 | Off Peak | 0 | 0 | 1 | Super Off Peak | 1 | 0 | 0 | On Peak | 0 | 1 | 0 | Off Peak
2020-11-08 | 19 | 11 | 0 | 1 | 1 | 0 | 1.6661 |  | 1 | 0 | 0 | On Peak | 0 | 0 | 1 | Off Peak | 0 | 1 | Off Peak | 0 | 1 | Off Peak | 0 | 0 | 1 | Super Off Peak | 1 | 0 | 0 | On Peak | 0 | 1 | 0 | Off Peak
2020-11-08 | 20 | 11 | 0 | 1 | 1 | 0 | 1.698 |  | 1 | 0 | 0 | On Peak | 0 | 0 | 1 | Off Peak | 0 | 1 | Off Peak | 0 | 1 | Off Peak | 0 | 0 | 1 | Super Off Peak | 1 | 0 | 0 | On Peak | 1 | 0 | 0 | On Peak
2020-11-08 | 21 | 11 | 0 | 1 | 1 | 0 | 1.6593 |  | 1 | 0 | 0 | On Peak | 0 | 0 | 1 | Off Peak | 0 | 1 | Off Peak | 0 | 1 | Off Peak | 0 | 0 | 1 | Super Off Peak | 0 | 1 | 0 | Off Peak | 1 | 0 | 0 | On Peak
2020-11-08 | 22 | 11 | 0 | 1 | 1 | 0 | 1.6107 |  | 0 | 1 | 0 | Off Peak | 0 | 0 | 1 | Off Peak | 0 | 1 | Off Peak | 0 | 1 | Off Peak | 0 | 0 | 1 | Super Off Peak | 0 | 1 | 0 | Off Peak | 1 | 0 | 0 | On Peak
2020-11-08 | 23 | 11 | 0 | 1 | 1 | 0 | 1.4746 |  | 0 | 1 | 0 | Off Peak | 0 | 0 | 1 | Off Peak | 0 | 1 | Off Peak | 0 | 1 | Off Peak | 0 | 0 | 1 | Super Off Peak | 0 | 1 | 0 | Off Peak | 1 | 0 | 0 | On Peak
2020-11-08 | 24 | 11 | 0 | 1 | 1 | 0 | 1.2827 |  | 0 | 1 | 0 | Off Peak | 0 | 0 | 1 | Off Peak | 0 | 1 | Off Peak | 0 | 1 | Off Peak | 0 | 0 | 1 | Super Off Peak | 0 | 1 | 0 | Off Peak | 1 | 0 | 0 | On Peak
2020-11-09 | 1 | 11 | 0 | 0 | 0 | 0 | 1.2176 |  | 0 | 0 | 1 | Super Off Peak | 0 | 0 | 1 | Off Peak | 0 | 1 | Off Peak | 0 | 1 | Off Peak | 0 | 0 | 1 | Super Off Peak | 0 | 0 | 1 | Super Off Peak | 0 | 0 | 1 | Super Off Peak
2020-11-09 | 2 | 11 | 0 | 0 | 0 | 0 | 1.0829 |  | 0 | 0 | 1 | Super Off Peak | 0 | 0 | 1 | Off Peak | 0 | 1 | Off Peak | 0 | 1 | Off Peak | 0 | 0 | 1 | Super Off Peak | 0 | 0 | 1 | Super Off Peak | 0 | 0 | 1 | Super Off Peak
2020-11-09 | 3 | 11 | 0 | 0 | 0 | 0 | 0.99999 |  | 0 | 0 | 1 | Super Off Peak | 0 | 0 | 1 | Off Peak | 0 | 1 | Off Peak | 0 | 1 | Off Peak | 0 | 0 | 1 | Super Off Peak | 0 | 0 | 1 | Super Off Peak | 0 | 0 | 1 | Super Off Peak
2020-11-09 | 4 | 11 | 0 | 0 | 0 | 0 | 0.95758 |  | 0 | 0 | 1 | Super Off Peak | 0 | 0 | 1 | Off Peak | 0 | 1 | Off Peak | 0 | 1 | Off Peak | 0 | 0 | 1 | Super Off Peak | 0 | 0 | 1 | Super Off Peak | 0 | 0 | 1 | Super Off Peak
2020-11-09 | 5 | 11 | 0 | 0 | 0 | 0 | 0.92915 |  | 0 | 0 | 1 | Super Off Peak | 0 | 0 | 1 | Off Peak | 0 | 1 | Off Peak | 0 | 1 | Off Peak | 0 | 0 | 1 | Super Off Peak | 0 | 0 | 1 | Super Off Peak | 0 | 0 | 1 | Super Off Peak
2020-11-09 | 6 | 11 | 0 | 0 | 0 | 0 | 0.93933 |  | 0 | 0 | 1 | Super Off Peak | 0 | 0 | 1 | Off Peak | 0 | 1 | Off Peak | 0 | 1 | Off Peak | 0 | 0 | 1 | Super Off Peak | 0 | 1 | 0 | Off Peak | 0 | 1 | 0 | Off Peak
2020-11-09 | 7 | 11 | 0 | 0 | 0 | 0 | 1.265 |  | 0 | 1 | 0 | Off Peak | 0 | 1 | 0 | Semi Peak | 0 | 1 | Off Peak | 0 | 1 | Off Peak | 0 | 1 | 0 | Off Peak | 0 | 1 | 0 | Off Peak | 0 | 1 | 0 | Off Peak
2020-11-09 | 8 | 11 | 0 | 0 | 0 | 0 | 0.97922 |  | 0 | 1 | 0 | Off Peak | 0 | 1 | 0 | Semi Peak | 0 | 1 | Off Peak | 0 | 1 | Off Peak | 0 | 1 | 0 | Off Peak | 0 | 1 | 0 | Off Peak | 0 | 1 | 0 | Off Peak
2020-11-09 | 9 | 11 | 0 | 0 | 0 | 0 | 0.47073 |  | 0 | 1 | 0 | Off Peak | 0 | 1 | 0 | Semi Peak | 0 | 1 | Off Peak | 0 | 1 | Off Peak | 0 | 1 | 0 | Off Peak | 0 | 1 | 0 | Off Peak | 0 | 1 | 0 | Off Peak
2020-11-09 | 10 | 11 | 0 | 0 | 0 | 0 | 0.24931 |  | 0 | 1 | 0 | Off Peak | 0 | 1 | 0 | Semi Peak | 0 | 1 | Off Peak | 0 | 1 | Off Peak | 0 | 1 | 0 | Off Peak | 0 | 1 | 0 | Off Peak | 0 | 1 | 0 | Off Peak
2020-11-09 | 11 | 11 | 0 | 0 | 0 | 0 | 0.18416 |  | 0 | 1 | 0 | Off Peak | 0 | 1 | 0 | Semi Peak | 0 | 1 | Off Peak | 0 | 1 | Off Peak | 0 | 1 | 0 | Off Peak | 0 | 1 | 0 | Off Peak | 0 | 1 | 0 | Off Peak
2020-11-09 | 12 | 11 | 0 | 0 | 0 | 0 | 0.20979 |  | 0 | 1 | 0 | Off Peak | 0 | 1 | 0 | Semi Peak | 0 | 1 | Off Peak | 0 | 1 | Off Peak | 0 | 1 | 0 | Off Peak | 0 | 1 | 0 | Off Peak | 0 | 1 | 0 | Off Peak
2020-11-09 | 13 | 11 | 0 | 0 | 0 | 0 | 0.23962 |  | 0 | 1 | 0 | Off Peak | 0 | 1 | 0 | Semi Peak | 0 | 1 | Off Peak | 1 | 0 | On Peak | 0 | 1 | 0 | Off Peak | 1 | 0 | 0 | On Peak | 0 | 1 | 0 | Off Peak
2020-11-09 | 14 | 11 | 0 | 0 | 0 | 0 | 0.35657 |  | 0 | 1 | 0 | Off Peak | 0 | 1 | 0 | Semi Peak | 0 | 1 | Off Peak | 1 | 0 | On Peak | 0 | 1 | 0 | Off Peak | 1 | 0 | 0 | On Peak | 0 | 1 | 0 | Off Peak
2020-11-09 | 15 | 11 | 0 | 0 | 0 | 0 | 0.68172 |  | 0 | 1 | 0 | Off Peak | 0 | 1 | 0 | Semi Peak | 0 | 1 | Off Peak | 1 | 0 | On Peak | 0 | 1 | 0 | Off Peak | 1 | 0 | 0 | On Peak | 0 | 1 | 0 | Off Peak
2020-11-09 | 16 | 11 | 0 | 0 | 0 | 0 | 1.3269 |  | 0 | 1 | 0 | Off Peak | 0 | 1 | 0 | Semi Peak | 0 | 1 | Off Peak | 1 | 0 | On Peak | 0 | 1 | 0 | Off Peak | 1 | 0 | 0 | On Peak | 0 | 1 | 0 | Off Peak
2020-11-09 | 17 | 11 | 0 | 0 | 0 | 0 | 1.9492 |  | 1 | 0 | 0 | On Peak | 0 | 1 | 0 | Semi Peak | 1 | 0 | On Peak | 1 | 0 | On Peak | 0 | 1 | 0 | Off Peak | 1 | 0 | 0 | On Peak | 0 | 1 | 0 | Off Peak
2020-11-09 | 18 | 11 | 0 | 0 | 0 | 0 | 2.1787 |  | 1 | 0 | 0 | On Peak | 1 | 0 | 0 | On Peak | 1 | 0 | On Peak | 1 | 0 | On Peak | 0 | 1 | 0 | Off Peak | 1 | 0 | 0 | On Peak | 0 | 1 | 0 | Off Peak
2020-11-09 | 19 | 11 | 0 | 0 | 0 | 0 | 2.4586 |  | 1 | 0 | 0 | On Peak | 1 | 0 | 0 | On Peak | 1 | 0 | On Peak | 0 | 1 | Off Peak | 0 | 0 | 1 | Super Off Peak | 1 | 0 | 0 | On Peak | 0 | 1 | 0 | Off Peak
2020-11-09 | 20 | 11 | 0 | 0 | 0 | 0 | 2.4351 |  | 1 | 0 | 0 | On Peak | 1 | 0 | 0 | On Peak | 1 | 0 | On Peak | 0 | 1 | Off Peak | 0 | 0 | 1 | Super Off Peak | 1 | 0 | 0 | On Peak | 1 | 0 | 0 | On Peak
2020-11-09 | 21 | 11 | 0 | 0 | 0 | 0 | 2.3361 |  | 1 | 0 | 0 | On Peak | 0 | 1 | 0 | Semi Peak | 1 | 0 | On Peak | 0 | 1 | Off Peak | 0 | 0 | 1 | Super Off Peak | 0 | 1 | 0 | Off Peak | 1 | 0 | 0 | On Peak
2020-11-09 | 22 | 11 | 0 | 0 | 0 | 0 | 2.2149 |  | 0 | 1 | 0 | Off Peak | 0 | 1 | 0 | Semi Peak | 0 | 1 | Off Peak | 0 | 1 | Off Peak | 0 | 0 | 1 | Super Off Peak | 0 | 1 | 0 | Off Peak | 1 | 0 | 0 | On Peak
2020-11-09 | 23 | 11 | 0 | 0 | 0 | 0 | 1.6208 |  | 0 | 1 | 0 | Off Peak | 0 | 0 | 1 | Off Peak | 0 | 1 | Off Peak | 0 | 1 | Off Peak | 0 | 0 | 1 | Super Off Peak | 0 | 1 | 0 | Off Peak | 1 | 0 | 0 | On Peak
2020-11-09 | 24 | 11 | 0 | 0 | 0 | 0 | 1.3939 |  | 0 | 1 | 0 | Off Peak | 0 | 0 | 1 | Off Peak | 0 | 1 | Off Peak | 0 | 1 | Off Peak | 0 | 0 | 1 | Super Off Peak | 0 | 1 | 0 | Off Peak | 1 | 0 | 0 | On Peak
2020-11-10 | 1 | 11 | 0 | 0 | 0 | 0 | 1.1738 |  | 0 | 0 | 1 | Super Off Peak | 0 | 0 | 1 | Off Peak | 0 | 1 | Off Peak | 0 | 1 | Off Peak | 0 | 0 | 1 | Super Off Peak | 0 | 0 | 1 | Super Off Peak | 0 | 0 | 1 | Super Off Peak
2020-11-10 | 2 | 11 | 0 | 0 | 0 | 0 | 1.066 |  | 0 | 0 | 1 | Super Off Peak | 0 | 0 | 1 | Off Peak | 0 | 1 | Off Peak | 0 | 1 | Off Peak | 0 | 0 | 1 | Super Off Peak | 0 | 0 | 1 | Super Off Peak | 0 | 0 | 1 | Super Off Peak
2020-11-10 | 3 | 11 | 0 | 0 | 0 | 0 | 0.98852 |  | 0 | 0 | 1 | Super Off Peak | 0 | 0 | 1 | Off Peak | 0 | 1 | Off Peak | 0 | 1 | Off Peak | 0 | 0 | 1 | Super Off Peak | 0 | 0 | 1 | Super Off Peak | 0 | 0 | 1 | Super Off Peak
2020-11-10 | 4 | 11 | 0 | 0 | 0 | 0 | 0.94503 |  | 0 | 0 | 1 | Super Off Peak | 0 | 0 | 1 | Off Peak | 0 | 1 | Off Peak | 0 | 1 | Off Peak | 0 | 0 | 1 | Super Off Peak | 0 | 0 | 1 | Super Off Peak | 0 | 0 | 1 | Super Off Peak
2020-11-10 | 5 | 11 | 0 | 0 | 0 | 0 | 0.91618 |  | 0 | 0 | 1 | Super Off Peak | 0 | 0 | 1 | Off Peak | 0 | 1 | Off Peak | 0 | 1 | Off Peak | 0 | 0 | 1 | Super Off Peak | 0 | 0 | 1 | Super Off Peak | 0 | 0 | 1 | Super Off Peak
2020-11-10 | 6 | 11 | 0 | 0 | 0 | 0 | 0.92853 |  | 0 | 0 | 1 | Super Off Peak | 0 | 0 | 1 | Off Peak | 0 | 1 | Off Peak | 0 | 1 | Off Peak | 0 | 0 | 1 | Super Off Peak | 0 | 1 | 0 | Off Peak | 0 | 1 | 0 | Off Peak
2020-11-10 | 7 | 11 | 0 | 0 | 0 | 0 | 1.2418 |  | 0 | 1 | 0 | Off Peak | 0 | 1 | 0 | Semi Peak | 0 | 1 | Off Peak | 0 | 1 | Off Peak | 0 | 1 | 0 | Off Peak | 0 | 1 | 0 | Off Peak | 0 | 1 | 0 | Off Peak
2020-11-10 | 8 | 11 | 0 | 0 | 0 | 0 | 0.97651 |  | 0 | 1 | 0 | Off Peak | 0 | 1 | 0 | Semi Peak | 0 | 1 | Off Peak | 0 | 1 | Off Peak | 0 | 1 | 0 | Off Peak | 0 | 1 | 0 | Off Peak | 0 | 1 | 0 | Off Peak
2020-11-10 | 9 | 11 | 0 | 0 | 0 | 0 | 0.46002 |  | 0 | 1 | 0 | Off Peak | 0 | 1 | 0 | Semi Peak | 0 | 1 | Off Peak | 0 | 1 | Off Peak | 0 | 1 | 0 | Off Peak | 0 | 1 | 0 | Off Peak | 0 | 1 | 0 | Off Peak
2020-11-10 | 10 | 11 | 0 | 0 | 0 | 0 | 0.20349 |  | 0 | 1 | 0 | Off Peak | 0 | 1 | 0 | Semi Peak | 0 | 1 | Off Peak | 0 | 1 | Off Peak | 0 | 1 | 0 | Off Peak | 0 | 1 | 0 | Off Peak | 0 | 1 | 0 | Off Peak
2020-11-10 | 11 | 11 | 0 | 0 | 0 | 0 | 0.10333 |  | 0 | 1 | 0 | Off Peak | 0 | 1 | 0 | Semi Peak | 0 | 1 | Off Peak | 0 | 1 | Off Peak | 0 | 1 | 0 | Off Peak | 0 | 1 | 0 | Off Peak | 0 | 1 | 0 | Off Peak
2020-11-10 | 12 | 11 | 0 | 0 | 0 | 0 | 0.089702 |  | 0 | 1 | 0 | Off Peak | 0 | 1 | 0 | Semi Peak | 0 | 1 | Off Peak | 0 | 1 | Off Peak | 0 | 1 | 0 | Off Peak | 0 | 1 | 0 | Off Peak | 0 | 1 | 0 | Off Peak
2020-11-10 | 13 | 11 | 0 | 0 | 0 | 0 | 0.087437 |  | 0 | 1 | 0 | Off Peak | 0 | 1 | 0 | Semi Peak | 0 | 1 | Off Peak | 1 | 0 | On Peak | 0 | 1 | 0 | Off Peak | 1 | 0 | 0 | On Peak | 0 | 1 | 0 | Off Peak
2020-11-10 | 14 | 11 | 0 | 0 | 0 | 0 | 0.16919 |  | 0 | 1 | 0 | Off Peak | 0 | 1 | 0 | Semi Peak | 0 | 1 | Off Peak | 1 | 0 | On Peak | 0 | 1 | 0 | Off Peak | 1 | 0 | 0 | On Peak | 0 | 1 | 0 | Off Peak
2020-11-10 | 15 | 11 | 0 | 0 | 0 | 0 | 0.48531 |  | 0 | 1 | 0 | Off Peak | 0 | 1 | 0 | Semi Peak | 0 | 1 | Off Peak | 1 | 0 | On Peak | 0 | 1 | 0 | Off Peak | 1 | 0 | 0 | On Peak | 0 | 1 | 0 | Off Peak
2020-11-10 | 16 | 11 | 0 | 0 | 0 | 0 | 1.0969 |  | 0 | 1 | 0 | Off Peak | 0 | 1 | 0 | Semi Peak | 0 | 1 | Off Peak | 1 | 0 | On Peak | 0 | 1 | 0 | Off Peak | 1 | 0 | 0 | On Peak | 0 | 1 | 0 | Off Peak
2020-11-10 | 17 | 11 | 0 | 0 | 0 | 0 | 1.7221 |  | 1 | 0 | 0 | On Peak | 0 | 1 | 0 | Semi Peak | 1 | 0 | On Peak | 1 | 0 | On Peak | 0 | 1 | 0 | Off Peak | 1 | 0 | 0 | On Peak | 0 | 1 | 0 | Off Peak
2020-11-10 | 18 | 11 | 0 | 0 | 0 | 0 | 1.9898 |  | 1 | 0 | 0 | On Peak | 1 | 0 | 0 | On Peak | 1 | 0 | On Peak | 1 | 0 | On Peak | 0 | 1 | 0 | Off Peak | 1 | 0 | 0 | On Peak | 0 | 1 | 0 | Off Peak
2020-11-10 | 19 | 11 | 0 | 0 | 0 | 0 | 2.333 |  | 1 | 0 | 0 | On Peak | 1 | 0 | 0 | On Peak | 1 | 0 | On Peak | 0 | 1 | Off Peak | 0 | 0 | 1 | Super Off Peak | 1 | 0 | 0 | On Peak | 0 | 1 | 0 | Off Peak
2020-11-10 | 20 | 11 | 0 | 0 | 0 | 0 | 2.3407 |  | 1 | 0 | 0 | On Peak | 1 | 0 | 0 | On Peak | 1 | 0 | On Peak | 0 | 1 | Off Peak | 0 | 0 | 1 | Super Off Peak | 1 | 0 | 0 | On Peak | 1 | 0 | 0 | On Peak
2020-11-10 | 21 | 11 | 0 | 0 | 0 | 0 | 2.2577 |  | 1 | 0 | 0 | On Peak | 0 | 1 | 0 | Semi Peak | 1 | 0 | On Peak | 0 | 1 | Off Peak | 0 | 0 | 1 | Super Off Peak | 0 | 1 | 0 | Off Peak | 1 | 0 | 0 | On Peak
2020-11-10 | 22 | 11 | 0 | 0 | 0 | 0 | 2.1533 |  | 0 | 1 | 0 | Off Peak | 0 | 1 | 0 | Semi Peak | 0 | 1 | Off Peak | 0 | 1 | Off Peak | 0 | 0 | 1 | Super Off Peak | 0 | 1 | 0 | Off Peak | 1 | 0 | 0 | On Peak
2020-11-10 | 23 | 11 | 0 | 0 | 0 | 0 | 1.5672 |  | 0 | 1 | 0 | Off Peak | 0 | 0 | 1 | Off Peak | 0 | 1 | Off Peak | 0 | 1 | Off Peak | 0 | 0 | 1 | Super Off Peak | 0 | 1 | 0 | Off Peak | 1 | 0 | 0 | On Peak
2020-11-10 | 24 | 11 | 0 | 0 | 0 | 0 | 1.341 |  | 0 | 1 | 0 | Off Peak | 0 | 0 | 1 | Off Peak | 0 | 1 | Off Peak | 0 | 1 | Off Peak | 0 | 0 | 1 | Super Off Peak | 0 | 1 | 0 | Off Peak | 1 | 0 | 0 | On Peak
2020-11-11 | 1 | 11 | 0 | 0 | 0 | 1 | 1.1688 |  | 0 | 0 | 1 | Super Off Peak | 0 | 0 | 1 | Off Peak | 0 | 1 | Off Peak | 0 | 1 | Off Peak | 0 | 0 | 1 | Super Off Peak | 0 | 0 | 1 | Super Off Peak | 0 | 0 | 1 | Super Off Peak
2020-11-11 | 2 | 11 | 0 | 0 | 0 | 1 | 1.0706 |  | 0 | 0 | 1 | Super Off Peak | 0 | 0 | 1 | Off Peak | 0 | 1 | Off Peak | 0 | 1 | Off Peak | 0 | 0 | 1 | Super Off Peak | 0 | 0 | 1 | Super Off Peak | 0 | 0 | 1 | Super Off Peak
2020-11-11 | 3 | 11 | 0 | 0 | 0 | 1 | 1.0024 |  | 0 | 0 | 1 | Super Off Peak | 0 | 0 | 1 | Off Peak | 0 | 1 | Off Peak | 0 | 1 | Off Peak | 0 | 0 | 1 | Super Off Peak | 0 | 0 | 1 | Super Off Peak | 0 | 0 | 1 | Super Off Peak
2020-11-11 | 4 | 11 | 0 | 0 | 0 | 1 | 0.95948 |  | 0 | 0 | 1 | Super Off Peak | 0 | 0 | 1 | Off Peak | 0 | 1 | Off Peak | 0 | 1 | Off Peak | 0 | 0 | 1 | Super Off Peak | 0 | 0 | 1 | Super Off Peak | 0 | 0 | 1 | Super Off Peak
2020-11-11 | 5 | 11 | 0 | 0 | 0 | 1 | 0.93301 |  | 0 | 0 | 1 | Super Off Peak | 0 | 0 | 1 | Off Peak | 0 | 1 | Off Peak | 0 | 1 | Off Peak | 0 | 0 | 1 | Super Off Peak | 0 | 0 | 1 | Super Off Peak | 0 | 0 | 1 | Super Off Peak
2020-11-11 | 6 | 11 | 0 | 0 | 0 | 1 | 0.94798 |  | 0 | 0 | 1 | Super Off Peak | 0 | 0 | 1 | Off Peak | 0 | 1 | Off Peak | 0 | 1 | Off Peak | 0 | 0 | 1 | Super Off Peak | 0 | 1 | 0 | Off Peak | 0 | 1 | 0 | Off Peak
2020-11-11 | 7 | 11 | 0 | 0 | 0 | 1 | 1.2684 |  | 0 | 0 | 1 | Super Off Peak | 0 | 0 | 1 | Off Peak | 0 | 1 | Off Peak | 0 | 1 | Off Peak | 0 | 0 | 1 | Super Off Peak | 0 | 1 | 0 | Off Peak | 0 | 1 | 0 | Off Peak
2020-11-11 | 8 | 11 | 0 | 0 | 0 | 1 | 0.954 |  | 0 | 0 | 1 | Super Off Peak | 0 | 0 | 1 | Off Peak | 0 | 1 | Off Peak | 0 | 1 | Off Peak | 0 | 0 | 1 | Super Off Peak | 0 | 1 | 0 | Off Peak | 0 | 1 | 0 | Off Peak
2020-11-11 | 9 | 11 | 0 | 0 | 0 | 1 | 0.3962 |  | 0 | 0 | 1 | Super Off Peak | 0 | 0 | 1 | Off Peak | 0 | 1 | Off Peak | 0 | 1 | Off Peak | 0 | 0 | 1 | Super Off Peak | 0 | 1 | 0 | Off Peak | 0 | 1 | 0 | Off Peak
2020-11-11 | 10 | 11 | 0 | 0 | 0 | 1 | 0.14386 |  | 0 | 0 | 1 | Super Off Peak | 0 | 0 | 1 | Off Peak | 0 | 1 | Off Peak | 0 | 1 | Off Peak | 0 | 0 | 1 | Super Off Peak | 0 | 1 | 0 | Off Peak | 0 | 1 | 0 | Off Peak
2020-11-11 | 11 | 11 | 0 | 0 | 0 | 1 | 0.043295 |  | 0 | 0 | 1 | Super Off Peak | 0 | 0 | 1 | Off Peak | 0 | 1 | Off Peak | 0 | 1 | Off Peak | 0 | 0 | 1 | Super Off Peak | 0 | 1 | 0 | Off Peak | 0 | 1 | 0 | Off Peak
2020-11-11 | 12 | 11 | 0 | 0 | 0 | 1 | 0.0080194 |  | 0 | 0 | 1 | Super Off Peak | 0 | 0 | 1 | Off Peak | 0 | 1 | Off Peak | 0 | 1 | Off Peak | 0 | 0 | 1 | Super Off Peak | 0 | 1 | 0 | Off Peak | 0 | 1 | 0 | Off Peak
2020-11-11 | 13 | 11 | 0 | 0 | 0 | 1 | 0.008142 |  | 0 | 0 | 1 | Super Off Peak | 0 | 0 | 1 | Off Peak | 0 | 1 | Off Peak | 0 | 1 | Off Peak | 0 | 0 | 1 | Super Off Peak | 1 | 0 | 0 | On Peak | 0 | 1 | 0 | Off Peak
2020-11-11 | 14 | 11 | 0 | 0 | 0 | 1 | 0.063771 |  | 0 | 0 | 1 | Super Off Peak | 0 | 0 | 1 | Off Peak | 0 | 1 | Off Peak | 0 | 1 | Off Peak | 0 | 0 | 1 | Super Off Peak | 1 | 0 | 0 | On Peak | 0 | 1 | 0 | Off Peak
2020-11-11 | 15 | 11 | 0 | 0 | 0 | 1 | 0.32989 |  | 0 | 1 | 0 | Off Peak | 0 | 0 | 1 | Off Peak | 0 | 1 | Off Peak | 0 | 1 | Off Peak | 0 | 0 | 1 | Super Off Peak | 1 | 0 | 0 | On Peak | 0 | 1 | 0 | Off Peak
2020-11-11 | 16 | 11 | 0 | 0 | 0 | 1 | 0.95639 |  | 0 | 1 | 0 | Off Peak | 0 | 0 | 1 | Off Peak | 0 | 1 | Off Peak | 0 | 1 | Off Peak | 0 | 0 | 1 | Super Off Peak | 1 | 0 | 0 | On Peak | 0 | 1 | 0 | Off Peak
2020-11-11 | 17 | 11 | 0 | 0 | 0 | 1 | 1.5789 |  | 1 | 0 | 0 | On Peak | 0 | 0 | 1 | Off Peak | 0 | 1 | Off Peak | 0 | 1 | Off Peak | 0 | 0 | 1 | Super Off Peak | 1 | 0 | 0 | On Peak | 0 | 1 | 0 | Off Peak
2020-11-11 | 18 | 11 | 0 | 0 | 0 | 1 | 1.8711 |  | 1 | 0 | 0 | On Peak | 0 | 0 | 1 | Off Peak | 0 | 1 | Off Peak | 0 | 1 | Off Peak | 0 | 0 | 1 | Super Off Peak | 1 | 0 | 0 | On Peak | 0 | 1 | 0 | Off Peak
2020-11-11 | 19 | 11 | 0 | 0 | 0 | 1 | 2.2193 |  | 1 | 0 | 0 | On Peak | 0 | 0 | 1 | Off Peak | 0 | 1 | Off Peak | 0 | 1 | Off Peak | 0 | 0 | 1 | Super Off Peak | 1 | 0 | 0 | On Peak | 0 | 1 | 0 | Off Peak
2020-11-11 | 20 | 11 | 0 | 0 | 0 | 1 | 2.2305 |  | 1 | 0 | 0 | On Peak | 0 | 0 | 1 | Off Peak | 0 | 1 | Off Peak | 0 | 1 | Off Peak | 0 | 0 | 1 | Super Off Peak | 1 | 0 | 0 | On Peak | 0 | 1 | 0 | Off Peak
2020-11-11 | 21 | 11 | 0 | 0 | 0 | 1 | 2.1524 |  | 1 | 0 | 0 | On Peak | 0 | 0 | 1 | Off Peak | 0 | 1 | Off Peak | 0 | 1 | Off Peak | 0 | 0 | 1 | Super Off Peak | 0 | 1 | 0 | Off Peak | 0 | 1 | 0 | Off Peak
2020-11-11 | 22 | 11 | 0 | 0 | 0 | 1 | 2.0532 |  | 0 | 1 | 0 | Off Peak | 0 | 0 | 1 | Off Peak | 0 | 1 | Off Peak | 0 | 1 | Off Peak | 0 | 0 | 1 | Super Off Peak | 0 | 1 | 0 | Off Peak | 0 | 1 | 0 | Off Peak
2020-11-11 | 23 | 11 | 0 | 0 | 0 | 1 | 1.5077 |  | 0 | 1 | 0 | Off Peak | 0 | 0 | 1 | Off Peak | 0 | 1 | Off Peak | 0 | 1 | Off Peak | 0 | 0 | 1 | Super Off Peak | 0 | 1 | 0 | Off Peak | 0 | 1 | 0 | Off Peak
2020-11-11 | 24 | 11 | 0 | 0 | 0 | 1 | 1.3176 |  | 0 | 1 | 0 | Off Peak | 0 | 0 | 1 | Off Peak | 0 | 1 | Off Peak | 0 | 1 | Off Peak | 0 | 0 | 1 | Super Off Peak | 0 | 1 | 0 | Off Peak | 0 | 1 | 0 | Off Peak
2020-11-12 | 1 | 11 | 0 | 0 | 0 | 0 | 1.2077 |  | 0 | 0 | 1 | Super Off Peak | 0 | 0 | 1 | Off Peak | 0 | 1 | Off Peak | 0 | 1 | Off Peak | 0 | 0 | 1 | Super Off Peak | 0 | 0 | 1 | Super Off Peak | 0 | 0 | 1 | Super Off Peak
2020-11-12 | 2 | 11 | 0 | 0 | 0 | 0 | 1.0898 |  | 0 | 0 | 1 | Super Off Peak | 0 | 0 | 1 | Off Peak | 0 | 1 | Off Peak | 0 | 1 | Off Peak | 0 | 0 | 1 | Super Off Peak | 0 | 0 | 1 | Super Off Peak | 0 | 0 | 1 | Super Off Peak
2020-11-12 | 3 | 11 | 0 | 0 | 0 | 0 | 1.0052 |  | 0 | 0 | 1 | Super Off Peak | 0 | 0 | 1 | Off Peak | 0 | 1 | Off Peak | 0 | 1 | Off Peak | 0 | 0 | 1 | Super Off Peak | 0 | 0 | 1 | Super Off Peak | 0 | 0 | 1 | Super Off Peak
2020-11-12 | 4 | 11 | 0 | 0 | 0 | 0 | 0.96534 |  | 0 | 0 | 1 | Super Off Peak | 0 | 0 | 1 | Off Peak | 0 | 1 | Off Peak | 0 | 1 | Off Peak | 0 | 0 | 1 | Super Off Peak | 0 | 0 | 1 | Super Off Peak | 0 | 0 | 1 | Super Off Peak
2020-11-12 | 5 | 11 | 0 | 0 | 0 | 0 | 0.93484 |  | 0 | 0 | 1 | Super Off Peak | 0 | 0 | 1 | Off Peak | 0 | 1 | Off Peak | 0 | 1 | Off Peak | 0 | 0 | 1 | Super Off Peak | 0 | 0 | 1 | Super Off Peak | 0 | 0 | 1 | Super Off Peak
2020-11-12 | 6 | 11 | 0 | 0 | 0 | 0 | 0.93566 |  | 0 | 0 | 1 | Super Off Peak | 0 | 0 | 1 | Off Peak | 0 | 1 | Off Peak | 0 | 1 | Off Peak | 0 | 0 | 1 | Super Off Peak | 0 | 1 | 0 | Off Peak | 0 | 1 | 0 | Off Peak
2020-11-12 | 7 | 11 | 0 | 0 | 0 | 0 | 1.2402 |  | 0 | 1 | 0 | Off Peak | 0 | 1 | 0 | Semi Peak | 0 | 1 | Off Peak | 0 | 1 | Off Peak | 0 | 1 | 0 | Off Peak | 0 | 1 | 0 | Off Peak | 0 | 1 | 0 | Off Peak
2020-11-12 | 8 | 11 | 0 | 0 | 0 | 0 | 0.96766 |  | 0 | 1 | 0 | Off Peak | 0 | 1 | 0 | Semi Peak | 0 | 1 | Off Peak | 0 | 1 | Off Peak | 0 | 1 | 0 | Off Peak | 0 | 1 | 0 | Off Peak | 0 | 1 | 0 | Off Peak
2020-11-12 | 9 | 11 | 0 | 0 | 0 | 0 | 0.43318 |  | 0 | 1 | 0 | Off Peak | 0 | 1 | 0 | Semi Peak | 0 | 1 | Off Peak | 0 | 1 | Off Peak | 0 | 1 | 0 | Off Peak | 0 | 1 | 0 | Off Peak | 0 | 1 | 0 | Off Peak
2020-11-12 | 10 | 11 | 0 | 0 | 0 | 0 | 0.18313 |  | 0 | 1 | 0 | Off Peak | 0 | 1 | 0 | Semi Peak | 0 | 1 | Off Peak | 0 | 1 | Off Peak | 0 | 1 | 0 | Off Peak | 0 | 1 | 0 | Off Peak | 0 | 1 | 0 | Off Peak
2020-11-12 | 11 | 11 | 0 | 0 | 0 | 0 | 0.10419 |  | 0 | 1 | 0 | Off Peak | 0 | 1 | 0 | Semi Peak | 0 | 1 | Off Peak | 0 | 1 | Off Peak | 0 | 1 | 0 | Off Peak | 0 | 1 | 0 | Off Peak | 0 | 1 | 0 | Off Peak
2020-11-12 | 12 | 11 | 0 | 0 | 0 | 0 | 0.12945 |  | 0 | 1 | 0 | Off Peak | 0 | 1 | 0 | Semi Peak | 0 | 1 | Off Peak | 0 | 1 | Off Peak | 0 | 1 | 0 | Off Peak | 0 | 1 | 0 | Off Peak | 0 | 1 | 0 | Off Peak
2020-11-12 | 13 | 11 | 0 | 0 | 0 | 0 | 0.17989 |  | 0 | 1 | 0 | Off Peak | 0 | 1 | 0 | Semi Peak | 0 | 1 | Off Peak | 1 | 0 | On Peak | 0 | 1 | 0 | Off Peak | 1 | 0 | 0 | On Peak | 0 | 1 | 0 | Off Peak
2020-11-12 | 14 | 11 | 0 | 0 | 0 | 0 | 0.27851 |  | 0 | 1 | 0 | Off Peak | 0 | 1 | 0 | Semi Peak | 0 | 1 | Off Peak | 1 | 0 | On Peak | 0 | 1 | 0 | Off Peak | 1 | 0 | 0 | On Peak | 0 | 1 | 0 | Off Peak
2020-11-12 | 15 | 11 | 0 | 0 | 0 | 0 | 0.59897 |  | 0 | 1 | 0 | Off Peak | 0 | 1 | 0 | Semi Peak | 0 | 1 | Off Peak | 1 | 0 | On Peak | 0 | 1 | 0 | Off Peak | 1 | 0 | 0 | On Peak | 0 | 1 | 0 | Off Peak
2020-11-12 | 16 | 11 | 0 | 0 | 0 | 0 | 1.247 |  | 0 | 1 | 0 | Off Peak | 0 | 1 | 0 | Semi Peak | 0 | 1 | Off Peak | 1 | 0 | On Peak | 0 | 1 | 0 | Off Peak | 1 | 0 | 0 | On Peak | 0 | 1 | 0 | Off Peak
2020-11-12 | 17 | 11 | 0 | 0 | 0 | 0 | 1.878 |  | 1 | 0 | 0 | On Peak | 0 | 1 | 0 | Semi Peak | 1 | 0 | On Peak | 1 | 0 | On Peak | 0 | 1 | 0 | Off Peak | 1 | 0 | 0 | On Peak | 0 | 1 | 0 | Off Peak
2020-11-12 | 18 | 11 | 0 | 0 | 0 | 0 | 2.1012 |  | 1 | 0 | 0 | On Peak | 1 | 0 | 0 | On Peak | 1 | 0 | On Peak | 1 | 0 | On Peak | 0 | 1 | 0 | Off Peak | 1 | 0 | 0 | On Peak | 0 | 1 | 0 | Off Peak
2020-11-12 | 19 | 11 | 0 | 0 | 0 | 0 | 2.3935 |  | 1 | 0 | 0 | On Peak | 1 | 0 | 0 | On Peak | 1 | 0 | On Peak | 0 | 1 | Off Peak | 0 | 0 | 1 | Super Off Peak | 1 | 0 | 0 | On Peak | 0 | 1 | 0 | Off Peak
2020-11-12 | 20 | 11 | 0 | 0 | 0 | 0 | 2.3673 |  | 1 | 0 | 0 | On Peak | 1 | 0 | 0 | On Peak | 1 | 0 | On Peak | 0 | 1 | Off Peak | 0 | 0 | 1 | Super Off Peak | 1 | 0 | 0 | On Peak | 1 | 0 | 0 | On Peak
2020-11-12 | 21 | 11 | 0 | 0 | 0 | 0 | 2.2814 |  | 1 | 0 | 0 | On Peak | 0 | 1 | 0 | Semi Peak | 1 | 0 | On Peak | 0 | 1 | Off Peak | 0 | 0 | 1 | Super Off Peak | 0 | 1 | 0 | Off Peak | 1 | 0 | 0 | On Peak
2020-11-12 | 22 | 11 | 0 | 0 | 0 | 0 | 2.1831 |  | 0 | 1 | 0 | Off Peak | 0 | 1 | 0 | Semi Peak | 0 | 1 | Off Peak | 0 | 1 | Off Peak | 0 | 0 | 1 | Super Off Peak | 0 | 1 | 0 | Off Peak | 1 | 0 | 0 | On Peak
2020-11-12 | 23 | 11 | 0 | 0 | 0 | 0 | 1.6052 |  | 0 | 1 | 0 | Off Peak | 0 | 0 | 1 | Off Peak | 0 | 1 | Off Peak | 0 | 1 | Off Peak | 0 | 0 | 1 | Super Off Peak | 0 | 1 | 0 | Off Peak | 1 | 0 | 0 | On Peak
2020-11-12 | 24 | 11 | 0 | 0 | 0 | 0 | 1.3862 |  | 0 | 1 | 0 | Off Peak | 0 | 0 | 1 | Off Peak | 0 | 1 | Off Peak | 0 | 1 | Off Peak | 0 | 0 | 1 | Super Off Peak | 0 | 1 | 0 | Off Peak | 1 | 0 | 0 | On Peak
2020-11-13 | 1 | 11 | 0 | 0 | 0 | 0 | 1.0883 |  | 0 | 0 | 1 | Super Off Peak | 0 | 0 | 1 | Off Peak | 0 | 1 | Off Peak | 0 | 1 | Off Peak | 0 | 0 | 1 | Super Off Peak | 0 | 0 | 1 | Super Off Peak | 0 | 0 | 1 | Super Off Peak
2020-11-13 | 2 | 11 | 0 | 0 | 0 | 0 | 1.0344 |  | 0 | 0 | 1 | Super Off Peak | 0 | 0 | 1 | Off Peak | 0 | 1 | Off Peak | 0 | 1 | Off Peak | 0 | 0 | 1 | Super Off Peak | 0 | 0 | 1 | Super Off Peak | 0 | 0 | 1 | Super Off Peak
2020-11-13 | 3 | 11 | 0 | 0 | 0 | 0 | 0.97613 |  | 0 | 0 | 1 | Super Off Peak | 0 | 0 | 1 | Off Peak | 0 | 1 | Off Peak | 0 | 1 | Off Peak | 0 | 0 | 1 | Super Off Peak | 0 | 0 | 1 | Super Off Peak | 0 | 0 | 1 | Super Off Peak
2020-11-13 | 4 | 11 | 0 | 0 | 0 | 0 | 0.94402 |  | 0 | 0 | 1 | Super Off Peak | 0 | 0 | 1 | Off Peak | 0 | 1 | Off Peak | 0 | 1 | Off Peak | 0 | 0 | 1 | Super Off Peak | 0 | 0 | 1 | Super Off Peak | 0 | 0 | 1 | Super Off Peak
2020-11-13 | 5 | 11 | 0 | 0 | 0 | 0 | 0.93747 |  | 0 | 0 | 1 | Super Off Peak | 0 | 0 | 1 | Off Peak | 0 | 1 | Off Peak | 0 | 1 | Off Peak | 0 | 0 | 1 | Super Off Peak | 0 | 0 | 1 | Super Off Peak | 0 | 0 | 1 | Super Off Peak
2020-11-13 | 6 | 11 | 0 | 0 | 0 | 0 | 0.97727 |  | 0 | 0 | 1 | Super Off Peak | 0 | 0 | 1 | Off Peak | 0 | 1 | Off Peak | 0 | 1 | Off Peak | 0 | 0 | 1 | Super Off Peak | 0 | 1 | 0 | Off Peak | 0 | 1 | 0 | Off Peak
2020-11-13 | 7 | 11 | 0 | 0 | 0 | 0 | 1.3694 |  | 0 | 1 | 0 | Off Peak | 0 | 1 | 0 | Semi Peak | 0 | 1 | Off Peak | 0 | 1 | Off Peak | 0 | 1 | 0 | Off Peak | 0 | 1 | 0 | Off Peak | 0 | 1 | 0 | Off Peak
2020-11-13 | 8 | 11 | 0 | 0 | 0 | 0 | 1.0434 |  | 0 | 1 | 0 | Off Peak | 0 | 1 | 0 | Semi Peak | 0 | 1 | Off Peak | 0 | 1 | Off Peak | 0 | 1 | 0 | Off Peak | 0 | 1 | 0 | Off Peak | 0 | 1 | 0 | Off Peak
2020-11-13 | 9 | 11 | 0 | 0 | 0 | 0 | 0.46397 |  | 0 | 1 | 0 | Off Peak | 0 | 1 | 0 | Semi Peak | 0 | 1 | Off Peak | 0 | 1 | Off Peak | 0 | 1 | 0 | Off Peak | 0 | 1 | 0 | Off Peak | 0 | 1 | 0 | Off Peak
2020-11-13 | 10 | 11 | 0 | 0 | 0 | 0 | 0.17871 |  | 0 | 1 | 0 | Off Peak | 0 | 1 | 0 | Semi Peak | 0 | 1 | Off Peak | 0 | 1 | Off Peak | 0 | 1 | 0 | Off Peak | 0 | 1 | 0 | Off Peak | 0 | 1 | 0 | Off Peak
2020-11-13 | 11 | 11 | 0 | 0 | 0 | 0 | 0.057582 |  | 0 | 1 | 0 | Off Peak | 0 | 1 | 0 | Semi Peak | 0 | 1 | Off Peak | 0 | 1 | Off Peak | 0 | 1 | 0 | Off Peak | 0 | 1 | 0 | Off Peak | 0 | 1 | 0 | Off Peak
2020-11-13 | 12 | 11 | 0 | 0 | 0 | 0 | 0.02845 |  | 0 | 1 | 0 | Off Peak | 0 | 1 | 0 | Semi Peak | 0 | 1 | Off Peak | 0 | 1 | Off Peak | 0 | 1 | 0 | Off Peak | 0 | 1 | 0 | Off Peak | 0 | 1 | 0 | Off Peak
2020-11-13 | 13 | 11 | 0 | 0 | 0 | 0 | 0.017341 |  | 0 | 1 | 0 | Off Peak | 0 | 1 | 0 | Semi Peak | 0 | 1 | Off Peak | 1 | 0 | On Peak | 0 | 1 | 0 | Off Peak | 1 | 0 | 0 | On Peak | 0 | 1 | 0 | Off Peak
2020-11-13 | 14 | 11 | 0 | 0 | 0 | 0 | 0.096426 |  | 0 | 1 | 0 | Off Peak | 0 | 1 | 0 | Semi Peak | 0 | 1 | Off Peak | 1 | 0 | On Peak | 0 | 1 | 0 | Off Peak | 1 | 0 | 0 | On Peak | 0 | 1 | 0 | Off Peak
2020-11-13 | 15 | 11 | 0 | 0 | 0 | 0 | 0.37157 |  | 0 | 1 | 0 | Off Peak | 0 | 1 | 0 | Semi Peak | 0 | 1 | Off Peak | 1 | 0 | On Peak | 0 | 1 | 0 | Off Peak | 1 | 0 | 0 | On Peak | 0 | 1 | 0 | Off Peak
2020-11-13 | 16 | 11 | 0 | 0 | 0 | 0 | 0.9677 |  | 0 | 1 | 0 | Off Peak | 0 | 1 | 0 | Semi Peak | 0 | 1 | Off Peak | 1 | 0 | On Peak | 0 | 1 | 0 | Off Peak | 1 | 0 | 0 | On Peak | 0 | 1 | 0 | Off Peak
2020-11-13 | 17 | 11 | 0 | 0 | 0 | 0 | 1.5469 |  | 1 | 0 | 0 | On Peak | 0 | 1 | 0 | Semi Peak | 1 | 0 | On Peak | 1 | 0 | On Peak | 0 | 1 | 0 | Off Peak | 1 | 0 | 0 | On Peak | 0 | 1 | 0 | Off Peak
2020-11-13 | 18 | 11 | 0 | 0 | 0 | 0 | 1.8021 |  | 1 | 0 | 0 | On Peak | 1 | 0 | 0 | On Peak | 1 | 0 | On Peak | 1 | 0 | On Peak | 0 | 1 | 0 | Off Peak | 1 | 0 | 0 | On Peak | 0 | 1 | 0 | Off Peak
2020-11-13 | 19 | 11 | 0 | 0 | 0 | 0 | 2.1393 |  | 1 | 0 | 0 | On Peak | 1 | 0 | 0 | On Peak | 1 | 0 | On Peak | 0 | 1 | Off Peak | 0 | 0 | 1 | Super Off Peak | 1 | 0 | 0 | On Peak | 0 | 1 | 0 | Off Peak
2020-11-13 | 20 | 11 | 0 | 0 | 0 | 0 | 2.1484 |  | 1 | 0 | 0 | On Peak | 1 | 0 | 0 | On Peak | 1 | 0 | On Peak | 0 | 1 | Off Peak | 0 | 0 | 1 | Super Off Peak | 1 | 0 | 0 | On Peak | 1 | 0 | 0 | On Peak
2020-11-13 | 21 | 11 | 0 | 0 | 0 | 0 | 2.0601 |  | 1 | 0 | 0 | On Peak | 0 | 1 | 0 | Semi Peak | 1 | 0 | On Peak | 0 | 1 | Off Peak | 0 | 0 | 1 | Super Off Peak | 0 | 1 | 0 | Off Peak | 1 | 0 | 0 | On Peak
2020-11-13 | 22 | 11 | 0 | 0 | 0 | 0 | 1.9193 |  | 0 | 1 | 0 | Off Peak | 0 | 1 | 0 | Semi Peak | 0 | 1 | Off Peak | 0 | 1 | Off Peak | 0 | 0 | 1 | Super Off Peak | 0 | 1 | 0 | Off Peak | 1 | 0 | 0 | On Peak
2020-11-13 | 23 | 11 | 0 | 0 | 0 | 0 | 1.3665 |  | 0 | 1 | 0 | Off Peak | 0 | 0 | 1 | Off Peak | 0 | 1 | Off Peak | 0 | 1 | Off Peak | 0 | 0 | 1 | Super Off Peak | 0 | 1 | 0 | Off Peak | 1 | 0 | 0 | On Peak
2020-11-13 | 24 | 11 | 0 | 0 | 0 | 0 | 1.2062 |  | 0 | 1 | 0 | Off Peak | 0 | 0 | 1 | Off Peak | 0 | 1 | Off Peak | 0 | 1 | Off Peak | 0 | 0 | 1 | Super Off Peak | 0 | 1 | 0 | Off Peak | 1 | 0 | 0 | On Peak
2020-11-14 | 1 | 11 | 0 | 1 | 0 | 0 | 1.1104 |  | 0 | 0 | 1 | Super Off Peak | 0 | 0 | 1 | Off Peak | 0 | 1 | Off Peak | 0 | 1 | Off Peak | 0 | 0 | 1 | Super Off Peak | 0 | 0 | 1 | Super Off Peak | 0 | 0 | 1 | Super Off Peak
2020-11-14 | 2 | 11 | 0 | 1 | 0 | 0 | 1.0541 |  | 0 | 0 | 1 | Super Off Peak | 0 | 0 | 1 | Off Peak | 0 | 1 | Off Peak | 0 | 1 | Off Peak | 0 | 0 | 1 | Super Off Peak | 0 | 0 | 1 | Super Off Peak | 0 | 0 | 1 | Super Off Peak
2020-11-14 | 3 | 11 | 0 | 1 | 0 | 0 | 0.97256 |  | 0 | 0 | 1 | Super Off Peak | 0 | 0 | 1 | Off Peak | 0 | 1 | Off Peak | 0 | 1 | Off Peak | 0 | 0 | 1 | Super Off Peak | 0 | 0 | 1 | Super Off Peak | 0 | 0 | 1 | Super Off Peak
2020-11-14 | 4 | 11 | 0 | 1 | 0 | 0 | 0.95549 |  | 0 | 0 | 1 | Super Off Peak | 0 | 0 | 1 | Off Peak | 0 | 1 | Off Peak | 0 | 1 | Off Peak | 0 | 0 | 1 | Super Off Peak | 0 | 0 | 1 | Super Off Peak | 0 | 0 | 1 | Super Off Peak
2020-11-14 | 5 | 11 | 0 | 1 | 0 | 0 | 0.93772 |  | 0 | 0 | 1 | Super Off Peak | 0 | 0 | 1 | Off Peak | 0 | 1 | Off Peak | 0 | 1 | Off Peak | 0 | 0 | 1 | Super Off Peak | 0 | 0 | 1 | Super Off Peak | 0 | 0 | 1 | Super Off Peak
2020-11-14 | 6 | 11 | 0 | 1 | 0 | 0 | 0.93278 |  | 0 | 0 | 1 | Super Off Peak | 0 | 0 | 1 | Off Peak | 0 | 1 | Off Peak | 0 | 1 | Off Peak | 0 | 0 | 1 | Super Off Peak | 0 | 1 | 0 | Off Peak | 0 | 1 | 0 | Off Peak
2020-11-14 | 7 | 11 | 0 | 1 | 0 | 0 | 1.1881 |  | 0 | 0 | 1 | Super Off Peak | 0 | 0 | 1 | Off Peak | 0 | 1 | Off Peak | 0 | 1 | Off Peak | 0 | 0 | 1 | Super Off Peak | 0 | 1 | 0 | Off Peak | 0 | 1 | 0 | Off Peak
2020-11-14 | 8 | 11 | 0 | 1 | 0 | 0 | 0.78532 |  | 0 | 0 | 1 | Super Off Peak | 0 | 0 | 1 | Off Peak | 0 | 1 | Off Peak | 0 | 1 | Off Peak | 0 | 0 | 1 | Super Off Peak | 0 | 1 | 0 | Off Peak | 0 | 1 | 0 | Off Peak
2020-11-14 | 9 | 11 | 0 | 1 | 0 | 0 | 0.20503 |  | 0 | 0 | 1 | Super Off Peak | 0 | 0 | 1 | Off Peak | 0 | 1 | Off Peak | 0 | 1 | Off Peak | 0 | 0 | 1 | Super Off Peak | 0 | 1 | 0 | Off Peak | 0 | 1 | 0 | Off Peak
2020-11-14 | 10 | 11 | 0 | 1 | 0 | 0 | -0.078172 |  | 0 | 0 | 1 | Super Off Peak | 0 | 0 | 1 | Off Peak | 0 | 1 | Off Peak | 0 | 1 | Off Peak | 0 | 0 | 1 | Super Off Peak | 0 | 1 | 0 | Off Peak | 0 | 1 | 0 | Off Peak
2020-11-14 | 11 | 11 | 0 | 1 | 0 | 0 | -0.20197 |  | 0 | 0 | 1 | Super Off Peak | 0 | 0 | 1 | Off Peak | 0 | 1 | Off Peak | 0 | 1 | Off Peak | 0 | 0 | 1 | Super Off Peak | 0 | 1 | 0 | Off Peak | 0 | 1 | 0 | Off Peak
2020-11-14 | 12 | 11 | 0 | 1 | 0 | 0 | -0.22315 |  | 0 | 0 | 1 | Super Off Peak | 0 | 0 | 1 | Off Peak | 0 | 1 | Off Peak | 0 | 1 | Off Peak | 0 | 0 | 1 | Super Off Peak | 0 | 1 | 0 | Off Peak | 0 | 1 | 0 | Off Peak
2020-11-14 | 13 | 11 | 0 | 1 | 0 | 0 | -0.19716 |  | 0 | 0 | 1 | Super Off Peak | 0 | 0 | 1 | Off Peak | 0 | 1 | Off Peak | 0 | 1 | Off Peak | 0 | 0 | 1 | Super Off Peak | 1 | 0 | 0 | On Peak | 0 | 1 | 0 | Off Peak
2020-11-14 | 14 | 11 | 0 | 1 | 0 | 0 | -0.14566 |  | 0 | 0 | 1 | Super Off Peak | 0 | 0 | 1 | Off Peak | 0 | 1 | Off Peak | 0 | 1 | Off Peak | 0 | 0 | 1 | Super Off Peak | 1 | 0 | 0 | On Peak | 0 | 1 | 0 | Off Peak
2020-11-14 | 15 | 11 | 0 | 1 | 0 | 0 | 0.13931 |  | 0 | 1 | 0 | Off Peak | 0 | 0 | 1 | Off Peak | 0 | 1 | Off Peak | 0 | 1 | Off Peak | 0 | 0 | 1 | Super Off Peak | 1 | 0 | 0 | On Peak | 0 | 1 | 0 | Off Peak
2020-11-14 | 16 | 11 | 0 | 1 | 0 | 0 | 0.75064 |  | 0 | 1 | 0 | Off Peak | 0 | 0 | 1 | Off Peak | 0 | 1 | Off Peak | 0 | 1 | Off Peak | 0 | 0 | 1 | Super Off Peak | 1 | 0 | 0 | On Peak | 0 | 1 | 0 | Off Peak
2020-11-14 | 17 | 11 | 0 | 1 | 0 | 0 | 1.3467 |  | 1 | 0 | 0 | On Peak | 0 | 0 | 1 | Off Peak | 0 | 1 | Off Peak | 0 | 1 | Off Peak | 0 | 0 | 1 | Super Off Peak | 1 | 0 | 0 | On Peak | 0 | 1 | 0 | Off Peak
2020-11-14 | 18 | 11 | 0 | 1 | 0 | 0 | 1.6695 |  | 1 | 0 | 0 | On Peak | 0 | 0 | 1 | Off Peak | 0 | 1 | Off Peak | 0 | 1 | Off Peak | 0 | 0 | 1 | Super Off Peak | 1 | 0 | 0 | On Peak | 0 | 1 | 0 | Off Peak
2020-11-14 | 19 | 11 | 0 | 1 | 0 | 0 | 2.083 |  | 1 | 0 | 0 | On Peak | 0 | 0 | 1 | Off Peak | 0 | 1 | Off Peak | 0 | 1 | Off Peak | 0 | 0 | 1 | Super Off Peak | 1 | 0 | 0 | On Peak | 0 | 1 | 0 | Off Peak
2020-11-14 | 20 | 11 | 0 | 1 | 0 | 0 | 2.0983 |  | 1 | 0 | 0 | On Peak | 0 | 0 | 1 | Off Peak | 0 | 1 | Off Peak | 0 | 1 | Off Peak | 0 | 0 | 1 | Super Off Peak | 1 | 0 | 0 | On Peak | 1 | 0 | 0 | On Peak
2020-11-14 | 21 | 11 | 0 | 1 | 0 | 0 | 2.0218 |  | 1 | 0 | 0 | On Peak | 0 | 0 | 1 | Off Peak | 0 | 1 | Off Peak | 0 | 1 | Off Peak | 0 | 0 | 1 | Super Off Peak | 0 | 1 | 0 | Off Peak | 1 | 0 | 0 | On Peak
2020-11-14 | 22 | 11 | 0 | 1 | 0 | 0 | 1.9424 |  | 0 | 1 | 0 | Off Peak | 0 | 0 | 1 | Off Peak | 0 | 1 | Off Peak | 0 | 1 | Off Peak | 0 | 0 | 1 | Super Off Peak | 0 | 1 | 0 | Off Peak | 1 | 0 | 0 | On Peak
2020-11-14 | 23 | 11 | 0 | 1 | 0 | 0 | 1.3857 |  | 0 | 1 | 0 | Off Peak | 0 | 0 | 1 | Off Peak | 0 | 1 | Off Peak | 0 | 1 | Off Peak | 0 | 0 | 1 | Super Off Peak | 0 | 1 | 0 | Off Peak | 1 | 0 | 0 | On Peak
2020-11-14 | 24 | 11 | 0 | 1 | 0 | 0 | 1.2402 |  | 0 | 1 | 0 | Off Peak | 0 | 0 | 1 | Off Peak | 0 | 1 | Off Peak | 0 | 1 | Off Peak | 0 | 0 | 1 | Super Off Peak | 0 | 1 | 0 | Off Peak | 1 | 0 | 0 | On Peak
2020-11-15 | 1 | 11 | 0 | 1 | 1 | 0 | 1.1487 |  | 0 | 0 | 1 | Super Off Peak | 0 | 0 | 1 | Off Peak | 0 | 1 | Off Peak | 0 | 1 | Off Peak | 0 | 0 | 1 | Super Off Peak | 0 | 0 | 1 | Super Off Peak | 0 | 0 | 1 | Super Off Peak
2020-11-15 | 2 | 11 | 0 | 1 | 1 | 0 | 1.0668 |  | 0 | 0 | 1 | Super Off Peak | 0 | 0 | 1 | Off Peak | 0 | 1 | Off Peak | 0 | 1 | Off Peak | 0 | 0 | 1 | Super Off Peak | 0 | 0 | 1 | Super Off Peak | 0 | 0 | 1 | Super Off Peak
2020-11-15 | 3 | 11 | 0 | 1 | 1 | 0 | 0.99216 |  | 0 | 0 | 1 | Super Off Peak | 0 | 0 | 1 | Off Peak | 0 | 1 | Off Peak | 0 | 1 | Off Peak | 0 | 0 | 1 | Super Off Peak | 0 | 0 | 1 | Super Off Peak | 0 | 0 | 1 | Super Off Peak
2020-11-15 | 4 | 11 | 0 | 1 | 1 | 0 | 0.95358 |  | 0 | 0 | 1 | Super Off Peak | 0 | 0 | 1 | Off Peak | 0 | 1 | Off Peak | 0 | 1 | Off Peak | 0 | 0 | 1 | Super Off Peak | 0 | 0 | 1 | Super Off Peak | 0 | 0 | 1 | Super Off Peak
2020-11-15 | 5 | 11 | 0 | 1 | 1 | 0 | 0.93177 |  | 0 | 0 | 1 | Super Off Peak | 0 | 0 | 1 | Off Peak | 0 | 1 | Off Peak | 0 | 1 | Off Peak | 0 | 0 | 1 | Super Off Peak | 0 | 0 | 1 | Super Off Peak | 0 | 0 | 1 | Super Off Peak
2020-11-15 | 6 | 11 | 0 | 1 | 1 | 0 | 0.93113 |  | 0 | 0 | 1 | Super Off Peak | 0 | 0 | 1 | Off Peak | 0 | 1 | Off Peak | 0 | 1 | Off Peak | 0 | 0 | 1 | Super Off Peak | 0 | 1 | 0 | Off Peak | 0 | 1 | 0 | Off Peak
2020-11-15 | 7 | 11 | 0 | 1 | 1 | 0 | 0.92822 |  | 0 | 0 | 1 | Super Off Peak | 0 | 0 | 1 | Off Peak | 0 | 1 | Off Peak | 0 | 1 | Off Peak | 0 | 0 | 1 | Super Off Peak | 0 | 1 | 0 | Off Peak | 0 | 1 | 0 | Off Peak
2020-11-15 | 8 | 11 | 0 | 1 | 1 | 0 | 0.62149 |  | 0 | 0 | 1 | Super Off Peak | 0 | 0 | 1 | Off Peak | 0 | 1 | Off Peak | 0 | 1 | Off Peak | 0 | 0 | 1 | Super Off Peak | 0 | 1 | 0 | Off Peak | 0 | 1 | 0 | Off Peak
2020-11-15 | 9 | 11 | 0 | 1 | 1 | 0 | 0.17655 |  | 0 | 0 | 1 | Super Off Peak | 0 | 0 | 1 | Off Peak | 0 | 1 | Off Peak | 0 | 1 | Off Peak | 0 | 0 | 1 | Super Off Peak | 0 | 1 | 0 | Off Peak | 0 | 1 | 0 | Off Peak
2020-11-15 | 10 | 11 | 0 | 1 | 1 | 0 | -0.012654 |  | 0 | 0 | 1 | Super Off Peak | 0 | 0 | 1 | Off Peak | 0 | 1 | Off Peak | 0 | 1 | Off Peak | 0 | 0 | 1 | Super Off Peak | 0 | 1 | 0 | Off Peak | 0 | 1 | 0 | Off Peak
2020-11-15 | 11 | 11 | 0 | 1 | 1 | 0 | -0.0659 |  | 0 | 0 | 1 | Super Off Peak | 0 | 0 | 1 | Off Peak | 0 | 1 | Off Peak | 0 | 1 | Off Peak | 0 | 0 | 1 | Super Off Peak | 0 | 1 | 0 | Off Peak | 0 | 1 | 0 | Off Peak
2020-11-15 | 12 | 11 | 0 | 1 | 1 | 0 | -0.081083 |  | 0 | 0 | 1 | Super Off Peak | 0 | 0 | 1 | Off Peak | 0 | 1 | Off Peak | 0 | 1 | Off Peak | 0 | 0 | 1 | Super Off Peak | 0 | 1 | 0 | Off Peak | 0 | 1 | 0 | Off Peak
2020-11-15 | 13 | 11 | 0 | 1 | 1 | 0 | -0.1105 |  | 0 | 0 | 1 | Super Off Peak | 0 | 0 | 1 | Off Peak | 0 | 1 | Off Peak | 0 | 1 | Off Peak | 0 | 0 | 1 | Super Off Peak | 1 | 0 | 0 | On Peak | 0 | 1 | 0 | Off Peak
2020-11-15 | 14 | 11 | 0 | 1 | 1 | 0 | -0.066218 |  | 0 | 0 | 1 | Super Off Peak | 0 | 0 | 1 | Off Peak | 0 | 1 | Off Peak | 0 | 1 | Off Peak | 0 | 0 | 1 | Super Off Peak | 1 | 0 | 0 | On Peak | 0 | 1 | 0 | Off Peak
2020-11-15 | 15 | 11 | 0 | 1 | 1 | 0 | 0.11022 |  | 0 | 1 | 0 | Off Peak | 0 | 0 | 1 | Off Peak | 0 | 1 | Off Peak | 0 | 1 | Off Peak | 0 | 0 | 1 | Super Off Peak | 1 | 0 | 0 | On Peak | 0 | 1 | 0 | Off Peak
2020-11-15 | 16 | 11 | 0 | 1 | 1 | 0 | 0.58645 |  | 0 | 1 | 0 | Off Peak | 0 | 0 | 1 | Off Peak | 0 | 1 | Off Peak | 0 | 1 | Off Peak | 0 | 0 | 1 | Super Off Peak | 1 | 0 | 0 | On Peak | 0 | 1 | 0 | Off Peak
2020-11-15 | 17 | 11 | 0 | 1 | 1 | 0 | 1.0514 |  | 1 | 0 | 0 | On Peak | 0 | 0 | 1 | Off Peak | 0 | 1 | Off Peak | 0 | 1 | Off Peak | 0 | 0 | 1 | Super Off Peak | 1 | 0 | 0 | On Peak | 0 | 1 | 0 | Off Peak
2020-11-15 | 18 | 11 | 0 | 1 | 1 | 0 | 1.2961 |  | 1 | 0 | 0 | On Peak | 0 | 0 | 1 | Off Peak | 0 | 1 | Off Peak | 0 | 1 | Off Peak | 0 | 0 | 1 | Super Off Peak | 1 | 0 | 0 | On Peak | 0 | 1 | 0 | Off Peak
2020-11-15 | 19 | 11 | 0 | 1 | 1 | 0 | 1.6246 |  | 1 | 0 | 0 | On Peak | 0 | 0 | 1 | Off Peak | 0 | 1 | Off Peak | 0 | 1 | Off Peak | 0 | 0 | 1 | Super Off Peak | 1 | 0 | 0 | On Peak | 0 | 1 | 0 | Off Peak
2020-11-15 | 20 | 11 | 0 | 1 | 1 | 0 | 1.6534 |  | 1 | 0 | 0 | On Peak | 0 | 0 | 1 | Off Peak | 0 | 1 | Off Peak | 0 | 1 | Off Peak | 0 | 0 | 1 | Super Off Peak | 1 | 0 | 0 | On Peak | 1 | 0 | 0 | On Peak
2020-11-15 | 21 | 11 | 0 | 1 | 1 | 0 | 1.6146 |  | 1 | 0 | 0 | On Peak | 0 | 0 | 1 | Off Peak | 0 | 1 | Off Peak | 0 | 1 | Off Peak | 0 | 0 | 1 | Super Off Peak | 0 | 1 | 0 | Off Peak | 1 | 0 | 0 | On Peak
2020-11-15 | 22 | 11 | 0 | 1 | 1 | 0 | 1.5735 |  | 0 | 1 | 0 | Off Peak | 0 | 0 | 1 | Off Peak | 0 | 1 | Off Peak | 0 | 1 | Off Peak | 0 | 0 | 1 | Super Off Peak | 0 | 1 | 0 | Off Peak | 1 | 0 | 0 | On Peak
2020-11-15 | 23 | 11 | 0 | 1 | 1 | 0 | 1.4475 |  | 0 | 1 | 0 | Off Peak | 0 | 0 | 1 | Off Peak | 0 | 1 | Off Peak | 0 | 1 | Off Peak | 0 | 0 | 1 | Super Off Peak | 0 | 1 | 0 | Off Peak | 1 | 0 | 0 | On Peak
2020-11-15 | 24 | 11 | 0 | 1 | 1 | 0 | 1.2797 |  | 0 | 1 | 0 | Off Peak | 0 | 0 | 1 | Off Peak | 0 | 1 | Off Peak | 0 | 1 | Off Peak | 0 | 0 | 1 | Super Off Peak | 0 | 1 | 0 | Off Peak | 1 | 0 | 0 | On Peak
2020-11-16 | 1 | 11 | 0 | 0 | 0 | 0 | 1.2005 |  | 0 | 0 | 1 | Super Off Peak | 0 | 0 | 1 | Off Peak | 0 | 1 | Off Peak | 0 | 1 | Off Peak | 0 | 0 | 1 | Super Off Peak | 0 | 0 | 1 | Super Off Peak | 0 | 0 | 1 | Super Off Peak
2020-11-16 | 2 | 11 | 0 | 0 | 0 | 0 | 1.0845 |  | 0 | 0 | 1 | Super Off Peak | 0 | 0 | 1 | Off Peak | 0 | 1 | Off Peak | 0 | 1 | Off Peak | 0 | 0 | 1 | Super Off Peak | 0 | 0 | 1 | Super Off Peak | 0 | 0 | 1 | Super Off Peak
2020-11-16 | 3 | 11 | 0 | 0 | 0 | 0 | 1.0061 |  | 0 | 0 | 1 | Super Off Peak | 0 | 0 | 1 | Off Peak | 0 | 1 | Off Peak | 0 | 1 | Off Peak | 0 | 0 | 1 | Super Off Peak | 0 | 0 | 1 | Super Off Peak | 0 | 0 | 1 | Super Off Peak
2020-11-16 | 4 | 11 | 0 | 0 | 0 | 0 | 0.96517 |  | 0 | 0 | 1 | Super Off Peak | 0 | 0 | 1 | Off Peak | 0 | 1 | Off Peak | 0 | 1 | Off Peak | 0 | 0 | 1 | Super Off Peak | 0 | 0 | 1 | Super Off Peak | 0 | 0 | 1 | Super Off Peak
2020-11-16 | 5 | 11 | 0 | 0 | 0 | 0 | 0.93661 |  | 0 | 0 | 1 | Super Off Peak | 0 | 0 | 1 | Off Peak | 0 | 1 | Off Peak | 0 | 1 | Off Peak | 0 | 0 | 1 | Super Off Peak | 0 | 0 | 1 | Super Off Peak | 0 | 0 | 1 | Super Off Peak
2020-11-16 | 6 | 11 | 0 | 0 | 0 | 0 | 0.93978 |  | 0 | 0 | 1 | Super Off Peak | 0 | 0 | 1 | Off Peak | 0 | 1 | Off Peak | 0 | 1 | Off Peak | 0 | 0 | 1 | Super Off Peak | 0 | 1 | 0 | Off Peak | 0 | 1 | 0 | Off Peak
2020-11-16 | 7 | 11 | 0 | 0 | 0 | 0 | 1.2371 |  | 0 | 1 | 0 | Off Peak | 0 | 1 | 0 | Semi Peak | 0 | 1 | Off Peak | 0 | 1 | Off Peak | 0 | 1 | 0 | Off Peak | 0 | 1 | 0 | Off Peak | 0 | 1 | 0 | Off Peak
2020-11-16 | 8 | 11 | 0 | 0 | 0 | 0 | 0.95913 |  | 0 | 1 | 0 | Off Peak | 0 | 1 | 0 | Semi Peak | 0 | 1 | Off Peak | 0 | 1 | Off Peak | 0 | 1 | 0 | Off Peak | 0 | 1 | 0 | Off Peak | 0 | 1 | 0 | Off Peak
2020-11-16 | 9 | 11 | 0 | 0 | 0 | 0 | 0.4587 |  | 0 | 1 | 0 | Off Peak | 0 | 1 | 0 | Semi Peak | 0 | 1 | Off Peak | 0 | 1 | Off Peak | 0 | 1 | 0 | Off Peak | 0 | 1 | 0 | Off Peak | 0 | 1 | 0 | Off Peak
2020-11-16 | 10 | 11 | 0 | 0 | 0 | 0 | 0.22328 |  | 0 | 1 | 0 | Off Peak | 0 | 1 | 0 | Semi Peak | 0 | 1 | Off Peak | 0 | 1 | Off Peak | 0 | 1 | 0 | Off Peak | 0 | 1 | 0 | Off Peak | 0 | 1 | 0 | Off Peak
2020-11-16 | 11 | 11 | 0 | 0 | 0 | 0 | 0.11938 |  | 0 | 1 | 0 | Off Peak | 0 | 1 | 0 | Semi Peak | 0 | 1 | Off Peak | 0 | 1 | Off Peak | 0 | 1 | 0 | Off Peak | 0 | 1 | 0 | Off Peak | 0 | 1 | 0 | Off Peak
2020-11-16 | 12 | 11 | 0 | 0 | 0 | 0 | 0.059579 |  | 0 | 1 | 0 | Off Peak | 0 | 1 | 0 | Semi Peak | 0 | 1 | Off Peak | 0 | 1 | Off Peak | 0 | 1 | 0 | Off Peak | 0 | 1 | 0 | Off Peak | 0 | 1 | 0 | Off Peak
2020-11-16 | 13 | 11 | 0 | 0 | 0 | 0 | 0.018402 |  | 0 | 1 | 0 | Off Peak | 0 | 1 | 0 | Semi Peak | 0 | 1 | Off Peak | 1 | 0 | On Peak | 0 | 1 | 0 | Off Peak | 1 | 0 | 0 | On Peak | 0 | 1 | 0 | Off Peak
2020-11-16 | 14 | 11 | 0 | 0 | 0 | 0 | 0.079268 |  | 0 | 1 | 0 | Off Peak | 0 | 1 | 0 | Semi Peak | 0 | 1 | Off Peak | 1 | 0 | On Peak | 0 | 1 | 0 | Off Peak | 1 | 0 | 0 | On Peak | 0 | 1 | 0 | Off Peak
2020-11-16 | 15 | 11 | 0 | 0 | 0 | 0 | 0.33644 |  | 0 | 1 | 0 | Off Peak | 0 | 1 | 0 | Semi Peak | 0 | 1 | Off Peak | 1 | 0 | On Peak | 0 | 1 | 0 | Off Peak | 1 | 0 | 0 | On Peak | 0 | 1 | 0 | Off Peak
2020-11-16 | 16 | 11 | 0 | 0 | 0 | 0 | 0.92967 |  | 0 | 1 | 0 | Off Peak | 0 | 1 | 0 | Semi Peak | 0 | 1 | Off Peak | 1 | 0 | On Peak | 0 | 1 | 0 | Off Peak | 1 | 0 | 0 | On Peak | 0 | 1 | 0 | Off Peak
2020-11-16 | 17 | 11 | 0 | 0 | 0 | 0 | 1.5409 |  | 1 | 0 | 0 | On Peak | 0 | 1 | 0 | Semi Peak | 1 | 0 | On Peak | 1 | 0 | On Peak | 0 | 1 | 0 | Off Peak | 1 | 0 | 0 | On Peak | 0 | 1 | 0 | Off Peak
2020-11-16 | 18 | 11 | 0 | 0 | 0 | 0 | 1.8585 |  | 1 | 0 | 0 | On Peak | 1 | 0 | 0 | On Peak | 1 | 0 | On Peak | 1 | 0 | On Peak | 0 | 1 | 0 | Off Peak | 1 | 0 | 0 | On Peak | 0 | 1 | 0 | Off Peak
2020-11-16 | 19 | 11 | 0 | 0 | 0 | 0 | 2.2331 |  | 1 | 0 | 0 | On Peak | 1 | 0 | 0 | On Peak | 1 | 0 | On Peak | 0 | 1 | Off Peak | 0 | 0 | 1 | Super Off Peak | 1 | 0 | 0 | On Peak | 0 | 1 | 0 | Off Peak
2020-11-16 | 20 | 11 | 0 | 0 | 0 | 0 | 2.2445 |  | 1 | 0 | 0 | On Peak | 1 | 0 | 0 | On Peak | 1 | 0 | On Peak | 0 | 1 | Off Peak | 0 | 0 | 1 | Super Off Peak | 1 | 0 | 0 | On Peak | 1 | 0 | 0 | On Peak
2020-11-16 | 21 | 11 | 0 | 0 | 0 | 0 | 2.1837 |  | 1 | 0 | 0 | On Peak | 0 | 1 | 0 | Semi Peak | 1 | 0 | On Peak | 0 | 1 | Off Peak | 0 | 0 | 1 | Super Off Peak | 0 | 1 | 0 | Off Peak | 1 | 0 | 0 | On Peak
2020-11-16 | 22 | 11 | 0 | 0 | 0 | 0 | 2.0931 |  | 0 | 1 | 0 | Off Peak | 0 | 1 | 0 | Semi Peak | 0 | 1 | Off Peak | 0 | 1 | Off Peak | 0 | 0 | 1 | Super Off Peak | 0 | 1 | 0 | Off Peak | 1 | 0 | 0 | On Peak
2020-11-16 | 23 | 11 | 0 | 0 | 0 | 0 | 1.5417 |  | 0 | 1 | 0 | Off Peak | 0 | 0 | 1 | Off Peak | 0 | 1 | Off Peak | 0 | 1 | Off Peak | 0 | 0 | 1 | Super Off Peak | 0 | 1 | 0 | Off Peak | 1 | 0 | 0 | On Peak
2020-11-16 | 24 | 11 | 0 | 0 | 0 | 0 | 1.3437 |  | 0 | 1 | 0 | Off Peak | 0 | 0 | 1 | Off Peak | 0 | 1 | Off Peak | 0 | 1 | Off Peak | 0 | 0 | 1 | Super Off Peak | 0 | 1 | 0 | Off Peak | 1 | 0 | 0 | On Peak
2020-11-17 | 1 | 11 | 0 | 0 | 0 | 0 | 1.1682 |  | 0 | 0 | 1 | Super Off Peak | 0 | 0 | 1 | Off Peak | 0 | 1 | Off Peak | 0 | 1 | Off Peak | 0 | 0 | 1 | Super Off Peak | 0 | 0 | 1 | Super Off Peak | 0 | 0 | 1 | Super Off Peak
2020-11-17 | 2 | 11 | 0 | 0 | 0 | 0 | 1.0489 |  | 0 | 0 | 1 | Super Off Peak | 0 | 0 | 1 | Off Peak | 0 | 1 | Off Peak | 0 | 1 | Off Peak | 0 | 0 | 1 | Super Off Peak | 0 | 0 | 1 | Super Off Peak | 0 | 0 | 1 | Super Off Peak
2020-11-17 | 3 | 11 | 0 | 0 | 0 | 0 | 0.9835 |  | 0 | 0 | 1 | Super Off Peak | 0 | 0 | 1 | Off Peak | 0 | 1 | Off Peak | 0 | 1 | Off Peak | 0 | 0 | 1 | Super Off Peak | 0 | 0 | 1 | Super Off Peak | 0 | 0 | 1 | Super Off Peak
2020-11-17 | 4 | 11 | 0 | 0 | 0 | 0 | 0.94108 |  | 0 | 0 | 1 | Super Off Peak | 0 | 0 | 1 | Off Peak | 0 | 1 | Off Peak | 0 | 1 | Off Peak | 0 | 0 | 1 | Super Off Peak | 0 | 0 | 1 | Super Off Peak | 0 | 0 | 1 | Super Off Peak
2020-11-17 | 5 | 11 | 0 | 0 | 0 | 0 | 0.91705 |  | 0 | 0 | 1 | Super Off Peak | 0 | 0 | 1 | Off Peak | 0 | 1 | Off Peak | 0 | 1 | Off Peak | 0 | 0 | 1 | Super Off Peak | 0 | 0 | 1 | Super Off Peak | 0 | 0 | 1 | Super Off Peak
2020-11-17 | 6 | 11 | 0 | 0 | 0 | 0 | 0.92059 |  | 0 | 0 | 1 | Super Off Peak | 0 | 0 | 1 | Off Peak | 0 | 1 | Off Peak | 0 | 1 | Off Peak | 0 | 0 | 1 | Super Off Peak | 0 | 1 | 0 | Off Peak | 0 | 1 | 0 | Off Peak
2020-11-17 | 7 | 11 | 0 | 0 | 0 | 0 | 1.2077 |  | 0 | 1 | 0 | Off Peak | 0 | 1 | 0 | Semi Peak | 0 | 1 | Off Peak | 0 | 1 | Off Peak | 0 | 1 | 0 | Off Peak | 0 | 1 | 0 | Off Peak | 0 | 1 | 0 | Off Peak
2020-11-17 | 8 | 11 | 0 | 0 | 0 | 0 | 0.91953 |  | 0 | 1 | 0 | Off Peak | 0 | 1 | 0 | Semi Peak | 0 | 1 | Off Peak | 0 | 1 | Off Peak | 0 | 1 | 0 | Off Peak | 0 | 1 | 0 | Off Peak | 0 | 1 | 0 | Off Peak
2020-11-17 | 9 | 11 | 0 | 0 | 0 | 0 | 0.41482 |  | 0 | 1 | 0 | Off Peak | 0 | 1 | 0 | Semi Peak | 0 | 1 | Off Peak | 0 | 1 | Off Peak | 0 | 1 | 0 | Off Peak | 0 | 1 | 0 | Off Peak | 0 | 1 | 0 | Off Peak
2020-11-17 | 10 | 11 | 0 | 0 | 0 | 0 | 0.19276 |  | 0 | 1 | 0 | Off Peak | 0 | 1 | 0 | Semi Peak | 0 | 1 | Off Peak | 0 | 1 | Off Peak | 0 | 1 | 0 | Off Peak | 0 | 1 | 0 | Off Peak | 0 | 1 | 0 | Off Peak
2020-11-17 | 11 | 11 | 0 | 0 | 0 | 0 | 0.10197 |  | 0 | 1 | 0 | Off Peak | 0 | 1 | 0 | Semi Peak | 0 | 1 | Off Peak | 0 | 1 | Off Peak | 0 | 1 | 0 | Off Peak | 0 | 1 | 0 | Off Peak | 0 | 1 | 0 | Off Peak
2020-11-17 | 12 | 11 | 0 | 0 | 0 | 0 | 0.068198 |  | 0 | 1 | 0 | Off Peak | 0 | 1 | 0 | Semi Peak | 0 | 1 | Off Peak | 0 | 1 | Off Peak | 0 | 1 | 0 | Off Peak | 0 | 1 | 0 | Off Peak | 0 | 1 | 0 | Off Peak
2020-11-17 | 13 | 11 | 0 | 0 | 0 | 0 | 0.055584 |  | 0 | 1 | 0 | Off Peak | 0 | 1 | 0 | Semi Peak | 0 | 1 | Off Peak | 1 | 0 | On Peak | 0 | 1 | 0 | Off Peak | 1 | 0 | 0 | On Peak | 0 | 1 | 0 | Off Peak
2020-11-17 | 14 | 11 | 0 | 0 | 0 | 0 | 0.11564 |  | 0 | 1 | 0 | Off Peak | 0 | 1 | 0 | Semi Peak | 0 | 1 | Off Peak | 1 | 0 | On Peak | 0 | 1 | 0 | Off Peak | 1 | 0 | 0 | On Peak | 0 | 1 | 0 | Off Peak
2020-11-17 | 15 | 11 | 0 | 0 | 0 | 0 | 0.38503 |  | 0 | 1 | 0 | Off Peak | 0 | 1 | 0 | Semi Peak | 0 | 1 | Off Peak | 1 | 0 | On Peak | 0 | 1 | 0 | Off Peak | 1 | 0 | 0 | On Peak | 0 | 1 | 0 | Off Peak
2020-11-17 | 16 | 11 | 0 | 0 | 0 | 0 | 0.99259 |  | 0 | 1 | 0 | Off Peak | 0 | 1 | 0 | Semi Peak | 0 | 1 | Off Peak | 1 | 0 | On Peak | 0 | 1 | 0 | Off Peak | 1 | 0 | 0 | On Peak | 0 | 1 | 0 | Off Peak
2020-11-17 | 17 | 11 | 0 | 0 | 0 | 0 | 1.5916 |  | 1 | 0 | 0 | On Peak | 0 | 1 | 0 | Semi Peak | 1 | 0 | On Peak | 1 | 0 | On Peak | 0 | 1 | 0 | Off Peak | 1 | 0 | 0 | On Peak | 0 | 1 | 0 | Off Peak
2020-11-17 | 18 | 11 | 0 | 0 | 0 | 0 | 1.8772 |  | 1 | 0 | 0 | On Peak | 1 | 0 | 0 | On Peak | 1 | 0 | On Peak | 1 | 0 | On Peak | 0 | 1 | 0 | Off Peak | 1 | 0 | 0 | On Peak | 0 | 1 | 0 | Off Peak
2020-11-17 | 19 | 11 | 0 | 0 | 0 | 0 | 2.2568 |  | 1 | 0 | 0 | On Peak | 1 | 0 | 0 | On Peak | 1 | 0 | On Peak | 0 | 1 | Off Peak | 0 | 0 | 1 | Super Off Peak | 1 | 0 | 0 | On Peak | 0 | 1 | 0 | Off Peak
2020-11-17 | 20 | 11 | 0 | 0 | 0 | 0 | 2.2797 |  | 1 | 0 | 0 | On Peak | 1 | 0 | 0 | On Peak | 1 | 0 | On Peak | 0 | 1 | Off Peak | 0 | 0 | 1 | Super Off Peak | 1 | 0 | 0 | On Peak | 1 | 0 | 0 | On Peak
2020-11-17 | 21 | 11 | 0 | 0 | 0 | 0 | 2.2043 |  | 1 | 0 | 0 | On Peak | 0 | 1 | 0 | Semi Peak | 1 | 0 | On Peak | 0 | 1 | Off Peak | 0 | 0 | 1 | Super Off Peak | 0 | 1 | 0 | Off Peak | 1 | 0 | 0 | On Peak
2020-11-17 | 22 | 11 | 0 | 0 | 0 | 0 | 2.0996 |  | 0 | 1 | 0 | Off Peak | 0 | 1 | 0 | Semi Peak | 0 | 1 | Off Peak | 0 | 1 | Off Peak | 0 | 0 | 1 | Super Off Peak | 0 | 1 | 0 | Off Peak | 1 | 0 | 0 | On Peak
2020-11-17 | 23 | 11 | 0 | 0 | 0 | 0 | 1.5307 |  | 0 | 1 | 0 | Off Peak | 0 | 0 | 1 | Off Peak | 0 | 1 | Off Peak | 0 | 1 | Off Peak | 0 | 0 | 1 | Super Off Peak | 0 | 1 | 0 | Off Peak | 1 | 0 | 0 | On Peak
2020-11-17 | 24 | 11 | 0 | 0 | 0 | 0 | 1.3225 |  | 0 | 1 | 0 | Off Peak | 0 | 0 | 1 | Off Peak | 0 | 1 | Off Peak | 0 | 1 | Off Peak | 0 | 0 | 1 | Super Off Peak | 0 | 1 | 0 | Off Peak | 1 | 0 | 0 | On Peak
2020-11-18 | 1 | 11 | 0 | 0 | 0 | 0 | 1.1631 |  | 0 | 0 | 1 | Super Off Peak | 0 | 0 | 1 | Off Peak | 0 | 1 | Off Peak | 0 | 1 | Off Peak | 0 | 0 | 1 | Super Off Peak | 0 | 0 | 1 | Super Off Peak | 0 | 0 | 1 | Super Off Peak
2020-11-18 | 2 | 11 | 0 | 0 | 0 | 0 | 1.0456 |  | 0 | 0 | 1 | Super Off Peak | 0 | 0 | 1 | Off Peak | 0 | 1 | Off Peak | 0 | 1 | Off Peak | 0 | 0 | 1 | Super Off Peak | 0 | 0 | 1 | Super Off Peak | 0 | 0 | 1 | Super Off Peak
2020-11-18 | 3 | 11 | 0 | 0 | 0 | 0 | 0.9844 |  | 0 | 0 | 1 | Super Off Peak | 0 | 0 | 1 | Off Peak | 0 | 1 | Off Peak | 0 | 1 | Off Peak | 0 | 0 | 1 | Super Off Peak | 0 | 0 | 1 | Super Off Peak | 0 | 0 | 1 | Super Off Peak
2020-11-18 | 4 | 11 | 0 | 0 | 0 | 0 | 0.95062 |  | 0 | 0 | 1 | Super Off Peak | 0 | 0 | 1 | Off Peak | 0 | 1 | Off Peak | 0 | 1 | Off Peak | 0 | 0 | 1 | Super Off Peak | 0 | 0 | 1 | Super Off Peak | 0 | 0 | 1 | Super Off Peak
2020-11-18 | 5 | 11 | 0 | 0 | 0 | 0 | 0.92849 |  | 0 | 0 | 1 | Super Off Peak | 0 | 0 | 1 | Off Peak | 0 | 1 | Off Peak | 0 | 1 | Off Peak | 0 | 0 | 1 | Super Off Peak | 0 | 0 | 1 | Super Off Peak | 0 | 0 | 1 | Super Off Peak
2020-11-18 | 6 | 11 | 0 | 0 | 0 | 0 | 0.94623 |  | 0 | 0 | 1 | Super Off Peak | 0 | 0 | 1 | Off Peak | 0 | 1 | Off Peak | 0 | 1 | Off Peak | 0 | 0 | 1 | Super Off Peak | 0 | 1 | 0 | Off Peak | 0 | 1 | 0 | Off Peak
2020-11-18 | 7 | 11 | 0 | 0 | 0 | 0 | 1.2859 |  | 0 | 1 | 0 | Off Peak | 0 | 1 | 0 | Semi Peak | 0 | 1 | Off Peak | 0 | 1 | Off Peak | 0 | 1 | 0 | Off Peak | 0 | 1 | 0 | Off Peak | 0 | 1 | 0 | Off Peak
2020-11-18 | 8 | 11 | 0 | 0 | 0 | 0 | 1.043 |  | 0 | 1 | 0 | Off Peak | 0 | 1 | 0 | Semi Peak | 0 | 1 | Off Peak | 0 | 1 | Off Peak | 0 | 1 | 0 | Off Peak | 0 | 1 | 0 | Off Peak | 0 | 1 | 0 | Off Peak
2020-11-18 | 9 | 11 | 0 | 0 | 0 | 0 | 0.53103 |  | 0 | 1 | 0 | Off Peak | 0 | 1 | 0 | Semi Peak | 0 | 1 | Off Peak | 0 | 1 | Off Peak | 0 | 1 | 0 | Off Peak | 0 | 1 | 0 | Off Peak | 0 | 1 | 0 | Off Peak
2020-11-18 | 10 | 11 | 0 | 0 | 0 | 0 | 0.27361 |  | 0 | 1 | 0 | Off Peak | 0 | 1 | 0 | Semi Peak | 0 | 1 | Off Peak | 0 | 1 | Off Peak | 0 | 1 | 0 | Off Peak | 0 | 1 | 0 | Off Peak | 0 | 1 | 0 | Off Peak
2020-11-18 | 11 | 11 | 0 | 0 | 0 | 0 | 0.15894 |  | 0 | 1 | 0 | Off Peak | 0 | 1 | 0 | Semi Peak | 0 | 1 | Off Peak | 0 | 1 | Off Peak | 0 | 1 | 0 | Off Peak | 0 | 1 | 0 | Off Peak | 0 | 1 | 0 | Off Peak
2020-11-18 | 12 | 11 | 0 | 0 | 0 | 0 | 0.1003 |  | 0 | 1 | 0 | Off Peak | 0 | 1 | 0 | Semi Peak | 0 | 1 | Off Peak | 0 | 1 | Off Peak | 0 | 1 | 0 | Off Peak | 0 | 1 | 0 | Off Peak | 0 | 1 | 0 | Off Peak
2020-11-18 | 13 | 11 | 0 | 0 | 0 | 0 | 0.055996 |  | 0 | 1 | 0 | Off Peak | 0 | 1 | 0 | Semi Peak | 0 | 1 | Off Peak | 1 | 0 | On Peak | 0 | 1 | 0 | Off Peak | 1 | 0 | 0 | On Peak | 0 | 1 | 0 | Off Peak
2020-11-18 | 14 | 11 | 0 | 0 | 0 | 0 | 0.10718 |  | 0 | 1 | 0 | Off Peak | 0 | 1 | 0 | Semi Peak | 0 | 1 | Off Peak | 1 | 0 | On Peak | 0 | 1 | 0 | Off Peak | 1 | 0 | 0 | On Peak | 0 | 1 | 0 | Off Peak
2020-11-18 | 15 | 11 | 0 | 0 | 0 | 0 | 0.36881 |  | 0 | 1 | 0 | Off Peak | 0 | 1 | 0 | Semi Peak | 0 | 1 | Off Peak | 1 | 0 | On Peak | 0 | 1 | 0 | Off Peak | 1 | 0 | 0 | On Peak | 0 | 1 | 0 | Off Peak
2020-11-18 | 16 | 11 | 0 | 0 | 0 | 0 | 0.97041 |  | 0 | 1 | 0 | Off Peak | 0 | 1 | 0 | Semi Peak | 0 | 1 | Off Peak | 1 | 0 | On Peak | 0 | 1 | 0 | Off Peak | 1 | 0 | 0 | On Peak | 0 | 1 | 0 | Off Peak
2020-11-18 | 17 | 11 | 0 | 0 | 0 | 0 | 1.5724 |  | 1 | 0 | 0 | On Peak | 0 | 1 | 0 | Semi Peak | 1 | 0 | On Peak | 1 | 0 | On Peak | 0 | 1 | 0 | Off Peak | 1 | 0 | 0 | On Peak | 0 | 1 | 0 | Off Peak
2020-11-18 | 18 | 11 | 0 | 0 | 0 | 0 | 1.8661 |  | 1 | 0 | 0 | On Peak | 1 | 0 | 0 | On Peak | 1 | 0 | On Peak | 1 | 0 | On Peak | 0 | 1 | 0 | Off Peak | 1 | 0 | 0 | On Peak | 0 | 1 | 0 | Off Peak
2020-11-18 | 19 | 11 | 0 | 0 | 0 | 0 | 2.2458 |  | 1 | 0 | 0 | On Peak | 1 | 0 | 0 | On Peak | 1 | 0 | On Peak | 0 | 1 | Off Peak | 0 | 0 | 1 | Super Off Peak | 1 | 0 | 0 | On Peak | 0 | 1 | 0 | Off Peak
2020-11-18 | 20 | 11 | 0 | 0 | 0 | 0 | 2.2634 |  | 1 | 0 | 0 | On Peak | 1 | 0 | 0 | On Peak | 1 | 0 | On Peak | 0 | 1 | Off Peak | 0 | 0 | 1 | Super Off Peak | 1 | 0 | 0 | On Peak | 1 | 0 | 0 | On Peak
2020-11-18 | 21 | 11 | 0 | 0 | 0 | 0 | 2.1997 |  | 1 | 0 | 0 | On Peak | 0 | 1 | 0 | Semi Peak | 1 | 0 | On Peak | 0 | 1 | Off Peak | 0 | 0 | 1 | Super Off Peak | 0 | 1 | 0 | Off Peak | 1 | 0 | 0 | On Peak
2020-11-18 | 22 | 11 | 0 | 0 | 0 | 0 | 2.0961 |  | 0 | 1 | 0 | Off Peak | 0 | 1 | 0 | Semi Peak | 0 | 1 | Off Peak | 0 | 1 | Off Peak | 0 | 0 | 1 | Super Off Peak | 0 | 1 | 0 | Off Peak | 1 | 0 | 0 | On Peak
2020-11-18 | 23 | 11 | 0 | 0 | 0 | 0 | 1.5306 |  | 0 | 1 | 0 | Off Peak | 0 | 0 | 1 | Off Peak | 0 | 1 | Off Peak | 0 | 1 | Off Peak | 0 | 0 | 1 | Super Off Peak | 0 | 1 | 0 | Off Peak | 1 | 0 | 0 | On Peak
2020-11-18 | 24 | 11 | 0 | 0 | 0 | 0 | 1.3172 |  | 0 | 1 | 0 | Off Peak | 0 | 0 | 1 | Off Peak | 0 | 1 | Off Peak | 0 | 1 | Off Peak | 0 | 0 | 1 | Super Off Peak | 0 | 1 | 0 | Off Peak | 1 | 0 | 0 | On Peak
2020-11-19 | 1 | 11 | 0 | 0 | 0 | 0 | 1.1705 |  | 0 | 0 | 1 | Super Off Peak | 0 | 0 | 1 | Off Peak | 0 | 1 | Off Peak | 0 | 1 | Off Peak | 0 | 0 | 1 | Super Off Peak | 0 | 0 | 1 | Super Off Peak | 0 | 0 | 1 | Super Off Peak
2020-11-19 | 2 | 11 | 0 | 0 | 0 | 0 | 1.0802 |  | 0 | 0 | 1 | Super Off Peak | 0 | 0 | 1 | Off Peak | 0 | 1 | Off Peak | 0 | 1 | Off Peak | 0 | 0 | 1 | Super Off Peak | 0 | 0 | 1 | Super Off Peak | 0 | 0 | 1 | Super Off Peak
2020-11-19 | 3 | 11 | 0 | 0 | 0 | 0 | 1.0132 |  | 0 | 0 | 1 | Super Off Peak | 0 | 0 | 1 | Off Peak | 0 | 1 | Off Peak | 0 | 1 | Off Peak | 0 | 0 | 1 | Super Off Peak | 0 | 0 | 1 | Super Off Peak | 0 | 0 | 1 | Super Off Peak
2020-11-19 | 4 | 11 | 0 | 0 | 0 | 0 | 0.9684 |  | 0 | 0 | 1 | Super Off Peak | 0 | 0 | 1 | Off Peak | 0 | 1 | Off Peak | 0 | 1 | Off Peak | 0 | 0 | 1 | Super Off Peak | 0 | 0 | 1 | Super Off Peak | 0 | 0 | 1 | Super Off Peak
2020-11-19 | 5 | 11 | 0 | 0 | 0 | 0 | 0.93649 |  | 0 | 0 | 1 | Super Off Peak | 0 | 0 | 1 | Off Peak | 0 | 1 | Off Peak | 0 | 1 | Off Peak | 0 | 0 | 1 | Super Off Peak | 0 | 0 | 1 | Super Off Peak | 0 | 0 | 1 | Super Off Peak
2020-11-19 | 6 | 11 | 0 | 0 | 0 | 0 | 0.93757 |  | 0 | 0 | 1 | Super Off Peak | 0 | 0 | 1 | Off Peak | 0 | 1 | Off Peak | 0 | 1 | Off Peak | 0 | 0 | 1 | Super Off Peak | 0 | 1 | 0 | Off Peak | 0 | 1 | 0 | Off Peak
2020-11-19 | 7 | 11 | 0 | 0 | 0 | 0 | 1.2292 |  | 0 | 1 | 0 | Off Peak | 0 | 1 | 0 | Semi Peak | 0 | 1 | Off Peak | 0 | 1 | Off Peak | 0 | 1 | 0 | Off Peak | 0 | 1 | 0 | Off Peak | 0 | 1 | 0 | Off Peak
2020-11-19 | 8 | 11 | 0 | 0 | 0 | 0 | 0.94193 |  | 0 | 1 | 0 | Off Peak | 0 | 1 | 0 | Semi Peak | 0 | 1 | Off Peak | 0 | 1 | Off Peak | 0 | 1 | 0 | Off Peak | 0 | 1 | 0 | Off Peak | 0 | 1 | 0 | Off Peak
2020-11-19 | 9 | 11 | 0 | 0 | 0 | 0 | 0.41126 |  | 0 | 1 | 0 | Off Peak | 0 | 1 | 0 | Semi Peak | 0 | 1 | Off Peak | 0 | 1 | Off Peak | 0 | 1 | 0 | Off Peak | 0 | 1 | 0 | Off Peak | 0 | 1 | 0 | Off Peak
2020-11-19 | 10 | 11 | 0 | 0 | 0 | 0 | 0.15536 |  | 0 | 1 | 0 | Off Peak | 0 | 1 | 0 | Semi Peak | 0 | 1 | Off Peak | 0 | 1 | Off Peak | 0 | 1 | 0 | Off Peak | 0 | 1 | 0 | Off Peak | 0 | 1 | 0 | Off Peak
2020-11-19 | 11 | 11 | 0 | 0 | 0 | 0 | 0.067067 |  | 0 | 1 | 0 | Off Peak | 0 | 1 | 0 | Semi Peak | 0 | 1 | Off Peak | 0 | 1 | Off Peak | 0 | 1 | 0 | Off Peak | 0 | 1 | 0 | Off Peak | 0 | 1 | 0 | Off Peak
2020-11-19 | 12 | 11 | 0 | 0 | 0 | 0 | 0.052609 |  | 0 | 1 | 0 | Off Peak | 0 | 1 | 0 | Semi Peak | 0 | 1 | Off Peak | 0 | 1 | Off Peak | 0 | 1 | 0 | Off Peak | 0 | 1 | 0 | Off Peak | 0 | 1 | 0 | Off Peak
2020-11-19 | 13 | 11 | 0 | 0 | 0 | 0 | 0.043609 |  | 0 | 1 | 0 | Off Peak | 0 | 1 | 0 | Semi Peak | 0 | 1 | Off Peak | 1 | 0 | On Peak | 0 | 1 | 0 | Off Peak | 1 | 0 | 0 | On Peak | 0 | 1 | 0 | Off Peak
2020-11-19 | 14 | 11 | 0 | 0 | 0 | 0 | 0.12725 |  | 0 | 1 | 0 | Off Peak | 0 | 1 | 0 | Semi Peak | 0 | 1 | Off Peak | 1 | 0 | On Peak | 0 | 1 | 0 | Off Peak | 1 | 0 | 0 | On Peak | 0 | 1 | 0 | Off Peak
2020-11-19 | 15 | 11 | 0 | 0 | 0 | 0 | 0.41077 |  | 0 | 1 | 0 | Off Peak | 0 | 1 | 0 | Semi Peak | 0 | 1 | Off Peak | 1 | 0 | On Peak | 0 | 1 | 0 | Off Peak | 1 | 0 | 0 | On Peak | 0 | 1 | 0 | Off Peak
2020-11-19 | 16 | 11 | 0 | 0 | 0 | 0 | 1.0206 |  | 0 | 1 | 0 | Off Peak | 0 | 1 | 0 | Semi Peak | 0 | 1 | Off Peak | 1 | 0 | On Peak | 0 | 1 | 0 | Off Peak | 1 | 0 | 0 | On Peak | 0 | 1 | 0 | Off Peak
2020-11-19 | 17 | 11 | 0 | 0 | 0 | 0 | 1.6499 |  | 1 | 0 | 0 | On Peak | 0 | 1 | 0 | Semi Peak | 1 | 0 | On Peak | 1 | 0 | On Peak | 0 | 1 | 0 | Off Peak | 1 | 0 | 0 | On Peak | 0 | 1 | 0 | Off Peak
2020-11-19 | 18 | 11 | 0 | 0 | 0 | 0 | 1.912 |  | 1 | 0 | 0 | On Peak | 1 | 0 | 0 | On Peak | 1 | 0 | On Peak | 1 | 0 | On Peak | 0 | 1 | 0 | Off Peak | 1 | 0 | 0 | On Peak | 0 | 1 | 0 | Off Peak
2020-11-19 | 19 | 11 | 0 | 0 | 0 | 0 | 2.2676 |  | 1 | 0 | 0 | On Peak | 1 | 0 | 0 | On Peak | 1 | 0 | On Peak | 0 | 1 | Off Peak | 0 | 0 | 1 | Super Off Peak | 1 | 0 | 0 | On Peak | 0 | 1 | 0 | Off Peak
2020-11-19 | 20 | 11 | 0 | 0 | 0 | 0 | 2.2745 |  | 1 | 0 | 0 | On Peak | 1 | 0 | 0 | On Peak | 1 | 0 | On Peak | 0 | 1 | Off Peak | 0 | 0 | 1 | Super Off Peak | 1 | 0 | 0 | On Peak | 1 | 0 | 0 | On Peak
2020-11-19 | 21 | 11 | 0 | 0 | 0 | 0 | 2.1978 |  | 1 | 0 | 0 | On Peak | 0 | 1 | 0 | Semi Peak | 1 | 0 | On Peak | 0 | 1 | Off Peak | 0 | 0 | 1 | Super Off Peak | 0 | 1 | 0 | Off Peak | 1 | 0 | 0 | On Peak
2020-11-19 | 22 | 11 | 0 | 0 | 0 | 0 | 2.0984 |  | 0 | 1 | 0 | Off Peak | 0 | 1 | 0 | Semi Peak | 0 | 1 | Off Peak | 0 | 1 | Off Peak | 0 | 0 | 1 | Super Off Peak | 0 | 1 | 0 | Off Peak | 1 | 0 | 0 | On Peak
2020-11-19 | 23 | 11 | 0 | 0 | 0 | 0 | 1.5388 |  | 0 | 1 | 0 | Off Peak | 0 | 0 | 1 | Off Peak | 0 | 1 | Off Peak | 0 | 1 | Off Peak | 0 | 0 | 1 | Super Off Peak | 0 | 1 | 0 | Off Peak | 1 | 0 | 0 | On Peak
2020-11-19 | 24 | 11 | 0 | 0 | 0 | 0 | 1.3282 |  | 0 | 1 | 0 | Off Peak | 0 | 0 | 1 | Off Peak | 0 | 1 | Off Peak | 0 | 1 | Off Peak | 0 | 0 | 1 | Super Off Peak | 0 | 1 | 0 | Off Peak | 1 | 0 | 0 | On Peak
2020-11-20 | 1 | 11 | 0 | 0 | 0 | 0 | 1.1648 |  | 0 | 0 | 1 | Super Off Peak | 0 | 0 | 1 | Off Peak | 0 | 1 | Off Peak | 0 | 1 | Off Peak | 0 | 0 | 1 | Super Off Peak | 0 | 0 | 1 | Super Off Peak | 0 | 0 | 1 | Super Off Peak
2020-11-20 | 2 | 11 | 0 | 0 | 0 | 0 | 1.0721 |  | 0 | 0 | 1 | Super Off Peak | 0 | 0 | 1 | Off Peak | 0 | 1 | Off Peak | 0 | 1 | Off Peak | 0 | 0 | 1 | Super Off Peak | 0 | 0 | 1 | Super Off Peak | 0 | 0 | 1 | Super Off Peak
2020-11-20 | 3 | 11 | 0 | 0 | 0 | 0 | 0.99935 |  | 0 | 0 | 1 | Super Off Peak | 0 | 0 | 1 | Off Peak | 0 | 1 | Off Peak | 0 | 1 | Off Peak | 0 | 0 | 1 | Super Off Peak | 0 | 0 | 1 | Super Off Peak | 0 | 0 | 1 | Super Off Peak
2020-11-20 | 4 | 11 | 0 | 0 | 0 | 0 | 0.95855 |  | 0 | 0 | 1 | Super Off Peak | 0 | 0 | 1 | Off Peak | 0 | 1 | Off Peak | 0 | 1 | Off Peak | 0 | 0 | 1 | Super Off Peak | 0 | 0 | 1 | Super Off Peak | 0 | 0 | 1 | Super Off Peak
2020-11-20 | 5 | 11 | 0 | 0 | 0 | 0 | 0.9404 |  | 0 | 0 | 1 | Super Off Peak | 0 | 0 | 1 | Off Peak | 0 | 1 | Off Peak | 0 | 1 | Off Peak | 0 | 0 | 1 | Super Off Peak | 0 | 0 | 1 | Super Off Peak | 0 | 0 | 1 | Super Off Peak
2020-11-20 | 6 | 11 | 0 | 0 | 0 | 0 | 0.95636 |  | 0 | 0 | 1 | Super Off Peak | 0 | 0 | 1 | Off Peak | 0 | 1 | Off Peak | 0 | 1 | Off Peak | 0 | 0 | 1 | Super Off Peak | 0 | 1 | 0 | Off Peak | 0 | 1 | 0 | Off Peak
2020-11-20 | 7 | 11 | 0 | 0 | 0 | 0 | 1.2904 |  | 0 | 1 | 0 | Off Peak | 0 | 1 | 0 | Semi Peak | 0 | 1 | Off Peak | 0 | 1 | Off Peak | 0 | 1 | 0 | Off Peak | 0 | 1 | 0 | Off Peak | 0 | 1 | 0 | Off Peak
2020-11-20 | 8 | 11 | 0 | 0 | 0 | 0 | 1.0174 |  | 0 | 1 | 0 | Off Peak | 0 | 1 | 0 | Semi Peak | 0 | 1 | Off Peak | 0 | 1 | Off Peak | 0 | 1 | 0 | Off Peak | 0 | 1 | 0 | Off Peak | 0 | 1 | 0 | Off Peak
2020-11-20 | 9 | 11 | 0 | 0 | 0 | 0 | 0.51213 |  | 0 | 1 | 0 | Off Peak | 0 | 1 | 0 | Semi Peak | 0 | 1 | Off Peak | 0 | 1 | Off Peak | 0 | 1 | 0 | Off Peak | 0 | 1 | 0 | Off Peak | 0 | 1 | 0 | Off Peak
2020-11-20 | 10 | 11 | 0 | 0 | 0 | 0 | 0.2541 |  | 0 | 1 | 0 | Off Peak | 0 | 1 | 0 | Semi Peak | 0 | 1 | Off Peak | 0 | 1 | Off Peak | 0 | 1 | 0 | Off Peak | 0 | 1 | 0 | Off Peak | 0 | 1 | 0 | Off Peak
2020-11-20 | 11 | 11 | 0 | 0 | 0 | 0 | 0.16704 |  | 0 | 1 | 0 | Off Peak | 0 | 1 | 0 | Semi Peak | 0 | 1 | Off Peak | 0 | 1 | Off Peak | 0 | 1 | 0 | Off Peak | 0 | 1 | 0 | Off Peak | 0 | 1 | 0 | Off Peak
2020-11-20 | 12 | 11 | 0 | 0 | 0 | 0 | 0.1265 |  | 0 | 1 | 0 | Off Peak | 0 | 1 | 0 | Semi Peak | 0 | 1 | Off Peak | 0 | 1 | Off Peak | 0 | 1 | 0 | Off Peak | 0 | 1 | 0 | Off Peak | 0 | 1 | 0 | Off Peak
2020-11-20 | 13 | 11 | 0 | 0 | 0 | 0 | 0.064892 |  | 0 | 1 | 0 | Off Peak | 0 | 1 | 0 | Semi Peak | 0 | 1 | Off Peak | 1 | 0 | On Peak | 0 | 1 | 0 | Off Peak | 1 | 0 | 0 | On Peak | 0 | 1 | 0 | Off Peak
2020-11-20 | 14 | 11 | 0 | 0 | 0 | 0 | 0.10122 |  | 0 | 1 | 0 | Off Peak | 0 | 1 | 0 | Semi Peak | 0 | 1 | Off Peak | 1 | 0 | On Peak | 0 | 1 | 0 | Off Peak | 1 | 0 | 0 | On Peak | 0 | 1 | 0 | Off Peak
2020-11-20 | 15 | 11 | 0 | 0 | 0 | 0 | 0.34476 |  | 0 | 1 | 0 | Off Peak | 0 | 1 | 0 | Semi Peak | 0 | 1 | Off Peak | 1 | 0 | On Peak | 0 | 1 | 0 | Off Peak | 1 | 0 | 0 | On Peak | 0 | 1 | 0 | Off Peak
2020-11-20 | 16 | 11 | 0 | 0 | 0 | 0 | 0.93612 |  | 0 | 1 | 0 | Off Peak | 0 | 1 | 0 | Semi Peak | 0 | 1 | Off Peak | 1 | 0 | On Peak | 0 | 1 | 0 | Off Peak | 1 | 0 | 0 | On Peak | 0 | 1 | 0 | Off Peak
2020-11-20 | 17 | 11 | 0 | 0 | 0 | 0 | 1.5358 |  | 1 | 0 | 0 | On Peak | 0 | 1 | 0 | Semi Peak | 1 | 0 | On Peak | 1 | 0 | On Peak | 0 | 1 | 0 | Off Peak | 1 | 0 | 0 | On Peak | 0 | 1 | 0 | Off Peak
2020-11-20 | 18 | 11 | 0 | 0 | 0 | 0 | 1.8304 |  | 1 | 0 | 0 | On Peak | 1 | 0 | 0 | On Peak | 1 | 0 | On Peak | 1 | 0 | On Peak | 0 | 1 | 0 | Off Peak | 1 | 0 | 0 | On Peak | 0 | 1 | 0 | Off Peak
2020-11-20 | 19 | 11 | 0 | 0 | 0 | 0 | 2.2025 |  | 1 | 0 | 0 | On Peak | 1 | 0 | 0 | On Peak | 1 | 0 | On Peak | 0 | 1 | Off Peak | 0 | 0 | 1 | Super Off Peak | 1 | 0 | 0 | On Peak | 0 | 1 | 0 | Off Peak
2020-11-20 | 20 | 11 | 0 | 0 | 0 | 0 | 2.2151 |  | 1 | 0 | 0 | On Peak | 1 | 0 | 0 | On Peak | 1 | 0 | On Peak | 0 | 1 | Off Peak | 0 | 0 | 1 | Super Off Peak | 1 | 0 | 0 | On Peak | 1 | 0 | 0 | On Peak
2020-11-20 | 21 | 11 | 0 | 0 | 0 | 0 | 2.1481 |  | 1 | 0 | 0 | On Peak | 0 | 1 | 0 | Semi Peak | 1 | 0 | On Peak | 0 | 1 | Off Peak | 0 | 0 | 1 | Super Off Peak | 0 | 1 | 0 | Off Peak | 1 | 0 | 0 | On Peak
2020-11-20 | 22 | 11 | 0 | 0 | 0 | 0 | 2.0412 |  | 0 | 1 | 0 | Off Peak | 0 | 1 | 0 | Semi Peak | 0 | 1 | Off Peak | 0 | 1 | Off Peak | 0 | 0 | 1 | Super Off Peak | 0 | 1 | 0 | Off Peak | 1 | 0 | 0 | On Peak
2020-11-20 | 23 | 11 | 0 | 0 | 0 | 0 | 1.4974 |  | 0 | 1 | 0 | Off Peak | 0 | 0 | 1 | Off Peak | 0 | 1 | Off Peak | 0 | 1 | Off Peak | 0 | 0 | 1 | Super Off Peak | 0 | 1 | 0 | Off Peak | 1 | 0 | 0 | On Peak
2020-11-20 | 24 | 11 | 0 | 0 | 0 | 0 | 1.3102 |  | 0 | 1 | 0 | Off Peak | 0 | 0 | 1 | Off Peak | 0 | 1 | Off Peak | 0 | 1 | Off Peak | 0 | 0 | 1 | Super Off Peak | 0 | 1 | 0 | Off Peak | 1 | 0 | 0 | On Peak
2020-11-21 | 1 | 11 | 0 | 1 | 0 | 0 | 1.1285 |  | 0 | 0 | 1 | Super Off Peak | 0 | 0 | 1 | Off Peak | 0 | 1 | Off Peak | 0 | 1 | Off Peak | 0 | 0 | 1 | Super Off Peak | 0 | 0 | 1 | Super Off Peak | 0 | 0 | 1 | Super Off Peak
2020-11-21 | 2 | 11 | 0 | 1 | 0 | 0 | 1.0484 |  | 0 | 0 | 1 | Super Off Peak | 0 | 0 | 1 | Off Peak | 0 | 1 | Off Peak | 0 | 1 | Off Peak | 0 | 0 | 1 | Super Off Peak | 0 | 0 | 1 | Super Off Peak | 0 | 0 | 1 | Super Off Peak
2020-11-21 | 3 | 11 | 0 | 1 | 0 | 0 | 0.98295 |  | 0 | 0 | 1 | Super Off Peak | 0 | 0 | 1 | Off Peak | 0 | 1 | Off Peak | 0 | 1 | Off Peak | 0 | 0 | 1 | Super Off Peak | 0 | 0 | 1 | Super Off Peak | 0 | 0 | 1 | Super Off Peak
2020-11-21 | 4 | 11 | 0 | 1 | 0 | 0 | 0.94049 |  | 0 | 0 | 1 | Super Off Peak | 0 | 0 | 1 | Off Peak | 0 | 1 | Off Peak | 0 | 1 | Off Peak | 0 | 0 | 1 | Super Off Peak | 0 | 0 | 1 | Super Off Peak | 0 | 0 | 1 | Super Off Peak
2020-11-21 | 5 | 11 | 0 | 1 | 0 | 0 | 0.91601 |  | 0 | 0 | 1 | Super Off Peak | 0 | 0 | 1 | Off Peak | 0 | 1 | Off Peak | 0 | 1 | Off Peak | 0 | 0 | 1 | Super Off Peak | 0 | 0 | 1 | Super Off Peak | 0 | 0 | 1 | Super Off Peak
2020-11-21 | 6 | 11 | 0 | 1 | 0 | 0 | 0.91197 |  | 0 | 0 | 1 | Super Off Peak | 0 | 0 | 1 | Off Peak | 0 | 1 | Off Peak | 0 | 1 | Off Peak | 0 | 0 | 1 | Super Off Peak | 0 | 1 | 0 | Off Peak | 0 | 1 | 0 | Off Peak
2020-11-21 | 7 | 11 | 0 | 1 | 0 | 0 | 1.1467 |  | 0 | 0 | 1 | Super Off Peak | 0 | 0 | 1 | Off Peak | 0 | 1 | Off Peak | 0 | 1 | Off Peak | 0 | 0 | 1 | Super Off Peak | 0 | 1 | 0 | Off Peak | 0 | 1 | 0 | Off Peak
2020-11-21 | 8 | 11 | 0 | 1 | 0 | 0 | 0.77874 |  | 0 | 0 | 1 | Super Off Peak | 0 | 0 | 1 | Off Peak | 0 | 1 | Off Peak | 0 | 1 | Off Peak | 0 | 0 | 1 | Super Off Peak | 0 | 1 | 0 | Off Peak | 0 | 1 | 0 | Off Peak
2020-11-21 | 9 | 11 | 0 | 1 | 0 | 0 | 0.23447 |  | 0 | 0 | 1 | Super Off Peak | 0 | 0 | 1 | Off Peak | 0 | 1 | Off Peak | 0 | 1 | Off Peak | 0 | 0 | 1 | Super Off Peak | 0 | 1 | 0 | Off Peak | 0 | 1 | 0 | Off Peak
2020-11-21 | 10 | 11 | 0 | 1 | 0 | 0 | -0.018311 |  | 0 | 0 | 1 | Super Off Peak | 0 | 0 | 1 | Off Peak | 0 | 1 | Off Peak | 0 | 1 | Off Peak | 0 | 0 | 1 | Super Off Peak | 0 | 1 | 0 | Off Peak | 0 | 1 | 0 | Off Peak
2020-11-21 | 11 | 11 | 0 | 1 | 0 | 0 | -0.10641 |  | 0 | 0 | 1 | Super Off Peak | 0 | 0 | 1 | Off Peak | 0 | 1 | Off Peak | 0 | 1 | Off Peak | 0 | 0 | 1 | Super Off Peak | 0 | 1 | 0 | Off Peak | 0 | 1 | 0 | Off Peak
2020-11-21 | 12 | 11 | 0 | 1 | 0 | 0 | -0.13892 |  | 0 | 0 | 1 | Super Off Peak | 0 | 0 | 1 | Off Peak | 0 | 1 | Off Peak | 0 | 1 | Off Peak | 0 | 0 | 1 | Super Off Peak | 0 | 1 | 0 | Off Peak | 0 | 1 | 0 | Off Peak
2020-11-21 | 13 | 11 | 0 | 1 | 0 | 0 | -0.16231 |  | 0 | 0 | 1 | Super Off Peak | 0 | 0 | 1 | Off Peak | 0 | 1 | Off Peak | 0 | 1 | Off Peak | 0 | 0 | 1 | Super Off Peak | 1 | 0 | 0 | On Peak | 0 | 1 | 0 | Off Peak
2020-11-21 | 14 | 11 | 0 | 1 | 0 | 0 | -0.11892 |  | 0 | 0 | 1 | Super Off Peak | 0 | 0 | 1 | Off Peak | 0 | 1 | Off Peak | 0 | 1 | Off Peak | 0 | 0 | 1 | Super Off Peak | 1 | 0 | 0 | On Peak | 0 | 1 | 0 | Off Peak
2020-11-21 | 15 | 11 | 0 | 1 | 0 | 0 | 0.092993 |  | 0 | 1 | 0 | Off Peak | 0 | 0 | 1 | Off Peak | 0 | 1 | Off Peak | 0 | 1 | Off Peak | 0 | 0 | 1 | Super Off Peak | 1 | 0 | 0 | On Peak | 0 | 1 | 0 | Off Peak
2020-11-21 | 16 | 11 | 0 | 1 | 0 | 0 | 0.69449 |  | 0 | 1 | 0 | Off Peak | 0 | 0 | 1 | Off Peak | 0 | 1 | Off Peak | 0 | 1 | Off Peak | 0 | 0 | 1 | Super Off Peak | 1 | 0 | 0 | On Peak | 0 | 1 | 0 | Off Peak
2020-11-21 | 17 | 11 | 0 | 1 | 0 | 0 | 1.2869 |  | 1 | 0 | 0 | On Peak | 0 | 0 | 1 | Off Peak | 0 | 1 | Off Peak | 0 | 1 | Off Peak | 0 | 0 | 1 | Super Off Peak | 1 | 0 | 0 | On Peak | 0 | 1 | 0 | Off Peak
2020-11-21 | 18 | 11 | 0 | 1 | 0 | 0 | 1.611 |  | 1 | 0 | 0 | On Peak | 0 | 0 | 1 | Off Peak | 0 | 1 | Off Peak | 0 | 1 | Off Peak | 0 | 0 | 1 | Super Off Peak | 1 | 0 | 0 | On Peak | 0 | 1 | 0 | Off Peak
2020-11-21 | 19 | 11 | 0 | 1 | 0 | 0 | 2.0363 |  | 1 | 0 | 0 | On Peak | 0 | 0 | 1 | Off Peak | 0 | 1 | Off Peak | 0 | 1 | Off Peak | 0 | 0 | 1 | Super Off Peak | 1 | 0 | 0 | On Peak | 0 | 1 | 0 | Off Peak
2020-11-21 | 20 | 11 | 0 | 1 | 0 | 0 | 2.0674 |  | 1 | 0 | 0 | On Peak | 0 | 0 | 1 | Off Peak | 0 | 1 | Off Peak | 0 | 1 | Off Peak | 0 | 0 | 1 | Super Off Peak | 1 | 0 | 0 | On Peak | 1 | 0 | 0 | On Peak
2020-11-21 | 21 | 11 | 0 | 1 | 0 | 0 | 2.0103 |  | 1 | 0 | 0 | On Peak | 0 | 0 | 1 | Off Peak | 0 | 1 | Off Peak | 0 | 1 | Off Peak | 0 | 0 | 1 | Super Off Peak | 0 | 1 | 0 | Off Peak | 1 | 0 | 0 | On Peak
2020-11-21 | 22 | 11 | 0 | 1 | 0 | 0 | 1.9616 |  | 0 | 1 | 0 | Off Peak | 0 | 0 | 1 | Off Peak | 0 | 1 | Off Peak | 0 | 1 | Off Peak | 0 | 0 | 1 | Super Off Peak | 0 | 1 | 0 | Off Peak | 1 | 0 | 0 | On Peak
2020-11-21 | 23 | 11 | 0 | 1 | 0 | 0 | 1.4271 |  | 0 | 1 | 0 | Off Peak | 0 | 0 | 1 | Off Peak | 0 | 1 | Off Peak | 0 | 1 | Off Peak | 0 | 0 | 1 | Super Off Peak | 0 | 1 | 0 | Off Peak | 1 | 0 | 0 | On Peak
2020-11-21 | 24 | 11 | 0 | 1 | 0 | 0 | 1.2715 |  | 0 | 1 | 0 | Off Peak | 0 | 0 | 1 | Off Peak | 0 | 1 | Off Peak | 0 | 1 | Off Peak | 0 | 0 | 1 | Super Off Peak | 0 | 1 | 0 | Off Peak | 1 | 0 | 0 | On Peak
2020-11-22 | 1 | 11 | 0 | 1 | 1 | 0 | 1.1218 |  | 0 | 0 | 1 | Super Off Peak | 0 | 0 | 1 | Off Peak | 0 | 1 | Off Peak | 0 | 1 | Off Peak | 0 | 0 | 1 | Super Off Peak | 0 | 0 | 1 | Super Off Peak | 0 | 0 | 1 | Super Off Peak
2020-11-22 | 2 | 11 | 0 | 1 | 1 | 0 | 1.0519 |  | 0 | 0 | 1 | Super Off Peak | 0 | 0 | 1 | Off Peak | 0 | 1 | Off Peak | 0 | 1 | Off Peak | 0 | 0 | 1 | Super Off Peak | 0 | 0 | 1 | Super Off Peak | 0 | 0 | 1 | Super Off Peak
2020-11-22 | 3 | 11 | 0 | 1 | 1 | 0 | 0.98319 |  | 0 | 0 | 1 | Super Off Peak | 0 | 0 | 1 | Off Peak | 0 | 1 | Off Peak | 0 | 1 | Off Peak | 0 | 0 | 1 | Super Off Peak | 0 | 0 | 1 | Super Off Peak | 0 | 0 | 1 | Super Off Peak
2020-11-22 | 4 | 11 | 0 | 1 | 1 | 0 | 0.94422 |  | 0 | 0 | 1 | Super Off Peak | 0 | 0 | 1 | Off Peak | 0 | 1 | Off Peak | 0 | 1 | Off Peak | 0 | 0 | 1 | Super Off Peak | 0 | 0 | 1 | Super Off Peak | 0 | 0 | 1 | Super Off Peak
2020-11-22 | 5 | 11 | 0 | 1 | 1 | 0 | 0.91644 |  | 0 | 0 | 1 | Super Off Peak | 0 | 0 | 1 | Off Peak | 0 | 1 | Off Peak | 0 | 1 | Off Peak | 0 | 0 | 1 | Super Off Peak | 0 | 0 | 1 | Super Off Peak | 0 | 0 | 1 | Super Off Peak
2020-11-22 | 6 | 11 | 0 | 1 | 1 | 0 | 0.91393 |  | 0 | 0 | 1 | Super Off Peak | 0 | 0 | 1 | Off Peak | 0 | 1 | Off Peak | 0 | 1 | Off Peak | 0 | 0 | 1 | Super Off Peak | 0 | 1 | 0 | Off Peak | 0 | 1 | 0 | Off Peak
2020-11-22 | 7 | 11 | 0 | 1 | 1 | 0 | 0.91221 |  | 0 | 0 | 1 | Super Off Peak | 0 | 0 | 1 | Off Peak | 0 | 1 | Off Peak | 0 | 1 | Off Peak | 0 | 0 | 1 | Super Off Peak | 0 | 1 | 0 | Off Peak | 0 | 1 | 0 | Off Peak
2020-11-22 | 8 | 11 | 0 | 1 | 1 | 0 | 0.6085 |  | 0 | 0 | 1 | Super Off Peak | 0 | 0 | 1 | Off Peak | 0 | 1 | Off Peak | 0 | 1 | Off Peak | 0 | 0 | 1 | Super Off Peak | 0 | 1 | 0 | Off Peak | 0 | 1 | 0 | Off Peak
2020-11-22 | 9 | 11 | 0 | 1 | 1 | 0 | 0.18527 |  | 0 | 0 | 1 | Super Off Peak | 0 | 0 | 1 | Off Peak | 0 | 1 | Off Peak | 0 | 1 | Off Peak | 0 | 0 | 1 | Super Off Peak | 0 | 1 | 0 | Off Peak | 0 | 1 | 0 | Off Peak
2020-11-22 | 10 | 11 | 0 | 1 | 1 | 0 | -0.0061763 |  | 0 | 0 | 1 | Super Off Peak | 0 | 0 | 1 | Off Peak | 0 | 1 | Off Peak | 0 | 1 | Off Peak | 0 | 0 | 1 | Super Off Peak | 0 | 1 | 0 | Off Peak | 0 | 1 | 0 | Off Peak
2020-11-22 | 11 | 11 | 0 | 1 | 1 | 0 | -0.10567 |  | 0 | 0 | 1 | Super Off Peak | 0 | 0 | 1 | Off Peak | 0 | 1 | Off Peak | 0 | 1 | Off Peak | 0 | 0 | 1 | Super Off Peak | 0 | 1 | 0 | Off Peak | 0 | 1 | 0 | Off Peak
2020-11-22 | 12 | 11 | 0 | 1 | 1 | 0 | -0.1287 |  | 0 | 0 | 1 | Super Off Peak | 0 | 0 | 1 | Off Peak | 0 | 1 | Off Peak | 0 | 1 | Off Peak | 0 | 0 | 1 | Super Off Peak | 0 | 1 | 0 | Off Peak | 0 | 1 | 0 | Off Peak
2020-11-22 | 13 | 11 | 0 | 1 | 1 | 0 | -0.15127 |  | 0 | 0 | 1 | Super Off Peak | 0 | 0 | 1 | Off Peak | 0 | 1 | Off Peak | 0 | 1 | Off Peak | 0 | 0 | 1 | Super Off Peak | 1 | 0 | 0 | On Peak | 0 | 1 | 0 | Off Peak
2020-11-22 | 14 | 11 | 0 | 1 | 1 | 0 | -0.10476 |  | 0 | 0 | 1 | Super Off Peak | 0 | 0 | 1 | Off Peak | 0 | 1 | Off Peak | 0 | 1 | Off Peak | 0 | 0 | 1 | Super Off Peak | 1 | 0 | 0 | On Peak | 0 | 1 | 0 | Off Peak
2020-11-22 | 15 | 11 | 0 | 1 | 1 | 0 | 0.10309 |  | 0 | 1 | 0 | Off Peak | 0 | 0 | 1 | Off Peak | 0 | 1 | Off Peak | 0 | 1 | Off Peak | 0 | 0 | 1 | Super Off Peak | 1 | 0 | 0 | On Peak | 0 | 1 | 0 | Off Peak
2020-11-22 | 16 | 11 | 0 | 1 | 1 | 0 | 0.58628 |  | 0 | 1 | 0 | Off Peak | 0 | 0 | 1 | Off Peak | 0 | 1 | Off Peak | 0 | 1 | Off Peak | 0 | 0 | 1 | Super Off Peak | 1 | 0 | 0 | On Peak | 0 | 1 | 0 | Off Peak
2020-11-22 | 17 | 11 | 0 | 1 | 1 | 0 | 1.0705 |  | 1 | 0 | 0 | On Peak | 0 | 0 | 1 | Off Peak | 0 | 1 | Off Peak | 0 | 1 | Off Peak | 0 | 0 | 1 | Super Off Peak | 1 | 0 | 0 | On Peak | 0 | 1 | 0 | Off Peak
2020-11-22 | 18 | 11 | 0 | 1 | 1 | 0 | 1.3274 |  | 1 | 0 | 0 | On Peak | 0 | 0 | 1 | Off Peak | 0 | 1 | Off Peak | 0 | 1 | Off Peak | 0 | 0 | 1 | Super Off Peak | 1 | 0 | 0 | On Peak | 0 | 1 | 0 | Off Peak
2020-11-22 | 19 | 11 | 0 | 1 | 1 | 0 | 1.6572 |  | 1 | 0 | 0 | On Peak | 0 | 0 | 1 | Off Peak | 0 | 1 | Off Peak | 0 | 1 | Off Peak | 0 | 0 | 1 | Super Off Peak | 1 | 0 | 0 | On Peak | 0 | 1 | 0 | Off Peak
2020-11-22 | 20 | 11 | 0 | 1 | 1 | 0 | 1.6806 |  | 1 | 0 | 0 | On Peak | 0 | 0 | 1 | Off Peak | 0 | 1 | Off Peak | 0 | 1 | Off Peak | 0 | 0 | 1 | Super Off Peak | 1 | 0 | 0 | On Peak | 1 | 0 | 0 | On Peak
2020-11-22 | 21 | 11 | 0 | 1 | 1 | 0 | 1.6242 |  | 1 | 0 | 0 | On Peak | 0 | 0 | 1 | Off Peak | 0 | 1 | Off Peak | 0 | 1 | Off Peak | 0 | 0 | 1 | Super Off Peak | 0 | 1 | 0 | Off Peak | 1 | 0 | 0 | On Peak
2020-11-22 | 22 | 11 | 0 | 1 | 1 | 0 | 1.5696 |  | 0 | 1 | 0 | Off Peak | 0 | 0 | 1 | Off Peak | 0 | 1 | Off Peak | 0 | 1 | Off Peak | 0 | 0 | 1 | Super Off Peak | 0 | 1 | 0 | Off Peak | 1 | 0 | 0 | On Peak
2020-11-22 | 23 | 11 | 0 | 1 | 1 | 0 | 1.4272 |  | 0 | 1 | 0 | Off Peak | 0 | 0 | 1 | Off Peak | 0 | 1 | Off Peak | 0 | 1 | Off Peak | 0 | 0 | 1 | Super Off Peak | 0 | 1 | 0 | Off Peak | 1 | 0 | 0 | On Peak
2020-11-22 | 24 | 11 | 0 | 1 | 1 | 0 | 1.2558 |  | 0 | 1 | 0 | Off Peak | 0 | 0 | 1 | Off Peak | 0 | 1 | Off Peak | 0 | 1 | Off Peak | 0 | 0 | 1 | Super Off Peak | 0 | 1 | 0 | Off Peak | 1 | 0 | 0 | On Peak
2020-11-23 | 1 | 11 | 0 | 0 | 0 | 0 | 1.193 |  | 0 | 0 | 1 | Super Off Peak | 0 | 0 | 1 | Off Peak | 0 | 1 | Off Peak | 0 | 1 | Off Peak | 0 | 0 | 1 | Super Off Peak | 0 | 0 | 1 | Super Off Peak | 0 | 0 | 1 | Super Off Peak
2020-11-23 | 2 | 11 | 0 | 0 | 0 | 0 | 1.0578 |  | 0 | 0 | 1 | Super Off Peak | 0 | 0 | 1 | Off Peak | 0 | 1 | Off Peak | 0 | 1 | Off Peak | 0 | 0 | 1 | Super Off Peak | 0 | 0 | 1 | Super Off Peak | 0 | 0 | 1 | Super Off Peak
2020-11-23 | 3 | 11 | 0 | 0 | 0 | 0 | 0.99464 |  | 0 | 0 | 1 | Super Off Peak | 0 | 0 | 1 | Off Peak | 0 | 1 | Off Peak | 0 | 1 | Off Peak | 0 | 0 | 1 | Super Off Peak | 0 | 0 | 1 | Super Off Peak | 0 | 0 | 1 | Super Off Peak
2020-11-23 | 4 | 11 | 0 | 0 | 0 | 0 | 0.95956 |  | 0 | 0 | 1 | Super Off Peak | 0 | 0 | 1 | Off Peak | 0 | 1 | Off Peak | 0 | 1 | Off Peak | 0 | 0 | 1 | Super Off Peak | 0 | 0 | 1 | Super Off Peak | 0 | 0 | 1 | Super Off Peak
2020-11-23 | 5 | 11 | 0 | 0 | 0 | 0 | 0.9443 |  | 0 | 0 | 1 | Super Off Peak | 0 | 0 | 1 | Off Peak | 0 | 1 | Off Peak | 0 | 1 | Off Peak | 0 | 0 | 1 | Super Off Peak | 0 | 0 | 1 | Super Off Peak | 0 | 0 | 1 | Super Off Peak
2020-11-23 | 6 | 11 | 0 | 0 | 0 | 0 | 0.96705 |  | 0 | 0 | 1 | Super Off Peak | 0 | 0 | 1 | Off Peak | 0 | 1 | Off Peak | 0 | 1 | Off Peak | 0 | 0 | 1 | Super Off Peak | 0 | 1 | 0 | Off Peak | 0 | 1 | 0 | Off Peak
2020-11-23 | 7 | 11 | 0 | 0 | 0 | 0 | 1.3037 |  | 0 | 1 | 0 | Off Peak | 0 | 1 | 0 | Semi Peak | 0 | 1 | Off Peak | 0 | 1 | Off Peak | 0 | 1 | 0 | Off Peak | 0 | 1 | 0 | Off Peak | 0 | 1 | 0 | Off Peak
2020-11-23 | 8 | 11 | 0 | 0 | 0 | 0 | 1.0745 |  | 0 | 1 | 0 | Off Peak | 0 | 1 | 0 | Semi Peak | 0 | 1 | Off Peak | 0 | 1 | Off Peak | 0 | 1 | 0 | Off Peak | 0 | 1 | 0 | Off Peak | 0 | 1 | 0 | Off Peak
2020-11-23 | 9 | 11 | 0 | 0 | 0 | 0 | 0.58775 |  | 0 | 1 | 0 | Off Peak | 0 | 1 | 0 | Semi Peak | 0 | 1 | Off Peak | 0 | 1 | Off Peak | 0 | 1 | 0 | Off Peak | 0 | 1 | 0 | Off Peak | 0 | 1 | 0 | Off Peak
2020-11-23 | 10 | 11 | 0 | 0 | 0 | 0 | 0.30267 |  | 0 | 1 | 0 | Off Peak | 0 | 1 | 0 | Semi Peak | 0 | 1 | Off Peak | 0 | 1 | Off Peak | 0 | 1 | 0 | Off Peak | 0 | 1 | 0 | Off Peak | 0 | 1 | 0 | Off Peak
2020-11-23 | 11 | 11 | 0 | 0 | 0 | 0 | 0.13822 |  | 0 | 1 | 0 | Off Peak | 0 | 1 | 0 | Semi Peak | 0 | 1 | Off Peak | 0 | 1 | Off Peak | 0 | 1 | 0 | Off Peak | 0 | 1 | 0 | Off Peak | 0 | 1 | 0 | Off Peak
2020-11-23 | 12 | 11 | 0 | 0 | 0 | 0 | 0.088183 |  | 0 | 1 | 0 | Off Peak | 0 | 1 | 0 | Semi Peak | 0 | 1 | Off Peak | 0 | 1 | Off Peak | 0 | 1 | 0 | Off Peak | 0 | 1 | 0 | Off Peak | 0 | 1 | 0 | Off Peak
2020-11-23 | 13 | 11 | 0 | 0 | 0 | 0 | 0.045051 |  | 0 | 1 | 0 | Off Peak | 0 | 1 | 0 | Semi Peak | 0 | 1 | Off Peak | 1 | 0 | On Peak | 0 | 1 | 0 | Off Peak | 1 | 0 | 0 | On Peak | 0 | 1 | 0 | Off Peak
2020-11-23 | 14 | 11 | 0 | 0 | 0 | 0 | 0.088303 |  | 0 | 1 | 0 | Off Peak | 0 | 1 | 0 | Semi Peak | 0 | 1 | Off Peak | 1 | 0 | On Peak | 0 | 1 | 0 | Off Peak | 1 | 0 | 0 | On Peak | 0 | 1 | 0 | Off Peak
2020-11-23 | 15 | 11 | 0 | 0 | 0 | 0 | 0.36209 |  | 0 | 1 | 0 | Off Peak | 0 | 1 | 0 | Semi Peak | 0 | 1 | Off Peak | 1 | 0 | On Peak | 0 | 1 | 0 | Off Peak | 1 | 0 | 0 | On Peak | 0 | 1 | 0 | Off Peak
2020-11-23 | 16 | 11 | 0 | 0 | 0 | 0 | 0.99189 |  | 0 | 1 | 0 | Off Peak | 0 | 1 | 0 | Semi Peak | 0 | 1 | Off Peak | 1 | 0 | On Peak | 0 | 1 | 0 | Off Peak | 1 | 0 | 0 | On Peak | 0 | 1 | 0 | Off Peak
2020-11-23 | 17 | 11 | 0 | 0 | 0 | 0 | 1.6251 |  | 1 | 0 | 0 | On Peak | 0 | 1 | 0 | Semi Peak | 1 | 0 | On Peak | 1 | 0 | On Peak | 0 | 1 | 0 | Off Peak | 1 | 0 | 0 | On Peak | 0 | 1 | 0 | Off Peak
2020-11-23 | 18 | 11 | 0 | 0 | 0 | 0 | 1.9207 |  | 1 | 0 | 0 | On Peak | 1 | 0 | 0 | On Peak | 1 | 0 | On Peak | 1 | 0 | On Peak | 0 | 1 | 0 | Off Peak | 1 | 0 | 0 | On Peak | 0 | 1 | 0 | Off Peak
2020-11-23 | 19 | 11 | 0 | 0 | 0 | 0 | 2.2941 |  | 1 | 0 | 0 | On Peak | 1 | 0 | 0 | On Peak | 1 | 0 | On Peak | 0 | 1 | Off Peak | 0 | 0 | 1 | Super Off Peak | 1 | 0 | 0 | On Peak | 0 | 1 | 0 | Off Peak
2020-11-23 | 20 | 11 | 0 | 0 | 0 | 0 | 2.3091 |  | 1 | 0 | 0 | On Peak | 1 | 0 | 0 | On Peak | 1 | 0 | On Peak | 0 | 1 | Off Peak | 0 | 0 | 1 | Super Off Peak | 1 | 0 | 0 | On Peak | 1 | 0 | 0 | On Peak
2020-11-23 | 21 | 11 | 0 | 0 | 0 | 0 | 2.2285 |  | 1 | 0 | 0 | On Peak | 0 | 1 | 0 | Semi Peak | 1 | 0 | On Peak | 0 | 1 | Off Peak | 0 | 0 | 1 | Super Off Peak | 0 | 1 | 0 | Off Peak | 1 | 0 | 0 | On Peak
2020-11-23 | 22 | 11 | 0 | 0 | 0 | 0 | 2.1275 |  | 0 | 1 | 0 | Off Peak | 0 | 1 | 0 | Semi Peak | 0 | 1 | Off Peak | 0 | 1 | Off Peak | 0 | 0 | 1 | Super Off Peak | 0 | 1 | 0 | Off Peak | 1 | 0 | 0 | On Peak
2020-11-23 | 23 | 11 | 0 | 0 | 0 | 0 | 1.5536 |  | 0 | 1 | 0 | Off Peak | 0 | 0 | 1 | Off Peak | 0 | 1 | Off Peak | 0 | 1 | Off Peak | 0 | 0 | 1 | Super Off Peak | 0 | 1 | 0 | Off Peak | 1 | 0 | 0 | On Peak
2020-11-23 | 24 | 11 | 0 | 0 | 0 | 0 | 1.3458 |  | 0 | 1 | 0 | Off Peak | 0 | 0 | 1 | Off Peak | 0 | 1 | Off Peak | 0 | 1 | Off Peak | 0 | 0 | 1 | Super Off Peak | 0 | 1 | 0 | Off Peak | 1 | 0 | 0 | On Peak
2020-11-24 | 1 | 11 | 0 | 0 | 0 | 0 | 1.1788 |  | 0 | 0 | 1 | Super Off Peak | 0 | 0 | 1 | Off Peak | 0 | 1 | Off Peak | 0 | 1 | Off Peak | 0 | 0 | 1 | Super Off Peak | 0 | 0 | 1 | Super Off Peak | 0 | 0 | 1 | Super Off Peak
2020-11-24 | 2 | 11 | 0 | 0 | 0 | 0 | 1.0594 |  | 0 | 0 | 1 | Super Off Peak | 0 | 0 | 1 | Off Peak | 0 | 1 | Off Peak | 0 | 1 | Off Peak | 0 | 0 | 1 | Super Off Peak | 0 | 0 | 1 | Super Off Peak | 0 | 0 | 1 | Super Off Peak
2020-11-24 | 3 | 11 | 0 | 0 | 0 | 0 | 0.99007 |  | 0 | 0 | 1 | Super Off Peak | 0 | 0 | 1 | Off Peak | 0 | 1 | Off Peak | 0 | 1 | Off Peak | 0 | 0 | 1 | Super Off Peak | 0 | 0 | 1 | Super Off Peak | 0 | 0 | 1 | Super Off Peak
2020-11-24 | 4 | 11 | 0 | 0 | 0 | 0 | 0.95075 |  | 0 | 0 | 1 | Super Off Peak | 0 | 0 | 1 | Off Peak | 0 | 1 | Off Peak | 0 | 1 | Off Peak | 0 | 0 | 1 | Super Off Peak | 0 | 0 | 1 | Super Off Peak | 0 | 0 | 1 | Super Off Peak
2020-11-24 | 5 | 11 | 0 | 0 | 0 | 0 | 0.92556 |  | 0 | 0 | 1 | Super Off Peak | 0 | 0 | 1 | Off Peak | 0 | 1 | Off Peak | 0 | 1 | Off Peak | 0 | 0 | 1 | Super Off Peak | 0 | 0 | 1 | Super Off Peak | 0 | 0 | 1 | Super Off Peak
2020-11-24 | 6 | 11 | 0 | 0 | 0 | 0 | 0.94057 |  | 0 | 0 | 1 | Super Off Peak | 0 | 0 | 1 | Off Peak | 0 | 1 | Off Peak | 0 | 1 | Off Peak | 0 | 0 | 1 | Super Off Peak | 0 | 1 | 0 | Off Peak | 0 | 1 | 0 | Off Peak
2020-11-24 | 7 | 11 | 0 | 0 | 0 | 0 | 1.2661 |  | 0 | 1 | 0 | Off Peak | 0 | 1 | 0 | Semi Peak | 0 | 1 | Off Peak | 0 | 1 | Off Peak | 0 | 1 | 0 | Off Peak | 0 | 1 | 0 | Off Peak | 0 | 1 | 0 | Off Peak
2020-11-24 | 8 | 11 | 0 | 0 | 0 | 0 | 1.0342 |  | 0 | 1 | 0 | Off Peak | 0 | 1 | 0 | Semi Peak | 0 | 1 | Off Peak | 0 | 1 | Off Peak | 0 | 1 | 0 | Off Peak | 0 | 1 | 0 | Off Peak | 0 | 1 | 0 | Off Peak
2020-11-24 | 9 | 11 | 0 | 0 | 0 | 0 | 0.56333 |  | 0 | 1 | 0 | Off Peak | 0 | 1 | 0 | Semi Peak | 0 | 1 | Off Peak | 0 | 1 | Off Peak | 0 | 1 | 0 | Off Peak | 0 | 1 | 0 | Off Peak | 0 | 1 | 0 | Off Peak
2020-11-24 | 10 | 11 | 0 | 0 | 0 | 0 | 0.28666 |  | 0 | 1 | 0 | Off Peak | 0 | 1 | 0 | Semi Peak | 0 | 1 | Off Peak | 0 | 1 | Off Peak | 0 | 1 | 0 | Off Peak | 0 | 1 | 0 | Off Peak | 0 | 1 | 0 | Off Peak
2020-11-24 | 11 | 11 | 0 | 0 | 0 | 0 | 0.12235 |  | 0 | 1 | 0 | Off Peak | 0 | 1 | 0 | Semi Peak | 0 | 1 | Off Peak | 0 | 1 | Off Peak | 0 | 1 | 0 | Off Peak | 0 | 1 | 0 | Off Peak | 0 | 1 | 0 | Off Peak
2020-11-24 | 12 | 11 | 0 | 0 | 0 | 0 | 0.055368 |  | 0 | 1 | 0 | Off Peak | 0 | 1 | 0 | Semi Peak | 0 | 1 | Off Peak | 0 | 1 | Off Peak | 0 | 1 | 0 | Off Peak | 0 | 1 | 0 | Off Peak | 0 | 1 | 0 | Off Peak
2020-11-24 | 13 | 11 | 0 | 0 | 0 | 0 | -0.0057832 |  | 0 | 1 | 0 | Off Peak | 0 | 1 | 0 | Semi Peak | 0 | 1 | Off Peak | 1 | 0 | On Peak | 0 | 1 | 0 | Off Peak | 1 | 0 | 0 | On Peak | 0 | 1 | 0 | Off Peak
2020-11-24 | 14 | 11 | 0 | 0 | 0 | 0 | 0.027367 |  | 0 | 1 | 0 | Off Peak | 0 | 1 | 0 | Semi Peak | 0 | 1 | Off Peak | 1 | 0 | On Peak | 0 | 1 | 0 | Off Peak | 1 | 0 | 0 | On Peak | 0 | 1 | 0 | Off Peak
2020-11-24 | 15 | 11 | 0 | 0 | 0 | 0 | 0.3025 |  | 0 | 1 | 0 | Off Peak | 0 | 1 | 0 | Semi Peak | 0 | 1 | Off Peak | 1 | 0 | On Peak | 0 | 1 | 0 | Off Peak | 1 | 0 | 0 | On Peak | 0 | 1 | 0 | Off Peak
2020-11-24 | 16 | 11 | 0 | 0 | 0 | 0 | 0.93237 |  | 0 | 1 | 0 | Off Peak | 0 | 1 | 0 | Semi Peak | 0 | 1 | Off Peak | 1 | 0 | On Peak | 0 | 1 | 0 | Off Peak | 1 | 0 | 0 | On Peak | 0 | 1 | 0 | Off Peak
2020-11-24 | 17 | 11 | 0 | 0 | 0 | 0 | 1.5673 |  | 1 | 0 | 0 | On Peak | 0 | 1 | 0 | Semi Peak | 1 | 0 | On Peak | 1 | 0 | On Peak | 0 | 1 | 0 | Off Peak | 1 | 0 | 0 | On Peak | 0 | 1 | 0 | Off Peak
2020-11-24 | 18 | 11 | 0 | 0 | 0 | 0 | 1.8848 |  | 1 | 0 | 0 | On Peak | 1 | 0 | 0 | On Peak | 1 | 0 | On Peak | 1 | 0 | On Peak | 0 | 1 | 0 | Off Peak | 1 | 0 | 0 | On Peak | 0 | 1 | 0 | Off Peak
2020-11-24 | 19 | 11 | 0 | 0 | 0 | 0 | 2.2761 |  | 1 | 0 | 0 | On Peak | 1 | 0 | 0 | On Peak | 1 | 0 | On Peak | 0 | 1 | Off Peak | 0 | 0 | 1 | Super Off Peak | 1 | 0 | 0 | On Peak | 0 | 1 | 0 | Off Peak
2020-11-24 | 20 | 11 | 0 | 0 | 0 | 0 | 2.3082 |  | 1 | 0 | 0 | On Peak | 1 | 0 | 0 | On Peak | 1 | 0 | On Peak | 0 | 1 | Off Peak | 0 | 0 | 1 | Super Off Peak | 1 | 0 | 0 | On Peak | 1 | 0 | 0 | On Peak
2020-11-24 | 21 | 11 | 0 | 0 | 0 | 0 | 2.236 |  | 1 | 0 | 0 | On Peak | 0 | 1 | 0 | Semi Peak | 1 | 0 | On Peak | 0 | 1 | Off Peak | 0 | 0 | 1 | Super Off Peak | 0 | 1 | 0 | Off Peak | 1 | 0 | 0 | On Peak
2020-11-24 | 22 | 11 | 0 | 0 | 0 | 0 | 2.1456 |  | 0 | 1 | 0 | Off Peak | 0 | 1 | 0 | Semi Peak | 0 | 1 | Off Peak | 0 | 1 | Off Peak | 0 | 0 | 1 | Super Off Peak | 0 | 1 | 0 | Off Peak | 1 | 0 | 0 | On Peak
2020-11-24 | 23 | 11 | 0 | 0 | 0 | 0 | 1.568 |  | 0 | 1 | 0 | Off Peak | 0 | 0 | 1 | Off Peak | 0 | 1 | Off Peak | 0 | 1 | Off Peak | 0 | 0 | 1 | Super Off Peak | 0 | 1 | 0 | Off Peak | 1 | 0 | 0 | On Peak
2020-11-24 | 24 | 11 | 0 | 0 | 0 | 0 | 1.3429 |  | 0 | 1 | 0 | Off Peak | 0 | 0 | 1 | Off Peak | 0 | 1 | Off Peak | 0 | 1 | Off Peak | 0 | 0 | 1 | Super Off Peak | 0 | 1 | 0 | Off Peak | 1 | 0 | 0 | On Peak
2020-11-25 | 1 | 11 | 0 | 0 | 0 | 0 | 1.1657 |  | 0 | 0 | 1 | Super Off Peak | 0 | 0 | 1 | Off Peak | 0 | 1 | Off Peak | 0 | 1 | Off Peak | 0 | 0 | 1 | Super Off Peak | 0 | 0 | 1 | Super Off Peak | 0 | 0 | 1 | Super Off Peak
2020-11-25 | 2 | 11 | 0 | 0 | 0 | 0 | 1.0647 |  | 0 | 0 | 1 | Super Off Peak | 0 | 0 | 1 | Off Peak | 0 | 1 | Off Peak | 0 | 1 | Off Peak | 0 | 0 | 1 | Super Off Peak | 0 | 0 | 1 | Super Off Peak | 0 | 0 | 1 | Super Off Peak
2020-11-25 | 3 | 11 | 0 | 0 | 0 | 0 | 0.98886 |  | 0 | 0 | 1 | Super Off Peak | 0 | 0 | 1 | Off Peak | 0 | 1 | Off Peak | 0 | 1 | Off Peak | 0 | 0 | 1 | Super Off Peak | 0 | 0 | 1 | Super Off Peak | 0 | 0 | 1 | Super Off Peak
2020-11-25 | 4 | 11 | 0 | 0 | 0 | 0 | 0.93584 |  | 0 | 0 | 1 | Super Off Peak | 0 | 0 | 1 | Off Peak | 0 | 1 | Off Peak | 0 | 1 | Off Peak | 0 | 0 | 1 | Super Off Peak | 0 | 0 | 1 | Super Off Peak | 0 | 0 | 1 | Super Off Peak
2020-11-25 | 5 | 11 | 0 | 0 | 0 | 0 | 0.90344 |  | 0 | 0 | 1 | Super Off Peak | 0 | 0 | 1 | Off Peak | 0 | 1 | Off Peak | 0 | 1 | Off Peak | 0 | 0 | 1 | Super Off Peak | 0 | 0 | 1 | Super Off Peak | 0 | 0 | 1 | Super Off Peak
2020-11-25 | 6 | 11 | 0 | 0 | 0 | 0 | 0.93948 |  | 0 | 0 | 1 | Super Off Peak | 0 | 0 | 1 | Off Peak | 0 | 1 | Off Peak | 0 | 1 | Off Peak | 0 | 0 | 1 | Super Off Peak | 0 | 1 | 0 | Off Peak | 0 | 1 | 0 | Off Peak
2020-11-25 | 7 | 11 | 0 | 0 | 0 | 0 | 1.2593 |  | 0 | 1 | 0 | Off Peak | 0 | 1 | 0 | Semi Peak | 0 | 1 | Off Peak | 0 | 1 | Off Peak | 0 | 1 | 0 | Off Peak | 0 | 1 | 0 | Off Peak | 0 | 1 | 0 | Off Peak
2020-11-25 | 8 | 11 | 0 | 0 | 0 | 0 | 0.99605 |  | 0 | 1 | 0 | Off Peak | 0 | 1 | 0 | Semi Peak | 0 | 1 | Off Peak | 0 | 1 | Off Peak | 0 | 1 | 0 | Off Peak | 0 | 1 | 0 | Off Peak | 0 | 1 | 0 | Off Peak
2020-11-25 | 9 | 11 | 0 | 0 | 0 | 0 | 0.55519 |  | 0 | 1 | 0 | Off Peak | 0 | 1 | 0 | Semi Peak | 0 | 1 | Off Peak | 0 | 1 | Off Peak | 0 | 1 | 0 | Off Peak | 0 | 1 | 0 | Off Peak | 0 | 1 | 0 | Off Peak
2020-11-25 | 10 | 11 | 0 | 0 | 0 | 0 | 0.29084 |  | 0 | 1 | 0 | Off Peak | 0 | 1 | 0 | Semi Peak | 0 | 1 | Off Peak | 0 | 1 | Off Peak | 0 | 1 | 0 | Off Peak | 0 | 1 | 0 | Off Peak | 0 | 1 | 0 | Off Peak
2020-11-25 | 11 | 11 | 0 | 0 | 0 | 0 | 0.12852 |  | 0 | 1 | 0 | Off Peak | 0 | 1 | 0 | Semi Peak | 0 | 1 | Off Peak | 0 | 1 | Off Peak | 0 | 1 | 0 | Off Peak | 0 | 1 | 0 | Off Peak | 0 | 1 | 0 | Off Peak
2020-11-25 | 12 | 11 | 0 | 0 | 0 | 0 | 0.048333 |  | 0 | 1 | 0 | Off Peak | 0 | 1 | 0 | Semi Peak | 0 | 1 | Off Peak | 0 | 1 | Off Peak | 0 | 1 | 0 | Off Peak | 0 | 1 | 0 | Off Peak | 0 | 1 | 0 | Off Peak
2020-11-25 | 13 | 11 | 0 | 0 | 0 | 0 | 0.012934 |  | 0 | 1 | 0 | Off Peak | 0 | 1 | 0 | Semi Peak | 0 | 1 | Off Peak | 1 | 0 | On Peak | 0 | 1 | 0 | Off Peak | 1 | 0 | 0 | On Peak | 0 | 1 | 0 | Off Peak
2020-11-25 | 14 | 11 | 0 | 0 | 0 | 0 | 0.075497 |  | 0 | 1 | 0 | Off Peak | 0 | 1 | 0 | Semi Peak | 0 | 1 | Off Peak | 1 | 0 | On Peak | 0 | 1 | 0 | Off Peak | 1 | 0 | 0 | On Peak | 0 | 1 | 0 | Off Peak
2020-11-25 | 15 | 11 | 0 | 0 | 0 | 0 | 0.32847 |  | 0 | 1 | 0 | Off Peak | 0 | 1 | 0 | Semi Peak | 0 | 1 | Off Peak | 1 | 0 | On Peak | 0 | 1 | 0 | Off Peak | 1 | 0 | 0 | On Peak | 0 | 1 | 0 | Off Peak
2020-11-25 | 16 | 11 | 0 | 0 | 0 | 0 | 0.93716 |  | 0 | 1 | 0 | Off Peak | 0 | 1 | 0 | Semi Peak | 0 | 1 | Off Peak | 1 | 0 | On Peak | 0 | 1 | 0 | Off Peak | 1 | 0 | 0 | On Peak | 0 | 1 | 0 | Off Peak
2020-11-25 | 17 | 11 | 0 | 0 | 0 | 0 | 1.5897 |  | 1 | 0 | 0 | On Peak | 0 | 1 | 0 | Semi Peak | 1 | 0 | On Peak | 1 | 0 | On Peak | 0 | 1 | 0 | Off Peak | 1 | 0 | 0 | On Peak | 0 | 1 | 0 | Off Peak
2020-11-25 | 18 | 11 | 0 | 0 | 0 | 0 | 1.8877 |  | 1 | 0 | 0 | On Peak | 1 | 0 | 0 | On Peak | 1 | 0 | On Peak | 1 | 0 | On Peak | 0 | 1 | 0 | Off Peak | 1 | 0 | 0 | On Peak | 0 | 1 | 0 | Off Peak
2020-11-25 | 19 | 11 | 0 | 0 | 0 | 0 | 2.2622 |  | 1 | 0 | 0 | On Peak | 1 | 0 | 0 | On Peak | 1 | 0 | On Peak | 0 | 1 | Off Peak | 0 | 0 | 1 | Super Off Peak | 1 | 0 | 0 | On Peak | 0 | 1 | 0 | Off Peak
2020-11-25 | 20 | 11 | 0 | 0 | 0 | 0 | 2.2791 |  | 1 | 0 | 0 | On Peak | 1 | 0 | 0 | On Peak | 1 | 0 | On Peak | 0 | 1 | Off Peak | 0 | 0 | 1 | Super Off Peak | 1 | 0 | 0 | On Peak | 1 | 0 | 0 | On Peak
2020-11-25 | 21 | 11 | 0 | 0 | 0 | 0 | 2.2039 |  | 1 | 0 | 0 | On Peak | 0 | 1 | 0 | Semi Peak | 1 | 0 | On Peak | 0 | 1 | Off Peak | 0 | 0 | 1 | Super Off Peak | 0 | 1 | 0 | Off Peak | 1 | 0 | 0 | On Peak
2020-11-25 | 22 | 11 | 0 | 0 | 0 | 0 | 2.0983 |  | 0 | 1 | 0 | Off Peak | 0 | 1 | 0 | Semi Peak | 0 | 1 | Off Peak | 0 | 1 | Off Peak | 0 | 0 | 1 | Super Off Peak | 0 | 1 | 0 | Off Peak | 1 | 0 | 0 | On Peak
2020-11-25 | 23 | 11 | 0 | 0 | 0 | 0 | 1.5303 |  | 0 | 1 | 0 | Off Peak | 0 | 0 | 1 | Off Peak | 0 | 1 | Off Peak | 0 | 1 | Off Peak | 0 | 0 | 1 | Super Off Peak | 0 | 1 | 0 | Off Peak | 1 | 0 | 0 | On Peak
2020-11-25 | 24 | 11 | 0 | 0 | 0 | 0 | 1.316 |  | 0 | 1 | 0 | Off Peak | 0 | 0 | 1 | Off Peak | 0 | 1 | Off Peak | 0 | 1 | Off Peak | 0 | 0 | 1 | Super Off Peak | 0 | 1 | 0 | Off Peak | 1 | 0 | 0 | On Peak
2020-11-26 | 1 | 11 | 0 | 0 | 0 | 1 | 1.1145 |  | 0 | 0 | 1 | Super Off Peak | 0 | 0 | 1 | Off Peak | 0 | 1 | Off Peak | 0 | 1 | Off Peak | 0 | 0 | 1 | Super Off Peak | 0 | 0 | 1 | Super Off Peak | 0 | 0 | 1 | Super Off Peak
2020-11-26 | 2 | 11 | 0 | 0 | 0 | 1 | 1.0934 |  | 0 | 0 | 1 | Super Off Peak | 0 | 0 | 1 | Off Peak | 0 | 1 | Off Peak | 0 | 1 | Off Peak | 0 | 0 | 1 | Super Off Peak | 0 | 0 | 1 | Super Off Peak | 0 | 0 | 1 | Super Off Peak
2020-11-26 | 3 | 11 | 0 | 0 | 0 | 1 | 1.0071 |  | 0 | 0 | 1 | Super Off Peak | 0 | 0 | 1 | Off Peak | 0 | 1 | Off Peak | 0 | 1 | Off Peak | 0 | 0 | 1 | Super Off Peak | 0 | 0 | 1 | Super Off Peak | 0 | 0 | 1 | Super Off Peak
2020-11-26 | 4 | 11 | 0 | 0 | 0 | 1 | 0.96384 |  | 0 | 0 | 1 | Super Off Peak | 0 | 0 | 1 | Off Peak | 0 | 1 | Off Peak | 0 | 1 | Off Peak | 0 | 0 | 1 | Super Off Peak | 0 | 0 | 1 | Super Off Peak | 0 | 0 | 1 | Super Off Peak
2020-11-26 | 5 | 11 | 0 | 0 | 0 | 1 | 0.94168 |  | 0 | 0 | 1 | Super Off Peak | 0 | 0 | 1 | Off Peak | 0 | 1 | Off Peak | 0 | 1 | Off Peak | 0 | 0 | 1 | Super Off Peak | 0 | 0 | 1 | Super Off Peak | 0 | 0 | 1 | Super Off Peak
2020-11-26 | 6 | 11 | 0 | 0 | 0 | 1 | 0.93568 |  | 0 | 0 | 1 | Super Off Peak | 0 | 0 | 1 | Off Peak | 0 | 1 | Off Peak | 0 | 1 | Off Peak | 0 | 0 | 1 | Super Off Peak | 0 | 1 | 0 | Off Peak | 0 | 1 | 0 | Off Peak
2020-11-26 | 7 | 11 | 0 | 0 | 0 | 1 | 1.1832 |  | 0 | 0 | 1 | Super Off Peak | 0 | 0 | 1 | Off Peak | 0 | 1 | Off Peak | 0 | 1 | Off Peak | 0 | 0 | 1 | Super Off Peak | 0 | 1 | 0 | Off Peak | 0 | 1 | 0 | Off Peak
2020-11-26 | 8 | 11 | 0 | 0 | 0 | 1 | 0.82848 |  | 0 | 0 | 1 | Super Off Peak | 0 | 0 | 1 | Off Peak | 0 | 1 | Off Peak | 0 | 1 | Off Peak | 0 | 0 | 1 | Super Off Peak | 0 | 1 | 0 | Off Peak | 0 | 1 | 0 | Off Peak
2020-11-26 | 9 | 11 | 0 | 0 | 0 | 1 | 0.28772 |  | 0 | 0 | 1 | Super Off Peak | 0 | 0 | 1 | Off Peak | 0 | 1 | Off Peak | 0 | 1 | Off Peak | 0 | 0 | 1 | Super Off Peak | 0 | 1 | 0 | Off Peak | 0 | 1 | 0 | Off Peak
2020-11-26 | 10 | 11 | 0 | 0 | 0 | 1 | 0.052619 |  | 0 | 0 | 1 | Super Off Peak | 0 | 0 | 1 | Off Peak | 0 | 1 | Off Peak | 0 | 1 | Off Peak | 0 | 0 | 1 | Super Off Peak | 0 | 1 | 0 | Off Peak | 0 | 1 | 0 | Off Peak
2020-11-26 | 11 | 11 | 0 | 0 | 0 | 1 | -0.032601 |  | 0 | 0 | 1 | Super Off Peak | 0 | 0 | 1 | Off Peak | 0 | 1 | Off Peak | 0 | 1 | Off Peak | 0 | 0 | 1 | Super Off Peak | 0 | 1 | 0 | Off Peak | 0 | 1 | 0 | Off Peak
2020-11-26 | 12 | 11 | 0 | 0 | 0 | 1 | -0.05814 |  | 0 | 0 | 1 | Super Off Peak | 0 | 0 | 1 | Off Peak | 0 | 1 | Off Peak | 0 | 1 | Off Peak | 0 | 0 | 1 | Super Off Peak | 0 | 1 | 0 | Off Peak | 0 | 1 | 0 | Off Peak
2020-11-26 | 13 | 11 | 0 | 0 | 0 | 1 | -0.088984 |  | 0 | 0 | 1 | Super Off Peak | 0 | 0 | 1 | Off Peak | 0 | 1 | Off Peak | 0 | 1 | Off Peak | 0 | 0 | 1 | Super Off Peak | 1 | 0 | 0 | On Peak | 0 | 1 | 0 | Off Peak
2020-11-26 | 14 | 11 | 0 | 0 | 0 | 1 | -0.054753 |  | 0 | 0 | 1 | Super Off Peak | 0 | 0 | 1 | Off Peak | 0 | 1 | Off Peak | 0 | 1 | Off Peak | 0 | 0 | 1 | Super Off Peak | 1 | 0 | 0 | On Peak | 0 | 1 | 0 | Off Peak
2020-11-26 | 15 | 11 | 0 | 0 | 0 | 1 | 0.17333 |  | 0 | 1 | 0 | Off Peak | 0 | 0 | 1 | Off Peak | 0 | 1 | Off Peak | 0 | 1 | Off Peak | 0 | 0 | 1 | Super Off Peak | 1 | 0 | 0 | On Peak | 0 | 1 | 0 | Off Peak
2020-11-26 | 16 | 11 | 0 | 0 | 0 | 1 | 0.76138 |  | 0 | 1 | 0 | Off Peak | 0 | 0 | 1 | Off Peak | 0 | 1 | Off Peak | 0 | 1 | Off Peak | 0 | 0 | 1 | Super Off Peak | 1 | 0 | 0 | On Peak | 0 | 1 | 0 | Off Peak
2020-11-26 | 17 | 11 | 0 | 0 | 0 | 1 | 1.352 |  | 1 | 0 | 0 | On Peak | 0 | 0 | 1 | Off Peak | 0 | 1 | Off Peak | 0 | 1 | Off Peak | 0 | 0 | 1 | Super Off Peak | 1 | 0 | 0 | On Peak | 0 | 1 | 0 | Off Peak
2020-11-26 | 18 | 11 | 0 | 0 | 0 | 1 | 1.5772 |  | 1 | 0 | 0 | On Peak | 0 | 0 | 1 | Off Peak | 0 | 1 | Off Peak | 0 | 1 | Off Peak | 0 | 0 | 1 | Super Off Peak | 1 | 0 | 0 | On Peak | 0 | 1 | 0 | Off Peak
2020-11-26 | 19 | 11 | 0 | 0 | 0 | 1 | 1.8683 |  | 1 | 0 | 0 | On Peak | 0 | 0 | 1 | Off Peak | 0 | 1 | Off Peak | 0 | 1 | Off Peak | 0 | 0 | 1 | Super Off Peak | 1 | 0 | 0 | On Peak | 0 | 1 | 0 | Off Peak
2020-11-26 | 20 | 11 | 0 | 0 | 0 | 1 | 1.8616 |  | 1 | 0 | 0 | On Peak | 0 | 0 | 1 | Off Peak | 0 | 1 | Off Peak | 0 | 1 | Off Peak | 0 | 0 | 1 | Super Off Peak | 1 | 0 | 0 | On Peak | 0 | 1 | 0 | Off Peak
2020-11-26 | 21 | 11 | 0 | 0 | 0 | 1 | 1.8137 |  | 1 | 0 | 0 | On Peak | 0 | 0 | 1 | Off Peak | 0 | 1 | Off Peak | 0 | 1 | Off Peak | 0 | 0 | 1 | Super Off Peak | 0 | 1 | 0 | Off Peak | 0 | 1 | 0 | Off Peak
2020-11-26 | 22 | 11 | 0 | 0 | 0 | 1 | 1.7534 |  | 0 | 1 | 0 | Off Peak | 0 | 0 | 1 | Off Peak | 0 | 1 | Off Peak | 0 | 1 | Off Peak | 0 | 0 | 1 | Super Off Peak | 0 | 1 | 0 | Off Peak | 0 | 1 | 0 | Off Peak
2020-11-26 | 23 | 11 | 0 | 0 | 0 | 1 | 1.3319 |  | 0 | 1 | 0 | Off Peak | 0 | 0 | 1 | Off Peak | 0 | 1 | Off Peak | 0 | 1 | Off Peak | 0 | 0 | 1 | Super Off Peak | 0 | 1 | 0 | Off Peak | 0 | 1 | 0 | Off Peak
2020-11-26 | 24 | 11 | 0 | 0 | 0 | 1 | 1.2316 |  | 0 | 1 | 0 | Off Peak | 0 | 0 | 1 | Off Peak | 0 | 1 | Off Peak | 0 | 1 | Off Peak | 0 | 0 | 1 | Super Off Peak | 0 | 1 | 0 | Off Peak | 0 | 1 | 0 | Off Peak
2020-11-27 | 1 | 11 | 0 | 0 | 0 | 0 | 1.1404 |  | 0 | 0 | 1 | Super Off Peak | 0 | 0 | 1 | Off Peak | 0 | 1 | Off Peak | 0 | 1 | Off Peak | 0 | 0 | 1 | Super Off Peak | 0 | 0 | 1 | Super Off Peak | 0 | 0 | 1 | Super Off Peak
2020-11-27 | 2 | 11 | 0 | 0 | 0 | 0 | 1.0386 |  | 0 | 0 | 1 | Super Off Peak | 0 | 0 | 1 | Off Peak | 0 | 1 | Off Peak | 0 | 1 | Off Peak | 0 | 0 | 1 | Super Off Peak | 0 | 0 | 1 | Super Off Peak | 0 | 0 | 1 | Super Off Peak
2020-11-27 | 3 | 11 | 0 | 0 | 0 | 0 | 0.97596 |  | 0 | 0 | 1 | Super Off Peak | 0 | 0 | 1 | Off Peak | 0 | 1 | Off Peak | 0 | 1 | Off Peak | 0 | 0 | 1 | Super Off Peak | 0 | 0 | 1 | Super Off Peak | 0 | 0 | 1 | Super Off Peak
2020-11-27 | 4 | 11 | 0 | 0 | 0 | 0 | 0.93732 |  | 0 | 0 | 1 | Super Off Peak | 0 | 0 | 1 | Off Peak | 0 | 1 | Off Peak | 0 | 1 | Off Peak | 0 | 0 | 1 | Super Off Peak | 0 | 0 | 1 | Super Off Peak | 0 | 0 | 1 | Super Off Peak
2020-11-27 | 5 | 11 | 0 | 0 | 0 | 0 | 0.91634 |  | 0 | 0 | 1 | Super Off Peak | 0 | 0 | 1 | Off Peak | 0 | 1 | Off Peak | 0 | 1 | Off Peak | 0 | 0 | 1 | Super Off Peak | 0 | 0 | 1 | Super Off Peak | 0 | 0 | 1 | Super Off Peak
2020-11-27 | 6 | 11 | 0 | 0 | 0 | 0 | 0.93288 |  | 0 | 0 | 1 | Super Off Peak | 0 | 0 | 1 | Off Peak | 0 | 1 | Off Peak | 0 | 1 | Off Peak | 0 | 0 | 1 | Super Off Peak | 0 | 1 | 0 | Off Peak | 0 | 1 | 0 | Off Peak
2020-11-27 | 7 | 11 | 0 | 0 | 0 | 0 | 1.2427 |  | 0 | 1 | 0 | Off Peak | 0 | 1 | 0 | Semi Peak | 0 | 1 | Off Peak | 0 | 1 | Off Peak | 0 | 1 | 0 | Off Peak | 0 | 1 | 0 | Off Peak | 0 | 1 | 0 | Off Peak
2020-11-27 | 8 | 11 | 0 | 0 | 0 | 0 | 0.93491 |  | 0 | 1 | 0 | Off Peak | 0 | 1 | 0 | Semi Peak | 0 | 1 | Off Peak | 0 | 1 | Off Peak | 0 | 1 | 0 | Off Peak | 0 | 1 | 0 | Off Peak | 0 | 1 | 0 | Off Peak
2020-11-27 | 9 | 11 | 0 | 0 | 0 | 0 | 0.39442 |  | 0 | 1 | 0 | Off Peak | 0 | 1 | 0 | Semi Peak | 0 | 1 | Off Peak | 0 | 1 | Off Peak | 0 | 1 | 0 | Off Peak | 0 | 1 | 0 | Off Peak | 0 | 1 | 0 | Off Peak
2020-11-27 | 10 | 11 | 0 | 0 | 0 | 0 | 0.17678 |  | 0 | 1 | 0 | Off Peak | 0 | 1 | 0 | Semi Peak | 0 | 1 | Off Peak | 0 | 1 | Off Peak | 0 | 1 | 0 | Off Peak | 0 | 1 | 0 | Off Peak | 0 | 1 | 0 | Off Peak
2020-11-27 | 11 | 11 | 0 | 0 | 0 | 0 | 0.03784 |  | 0 | 1 | 0 | Off Peak | 0 | 1 | 0 | Semi Peak | 0 | 1 | Off Peak | 0 | 1 | Off Peak | 0 | 1 | 0 | Off Peak | 0 | 1 | 0 | Off Peak | 0 | 1 | 0 | Off Peak
2020-11-27 | 12 | 11 | 0 | 0 | 0 | 0 | -0.00015549 |  | 0 | 1 | 0 | Off Peak | 0 | 1 | 0 | Semi Peak | 0 | 1 | Off Peak | 0 | 1 | Off Peak | 0 | 1 | 0 | Off Peak | 0 | 1 | 0 | Off Peak | 0 | 1 | 0 | Off Peak
2020-11-27 | 13 | 11 | 0 | 0 | 0 | 0 | -0.035795 |  | 0 | 1 | 0 | Off Peak | 0 | 1 | 0 | Semi Peak | 0 | 1 | Off Peak | 1 | 0 | On Peak | 0 | 1 | 0 | Off Peak | 1 | 0 | 0 | On Peak | 0 | 1 | 0 | Off Peak
2020-11-27 | 14 | 11 | 0 | 0 | 0 | 0 | 0.0060803 |  | 0 | 1 | 0 | Off Peak | 0 | 1 | 0 | Semi Peak | 0 | 1 | Off Peak | 1 | 0 | On Peak | 0 | 1 | 0 | Off Peak | 1 | 0 | 0 | On Peak | 0 | 1 | 0 | Off Peak
2020-11-27 | 15 | 11 | 0 | 0 | 0 | 0 | 0.25243 |  | 0 | 1 | 0 | Off Peak | 0 | 1 | 0 | Semi Peak | 0 | 1 | Off Peak | 1 | 0 | On Peak | 0 | 1 | 0 | Off Peak | 1 | 0 | 0 | On Peak | 0 | 1 | 0 | Off Peak
2020-11-27 | 16 | 11 | 0 | 0 | 0 | 0 | 0.87561 |  | 0 | 1 | 0 | Off Peak | 0 | 1 | 0 | Semi Peak | 0 | 1 | Off Peak | 1 | 0 | On Peak | 0 | 1 | 0 | Off Peak | 1 | 0 | 0 | On Peak | 0 | 1 | 0 | Off Peak
2020-11-27 | 17 | 11 | 0 | 0 | 0 | 0 | 1.4897 |  | 1 | 0 | 0 | On Peak | 0 | 1 | 0 | Semi Peak | 1 | 0 | On Peak | 1 | 0 | On Peak | 0 | 1 | 0 | Off Peak | 1 | 0 | 0 | On Peak | 0 | 1 | 0 | Off Peak
2020-11-27 | 18 | 11 | 0 | 0 | 0 | 0 | 1.769 |  | 1 | 0 | 0 | On Peak | 1 | 0 | 0 | On Peak | 1 | 0 | On Peak | 1 | 0 | On Peak | 0 | 1 | 0 | Off Peak | 1 | 0 | 0 | On Peak | 0 | 1 | 0 | Off Peak
2020-11-27 | 19 | 11 | 0 | 0 | 0 | 0 | 2.1477 |  | 1 | 0 | 0 | On Peak | 1 | 0 | 0 | On Peak | 1 | 0 | On Peak | 0 | 1 | Off Peak | 0 | 0 | 1 | Super Off Peak | 1 | 0 | 0 | On Peak | 0 | 1 | 0 | Off Peak
2020-11-27 | 20 | 11 | 0 | 0 | 0 | 0 | 2.1612 |  | 1 | 0 | 0 | On Peak | 1 | 0 | 0 | On Peak | 1 | 0 | On Peak | 0 | 1 | Off Peak | 0 | 0 | 1 | Super Off Peak | 1 | 0 | 0 | On Peak | 1 | 0 | 0 | On Peak
2020-11-27 | 21 | 11 | 0 | 0 | 0 | 0 | 2.0641 |  | 1 | 0 | 0 | On Peak | 0 | 1 | 0 | Semi Peak | 1 | 0 | On Peak | 0 | 1 | Off Peak | 0 | 0 | 1 | Super Off Peak | 0 | 1 | 0 | Off Peak | 1 | 0 | 0 | On Peak
2020-11-27 | 22 | 11 | 0 | 0 | 0 | 0 | 1.9769 |  | 0 | 1 | 0 | Off Peak | 0 | 1 | 0 | Semi Peak | 0 | 1 | Off Peak | 0 | 1 | Off Peak | 0 | 0 | 1 | Super Off Peak | 0 | 1 | 0 | Off Peak | 1 | 0 | 0 | On Peak
2020-11-27 | 23 | 11 | 0 | 0 | 0 | 0 | 1.4527 |  | 0 | 1 | 0 | Off Peak | 0 | 0 | 1 | Off Peak | 0 | 1 | Off Peak | 0 | 1 | Off Peak | 0 | 0 | 1 | Super Off Peak | 0 | 1 | 0 | Off Peak | 1 | 0 | 0 | On Peak
2020-11-27 | 24 | 11 | 0 | 0 | 0 | 0 | 1.2766 |  | 0 | 1 | 0 | Off Peak | 0 | 0 | 1 | Off Peak | 0 | 1 | Off Peak | 0 | 1 | Off Peak | 0 | 0 | 1 | Super Off Peak | 0 | 1 | 0 | Off Peak | 1 | 0 | 0 | On Peak
2020-11-28 | 1 | 11 | 0 | 1 | 0 | 0 | 1.1208 |  | 0 | 0 | 1 | Super Off Peak | 0 | 0 | 1 | Off Peak | 0 | 1 | Off Peak | 0 | 1 | Off Peak | 0 | 0 | 1 | Super Off Peak | 0 | 0 | 1 | Super Off Peak | 0 | 0 | 1 | Super Off Peak
2020-11-28 | 2 | 11 | 0 | 1 | 0 | 0 | 1.0571 |  | 0 | 0 | 1 | Super Off Peak | 0 | 0 | 1 | Off Peak | 0 | 1 | Off Peak | 0 | 1 | Off Peak | 0 | 0 | 1 | Super Off Peak | 0 | 0 | 1 | Super Off Peak | 0 | 0 | 1 | Super Off Peak
2020-11-28 | 3 | 11 | 0 | 1 | 0 | 0 | 0.98128 |  | 0 | 0 | 1 | Super Off Peak | 0 | 0 | 1 | Off Peak | 0 | 1 | Off Peak | 0 | 1 | Off Peak | 0 | 0 | 1 | Super Off Peak | 0 | 0 | 1 | Super Off Peak | 0 | 0 | 1 | Super Off Peak
2020-11-28 | 4 | 11 | 0 | 1 | 0 | 0 | 0.95313 |  | 0 | 0 | 1 | Super Off Peak | 0 | 0 | 1 | Off Peak | 0 | 1 | Off Peak | 0 | 1 | Off Peak | 0 | 0 | 1 | Super Off Peak | 0 | 0 | 1 | Super Off Peak | 0 | 0 | 1 | Super Off Peak
2020-11-28 | 5 | 11 | 0 | 1 | 0 | 0 | 0.93315 |  | 0 | 0 | 1 | Super Off Peak | 0 | 0 | 1 | Off Peak | 0 | 1 | Off Peak | 0 | 1 | Off Peak | 0 | 0 | 1 | Super Off Peak | 0 | 0 | 1 | Super Off Peak | 0 | 0 | 1 | Super Off Peak
2020-11-28 | 6 | 11 | 0 | 1 | 0 | 0 | 0.92486 |  | 0 | 0 | 1 | Super Off Peak | 0 | 0 | 1 | Off Peak | 0 | 1 | Off Peak | 0 | 1 | Off Peak | 0 | 0 | 1 | Super Off Peak | 0 | 1 | 0 | Off Peak | 0 | 1 | 0 | Off Peak
2020-11-28 | 7 | 11 | 0 | 1 | 0 | 0 | 1.1895 |  | 0 | 0 | 1 | Super Off Peak | 0 | 0 | 1 | Off Peak | 0 | 1 | Off Peak | 0 | 1 | Off Peak | 0 | 0 | 1 | Super Off Peak | 0 | 1 | 0 | Off Peak | 0 | 1 | 0 | Off Peak
2020-11-28 | 8 | 11 | 0 | 1 | 0 | 0 | 0.83336 |  | 0 | 0 | 1 | Super Off Peak | 0 | 0 | 1 | Off Peak | 0 | 1 | Off Peak | 0 | 1 | Off Peak | 0 | 0 | 1 | Super Off Peak | 0 | 1 | 0 | Off Peak | 0 | 1 | 0 | Off Peak
2020-11-28 | 9 | 11 | 0 | 1 | 0 | 0 | 0.28236 |  | 0 | 0 | 1 | Super Off Peak | 0 | 0 | 1 | Off Peak | 0 | 1 | Off Peak | 0 | 1 | Off Peak | 0 | 0 | 1 | Super Off Peak | 0 | 1 | 0 | Off Peak | 0 | 1 | 0 | Off Peak
2020-11-28 | 10 | 11 | 0 | 1 | 0 | 0 | 0.020503 |  | 0 | 0 | 1 | Super Off Peak | 0 | 0 | 1 | Off Peak | 0 | 1 | Off Peak | 0 | 1 | Off Peak | 0 | 0 | 1 | Super Off Peak | 0 | 1 | 0 | Off Peak | 0 | 1 | 0 | Off Peak
2020-11-28 | 11 | 11 | 0 | 1 | 0 | 0 | -0.10194 |  | 0 | 0 | 1 | Super Off Peak | 0 | 0 | 1 | Off Peak | 0 | 1 | Off Peak | 0 | 1 | Off Peak | 0 | 0 | 1 | Super Off Peak | 0 | 1 | 0 | Off Peak | 0 | 1 | 0 | Off Peak
2020-11-28 | 12 | 11 | 0 | 1 | 0 | 0 | -0.14048 |  | 0 | 0 | 1 | Super Off Peak | 0 | 0 | 1 | Off Peak | 0 | 1 | Off Peak | 0 | 1 | Off Peak | 0 | 0 | 1 | Super Off Peak | 0 | 1 | 0 | Off Peak | 0 | 1 | 0 | Off Peak
2020-11-28 | 13 | 11 | 0 | 1 | 0 | 0 | -0.17008 |  | 0 | 0 | 1 | Super Off Peak | 0 | 0 | 1 | Off Peak | 0 | 1 | Off Peak | 0 | 1 | Off Peak | 0 | 0 | 1 | Super Off Peak | 1 | 0 | 0 | On Peak | 0 | 1 | 0 | Off Peak
2020-11-28 | 14 | 11 | 0 | 1 | 0 | 0 | -0.13193 |  | 0 | 0 | 1 | Super Off Peak | 0 | 0 | 1 | Off Peak | 0 | 1 | Off Peak | 0 | 1 | Off Peak | 0 | 0 | 1 | Super Off Peak | 1 | 0 | 0 | On Peak | 0 | 1 | 0 | Off Peak
2020-11-28 | 15 | 11 | 0 | 1 | 0 | 0 | 0.12066 |  | 0 | 1 | 0 | Off Peak | 0 | 0 | 1 | Off Peak | 0 | 1 | Off Peak | 0 | 1 | Off Peak | 0 | 0 | 1 | Super Off Peak | 1 | 0 | 0 | On Peak | 0 | 1 | 0 | Off Peak
2020-11-28 | 16 | 11 | 0 | 1 | 0 | 0 | 0.73571 |  | 0 | 1 | 0 | Off Peak | 0 | 0 | 1 | Off Peak | 0 | 1 | Off Peak | 0 | 1 | Off Peak | 0 | 0 | 1 | Super Off Peak | 1 | 0 | 0 | On Peak | 0 | 1 | 0 | Off Peak
2020-11-28 | 17 | 11 | 0 | 1 | 0 | 0 | 1.3336 |  | 1 | 0 | 0 | On Peak | 0 | 0 | 1 | Off Peak | 0 | 1 | Off Peak | 0 | 1 | Off Peak | 0 | 0 | 1 | Super Off Peak | 1 | 0 | 0 | On Peak | 0 | 1 | 0 | Off Peak
2020-11-28 | 18 | 11 | 0 | 1 | 0 | 0 | 1.6459 |  | 1 | 0 | 0 | On Peak | 0 | 0 | 1 | Off Peak | 0 | 1 | Off Peak | 0 | 1 | Off Peak | 0 | 0 | 1 | Super Off Peak | 1 | 0 | 0 | On Peak | 0 | 1 | 0 | Off Peak
2020-11-28 | 19 | 11 | 0 | 1 | 0 | 0 | 2.0153 |  | 1 | 0 | 0 | On Peak | 0 | 0 | 1 | Off Peak | 0 | 1 | Off Peak | 0 | 1 | Off Peak | 0 | 0 | 1 | Super Off Peak | 1 | 0 | 0 | On Peak | 0 | 1 | 0 | Off Peak
2020-11-28 | 20 | 11 | 0 | 1 | 0 | 0 | 2.0187 |  | 1 | 0 | 0 | On Peak | 0 | 0 | 1 | Off Peak | 0 | 1 | Off Peak | 0 | 1 | Off Peak | 0 | 0 | 1 | Super Off Peak | 1 | 0 | 0 | On Peak | 1 | 0 | 0 | On Peak
2020-11-28 | 21 | 11 | 0 | 1 | 0 | 0 | 1.9531 |  | 1 | 0 | 0 | On Peak | 0 | 0 | 1 | Off Peak | 0 | 1 | Off Peak | 0 | 1 | Off Peak | 0 | 0 | 1 | Super Off Peak | 0 | 1 | 0 | Off Peak | 1 | 0 | 0 | On Peak
2020-11-28 | 22 | 11 | 0 | 1 | 0 | 0 | 1.8984 |  | 0 | 1 | 0 | Off Peak | 0 | 0 | 1 | Off Peak | 0 | 1 | Off Peak | 0 | 1 | Off Peak | 0 | 0 | 1 | Super Off Peak | 0 | 1 | 0 | Off Peak | 1 | 0 | 0 | On Peak
2020-11-28 | 23 | 11 | 0 | 1 | 0 | 0 | 1.383 |  | 0 | 1 | 0 | Off Peak | 0 | 0 | 1 | Off Peak | 0 | 1 | Off Peak | 0 | 1 | Off Peak | 0 | 0 | 1 | Super Off Peak | 0 | 1 | 0 | Off Peak | 1 | 0 | 0 | On Peak
2020-11-28 | 24 | 11 | 0 | 1 | 0 | 0 | 1.2495 |  | 0 | 1 | 0 | Off Peak | 0 | 0 | 1 | Off Peak | 0 | 1 | Off Peak | 0 | 1 | Off Peak | 0 | 0 | 1 | Super Off Peak | 0 | 1 | 0 | Off Peak | 1 | 0 | 0 | On Peak
2020-11-29 | 1 | 11 | 0 | 1 | 1 | 0 | 1.1227 |  | 0 | 0 | 1 | Super Off Peak | 0 | 0 | 1 | Off Peak | 0 | 1 | Off Peak | 0 | 1 | Off Peak | 0 | 0 | 1 | Super Off Peak | 0 | 0 | 1 | Super Off Peak | 0 | 0 | 1 | Super Off Peak
2020-11-29 | 2 | 11 | 0 | 1 | 1 | 0 | 1.0511 |  | 0 | 0 | 1 | Super Off Peak | 0 | 0 | 1 | Off Peak | 0 | 1 | Off Peak | 0 | 1 | Off Peak | 0 | 0 | 1 | Super Off Peak | 0 | 0 | 1 | Super Off Peak | 0 | 0 | 1 | Super Off Peak
2020-11-29 | 3 | 11 | 0 | 1 | 1 | 0 | 0.98267 |  | 0 | 0 | 1 | Super Off Peak | 0 | 0 | 1 | Off Peak | 0 | 1 | Off Peak | 0 | 1 | Off Peak | 0 | 0 | 1 | Super Off Peak | 0 | 0 | 1 | Super Off Peak | 0 | 0 | 1 | Super Off Peak
2020-11-29 | 4 | 11 | 0 | 1 | 1 | 0 | 0.94383 |  | 0 | 0 | 1 | Super Off Peak | 0 | 0 | 1 | Off Peak | 0 | 1 | Off Peak | 0 | 1 | Off Peak | 0 | 0 | 1 | Super Off Peak | 0 | 0 | 1 | Super Off Peak | 0 | 0 | 1 | Super Off Peak
2020-11-29 | 5 | 11 | 0 | 1 | 1 | 0 | 0.91627 |  | 0 | 0 | 1 | Super Off Peak | 0 | 0 | 1 | Off Peak | 0 | 1 | Off Peak | 0 | 1 | Off Peak | 0 | 0 | 1 | Super Off Peak | 0 | 0 | 1 | Super Off Peak | 0 | 0 | 1 | Super Off Peak
2020-11-29 | 6 | 11 | 0 | 1 | 1 | 0 | 0.91391 |  | 0 | 0 | 1 | Super Off Peak | 0 | 0 | 1 | Off Peak | 0 | 1 | Off Peak | 0 | 1 | Off Peak | 0 | 0 | 1 | Super Off Peak | 0 | 1 | 0 | Off Peak | 0 | 1 | 0 | Off Peak
2020-11-29 | 7 | 11 | 0 | 1 | 1 | 0 | 0.91274 |  | 0 | 0 | 1 | Super Off Peak | 0 | 0 | 1 | Off Peak | 0 | 1 | Off Peak | 0 | 1 | Off Peak | 0 | 0 | 1 | Super Off Peak | 0 | 1 | 0 | Off Peak | 0 | 1 | 0 | Off Peak
2020-11-29 | 8 | 11 | 0 | 1 | 1 | 0 | 0.61075 |  | 0 | 0 | 1 | Super Off Peak | 0 | 0 | 1 | Off Peak | 0 | 1 | Off Peak | 0 | 1 | Off Peak | 0 | 0 | 1 | Super Off Peak | 0 | 1 | 0 | Off Peak | 0 | 1 | 0 | Off Peak
2020-11-29 | 9 | 11 | 0 | 1 | 1 | 0 | 0.18815 |  | 0 | 0 | 1 | Super Off Peak | 0 | 0 | 1 | Off Peak | 0 | 1 | Off Peak | 0 | 1 | Off Peak | 0 | 0 | 1 | Super Off Peak | 0 | 1 | 0 | Off Peak | 0 | 1 | 0 | Off Peak
2020-11-29 | 10 | 11 | 0 | 1 | 1 | 0 | -0.0051189 |  | 0 | 0 | 1 | Super Off Peak | 0 | 0 | 1 | Off Peak | 0 | 1 | Off Peak | 0 | 1 | Off Peak | 0 | 0 | 1 | Super Off Peak | 0 | 1 | 0 | Off Peak | 0 | 1 | 0 | Off Peak
2020-11-29 | 11 | 11 | 0 | 1 | 1 | 0 | -0.10398 |  | 0 | 0 | 1 | Super Off Peak | 0 | 0 | 1 | Off Peak | 0 | 1 | Off Peak | 0 | 1 | Off Peak | 0 | 0 | 1 | Super Off Peak | 0 | 1 | 0 | Off Peak | 0 | 1 | 0 | Off Peak
2020-11-29 | 12 | 11 | 0 | 1 | 1 | 0 | -0.12701 |  | 0 | 0 | 1 | Super Off Peak | 0 | 0 | 1 | Off Peak | 0 | 1 | Off Peak | 0 | 1 | Off Peak | 0 | 0 | 1 | Super Off Peak | 0 | 1 | 0 | Off Peak | 0 | 1 | 0 | Off Peak
2020-11-29 | 13 | 11 | 0 | 1 | 1 | 0 | -0.14999 |  | 0 | 0 | 1 | Super Off Peak | 0 | 0 | 1 | Off Peak | 0 | 1 | Off Peak | 0 | 1 | Off Peak | 0 | 0 | 1 | Super Off Peak | 1 | 0 | 0 | On Peak | 0 | 1 | 0 | Off Peak
2020-11-29 | 14 | 11 | 0 | 1 | 1 | 0 | -0.10338 |  | 0 | 0 | 1 | Super Off Peak | 0 | 0 | 1 | Off Peak | 0 | 1 | Off Peak | 0 | 1 | Off Peak | 0 | 0 | 1 | Super Off Peak | 1 | 0 | 0 | On Peak | 0 | 1 | 0 | Off Peak
2020-11-29 | 15 | 11 | 0 | 1 | 1 | 0 | 0.10468 |  | 0 | 1 | 0 | Off Peak | 0 | 0 | 1 | Off Peak | 0 | 1 | Off Peak | 0 | 1 | Off Peak | 0 | 0 | 1 | Super Off Peak | 1 | 0 | 0 | On Peak | 0 | 1 | 0 | Off Peak
2020-11-29 | 16 | 11 | 0 | 1 | 1 | 0 | 0.58929 |  | 0 | 1 | 0 | Off Peak | 0 | 0 | 1 | Off Peak | 0 | 1 | Off Peak | 0 | 1 | Off Peak | 0 | 0 | 1 | Super Off Peak | 1 | 0 | 0 | On Peak | 0 | 1 | 0 | Off Peak
2020-11-29 | 17 | 11 | 0 | 1 | 1 | 0 | 1.0715 |  | 1 | 0 | 0 | On Peak | 0 | 0 | 1 | Off Peak | 0 | 1 | Off Peak | 0 | 1 | Off Peak | 0 | 0 | 1 | Super Off Peak | 1 | 0 | 0 | On Peak | 0 | 1 | 0 | Off Peak
2020-11-29 | 18 | 11 | 0 | 1 | 1 | 0 | 1.3283 |  | 1 | 0 | 0 | On Peak | 0 | 0 | 1 | Off Peak | 0 | 1 | Off Peak | 0 | 1 | Off Peak | 0 | 0 | 1 | Super Off Peak | 1 | 0 | 0 | On Peak | 0 | 1 | 0 | Off Peak
2020-11-29 | 19 | 11 | 0 | 1 | 1 | 0 | 1.6574 |  | 1 | 0 | 0 | On Peak | 0 | 0 | 1 | Off Peak | 0 | 1 | Off Peak | 0 | 1 | Off Peak | 0 | 0 | 1 | Super Off Peak | 1 | 0 | 0 | On Peak | 0 | 1 | 0 | Off Peak
2020-11-29 | 20 | 11 | 0 | 1 | 1 | 0 | 1.681 |  | 1 | 0 | 0 | On Peak | 0 | 0 | 1 | Off Peak | 0 | 1 | Off Peak | 0 | 1 | Off Peak | 0 | 0 | 1 | Super Off Peak | 1 | 0 | 0 | On Peak | 1 | 0 | 0 | On Peak
2020-11-29 | 21 | 11 | 0 | 1 | 1 | 0 | 1.6247 |  | 1 | 0 | 0 | On Peak | 0 | 0 | 1 | Off Peak | 0 | 1 | Off Peak | 0 | 1 | Off Peak | 0 | 0 | 1 | Super Off Peak | 0 | 1 | 0 | Off Peak | 1 | 0 | 0 | On Peak
2020-11-29 | 22 | 11 | 0 | 1 | 1 | 0 | 1.5689 |  | 0 | 1 | 0 | Off Peak | 0 | 0 | 1 | Off Peak | 0 | 1 | Off Peak | 0 | 1 | Off Peak | 0 | 0 | 1 | Super Off Peak | 0 | 1 | 0 | Off Peak | 1 | 0 | 0 | On Peak
2020-11-29 | 23 | 11 | 0 | 1 | 1 | 0 | 1.4268 |  | 0 | 1 | 0 | Off Peak | 0 | 0 | 1 | Off Peak | 0 | 1 | Off Peak | 0 | 1 | Off Peak | 0 | 0 | 1 | Super Off Peak | 0 | 1 | 0 | Off Peak | 1 | 0 | 0 | On Peak
2020-11-29 | 24 | 11 | 0 | 1 | 1 | 0 | 1.2561 |  | 0 | 1 | 0 | Off Peak | 0 | 0 | 1 | Off Peak | 0 | 1 | Off Peak | 0 | 1 | Off Peak | 0 | 0 | 1 | Super Off Peak | 0 | 1 | 0 | Off Peak | 1 | 0 | 0 | On Peak
2020-11-30 | 1 | 11 | 0 | 0 | 0 | 0 | 1.1714 |  | 0 | 0 | 1 | Super Off Peak | 0 | 0 | 1 | Off Peak | 0 | 1 | Off Peak | 0 | 1 | Off Peak | 0 | 0 | 1 | Super Off Peak | 0 | 0 | 1 | Super Off Peak | 0 | 0 | 1 | Super Off Peak
2020-11-30 | 2 | 11 | 0 | 0 | 0 | 0 | 1.0871 |  | 0 | 0 | 1 | Super Off Peak | 0 | 0 | 1 | Off Peak | 0 | 1 | Off Peak | 0 | 1 | Off Peak | 0 | 0 | 1 | Super Off Peak | 0 | 0 | 1 | Super Off Peak | 0 | 0 | 1 | Super Off Peak
2020-11-30 | 3 | 11 | 0 | 0 | 0 | 0 | 1.0039 |  | 0 | 0 | 1 | Super Off Peak | 0 | 0 | 1 | Off Peak | 0 | 1 | Off Peak | 0 | 1 | Off Peak | 0 | 0 | 1 | Super Off Peak | 0 | 0 | 1 | Super Off Peak | 0 | 0 | 1 | Super Off Peak
2020-11-30 | 4 | 11 | 0 | 0 | 0 | 0 | 0.95753 |  | 0 | 0 | 1 | Super Off Peak | 0 | 0 | 1 | Off Peak | 0 | 1 | Off Peak | 0 | 1 | Off Peak | 0 | 0 | 1 | Super Off Peak | 0 | 0 | 1 | Super Off Peak | 0 | 0 | 1 | Super Off Peak
2020-11-30 | 5 | 11 | 0 | 0 | 0 | 0 | 0.91727 |  | 0 | 0 | 1 | Super Off Peak | 0 | 0 | 1 | Off Peak | 0 | 1 | Off Peak | 0 | 1 | Off Peak | 0 | 0 | 1 | Super Off Peak | 0 | 0 | 1 | Super Off Peak | 0 | 0 | 1 | Super Off Peak
2020-11-30 | 6 | 11 | 0 | 0 | 0 | 0 | 0.89263 |  | 0 | 0 | 1 | Super Off Peak | 0 | 0 | 1 | Off Peak | 0 | 1 | Off Peak | 0 | 1 | Off Peak | 0 | 0 | 1 | Super Off Peak | 0 | 1 | 0 | Off Peak | 0 | 1 | 0 | Off Peak
2020-11-30 | 7 | 11 | 0 | 0 | 0 | 0 | 1.1199 |  | 0 | 1 | 0 | Off Peak | 0 | 1 | 0 | Semi Peak | 0 | 1 | Off Peak | 0 | 1 | Off Peak | 0 | 1 | 0 | Off Peak | 0 | 1 | 0 | Off Peak | 0 | 1 | 0 | Off Peak
2020-11-30 | 8 | 11 | 0 | 0 | 0 | 0 | 0.78053 |  | 0 | 1 | 0 | Off Peak | 0 | 1 | 0 | Semi Peak | 0 | 1 | Off Peak | 0 | 1 | Off Peak | 0 | 1 | 0 | Off Peak | 0 | 1 | 0 | Off Peak | 0 | 1 | 0 | Off Peak
2020-11-30 | 9 | 11 | 0 | 0 | 0 | 0 | 0.22793 |  | 0 | 1 | 0 | Off Peak | 0 | 1 | 0 | Semi Peak | 0 | 1 | Off Peak | 0 | 1 | Off Peak | 0 | 1 | 0 | Off Peak | 0 | 1 | 0 | Off Peak | 0 | 1 | 0 | Off Peak
2020-11-30 | 10 | 11 | 0 | 0 | 0 | 0 | -0.011866 |  | 0 | 1 | 0 | Off Peak | 0 | 1 | 0 | Semi Peak | 0 | 1 | Off Peak | 0 | 1 | Off Peak | 0 | 1 | 0 | Off Peak | 0 | 1 | 0 | Off Peak | 0 | 1 | 0 | Off Peak
2020-11-30 | 11 | 11 | 0 | 0 | 0 | 0 | -0.10987 |  | 0 | 1 | 0 | Off Peak | 0 | 1 | 0 | Semi Peak | 0 | 1 | Off Peak | 0 | 1 | Off Peak | 0 | 1 | 0 | Off Peak | 0 | 1 | 0 | Off Peak | 0 | 1 | 0 | Off Peak
2020-11-30 | 12 | 11 | 0 | 0 | 0 | 0 | -0.1285 |  | 0 | 1 | 0 | Off Peak | 0 | 1 | 0 | Semi Peak | 0 | 1 | Off Peak | 0 | 1 | Off Peak | 0 | 1 | 0 | Off Peak | 0 | 1 | 0 | Off Peak | 0 | 1 | 0 | Off Peak
2020-11-30 | 13 | 11 | 0 | 0 | 0 | 0 | -0.17101 |  | 0 | 1 | 0 | Off Peak | 0 | 1 | 0 | Semi Peak | 0 | 1 | Off Peak | 1 | 0 | On Peak | 0 | 1 | 0 | Off Peak | 1 | 0 | 0 | On Peak | 0 | 1 | 0 | Off Peak
2020-11-30 | 14 | 11 | 0 | 0 | 0 | 0 | -0.12677 |  | 0 | 1 | 0 | Off Peak | 0 | 1 | 0 | Semi Peak | 0 | 1 | Off Peak | 1 | 0 | On Peak | 0 | 1 | 0 | Off Peak | 1 | 0 | 0 | On Peak | 0 | 1 | 0 | Off Peak
2020-11-30 | 15 | 11 | 0 | 0 | 0 | 0 | 0.14247 |  | 0 | 1 | 0 | Off Peak | 0 | 1 | 0 | Semi Peak | 0 | 1 | Off Peak | 1 | 0 | On Peak | 0 | 1 | 0 | Off Peak | 1 | 0 | 0 | On Peak | 0 | 1 | 0 | Off Peak
2020-11-30 | 16 | 11 | 0 | 0 | 0 | 0 | 0.77538 |  | 0 | 1 | 0 | Off Peak | 0 | 1 | 0 | Semi Peak | 0 | 1 | Off Peak | 1 | 0 | On Peak | 0 | 1 | 0 | Off Peak | 1 | 0 | 0 | On Peak | 0 | 1 | 0 | Off Peak
2020-11-30 | 17 | 11 | 0 | 0 | 0 | 0 | 1.4264 |  | 1 | 0 | 0 | On Peak | 0 | 1 | 0 | Semi Peak | 1 | 0 | On Peak | 1 | 0 | On Peak | 0 | 1 | 0 | Off Peak | 1 | 0 | 0 | On Peak | 0 | 1 | 0 | Off Peak
2020-11-30 | 18 | 11 | 0 | 0 | 0 | 0 | 1.7276 |  | 1 | 0 | 0 | On Peak | 1 | 0 | 0 | On Peak | 1 | 0 | On Peak | 1 | 0 | On Peak | 0 | 1 | 0 | Off Peak | 1 | 0 | 0 | On Peak | 0 | 1 | 0 | Off Peak
2020-11-30 | 19 | 11 | 0 | 0 | 0 | 0 | 2.1221 |  | 1 | 0 | 0 | On Peak | 1 | 0 | 0 | On Peak | 1 | 0 | On Peak | 0 | 1 | Off Peak | 0 | 0 | 1 | Super Off Peak | 1 | 0 | 0 | On Peak | 0 | 1 | 0 | Off Peak
2020-11-30 | 20 | 11 | 0 | 0 | 0 | 0 | 2.1278 |  | 1 | 0 | 0 | On Peak | 1 | 0 | 0 | On Peak | 1 | 0 | On Peak | 0 | 1 | Off Peak | 0 | 0 | 1 | Super Off Peak | 1 | 0 | 0 | On Peak | 1 | 0 | 0 | On Peak
2020-11-30 | 21 | 11 | 0 | 0 | 0 | 0 | 2.048 |  | 1 | 0 | 0 | On Peak | 0 | 1 | 0 | Semi Peak | 1 | 0 | On Peak | 0 | 1 | Off Peak | 0 | 0 | 1 | Super Off Peak | 0 | 1 | 0 | Off Peak | 1 | 0 | 0 | On Peak
2020-11-30 | 22 | 11 | 0 | 0 | 0 | 0 | 1.96 |  | 0 | 1 | 0 | Off Peak | 0 | 1 | 0 | Semi Peak | 0 | 1 | Off Peak | 0 | 1 | Off Peak | 0 | 0 | 1 | Super Off Peak | 0 | 1 | 0 | Off Peak | 1 | 0 | 0 | On Peak
2020-11-30 | 23 | 11 | 0 | 0 | 0 | 0 | 1.4533 |  | 0 | 1 | 0 | Off Peak | 0 | 0 | 1 | Off Peak | 0 | 1 | Off Peak | 0 | 1 | Off Peak | 0 | 0 | 1 | Super Off Peak | 0 | 1 | 0 | Off Peak | 1 | 0 | 0 | On Peak
2020-11-30 | 24 | 11 | 0 | 0 | 0 | 0 | 1.2929 |  | 0 | 1 | 0 | Off Peak | 0 | 0 | 1 | Off Peak | 0 | 1 | Off Peak | 0 | 1 | Off Peak | 0 | 0 | 1 | Super Off Peak | 0 | 1 | 0 | Off Peak | 1 | 0 | 0 | On Peak
2020-12-01 | 1 | 12 | 0 | 0 | 0 | 0 | 1.1027 |  | 0 | 0 | 1 | Super Off Peak | 0 | 0 | 1 | Off Peak | 0 | 1 | Off Peak | 0 | 1 | Off Peak | 0 | 0 | 1 | Super Off Peak | 0 | 0 | 1 | Super Off Peak | 0 | 0 | 1 | Super Off Peak
2020-12-01 | 2 | 12 | 0 | 0 | 0 | 0 | 0.98187 |  | 0 | 0 | 1 | Super Off Peak | 0 | 0 | 1 | Off Peak | 0 | 1 | Off Peak | 0 | 1 | Off Peak | 0 | 0 | 1 | Super Off Peak | 0 | 0 | 1 | Super Off Peak | 0 | 0 | 1 | Super Off Peak
2020-12-01 | 3 | 12 | 0 | 0 | 0 | 0 | 0.91551 |  | 0 | 0 | 1 | Super Off Peak | 0 | 0 | 1 | Off Peak | 0 | 1 | Off Peak | 0 | 1 | Off Peak | 0 | 0 | 1 | Super Off Peak | 0 | 0 | 1 | Super Off Peak | 0 | 0 | 1 | Super Off Peak
2020-12-01 | 4 | 12 | 0 | 0 | 0 | 0 | 0.88343 |  | 0 | 0 | 1 | Super Off Peak | 0 | 0 | 1 | Off Peak | 0 | 1 | Off Peak | 0 | 1 | Off Peak | 0 | 0 | 1 | Super Off Peak | 0 | 0 | 1 | Super Off Peak | 0 | 0 | 1 | Super Off Peak
2020-12-01 | 5 | 12 | 0 | 0 | 0 | 0 | 0.85764 |  | 0 | 0 | 1 | Super Off Peak | 0 | 0 | 1 | Off Peak | 0 | 1 | Off Peak | 0 | 1 | Off Peak | 0 | 0 | 1 | Super Off Peak | 0 | 0 | 1 | Super Off Peak | 0 | 0 | 1 | Super Off Peak
2020-12-01 | 6 | 12 | 0 | 0 | 0 | 0 | 0.8678 |  | 0 | 0 | 1 | Super Off Peak | 0 | 0 | 1 | Off Peak | 0 | 1 | Off Peak | 0 | 1 | Off Peak | 0 | 0 | 1 | Super Off Peak | 0 | 1 | 0 | Off Peak | 0 | 1 | 0 | Off Peak
2020-12-01 | 7 | 12 | 0 | 0 | 0 | 0 | 1.1298 |  | 0 | 1 | 0 | Off Peak | 0 | 1 | 0 | Semi Peak | 0 | 1 | Off Peak | 0 | 1 | Off Peak | 0 | 1 | 0 | Off Peak | 0 | 1 | 0 | Off Peak | 0 | 1 | 0 | Off Peak
2020-12-01 | 8 | 12 | 0 | 0 | 0 | 0 | 1.1471 |  | 0 | 1 | 0 | Off Peak | 0 | 1 | 0 | Semi Peak | 0 | 1 | Off Peak | 0 | 1 | Off Peak | 0 | 1 | 0 | Off Peak | 0 | 1 | 0 | Off Peak | 0 | 1 | 0 | Off Peak
2020-12-01 | 9 | 12 | 0 | 0 | 0 | 0 | 0.80635 |  | 0 | 1 | 0 | Off Peak | 0 | 1 | 0 | Semi Peak | 0 | 1 | Off Peak | 0 | 1 | Off Peak | 0 | 1 | 0 | Off Peak | 0 | 1 | 0 | Off Peak | 0 | 1 | 0 | Off Peak
2020-12-01 | 10 | 12 | 0 | 0 | 0 | 0 | 0.51108 |  | 0 | 1 | 0 | Off Peak | 0 | 1 | 0 | Semi Peak | 0 | 1 | Off Peak | 0 | 1 | Off Peak | 0 | 1 | 0 | Off Peak | 0 | 1 | 0 | Off Peak | 0 | 1 | 0 | Off Peak
2020-12-01 | 11 | 12 | 0 | 0 | 0 | 0 | 0.32644 |  | 0 | 1 | 0 | Off Peak | 0 | 1 | 0 | Semi Peak | 0 | 1 | Off Peak | 0 | 1 | Off Peak | 0 | 1 | 0 | Off Peak | 0 | 1 | 0 | Off Peak | 0 | 1 | 0 | Off Peak
2020-12-01 | 12 | 12 | 0 | 0 | 0 | 0 | 0.24333 |  | 0 | 1 | 0 | Off Peak | 0 | 1 | 0 | Semi Peak | 0 | 1 | Off Peak | 0 | 1 | Off Peak | 0 | 1 | 0 | Off Peak | 0 | 1 | 0 | Off Peak | 0 | 1 | 0 | Off Peak
2020-12-01 | 13 | 12 | 0 | 0 | 0 | 0 | 0.1923 |  | 0 | 1 | 0 | Off Peak | 0 | 1 | 0 | Semi Peak | 0 | 1 | Off Peak | 1 | 0 | On Peak | 0 | 1 | 0 | Off Peak | 1 | 0 | 0 | On Peak | 0 | 1 | 0 | Off Peak
2020-12-01 | 14 | 12 | 0 | 0 | 0 | 0 | 0.24315 |  | 0 | 1 | 0 | Off Peak | 0 | 1 | 0 | Semi Peak | 0 | 1 | Off Peak | 1 | 0 | On Peak | 0 | 1 | 0 | Off Peak | 1 | 0 | 0 | On Peak | 0 | 1 | 0 | Off Peak
2020-12-01 | 15 | 12 | 0 | 0 | 0 | 0 | 0.43516 |  | 0 | 1 | 0 | Off Peak | 0 | 1 | 0 | Semi Peak | 0 | 1 | Off Peak | 1 | 0 | On Peak | 0 | 1 | 0 | Off Peak | 1 | 0 | 0 | On Peak | 0 | 1 | 0 | Off Peak
2020-12-01 | 16 | 12 | 0 | 0 | 0 | 0 | 0.86494 |  | 0 | 1 | 0 | Off Peak | 0 | 1 | 0 | Semi Peak | 0 | 1 | Off Peak | 1 | 0 | On Peak | 0 | 1 | 0 | Off Peak | 1 | 0 | 0 | On Peak | 0 | 1 | 0 | Off Peak
2020-12-01 | 17 | 12 | 0 | 0 | 0 | 0 | 1.3129 |  | 1 | 0 | 0 | On Peak | 0 | 1 | 0 | Semi Peak | 1 | 0 | On Peak | 1 | 0 | On Peak | 0 | 1 | 0 | Off Peak | 1 | 0 | 0 | On Peak | 0 | 1 | 0 | Off Peak
2020-12-01 | 18 | 12 | 0 | 0 | 0 | 0 | 1.5978 |  | 1 | 0 | 0 | On Peak | 1 | 0 | 0 | On Peak | 1 | 0 | On Peak | 1 | 0 | On Peak | 0 | 1 | 0 | Off Peak | 1 | 0 | 0 | On Peak | 0 | 1 | 0 | Off Peak
2020-12-01 | 19 | 12 | 0 | 0 | 0 | 0 | 1.9088 |  | 1 | 0 | 0 | On Peak | 1 | 0 | 0 | On Peak | 1 | 0 | On Peak | 0 | 1 | Off Peak | 0 | 0 | 1 | Super Off Peak | 1 | 0 | 0 | On Peak | 0 | 1 | 0 | Off Peak
2020-12-01 | 20 | 12 | 0 | 0 | 0 | 0 | 1.9342 |  | 1 | 0 | 0 | On Peak | 1 | 0 | 0 | On Peak | 1 | 0 | On Peak | 0 | 1 | Off Peak | 0 | 0 | 1 | Super Off Peak | 1 | 0 | 0 | On Peak | 1 | 0 | 0 | On Peak
2020-12-01 | 21 | 12 | 0 | 0 | 0 | 0 | 1.9016 |  | 1 | 0 | 0 | On Peak | 0 | 1 | 0 | Semi Peak | 1 | 0 | On Peak | 0 | 1 | Off Peak | 0 | 0 | 1 | Super Off Peak | 0 | 1 | 0 | Off Peak | 1 | 0 | 0 | On Peak
2020-12-01 | 22 | 12 | 0 | 0 | 0 | 0 | 1.8381 |  | 0 | 1 | 0 | Off Peak | 0 | 1 | 0 | Semi Peak | 0 | 1 | Off Peak | 0 | 1 | Off Peak | 0 | 0 | 1 | Super Off Peak | 0 | 1 | 0 | Off Peak | 1 | 0 | 0 | On Peak
2020-12-01 | 23 | 12 | 0 | 0 | 0 | 0 | 1.4675 |  | 0 | 1 | 0 | Off Peak | 0 | 0 | 1 | Off Peak | 0 | 1 | Off Peak | 0 | 1 | Off Peak | 0 | 0 | 1 | Super Off Peak | 0 | 1 | 0 | Off Peak | 1 | 0 | 0 | On Peak
2020-12-01 | 24 | 12 | 0 | 0 | 0 | 0 | 1.2892 |  | 0 | 1 | 0 | Off Peak | 0 | 0 | 1 | Off Peak | 0 | 1 | Off Peak | 0 | 1 | Off Peak | 0 | 0 | 1 | Super Off Peak | 0 | 1 | 0 | Off Peak | 1 | 0 | 0 | On Peak
2020-12-02 | 1 | 12 | 0 | 0 | 0 | 0 | 1.1056 |  | 0 | 0 | 1 | Super Off Peak | 0 | 0 | 1 | Off Peak | 0 | 1 | Off Peak | 0 | 1 | Off Peak | 0 | 0 | 1 | Super Off Peak | 0 | 0 | 1 | Super Off Peak | 0 | 0 | 1 | Super Off Peak
2020-12-02 | 2 | 12 | 0 | 0 | 0 | 0 | 0.98375 |  | 0 | 0 | 1 | Super Off Peak | 0 | 0 | 1 | Off Peak | 0 | 1 | Off Peak | 0 | 1 | Off Peak | 0 | 0 | 1 | Super Off Peak | 0 | 0 | 1 | Super Off Peak | 0 | 0 | 1 | Super Off Peak
2020-12-02 | 3 | 12 | 0 | 0 | 0 | 0 | 0.92602 |  | 0 | 0 | 1 | Super Off Peak | 0 | 0 | 1 | Off Peak | 0 | 1 | Off Peak | 0 | 1 | Off Peak | 0 | 0 | 1 | Super Off Peak | 0 | 0 | 1 | Super Off Peak | 0 | 0 | 1 | Super Off Peak
2020-12-02 | 4 | 12 | 0 | 0 | 0 | 0 | 0.88693 |  | 0 | 0 | 1 | Super Off Peak | 0 | 0 | 1 | Off Peak | 0 | 1 | Off Peak | 0 | 1 | Off Peak | 0 | 0 | 1 | Super Off Peak | 0 | 0 | 1 | Super Off Peak | 0 | 0 | 1 | Super Off Peak
2020-12-02 | 5 | 12 | 0 | 0 | 0 | 0 | 0.86153 |  | 0 | 0 | 1 | Super Off Peak | 0 | 0 | 1 | Off Peak | 0 | 1 | Off Peak | 0 | 1 | Off Peak | 0 | 0 | 1 | Super Off Peak | 0 | 0 | 1 | Super Off Peak | 0 | 0 | 1 | Super Off Peak
2020-12-02 | 6 | 12 | 0 | 0 | 0 | 0 | 0.87988 |  | 0 | 0 | 1 | Super Off Peak | 0 | 0 | 1 | Off Peak | 0 | 1 | Off Peak | 0 | 1 | Off Peak | 0 | 0 | 1 | Super Off Peak | 0 | 1 | 0 | Off Peak | 0 | 1 | 0 | Off Peak
2020-12-02 | 7 | 12 | 0 | 0 | 0 | 0 | 1.1446 |  | 0 | 1 | 0 | Off Peak | 0 | 1 | 0 | Semi Peak | 0 | 1 | Off Peak | 0 | 1 | Off Peak | 0 | 1 | 0 | Off Peak | 0 | 1 | 0 | Off Peak | 0 | 1 | 0 | Off Peak
2020-12-02 | 8 | 12 | 0 | 0 | 0 | 0 | 1.1872 |  | 0 | 1 | 0 | Off Peak | 0 | 1 | 0 | Semi Peak | 0 | 1 | Off Peak | 0 | 1 | Off Peak | 0 | 1 | 0 | Off Peak | 0 | 1 | 0 | Off Peak | 0 | 1 | 0 | Off Peak
2020-12-02 | 9 | 12 | 0 | 0 | 0 | 0 | 0.85455 |  | 0 | 1 | 0 | Off Peak | 0 | 1 | 0 | Semi Peak | 0 | 1 | Off Peak | 0 | 1 | Off Peak | 0 | 1 | 0 | Off Peak | 0 | 1 | 0 | Off Peak | 0 | 1 | 0 | Off Peak
2020-12-02 | 10 | 12 | 0 | 0 | 0 | 0 | 0.53352 |  | 0 | 1 | 0 | Off Peak | 0 | 1 | 0 | Semi Peak | 0 | 1 | Off Peak | 0 | 1 | Off Peak | 0 | 1 | 0 | Off Peak | 0 | 1 | 0 | Off Peak | 0 | 1 | 0 | Off Peak
2020-12-02 | 11 | 12 | 0 | 0 | 0 | 0 | 0.36106 |  | 0 | 1 | 0 | Off Peak | 0 | 1 | 0 | Semi Peak | 0 | 1 | Off Peak | 0 | 1 | Off Peak | 0 | 1 | 0 | Off Peak | 0 | 1 | 0 | Off Peak | 0 | 1 | 0 | Off Peak
2020-12-02 | 12 | 12 | 0 | 0 | 0 | 0 | 0.27982 |  | 0 | 1 | 0 | Off Peak | 0 | 1 | 0 | Semi Peak | 0 | 1 | Off Peak | 0 | 1 | Off Peak | 0 | 1 | 0 | Off Peak | 0 | 1 | 0 | Off Peak | 0 | 1 | 0 | Off Peak
2020-12-02 | 13 | 12 | 0 | 0 | 0 | 0 | 0.23126 |  | 0 | 1 | 0 | Off Peak | 0 | 1 | 0 | Semi Peak | 0 | 1 | Off Peak | 1 | 0 | On Peak | 0 | 1 | 0 | Off Peak | 1 | 0 | 0 | On Peak | 0 | 1 | 0 | Off Peak
2020-12-02 | 14 | 12 | 0 | 0 | 0 | 0 | 0.27813 |  | 0 | 1 | 0 | Off Peak | 0 | 1 | 0 | Semi Peak | 0 | 1 | Off Peak | 1 | 0 | On Peak | 0 | 1 | 0 | Off Peak | 1 | 0 | 0 | On Peak | 0 | 1 | 0 | Off Peak
2020-12-02 | 15 | 12 | 0 | 0 | 0 | 0 | 0.46401 |  | 0 | 1 | 0 | Off Peak | 0 | 1 | 0 | Semi Peak | 0 | 1 | Off Peak | 1 | 0 | On Peak | 0 | 1 | 0 | Off Peak | 1 | 0 | 0 | On Peak | 0 | 1 | 0 | Off Peak
2020-12-02 | 16 | 12 | 0 | 0 | 0 | 0 | 0.88036 |  | 0 | 1 | 0 | Off Peak | 0 | 1 | 0 | Semi Peak | 0 | 1 | Off Peak | 1 | 0 | On Peak | 0 | 1 | 0 | Off Peak | 1 | 0 | 0 | On Peak | 0 | 1 | 0 | Off Peak
2020-12-02 | 17 | 12 | 0 | 0 | 0 | 0 | 1.3351 |  | 1 | 0 | 0 | On Peak | 0 | 1 | 0 | Semi Peak | 1 | 0 | On Peak | 1 | 0 | On Peak | 0 | 1 | 0 | Off Peak | 1 | 0 | 0 | On Peak | 0 | 1 | 0 | Off Peak
2020-12-02 | 18 | 12 | 0 | 0 | 0 | 0 | 1.635 |  | 1 | 0 | 0 | On Peak | 1 | 0 | 0 | On Peak | 1 | 0 | On Peak | 1 | 0 | On Peak | 0 | 1 | 0 | Off Peak | 1 | 0 | 0 | On Peak | 0 | 1 | 0 | Off Peak
2020-12-02 | 19 | 12 | 0 | 0 | 0 | 0 | 1.9249 |  | 1 | 0 | 0 | On Peak | 1 | 0 | 0 | On Peak | 1 | 0 | On Peak | 0 | 1 | Off Peak | 0 | 0 | 1 | Super Off Peak | 1 | 0 | 0 | On Peak | 0 | 1 | 0 | Off Peak
2020-12-02 | 20 | 12 | 0 | 0 | 0 | 0 | 1.9508 |  | 1 | 0 | 0 | On Peak | 1 | 0 | 0 | On Peak | 1 | 0 | On Peak | 0 | 1 | Off Peak | 0 | 0 | 1 | Super Off Peak | 1 | 0 | 0 | On Peak | 1 | 0 | 0 | On Peak
2020-12-02 | 21 | 12 | 0 | 0 | 0 | 0 | 1.9145 |  | 1 | 0 | 0 | On Peak | 0 | 1 | 0 | Semi Peak | 1 | 0 | On Peak | 0 | 1 | Off Peak | 0 | 0 | 1 | Super Off Peak | 0 | 1 | 0 | Off Peak | 1 | 0 | 0 | On Peak
2020-12-02 | 22 | 12 | 0 | 0 | 0 | 0 | 1.8591 |  | 0 | 1 | 0 | Off Peak | 0 | 1 | 0 | Semi Peak | 0 | 1 | Off Peak | 0 | 1 | Off Peak | 0 | 0 | 1 | Super Off Peak | 0 | 1 | 0 | Off Peak | 1 | 0 | 0 | On Peak
2020-12-02 | 23 | 12 | 0 | 0 | 0 | 0 | 1.4794 |  | 0 | 1 | 0 | Off Peak | 0 | 0 | 1 | Off Peak | 0 | 1 | Off Peak | 0 | 1 | Off Peak | 0 | 0 | 1 | Super Off Peak | 0 | 1 | 0 | Off Peak | 1 | 0 | 0 | On Peak
2020-12-02 | 24 | 12 | 0 | 0 | 0 | 0 | 1.2956 |  | 0 | 1 | 0 | Off Peak | 0 | 0 | 1 | Off Peak | 0 | 1 | Off Peak | 0 | 1 | Off Peak | 0 | 0 | 1 | Super Off Peak | 0 | 1 | 0 | Off Peak | 1 | 0 | 0 | On Peak
2020-12-03 | 1 | 12 | 0 | 0 | 0 | 0 | 1.0935 |  | 0 | 0 | 1 | Super Off Peak | 0 | 0 | 1 | Off Peak | 0 | 1 | Off Peak | 0 | 1 | Off Peak | 0 | 0 | 1 | Super Off Peak | 0 | 0 | 1 | Super Off Peak | 0 | 0 | 1 | Super Off Peak
2020-12-03 | 2 | 12 | 0 | 0 | 0 | 0 | 0.99593 |  | 0 | 0 | 1 | Super Off Peak | 0 | 0 | 1 | Off Peak | 0 | 1 | Off Peak | 0 | 1 | Off Peak | 0 | 0 | 1 | Super Off Peak | 0 | 0 | 1 | Super Off Peak | 0 | 0 | 1 | Super Off Peak
2020-12-03 | 3 | 12 | 0 | 0 | 0 | 0 | 0.93709 |  | 0 | 0 | 1 | Super Off Peak | 0 | 0 | 1 | Off Peak | 0 | 1 | Off Peak | 0 | 1 | Off Peak | 0 | 0 | 1 | Super Off Peak | 0 | 0 | 1 | Super Off Peak | 0 | 0 | 1 | Super Off Peak
2020-12-03 | 4 | 12 | 0 | 0 | 0 | 0 | 0.89808 |  | 0 | 0 | 1 | Super Off Peak | 0 | 0 | 1 | Off Peak | 0 | 1 | Off Peak | 0 | 1 | Off Peak | 0 | 0 | 1 | Super Off Peak | 0 | 0 | 1 | Super Off Peak | 0 | 0 | 1 | Super Off Peak
2020-12-03 | 5 | 12 | 0 | 0 | 0 | 0 | 0.87566 |  | 0 | 0 | 1 | Super Off Peak | 0 | 0 | 1 | Off Peak | 0 | 1 | Off Peak | 0 | 1 | Off Peak | 0 | 0 | 1 | Super Off Peak | 0 | 0 | 1 | Super Off Peak | 0 | 0 | 1 | Super Off Peak
2020-12-03 | 6 | 12 | 0 | 0 | 0 | 0 | 0.882 |  | 0 | 0 | 1 | Super Off Peak | 0 | 0 | 1 | Off Peak | 0 | 1 | Off Peak | 0 | 1 | Off Peak | 0 | 0 | 1 | Super Off Peak | 0 | 1 | 0 | Off Peak | 0 | 1 | 0 | Off Peak
2020-12-03 | 7 | 12 | 0 | 0 | 0 | 0 | 1.1461 |  | 0 | 1 | 0 | Off Peak | 0 | 1 | 0 | Semi Peak | 0 | 1 | Off Peak | 0 | 1 | Off Peak | 0 | 1 | 0 | Off Peak | 0 | 1 | 0 | Off Peak | 0 | 1 | 0 | Off Peak
2020-12-03 | 8 | 12 | 0 | 0 | 0 | 0 | 1.1421 |  | 0 | 1 | 0 | Off Peak | 0 | 1 | 0 | Semi Peak | 0 | 1 | Off Peak | 0 | 1 | Off Peak | 0 | 1 | 0 | Off Peak | 0 | 1 | 0 | Off Peak | 0 | 1 | 0 | Off Peak
2020-12-03 | 9 | 12 | 0 | 0 | 0 | 0 | 0.79505 |  | 0 | 1 | 0 | Off Peak | 0 | 1 | 0 | Semi Peak | 0 | 1 | Off Peak | 0 | 1 | Off Peak | 0 | 1 | 0 | Off Peak | 0 | 1 | 0 | Off Peak | 0 | 1 | 0 | Off Peak
2020-12-03 | 10 | 12 | 0 | 0 | 0 | 0 | 0.50084 |  | 0 | 1 | 0 | Off Peak | 0 | 1 | 0 | Semi Peak | 0 | 1 | Off Peak | 0 | 1 | Off Peak | 0 | 1 | 0 | Off Peak | 0 | 1 | 0 | Off Peak | 0 | 1 | 0 | Off Peak
2020-12-03 | 11 | 12 | 0 | 0 | 0 | 0 | 0.30447 |  | 0 | 1 | 0 | Off Peak | 0 | 1 | 0 | Semi Peak | 0 | 1 | Off Peak | 0 | 1 | Off Peak | 0 | 1 | 0 | Off Peak | 0 | 1 | 0 | Off Peak | 0 | 1 | 0 | Off Peak
2020-12-03 | 12 | 12 | 0 | 0 | 0 | 0 | 0.21647 |  | 0 | 1 | 0 | Off Peak | 0 | 1 | 0 | Semi Peak | 0 | 1 | Off Peak | 0 | 1 | Off Peak | 0 | 1 | 0 | Off Peak | 0 | 1 | 0 | Off Peak | 0 | 1 | 0 | Off Peak
2020-12-03 | 13 | 12 | 0 | 0 | 0 | 0 | 0.16982 |  | 0 | 1 | 0 | Off Peak | 0 | 1 | 0 | Semi Peak | 0 | 1 | Off Peak | 1 | 0 | On Peak | 0 | 1 | 0 | Off Peak | 1 | 0 | 0 | On Peak | 0 | 1 | 0 | Off Peak
2020-12-03 | 14 | 12 | 0 | 0 | 0 | 0 | 0.21215 |  | 0 | 1 | 0 | Off Peak | 0 | 1 | 0 | Semi Peak | 0 | 1 | Off Peak | 1 | 0 | On Peak | 0 | 1 | 0 | Off Peak | 1 | 0 | 0 | On Peak | 0 | 1 | 0 | Off Peak
2020-12-03 | 15 | 12 | 0 | 0 | 0 | 0 | 0.4079 |  | 0 | 1 | 0 | Off Peak | 0 | 1 | 0 | Semi Peak | 0 | 1 | Off Peak | 1 | 0 | On Peak | 0 | 1 | 0 | Off Peak | 1 | 0 | 0 | On Peak | 0 | 1 | 0 | Off Peak
2020-12-03 | 16 | 12 | 0 | 0 | 0 | 0 | 0.81952 |  | 0 | 1 | 0 | Off Peak | 0 | 1 | 0 | Semi Peak | 0 | 1 | Off Peak | 1 | 0 | On Peak | 0 | 1 | 0 | Off Peak | 1 | 0 | 0 | On Peak | 0 | 1 | 0 | Off Peak
2020-12-03 | 17 | 12 | 0 | 0 | 0 | 0 | 1.2623 |  | 1 | 0 | 0 | On Peak | 0 | 1 | 0 | Semi Peak | 1 | 0 | On Peak | 1 | 0 | On Peak | 0 | 1 | 0 | Off Peak | 1 | 0 | 0 | On Peak | 0 | 1 | 0 | Off Peak
2020-12-03 | 18 | 12 | 0 | 0 | 0 | 0 | 1.5631 |  | 1 | 0 | 0 | On Peak | 1 | 0 | 0 | On Peak | 1 | 0 | On Peak | 1 | 0 | On Peak | 0 | 1 | 0 | Off Peak | 1 | 0 | 0 | On Peak | 0 | 1 | 0 | Off Peak
2020-12-03 | 19 | 12 | 0 | 0 | 0 | 0 | 1.8653 |  | 1 | 0 | 0 | On Peak | 1 | 0 | 0 | On Peak | 1 | 0 | On Peak | 0 | 1 | Off Peak | 0 | 0 | 1 | Super Off Peak | 1 | 0 | 0 | On Peak | 0 | 1 | 0 | Off Peak
2020-12-03 | 20 | 12 | 0 | 0 | 0 | 0 | 1.9089 |  | 1 | 0 | 0 | On Peak | 1 | 0 | 0 | On Peak | 1 | 0 | On Peak | 0 | 1 | Off Peak | 0 | 0 | 1 | Super Off Peak | 1 | 0 | 0 | On Peak | 1 | 0 | 0 | On Peak
2020-12-03 | 21 | 12 | 0 | 0 | 0 | 0 | 1.898 |  | 1 | 0 | 0 | On Peak | 0 | 1 | 0 | Semi Peak | 1 | 0 | On Peak | 0 | 1 | Off Peak | 0 | 0 | 1 | Super Off Peak | 0 | 1 | 0 | Off Peak | 1 | 0 | 0 | On Peak
2020-12-03 | 22 | 12 | 0 | 0 | 0 | 0 | 1.8334 |  | 0 | 1 | 0 | Off Peak | 0 | 1 | 0 | Semi Peak | 0 | 1 | Off Peak | 0 | 1 | Off Peak | 0 | 0 | 1 | Super Off Peak | 0 | 1 | 0 | Off Peak | 1 | 0 | 0 | On Peak
2020-12-03 | 23 | 12 | 0 | 0 | 0 | 0 | 1.4607 |  | 0 | 1 | 0 | Off Peak | 0 | 0 | 1 | Off Peak | 0 | 1 | Off Peak | 0 | 1 | Off Peak | 0 | 0 | 1 | Super Off Peak | 0 | 1 | 0 | Off Peak | 1 | 0 | 0 | On Peak
2020-12-03 | 24 | 12 | 0 | 0 | 0 | 0 | 1.2654 |  | 0 | 1 | 0 | Off Peak | 0 | 0 | 1 | Off Peak | 0 | 1 | Off Peak | 0 | 1 | Off Peak | 0 | 0 | 1 | Super Off Peak | 0 | 1 | 0 | Off Peak | 1 | 0 | 0 | On Peak
2020-12-04 | 1 | 12 | 0 | 0 | 0 | 0 | 1.1023 |  | 0 | 0 | 1 | Super Off Peak | 0 | 0 | 1 | Off Peak | 0 | 1 | Off Peak | 0 | 1 | Off Peak | 0 | 0 | 1 | Super Off Peak | 0 | 0 | 1 | Super Off Peak | 0 | 0 | 1 | Super Off Peak
2020-12-04 | 2 | 12 | 0 | 0 | 0 | 0 | 1.0116 |  | 0 | 0 | 1 | Super Off Peak | 0 | 0 | 1 | Off Peak | 0 | 1 | Off Peak | 0 | 1 | Off Peak | 0 | 0 | 1 | Super Off Peak | 0 | 0 | 1 | Super Off Peak | 0 | 0 | 1 | Super Off Peak
2020-12-04 | 3 | 12 | 0 | 0 | 0 | 0 | 0.94826 |  | 0 | 0 | 1 | Super Off Peak | 0 | 0 | 1 | Off Peak | 0 | 1 | Off Peak | 0 | 1 | Off Peak | 0 | 0 | 1 | Super Off Peak | 0 | 0 | 1 | Super Off Peak | 0 | 0 | 1 | Super Off Peak
2020-12-04 | 4 | 12 | 0 | 0 | 0 | 0 | 0.90363 |  | 0 | 0 | 1 | Super Off Peak | 0 | 0 | 1 | Off Peak | 0 | 1 | Off Peak | 0 | 1 | Off Peak | 0 | 0 | 1 | Super Off Peak | 0 | 0 | 1 | Super Off Peak | 0 | 0 | 1 | Super Off Peak
2020-12-04 | 5 | 12 | 0 | 0 | 0 | 0 | 0.87547 |  | 0 | 0 | 1 | Super Off Peak | 0 | 0 | 1 | Off Peak | 0 | 1 | Off Peak | 0 | 1 | Off Peak | 0 | 0 | 1 | Super Off Peak | 0 | 0 | 1 | Super Off Peak | 0 | 0 | 1 | Super Off Peak
2020-12-04 | 6 | 12 | 0 | 0 | 0 | 0 | 0.88288 |  | 0 | 0 | 1 | Super Off Peak | 0 | 0 | 1 | Off Peak | 0 | 1 | Off Peak | 0 | 1 | Off Peak | 0 | 0 | 1 | Super Off Peak | 0 | 1 | 0 | Off Peak | 0 | 1 | 0 | Off Peak
2020-12-04 | 7 | 12 | 0 | 0 | 0 | 0 | 1.1198 |  | 0 | 1 | 0 | Off Peak | 0 | 1 | 0 | Semi Peak | 0 | 1 | Off Peak | 0 | 1 | Off Peak | 0 | 1 | 0 | Off Peak | 0 | 1 | 0 | Off Peak | 0 | 1 | 0 | Off Peak
2020-12-04 | 8 | 12 | 0 | 0 | 0 | 0 | 1.0669 |  | 0 | 1 | 0 | Off Peak | 0 | 1 | 0 | Semi Peak | 0 | 1 | Off Peak | 0 | 1 | Off Peak | 0 | 1 | 0 | Off Peak | 0 | 1 | 0 | Off Peak | 0 | 1 | 0 | Off Peak
2020-12-04 | 9 | 12 | 0 | 0 | 0 | 0 | 0.72108 |  | 0 | 1 | 0 | Off Peak | 0 | 1 | 0 | Semi Peak | 0 | 1 | Off Peak | 0 | 1 | Off Peak | 0 | 1 | 0 | Off Peak | 0 | 1 | 0 | Off Peak | 0 | 1 | 0 | Off Peak
2020-12-04 | 10 | 12 | 0 | 0 | 0 | 0 | 0.45013 |  | 0 | 1 | 0 | Off Peak | 0 | 1 | 0 | Semi Peak | 0 | 1 | Off Peak | 0 | 1 | Off Peak | 0 | 1 | 0 | Off Peak | 0 | 1 | 0 | Off Peak | 0 | 1 | 0 | Off Peak
2020-12-04 | 11 | 12 | 0 | 0 | 0 | 0 | 0.30006 |  | 0 | 1 | 0 | Off Peak | 0 | 1 | 0 | Semi Peak | 0 | 1 | Off Peak | 0 | 1 | Off Peak | 0 | 1 | 0 | Off Peak | 0 | 1 | 0 | Off Peak | 0 | 1 | 0 | Off Peak
2020-12-04 | 12 | 12 | 0 | 0 | 0 | 0 | 0.21797 |  | 0 | 1 | 0 | Off Peak | 0 | 1 | 0 | Semi Peak | 0 | 1 | Off Peak | 0 | 1 | Off Peak | 0 | 1 | 0 | Off Peak | 0 | 1 | 0 | Off Peak | 0 | 1 | 0 | Off Peak
2020-12-04 | 13 | 12 | 0 | 0 | 0 | 0 | 0.17938 |  | 0 | 1 | 0 | Off Peak | 0 | 1 | 0 | Semi Peak | 0 | 1 | Off Peak | 1 | 0 | On Peak | 0 | 1 | 0 | Off Peak | 1 | 0 | 0 | On Peak | 0 | 1 | 0 | Off Peak
2020-12-04 | 14 | 12 | 0 | 0 | 0 | 0 | 0.23071 |  | 0 | 1 | 0 | Off Peak | 0 | 1 | 0 | Semi Peak | 0 | 1 | Off Peak | 1 | 0 | On Peak | 0 | 1 | 0 | Off Peak | 1 | 0 | 0 | On Peak | 0 | 1 | 0 | Off Peak
2020-12-04 | 15 | 12 | 0 | 0 | 0 | 0 | 0.39849 |  | 0 | 1 | 0 | Off Peak | 0 | 1 | 0 | Semi Peak | 0 | 1 | Off Peak | 1 | 0 | On Peak | 0 | 1 | 0 | Off Peak | 1 | 0 | 0 | On Peak | 0 | 1 | 0 | Off Peak
2020-12-04 | 16 | 12 | 0 | 0 | 0 | 0 | 0.80718 |  | 0 | 1 | 0 | Off Peak | 0 | 1 | 0 | Semi Peak | 0 | 1 | Off Peak | 1 | 0 | On Peak | 0 | 1 | 0 | Off Peak | 1 | 0 | 0 | On Peak | 0 | 1 | 0 | Off Peak
2020-12-04 | 17 | 12 | 0 | 0 | 0 | 0 | 1.2522 |  | 1 | 0 | 0 | On Peak | 0 | 1 | 0 | Semi Peak | 1 | 0 | On Peak | 1 | 0 | On Peak | 0 | 1 | 0 | Off Peak | 1 | 0 | 0 | On Peak | 0 | 1 | 0 | Off Peak
2020-12-04 | 18 | 12 | 0 | 0 | 0 | 0 | 1.5502 |  | 1 | 0 | 0 | On Peak | 1 | 0 | 0 | On Peak | 1 | 0 | On Peak | 1 | 0 | On Peak | 0 | 1 | 0 | Off Peak | 1 | 0 | 0 | On Peak | 0 | 1 | 0 | Off Peak
2020-12-04 | 19 | 12 | 0 | 0 | 0 | 0 | 1.8541 |  | 1 | 0 | 0 | On Peak | 1 | 0 | 0 | On Peak | 1 | 0 | On Peak | 0 | 1 | Off Peak | 0 | 0 | 1 | Super Off Peak | 1 | 0 | 0 | On Peak | 0 | 1 | 0 | Off Peak
2020-12-04 | 20 | 12 | 0 | 0 | 0 | 0 | 1.8801 |  | 1 | 0 | 0 | On Peak | 1 | 0 | 0 | On Peak | 1 | 0 | On Peak | 0 | 1 | Off Peak | 0 | 0 | 1 | Super Off Peak | 1 | 0 | 0 | On Peak | 1 | 0 | 0 | On Peak
2020-12-04 | 21 | 12 | 0 | 0 | 0 | 0 | 1.8429 |  | 1 | 0 | 0 | On Peak | 0 | 1 | 0 | Semi Peak | 1 | 0 | On Peak | 0 | 1 | Off Peak | 0 | 0 | 1 | Super Off Peak | 0 | 1 | 0 | Off Peak | 1 | 0 | 0 | On Peak
2020-12-04 | 22 | 12 | 0 | 0 | 0 | 0 | 1.7942 |  | 0 | 1 | 0 | Off Peak | 0 | 1 | 0 | Semi Peak | 0 | 1 | Off Peak | 0 | 1 | Off Peak | 0 | 0 | 1 | Super Off Peak | 0 | 1 | 0 | Off Peak | 1 | 0 | 0 | On Peak
2020-12-04 | 23 | 12 | 0 | 0 | 0 | 0 | 1.4395 |  | 0 | 1 | 0 | Off Peak | 0 | 0 | 1 | Off Peak | 0 | 1 | Off Peak | 0 | 1 | Off Peak | 0 | 0 | 1 | Super Off Peak | 0 | 1 | 0 | Off Peak | 1 | 0 | 0 | On Peak
2020-12-04 | 24 | 12 | 0 | 0 | 0 | 0 | 1.275 |  | 0 | 1 | 0 | Off Peak | 0 | 0 | 1 | Off Peak | 0 | 1 | Off Peak | 0 | 1 | Off Peak | 0 | 0 | 1 | Super Off Peak | 0 | 1 | 0 | Off Peak | 1 | 0 | 0 | On Peak
2020-12-05 | 1 | 12 | 0 | 1 | 0 | 0 | 1.0718 |  | 0 | 0 | 1 | Super Off Peak | 0 | 0 | 1 | Off Peak | 0 | 1 | Off Peak | 0 | 1 | Off Peak | 0 | 0 | 1 | Super Off Peak | 0 | 0 | 1 | Super Off Peak | 0 | 0 | 1 | Super Off Peak
2020-12-05 | 2 | 12 | 0 | 1 | 0 | 0 | 0.9908 |  | 0 | 0 | 1 | Super Off Peak | 0 | 0 | 1 | Off Peak | 0 | 1 | Off Peak | 0 | 1 | Off Peak | 0 | 0 | 1 | Super Off Peak | 0 | 0 | 1 | Super Off Peak | 0 | 0 | 1 | Super Off Peak
2020-12-05 | 3 | 12 | 0 | 1 | 0 | 0 | 0.92277 |  | 0 | 0 | 1 | Super Off Peak | 0 | 0 | 1 | Off Peak | 0 | 1 | Off Peak | 0 | 1 | Off Peak | 0 | 0 | 1 | Super Off Peak | 0 | 0 | 1 | Super Off Peak | 0 | 0 | 1 | Super Off Peak
2020-12-05 | 4 | 12 | 0 | 1 | 0 | 0 | 0.88482 |  | 0 | 0 | 1 | Super Off Peak | 0 | 0 | 1 | Off Peak | 0 | 1 | Off Peak | 0 | 1 | Off Peak | 0 | 0 | 1 | Super Off Peak | 0 | 0 | 1 | Super Off Peak | 0 | 0 | 1 | Super Off Peak
2020-12-05 | 5 | 12 | 0 | 1 | 0 | 0 | 0.85786 |  | 0 | 0 | 1 | Super Off Peak | 0 | 0 | 1 | Off Peak | 0 | 1 | Off Peak | 0 | 1 | Off Peak | 0 | 0 | 1 | Super Off Peak | 0 | 0 | 1 | Super Off Peak | 0 | 0 | 1 | Super Off Peak
2020-12-05 | 6 | 12 | 0 | 1 | 0 | 0 | 0.85616 |  | 0 | 0 | 1 | Super Off Peak | 0 | 0 | 1 | Off Peak | 0 | 1 | Off Peak | 0 | 1 | Off Peak | 0 | 0 | 1 | Super Off Peak | 0 | 1 | 0 | Off Peak | 0 | 1 | 0 | Off Peak
2020-12-05 | 7 | 12 | 0 | 1 | 0 | 0 | 1.066 |  | 0 | 0 | 1 | Super Off Peak | 0 | 0 | 1 | Off Peak | 0 | 1 | Off Peak | 0 | 1 | Off Peak | 0 | 0 | 1 | Super Off Peak | 0 | 1 | 0 | Off Peak | 0 | 1 | 0 | Off Peak
2020-12-05 | 8 | 12 | 0 | 1 | 0 | 0 | 0.9416 |  | 0 | 0 | 1 | Super Off Peak | 0 | 0 | 1 | Off Peak | 0 | 1 | Off Peak | 0 | 1 | Off Peak | 0 | 0 | 1 | Super Off Peak | 0 | 1 | 0 | Off Peak | 0 | 1 | 0 | Off Peak
2020-12-05 | 9 | 12 | 0 | 1 | 0 | 0 | 0.55919 |  | 0 | 0 | 1 | Super Off Peak | 0 | 0 | 1 | Off Peak | 0 | 1 | Off Peak | 0 | 1 | Off Peak | 0 | 0 | 1 | Super Off Peak | 0 | 1 | 0 | Off Peak | 0 | 1 | 0 | Off Peak
2020-12-05 | 10 | 12 | 0 | 1 | 0 | 0 | 0.30804 |  | 0 | 0 | 1 | Super Off Peak | 0 | 0 | 1 | Off Peak | 0 | 1 | Off Peak | 0 | 1 | Off Peak | 0 | 0 | 1 | Super Off Peak | 0 | 1 | 0 | Off Peak | 0 | 1 | 0 | Off Peak
2020-12-05 | 11 | 12 | 0 | 1 | 0 | 0 | 0.17177 |  | 0 | 0 | 1 | Super Off Peak | 0 | 0 | 1 | Off Peak | 0 | 1 | Off Peak | 0 | 1 | Off Peak | 0 | 0 | 1 | Super Off Peak | 0 | 1 | 0 | Off Peak | 0 | 1 | 0 | Off Peak
2020-12-05 | 12 | 12 | 0 | 1 | 0 | 0 | 0.10475 |  | 0 | 0 | 1 | Super Off Peak | 0 | 0 | 1 | Off Peak | 0 | 1 | Off Peak | 0 | 1 | Off Peak | 0 | 0 | 1 | Super Off Peak | 0 | 1 | 0 | Off Peak | 0 | 1 | 0 | Off Peak
2020-12-05 | 13 | 12 | 0 | 1 | 0 | 0 | 0.063238 |  | 0 | 0 | 1 | Super Off Peak | 0 | 0 | 1 | Off Peak | 0 | 1 | Off Peak | 0 | 1 | Off Peak | 0 | 0 | 1 | Super Off Peak | 1 | 0 | 0 | On Peak | 0 | 1 | 0 | Off Peak
2020-12-05 | 14 | 12 | 0 | 1 | 0 | 0 | 0.10824 |  | 0 | 0 | 1 | Super Off Peak | 0 | 0 | 1 | Off Peak | 0 | 1 | Off Peak | 0 | 1 | Off Peak | 0 | 0 | 1 | Super Off Peak | 1 | 0 | 0 | On Peak | 0 | 1 | 0 | Off Peak
2020-12-05 | 15 | 12 | 0 | 1 | 0 | 0 | 0.2716 |  | 0 | 1 | 0 | Off Peak | 0 | 0 | 1 | Off Peak | 0 | 1 | Off Peak | 0 | 1 | Off Peak | 0 | 0 | 1 | Super Off Peak | 1 | 0 | 0 | On Peak | 0 | 1 | 0 | Off Peak
2020-12-05 | 16 | 12 | 0 | 1 | 0 | 0 | 0.68152 |  | 0 | 1 | 0 | Off Peak | 0 | 0 | 1 | Off Peak | 0 | 1 | Off Peak | 0 | 1 | Off Peak | 0 | 0 | 1 | Super Off Peak | 1 | 0 | 0 | On Peak | 0 | 1 | 0 | Off Peak
2020-12-05 | 17 | 12 | 0 | 1 | 0 | 0 | 1.1064 |  | 1 | 0 | 0 | On Peak | 0 | 0 | 1 | Off Peak | 0 | 1 | Off Peak | 0 | 1 | Off Peak | 0 | 0 | 1 | Super Off Peak | 1 | 0 | 0 | On Peak | 0 | 1 | 0 | Off Peak
2020-12-05 | 18 | 12 | 0 | 1 | 0 | 0 | 1.4008 |  | 1 | 0 | 0 | On Peak | 0 | 0 | 1 | Off Peak | 0 | 1 | Off Peak | 0 | 1 | Off Peak | 0 | 0 | 1 | Super Off Peak | 1 | 0 | 0 | On Peak | 0 | 1 | 0 | Off Peak
2020-12-05 | 19 | 12 | 0 | 1 | 0 | 0 | 1.7197 |  | 1 | 0 | 0 | On Peak | 0 | 0 | 1 | Off Peak | 0 | 1 | Off Peak | 0 | 1 | Off Peak | 0 | 0 | 1 | Super Off Peak | 1 | 0 | 0 | On Peak | 0 | 1 | 0 | Off Peak
2020-12-05 | 20 | 12 | 0 | 1 | 0 | 0 | 1.7567 |  | 1 | 0 | 0 | On Peak | 0 | 0 | 1 | Off Peak | 0 | 1 | Off Peak | 0 | 1 | Off Peak | 0 | 0 | 1 | Super Off Peak | 1 | 0 | 0 | On Peak | 1 | 0 | 0 | On Peak
2020-12-05 | 21 | 12 | 0 | 1 | 0 | 0 | 1.7303 |  | 1 | 0 | 0 | On Peak | 0 | 0 | 1 | Off Peak | 0 | 1 | Off Peak | 0 | 1 | Off Peak | 0 | 0 | 1 | Super Off Peak | 0 | 1 | 0 | Off Peak | 1 | 0 | 0 | On Peak
2020-12-05 | 22 | 12 | 0 | 1 | 0 | 0 | 1.7114 |  | 0 | 1 | 0 | Off Peak | 0 | 0 | 1 | Off Peak | 0 | 1 | Off Peak | 0 | 1 | Off Peak | 0 | 0 | 1 | Super Off Peak | 0 | 1 | 0 | Off Peak | 1 | 0 | 0 | On Peak
2020-12-05 | 23 | 12 | 0 | 1 | 0 | 0 | 1.3543 |  | 0 | 1 | 0 | Off Peak | 0 | 0 | 1 | Off Peak | 0 | 1 | Off Peak | 0 | 1 | Off Peak | 0 | 0 | 1 | Super Off Peak | 0 | 1 | 0 | Off Peak | 1 | 0 | 0 | On Peak
2020-12-05 | 24 | 12 | 0 | 1 | 0 | 0 | 1.2163 |  | 0 | 1 | 0 | Off Peak | 0 | 0 | 1 | Off Peak | 0 | 1 | Off Peak | 0 | 1 | Off Peak | 0 | 0 | 1 | Super Off Peak | 0 | 1 | 0 | Off Peak | 1 | 0 | 0 | On Peak
2020-12-06 | 1 | 12 | 0 | 1 | 1 | 0 | 1.0924 |  | 0 | 0 | 1 | Super Off Peak | 0 | 0 | 1 | Off Peak | 0 | 1 | Off Peak | 0 | 1 | Off Peak | 0 | 0 | 1 | Super Off Peak | 0 | 0 | 1 | Super Off Peak | 0 | 0 | 1 | Super Off Peak
2020-12-06 | 2 | 12 | 0 | 1 | 1 | 0 | 1.0116 |  | 0 | 0 | 1 | Super Off Peak | 0 | 0 | 1 | Off Peak | 0 | 1 | Off Peak | 0 | 1 | Off Peak | 0 | 0 | 1 | Super Off Peak | 0 | 0 | 1 | Super Off Peak | 0 | 0 | 1 | Super Off Peak
2020-12-06 | 3 | 12 | 0 | 1 | 1 | 0 | 0.94018 |  | 0 | 0 | 1 | Super Off Peak | 0 | 0 | 1 | Off Peak | 0 | 1 | Off Peak | 0 | 1 | Off Peak | 0 | 0 | 1 | Super Off Peak | 0 | 0 | 1 | Super Off Peak | 0 | 0 | 1 | Super Off Peak
2020-12-06 | 4 | 12 | 0 | 1 | 1 | 0 | 0.90285 |  | 0 | 0 | 1 | Super Off Peak | 0 | 0 | 1 | Off Peak | 0 | 1 | Off Peak | 0 | 1 | Off Peak | 0 | 0 | 1 | Super Off Peak | 0 | 0 | 1 | Super Off Peak | 0 | 0 | 1 | Super Off Peak
2020-12-06 | 5 | 12 | 0 | 1 | 1 | 0 | 0.88302 |  | 0 | 0 | 1 | Super Off Peak | 0 | 0 | 1 | Off Peak | 0 | 1 | Off Peak | 0 | 1 | Off Peak | 0 | 0 | 1 | Super Off Peak | 0 | 0 | 1 | Super Off Peak | 0 | 0 | 1 | Super Off Peak
2020-12-06 | 6 | 12 | 0 | 1 | 1 | 0 | 0.88825 |  | 0 | 0 | 1 | Super Off Peak | 0 | 0 | 1 | Off Peak | 0 | 1 | Off Peak | 0 | 1 | Off Peak | 0 | 0 | 1 | Super Off Peak | 0 | 1 | 0 | Off Peak | 0 | 1 | 0 | Off Peak
2020-12-06 | 7 | 12 | 0 | 1 | 1 | 0 | 0.92047 |  | 0 | 0 | 1 | Super Off Peak | 0 | 0 | 1 | Off Peak | 0 | 1 | Off Peak | 0 | 1 | Off Peak | 0 | 0 | 1 | Super Off Peak | 0 | 1 | 0 | Off Peak | 0 | 1 | 0 | Off Peak
2020-12-06 | 8 | 12 | 0 | 1 | 1 | 0 | 0.83096 |  | 0 | 0 | 1 | Super Off Peak | 0 | 0 | 1 | Off Peak | 0 | 1 | Off Peak | 0 | 1 | Off Peak | 0 | 0 | 1 | Super Off Peak | 0 | 1 | 0 | Off Peak | 0 | 1 | 0 | Off Peak
2020-12-06 | 9 | 12 | 0 | 1 | 1 | 0 | 0.51211 |  | 0 | 0 | 1 | Super Off Peak | 0 | 0 | 1 | Off Peak | 0 | 1 | Off Peak | 0 | 1 | Off Peak | 0 | 0 | 1 | Super Off Peak | 0 | 1 | 0 | Off Peak | 0 | 1 | 0 | Off Peak
2020-12-06 | 10 | 12 | 0 | 1 | 1 | 0 | 0.3128 |  | 0 | 0 | 1 | Super Off Peak | 0 | 0 | 1 | Off Peak | 0 | 1 | Off Peak | 0 | 1 | Off Peak | 0 | 0 | 1 | Super Off Peak | 0 | 1 | 0 | Off Peak | 0 | 1 | 0 | Off Peak
2020-12-06 | 11 | 12 | 0 | 1 | 1 | 0 | 0.18246 |  | 0 | 0 | 1 | Super Off Peak | 0 | 0 | 1 | Off Peak | 0 | 1 | Off Peak | 0 | 1 | Off Peak | 0 | 0 | 1 | Super Off Peak | 0 | 1 | 0 | Off Peak | 0 | 1 | 0 | Off Peak
2020-12-06 | 12 | 12 | 0 | 1 | 1 | 0 | 0.13437 |  | 0 | 0 | 1 | Super Off Peak | 0 | 0 | 1 | Off Peak | 0 | 1 | Off Peak | 0 | 1 | Off Peak | 0 | 0 | 1 | Super Off Peak | 0 | 1 | 0 | Off Peak | 0 | 1 | 0 | Off Peak
2020-12-06 | 13 | 12 | 0 | 1 | 1 | 0 | 0.096891 |  | 0 | 0 | 1 | Super Off Peak | 0 | 0 | 1 | Off Peak | 0 | 1 | Off Peak | 0 | 1 | Off Peak | 0 | 0 | 1 | Super Off Peak | 1 | 0 | 0 | On Peak | 0 | 1 | 0 | Off Peak
2020-12-06 | 14 | 12 | 0 | 1 | 1 | 0 | 0.12711 |  | 0 | 0 | 1 | Super Off Peak | 0 | 0 | 1 | Off Peak | 0 | 1 | Off Peak | 0 | 1 | Off Peak | 0 | 0 | 1 | Super Off Peak | 1 | 0 | 0 | On Peak | 0 | 1 | 0 | Off Peak
2020-12-06 | 15 | 12 | 0 | 1 | 1 | 0 | 0.25897 |  | 0 | 1 | 0 | Off Peak | 0 | 0 | 1 | Off Peak | 0 | 1 | Off Peak | 0 | 1 | Off Peak | 0 | 0 | 1 | Super Off Peak | 1 | 0 | 0 | On Peak | 0 | 1 | 0 | Off Peak
2020-12-06 | 16 | 12 | 0 | 1 | 1 | 0 | 0.60221 |  | 0 | 1 | 0 | Off Peak | 0 | 0 | 1 | Off Peak | 0 | 1 | Off Peak | 0 | 1 | Off Peak | 0 | 0 | 1 | Super Off Peak | 1 | 0 | 0 | On Peak | 0 | 1 | 0 | Off Peak
2020-12-06 | 17 | 12 | 0 | 1 | 1 | 0 | 0.95803 |  | 1 | 0 | 0 | On Peak | 0 | 0 | 1 | Off Peak | 0 | 1 | Off Peak | 0 | 1 | Off Peak | 0 | 0 | 1 | Super Off Peak | 1 | 0 | 0 | On Peak | 0 | 1 | 0 | Off Peak
2020-12-06 | 18 | 12 | 0 | 1 | 1 | 0 | 1.2178 |  | 1 | 0 | 0 | On Peak | 0 | 0 | 1 | Off Peak | 0 | 1 | Off Peak | 0 | 1 | Off Peak | 0 | 0 | 1 | Super Off Peak | 1 | 0 | 0 | On Peak | 0 | 1 | 0 | Off Peak
2020-12-06 | 19 | 12 | 0 | 1 | 1 | 0 | 1.4965 |  | 1 | 0 | 0 | On Peak | 0 | 0 | 1 | Off Peak | 0 | 1 | Off Peak | 0 | 1 | Off Peak | 0 | 0 | 1 | Super Off Peak | 1 | 0 | 0 | On Peak | 0 | 1 | 0 | Off Peak
2020-12-06 | 20 | 12 | 0 | 1 | 1 | 0 | 1.5201 |  | 1 | 0 | 0 | On Peak | 0 | 0 | 1 | Off Peak | 0 | 1 | Off Peak | 0 | 1 | Off Peak | 0 | 0 | 1 | Super Off Peak | 1 | 0 | 0 | On Peak | 1 | 0 | 0 | On Peak
2020-12-06 | 21 | 12 | 0 | 1 | 1 | 0 | 1.4934 |  | 1 | 0 | 0 | On Peak | 0 | 0 | 1 | Off Peak | 0 | 1 | Off Peak | 0 | 1 | Off Peak | 0 | 0 | 1 | Super Off Peak | 0 | 1 | 0 | Off Peak | 1 | 0 | 0 | On Peak
2020-12-06 | 22 | 12 | 0 | 1 | 1 | 0 | 1.4742 |  | 0 | 1 | 0 | Off Peak | 0 | 0 | 1 | Off Peak | 0 | 1 | Off Peak | 0 | 1 | Off Peak | 0 | 0 | 1 | Super Off Peak | 0 | 1 | 0 | Off Peak | 1 | 0 | 0 | On Peak
2020-12-06 | 23 | 12 | 0 | 1 | 1 | 0 | 1.3936 |  | 0 | 1 | 0 | Off Peak | 0 | 0 | 1 | Off Peak | 0 | 1 | Off Peak | 0 | 1 | Off Peak | 0 | 0 | 1 | Super Off Peak | 0 | 1 | 0 | Off Peak | 1 | 0 | 0 | On Peak
2020-12-06 | 24 | 12 | 0 | 1 | 1 | 0 | 1.2419 |  | 0 | 1 | 0 | Off Peak | 0 | 0 | 1 | Off Peak | 0 | 1 | Off Peak | 0 | 1 | Off Peak | 0 | 0 | 1 | Super Off Peak | 0 | 1 | 0 | Off Peak | 1 | 0 | 0 | On Peak
2020-12-07 | 1 | 12 | 0 | 0 | 0 | 0 | 1.1081 |  | 0 | 0 | 1 | Super Off Peak | 0 | 0 | 1 | Off Peak | 0 | 1 | Off Peak | 0 | 1 | Off Peak | 0 | 0 | 1 | Super Off Peak | 0 | 0 | 1 | Super Off Peak | 0 | 0 | 1 | Super Off Peak
2020-12-07 | 2 | 12 | 0 | 0 | 0 | 0 | 1.0057 |  | 0 | 0 | 1 | Super Off Peak | 0 | 0 | 1 | Off Peak | 0 | 1 | Off Peak | 0 | 1 | Off Peak | 0 | 0 | 1 | Super Off Peak | 0 | 0 | 1 | Super Off Peak | 0 | 0 | 1 | Super Off Peak
2020-12-07 | 3 | 12 | 0 | 0 | 0 | 0 | 0.9392 |  | 0 | 0 | 1 | Super Off Peak | 0 | 0 | 1 | Off Peak | 0 | 1 | Off Peak | 0 | 1 | Off Peak | 0 | 0 | 1 | Super Off Peak | 0 | 0 | 1 | Super Off Peak | 0 | 0 | 1 | Super Off Peak
2020-12-07 | 4 | 12 | 0 | 0 | 0 | 0 | 0.89806 |  | 0 | 0 | 1 | Super Off Peak | 0 | 0 | 1 | Off Peak | 0 | 1 | Off Peak | 0 | 1 | Off Peak | 0 | 0 | 1 | Super Off Peak | 0 | 0 | 1 | Super Off Peak | 0 | 0 | 1 | Super Off Peak
2020-12-07 | 5 | 12 | 0 | 0 | 0 | 0 | 0.86864 |  | 0 | 0 | 1 | Super Off Peak | 0 | 0 | 1 | Off Peak | 0 | 1 | Off Peak | 0 | 1 | Off Peak | 0 | 0 | 1 | Super Off Peak | 0 | 0 | 1 | Super Off Peak | 0 | 0 | 1 | Super Off Peak
2020-12-07 | 6 | 12 | 0 | 0 | 0 | 0 | 0.88967 |  | 0 | 0 | 1 | Super Off Peak | 0 | 0 | 1 | Off Peak | 0 | 1 | Off Peak | 0 | 1 | Off Peak | 0 | 0 | 1 | Super Off Peak | 0 | 1 | 0 | Off Peak | 0 | 1 | 0 | Off Peak
2020-12-07 | 7 | 12 | 0 | 0 | 0 | 0 | 1.1617 |  | 0 | 1 | 0 | Off Peak | 0 | 1 | 0 | Semi Peak | 0 | 1 | Off Peak | 0 | 1 | Off Peak | 0 | 1 | 0 | Off Peak | 0 | 1 | 0 | Off Peak | 0 | 1 | 0 | Off Peak
2020-12-07 | 8 | 12 | 0 | 0 | 0 | 0 | 1.195 |  | 0 | 1 | 0 | Off Peak | 0 | 1 | 0 | Semi Peak | 0 | 1 | Off Peak | 0 | 1 | Off Peak | 0 | 1 | 0 | Off Peak | 0 | 1 | 0 | Off Peak | 0 | 1 | 0 | Off Peak
2020-12-07 | 9 | 12 | 0 | 0 | 0 | 0 | 0.84619 |  | 0 | 1 | 0 | Off Peak | 0 | 1 | 0 | Semi Peak | 0 | 1 | Off Peak | 0 | 1 | Off Peak | 0 | 1 | 0 | Off Peak | 0 | 1 | 0 | Off Peak | 0 | 1 | 0 | Off Peak
2020-12-07 | 10 | 12 | 0 | 0 | 0 | 0 | 0.50837 |  | 0 | 1 | 0 | Off Peak | 0 | 1 | 0 | Semi Peak | 0 | 1 | Off Peak | 0 | 1 | Off Peak | 0 | 1 | 0 | Off Peak | 0 | 1 | 0 | Off Peak | 0 | 1 | 0 | Off Peak
2020-12-07 | 11 | 12 | 0 | 0 | 0 | 0 | 0.32571 |  | 0 | 1 | 0 | Off Peak | 0 | 1 | 0 | Semi Peak | 0 | 1 | Off Peak | 0 | 1 | Off Peak | 0 | 1 | 0 | Off Peak | 0 | 1 | 0 | Off Peak | 0 | 1 | 0 | Off Peak
2020-12-07 | 12 | 12 | 0 | 0 | 0 | 0 | 0.25831 |  | 0 | 1 | 0 | Off Peak | 0 | 1 | 0 | Semi Peak | 0 | 1 | Off Peak | 0 | 1 | Off Peak | 0 | 1 | 0 | Off Peak | 0 | 1 | 0 | Off Peak | 0 | 1 | 0 | Off Peak
2020-12-07 | 13 | 12 | 0 | 0 | 0 | 0 | 0.21672 |  | 0 | 1 | 0 | Off Peak | 0 | 1 | 0 | Semi Peak | 0 | 1 | Off Peak | 1 | 0 | On Peak | 0 | 1 | 0 | Off Peak | 1 | 0 | 0 | On Peak | 0 | 1 | 0 | Off Peak
2020-12-07 | 14 | 12 | 0 | 0 | 0 | 0 | 0.25167 |  | 0 | 1 | 0 | Off Peak | 0 | 1 | 0 | Semi Peak | 0 | 1 | Off Peak | 1 | 0 | On Peak | 0 | 1 | 0 | Off Peak | 1 | 0 | 0 | On Peak | 0 | 1 | 0 | Off Peak
2020-12-07 | 15 | 12 | 0 | 0 | 0 | 0 | 0.44577 |  | 0 | 1 | 0 | Off Peak | 0 | 1 | 0 | Semi Peak | 0 | 1 | Off Peak | 1 | 0 | On Peak | 0 | 1 | 0 | Off Peak | 1 | 0 | 0 | On Peak | 0 | 1 | 0 | Off Peak
2020-12-07 | 16 | 12 | 0 | 0 | 0 | 0 | 0.87729 |  | 0 | 1 | 0 | Off Peak | 0 | 1 | 0 | Semi Peak | 0 | 1 | Off Peak | 1 | 0 | On Peak | 0 | 1 | 0 | Off Peak | 1 | 0 | 0 | On Peak | 0 | 1 | 0 | Off Peak
2020-12-07 | 17 | 12 | 0 | 0 | 0 | 0 | 1.3264 |  | 1 | 0 | 0 | On Peak | 0 | 1 | 0 | Semi Peak | 1 | 0 | On Peak | 1 | 0 | On Peak | 0 | 1 | 0 | Off Peak | 1 | 0 | 0 | On Peak | 0 | 1 | 0 | Off Peak
2020-12-07 | 18 | 12 | 0 | 0 | 0 | 0 | 1.6431 |  | 1 | 0 | 0 | On Peak | 1 | 0 | 0 | On Peak | 1 | 0 | On Peak | 1 | 0 | On Peak | 0 | 1 | 0 | Off Peak | 1 | 0 | 0 | On Peak | 0 | 1 | 0 | Off Peak
2020-12-07 | 19 | 12 | 0 | 0 | 0 | 0 | 1.9343 |  | 1 | 0 | 0 | On Peak | 1 | 0 | 0 | On Peak | 1 | 0 | On Peak | 0 | 1 | Off Peak | 0 | 0 | 1 | Super Off Peak | 1 | 0 | 0 | On Peak | 0 | 1 | 0 | Off Peak
2020-12-07 | 20 | 12 | 0 | 0 | 0 | 0 | 1.9585 |  | 1 | 0 | 0 | On Peak | 1 | 0 | 0 | On Peak | 1 | 0 | On Peak | 0 | 1 | Off Peak | 0 | 0 | 1 | Super Off Peak | 1 | 0 | 0 | On Peak | 1 | 0 | 0 | On Peak
2020-12-07 | 21 | 12 | 0 | 0 | 0 | 0 | 1.9219 |  | 1 | 0 | 0 | On Peak | 0 | 1 | 0 | Semi Peak | 1 | 0 | On Peak | 0 | 1 | Off Peak | 0 | 0 | 1 | Super Off Peak | 0 | 1 | 0 | Off Peak | 1 | 0 | 0 | On Peak
2020-12-07 | 22 | 12 | 0 | 0 | 0 | 0 | 1.8585 |  | 0 | 1 | 0 | Off Peak | 0 | 1 | 0 | Semi Peak | 0 | 1 | Off Peak | 0 | 1 | Off Peak | 0 | 0 | 1 | Super Off Peak | 0 | 1 | 0 | Off Peak | 1 | 0 | 0 | On Peak
2020-12-07 | 23 | 12 | 0 | 0 | 0 | 0 | 1.4695 |  | 0 | 1 | 0 | Off Peak | 0 | 0 | 1 | Off Peak | 0 | 1 | Off Peak | 0 | 1 | Off Peak | 0 | 0 | 1 | Super Off Peak | 0 | 1 | 0 | Off Peak | 1 | 0 | 0 | On Peak
2020-12-07 | 24 | 12 | 0 | 0 | 0 | 0 | 1.2917 |  | 0 | 1 | 0 | Off Peak | 0 | 0 | 1 | Off Peak | 0 | 1 | Off Peak | 0 | 1 | Off Peak | 0 | 0 | 1 | Super Off Peak | 0 | 1 | 0 | Off Peak | 1 | 0 | 0 | On Peak
2020-12-08 | 1 | 12 | 0 | 0 | 0 | 0 | 1.0932 |  | 0 | 0 | 1 | Super Off Peak | 0 | 0 | 1 | Off Peak | 0 | 1 | Off Peak | 0 | 1 | Off Peak | 0 | 0 | 1 | Super Off Peak | 0 | 0 | 1 | Super Off Peak | 0 | 0 | 1 | Super Off Peak
2020-12-08 | 2 | 12 | 0 | 0 | 0 | 0 | 0.97955 |  | 0 | 0 | 1 | Super Off Peak | 0 | 0 | 1 | Off Peak | 0 | 1 | Off Peak | 0 | 1 | Off Peak | 0 | 0 | 1 | Super Off Peak | 0 | 0 | 1 | Super Off Peak | 0 | 0 | 1 | Super Off Peak
2020-12-08 | 3 | 12 | 0 | 0 | 0 | 0 | 0.92215 |  | 0 | 0 | 1 | Super Off Peak | 0 | 0 | 1 | Off Peak | 0 | 1 | Off Peak | 0 | 1 | Off Peak | 0 | 0 | 1 | Super Off Peak | 0 | 0 | 1 | Super Off Peak | 0 | 0 | 1 | Super Off Peak
2020-12-08 | 4 | 12 | 0 | 0 | 0 | 0 | 0.88645 |  | 0 | 0 | 1 | Super Off Peak | 0 | 0 | 1 | Off Peak | 0 | 1 | Off Peak | 0 | 1 | Off Peak | 0 | 0 | 1 | Super Off Peak | 0 | 0 | 1 | Super Off Peak | 0 | 0 | 1 | Super Off Peak
2020-12-08 | 5 | 12 | 0 | 0 | 0 | 0 | 0.85643 |  | 0 | 0 | 1 | Super Off Peak | 0 | 0 | 1 | Off Peak | 0 | 1 | Off Peak | 0 | 1 | Off Peak | 0 | 0 | 1 | Super Off Peak | 0 | 0 | 1 | Super Off Peak | 0 | 0 | 1 | Super Off Peak
2020-12-08 | 6 | 12 | 0 | 0 | 0 | 0 | 0.87529 |  | 0 | 0 | 1 | Super Off Peak | 0 | 0 | 1 | Off Peak | 0 | 1 | Off Peak | 0 | 1 | Off Peak | 0 | 0 | 1 | Super Off Peak | 0 | 1 | 0 | Off Peak | 0 | 1 | 0 | Off Peak
2020-12-08 | 7 | 12 | 0 | 0 | 0 | 0 | 1.1447 |  | 0 | 1 | 0 | Off Peak | 0 | 1 | 0 | Semi Peak | 0 | 1 | Off Peak | 0 | 1 | Off Peak | 0 | 1 | 0 | Off Peak | 0 | 1 | 0 | Off Peak | 0 | 1 | 0 | Off Peak
2020-12-08 | 8 | 12 | 0 | 0 | 0 | 0 | 1.1663 |  | 0 | 1 | 0 | Off Peak | 0 | 1 | 0 | Semi Peak | 0 | 1 | Off Peak | 0 | 1 | Off Peak | 0 | 1 | 0 | Off Peak | 0 | 1 | 0 | Off Peak | 0 | 1 | 0 | Off Peak
2020-12-08 | 9 | 12 | 0 | 0 | 0 | 0 | 0.83031 |  | 0 | 1 | 0 | Off Peak | 0 | 1 | 0 | Semi Peak | 0 | 1 | Off Peak | 0 | 1 | Off Peak | 0 | 1 | 0 | Off Peak | 0 | 1 | 0 | Off Peak | 0 | 1 | 0 | Off Peak
2020-12-08 | 10 | 12 | 0 | 0 | 0 | 0 | 0.49795 |  | 0 | 1 | 0 | Off Peak | 0 | 1 | 0 | Semi Peak | 0 | 1 | Off Peak | 0 | 1 | Off Peak | 0 | 1 | 0 | Off Peak | 0 | 1 | 0 | Off Peak | 0 | 1 | 0 | Off Peak
2020-12-08 | 11 | 12 | 0 | 0 | 0 | 0 | 0.31683 |  | 0 | 1 | 0 | Off Peak | 0 | 1 | 0 | Semi Peak | 0 | 1 | Off Peak | 0 | 1 | Off Peak | 0 | 1 | 0 | Off Peak | 0 | 1 | 0 | Off Peak | 0 | 1 | 0 | Off Peak
2020-12-08 | 12 | 12 | 0 | 0 | 0 | 0 | 0.24271 |  | 0 | 1 | 0 | Off Peak | 0 | 1 | 0 | Semi Peak | 0 | 1 | Off Peak | 0 | 1 | Off Peak | 0 | 1 | 0 | Off Peak | 0 | 1 | 0 | Off Peak | 0 | 1 | 0 | Off Peak
2020-12-08 | 13 | 12 | 0 | 0 | 0 | 0 | 0.20186 |  | 0 | 1 | 0 | Off Peak | 0 | 1 | 0 | Semi Peak | 0 | 1 | Off Peak | 1 | 0 | On Peak | 0 | 1 | 0 | Off Peak | 1 | 0 | 0 | On Peak | 0 | 1 | 0 | Off Peak
2020-12-08 | 14 | 12 | 0 | 0 | 0 | 0 | 0.2508 |  | 0 | 1 | 0 | Off Peak | 0 | 1 | 0 | Semi Peak | 0 | 1 | Off Peak | 1 | 0 | On Peak | 0 | 1 | 0 | Off Peak | 1 | 0 | 0 | On Peak | 0 | 1 | 0 | Off Peak
2020-12-08 | 15 | 12 | 0 | 0 | 0 | 0 | 0.43537 |  | 0 | 1 | 0 | Off Peak | 0 | 1 | 0 | Semi Peak | 0 | 1 | Off Peak | 1 | 0 | On Peak | 0 | 1 | 0 | Off Peak | 1 | 0 | 0 | On Peak | 0 | 1 | 0 | Off Peak
2020-12-08 | 16 | 12 | 0 | 0 | 0 | 0 | 0.87631 |  | 0 | 1 | 0 | Off Peak | 0 | 1 | 0 | Semi Peak | 0 | 1 | Off Peak | 1 | 0 | On Peak | 0 | 1 | 0 | Off Peak | 1 | 0 | 0 | On Peak | 0 | 1 | 0 | Off Peak
2020-12-08 | 17 | 12 | 0 | 0 | 0 | 0 | 1.3033 |  | 1 | 0 | 0 | On Peak | 0 | 1 | 0 | Semi Peak | 1 | 0 | On Peak | 1 | 0 | On Peak | 0 | 1 | 0 | Off Peak | 1 | 0 | 0 | On Peak | 0 | 1 | 0 | Off Peak
2020-12-08 | 18 | 12 | 0 | 0 | 0 | 0 | 1.6131 |  | 1 | 0 | 0 | On Peak | 1 | 0 | 0 | On Peak | 1 | 0 | On Peak | 1 | 0 | On Peak | 0 | 1 | 0 | Off Peak | 1 | 0 | 0 | On Peak | 0 | 1 | 0 | Off Peak
2020-12-08 | 19 | 12 | 0 | 0 | 0 | 0 | 1.9364 |  | 1 | 0 | 0 | On Peak | 1 | 0 | 0 | On Peak | 1 | 0 | On Peak | 0 | 1 | Off Peak | 0 | 0 | 1 | Super Off Peak | 1 | 0 | 0 | On Peak | 0 | 1 | 0 | Off Peak
2020-12-08 | 20 | 12 | 0 | 0 | 0 | 0 | 1.9843 |  | 1 | 0 | 0 | On Peak | 1 | 0 | 0 | On Peak | 1 | 0 | On Peak | 0 | 1 | Off Peak | 0 | 0 | 1 | Super Off Peak | 1 | 0 | 0 | On Peak | 1 | 0 | 0 | On Peak
2020-12-08 | 21 | 12 | 0 | 0 | 0 | 0 | 1.9425 |  | 1 | 0 | 0 | On Peak | 0 | 1 | 0 | Semi Peak | 1 | 0 | On Peak | 0 | 1 | Off Peak | 0 | 0 | 1 | Super Off Peak | 0 | 1 | 0 | Off Peak | 1 | 0 | 0 | On Peak
2020-12-08 | 22 | 12 | 0 | 0 | 0 | 0 | 1.878 |  | 0 | 1 | 0 | Off Peak | 0 | 1 | 0 | Semi Peak | 0 | 1 | Off Peak | 0 | 1 | Off Peak | 0 | 0 | 1 | Super Off Peak | 0 | 1 | 0 | Off Peak | 1 | 0 | 0 | On Peak
2020-12-08 | 23 | 12 | 0 | 0 | 0 | 0 | 1.4793 |  | 0 | 1 | 0 | Off Peak | 0 | 0 | 1 | Off Peak | 0 | 1 | Off Peak | 0 | 1 | Off Peak | 0 | 0 | 1 | Super Off Peak | 0 | 1 | 0 | Off Peak | 1 | 0 | 0 | On Peak
2020-12-08 | 24 | 12 | 0 | 0 | 0 | 0 | 1.2784 |  | 0 | 1 | 0 | Off Peak | 0 | 0 | 1 | Off Peak | 0 | 1 | Off Peak | 0 | 1 | Off Peak | 0 | 0 | 1 | Super Off Peak | 0 | 1 | 0 | Off Peak | 1 | 0 | 0 | On Peak
2020-12-09 | 1 | 12 | 0 | 0 | 0 | 0 | 1.1146 |  | 0 | 0 | 1 | Super Off Peak | 0 | 0 | 1 | Off Peak | 0 | 1 | Off Peak | 0 | 1 | Off Peak | 0 | 0 | 1 | Super Off Peak | 0 | 0 | 1 | Super Off Peak | 0 | 0 | 1 | Super Off Peak
2020-12-09 | 2 | 12 | 0 | 0 | 0 | 0 | 0.99631 |  | 0 | 0 | 1 | Super Off Peak | 0 | 0 | 1 | Off Peak | 0 | 1 | Off Peak | 0 | 1 | Off Peak | 0 | 0 | 1 | Super Off Peak | 0 | 0 | 1 | Super Off Peak | 0 | 0 | 1 | Super Off Peak
2020-12-09 | 3 | 12 | 0 | 0 | 0 | 0 | 0.93639 |  | 0 | 0 | 1 | Super Off Peak | 0 | 0 | 1 | Off Peak | 0 | 1 | Off Peak | 0 | 1 | Off Peak | 0 | 0 | 1 | Super Off Peak | 0 | 0 | 1 | Super Off Peak | 0 | 0 | 1 | Super Off Peak
2020-12-09 | 4 | 12 | 0 | 0 | 0 | 0 | 0.89318 |  | 0 | 0 | 1 | Super Off Peak | 0 | 0 | 1 | Off Peak | 0 | 1 | Off Peak | 0 | 1 | Off Peak | 0 | 0 | 1 | Super Off Peak | 0 | 0 | 1 | Super Off Peak | 0 | 0 | 1 | Super Off Peak
2020-12-09 | 5 | 12 | 0 | 0 | 0 | 0 | 0.86924 |  | 0 | 0 | 1 | Super Off Peak | 0 | 0 | 1 | Off Peak | 0 | 1 | Off Peak | 0 | 1 | Off Peak | 0 | 0 | 1 | Super Off Peak | 0 | 0 | 1 | Super Off Peak | 0 | 0 | 1 | Super Off Peak
2020-12-09 | 6 | 12 | 0 | 0 | 0 | 0 | 0.88466 |  | 0 | 0 | 1 | Super Off Peak | 0 | 0 | 1 | Off Peak | 0 | 1 | Off Peak | 0 | 1 | Off Peak | 0 | 0 | 1 | Super Off Peak | 0 | 1 | 0 | Off Peak | 0 | 1 | 0 | Off Peak
2020-12-09 | 7 | 12 | 0 | 0 | 0 | 0 | 1.1509 |  | 0 | 1 | 0 | Off Peak | 0 | 1 | 0 | Semi Peak | 0 | 1 | Off Peak | 0 | 1 | Off Peak | 0 | 1 | 0 | Off Peak | 0 | 1 | 0 | Off Peak | 0 | 1 | 0 | Off Peak
2020-12-09 | 8 | 12 | 0 | 0 | 0 | 0 | 1.162 |  | 0 | 1 | 0 | Off Peak | 0 | 1 | 0 | Semi Peak | 0 | 1 | Off Peak | 0 | 1 | Off Peak | 0 | 1 | 0 | Off Peak | 0 | 1 | 0 | Off Peak | 0 | 1 | 0 | Off Peak
2020-12-09 | 9 | 12 | 0 | 0 | 0 | 0 | 0.83705 |  | 0 | 1 | 0 | Off Peak | 0 | 1 | 0 | Semi Peak | 0 | 1 | Off Peak | 0 | 1 | Off Peak | 0 | 1 | 0 | Off Peak | 0 | 1 | 0 | Off Peak | 0 | 1 | 0 | Off Peak
2020-12-09 | 10 | 12 | 0 | 0 | 0 | 0 | 0.52416 |  | 0 | 1 | 0 | Off Peak | 0 | 1 | 0 | Semi Peak | 0 | 1 | Off Peak | 0 | 1 | Off Peak | 0 | 1 | 0 | Off Peak | 0 | 1 | 0 | Off Peak | 0 | 1 | 0 | Off Peak
2020-12-09 | 11 | 12 | 0 | 0 | 0 | 0 | 0.36129 |  | 0 | 1 | 0 | Off Peak | 0 | 1 | 0 | Semi Peak | 0 | 1 | Off Peak | 0 | 1 | Off Peak | 0 | 1 | 0 | Off Peak | 0 | 1 | 0 | Off Peak | 0 | 1 | 0 | Off Peak
2020-12-09 | 12 | 12 | 0 | 0 | 0 | 0 | 0.30329 |  | 0 | 1 | 0 | Off Peak | 0 | 1 | 0 | Semi Peak | 0 | 1 | Off Peak | 0 | 1 | Off Peak | 0 | 1 | 0 | Off Peak | 0 | 1 | 0 | Off Peak | 0 | 1 | 0 | Off Peak
2020-12-09 | 13 | 12 | 0 | 0 | 0 | 0 | 0.26329 |  | 0 | 1 | 0 | Off Peak | 0 | 1 | 0 | Semi Peak | 0 | 1 | Off Peak | 1 | 0 | On Peak | 0 | 1 | 0 | Off Peak | 1 | 0 | 0 | On Peak | 0 | 1 | 0 | Off Peak
2020-12-09 | 14 | 12 | 0 | 0 | 0 | 0 | 0.30033 |  | 0 | 1 | 0 | Off Peak | 0 | 1 | 0 | Semi Peak | 0 | 1 | Off Peak | 1 | 0 | On Peak | 0 | 1 | 0 | Off Peak | 1 | 0 | 0 | On Peak | 0 | 1 | 0 | Off Peak
2020-12-09 | 15 | 12 | 0 | 0 | 0 | 0 | 0.47704 |  | 0 | 1 | 0 | Off Peak | 0 | 1 | 0 | Semi Peak | 0 | 1 | Off Peak | 1 | 0 | On Peak | 0 | 1 | 0 | Off Peak | 1 | 0 | 0 | On Peak | 0 | 1 | 0 | Off Peak
2020-12-09 | 16 | 12 | 0 | 0 | 0 | 0 | 0.90258 |  | 0 | 1 | 0 | Off Peak | 0 | 1 | 0 | Semi Peak | 0 | 1 | Off Peak | 1 | 0 | On Peak | 0 | 1 | 0 | Off Peak | 1 | 0 | 0 | On Peak | 0 | 1 | 0 | Off Peak
2020-12-09 | 17 | 12 | 0 | 0 | 0 | 0 | 1.3469 |  | 1 | 0 | 0 | On Peak | 0 | 1 | 0 | Semi Peak | 1 | 0 | On Peak | 1 | 0 | On Peak | 0 | 1 | 0 | Off Peak | 1 | 0 | 0 | On Peak | 0 | 1 | 0 | Off Peak
2020-12-09 | 18 | 12 | 0 | 0 | 0 | 0 | 1.6345 |  | 1 | 0 | 0 | On Peak | 1 | 0 | 0 | On Peak | 1 | 0 | On Peak | 1 | 0 | On Peak | 0 | 1 | 0 | Off Peak | 1 | 0 | 0 | On Peak | 0 | 1 | 0 | Off Peak
2020-12-09 | 19 | 12 | 0 | 0 | 0 | 0 | 1.937 |  | 1 | 0 | 0 | On Peak | 1 | 0 | 0 | On Peak | 1 | 0 | On Peak | 0 | 1 | Off Peak | 0 | 0 | 1 | Super Off Peak | 1 | 0 | 0 | On Peak | 0 | 1 | 0 | Off Peak
2020-12-09 | 20 | 12 | 0 | 0 | 0 | 0 | 1.9689 |  | 1 | 0 | 0 | On Peak | 1 | 0 | 0 | On Peak | 1 | 0 | On Peak | 0 | 1 | Off Peak | 0 | 0 | 1 | Super Off Peak | 1 | 0 | 0 | On Peak | 1 | 0 | 0 | On Peak
2020-12-09 | 21 | 12 | 0 | 0 | 0 | 0 | 1.9356 |  | 1 | 0 | 0 | On Peak | 0 | 1 | 0 | Semi Peak | 1 | 0 | On Peak | 0 | 1 | Off Peak | 0 | 0 | 1 | Super Off Peak | 0 | 1 | 0 | Off Peak | 1 | 0 | 0 | On Peak
2020-12-09 | 22 | 12 | 0 | 0 | 0 | 0 | 1.8768 |  | 0 | 1 | 0 | Off Peak | 0 | 1 | 0 | Semi Peak | 0 | 1 | Off Peak | 0 | 1 | Off Peak | 0 | 0 | 1 | Super Off Peak | 0 | 1 | 0 | Off Peak | 1 | 0 | 0 | On Peak
2020-12-09 | 23 | 12 | 0 | 0 | 0 | 0 | 1.4922 |  | 0 | 1 | 0 | Off Peak | 0 | 0 | 1 | Off Peak | 0 | 1 | Off Peak | 0 | 1 | Off Peak | 0 | 0 | 1 | Super Off Peak | 0 | 1 | 0 | Off Peak | 1 | 0 | 0 | On Peak
2020-12-09 | 24 | 12 | 0 | 0 | 0 | 0 | 1.305 |  | 0 | 1 | 0 | Off Peak | 0 | 0 | 1 | Off Peak | 0 | 1 | Off Peak | 0 | 1 | Off Peak | 0 | 0 | 1 | Super Off Peak | 0 | 1 | 0 | Off Peak | 1 | 0 | 0 | On Peak
2020-12-10 | 1 | 12 | 0 | 0 | 0 | 0 | 1.1249 |  | 0 | 0 | 1 | Super Off Peak | 0 | 0 | 1 | Off Peak | 0 | 1 | Off Peak | 0 | 1 | Off Peak | 0 | 0 | 1 | Super Off Peak | 0 | 0 | 1 | Super Off Peak | 0 | 0 | 1 | Super Off Peak
2020-12-10 | 2 | 12 | 0 | 0 | 0 | 0 | 1.0176 |  | 0 | 0 | 1 | Super Off Peak | 0 | 0 | 1 | Off Peak | 0 | 1 | Off Peak | 0 | 1 | Off Peak | 0 | 0 | 1 | Super Off Peak | 0 | 0 | 1 | Super Off Peak | 0 | 0 | 1 | Super Off Peak
2020-12-10 | 3 | 12 | 0 | 0 | 0 | 0 | 0.95198 |  | 0 | 0 | 1 | Super Off Peak | 0 | 0 | 1 | Off Peak | 0 | 1 | Off Peak | 0 | 1 | Off Peak | 0 | 0 | 1 | Super Off Peak | 0 | 0 | 1 | Super Off Peak | 0 | 0 | 1 | Super Off Peak
2020-12-10 | 4 | 12 | 0 | 0 | 0 | 0 | 0.91229 |  | 0 | 0 | 1 | Super Off Peak | 0 | 0 | 1 | Off Peak | 0 | 1 | Off Peak | 0 | 1 | Off Peak | 0 | 0 | 1 | Super Off Peak | 0 | 0 | 1 | Super Off Peak | 0 | 0 | 1 | Super Off Peak
2020-12-10 | 5 | 12 | 0 | 0 | 0 | 0 | 0.89088 |  | 0 | 0 | 1 | Super Off Peak | 0 | 0 | 1 | Off Peak | 0 | 1 | Off Peak | 0 | 1 | Off Peak | 0 | 0 | 1 | Super Off Peak | 0 | 0 | 1 | Super Off Peak | 0 | 0 | 1 | Super Off Peak
2020-12-10 | 6 | 12 | 0 | 0 | 0 | 0 | 0.90274 |  | 0 | 0 | 1 | Super Off Peak | 0 | 0 | 1 | Off Peak | 0 | 1 | Off Peak | 0 | 1 | Off Peak | 0 | 0 | 1 | Super Off Peak | 0 | 1 | 0 | Off Peak | 0 | 1 | 0 | Off Peak
2020-12-10 | 7 | 12 | 0 | 0 | 0 | 0 | 1.1799 |  | 0 | 1 | 0 | Off Peak | 0 | 1 | 0 | Semi Peak | 0 | 1 | Off Peak | 0 | 1 | Off Peak | 0 | 1 | 0 | Off Peak | 0 | 1 | 0 | Off Peak | 0 | 1 | 0 | Off Peak
2020-12-10 | 8 | 12 | 0 | 0 | 0 | 0 | 1.2109 |  | 0 | 1 | 0 | Off Peak | 0 | 1 | 0 | Semi Peak | 0 | 1 | Off Peak | 0 | 1 | Off Peak | 0 | 1 | 0 | Off Peak | 0 | 1 | 0 | Off Peak | 0 | 1 | 0 | Off Peak
2020-12-10 | 9 | 12 | 0 | 0 | 0 | 0 | 0.87328 |  | 0 | 1 | 0 | Off Peak | 0 | 1 | 0 | Semi Peak | 0 | 1 | Off Peak | 0 | 1 | Off Peak | 0 | 1 | 0 | Off Peak | 0 | 1 | 0 | Off Peak | 0 | 1 | 0 | Off Peak
2020-12-10 | 10 | 12 | 0 | 0 | 0 | 0 | 0.53436 |  | 0 | 1 | 0 | Off Peak | 0 | 1 | 0 | Semi Peak | 0 | 1 | Off Peak | 0 | 1 | Off Peak | 0 | 1 | 0 | Off Peak | 0 | 1 | 0 | Off Peak | 0 | 1 | 0 | Off Peak
2020-12-10 | 11 | 12 | 0 | 0 | 0 | 0 | 0.33928 |  | 0 | 1 | 0 | Off Peak | 0 | 1 | 0 | Semi Peak | 0 | 1 | Off Peak | 0 | 1 | Off Peak | 0 | 1 | 0 | Off Peak | 0 | 1 | 0 | Off Peak | 0 | 1 | 0 | Off Peak
2020-12-10 | 12 | 12 | 0 | 0 | 0 | 0 | 0.26063 |  | 0 | 1 | 0 | Off Peak | 0 | 1 | 0 | Semi Peak | 0 | 1 | Off Peak | 0 | 1 | Off Peak | 0 | 1 | 0 | Off Peak | 0 | 1 | 0 | Off Peak | 0 | 1 | 0 | Off Peak
2020-12-10 | 13 | 12 | 0 | 0 | 0 | 0 | 0.20756 |  | 0 | 1 | 0 | Off Peak | 0 | 1 | 0 | Semi Peak | 0 | 1 | Off Peak | 1 | 0 | On Peak | 0 | 1 | 0 | Off Peak | 1 | 0 | 0 | On Peak | 0 | 1 | 0 | Off Peak
2020-12-10 | 14 | 12 | 0 | 0 | 0 | 0 | 0.25444 |  | 0 | 1 | 0 | Off Peak | 0 | 1 | 0 | Semi Peak | 0 | 1 | Off Peak | 1 | 0 | On Peak | 0 | 1 | 0 | Off Peak | 1 | 0 | 0 | On Peak | 0 | 1 | 0 | Off Peak
2020-12-10 | 15 | 12 | 0 | 0 | 0 | 0 | 0.42983 |  | 0 | 1 | 0 | Off Peak | 0 | 1 | 0 | Semi Peak | 0 | 1 | Off Peak | 1 | 0 | On Peak | 0 | 1 | 0 | Off Peak | 1 | 0 | 0 | On Peak | 0 | 1 | 0 | Off Peak
2020-12-10 | 16 | 12 | 0 | 0 | 0 | 0 | 0.84958 |  | 0 | 1 | 0 | Off Peak | 0 | 1 | 0 | Semi Peak | 0 | 1 | Off Peak | 1 | 0 | On Peak | 0 | 1 | 0 | Off Peak | 1 | 0 | 0 | On Peak | 0 | 1 | 0 | Off Peak
2020-12-10 | 17 | 12 | 0 | 0 | 0 | 0 | 1.2902 |  | 1 | 0 | 0 | On Peak | 0 | 1 | 0 | Semi Peak | 1 | 0 | On Peak | 1 | 0 | On Peak | 0 | 1 | 0 | Off Peak | 1 | 0 | 0 | On Peak | 0 | 1 | 0 | Off Peak
2020-12-10 | 18 | 12 | 0 | 0 | 0 | 0 | 1.6023 |  | 1 | 0 | 0 | On Peak | 1 | 0 | 0 | On Peak | 1 | 0 | On Peak | 1 | 0 | On Peak | 0 | 1 | 0 | Off Peak | 1 | 0 | 0 | On Peak | 0 | 1 | 0 | Off Peak
2020-12-10 | 19 | 12 | 0 | 0 | 0 | 0 | 1.9278 |  | 1 | 0 | 0 | On Peak | 1 | 0 | 0 | On Peak | 1 | 0 | On Peak | 0 | 1 | Off Peak | 0 | 0 | 1 | Super Off Peak | 1 | 0 | 0 | On Peak | 0 | 1 | 0 | Off Peak
2020-12-10 | 20 | 12 | 0 | 0 | 0 | 0 | 1.9729 |  | 1 | 0 | 0 | On Peak | 1 | 0 | 0 | On Peak | 1 | 0 | On Peak | 0 | 1 | Off Peak | 0 | 0 | 1 | Super Off Peak | 1 | 0 | 0 | On Peak | 1 | 0 | 0 | On Peak
2020-12-10 | 21 | 12 | 0 | 0 | 0 | 0 | 1.9445 |  | 1 | 0 | 0 | On Peak | 0 | 1 | 0 | Semi Peak | 1 | 0 | On Peak | 0 | 1 | Off Peak | 0 | 0 | 1 | Super Off Peak | 0 | 1 | 0 | Off Peak | 1 | 0 | 0 | On Peak
2020-12-10 | 22 | 12 | 0 | 0 | 0 | 0 | 1.8922 |  | 0 | 1 | 0 | Off Peak | 0 | 1 | 0 | Semi Peak | 0 | 1 | Off Peak | 0 | 1 | Off Peak | 0 | 0 | 1 | Super Off Peak | 0 | 1 | 0 | Off Peak | 1 | 0 | 0 | On Peak
2020-12-10 | 23 | 12 | 0 | 0 | 0 | 0 | 1.5026 |  | 0 | 1 | 0 | Off Peak | 0 | 0 | 1 | Off Peak | 0 | 1 | Off Peak | 0 | 1 | Off Peak | 0 | 0 | 1 | Super Off Peak | 0 | 1 | 0 | Off Peak | 1 | 0 | 0 | On Peak
2020-12-10 | 24 | 12 | 0 | 0 | 0 | 0 | 1.3119 |  | 0 | 1 | 0 | Off Peak | 0 | 0 | 1 | Off Peak | 0 | 1 | Off Peak | 0 | 1 | Off Peak | 0 | 0 | 1 | Super Off Peak | 0 | 1 | 0 | Off Peak | 1 | 0 | 0 | On Peak
2020-12-11 | 1 | 12 | 0 | 0 | 0 | 0 | 1.0947 |  | 0 | 0 | 1 | Super Off Peak | 0 | 0 | 1 | Off Peak | 0 | 1 | Off Peak | 0 | 1 | Off Peak | 0 | 0 | 1 | Super Off Peak | 0 | 0 | 1 | Super Off Peak | 0 | 0 | 1 | Super Off Peak
2020-12-11 | 2 | 12 | 0 | 0 | 0 | 0 | 0.97485 |  | 0 | 0 | 1 | Super Off Peak | 0 | 0 | 1 | Off Peak | 0 | 1 | Off Peak | 0 | 1 | Off Peak | 0 | 0 | 1 | Super Off Peak | 0 | 0 | 1 | Super Off Peak | 0 | 0 | 1 | Super Off Peak
2020-12-11 | 3 | 12 | 0 | 0 | 0 | 0 | 0.90814 |  | 0 | 0 | 1 | Super Off Peak | 0 | 0 | 1 | Off Peak | 0 | 1 | Off Peak | 0 | 1 | Off Peak | 0 | 0 | 1 | Super Off Peak | 0 | 0 | 1 | Super Off Peak | 0 | 0 | 1 | Super Off Peak
2020-12-11 | 4 | 12 | 0 | 0 | 0 | 0 | 0.86528 |  | 0 | 0 | 1 | Super Off Peak | 0 | 0 | 1 | Off Peak | 0 | 1 | Off Peak | 0 | 1 | Off Peak | 0 | 0 | 1 | Super Off Peak | 0 | 0 | 1 | Super Off Peak | 0 | 0 | 1 | Super Off Peak
2020-12-11 | 5 | 12 | 0 | 0 | 0 | 0 | 0.84183 |  | 0 | 0 | 1 | Super Off Peak | 0 | 0 | 1 | Off Peak | 0 | 1 | Off Peak | 0 | 1 | Off Peak | 0 | 0 | 1 | Super Off Peak | 0 | 0 | 1 | Super Off Peak | 0 | 0 | 1 | Super Off Peak
2020-12-11 | 6 | 12 | 0 | 0 | 0 | 0 | 0.8577 |  | 0 | 0 | 1 | Super Off Peak | 0 | 0 | 1 | Off Peak | 0 | 1 | Off Peak | 0 | 1 | Off Peak | 0 | 0 | 1 | Super Off Peak | 0 | 1 | 0 | Off Peak | 0 | 1 | 0 | Off Peak
2020-12-11 | 7 | 12 | 0 | 0 | 0 | 0 | 1.1163 |  | 0 | 1 | 0 | Off Peak | 0 | 1 | 0 | Semi Peak | 0 | 1 | Off Peak | 0 | 1 | Off Peak | 0 | 1 | 0 | Off Peak | 0 | 1 | 0 | Off Peak | 0 | 1 | 0 | Off Peak
2020-12-11 | 8 | 12 | 0 | 0 | 0 | 0 | 1.112 |  | 0 | 1 | 0 | Off Peak | 0 | 1 | 0 | Semi Peak | 0 | 1 | Off Peak | 0 | 1 | Off Peak | 0 | 1 | 0 | Off Peak | 0 | 1 | 0 | Off Peak | 0 | 1 | 0 | Off Peak
2020-12-11 | 9 | 12 | 0 | 0 | 0 | 0 | 0.76718 |  | 0 | 1 | 0 | Off Peak | 0 | 1 | 0 | Semi Peak | 0 | 1 | Off Peak | 0 | 1 | Off Peak | 0 | 1 | 0 | Off Peak | 0 | 1 | 0 | Off Peak | 0 | 1 | 0 | Off Peak
2020-12-11 | 10 | 12 | 0 | 0 | 0 | 0 | 0.45083 |  | 0 | 1 | 0 | Off Peak | 0 | 1 | 0 | Semi Peak | 0 | 1 | Off Peak | 0 | 1 | Off Peak | 0 | 1 | 0 | Off Peak | 0 | 1 | 0 | Off Peak | 0 | 1 | 0 | Off Peak
2020-12-11 | 11 | 12 | 0 | 0 | 0 | 0 | 0.2906 |  | 0 | 1 | 0 | Off Peak | 0 | 1 | 0 | Semi Peak | 0 | 1 | Off Peak | 0 | 1 | Off Peak | 0 | 1 | 0 | Off Peak | 0 | 1 | 0 | Off Peak | 0 | 1 | 0 | Off Peak
2020-12-11 | 12 | 12 | 0 | 0 | 0 | 0 | 0.24246 |  | 0 | 1 | 0 | Off Peak | 0 | 1 | 0 | Semi Peak | 0 | 1 | Off Peak | 0 | 1 | Off Peak | 0 | 1 | 0 | Off Peak | 0 | 1 | 0 | Off Peak | 0 | 1 | 0 | Off Peak
2020-12-11 | 13 | 12 | 0 | 0 | 0 | 0 | 0.20774 |  | 0 | 1 | 0 | Off Peak | 0 | 1 | 0 | Semi Peak | 0 | 1 | Off Peak | 1 | 0 | On Peak | 0 | 1 | 0 | Off Peak | 1 | 0 | 0 | On Peak | 0 | 1 | 0 | Off Peak
2020-12-11 | 14 | 12 | 0 | 0 | 0 | 0 | 0.26176 |  | 0 | 1 | 0 | Off Peak | 0 | 1 | 0 | Semi Peak | 0 | 1 | Off Peak | 1 | 0 | On Peak | 0 | 1 | 0 | Off Peak | 1 | 0 | 0 | On Peak | 0 | 1 | 0 | Off Peak
2020-12-11 | 15 | 12 | 0 | 0 | 0 | 0 | 0.47041 |  | 0 | 1 | 0 | Off Peak | 0 | 1 | 0 | Semi Peak | 0 | 1 | Off Peak | 1 | 0 | On Peak | 0 | 1 | 0 | Off Peak | 1 | 0 | 0 | On Peak | 0 | 1 | 0 | Off Peak
2020-12-11 | 16 | 12 | 0 | 0 | 0 | 0 | 0.88937 |  | 0 | 1 | 0 | Off Peak | 0 | 1 | 0 | Semi Peak | 0 | 1 | Off Peak | 1 | 0 | On Peak | 0 | 1 | 0 | Off Peak | 1 | 0 | 0 | On Peak | 0 | 1 | 0 | Off Peak
2020-12-11 | 17 | 12 | 0 | 0 | 0 | 0 | 1.3167 |  | 1 | 0 | 0 | On Peak | 0 | 1 | 0 | Semi Peak | 1 | 0 | On Peak | 1 | 0 | On Peak | 0 | 1 | 0 | Off Peak | 1 | 0 | 0 | On Peak | 0 | 1 | 0 | Off Peak
2020-12-11 | 18 | 12 | 0 | 0 | 0 | 0 | 1.6111 |  | 1 | 0 | 0 | On Peak | 1 | 0 | 0 | On Peak | 1 | 0 | On Peak | 1 | 0 | On Peak | 0 | 1 | 0 | Off Peak | 1 | 0 | 0 | On Peak | 0 | 1 | 0 | Off Peak
2020-12-11 | 19 | 12 | 0 | 0 | 0 | 0 | 1.9078 |  | 1 | 0 | 0 | On Peak | 1 | 0 | 0 | On Peak | 1 | 0 | On Peak | 0 | 1 | Off Peak | 0 | 0 | 1 | Super Off Peak | 1 | 0 | 0 | On Peak | 0 | 1 | 0 | Off Peak
2020-12-11 | 20 | 12 | 0 | 0 | 0 | 0 | 1.9332 |  | 1 | 0 | 0 | On Peak | 1 | 0 | 0 | On Peak | 1 | 0 | On Peak | 0 | 1 | Off Peak | 0 | 0 | 1 | Super Off Peak | 1 | 0 | 0 | On Peak | 1 | 0 | 0 | On Peak
2020-12-11 | 21 | 12 | 0 | 0 | 0 | 0 | 1.9051 |  | 1 | 0 | 0 | On Peak | 0 | 1 | 0 | Semi Peak | 1 | 0 | On Peak | 0 | 1 | Off Peak | 0 | 0 | 1 | Super Off Peak | 0 | 1 | 0 | Off Peak | 1 | 0 | 0 | On Peak
2020-12-11 | 22 | 12 | 0 | 0 | 0 | 0 | 1.8402 |  | 0 | 1 | 0 | Off Peak | 0 | 1 | 0 | Semi Peak | 0 | 1 | Off Peak | 0 | 1 | Off Peak | 0 | 0 | 1 | Super Off Peak | 0 | 1 | 0 | Off Peak | 1 | 0 | 0 | On Peak
2020-12-11 | 23 | 12 | 0 | 0 | 0 | 0 | 1.4583 |  | 0 | 1 | 0 | Off Peak | 0 | 0 | 1 | Off Peak | 0 | 1 | Off Peak | 0 | 1 | Off Peak | 0 | 0 | 1 | Super Off Peak | 0 | 1 | 0 | Off Peak | 1 | 0 | 0 | On Peak
2020-12-11 | 24 | 12 | 0 | 0 | 0 | 0 | 1.2699 |  | 0 | 1 | 0 | Off Peak | 0 | 0 | 1 | Off Peak | 0 | 1 | Off Peak | 0 | 1 | Off Peak | 0 | 0 | 1 | Super Off Peak | 0 | 1 | 0 | Off Peak | 1 | 0 | 0 | On Peak
2020-12-12 | 1 | 12 | 0 | 1 | 0 | 0 | 1.0774 |  | 0 | 0 | 1 | Super Off Peak | 0 | 0 | 1 | Off Peak | 0 | 1 | Off Peak | 0 | 1 | Off Peak | 0 | 0 | 1 | Super Off Peak | 0 | 0 | 1 | Super Off Peak | 0 | 0 | 1 | Super Off Peak
2020-12-12 | 2 | 12 | 0 | 1 | 0 | 0 | 1.0045 |  | 0 | 0 | 1 | Super Off Peak | 0 | 0 | 1 | Off Peak | 0 | 1 | Off Peak | 0 | 1 | Off Peak | 0 | 0 | 1 | Super Off Peak | 0 | 0 | 1 | Super Off Peak | 0 | 0 | 1 | Super Off Peak
2020-12-12 | 3 | 12 | 0 | 1 | 0 | 0 | 0.92843 |  | 0 | 0 | 1 | Super Off Peak | 0 | 0 | 1 | Off Peak | 0 | 1 | Off Peak | 0 | 1 | Off Peak | 0 | 0 | 1 | Super Off Peak | 0 | 0 | 1 | Super Off Peak | 0 | 0 | 1 | Super Off Peak
2020-12-12 | 4 | 12 | 0 | 1 | 0 | 0 | 0.89204 |  | 0 | 0 | 1 | Super Off Peak | 0 | 0 | 1 | Off Peak | 0 | 1 | Off Peak | 0 | 1 | Off Peak | 0 | 0 | 1 | Super Off Peak | 0 | 0 | 1 | Super Off Peak | 0 | 0 | 1 | Super Off Peak
2020-12-12 | 5 | 12 | 0 | 1 | 0 | 0 | 0.86509 |  | 0 | 0 | 1 | Super Off Peak | 0 | 0 | 1 | Off Peak | 0 | 1 | Off Peak | 0 | 1 | Off Peak | 0 | 0 | 1 | Super Off Peak | 0 | 0 | 1 | Super Off Peak | 0 | 0 | 1 | Super Off Peak
2020-12-12 | 6 | 12 | 0 | 1 | 0 | 0 | 0.8631 |  | 0 | 0 | 1 | Super Off Peak | 0 | 0 | 1 | Off Peak | 0 | 1 | Off Peak | 0 | 1 | Off Peak | 0 | 0 | 1 | Super Off Peak | 0 | 1 | 0 | Off Peak | 0 | 1 | 0 | Off Peak
2020-12-12 | 7 | 12 | 0 | 1 | 0 | 0 | 1.0623 |  | 0 | 0 | 1 | Super Off Peak | 0 | 0 | 1 | Off Peak | 0 | 1 | Off Peak | 0 | 1 | Off Peak | 0 | 0 | 1 | Super Off Peak | 0 | 1 | 0 | Off Peak | 0 | 1 | 0 | Off Peak
2020-12-12 | 8 | 12 | 0 | 1 | 0 | 0 | 0.93983 |  | 0 | 0 | 1 | Super Off Peak | 0 | 0 | 1 | Off Peak | 0 | 1 | Off Peak | 0 | 1 | Off Peak | 0 | 0 | 1 | Super Off Peak | 0 | 1 | 0 | Off Peak | 0 | 1 | 0 | Off Peak
2020-12-12 | 9 | 12 | 0 | 1 | 0 | 0 | 0.55993 |  | 0 | 0 | 1 | Super Off Peak | 0 | 0 | 1 | Off Peak | 0 | 1 | Off Peak | 0 | 1 | Off Peak | 0 | 0 | 1 | Super Off Peak | 0 | 1 | 0 | Off Peak | 0 | 1 | 0 | Off Peak
2020-12-12 | 10 | 12 | 0 | 1 | 0 | 0 | 0.29915 |  | 0 | 0 | 1 | Super Off Peak | 0 | 0 | 1 | Off Peak | 0 | 1 | Off Peak | 0 | 1 | Off Peak | 0 | 0 | 1 | Super Off Peak | 0 | 1 | 0 | Off Peak | 0 | 1 | 0 | Off Peak
2020-12-12 | 11 | 12 | 0 | 1 | 0 | 0 | 0.17079 |  | 0 | 0 | 1 | Super Off Peak | 0 | 0 | 1 | Off Peak | 0 | 1 | Off Peak | 0 | 1 | Off Peak | 0 | 0 | 1 | Super Off Peak | 0 | 1 | 0 | Off Peak | 0 | 1 | 0 | Off Peak
2020-12-12 | 12 | 12 | 0 | 1 | 0 | 0 | 0.13361 |  | 0 | 0 | 1 | Super Off Peak | 0 | 0 | 1 | Off Peak | 0 | 1 | Off Peak | 0 | 1 | Off Peak | 0 | 0 | 1 | Super Off Peak | 0 | 1 | 0 | Off Peak | 0 | 1 | 0 | Off Peak
2020-12-12 | 13 | 12 | 0 | 1 | 0 | 0 | 0.088019 |  | 0 | 0 | 1 | Super Off Peak | 0 | 0 | 1 | Off Peak | 0 | 1 | Off Peak | 0 | 1 | Off Peak | 0 | 0 | 1 | Super Off Peak | 1 | 0 | 0 | On Peak | 0 | 1 | 0 | Off Peak
2020-12-12 | 14 | 12 | 0 | 1 | 0 | 0 | 0.13601 |  | 0 | 0 | 1 | Super Off Peak | 0 | 0 | 1 | Off Peak | 0 | 1 | Off Peak | 0 | 1 | Off Peak | 0 | 0 | 1 | Super Off Peak | 1 | 0 | 0 | On Peak | 0 | 1 | 0 | Off Peak
2020-12-12 | 15 | 12 | 0 | 1 | 0 | 0 | 0.30396 |  | 0 | 1 | 0 | Off Peak | 0 | 0 | 1 | Off Peak | 0 | 1 | Off Peak | 0 | 1 | Off Peak | 0 | 0 | 1 | Super Off Peak | 1 | 0 | 0 | On Peak | 0 | 1 | 0 | Off Peak
2020-12-12 | 16 | 12 | 0 | 1 | 0 | 0 | 0.71544 |  | 0 | 1 | 0 | Off Peak | 0 | 0 | 1 | Off Peak | 0 | 1 | Off Peak | 0 | 1 | Off Peak | 0 | 0 | 1 | Super Off Peak | 1 | 0 | 0 | On Peak | 0 | 1 | 0 | Off Peak
2020-12-12 | 17 | 12 | 0 | 1 | 0 | 0 | 1.1357 |  | 1 | 0 | 0 | On Peak | 0 | 0 | 1 | Off Peak | 0 | 1 | Off Peak | 0 | 1 | Off Peak | 0 | 0 | 1 | Super Off Peak | 1 | 0 | 0 | On Peak | 0 | 1 | 0 | Off Peak
2020-12-12 | 18 | 12 | 0 | 1 | 0 | 0 | 1.4322 |  | 1 | 0 | 0 | On Peak | 0 | 0 | 1 | Off Peak | 0 | 1 | Off Peak | 0 | 1 | Off Peak | 0 | 0 | 1 | Super Off Peak | 1 | 0 | 0 | On Peak | 0 | 1 | 0 | Off Peak
2020-12-12 | 19 | 12 | 0 | 1 | 0 | 0 | 1.7577 |  | 1 | 0 | 0 | On Peak | 0 | 0 | 1 | Off Peak | 0 | 1 | Off Peak | 0 | 1 | Off Peak | 0 | 0 | 1 | Super Off Peak | 1 | 0 | 0 | On Peak | 0 | 1 | 0 | Off Peak
2020-12-12 | 20 | 12 | 0 | 1 | 0 | 0 | 1.7761 |  | 1 | 0 | 0 | On Peak | 0 | 0 | 1 | Off Peak | 0 | 1 | Off Peak | 0 | 1 | Off Peak | 0 | 0 | 1 | Super Off Peak | 1 | 0 | 0 | On Peak | 1 | 0 | 0 | On Peak
2020-12-12 | 21 | 12 | 0 | 1 | 0 | 0 | 1.7385 |  | 1 | 0 | 0 | On Peak | 0 | 0 | 1 | Off Peak | 0 | 1 | Off Peak | 0 | 1 | Off Peak | 0 | 0 | 1 | Super Off Peak | 0 | 1 | 0 | Off Peak | 1 | 0 | 0 | On Peak
2020-12-12 | 22 | 12 | 0 | 1 | 0 | 0 | 1.715 |  | 0 | 1 | 0 | Off Peak | 0 | 0 | 1 | Off Peak | 0 | 1 | Off Peak | 0 | 1 | Off Peak | 0 | 0 | 1 | Super Off Peak | 0 | 1 | 0 | Off Peak | 1 | 0 | 0 | On Peak
2020-12-12 | 23 | 12 | 0 | 1 | 0 | 0 | 1.3562 |  | 0 | 1 | 0 | Off Peak | 0 | 0 | 1 | Off Peak | 0 | 1 | Off Peak | 0 | 1 | Off Peak | 0 | 0 | 1 | Super Off Peak | 0 | 1 | 0 | Off Peak | 1 | 0 | 0 | On Peak
2020-12-12 | 24 | 12 | 0 | 1 | 0 | 0 | 1.2223 |  | 0 | 1 | 0 | Off Peak | 0 | 0 | 1 | Off Peak | 0 | 1 | Off Peak | 0 | 1 | Off Peak | 0 | 0 | 1 | Super Off Peak | 0 | 1 | 0 | Off Peak | 1 | 0 | 0 | On Peak
2020-12-13 | 1 | 12 | 0 | 1 | 1 | 0 | 1.1136 |  | 0 | 0 | 1 | Super Off Peak | 0 | 0 | 1 | Off Peak | 0 | 1 | Off Peak | 0 | 1 | Off Peak | 0 | 0 | 1 | Super Off Peak | 0 | 0 | 1 | Super Off Peak | 0 | 0 | 1 | Super Off Peak
2020-12-13 | 2 | 12 | 0 | 1 | 1 | 0 | 1.0253 |  | 0 | 0 | 1 | Super Off Peak | 0 | 0 | 1 | Off Peak | 0 | 1 | Off Peak | 0 | 1 | Off Peak | 0 | 0 | 1 | Super Off Peak | 0 | 0 | 1 | Super Off Peak | 0 | 0 | 1 | Super Off Peak
2020-12-13 | 3 | 12 | 0 | 1 | 1 | 0 | 0.95345 |  | 0 | 0 | 1 | Super Off Peak | 0 | 0 | 1 | Off Peak | 0 | 1 | Off Peak | 0 | 1 | Off Peak | 0 | 0 | 1 | Super Off Peak | 0 | 0 | 1 | Super Off Peak | 0 | 0 | 1 | Super Off Peak
2020-12-13 | 4 | 12 | 0 | 1 | 1 | 0 | 0.91784 |  | 0 | 0 | 1 | Super Off Peak | 0 | 0 | 1 | Off Peak | 0 | 1 | Off Peak | 0 | 1 | Off Peak | 0 | 0 | 1 | Super Off Peak | 0 | 0 | 1 | Super Off Peak | 0 | 0 | 1 | Super Off Peak
2020-12-13 | 5 | 12 | 0 | 1 | 1 | 0 | 0.90253 |  | 0 | 0 | 1 | Super Off Peak | 0 | 0 | 1 | Off Peak | 0 | 1 | Off Peak | 0 | 1 | Off Peak | 0 | 0 | 1 | Super Off Peak | 0 | 0 | 1 | Super Off Peak | 0 | 0 | 1 | Super Off Peak
2020-12-13 | 6 | 12 | 0 | 1 | 1 | 0 | 0.91843 |  | 0 | 0 | 1 | Super Off Peak | 0 | 0 | 1 | Off Peak | 0 | 1 | Off Peak | 0 | 1 | Off Peak | 0 | 0 | 1 | Super Off Peak | 0 | 1 | 0 | Off Peak | 0 | 1 | 0 | Off Peak
2020-12-13 | 7 | 12 | 0 | 1 | 1 | 0 | 0.97755 |  | 0 | 0 | 1 | Super Off Peak | 0 | 0 | 1 | Off Peak | 0 | 1 | Off Peak | 0 | 1 | Off Peak | 0 | 0 | 1 | Super Off Peak | 0 | 1 | 0 | Off Peak | 0 | 1 | 0 | Off Peak
2020-12-13 | 8 | 12 | 0 | 1 | 1 | 0 | 0.91749 |  | 0 | 0 | 1 | Super Off Peak | 0 | 0 | 1 | Off Peak | 0 | 1 | Off Peak | 0 | 1 | Off Peak | 0 | 0 | 1 | Super Off Peak | 0 | 1 | 0 | Off Peak | 0 | 1 | 0 | Off Peak
2020-12-13 | 9 | 12 | 0 | 1 | 1 | 0 | 0.61019 |  | 0 | 0 | 1 | Super Off Peak | 0 | 0 | 1 | Off Peak | 0 | 1 | Off Peak | 0 | 1 | Off Peak | 0 | 0 | 1 | Super Off Peak | 0 | 1 | 0 | Off Peak | 0 | 1 | 0 | Off Peak
2020-12-13 | 10 | 12 | 0 | 1 | 1 | 0 | 0.36876 |  | 0 | 0 | 1 | Super Off Peak | 0 | 0 | 1 | Off Peak | 0 | 1 | Off Peak | 0 | 1 | Off Peak | 0 | 0 | 1 | Super Off Peak | 0 | 1 | 0 | Off Peak | 0 | 1 | 0 | Off Peak
2020-12-13 | 11 | 12 | 0 | 1 | 1 | 0 | 0.22498 |  | 0 | 0 | 1 | Super Off Peak | 0 | 0 | 1 | Off Peak | 0 | 1 | Off Peak | 0 | 1 | Off Peak | 0 | 0 | 1 | Super Off Peak | 0 | 1 | 0 | Off Peak | 0 | 1 | 0 | Off Peak
2020-12-13 | 12 | 12 | 0 | 1 | 1 | 0 | 0.17261 |  | 0 | 0 | 1 | Super Off Peak | 0 | 0 | 1 | Off Peak | 0 | 1 | Off Peak | 0 | 1 | Off Peak | 0 | 0 | 1 | Super Off Peak | 0 | 1 | 0 | Off Peak | 0 | 1 | 0 | Off Peak
2020-12-13 | 13 | 12 | 0 | 1 | 1 | 0 | 0.12495 |  | 0 | 0 | 1 | Super Off Peak | 0 | 0 | 1 | Off Peak | 0 | 1 | Off Peak | 0 | 1 | Off Peak | 0 | 0 | 1 | Super Off Peak | 1 | 0 | 0 | On Peak | 0 | 1 | 0 | Off Peak
2020-12-13 | 14 | 12 | 0 | 1 | 1 | 0 | 0.15115 |  | 0 | 0 | 1 | Super Off Peak | 0 | 0 | 1 | Off Peak | 0 | 1 | Off Peak | 0 | 1 | Off Peak | 0 | 0 | 1 | Super Off Peak | 1 | 0 | 0 | On Peak | 0 | 1 | 0 | Off Peak
2020-12-13 | 15 | 12 | 0 | 1 | 1 | 0 | 0.29175 |  | 0 | 1 | 0 | Off Peak | 0 | 0 | 1 | Off Peak | 0 | 1 | Off Peak | 0 | 1 | Off Peak | 0 | 0 | 1 | Super Off Peak | 1 | 0 | 0 | On Peak | 0 | 1 | 0 | Off Peak
2020-12-13 | 16 | 12 | 0 | 1 | 1 | 0 | 0.64777 |  | 0 | 1 | 0 | Off Peak | 0 | 0 | 1 | Off Peak | 0 | 1 | Off Peak | 0 | 1 | Off Peak | 0 | 0 | 1 | Super Off Peak | 1 | 0 | 0 | On Peak | 0 | 1 | 0 | Off Peak
2020-12-13 | 17 | 12 | 0 | 1 | 1 | 0 | 0.99266 |  | 1 | 0 | 0 | On Peak | 0 | 0 | 1 | Off Peak | 0 | 1 | Off Peak | 0 | 1 | Off Peak | 0 | 0 | 1 | Super Off Peak | 1 | 0 | 0 | On Peak | 0 | 1 | 0 | Off Peak
2020-12-13 | 18 | 12 | 0 | 1 | 1 | 0 | 1.2439 |  | 1 | 0 | 0 | On Peak | 0 | 0 | 1 | Off Peak | 0 | 1 | Off Peak | 0 | 1 | Off Peak | 0 | 0 | 1 | Super Off Peak | 1 | 0 | 0 | On Peak | 0 | 1 | 0 | Off Peak
2020-12-13 | 19 | 12 | 0 | 1 | 1 | 0 | 1.5309 |  | 1 | 0 | 0 | On Peak | 0 | 0 | 1 | Off Peak | 0 | 1 | Off Peak | 0 | 1 | Off Peak | 0 | 0 | 1 | Super Off Peak | 1 | 0 | 0 | On Peak | 0 | 1 | 0 | Off Peak
2020-12-13 | 20 | 12 | 0 | 1 | 1 | 0 | 1.5692 |  | 1 | 0 | 0 | On Peak | 0 | 0 | 1 | Off Peak | 0 | 1 | Off Peak | 0 | 1 | Off Peak | 0 | 0 | 1 | Super Off Peak | 1 | 0 | 0 | On Peak | 1 | 0 | 0 | On Peak
2020-12-13 | 21 | 12 | 0 | 1 | 1 | 0 | 1.5315 |  | 1 | 0 | 0 | On Peak | 0 | 0 | 1 | Off Peak | 0 | 1 | Off Peak | 0 | 1 | Off Peak | 0 | 0 | 1 | Super Off Peak | 0 | 1 | 0 | Off Peak | 1 | 0 | 0 | On Peak
2020-12-13 | 22 | 12 | 0 | 1 | 1 | 0 | 1.5178 |  | 0 | 1 | 0 | Off Peak | 0 | 0 | 1 | Off Peak | 0 | 1 | Off Peak | 0 | 1 | Off Peak | 0 | 0 | 1 | Super Off Peak | 0 | 1 | 0 | Off Peak | 1 | 0 | 0 | On Peak
2020-12-13 | 23 | 12 | 0 | 1 | 1 | 0 | 1.4278 |  | 0 | 1 | 0 | Off Peak | 0 | 0 | 1 | Off Peak | 0 | 1 | Off Peak | 0 | 1 | Off Peak | 0 | 0 | 1 | Super Off Peak | 0 | 1 | 0 | Off Peak | 1 | 0 | 0 | On Peak
2020-12-13 | 24 | 12 | 0 | 1 | 1 | 0 | 1.2752 |  | 0 | 1 | 0 | Off Peak | 0 | 0 | 1 | Off Peak | 0 | 1 | Off Peak | 0 | 1 | Off Peak | 0 | 0 | 1 | Super Off Peak | 0 | 1 | 0 | Off Peak | 1 | 0 | 0 | On Peak
2020-12-14 | 1 | 12 | 0 | 0 | 0 | 0 | 1.2251 |  | 0 | 0 | 1 | Super Off Peak | 0 | 0 | 1 | Off Peak | 0 | 1 | Off Peak | 0 | 1 | Off Peak | 0 | 0 | 1 | Super Off Peak | 0 | 0 | 1 | Super Off Peak | 0 | 0 | 1 | Super Off Peak
2020-12-14 | 2 | 12 | 0 | 0 | 0 | 0 | 1.0303 |  | 0 | 0 | 1 | Super Off Peak | 0 | 0 | 1 | Off Peak | 0 | 1 | Off Peak | 0 | 1 | Off Peak | 0 | 0 | 1 | Super Off Peak | 0 | 0 | 1 | Super Off Peak | 0 | 0 | 1 | Super Off Peak
2020-12-14 | 3 | 12 | 0 | 0 | 0 | 0 | 0.9618 |  | 0 | 0 | 1 | Super Off Peak | 0 | 0 | 1 | Off Peak | 0 | 1 | Off Peak | 0 | 1 | Off Peak | 0 | 0 | 1 | Super Off Peak | 0 | 0 | 1 | Super Off Peak | 0 | 0 | 1 | Super Off Peak
2020-12-14 | 4 | 12 | 0 | 0 | 0 | 0 | 0.92874 |  | 0 | 0 | 1 | Super Off Peak | 0 | 0 | 1 | Off Peak | 0 | 1 | Off Peak | 0 | 1 | Off Peak | 0 | 0 | 1 | Super Off Peak | 0 | 0 | 1 | Super Off Peak | 0 | 0 | 1 | Super Off Peak
2020-12-14 | 5 | 12 | 0 | 0 | 0 | 0 | 0.90694 |  | 0 | 0 | 1 | Super Off Peak | 0 | 0 | 1 | Off Peak | 0 | 1 | Off Peak | 0 | 1 | Off Peak | 0 | 0 | 1 | Super Off Peak | 0 | 0 | 1 | Super Off Peak | 0 | 0 | 1 | Super Off Peak
2020-12-14 | 6 | 12 | 0 | 0 | 0 | 0 | 0.9264 |  | 0 | 0 | 1 | Super Off Peak | 0 | 0 | 1 | Off Peak | 0 | 1 | Off Peak | 0 | 1 | Off Peak | 0 | 0 | 1 | Super Off Peak | 0 | 1 | 0 | Off Peak | 0 | 1 | 0 | Off Peak
2020-12-14 | 7 | 12 | 0 | 0 | 0 | 0 | 1.224 |  | 0 | 1 | 0 | Off Peak | 0 | 1 | 0 | Semi Peak | 0 | 1 | Off Peak | 0 | 1 | Off Peak | 0 | 1 | 0 | Off Peak | 0 | 1 | 0 | Off Peak | 0 | 1 | 0 | Off Peak
2020-12-14 | 8 | 12 | 0 | 0 | 0 | 0 | 1.2839 |  | 0 | 1 | 0 | Off Peak | 0 | 1 | 0 | Semi Peak | 0 | 1 | Off Peak | 0 | 1 | Off Peak | 0 | 1 | 0 | Off Peak | 0 | 1 | 0 | Off Peak | 0 | 1 | 0 | Off Peak
2020-12-14 | 9 | 12 | 0 | 0 | 0 | 0 | 0.93938 |  | 0 | 1 | 0 | Off Peak | 0 | 1 | 0 | Semi Peak | 0 | 1 | Off Peak | 0 | 1 | Off Peak | 0 | 1 | 0 | Off Peak | 0 | 1 | 0 | Off Peak | 0 | 1 | 0 | Off Peak
2020-12-14 | 10 | 12 | 0 | 0 | 0 | 0 | 0.58597 |  | 0 | 1 | 0 | Off Peak | 0 | 1 | 0 | Semi Peak | 0 | 1 | Off Peak | 0 | 1 | Off Peak | 0 | 1 | 0 | Off Peak | 0 | 1 | 0 | Off Peak | 0 | 1 | 0 | Off Peak
2020-12-14 | 11 | 12 | 0 | 0 | 0 | 0 | 0.36466 |  | 0 | 1 | 0 | Off Peak | 0 | 1 | 0 | Semi Peak | 0 | 1 | Off Peak | 0 | 1 | Off Peak | 0 | 1 | 0 | Off Peak | 0 | 1 | 0 | Off Peak | 0 | 1 | 0 | Off Peak
2020-12-14 | 12 | 12 | 0 | 0 | 0 | 0 | 0.29858 |  | 0 | 1 | 0 | Off Peak | 0 | 1 | 0 | Semi Peak | 0 | 1 | Off Peak | 0 | 1 | Off Peak | 0 | 1 | 0 | Off Peak | 0 | 1 | 0 | Off Peak | 0 | 1 | 0 | Off Peak
2020-12-14 | 13 | 12 | 0 | 0 | 0 | 0 | 0.24003 |  | 0 | 1 | 0 | Off Peak | 0 | 1 | 0 | Semi Peak | 0 | 1 | Off Peak | 1 | 0 | On Peak | 0 | 1 | 0 | Off Peak | 1 | 0 | 0 | On Peak | 0 | 1 | 0 | Off Peak
2020-12-14 | 14 | 12 | 0 | 0 | 0 | 0 | 0.24349 |  | 0 | 1 | 0 | Off Peak | 0 | 1 | 0 | Semi Peak | 0 | 1 | Off Peak | 1 | 0 | On Peak | 0 | 1 | 0 | Off Peak | 1 | 0 | 0 | On Peak | 0 | 1 | 0 | Off Peak
2020-12-14 | 15 | 12 | 0 | 0 | 0 | 0 | 0.41237 |  | 0 | 1 | 0 | Off Peak | 0 | 1 | 0 | Semi Peak | 0 | 1 | Off Peak | 1 | 0 | On Peak | 0 | 1 | 0 | Off Peak | 1 | 0 | 0 | On Peak | 0 | 1 | 0 | Off Peak
2020-12-14 | 16 | 12 | 0 | 0 | 0 | 0 | 0.83712 |  | 0 | 1 | 0 | Off Peak | 0 | 1 | 0 | Semi Peak | 0 | 1 | Off Peak | 1 | 0 | On Peak | 0 | 1 | 0 | Off Peak | 1 | 0 | 0 | On Peak | 0 | 1 | 0 | Off Peak
2020-12-14 | 17 | 12 | 0 | 0 | 0 | 0 | 1.2999 |  | 1 | 0 | 0 | On Peak | 0 | 1 | 0 | Semi Peak | 1 | 0 | On Peak | 1 | 0 | On Peak | 0 | 1 | 0 | Off Peak | 1 | 0 | 0 | On Peak | 0 | 1 | 0 | Off Peak
2020-12-14 | 18 | 12 | 0 | 0 | 0 | 0 | 1.6366 |  | 1 | 0 | 0 | On Peak | 1 | 0 | 0 | On Peak | 1 | 0 | On Peak | 1 | 0 | On Peak | 0 | 1 | 0 | Off Peak | 1 | 0 | 0 | On Peak | 0 | 1 | 0 | Off Peak
2020-12-14 | 19 | 12 | 0 | 0 | 0 | 0 | 2.0018 |  | 1 | 0 | 0 | On Peak | 1 | 0 | 0 | On Peak | 1 | 0 | On Peak | 0 | 1 | Off Peak | 0 | 0 | 1 | Super Off Peak | 1 | 0 | 0 | On Peak | 0 | 1 | 0 | Off Peak
2020-12-14 | 20 | 12 | 0 | 0 | 0 | 0 | 2.0548 |  | 1 | 0 | 0 | On Peak | 1 | 0 | 0 | On Peak | 1 | 0 | On Peak | 0 | 1 | Off Peak | 0 | 0 | 1 | Super Off Peak | 1 | 0 | 0 | On Peak | 1 | 0 | 0 | On Peak
2020-12-14 | 21 | 12 | 0 | 0 | 0 | 0 | 2.0323 |  | 1 | 0 | 0 | On Peak | 0 | 1 | 0 | Semi Peak | 1 | 0 | On Peak | 0 | 1 | Off Peak | 0 | 0 | 1 | Super Off Peak | 0 | 1 | 0 | Off Peak | 1 | 0 | 0 | On Peak
2020-12-14 | 22 | 12 | 0 | 0 | 0 | 0 | 1.9854 |  | 0 | 1 | 0 | Off Peak | 0 | 1 | 0 | Semi Peak | 0 | 1 | Off Peak | 0 | 1 | Off Peak | 0 | 0 | 1 | Super Off Peak | 0 | 1 | 0 | Off Peak | 1 | 0 | 0 | On Peak
2020-12-14 | 23 | 12 | 0 | 0 | 0 | 0 | 1.5888 |  | 0 | 1 | 0 | Off Peak | 0 | 0 | 1 | Off Peak | 0 | 1 | Off Peak | 0 | 1 | Off Peak | 0 | 0 | 1 | Super Off Peak | 0 | 1 | 0 | Off Peak | 1 | 0 | 0 | On Peak
2020-12-14 | 24 | 12 | 0 | 0 | 0 | 0 | 1.4173 |  | 0 | 1 | 0 | Off Peak | 0 | 0 | 1 | Off Peak | 0 | 1 | Off Peak | 0 | 1 | Off Peak | 0 | 0 | 1 | Super Off Peak | 0 | 1 | 0 | Off Peak | 1 | 0 | 0 | On Peak
2020-12-15 | 1 | 12 | 0 | 0 | 0 | 0 | 1.1074 |  | 0 | 0 | 1 | Super Off Peak | 0 | 0 | 1 | Off Peak | 0 | 1 | Off Peak | 0 | 1 | Off Peak | 0 | 0 | 1 | Super Off Peak | 0 | 0 | 1 | Super Off Peak | 0 | 0 | 1 | Super Off Peak
2020-12-15 | 2 | 12 | 0 | 0 | 0 | 0 | 0.98267 |  | 0 | 0 | 1 | Super Off Peak | 0 | 0 | 1 | Off Peak | 0 | 1 | Off Peak | 0 | 1 | Off Peak | 0 | 0 | 1 | Super Off Peak | 0 | 0 | 1 | Super Off Peak | 0 | 0 | 1 | Super Off Peak
2020-12-15 | 3 | 12 | 0 | 0 | 0 | 0 | 0.91538 |  | 0 | 0 | 1 | Super Off Peak | 0 | 0 | 1 | Off Peak | 0 | 1 | Off Peak | 0 | 1 | Off Peak | 0 | 0 | 1 | Super Off Peak | 0 | 0 | 1 | Super Off Peak | 0 | 0 | 1 | Super Off Peak
2020-12-15 | 4 | 12 | 0 | 0 | 0 | 0 | 0.88076 |  | 0 | 0 | 1 | Super Off Peak | 0 | 0 | 1 | Off Peak | 0 | 1 | Off Peak | 0 | 1 | Off Peak | 0 | 0 | 1 | Super Off Peak | 0 | 0 | 1 | Super Off Peak | 0 | 0 | 1 | Super Off Peak
2020-12-15 | 5 | 12 | 0 | 0 | 0 | 0 | 0.85096 |  | 0 | 0 | 1 | Super Off Peak | 0 | 0 | 1 | Off Peak | 0 | 1 | Off Peak | 0 | 1 | Off Peak | 0 | 0 | 1 | Super Off Peak | 0 | 0 | 1 | Super Off Peak | 0 | 0 | 1 | Super Off Peak
2020-12-15 | 6 | 12 | 0 | 0 | 0 | 0 | 0.86837 |  | 0 | 0 | 1 | Super Off Peak | 0 | 0 | 1 | Off Peak | 0 | 1 | Off Peak | 0 | 1 | Off Peak | 0 | 0 | 1 | Super Off Peak | 0 | 1 | 0 | Off Peak | 0 | 1 | 0 | Off Peak
2020-12-15 | 7 | 12 | 0 | 0 | 0 | 0 | 1.1349 |  | 0 | 1 | 0 | Off Peak | 0 | 1 | 0 | Semi Peak | 0 | 1 | Off Peak | 0 | 1 | Off Peak | 0 | 1 | 0 | Off Peak | 0 | 1 | 0 | Off Peak | 0 | 1 | 0 | Off Peak
2020-12-15 | 8 | 12 | 0 | 0 | 0 | 0 | 1.1466 |  | 0 | 1 | 0 | Off Peak | 0 | 1 | 0 | Semi Peak | 0 | 1 | Off Peak | 0 | 1 | Off Peak | 0 | 1 | 0 | Off Peak | 0 | 1 | 0 | Off Peak | 0 | 1 | 0 | Off Peak
2020-12-15 | 9 | 12 | 0 | 0 | 0 | 0 | 0.85554 |  | 0 | 1 | 0 | Off Peak | 0 | 1 | 0 | Semi Peak | 0 | 1 | Off Peak | 0 | 1 | Off Peak | 0 | 1 | 0 | Off Peak | 0 | 1 | 0 | Off Peak | 0 | 1 | 0 | Off Peak
2020-12-15 | 10 | 12 | 0 | 0 | 0 | 0 | 0.57567 |  | 0 | 1 | 0 | Off Peak | 0 | 1 | 0 | Semi Peak | 0 | 1 | Off Peak | 0 | 1 | Off Peak | 0 | 1 | 0 | Off Peak | 0 | 1 | 0 | Off Peak | 0 | 1 | 0 | Off Peak
2020-12-15 | 11 | 12 | 0 | 0 | 0 | 0 | 0.43322 |  | 0 | 1 | 0 | Off Peak | 0 | 1 | 0 | Semi Peak | 0 | 1 | Off Peak | 0 | 1 | Off Peak | 0 | 1 | 0 | Off Peak | 0 | 1 | 0 | Off Peak | 0 | 1 | 0 | Off Peak
2020-12-15 | 12 | 12 | 0 | 0 | 0 | 0 | 0.41611 |  | 0 | 1 | 0 | Off Peak | 0 | 1 | 0 | Semi Peak | 0 | 1 | Off Peak | 0 | 1 | Off Peak | 0 | 1 | 0 | Off Peak | 0 | 1 | 0 | Off Peak | 0 | 1 | 0 | Off Peak
2020-12-15 | 13 | 12 | 0 | 0 | 0 | 0 | 0.40251 |  | 0 | 1 | 0 | Off Peak | 0 | 1 | 0 | Semi Peak | 0 | 1 | Off Peak | 1 | 0 | On Peak | 0 | 1 | 0 | Off Peak | 1 | 0 | 0 | On Peak | 0 | 1 | 0 | Off Peak
2020-12-15 | 14 | 12 | 0 | 0 | 0 | 0 | 0.45113 |  | 0 | 1 | 0 | Off Peak | 0 | 1 | 0 | Semi Peak | 0 | 1 | Off Peak | 1 | 0 | On Peak | 0 | 1 | 0 | Off Peak | 1 | 0 | 0 | On Peak | 0 | 1 | 0 | Off Peak
2020-12-15 | 15 | 12 | 0 | 0 | 0 | 0 | 0.618 |  | 0 | 1 | 0 | Off Peak | 0 | 1 | 0 | Semi Peak | 0 | 1 | Off Peak | 1 | 0 | On Peak | 0 | 1 | 0 | Off Peak | 1 | 0 | 0 | On Peak | 0 | 1 | 0 | Off Peak
2020-12-15 | 16 | 12 | 0 | 0 | 0 | 0 | 1.0291 |  | 0 | 1 | 0 | Off Peak | 0 | 1 | 0 | Semi Peak | 0 | 1 | Off Peak | 1 | 0 | On Peak | 0 | 1 | 0 | Off Peak | 1 | 0 | 0 | On Peak | 0 | 1 | 0 | Off Peak
2020-12-15 | 17 | 12 | 0 | 0 | 0 | 0 | 1.4107 |  | 1 | 0 | 0 | On Peak | 0 | 1 | 0 | Semi Peak | 1 | 0 | On Peak | 1 | 0 | On Peak | 0 | 1 | 0 | Off Peak | 1 | 0 | 0 | On Peak | 0 | 1 | 0 | Off Peak
2020-12-15 | 18 | 12 | 0 | 0 | 0 | 0 | 1.6631 |  | 1 | 0 | 0 | On Peak | 1 | 0 | 0 | On Peak | 1 | 0 | On Peak | 1 | 0 | On Peak | 0 | 1 | 0 | Off Peak | 1 | 0 | 0 | On Peak | 0 | 1 | 0 | Off Peak
2020-12-15 | 19 | 12 | 0 | 0 | 0 | 0 | 1.963 |  | 1 | 0 | 0 | On Peak | 1 | 0 | 0 | On Peak | 1 | 0 | On Peak | 0 | 1 | Off Peak | 0 | 0 | 1 | Super Off Peak | 1 | 0 | 0 | On Peak | 0 | 1 | 0 | Off Peak
2020-12-15 | 20 | 12 | 0 | 0 | 0 | 0 | 1.9931 |  | 1 | 0 | 0 | On Peak | 1 | 0 | 0 | On Peak | 1 | 0 | On Peak | 0 | 1 | Off Peak | 0 | 0 | 1 | Super Off Peak | 1 | 0 | 0 | On Peak | 1 | 0 | 0 | On Peak
2020-12-15 | 21 | 12 | 0 | 0 | 0 | 0 | 1.9575 |  | 1 | 0 | 0 | On Peak | 0 | 1 | 0 | Semi Peak | 1 | 0 | On Peak | 0 | 1 | Off Peak | 0 | 0 | 1 | Super Off Peak | 0 | 1 | 0 | Off Peak | 1 | 0 | 0 | On Peak
2020-12-15 | 22 | 12 | 0 | 0 | 0 | 0 | 1.8834 |  | 0 | 1 | 0 | Off Peak | 0 | 1 | 0 | Semi Peak | 0 | 1 | Off Peak | 0 | 1 | Off Peak | 0 | 0 | 1 | Super Off Peak | 0 | 1 | 0 | Off Peak | 1 | 0 | 0 | On Peak
2020-12-15 | 23 | 12 | 0 | 0 | 0 | 0 | 1.4935 |  | 0 | 1 | 0 | Off Peak | 0 | 0 | 1 | Off Peak | 0 | 1 | Off Peak | 0 | 1 | Off Peak | 0 | 0 | 1 | Super Off Peak | 0 | 1 | 0 | Off Peak | 1 | 0 | 0 | On Peak
2020-12-15 | 24 | 12 | 0 | 0 | 0 | 0 | 1.2965 |  | 0 | 1 | 0 | Off Peak | 0 | 0 | 1 | Off Peak | 0 | 1 | Off Peak | 0 | 1 | Off Peak | 0 | 0 | 1 | Super Off Peak | 0 | 1 | 0 | Off Peak | 1 | 0 | 0 | On Peak
2020-12-16 | 1 | 12 | 0 | 0 | 0 | 0 | 1.1348 |  | 0 | 0 | 1 | Super Off Peak | 0 | 0 | 1 | Off Peak | 0 | 1 | Off Peak | 0 | 1 | Off Peak | 0 | 0 | 1 | Super Off Peak | 0 | 0 | 1 | Super Off Peak | 0 | 0 | 1 | Super Off Peak
2020-12-16 | 2 | 12 | 0 | 0 | 0 | 0 | 0.99405 |  | 0 | 0 | 1 | Super Off Peak | 0 | 0 | 1 | Off Peak | 0 | 1 | Off Peak | 0 | 1 | Off Peak | 0 | 0 | 1 | Super Off Peak | 0 | 0 | 1 | Super Off Peak | 0 | 0 | 1 | Super Off Peak
2020-12-16 | 3 | 12 | 0 | 0 | 0 | 0 | 0.92449 |  | 0 | 0 | 1 | Super Off Peak | 0 | 0 | 1 | Off Peak | 0 | 1 | Off Peak | 0 | 1 | Off Peak | 0 | 0 | 1 | Super Off Peak | 0 | 0 | 1 | Super Off Peak | 0 | 0 | 1 | Super Off Peak
2020-12-16 | 4 | 12 | 0 | 0 | 0 | 0 | 0.88792 |  | 0 | 0 | 1 | Super Off Peak | 0 | 0 | 1 | Off Peak | 0 | 1 | Off Peak | 0 | 1 | Off Peak | 0 | 0 | 1 | Super Off Peak | 0 | 0 | 1 | Super Off Peak | 0 | 0 | 1 | Super Off Peak
2020-12-16 | 5 | 12 | 0 | 0 | 0 | 0 | 0.86148 |  | 0 | 0 | 1 | Super Off Peak | 0 | 0 | 1 | Off Peak | 0 | 1 | Off Peak | 0 | 1 | Off Peak | 0 | 0 | 1 | Super Off Peak | 0 | 0 | 1 | Super Off Peak | 0 | 0 | 1 | Super Off Peak
2020-12-16 | 6 | 12 | 0 | 0 | 0 | 0 | 0.87039 |  | 0 | 0 | 1 | Super Off Peak | 0 | 0 | 1 | Off Peak | 0 | 1 | Off Peak | 0 | 1 | Off Peak | 0 | 0 | 1 | Super Off Peak | 0 | 1 | 0 | Off Peak | 0 | 1 | 0 | Off Peak
2020-12-16 | 7 | 12 | 0 | 0 | 0 | 0 | 1.1351 |  | 0 | 1 | 0 | Off Peak | 0 | 1 | 0 | Semi Peak | 0 | 1 | Off Peak | 0 | 1 | Off Peak | 0 | 1 | 0 | Off Peak | 0 | 1 | 0 | Off Peak | 0 | 1 | 0 | Off Peak
2020-12-16 | 8 | 12 | 0 | 0 | 0 | 0 | 1.1627 |  | 0 | 1 | 0 | Off Peak | 0 | 1 | 0 | Semi Peak | 0 | 1 | Off Peak | 0 | 1 | Off Peak | 0 | 1 | 0 | Off Peak | 0 | 1 | 0 | Off Peak | 0 | 1 | 0 | Off Peak
2020-12-16 | 9 | 12 | 0 | 0 | 0 | 0 | 0.87002 |  | 0 | 1 | 0 | Off Peak | 0 | 1 | 0 | Semi Peak | 0 | 1 | Off Peak | 0 | 1 | Off Peak | 0 | 1 | 0 | Off Peak | 0 | 1 | 0 | Off Peak | 0 | 1 | 0 | Off Peak
2020-12-16 | 10 | 12 | 0 | 0 | 0 | 0 | 0.57133 |  | 0 | 1 | 0 | Off Peak | 0 | 1 | 0 | Semi Peak | 0 | 1 | Off Peak | 0 | 1 | Off Peak | 0 | 1 | 0 | Off Peak | 0 | 1 | 0 | Off Peak | 0 | 1 | 0 | Off Peak
2020-12-16 | 11 | 12 | 0 | 0 | 0 | 0 | 0.4106 |  | 0 | 1 | 0 | Off Peak | 0 | 1 | 0 | Semi Peak | 0 | 1 | Off Peak | 0 | 1 | Off Peak | 0 | 1 | 0 | Off Peak | 0 | 1 | 0 | Off Peak | 0 | 1 | 0 | Off Peak
2020-12-16 | 12 | 12 | 0 | 0 | 0 | 0 | 0.39736 |  | 0 | 1 | 0 | Off Peak | 0 | 1 | 0 | Semi Peak | 0 | 1 | Off Peak | 0 | 1 | Off Peak | 0 | 1 | 0 | Off Peak | 0 | 1 | 0 | Off Peak | 0 | 1 | 0 | Off Peak
2020-12-16 | 13 | 12 | 0 | 0 | 0 | 0 | 0.37763 |  | 0 | 1 | 0 | Off Peak | 0 | 1 | 0 | Semi Peak | 0 | 1 | Off Peak | 1 | 0 | On Peak | 0 | 1 | 0 | Off Peak | 1 | 0 | 0 | On Peak | 0 | 1 | 0 | Off Peak
2020-12-16 | 14 | 12 | 0 | 0 | 0 | 0 | 0.42345 |  | 0 | 1 | 0 | Off Peak | 0 | 1 | 0 | Semi Peak | 0 | 1 | Off Peak | 1 | 0 | On Peak | 0 | 1 | 0 | Off Peak | 1 | 0 | 0 | On Peak | 0 | 1 | 0 | Off Peak
2020-12-16 | 15 | 12 | 0 | 0 | 0 | 0 | 0.59633 |  | 0 | 1 | 0 | Off Peak | 0 | 1 | 0 | Semi Peak | 0 | 1 | Off Peak | 1 | 0 | On Peak | 0 | 1 | 0 | Off Peak | 1 | 0 | 0 | On Peak | 0 | 1 | 0 | Off Peak
2020-12-16 | 16 | 12 | 0 | 0 | 0 | 0 | 0.99359 |  | 0 | 1 | 0 | Off Peak | 0 | 1 | 0 | Semi Peak | 0 | 1 | Off Peak | 1 | 0 | On Peak | 0 | 1 | 0 | Off Peak | 1 | 0 | 0 | On Peak | 0 | 1 | 0 | Off Peak
2020-12-16 | 17 | 12 | 0 | 0 | 0 | 0 | 1.3952 |  | 1 | 0 | 0 | On Peak | 0 | 1 | 0 | Semi Peak | 1 | 0 | On Peak | 1 | 0 | On Peak | 0 | 1 | 0 | Off Peak | 1 | 0 | 0 | On Peak | 0 | 1 | 0 | Off Peak
2020-12-16 | 18 | 12 | 0 | 0 | 0 | 0 | 1.6673 |  | 1 | 0 | 0 | On Peak | 1 | 0 | 0 | On Peak | 1 | 0 | On Peak | 1 | 0 | On Peak | 0 | 1 | 0 | Off Peak | 1 | 0 | 0 | On Peak | 0 | 1 | 0 | Off Peak
2020-12-16 | 19 | 12 | 0 | 0 | 0 | 0 | 1.9668 |  | 1 | 0 | 0 | On Peak | 1 | 0 | 0 | On Peak | 1 | 0 | On Peak | 0 | 1 | Off Peak | 0 | 0 | 1 | Super Off Peak | 1 | 0 | 0 | On Peak | 0 | 1 | 0 | Off Peak
2020-12-16 | 20 | 12 | 0 | 0 | 0 | 0 | 2.015 |  | 1 | 0 | 0 | On Peak | 1 | 0 | 0 | On Peak | 1 | 0 | On Peak | 0 | 1 | Off Peak | 0 | 0 | 1 | Super Off Peak | 1 | 0 | 0 | On Peak | 1 | 0 | 0 | On Peak
2020-12-16 | 21 | 12 | 0 | 0 | 0 | 0 | 1.9869 |  | 1 | 0 | 0 | On Peak | 0 | 1 | 0 | Semi Peak | 1 | 0 | On Peak | 0 | 1 | Off Peak | 0 | 0 | 1 | Super Off Peak | 0 | 1 | 0 | Off Peak | 1 | 0 | 0 | On Peak
2020-12-16 | 22 | 12 | 0 | 0 | 0 | 0 | 1.9262 |  | 0 | 1 | 0 | Off Peak | 0 | 1 | 0 | Semi Peak | 0 | 1 | Off Peak | 0 | 1 | Off Peak | 0 | 0 | 1 | Super Off Peak | 0 | 1 | 0 | Off Peak | 1 | 0 | 0 | On Peak
2020-12-16 | 23 | 12 | 0 | 0 | 0 | 0 | 1.5344 |  | 0 | 1 | 0 | Off Peak | 0 | 0 | 1 | Off Peak | 0 | 1 | Off Peak | 0 | 1 | Off Peak | 0 | 0 | 1 | Super Off Peak | 0 | 1 | 0 | Off Peak | 1 | 0 | 0 | On Peak
2020-12-16 | 24 | 12 | 0 | 0 | 0 | 0 | 1.3382 |  | 0 | 1 | 0 | Off Peak | 0 | 0 | 1 | Off Peak | 0 | 1 | Off Peak | 0 | 1 | Off Peak | 0 | 0 | 1 | Super Off Peak | 0 | 1 | 0 | Off Peak | 1 | 0 | 0 | On Peak
2020-12-17 | 1 | 12 | 0 | 0 | 0 | 0 | 1.116 |  | 0 | 0 | 1 | Super Off Peak | 0 | 0 | 1 | Off Peak | 0 | 1 | Off Peak | 0 | 1 | Off Peak | 0 | 0 | 1 | Super Off Peak | 0 | 0 | 1 | Super Off Peak | 0 | 0 | 1 | Super Off Peak
2020-12-17 | 2 | 12 | 0 | 0 | 0 | 0 | 0.99235 |  | 0 | 0 | 1 | Super Off Peak | 0 | 0 | 1 | Off Peak | 0 | 1 | Off Peak | 0 | 1 | Off Peak | 0 | 0 | 1 | Super Off Peak | 0 | 0 | 1 | Super Off Peak | 0 | 0 | 1 | Super Off Peak
2020-12-17 | 3 | 12 | 0 | 0 | 0 | 0 | 0.93321 |  | 0 | 0 | 1 | Super Off Peak | 0 | 0 | 1 | Off Peak | 0 | 1 | Off Peak | 0 | 1 | Off Peak | 0 | 0 | 1 | Super Off Peak | 0 | 0 | 1 | Super Off Peak | 0 | 0 | 1 | Super Off Peak
2020-12-17 | 4 | 12 | 0 | 0 | 0 | 0 | 0.89387 |  | 0 | 0 | 1 | Super Off Peak | 0 | 0 | 1 | Off Peak | 0 | 1 | Off Peak | 0 | 1 | Off Peak | 0 | 0 | 1 | Super Off Peak | 0 | 0 | 1 | Super Off Peak | 0 | 0 | 1 | Super Off Peak
2020-12-17 | 5 | 12 | 0 | 0 | 0 | 0 | 0.86958 |  | 0 | 0 | 1 | Super Off Peak | 0 | 0 | 1 | Off Peak | 0 | 1 | Off Peak | 0 | 1 | Off Peak | 0 | 0 | 1 | Super Off Peak | 0 | 0 | 1 | Super Off Peak | 0 | 0 | 1 | Super Off Peak
2020-12-17 | 6 | 12 | 0 | 0 | 0 | 0 | 0.88909 |  | 0 | 0 | 1 | Super Off Peak | 0 | 0 | 1 | Off Peak | 0 | 1 | Off Peak | 0 | 1 | Off Peak | 0 | 0 | 1 | Super Off Peak | 0 | 1 | 0 | Off Peak | 0 | 1 | 0 | Off Peak
2020-12-17 | 7 | 12 | 0 | 0 | 0 | 0 | 1.1649 |  | 0 | 1 | 0 | Off Peak | 0 | 1 | 0 | Semi Peak | 0 | 1 | Off Peak | 0 | 1 | Off Peak | 0 | 1 | 0 | Off Peak | 0 | 1 | 0 | Off Peak | 0 | 1 | 0 | Off Peak
2020-12-17 | 8 | 12 | 0 | 0 | 0 | 0 | 1.2135 |  | 0 | 1 | 0 | Off Peak | 0 | 1 | 0 | Semi Peak | 0 | 1 | Off Peak | 0 | 1 | Off Peak | 0 | 1 | 0 | Off Peak | 0 | 1 | 0 | Off Peak | 0 | 1 | 0 | Off Peak
2020-12-17 | 9 | 12 | 0 | 0 | 0 | 0 | 0.91755 |  | 0 | 1 | 0 | Off Peak | 0 | 1 | 0 | Semi Peak | 0 | 1 | Off Peak | 0 | 1 | Off Peak | 0 | 1 | 0 | Off Peak | 0 | 1 | 0 | Off Peak | 0 | 1 | 0 | Off Peak
2020-12-17 | 10 | 12 | 0 | 0 | 0 | 0 | 0.59609 |  | 0 | 1 | 0 | Off Peak | 0 | 1 | 0 | Semi Peak | 0 | 1 | Off Peak | 0 | 1 | Off Peak | 0 | 1 | 0 | Off Peak | 0 | 1 | 0 | Off Peak | 0 | 1 | 0 | Off Peak
2020-12-17 | 11 | 12 | 0 | 0 | 0 | 0 | 0.41265 |  | 0 | 1 | 0 | Off Peak | 0 | 1 | 0 | Semi Peak | 0 | 1 | Off Peak | 0 | 1 | Off Peak | 0 | 1 | 0 | Off Peak | 0 | 1 | 0 | Off Peak | 0 | 1 | 0 | Off Peak
2020-12-17 | 12 | 12 | 0 | 0 | 0 | 0 | 0.3936 |  | 0 | 1 | 0 | Off Peak | 0 | 1 | 0 | Semi Peak | 0 | 1 | Off Peak | 0 | 1 | Off Peak | 0 | 1 | 0 | Off Peak | 0 | 1 | 0 | Off Peak | 0 | 1 | 0 | Off Peak
2020-12-17 | 13 | 12 | 0 | 0 | 0 | 0 | 0.36755 |  | 0 | 1 | 0 | Off Peak | 0 | 1 | 0 | Semi Peak | 0 | 1 | Off Peak | 1 | 0 | On Peak | 0 | 1 | 0 | Off Peak | 1 | 0 | 0 | On Peak | 0 | 1 | 0 | Off Peak
2020-12-17 | 14 | 12 | 0 | 0 | 0 | 0 | 0.40485 |  | 0 | 1 | 0 | Off Peak | 0 | 1 | 0 | Semi Peak | 0 | 1 | Off Peak | 1 | 0 | On Peak | 0 | 1 | 0 | Off Peak | 1 | 0 | 0 | On Peak | 0 | 1 | 0 | Off Peak
2020-12-17 | 15 | 12 | 0 | 0 | 0 | 0 | 0.57584 |  | 0 | 1 | 0 | Off Peak | 0 | 1 | 0 | Semi Peak | 0 | 1 | Off Peak | 1 | 0 | On Peak | 0 | 1 | 0 | Off Peak | 1 | 0 | 0 | On Peak | 0 | 1 | 0 | Off Peak
2020-12-17 | 16 | 12 | 0 | 0 | 0 | 0 | 0.99157 |  | 0 | 1 | 0 | Off Peak | 0 | 1 | 0 | Semi Peak | 0 | 1 | Off Peak | 1 | 0 | On Peak | 0 | 1 | 0 | Off Peak | 1 | 0 | 0 | On Peak | 0 | 1 | 0 | Off Peak
2020-12-17 | 17 | 12 | 0 | 0 | 0 | 0 | 1.3926 |  | 1 | 0 | 0 | On Peak | 0 | 1 | 0 | Semi Peak | 1 | 0 | On Peak | 1 | 0 | On Peak | 0 | 1 | 0 | Off Peak | 1 | 0 | 0 | On Peak | 0 | 1 | 0 | Off Peak
2020-12-17 | 18 | 12 | 0 | 0 | 0 | 0 | 1.6577 |  | 1 | 0 | 0 | On Peak | 1 | 0 | 0 | On Peak | 1 | 0 | On Peak | 1 | 0 | On Peak | 0 | 1 | 0 | Off Peak | 1 | 0 | 0 | On Peak | 0 | 1 | 0 | Off Peak
2020-12-17 | 19 | 12 | 0 | 0 | 0 | 0 | 1.9433 |  | 1 | 0 | 0 | On Peak | 1 | 0 | 0 | On Peak | 1 | 0 | On Peak | 0 | 1 | Off Peak | 0 | 0 | 1 | Super Off Peak | 1 | 0 | 0 | On Peak | 0 | 1 | 0 | Off Peak
2020-12-17 | 20 | 12 | 0 | 0 | 0 | 0 | 1.9842 |  | 1 | 0 | 0 | On Peak | 1 | 0 | 0 | On Peak | 1 | 0 | On Peak | 0 | 1 | Off Peak | 0 | 0 | 1 | Super Off Peak | 1 | 0 | 0 | On Peak | 1 | 0 | 0 | On Peak
2020-12-17 | 21 | 12 | 0 | 0 | 0 | 0 | 1.9467 |  | 1 | 0 | 0 | On Peak | 0 | 1 | 0 | Semi Peak | 1 | 0 | On Peak | 0 | 1 | Off Peak | 0 | 0 | 1 | Super Off Peak | 0 | 1 | 0 | Off Peak | 1 | 0 | 0 | On Peak
2020-12-17 | 22 | 12 | 0 | 0 | 0 | 0 | 1.8869 |  | 0 | 1 | 0 | Off Peak | 0 | 1 | 0 | Semi Peak | 0 | 1 | Off Peak | 0 | 1 | Off Peak | 0 | 0 | 1 | Super Off Peak | 0 | 1 | 0 | Off Peak | 1 | 0 | 0 | On Peak
2020-12-17 | 23 | 12 | 0 | 0 | 0 | 0 | 1.4986 |  | 0 | 1 | 0 | Off Peak | 0 | 0 | 1 | Off Peak | 0 | 1 | Off Peak | 0 | 1 | Off Peak | 0 | 0 | 1 | Super Off Peak | 0 | 1 | 0 | Off Peak | 1 | 0 | 0 | On Peak
2020-12-17 | 24 | 12 | 0 | 0 | 0 | 0 | 1.3059 |  | 0 | 1 | 0 | Off Peak | 0 | 0 | 1 | Off Peak | 0 | 1 | Off Peak | 0 | 1 | Off Peak | 0 | 0 | 1 | Super Off Peak | 0 | 1 | 0 | Off Peak | 1 | 0 | 0 | On Peak
2020-12-18 | 1 | 12 | 0 | 0 | 0 | 0 | 1.0941 |  | 0 | 0 | 1 | Super Off Peak | 0 | 0 | 1 | Off Peak | 0 | 1 | Off Peak | 0 | 1 | Off Peak | 0 | 0 | 1 | Super Off Peak | 0 | 0 | 1 | Super Off Peak | 0 | 0 | 1 | Super Off Peak
2020-12-18 | 2 | 12 | 0 | 0 | 0 | 0 | 0.98359 |  | 0 | 0 | 1 | Super Off Peak | 0 | 0 | 1 | Off Peak | 0 | 1 | Off Peak | 0 | 1 | Off Peak | 0 | 0 | 1 | Super Off Peak | 0 | 0 | 1 | Super Off Peak | 0 | 0 | 1 | Super Off Peak
2020-12-18 | 3 | 12 | 0 | 0 | 0 | 0 | 0.92297 |  | 0 | 0 | 1 | Super Off Peak | 0 | 0 | 1 | Off Peak | 0 | 1 | Off Peak | 0 | 1 | Off Peak | 0 | 0 | 1 | Super Off Peak | 0 | 0 | 1 | Super Off Peak | 0 | 0 | 1 | Super Off Peak
2020-12-18 | 4 | 12 | 0 | 0 | 0 | 0 | 0.88156 |  | 0 | 0 | 1 | Super Off Peak | 0 | 0 | 1 | Off Peak | 0 | 1 | Off Peak | 0 | 1 | Off Peak | 0 | 0 | 1 | Super Off Peak | 0 | 0 | 1 | Super Off Peak | 0 | 0 | 1 | Super Off Peak
2020-12-18 | 5 | 12 | 0 | 0 | 0 | 0 | 0.85547 |  | 0 | 0 | 1 | Super Off Peak | 0 | 0 | 1 | Off Peak | 0 | 1 | Off Peak | 0 | 1 | Off Peak | 0 | 0 | 1 | Super Off Peak | 0 | 0 | 1 | Super Off Peak | 0 | 0 | 1 | Super Off Peak
2020-12-18 | 6 | 12 | 0 | 0 | 0 | 0 | 0.87675 |  | 0 | 0 | 1 | Super Off Peak | 0 | 0 | 1 | Off Peak | 0 | 1 | Off Peak | 0 | 1 | Off Peak | 0 | 0 | 1 | Super Off Peak | 0 | 1 | 0 | Off Peak | 0 | 1 | 0 | Off Peak
2020-12-18 | 7 | 12 | 0 | 0 | 0 | 0 | 1.1446 |  | 0 | 1 | 0 | Off Peak | 0 | 1 | 0 | Semi Peak | 0 | 1 | Off Peak | 0 | 1 | Off Peak | 0 | 1 | 0 | Off Peak | 0 | 1 | 0 | Off Peak | 0 | 1 | 0 | Off Peak
2020-12-18 | 8 | 12 | 0 | 0 | 0 | 0 | 1.166 |  | 0 | 1 | 0 | Off Peak | 0 | 1 | 0 | Semi Peak | 0 | 1 | Off Peak | 0 | 1 | Off Peak | 0 | 1 | 0 | Off Peak | 0 | 1 | 0 | Off Peak | 0 | 1 | 0 | Off Peak
2020-12-18 | 9 | 12 | 0 | 0 | 0 | 0 | 0.87032 |  | 0 | 1 | 0 | Off Peak | 0 | 1 | 0 | Semi Peak | 0 | 1 | Off Peak | 0 | 1 | Off Peak | 0 | 1 | 0 | Off Peak | 0 | 1 | 0 | Off Peak | 0 | 1 | 0 | Off Peak
2020-12-18 | 10 | 12 | 0 | 0 | 0 | 0 | 0.57015 |  | 0 | 1 | 0 | Off Peak | 0 | 1 | 0 | Semi Peak | 0 | 1 | Off Peak | 0 | 1 | Off Peak | 0 | 1 | 0 | Off Peak | 0 | 1 | 0 | Off Peak | 0 | 1 | 0 | Off Peak
2020-12-18 | 11 | 12 | 0 | 0 | 0 | 0 | 0.42017 |  | 0 | 1 | 0 | Off Peak | 0 | 1 | 0 | Semi Peak | 0 | 1 | Off Peak | 0 | 1 | Off Peak | 0 | 1 | 0 | Off Peak | 0 | 1 | 0 | Off Peak | 0 | 1 | 0 | Off Peak
2020-12-18 | 12 | 12 | 0 | 0 | 0 | 0 | 0.40122 |  | 0 | 1 | 0 | Off Peak | 0 | 1 | 0 | Semi Peak | 0 | 1 | Off Peak | 0 | 1 | Off Peak | 0 | 1 | 0 | Off Peak | 0 | 1 | 0 | Off Peak | 0 | 1 | 0 | Off Peak
2020-12-18 | 13 | 12 | 0 | 0 | 0 | 0 | 0.37576 |  | 0 | 1 | 0 | Off Peak | 0 | 1 | 0 | Semi Peak | 0 | 1 | Off Peak | 1 | 0 | On Peak | 0 | 1 | 0 | Off Peak | 1 | 0 | 0 | On Peak | 0 | 1 | 0 | Off Peak
2020-12-18 | 14 | 12 | 0 | 0 | 0 | 0 | 0.40518 |  | 0 | 1 | 0 | Off Peak | 0 | 1 | 0 | Semi Peak | 0 | 1 | Off Peak | 1 | 0 | On Peak | 0 | 1 | 0 | Off Peak | 1 | 0 | 0 | On Peak | 0 | 1 | 0 | Off Peak
2020-12-18 | 15 | 12 | 0 | 0 | 0 | 0 | 0.57267 |  | 0 | 1 | 0 | Off Peak | 0 | 1 | 0 | Semi Peak | 0 | 1 | Off Peak | 1 | 0 | On Peak | 0 | 1 | 0 | Off Peak | 1 | 0 | 0 | On Peak | 0 | 1 | 0 | Off Peak
2020-12-18 | 16 | 12 | 0 | 0 | 0 | 0 | 0.9768 |  | 0 | 1 | 0 | Off Peak | 0 | 1 | 0 | Semi Peak | 0 | 1 | Off Peak | 1 | 0 | On Peak | 0 | 1 | 0 | Off Peak | 1 | 0 | 0 | On Peak | 0 | 1 | 0 | Off Peak
2020-12-18 | 17 | 12 | 0 | 0 | 0 | 0 | 1.3646 |  | 1 | 0 | 0 | On Peak | 0 | 1 | 0 | Semi Peak | 1 | 0 | On Peak | 1 | 0 | On Peak | 0 | 1 | 0 | Off Peak | 1 | 0 | 0 | On Peak | 0 | 1 | 0 | Off Peak
2020-12-18 | 18 | 12 | 0 | 0 | 0 | 0 | 1.6258 |  | 1 | 0 | 0 | On Peak | 1 | 0 | 0 | On Peak | 1 | 0 | On Peak | 1 | 0 | On Peak | 0 | 1 | 0 | Off Peak | 1 | 0 | 0 | On Peak | 0 | 1 | 0 | Off Peak
2020-12-18 | 19 | 12 | 0 | 0 | 0 | 0 | 1.9165 |  | 1 | 0 | 0 | On Peak | 1 | 0 | 0 | On Peak | 1 | 0 | On Peak | 0 | 1 | Off Peak | 0 | 0 | 1 | Super Off Peak | 1 | 0 | 0 | On Peak | 0 | 1 | 0 | Off Peak
2020-12-18 | 20 | 12 | 0 | 0 | 0 | 0 | 1.952 |  | 1 | 0 | 0 | On Peak | 1 | 0 | 0 | On Peak | 1 | 0 | On Peak | 0 | 1 | Off Peak | 0 | 0 | 1 | Super Off Peak | 1 | 0 | 0 | On Peak | 1 | 0 | 0 | On Peak
2020-12-18 | 21 | 12 | 0 | 0 | 0 | 0 | 1.9096 |  | 1 | 0 | 0 | On Peak | 0 | 1 | 0 | Semi Peak | 1 | 0 | On Peak | 0 | 1 | Off Peak | 0 | 0 | 1 | Super Off Peak | 0 | 1 | 0 | Off Peak | 1 | 0 | 0 | On Peak
2020-12-18 | 22 | 12 | 0 | 0 | 0 | 0 | 1.8394 |  | 0 | 1 | 0 | Off Peak | 0 | 1 | 0 | Semi Peak | 0 | 1 | Off Peak | 0 | 1 | Off Peak | 0 | 0 | 1 | Super Off Peak | 0 | 1 | 0 | Off Peak | 1 | 0 | 0 | On Peak
2020-12-18 | 23 | 12 | 0 | 0 | 0 | 0 | 1.4594 |  | 0 | 1 | 0 | Off Peak | 0 | 0 | 1 | Off Peak | 0 | 1 | Off Peak | 0 | 1 | Off Peak | 0 | 0 | 1 | Super Off Peak | 0 | 1 | 0 | Off Peak | 1 | 0 | 0 | On Peak
2020-12-18 | 24 | 12 | 0 | 0 | 0 | 0 | 1.2767 |  | 0 | 1 | 0 | Off Peak | 0 | 0 | 1 | Off Peak | 0 | 1 | Off Peak | 0 | 1 | Off Peak | 0 | 0 | 1 | Super Off Peak | 0 | 1 | 0 | Off Peak | 1 | 0 | 0 | On Peak
2020-12-19 | 1 | 12 | 0 | 1 | 0 | 0 | 1.1034 |  | 0 | 0 | 1 | Super Off Peak | 0 | 0 | 1 | Off Peak | 0 | 1 | Off Peak | 0 | 1 | Off Peak | 0 | 0 | 1 | Super Off Peak | 0 | 0 | 1 | Super Off Peak | 0 | 0 | 1 | Super Off Peak
2020-12-19 | 2 | 12 | 0 | 1 | 0 | 0 | 1.0141 |  | 0 | 0 | 1 | Super Off Peak | 0 | 0 | 1 | Off Peak | 0 | 1 | Off Peak | 0 | 1 | Off Peak | 0 | 0 | 1 | Super Off Peak | 0 | 0 | 1 | Super Off Peak | 0 | 0 | 1 | Super Off Peak
2020-12-19 | 3 | 12 | 0 | 1 | 0 | 0 | 0.94638 |  | 0 | 0 | 1 | Super Off Peak | 0 | 0 | 1 | Off Peak | 0 | 1 | Off Peak | 0 | 1 | Off Peak | 0 | 0 | 1 | Super Off Peak | 0 | 0 | 1 | Super Off Peak | 0 | 0 | 1 | Super Off Peak
2020-12-19 | 4 | 12 | 0 | 1 | 0 | 0 | 0.90893 |  | 0 | 0 | 1 | Super Off Peak | 0 | 0 | 1 | Off Peak | 0 | 1 | Off Peak | 0 | 1 | Off Peak | 0 | 0 | 1 | Super Off Peak | 0 | 0 | 1 | Super Off Peak | 0 | 0 | 1 | Super Off Peak
2020-12-19 | 5 | 12 | 0 | 1 | 0 | 0 | 0.88665 |  | 0 | 0 | 1 | Super Off Peak | 0 | 0 | 1 | Off Peak | 0 | 1 | Off Peak | 0 | 1 | Off Peak | 0 | 0 | 1 | Super Off Peak | 0 | 0 | 1 | Super Off Peak | 0 | 0 | 1 | Super Off Peak
2020-12-19 | 6 | 12 | 0 | 1 | 0 | 0 | 0.88789 |  | 0 | 0 | 1 | Super Off Peak | 0 | 0 | 1 | Off Peak | 0 | 1 | Off Peak | 0 | 1 | Off Peak | 0 | 0 | 1 | Super Off Peak | 0 | 1 | 0 | Off Peak | 0 | 1 | 0 | Off Peak
2020-12-19 | 7 | 12 | 0 | 1 | 0 | 0 | 1.102 |  | 0 | 0 | 1 | Super Off Peak | 0 | 0 | 1 | Off Peak | 0 | 1 | Off Peak | 0 | 1 | Off Peak | 0 | 0 | 1 | Super Off Peak | 0 | 1 | 0 | Off Peak | 0 | 1 | 0 | Off Peak
2020-12-19 | 8 | 12 | 0 | 1 | 0 | 0 | 0.99573 |  | 0 | 0 | 1 | Super Off Peak | 0 | 0 | 1 | Off Peak | 0 | 1 | Off Peak | 0 | 1 | Off Peak | 0 | 0 | 1 | Super Off Peak | 0 | 1 | 0 | Off Peak | 0 | 1 | 0 | Off Peak
2020-12-19 | 9 | 12 | 0 | 1 | 0 | 0 | 0.63891 |  | 0 | 0 | 1 | Super Off Peak | 0 | 0 | 1 | Off Peak | 0 | 1 | Off Peak | 0 | 1 | Off Peak | 0 | 0 | 1 | Super Off Peak | 0 | 1 | 0 | Off Peak | 0 | 1 | 0 | Off Peak
2020-12-19 | 10 | 12 | 0 | 1 | 0 | 0 | 0.38007 |  | 0 | 0 | 1 | Super Off Peak | 0 | 0 | 1 | Off Peak | 0 | 1 | Off Peak | 0 | 1 | Off Peak | 0 | 0 | 1 | Super Off Peak | 0 | 1 | 0 | Off Peak | 0 | 1 | 0 | Off Peak
2020-12-19 | 11 | 12 | 0 | 1 | 0 | 0 | 0.23177 |  | 0 | 0 | 1 | Super Off Peak | 0 | 0 | 1 | Off Peak | 0 | 1 | Off Peak | 0 | 1 | Off Peak | 0 | 0 | 1 | Super Off Peak | 0 | 1 | 0 | Off Peak | 0 | 1 | 0 | Off Peak
2020-12-19 | 12 | 12 | 0 | 1 | 0 | 0 | 0.21246 |  | 0 | 0 | 1 | Super Off Peak | 0 | 0 | 1 | Off Peak | 0 | 1 | Off Peak | 0 | 1 | Off Peak | 0 | 0 | 1 | Super Off Peak | 0 | 1 | 0 | Off Peak | 0 | 1 | 0 | Off Peak
2020-12-19 | 13 | 12 | 0 | 1 | 0 | 0 | 0.2081 |  | 0 | 0 | 1 | Super Off Peak | 0 | 0 | 1 | Off Peak | 0 | 1 | Off Peak | 0 | 1 | Off Peak | 0 | 0 | 1 | Super Off Peak | 1 | 0 | 0 | On Peak | 0 | 1 | 0 | Off Peak
2020-12-19 | 14 | 12 | 0 | 1 | 0 | 0 | 0.24601 |  | 0 | 0 | 1 | Super Off Peak | 0 | 0 | 1 | Off Peak | 0 | 1 | Off Peak | 0 | 1 | Off Peak | 0 | 0 | 1 | Super Off Peak | 1 | 0 | 0 | On Peak | 0 | 1 | 0 | Off Peak
2020-12-19 | 15 | 12 | 0 | 1 | 0 | 0 | 0.38084 |  | 0 | 1 | 0 | Off Peak | 0 | 0 | 1 | Off Peak | 0 | 1 | Off Peak | 0 | 1 | Off Peak | 0 | 0 | 1 | Super Off Peak | 1 | 0 | 0 | On Peak | 0 | 1 | 0 | Off Peak
2020-12-19 | 16 | 12 | 0 | 1 | 0 | 0 | 0.80222 |  | 0 | 1 | 0 | Off Peak | 0 | 0 | 1 | Off Peak | 0 | 1 | Off Peak | 0 | 1 | Off Peak | 0 | 0 | 1 | Super Off Peak | 1 | 0 | 0 | On Peak | 0 | 1 | 0 | Off Peak
2020-12-19 | 17 | 12 | 0 | 1 | 0 | 0 | 1.1775 |  | 1 | 0 | 0 | On Peak | 0 | 0 | 1 | Off Peak | 0 | 1 | Off Peak | 0 | 1 | Off Peak | 0 | 0 | 1 | Super Off Peak | 1 | 0 | 0 | On Peak | 0 | 1 | 0 | Off Peak
2020-12-19 | 18 | 12 | 0 | 1 | 0 | 0 | 1.4687 |  | 1 | 0 | 0 | On Peak | 0 | 0 | 1 | Off Peak | 0 | 1 | Off Peak | 0 | 1 | Off Peak | 0 | 0 | 1 | Super Off Peak | 1 | 0 | 0 | On Peak | 0 | 1 | 0 | Off Peak
2020-12-19 | 19 | 12 | 0 | 1 | 0 | 0 | 1.8068 |  | 1 | 0 | 0 | On Peak | 0 | 0 | 1 | Off Peak | 0 | 1 | Off Peak | 0 | 1 | Off Peak | 0 | 0 | 1 | Super Off Peak | 1 | 0 | 0 | On Peak | 0 | 1 | 0 | Off Peak
2020-12-19 | 20 | 12 | 0 | 1 | 0 | 0 | 1.8541 |  | 1 | 0 | 0 | On Peak | 0 | 0 | 1 | Off Peak | 0 | 1 | Off Peak | 0 | 1 | Off Peak | 0 | 0 | 1 | Super Off Peak | 1 | 0 | 0 | On Peak | 1 | 0 | 0 | On Peak
2020-12-19 | 21 | 12 | 0 | 1 | 0 | 0 | 1.8267 |  | 1 | 0 | 0 | On Peak | 0 | 0 | 1 | Off Peak | 0 | 1 | Off Peak | 0 | 1 | Off Peak | 0 | 0 | 1 | Super Off Peak | 0 | 1 | 0 | Off Peak | 1 | 0 | 0 | On Peak
2020-12-19 | 22 | 12 | 0 | 1 | 0 | 0 | 1.814 |  | 0 | 1 | 0 | Off Peak | 0 | 0 | 1 | Off Peak | 0 | 1 | Off Peak | 0 | 1 | Off Peak | 0 | 0 | 1 | Super Off Peak | 0 | 1 | 0 | Off Peak | 1 | 0 | 0 | On Peak
2020-12-19 | 23 | 12 | 0 | 1 | 0 | 0 | 1.4306 |  | 0 | 1 | 0 | Off Peak | 0 | 0 | 1 | Off Peak | 0 | 1 | Off Peak | 0 | 1 | Off Peak | 0 | 0 | 1 | Super Off Peak | 0 | 1 | 0 | Off Peak | 1 | 0 | 0 | On Peak
2020-12-19 | 24 | 12 | 0 | 1 | 0 | 0 | 1.2731 |  | 0 | 1 | 0 | Off Peak | 0 | 0 | 1 | Off Peak | 0 | 1 | Off Peak | 0 | 1 | Off Peak | 0 | 0 | 1 | Super Off Peak | 0 | 1 | 0 | Off Peak | 1 | 0 | 0 | On Peak
2020-12-20 | 1 | 12 | 0 | 1 | 1 | 0 | 1.0926 |  | 0 | 0 | 1 | Super Off Peak | 0 | 0 | 1 | Off Peak | 0 | 1 | Off Peak | 0 | 1 | Off Peak | 0 | 0 | 1 | Super Off Peak | 0 | 0 | 1 | Super Off Peak | 0 | 0 | 1 | Super Off Peak
2020-12-20 | 2 | 12 | 0 | 1 | 1 | 0 | 1.0008 |  | 0 | 0 | 1 | Super Off Peak | 0 | 0 | 1 | Off Peak | 0 | 1 | Off Peak | 0 | 1 | Off Peak | 0 | 0 | 1 | Super Off Peak | 0 | 0 | 1 | Super Off Peak | 0 | 0 | 1 | Super Off Peak
2020-12-20 | 3 | 12 | 0 | 1 | 1 | 0 | 0.9283 |  | 0 | 0 | 1 | Super Off Peak | 0 | 0 | 1 | Off Peak | 0 | 1 | Off Peak | 0 | 1 | Off Peak | 0 | 0 | 1 | Super Off Peak | 0 | 0 | 1 | Super Off Peak | 0 | 0 | 1 | Super Off Peak
2020-12-20 | 4 | 12 | 0 | 1 | 1 | 0 | 0.89784 |  | 0 | 0 | 1 | Super Off Peak | 0 | 0 | 1 | Off Peak | 0 | 1 | Off Peak | 0 | 1 | Off Peak | 0 | 0 | 1 | Super Off Peak | 0 | 0 | 1 | Super Off Peak | 0 | 0 | 1 | Super Off Peak
2020-12-20 | 5 | 12 | 0 | 1 | 1 | 0 | 0.87873 |  | 0 | 0 | 1 | Super Off Peak | 0 | 0 | 1 | Off Peak | 0 | 1 | Off Peak | 0 | 1 | Off Peak | 0 | 0 | 1 | Super Off Peak | 0 | 0 | 1 | Super Off Peak | 0 | 0 | 1 | Super Off Peak
2020-12-20 | 6 | 12 | 0 | 1 | 1 | 0 | 0.89104 |  | 0 | 0 | 1 | Super Off Peak | 0 | 0 | 1 | Off Peak | 0 | 1 | Off Peak | 0 | 1 | Off Peak | 0 | 0 | 1 | Super Off Peak | 0 | 1 | 0 | Off Peak | 0 | 1 | 0 | Off Peak
2020-12-20 | 7 | 12 | 0 | 1 | 1 | 0 | 0.95151 |  | 0 | 0 | 1 | Super Off Peak | 0 | 0 | 1 | Off Peak | 0 | 1 | Off Peak | 0 | 1 | Off Peak | 0 | 0 | 1 | Super Off Peak | 0 | 1 | 0 | Off Peak | 0 | 1 | 0 | Off Peak
2020-12-20 | 8 | 12 | 0 | 1 | 1 | 0 | 0.88432 |  | 0 | 0 | 1 | Super Off Peak | 0 | 0 | 1 | Off Peak | 0 | 1 | Off Peak | 0 | 1 | Off Peak | 0 | 0 | 1 | Super Off Peak | 0 | 1 | 0 | Off Peak | 0 | 1 | 0 | Off Peak
2020-12-20 | 9 | 12 | 0 | 1 | 1 | 0 | 0.60434 |  | 0 | 0 | 1 | Super Off Peak | 0 | 0 | 1 | Off Peak | 0 | 1 | Off Peak | 0 | 1 | Off Peak | 0 | 0 | 1 | Super Off Peak | 0 | 1 | 0 | Off Peak | 0 | 1 | 0 | Off Peak
2020-12-20 | 10 | 12 | 0 | 1 | 1 | 0 | 0.38764 |  | 0 | 0 | 1 | Super Off Peak | 0 | 0 | 1 | Off Peak | 0 | 1 | Off Peak | 0 | 1 | Off Peak | 0 | 0 | 1 | Super Off Peak | 0 | 1 | 0 | Off Peak | 0 | 1 | 0 | Off Peak
2020-12-20 | 11 | 12 | 0 | 1 | 1 | 0 | 0.27244 |  | 0 | 0 | 1 | Super Off Peak | 0 | 0 | 1 | Off Peak | 0 | 1 | Off Peak | 0 | 1 | Off Peak | 0 | 0 | 1 | Super Off Peak | 0 | 1 | 0 | Off Peak | 0 | 1 | 0 | Off Peak
2020-12-20 | 12 | 12 | 0 | 1 | 1 | 0 | 0.26063 |  | 0 | 0 | 1 | Super Off Peak | 0 | 0 | 1 | Off Peak | 0 | 1 | Off Peak | 0 | 1 | Off Peak | 0 | 0 | 1 | Super Off Peak | 0 | 1 | 0 | Off Peak | 0 | 1 | 0 | Off Peak
2020-12-20 | 13 | 12 | 0 | 1 | 1 | 0 | 0.24633 |  | 0 | 0 | 1 | Super Off Peak | 0 | 0 | 1 | Off Peak | 0 | 1 | Off Peak | 0 | 1 | Off Peak | 0 | 0 | 1 | Super Off Peak | 1 | 0 | 0 | On Peak | 0 | 1 | 0 | Off Peak
2020-12-20 | 14 | 12 | 0 | 1 | 1 | 0 | 0.25798 |  | 0 | 0 | 1 | Super Off Peak | 0 | 0 | 1 | Off Peak | 0 | 1 | Off Peak | 0 | 1 | Off Peak | 0 | 0 | 1 | Super Off Peak | 1 | 0 | 0 | On Peak | 0 | 1 | 0 | Off Peak
2020-12-20 | 15 | 12 | 0 | 1 | 1 | 0 | 0.38617 |  | 0 | 1 | 0 | Off Peak | 0 | 0 | 1 | Off Peak | 0 | 1 | Off Peak | 0 | 1 | Off Peak | 0 | 0 | 1 | Super Off Peak | 1 | 0 | 0 | On Peak | 0 | 1 | 0 | Off Peak
2020-12-20 | 16 | 12 | 0 | 1 | 1 | 0 | 0.71304 |  | 0 | 1 | 0 | Off Peak | 0 | 0 | 1 | Off Peak | 0 | 1 | Off Peak | 0 | 1 | Off Peak | 0 | 0 | 1 | Super Off Peak | 1 | 0 | 0 | On Peak | 0 | 1 | 0 | Off Peak
2020-12-20 | 17 | 12 | 0 | 1 | 1 | 0 | 1.0134 |  | 1 | 0 | 0 | On Peak | 0 | 0 | 1 | Off Peak | 0 | 1 | Off Peak | 0 | 1 | Off Peak | 0 | 0 | 1 | Super Off Peak | 1 | 0 | 0 | On Peak | 0 | 1 | 0 | Off Peak
2020-12-20 | 18 | 12 | 0 | 1 | 1 | 0 | 1.238 |  | 1 | 0 | 0 | On Peak | 0 | 0 | 1 | Off Peak | 0 | 1 | Off Peak | 0 | 1 | Off Peak | 0 | 0 | 1 | Super Off Peak | 1 | 0 | 0 | On Peak | 0 | 1 | 0 | Off Peak
2020-12-20 | 19 | 12 | 0 | 1 | 1 | 0 | 1.5238 |  | 1 | 0 | 0 | On Peak | 0 | 0 | 1 | Off Peak | 0 | 1 | Off Peak | 0 | 1 | Off Peak | 0 | 0 | 1 | Super Off Peak | 1 | 0 | 0 | On Peak | 0 | 1 | 0 | Off Peak
2020-12-20 | 20 | 12 | 0 | 1 | 1 | 0 | 1.5563 |  | 1 | 0 | 0 | On Peak | 0 | 0 | 1 | Off Peak | 0 | 1 | Off Peak | 0 | 1 | Off Peak | 0 | 0 | 1 | Super Off Peak | 1 | 0 | 0 | On Peak | 1 | 0 | 0 | On Peak
2020-12-20 | 21 | 12 | 0 | 1 | 1 | 0 | 1.5174 |  | 1 | 0 | 0 | On Peak | 0 | 0 | 1 | Off Peak | 0 | 1 | Off Peak | 0 | 1 | Off Peak | 0 | 0 | 1 | Super Off Peak | 0 | 1 | 0 | Off Peak | 1 | 0 | 0 | On Peak
2020-12-20 | 22 | 12 | 0 | 1 | 1 | 0 | 1.4961 |  | 0 | 1 | 0 | Off Peak | 0 | 0 | 1 | Off Peak | 0 | 1 | Off Peak | 0 | 1 | Off Peak | 0 | 0 | 1 | Super Off Peak | 0 | 1 | 0 | Off Peak | 1 | 0 | 0 | On Peak
2020-12-20 | 23 | 12 | 0 | 1 | 1 | 0 | 1.4026 |  | 0 | 1 | 0 | Off Peak | 0 | 0 | 1 | Off Peak | 0 | 1 | Off Peak | 0 | 1 | Off Peak | 0 | 0 | 1 | Super Off Peak | 0 | 1 | 0 | Off Peak | 1 | 0 | 0 | On Peak
2020-12-20 | 24 | 12 | 0 | 1 | 1 | 0 | 1.2467 |  | 0 | 1 | 0 | Off Peak | 0 | 0 | 1 | Off Peak | 0 | 1 | Off Peak | 0 | 1 | Off Peak | 0 | 0 | 1 | Super Off Peak | 0 | 1 | 0 | Off Peak | 1 | 0 | 0 | On Peak
2020-12-21 | 1 | 12 | 0 | 0 | 0 | 0 | 1.142 |  | 0 | 0 | 1 | Super Off Peak | 0 | 0 | 1 | Off Peak | 0 | 1 | Off Peak | 0 | 1 | Off Peak | 0 | 0 | 1 | Super Off Peak | 0 | 0 | 1 | Super Off Peak | 0 | 0 | 1 | Super Off Peak
2020-12-21 | 2 | 12 | 0 | 0 | 0 | 0 | 1.0051 |  | 0 | 0 | 1 | Super Off Peak | 0 | 0 | 1 | Off Peak | 0 | 1 | Off Peak | 0 | 1 | Off Peak | 0 | 0 | 1 | Super Off Peak | 0 | 0 | 1 | Super Off Peak | 0 | 0 | 1 | Super Off Peak
2020-12-21 | 3 | 12 | 0 | 0 | 0 | 0 | 0.93814 |  | 0 | 0 | 1 | Super Off Peak | 0 | 0 | 1 | Off Peak | 0 | 1 | Off Peak | 0 | 1 | Off Peak | 0 | 0 | 1 | Super Off Peak | 0 | 0 | 1 | Super Off Peak | 0 | 0 | 1 | Super Off Peak
2020-12-21 | 4 | 12 | 0 | 0 | 0 | 0 | 0.90001 |  | 0 | 0 | 1 | Super Off Peak | 0 | 0 | 1 | Off Peak | 0 | 1 | Off Peak | 0 | 1 | Off Peak | 0 | 0 | 1 | Super Off Peak | 0 | 0 | 1 | Super Off Peak | 0 | 0 | 1 | Super Off Peak
2020-12-21 | 5 | 12 | 0 | 0 | 0 | 0 | 0.87795 |  | 0 | 0 | 1 | Super Off Peak | 0 | 0 | 1 | Off Peak | 0 | 1 | Off Peak | 0 | 1 | Off Peak | 0 | 0 | 1 | Super Off Peak | 0 | 0 | 1 | Super Off Peak | 0 | 0 | 1 | Super Off Peak
2020-12-21 | 6 | 12 | 0 | 0 | 0 | 0 | 0.89576 |  | 0 | 0 | 1 | Super Off Peak | 0 | 0 | 1 | Off Peak | 0 | 1 | Off Peak | 0 | 1 | Off Peak | 0 | 0 | 1 | Super Off Peak | 0 | 1 | 0 | Off Peak | 0 | 1 | 0 | Off Peak
2020-12-21 | 7 | 12 | 0 | 0 | 0 | 0 | 1.1773 |  | 0 | 1 | 0 | Off Peak | 0 | 1 | 0 | Semi Peak | 0 | 1 | Off Peak | 0 | 1 | Off Peak | 0 | 1 | 0 | Off Peak | 0 | 1 | 0 | Off Peak | 0 | 1 | 0 | Off Peak
2020-12-21 | 8 | 12 | 0 | 0 | 0 | 0 | 1.235 |  | 0 | 1 | 0 | Off Peak | 0 | 1 | 0 | Semi Peak | 0 | 1 | Off Peak | 0 | 1 | Off Peak | 0 | 1 | 0 | Off Peak | 0 | 1 | 0 | Off Peak | 0 | 1 | 0 | Off Peak
2020-12-21 | 9 | 12 | 0 | 0 | 0 | 0 | 0.93609 |  | 0 | 1 | 0 | Off Peak | 0 | 1 | 0 | Semi Peak | 0 | 1 | Off Peak | 0 | 1 | Off Peak | 0 | 1 | 0 | Off Peak | 0 | 1 | 0 | Off Peak | 0 | 1 | 0 | Off Peak
2020-12-21 | 10 | 12 | 0 | 0 | 0 | 0 | 0.63876 |  | 0 | 1 | 0 | Off Peak | 0 | 1 | 0 | Semi Peak | 0 | 1 | Off Peak | 0 | 1 | Off Peak | 0 | 1 | 0 | Off Peak | 0 | 1 | 0 | Off Peak | 0 | 1 | 0 | Off Peak
2020-12-21 | 11 | 12 | 0 | 0 | 0 | 0 | 0.47548 |  | 0 | 1 | 0 | Off Peak | 0 | 1 | 0 | Semi Peak | 0 | 1 | Off Peak | 0 | 1 | Off Peak | 0 | 1 | 0 | Off Peak | 0 | 1 | 0 | Off Peak | 0 | 1 | 0 | Off Peak
2020-12-21 | 12 | 12 | 0 | 0 | 0 | 0 | 0.44044 |  | 0 | 1 | 0 | Off Peak | 0 | 1 | 0 | Semi Peak | 0 | 1 | Off Peak | 0 | 1 | Off Peak | 0 | 1 | 0 | Off Peak | 0 | 1 | 0 | Off Peak | 0 | 1 | 0 | Off Peak
2020-12-21 | 13 | 12 | 0 | 0 | 0 | 0 | 0.40271 |  | 0 | 1 | 0 | Off Peak | 0 | 1 | 0 | Semi Peak | 0 | 1 | Off Peak | 1 | 0 | On Peak | 0 | 1 | 0 | Off Peak | 1 | 0 | 0 | On Peak | 0 | 1 | 0 | Off Peak
2020-12-21 | 14 | 12 | 0 | 0 | 0 | 0 | 0.41994 |  | 0 | 1 | 0 | Off Peak | 0 | 1 | 0 | Semi Peak | 0 | 1 | Off Peak | 1 | 0 | On Peak | 0 | 1 | 0 | Off Peak | 1 | 0 | 0 | On Peak | 0 | 1 | 0 | Off Peak
2020-12-21 | 15 | 12 | 0 | 0 | 0 | 0 | 0.58652 |  | 0 | 1 | 0 | Off Peak | 0 | 1 | 0 | Semi Peak | 0 | 1 | Off Peak | 1 | 0 | On Peak | 0 | 1 | 0 | Off Peak | 1 | 0 | 0 | On Peak | 0 | 1 | 0 | Off Peak
2020-12-21 | 16 | 12 | 0 | 0 | 0 | 0 | 0.98399 |  | 0 | 1 | 0 | Off Peak | 0 | 1 | 0 | Semi Peak | 0 | 1 | Off Peak | 1 | 0 | On Peak | 0 | 1 | 0 | Off Peak | 1 | 0 | 0 | On Peak | 0 | 1 | 0 | Off Peak
2020-12-21 | 17 | 12 | 0 | 0 | 0 | 0 | 1.3854 |  | 1 | 0 | 0 | On Peak | 0 | 1 | 0 | Semi Peak | 1 | 0 | On Peak | 1 | 0 | On Peak | 0 | 1 | 0 | Off Peak | 1 | 0 | 0 | On Peak | 0 | 1 | 0 | Off Peak
2020-12-21 | 18 | 12 | 0 | 0 | 0 | 0 | 1.6684 |  | 1 | 0 | 0 | On Peak | 1 | 0 | 0 | On Peak | 1 | 0 | On Peak | 1 | 0 | On Peak | 0 | 1 | 0 | Off Peak | 1 | 0 | 0 | On Peak | 0 | 1 | 0 | Off Peak
2020-12-21 | 19 | 12 | 0 | 0 | 0 | 0 | 1.9934 |  | 1 | 0 | 0 | On Peak | 1 | 0 | 0 | On Peak | 1 | 0 | On Peak | 0 | 1 | Off Peak | 0 | 0 | 1 | Super Off Peak | 1 | 0 | 0 | On Peak | 0 | 1 | 0 | Off Peak
2020-12-21 | 20 | 12 | 0 | 0 | 0 | 0 | 2.0358 |  | 1 | 0 | 0 | On Peak | 1 | 0 | 0 | On Peak | 1 | 0 | On Peak | 0 | 1 | Off Peak | 0 | 0 | 1 | Super Off Peak | 1 | 0 | 0 | On Peak | 1 | 0 | 0 | On Peak
2020-12-21 | 21 | 12 | 0 | 0 | 0 | 0 | 2.0104 |  | 1 | 0 | 0 | On Peak | 0 | 1 | 0 | Semi Peak | 1 | 0 | On Peak | 0 | 1 | Off Peak | 0 | 0 | 1 | Super Off Peak | 0 | 1 | 0 | Off Peak | 1 | 0 | 0 | On Peak
2020-12-21 | 22 | 12 | 0 | 0 | 0 | 0 | 1.9482 |  | 0 | 1 | 0 | Off Peak | 0 | 1 | 0 | Semi Peak | 0 | 1 | Off Peak | 0 | 1 | Off Peak | 0 | 0 | 1 | Super Off Peak | 0 | 1 | 0 | Off Peak | 1 | 0 | 0 | On Peak
2020-12-21 | 23 | 12 | 0 | 0 | 0 | 0 | 1.5451 |  | 0 | 1 | 0 | Off Peak | 0 | 0 | 1 | Off Peak | 0 | 1 | Off Peak | 0 | 1 | Off Peak | 0 | 0 | 1 | Super Off Peak | 0 | 1 | 0 | Off Peak | 1 | 0 | 0 | On Peak
2020-12-21 | 24 | 12 | 0 | 0 | 0 | 0 | 1.344 |  | 0 | 1 | 0 | Off Peak | 0 | 0 | 1 | Off Peak | 0 | 1 | Off Peak | 0 | 1 | Off Peak | 0 | 0 | 1 | Super Off Peak | 0 | 1 | 0 | Off Peak | 1 | 0 | 0 | On Peak
2020-12-22 | 1 | 12 | 0 | 0 | 0 | 0 | 1.1091 |  | 0 | 0 | 1 | Super Off Peak | 0 | 0 | 1 | Off Peak | 0 | 1 | Off Peak | 0 | 1 | Off Peak | 0 | 0 | 1 | Super Off Peak | 0 | 0 | 1 | Super Off Peak | 0 | 0 | 1 | Super Off Peak
2020-12-22 | 2 | 12 | 0 | 0 | 0 | 0 | 1.0073 |  | 0 | 0 | 1 | Super Off Peak | 0 | 0 | 1 | Off Peak | 0 | 1 | Off Peak | 0 | 1 | Off Peak | 0 | 0 | 1 | Super Off Peak | 0 | 0 | 1 | Super Off Peak | 0 | 0 | 1 | Super Off Peak
2020-12-22 | 3 | 12 | 0 | 0 | 0 | 0 | 0.94312 |  | 0 | 0 | 1 | Super Off Peak | 0 | 0 | 1 | Off Peak | 0 | 1 | Off Peak | 0 | 1 | Off Peak | 0 | 0 | 1 | Super Off Peak | 0 | 0 | 1 | Super Off Peak | 0 | 0 | 1 | Super Off Peak
2020-12-22 | 4 | 12 | 0 | 0 | 0 | 0 | 0.90095 |  | 0 | 0 | 1 | Super Off Peak | 0 | 0 | 1 | Off Peak | 0 | 1 | Off Peak | 0 | 1 | Off Peak | 0 | 0 | 1 | Super Off Peak | 0 | 0 | 1 | Super Off Peak | 0 | 0 | 1 | Super Off Peak
2020-12-22 | 5 | 12 | 0 | 0 | 0 | 0 | 0.8624 |  | 0 | 0 | 1 | Super Off Peak | 0 | 0 | 1 | Off Peak | 0 | 1 | Off Peak | 0 | 1 | Off Peak | 0 | 0 | 1 | Super Off Peak | 0 | 0 | 1 | Super Off Peak | 0 | 0 | 1 | Super Off Peak
2020-12-22 | 6 | 12 | 0 | 0 | 0 | 0 | 0.86828 |  | 0 | 0 | 1 | Super Off Peak | 0 | 0 | 1 | Off Peak | 0 | 1 | Off Peak | 0 | 1 | Off Peak | 0 | 0 | 1 | Super Off Peak | 0 | 1 | 0 | Off Peak | 0 | 1 | 0 | Off Peak
2020-12-22 | 7 | 12 | 0 | 0 | 0 | 0 | 1.0742 |  | 0 | 1 | 0 | Off Peak | 0 | 1 | 0 | Semi Peak | 0 | 1 | Off Peak | 0 | 1 | Off Peak | 0 | 1 | 0 | Off Peak | 0 | 1 | 0 | Off Peak | 0 | 1 | 0 | Off Peak
2020-12-22 | 8 | 12 | 0 | 0 | 0 | 0 | 0.98956 |  | 0 | 1 | 0 | Off Peak | 0 | 1 | 0 | Semi Peak | 0 | 1 | Off Peak | 0 | 1 | Off Peak | 0 | 1 | 0 | Off Peak | 0 | 1 | 0 | Off Peak | 0 | 1 | 0 | Off Peak
2020-12-22 | 9 | 12 | 0 | 0 | 0 | 0 | 0.63369 |  | 0 | 1 | 0 | Off Peak | 0 | 1 | 0 | Semi Peak | 0 | 1 | Off Peak | 0 | 1 | Off Peak | 0 | 1 | 0 | Off Peak | 0 | 1 | 0 | Off Peak | 0 | 1 | 0 | Off Peak
2020-12-22 | 10 | 12 | 0 | 0 | 0 | 0 | 0.36253 |  | 0 | 1 | 0 | Off Peak | 0 | 1 | 0 | Semi Peak | 0 | 1 | Off Peak | 0 | 1 | Off Peak | 0 | 1 | 0 | Off Peak | 0 | 1 | 0 | Off Peak | 0 | 1 | 0 | Off Peak
2020-12-22 | 11 | 12 | 0 | 0 | 0 | 0 | 0.20299 |  | 0 | 1 | 0 | Off Peak | 0 | 1 | 0 | Semi Peak | 0 | 1 | Off Peak | 0 | 1 | Off Peak | 0 | 1 | 0 | Off Peak | 0 | 1 | 0 | Off Peak | 0 | 1 | 0 | Off Peak
2020-12-22 | 12 | 12 | 0 | 0 | 0 | 0 | 0.15562 |  | 0 | 1 | 0 | Off Peak | 0 | 1 | 0 | Semi Peak | 0 | 1 | Off Peak | 0 | 1 | Off Peak | 0 | 1 | 0 | Off Peak | 0 | 1 | 0 | Off Peak | 0 | 1 | 0 | Off Peak
2020-12-22 | 13 | 12 | 0 | 0 | 0 | 0 | 0.12246 |  | 0 | 1 | 0 | Off Peak | 0 | 1 | 0 | Semi Peak | 0 | 1 | Off Peak | 1 | 0 | On Peak | 0 | 1 | 0 | Off Peak | 1 | 0 | 0 | On Peak | 0 | 1 | 0 | Off Peak
2020-12-22 | 14 | 12 | 0 | 0 | 0 | 0 | 0.1696 |  | 0 | 1 | 0 | Off Peak | 0 | 1 | 0 | Semi Peak | 0 | 1 | Off Peak | 1 | 0 | On Peak | 0 | 1 | 0 | Off Peak | 1 | 0 | 0 | On Peak | 0 | 1 | 0 | Off Peak
2020-12-22 | 15 | 12 | 0 | 0 | 0 | 0 | 0.35246 |  | 0 | 1 | 0 | Off Peak | 0 | 1 | 0 | Semi Peak | 0 | 1 | Off Peak | 1 | 0 | On Peak | 0 | 1 | 0 | Off Peak | 1 | 0 | 0 | On Peak | 0 | 1 | 0 | Off Peak
2020-12-22 | 16 | 12 | 0 | 0 | 0 | 0 | 0.76243 |  | 0 | 1 | 0 | Off Peak | 0 | 1 | 0 | Semi Peak | 0 | 1 | Off Peak | 1 | 0 | On Peak | 0 | 1 | 0 | Off Peak | 1 | 0 | 0 | On Peak | 0 | 1 | 0 | Off Peak
2020-12-22 | 17 | 12 | 0 | 0 | 0 | 0 | 1.2031 |  | 1 | 0 | 0 | On Peak | 0 | 1 | 0 | Semi Peak | 1 | 0 | On Peak | 1 | 0 | On Peak | 0 | 1 | 0 | Off Peak | 1 | 0 | 0 | On Peak | 0 | 1 | 0 | Off Peak
2020-12-22 | 18 | 12 | 0 | 0 | 0 | 0 | 1.5241 |  | 1 | 0 | 0 | On Peak | 1 | 0 | 0 | On Peak | 1 | 0 | On Peak | 1 | 0 | On Peak | 0 | 1 | 0 | Off Peak | 1 | 0 | 0 | On Peak | 0 | 1 | 0 | Off Peak
2020-12-22 | 19 | 12 | 0 | 0 | 0 | 0 | 1.8293 |  | 1 | 0 | 0 | On Peak | 1 | 0 | 0 | On Peak | 1 | 0 | On Peak | 0 | 1 | Off Peak | 0 | 0 | 1 | Super Off Peak | 1 | 0 | 0 | On Peak | 0 | 1 | 0 | Off Peak
2020-12-22 | 20 | 12 | 0 | 0 | 0 | 0 | 1.8643 |  | 1 | 0 | 0 | On Peak | 1 | 0 | 0 | On Peak | 1 | 0 | On Peak | 0 | 1 | Off Peak | 0 | 0 | 1 | Super Off Peak | 1 | 0 | 0 | On Peak | 1 | 0 | 0 | On Peak
2020-12-22 | 21 | 12 | 0 | 0 | 0 | 0 | 1.8325 |  | 1 | 0 | 0 | On Peak | 0 | 1 | 0 | Semi Peak | 1 | 0 | On Peak | 0 | 1 | Off Peak | 0 | 0 | 1 | Super Off Peak | 0 | 1 | 0 | Off Peak | 1 | 0 | 0 | On Peak
2020-12-22 | 22 | 12 | 0 | 0 | 0 | 0 | 1.7833 |  | 0 | 1 | 0 | Off Peak | 0 | 1 | 0 | Semi Peak | 0 | 1 | Off Peak | 0 | 1 | Off Peak | 0 | 0 | 1 | Super Off Peak | 0 | 1 | 0 | Off Peak | 1 | 0 | 0 | On Peak
2020-12-22 | 23 | 12 | 0 | 0 | 0 | 0 | 1.4318 |  | 0 | 1 | 0 | Off Peak | 0 | 0 | 1 | Off Peak | 0 | 1 | Off Peak | 0 | 1 | Off Peak | 0 | 0 | 1 | Super Off Peak | 0 | 1 | 0 | Off Peak | 1 | 0 | 0 | On Peak
2020-12-22 | 24 | 12 | 0 | 0 | 0 | 0 | 1.2677 |  | 0 | 1 | 0 | Off Peak | 0 | 0 | 1 | Off Peak | 0 | 1 | Off Peak | 0 | 1 | Off Peak | 0 | 0 | 1 | Super Off Peak | 0 | 1 | 0 | Off Peak | 1 | 0 | 0 | On Peak
2020-12-23 | 1 | 12 | 0 | 0 | 0 | 0 | 1.1021 |  | 0 | 0 | 1 | Super Off Peak | 0 | 0 | 1 | Off Peak | 0 | 1 | Off Peak | 0 | 1 | Off Peak | 0 | 0 | 1 | Super Off Peak | 0 | 0 | 1 | Super Off Peak | 0 | 0 | 1 | Super Off Peak
2020-12-23 | 2 | 12 | 0 | 0 | 0 | 0 | 1.0008 |  | 0 | 0 | 1 | Super Off Peak | 0 | 0 | 1 | Off Peak | 0 | 1 | Off Peak | 0 | 1 | Off Peak | 0 | 0 | 1 | Super Off Peak | 0 | 0 | 1 | Super Off Peak | 0 | 0 | 1 | Super Off Peak
2020-12-23 | 3 | 12 | 0 | 0 | 0 | 0 | 0.93302 |  | 0 | 0 | 1 | Super Off Peak | 0 | 0 | 1 | Off Peak | 0 | 1 | Off Peak | 0 | 1 | Off Peak | 0 | 0 | 1 | Super Off Peak | 0 | 0 | 1 | Super Off Peak | 0 | 0 | 1 | Super Off Peak
2020-12-23 | 4 | 12 | 0 | 0 | 0 | 0 | 0.89142 |  | 0 | 0 | 1 | Super Off Peak | 0 | 0 | 1 | Off Peak | 0 | 1 | Off Peak | 0 | 1 | Off Peak | 0 | 0 | 1 | Super Off Peak | 0 | 0 | 1 | Super Off Peak | 0 | 0 | 1 | Super Off Peak
2020-12-23 | 5 | 12 | 0 | 0 | 0 | 0 | 0.86793 |  | 0 | 0 | 1 | Super Off Peak | 0 | 0 | 1 | Off Peak | 0 | 1 | Off Peak | 0 | 1 | Off Peak | 0 | 0 | 1 | Super Off Peak | 0 | 0 | 1 | Super Off Peak | 0 | 0 | 1 | Super Off Peak
2020-12-23 | 6 | 12 | 0 | 0 | 0 | 0 | 0.87086 |  | 0 | 0 | 1 | Super Off Peak | 0 | 0 | 1 | Off Peak | 0 | 1 | Off Peak | 0 | 1 | Off Peak | 0 | 0 | 1 | Super Off Peak | 0 | 1 | 0 | Off Peak | 0 | 1 | 0 | Off Peak
2020-12-23 | 7 | 12 | 0 | 0 | 0 | 0 | 1.1012 |  | 0 | 1 | 0 | Off Peak | 0 | 1 | 0 | Semi Peak | 0 | 1 | Off Peak | 0 | 1 | Off Peak | 0 | 1 | 0 | Off Peak | 0 | 1 | 0 | Off Peak | 0 | 1 | 0 | Off Peak
2020-12-23 | 8 | 12 | 0 | 0 | 0 | 0 | 1.0434 |  | 0 | 1 | 0 | Off Peak | 0 | 1 | 0 | Semi Peak | 0 | 1 | Off Peak | 0 | 1 | Off Peak | 0 | 1 | 0 | Off Peak | 0 | 1 | 0 | Off Peak | 0 | 1 | 0 | Off Peak
2020-12-23 | 9 | 12 | 0 | 0 | 0 | 0 | 0.70306 |  | 0 | 1 | 0 | Off Peak | 0 | 1 | 0 | Semi Peak | 0 | 1 | Off Peak | 0 | 1 | Off Peak | 0 | 1 | 0 | Off Peak | 0 | 1 | 0 | Off Peak | 0 | 1 | 0 | Off Peak
2020-12-23 | 10 | 12 | 0 | 0 | 0 | 0 | 0.39832 |  | 0 | 1 | 0 | Off Peak | 0 | 1 | 0 | Semi Peak | 0 | 1 | Off Peak | 0 | 1 | Off Peak | 0 | 1 | 0 | Off Peak | 0 | 1 | 0 | Off Peak | 0 | 1 | 0 | Off Peak
2020-12-23 | 11 | 12 | 0 | 0 | 0 | 0 | 0.22293 |  | 0 | 1 | 0 | Off Peak | 0 | 1 | 0 | Semi Peak | 0 | 1 | Off Peak | 0 | 1 | Off Peak | 0 | 1 | 0 | Off Peak | 0 | 1 | 0 | Off Peak | 0 | 1 | 0 | Off Peak
2020-12-23 | 12 | 12 | 0 | 0 | 0 | 0 | 0.14788 |  | 0 | 1 | 0 | Off Peak | 0 | 1 | 0 | Semi Peak | 0 | 1 | Off Peak | 0 | 1 | Off Peak | 0 | 1 | 0 | Off Peak | 0 | 1 | 0 | Off Peak | 0 | 1 | 0 | Off Peak
2020-12-23 | 13 | 12 | 0 | 0 | 0 | 0 | 0.098761 |  | 0 | 1 | 0 | Off Peak | 0 | 1 | 0 | Semi Peak | 0 | 1 | Off Peak | 1 | 0 | On Peak | 0 | 1 | 0 | Off Peak | 1 | 0 | 0 | On Peak | 0 | 1 | 0 | Off Peak
2020-12-23 | 14 | 12 | 0 | 0 | 0 | 0 | 0.12605 |  | 0 | 1 | 0 | Off Peak | 0 | 1 | 0 | Semi Peak | 0 | 1 | Off Peak | 1 | 0 | On Peak | 0 | 1 | 0 | Off Peak | 1 | 0 | 0 | On Peak | 0 | 1 | 0 | Off Peak
2020-12-23 | 15 | 12 | 0 | 0 | 0 | 0 | 0.29546 |  | 0 | 1 | 0 | Off Peak | 0 | 1 | 0 | Semi Peak | 0 | 1 | Off Peak | 1 | 0 | On Peak | 0 | 1 | 0 | Off Peak | 1 | 0 | 0 | On Peak | 0 | 1 | 0 | Off Peak
2020-12-23 | 16 | 12 | 0 | 0 | 0 | 0 | 0.71778 |  | 0 | 1 | 0 | Off Peak | 0 | 1 | 0 | Semi Peak | 0 | 1 | Off Peak | 1 | 0 | On Peak | 0 | 1 | 0 | Off Peak | 1 | 0 | 0 | On Peak | 0 | 1 | 0 | Off Peak
2020-12-23 | 17 | 12 | 0 | 0 | 0 | 0 | 1.1721 |  | 1 | 0 | 0 | On Peak | 0 | 1 | 0 | Semi Peak | 1 | 0 | On Peak | 1 | 0 | On Peak | 0 | 1 | 0 | Off Peak | 1 | 0 | 0 | On Peak | 0 | 1 | 0 | Off Peak
2020-12-23 | 18 | 12 | 0 | 0 | 0 | 0 | 1.4991 |  | 1 | 0 | 0 | On Peak | 1 | 0 | 0 | On Peak | 1 | 0 | On Peak | 1 | 0 | On Peak | 0 | 1 | 0 | Off Peak | 1 | 0 | 0 | On Peak | 0 | 1 | 0 | Off Peak
2020-12-23 | 19 | 12 | 0 | 0 | 0 | 0 | 1.8385 |  | 1 | 0 | 0 | On Peak | 1 | 0 | 0 | On Peak | 1 | 0 | On Peak | 0 | 1 | Off Peak | 0 | 0 | 1 | Super Off Peak | 1 | 0 | 0 | On Peak | 0 | 1 | 0 | Off Peak
2020-12-23 | 20 | 12 | 0 | 0 | 0 | 0 | 1.8676 |  | 1 | 0 | 0 | On Peak | 1 | 0 | 0 | On Peak | 1 | 0 | On Peak | 0 | 1 | Off Peak | 0 | 0 | 1 | Super Off Peak | 1 | 0 | 0 | On Peak | 1 | 0 | 0 | On Peak
2020-12-23 | 21 | 12 | 0 | 0 | 0 | 0 | 1.8142 |  | 1 | 0 | 0 | On Peak | 0 | 1 | 0 | Semi Peak | 1 | 0 | On Peak | 0 | 1 | Off Peak | 0 | 0 | 1 | Super Off Peak | 0 | 1 | 0 | Off Peak | 1 | 0 | 0 | On Peak
2020-12-23 | 22 | 12 | 0 | 0 | 0 | 0 | 1.7627 |  | 0 | 1 | 0 | Off Peak | 0 | 1 | 0 | Semi Peak | 0 | 1 | Off Peak | 0 | 1 | Off Peak | 0 | 0 | 1 | Super Off Peak | 0 | 1 | 0 | Off Peak | 1 | 0 | 0 | On Peak
2020-12-23 | 23 | 12 | 0 | 0 | 0 | 0 | 1.4178 |  | 0 | 1 | 0 | Off Peak | 0 | 0 | 1 | Off Peak | 0 | 1 | Off Peak | 0 | 1 | Off Peak | 0 | 0 | 1 | Super Off Peak | 0 | 1 | 0 | Off Peak | 1 | 0 | 0 | On Peak
2020-12-23 | 24 | 12 | 0 | 0 | 0 | 0 | 1.2686 |  | 0 | 1 | 0 | Off Peak | 0 | 0 | 1 | Off Peak | 0 | 1 | Off Peak | 0 | 1 | Off Peak | 0 | 0 | 1 | Super Off Peak | 0 | 1 | 0 | Off Peak | 1 | 0 | 0 | On Peak
2020-12-24 | 1 | 12 | 0 | 0 | 0 | 0 | 1.1046 |  | 0 | 0 | 1 | Super Off Peak | 0 | 0 | 1 | Off Peak | 0 | 1 | Off Peak | 0 | 1 | Off Peak | 0 | 0 | 1 | Super Off Peak | 0 | 0 | 1 | Super Off Peak | 0 | 0 | 1 | Super Off Peak
2020-12-24 | 2 | 12 | 0 | 0 | 0 | 0 | 0.9849 |  | 0 | 0 | 1 | Super Off Peak | 0 | 0 | 1 | Off Peak | 0 | 1 | Off Peak | 0 | 1 | Off Peak | 0 | 0 | 1 | Super Off Peak | 0 | 0 | 1 | Super Off Peak | 0 | 0 | 1 | Super Off Peak
2020-12-24 | 3 | 12 | 0 | 0 | 0 | 0 | 0.91092 |  | 0 | 0 | 1 | Super Off Peak | 0 | 0 | 1 | Off Peak | 0 | 1 | Off Peak | 0 | 1 | Off Peak | 0 | 0 | 1 | Super Off Peak | 0 | 0 | 1 | Super Off Peak | 0 | 0 | 1 | Super Off Peak
2020-12-24 | 4 | 12 | 0 | 0 | 0 | 0 | 0.8685 |  | 0 | 0 | 1 | Super Off Peak | 0 | 0 | 1 | Off Peak | 0 | 1 | Off Peak | 0 | 1 | Off Peak | 0 | 0 | 1 | Super Off Peak | 0 | 0 | 1 | Super Off Peak | 0 | 0 | 1 | Super Off Peak
2020-12-24 | 5 | 12 | 0 | 0 | 0 | 0 | 0.84156 |  | 0 | 0 | 1 | Super Off Peak | 0 | 0 | 1 | Off Peak | 0 | 1 | Off Peak | 0 | 1 | Off Peak | 0 | 0 | 1 | Super Off Peak | 0 | 0 | 1 | Super Off Peak | 0 | 0 | 1 | Super Off Peak
2020-12-24 | 6 | 12 | 0 | 0 | 0 | 0 | 0.85458 |  | 0 | 0 | 1 | Super Off Peak | 0 | 0 | 1 | Off Peak | 0 | 1 | Off Peak | 0 | 1 | Off Peak | 0 | 0 | 1 | Super Off Peak | 0 | 1 | 0 | Off Peak | 0 | 1 | 0 | Off Peak
2020-12-24 | 7 | 12 | 0 | 0 | 0 | 0 | 1.105 |  | 0 | 1 | 0 | Off Peak | 0 | 1 | 0 | Semi Peak | 0 | 1 | Off Peak | 0 | 1 | Off Peak | 0 | 1 | 0 | Off Peak | 0 | 1 | 0 | Off Peak | 0 | 1 | 0 | Off Peak
2020-12-24 | 8 | 12 | 0 | 0 | 0 | 0 | 1.0568 |  | 0 | 1 | 0 | Off Peak | 0 | 1 | 0 | Semi Peak | 0 | 1 | Off Peak | 0 | 1 | Off Peak | 0 | 1 | 0 | Off Peak | 0 | 1 | 0 | Off Peak | 0 | 1 | 0 | Off Peak
2020-12-24 | 9 | 12 | 0 | 0 | 0 | 0 | 0.73179 |  | 0 | 1 | 0 | Off Peak | 0 | 1 | 0 | Semi Peak | 0 | 1 | Off Peak | 0 | 1 | Off Peak | 0 | 1 | 0 | Off Peak | 0 | 1 | 0 | Off Peak | 0 | 1 | 0 | Off Peak
2020-12-24 | 10 | 12 | 0 | 0 | 0 | 0 | 0.46817 |  | 0 | 1 | 0 | Off Peak | 0 | 1 | 0 | Semi Peak | 0 | 1 | Off Peak | 0 | 1 | Off Peak | 0 | 1 | 0 | Off Peak | 0 | 1 | 0 | Off Peak | 0 | 1 | 0 | Off Peak
2020-12-24 | 11 | 12 | 0 | 0 | 0 | 0 | 0.32913 |  | 0 | 1 | 0 | Off Peak | 0 | 1 | 0 | Semi Peak | 0 | 1 | Off Peak | 0 | 1 | Off Peak | 0 | 1 | 0 | Off Peak | 0 | 1 | 0 | Off Peak | 0 | 1 | 0 | Off Peak
2020-12-24 | 12 | 12 | 0 | 0 | 0 | 0 | 0.26609 |  | 0 | 1 | 0 | Off Peak | 0 | 1 | 0 | Semi Peak | 0 | 1 | Off Peak | 0 | 1 | Off Peak | 0 | 1 | 0 | Off Peak | 0 | 1 | 0 | Off Peak | 0 | 1 | 0 | Off Peak
2020-12-24 | 13 | 12 | 0 | 0 | 0 | 0 | 0.21149 |  | 0 | 1 | 0 | Off Peak | 0 | 1 | 0 | Semi Peak | 0 | 1 | Off Peak | 1 | 0 | On Peak | 0 | 1 | 0 | Off Peak | 1 | 0 | 0 | On Peak | 0 | 1 | 0 | Off Peak
2020-12-24 | 14 | 12 | 0 | 0 | 0 | 0 | 0.24138 |  | 0 | 1 | 0 | Off Peak | 0 | 1 | 0 | Semi Peak | 0 | 1 | Off Peak | 1 | 0 | On Peak | 0 | 1 | 0 | Off Peak | 1 | 0 | 0 | On Peak | 0 | 1 | 0 | Off Peak
2020-12-24 | 15 | 12 | 0 | 0 | 0 | 0 | 0.4271 |  | 0 | 1 | 0 | Off Peak | 0 | 1 | 0 | Semi Peak | 0 | 1 | Off Peak | 1 | 0 | On Peak | 0 | 1 | 0 | Off Peak | 1 | 0 | 0 | On Peak | 0 | 1 | 0 | Off Peak
2020-12-24 | 16 | 12 | 0 | 0 | 0 | 0 | 0.84268 |  | 0 | 1 | 0 | Off Peak | 0 | 1 | 0 | Semi Peak | 0 | 1 | Off Peak | 1 | 0 | On Peak | 0 | 1 | 0 | Off Peak | 1 | 0 | 0 | On Peak | 0 | 1 | 0 | Off Peak
2020-12-24 | 17 | 12 | 0 | 0 | 0 | 0 | 1.2743 |  | 1 | 0 | 0 | On Peak | 0 | 1 | 0 | Semi Peak | 1 | 0 | On Peak | 1 | 0 | On Peak | 0 | 1 | 0 | Off Peak | 1 | 0 | 0 | On Peak | 0 | 1 | 0 | Off Peak
2020-12-24 | 18 | 12 | 0 | 0 | 0 | 0 | 1.5854 |  | 1 | 0 | 0 | On Peak | 1 | 0 | 0 | On Peak | 1 | 0 | On Peak | 1 | 0 | On Peak | 0 | 1 | 0 | Off Peak | 1 | 0 | 0 | On Peak | 0 | 1 | 0 | Off Peak
2020-12-24 | 19 | 12 | 0 | 0 | 0 | 0 | 1.8868 |  | 1 | 0 | 0 | On Peak | 1 | 0 | 0 | On Peak | 1 | 0 | On Peak | 0 | 1 | Off Peak | 0 | 0 | 1 | Super Off Peak | 1 | 0 | 0 | On Peak | 0 | 1 | 0 | Off Peak
2020-12-24 | 20 | 12 | 0 | 0 | 0 | 0 | 1.9166 |  | 1 | 0 | 0 | On Peak | 1 | 0 | 0 | On Peak | 1 | 0 | On Peak | 0 | 1 | Off Peak | 0 | 0 | 1 | Super Off Peak | 1 | 0 | 0 | On Peak | 1 | 0 | 0 | On Peak
2020-12-24 | 21 | 12 | 0 | 0 | 0 | 0 | 1.8789 |  | 1 | 0 | 0 | On Peak | 0 | 1 | 0 | Semi Peak | 1 | 0 | On Peak | 0 | 1 | Off Peak | 0 | 0 | 1 | Super Off Peak | 0 | 1 | 0 | Off Peak | 1 | 0 | 0 | On Peak
2020-12-24 | 22 | 12 | 0 | 0 | 0 | 0 | 1.814 |  | 0 | 1 | 0 | Off Peak | 0 | 1 | 0 | Semi Peak | 0 | 1 | Off Peak | 0 | 1 | Off Peak | 0 | 0 | 1 | Super Off Peak | 0 | 1 | 0 | Off Peak | 1 | 0 | 0 | On Peak
2020-12-24 | 23 | 12 | 0 | 0 | 0 | 0 | 1.4436 |  | 0 | 1 | 0 | Off Peak | 0 | 0 | 1 | Off Peak | 0 | 1 | Off Peak | 0 | 1 | Off Peak | 0 | 0 | 1 | Super Off Peak | 0 | 1 | 0 | Off Peak | 1 | 0 | 0 | On Peak
2020-12-24 | 24 | 12 | 0 | 0 | 0 | 0 | 1.2773 |  | 0 | 1 | 0 | Off Peak | 0 | 0 | 1 | Off Peak | 0 | 1 | Off Peak | 0 | 1 | Off Peak | 0 | 0 | 1 | Super Off Peak | 0 | 1 | 0 | Off Peak | 1 | 0 | 0 | On Peak
2020-12-25 | 1 | 12 | 0 | 0 | 0 | 1 | 1.0675 |  | 0 | 0 | 1 | Super Off Peak | 0 | 0 | 1 | Off Peak | 0 | 1 | Off Peak | 0 | 1 | Off Peak | 0 | 0 | 1 | Super Off Peak | 0 | 0 | 1 | Super Off Peak | 0 | 0 | 1 | Super Off Peak
2020-12-25 | 2 | 12 | 0 | 0 | 0 | 1 | 1.0351 |  | 0 | 0 | 1 | Super Off Peak | 0 | 0 | 1 | Off Peak | 0 | 1 | Off Peak | 0 | 1 | Off Peak | 0 | 0 | 1 | Super Off Peak | 0 | 0 | 1 | Super Off Peak | 0 | 0 | 1 | Super Off Peak
2020-12-25 | 3 | 12 | 0 | 0 | 0 | 1 | 0.95667 |  | 0 | 0 | 1 | Super Off Peak | 0 | 0 | 1 | Off Peak | 0 | 1 | Off Peak | 0 | 1 | Off Peak | 0 | 0 | 1 | Super Off Peak | 0 | 0 | 1 | Super Off Peak | 0 | 0 | 1 | Super Off Peak
2020-12-25 | 4 | 12 | 0 | 0 | 0 | 1 | 0.91041 |  | 0 | 0 | 1 | Super Off Peak | 0 | 0 | 1 | Off Peak | 0 | 1 | Off Peak | 0 | 1 | Off Peak | 0 | 0 | 1 | Super Off Peak | 0 | 0 | 1 | Super Off Peak | 0 | 0 | 1 | Super Off Peak
2020-12-25 | 5 | 12 | 0 | 0 | 0 | 1 | 0.87459 |  | 0 | 0 | 1 | Super Off Peak | 0 | 0 | 1 | Off Peak | 0 | 1 | Off Peak | 0 | 1 | Off Peak | 0 | 0 | 1 | Super Off Peak | 0 | 0 | 1 | Super Off Peak | 0 | 0 | 1 | Super Off Peak
2020-12-25 | 6 | 12 | 0 | 0 | 0 | 1 | 0.86548 |  | 0 | 0 | 1 | Super Off Peak | 0 | 0 | 1 | Off Peak | 0 | 1 | Off Peak | 0 | 1 | Off Peak | 0 | 0 | 1 | Super Off Peak | 0 | 1 | 0 | Off Peak | 0 | 1 | 0 | Off Peak
2020-12-25 | 7 | 12 | 0 | 0 | 0 | 1 | 1.0621 |  | 0 | 0 | 1 | Super Off Peak | 0 | 0 | 1 | Off Peak | 0 | 1 | Off Peak | 0 | 1 | Off Peak | 0 | 0 | 1 | Super Off Peak | 0 | 1 | 0 | Off Peak | 0 | 1 | 0 | Off Peak
2020-12-25 | 8 | 12 | 0 | 0 | 0 | 1 | 0.93776 |  | 0 | 0 | 1 | Super Off Peak | 0 | 0 | 1 | Off Peak | 0 | 1 | Off Peak | 0 | 1 | Off Peak | 0 | 0 | 1 | Super Off Peak | 0 | 1 | 0 | Off Peak | 0 | 1 | 0 | Off Peak
2020-12-25 | 9 | 12 | 0 | 0 | 0 | 1 | 0.57176 |  | 0 | 0 | 1 | Super Off Peak | 0 | 0 | 1 | Off Peak | 0 | 1 | Off Peak | 0 | 1 | Off Peak | 0 | 0 | 1 | Super Off Peak | 0 | 1 | 0 | Off Peak | 0 | 1 | 0 | Off Peak
2020-12-25 | 10 | 12 | 0 | 0 | 0 | 1 | 0.27059 |  | 0 | 0 | 1 | Super Off Peak | 0 | 0 | 1 | Off Peak | 0 | 1 | Off Peak | 0 | 1 | Off Peak | 0 | 0 | 1 | Super Off Peak | 0 | 1 | 0 | Off Peak | 0 | 1 | 0 | Off Peak
2020-12-25 | 11 | 12 | 0 | 0 | 0 | 1 | 0.11452 |  | 0 | 0 | 1 | Super Off Peak | 0 | 0 | 1 | Off Peak | 0 | 1 | Off Peak | 0 | 1 | Off Peak | 0 | 0 | 1 | Super Off Peak | 0 | 1 | 0 | Off Peak | 0 | 1 | 0 | Off Peak
2020-12-25 | 12 | 12 | 0 | 0 | 0 | 1 | 0.032836 |  | 0 | 0 | 1 | Super Off Peak | 0 | 0 | 1 | Off Peak | 0 | 1 | Off Peak | 0 | 1 | Off Peak | 0 | 0 | 1 | Super Off Peak | 0 | 1 | 0 | Off Peak | 0 | 1 | 0 | Off Peak
2020-12-25 | 13 | 12 | 0 | 0 | 0 | 1 | -0.025794 |  | 0 | 0 | 1 | Super Off Peak | 0 | 0 | 1 | Off Peak | 0 | 1 | Off Peak | 0 | 1 | Off Peak | 0 | 0 | 1 | Super Off Peak | 1 | 0 | 0 | On Peak | 0 | 1 | 0 | Off Peak
2020-12-25 | 14 | 12 | 0 | 0 | 0 | 1 | 0.0073728 |  | 0 | 0 | 1 | Super Off Peak | 0 | 0 | 1 | Off Peak | 0 | 1 | Off Peak | 0 | 1 | Off Peak | 0 | 0 | 1 | Super Off Peak | 1 | 0 | 0 | On Peak | 0 | 1 | 0 | Off Peak
2020-12-25 | 15 | 12 | 0 | 0 | 0 | 1 | 0.17752 |  | 0 | 1 | 0 | Off Peak | 0 | 0 | 1 | Off Peak | 0 | 1 | Off Peak | 0 | 1 | Off Peak | 0 | 0 | 1 | Super Off Peak | 1 | 0 | 0 | On Peak | 0 | 1 | 0 | Off Peak
2020-12-25 | 16 | 12 | 0 | 0 | 0 | 1 | 0.57971 |  | 0 | 1 | 0 | Off Peak | 0 | 0 | 1 | Off Peak | 0 | 1 | Off Peak | 0 | 1 | Off Peak | 0 | 0 | 1 | Super Off Peak | 1 | 0 | 0 | On Peak | 0 | 1 | 0 | Off Peak
2020-12-25 | 17 | 12 | 0 | 0 | 0 | 1 | 1.0205 |  | 1 | 0 | 0 | On Peak | 0 | 0 | 1 | Off Peak | 0 | 1 | Off Peak | 0 | 1 | Off Peak | 0 | 0 | 1 | Super Off Peak | 1 | 0 | 0 | On Peak | 0 | 1 | 0 | Off Peak
2020-12-25 | 18 | 12 | 0 | 0 | 0 | 1 | 1.2998 |  | 1 | 0 | 0 | On Peak | 0 | 0 | 1 | Off Peak | 0 | 1 | Off Peak | 0 | 1 | Off Peak | 0 | 0 | 1 | Super Off Peak | 1 | 0 | 0 | On Peak | 0 | 1 | 0 | Off Peak
2020-12-25 | 19 | 12 | 0 | 0 | 0 | 1 | 1.6267 |  | 1 | 0 | 0 | On Peak | 0 | 0 | 1 | Off Peak | 0 | 1 | Off Peak | 0 | 1 | Off Peak | 0 | 0 | 1 | Super Off Peak | 1 | 0 | 0 | On Peak | 0 | 1 | 0 | Off Peak
2020-12-25 | 20 | 12 | 0 | 0 | 0 | 1 | 1.6639 |  | 1 | 0 | 0 | On Peak | 0 | 0 | 1 | Off Peak | 0 | 1 | Off Peak | 0 | 1 | Off Peak | 0 | 0 | 1 | Super Off Peak | 1 | 0 | 0 | On Peak | 0 | 1 | 0 | Off Peak
2020-12-25 | 21 | 12 | 0 | 0 | 0 | 1 | 1.6581 |  | 1 | 0 | 0 | On Peak | 0 | 0 | 1 | Off Peak | 0 | 1 | Off Peak | 0 | 1 | Off Peak | 0 | 0 | 1 | Super Off Peak | 0 | 1 | 0 | Off Peak | 0 | 1 | 0 | Off Peak
2020-12-25 | 22 | 12 | 0 | 0 | 0 | 1 | 1.6348 |  | 0 | 1 | 0 | Off Peak | 0 | 0 | 1 | Off Peak | 0 | 1 | Off Peak | 0 | 1 | Off Peak | 0 | 0 | 1 | Super Off Peak | 0 | 1 | 0 | Off Peak | 0 | 1 | 0 | Off Peak
2020-12-25 | 23 | 12 | 0 | 0 | 0 | 1 | 1.3338 |  | 0 | 1 | 0 | Off Peak | 0 | 0 | 1 | Off Peak | 0 | 1 | Off Peak | 0 | 1 | Off Peak | 0 | 0 | 1 | Super Off Peak | 0 | 1 | 0 | Off Peak | 0 | 1 | 0 | Off Peak
2020-12-25 | 24 | 12 | 0 | 0 | 0 | 1 | 1.2021 |  | 0 | 1 | 0 | Off Peak | 0 | 0 | 1 | Off Peak | 0 | 1 | Off Peak | 0 | 1 | Off Peak | 0 | 0 | 1 | Super Off Peak | 0 | 1 | 0 | Off Peak | 0 | 1 | 0 | Off Peak
2020-12-26 | 1 | 12 | 0 | 1 | 0 | 0 | 1.0836 |  | 0 | 0 | 1 | Super Off Peak | 0 | 0 | 1 | Off Peak | 0 | 1 | Off Peak | 0 | 1 | Off Peak | 0 | 0 | 1 | Super Off Peak | 0 | 0 | 1 | Super Off Peak | 0 | 0 | 1 | Super Off Peak
2020-12-26 | 2 | 12 | 0 | 1 | 0 | 0 | 1.0035 |  | 0 | 0 | 1 | Super Off Peak | 0 | 0 | 1 | Off Peak | 0 | 1 | Off Peak | 0 | 1 | Off Peak | 0 | 0 | 1 | Super Off Peak | 0 | 0 | 1 | Super Off Peak | 0 | 0 | 1 | Super Off Peak
2020-12-26 | 3 | 12 | 0 | 1 | 0 | 0 | 0.93192 |  | 0 | 0 | 1 | Super Off Peak | 0 | 0 | 1 | Off Peak | 0 | 1 | Off Peak | 0 | 1 | Off Peak | 0 | 0 | 1 | Super Off Peak | 0 | 0 | 1 | Super Off Peak | 0 | 0 | 1 | Super Off Peak
2020-12-26 | 4 | 12 | 0 | 1 | 0 | 0 | 0.89236 |  | 0 | 0 | 1 | Super Off Peak | 0 | 0 | 1 | Off Peak | 0 | 1 | Off Peak | 0 | 1 | Off Peak | 0 | 0 | 1 | Super Off Peak | 0 | 0 | 1 | Super Off Peak | 0 | 0 | 1 | Super Off Peak
2020-12-26 | 5 | 12 | 0 | 1 | 0 | 0 | 0.86604 |  | 0 | 0 | 1 | Super Off Peak | 0 | 0 | 1 | Off Peak | 0 | 1 | Off Peak | 0 | 1 | Off Peak | 0 | 0 | 1 | Super Off Peak | 0 | 0 | 1 | Super Off Peak | 0 | 0 | 1 | Super Off Peak
2020-12-26 | 6 | 12 | 0 | 1 | 0 | 0 | 0.87014 |  | 0 | 0 | 1 | Super Off Peak | 0 | 0 | 1 | Off Peak | 0 | 1 | Off Peak | 0 | 1 | Off Peak | 0 | 0 | 1 | Super Off Peak | 0 | 1 | 0 | Off Peak | 0 | 1 | 0 | Off Peak
2020-12-26 | 7 | 12 | 0 | 1 | 0 | 0 | 1.0782 |  | 0 | 0 | 1 | Super Off Peak | 0 | 0 | 1 | Off Peak | 0 | 1 | Off Peak | 0 | 1 | Off Peak | 0 | 0 | 1 | Super Off Peak | 0 | 1 | 0 | Off Peak | 0 | 1 | 0 | Off Peak
2020-12-26 | 8 | 12 | 0 | 1 | 0 | 0 | 0.97032 |  | 0 | 0 | 1 | Super Off Peak | 0 | 0 | 1 | Off Peak | 0 | 1 | Off Peak | 0 | 1 | Off Peak | 0 | 0 | 1 | Super Off Peak | 0 | 1 | 0 | Off Peak | 0 | 1 | 0 | Off Peak
2020-12-26 | 9 | 12 | 0 | 1 | 0 | 0 | 0.60634 |  | 0 | 0 | 1 | Super Off Peak | 0 | 0 | 1 | Off Peak | 0 | 1 | Off Peak | 0 | 1 | Off Peak | 0 | 0 | 1 | Super Off Peak | 0 | 1 | 0 | Off Peak | 0 | 1 | 0 | Off Peak
2020-12-26 | 10 | 12 | 0 | 1 | 0 | 0 | 0.31657 |  | 0 | 0 | 1 | Super Off Peak | 0 | 0 | 1 | Off Peak | 0 | 1 | Off Peak | 0 | 1 | Off Peak | 0 | 0 | 1 | Super Off Peak | 0 | 1 | 0 | Off Peak | 0 | 1 | 0 | Off Peak
2020-12-26 | 11 | 12 | 0 | 1 | 0 | 0 | 0.15633 |  | 0 | 0 | 1 | Super Off Peak | 0 | 0 | 1 | Off Peak | 0 | 1 | Off Peak | 0 | 1 | Off Peak | 0 | 0 | 1 | Super Off Peak | 0 | 1 | 0 | Off Peak | 0 | 1 | 0 | Off Peak
2020-12-26 | 12 | 12 | 0 | 1 | 0 | 0 | 0.10594 |  | 0 | 0 | 1 | Super Off Peak | 0 | 0 | 1 | Off Peak | 0 | 1 | Off Peak | 0 | 1 | Off Peak | 0 | 0 | 1 | Super Off Peak | 0 | 1 | 0 | Off Peak | 0 | 1 | 0 | Off Peak
2020-12-26 | 13 | 12 | 0 | 1 | 0 | 0 | 0.057386 |  | 0 | 0 | 1 | Super Off Peak | 0 | 0 | 1 | Off Peak | 0 | 1 | Off Peak | 0 | 1 | Off Peak | 0 | 0 | 1 | Super Off Peak | 1 | 0 | 0 | On Peak | 0 | 1 | 0 | Off Peak
2020-12-26 | 14 | 12 | 0 | 1 | 0 | 0 | 0.098226 |  | 0 | 0 | 1 | Super Off Peak | 0 | 0 | 1 | Off Peak | 0 | 1 | Off Peak | 0 | 1 | Off Peak | 0 | 0 | 1 | Super Off Peak | 1 | 0 | 0 | On Peak | 0 | 1 | 0 | Off Peak
2020-12-26 | 15 | 12 | 0 | 1 | 0 | 0 | 0.26155 |  | 0 | 1 | 0 | Off Peak | 0 | 0 | 1 | Off Peak | 0 | 1 | Off Peak | 0 | 1 | Off Peak | 0 | 0 | 1 | Super Off Peak | 1 | 0 | 0 | On Peak | 0 | 1 | 0 | Off Peak
2020-12-26 | 16 | 12 | 0 | 1 | 0 | 0 | 0.67089 |  | 0 | 1 | 0 | Off Peak | 0 | 0 | 1 | Off Peak | 0 | 1 | Off Peak | 0 | 1 | Off Peak | 0 | 0 | 1 | Super Off Peak | 1 | 0 | 0 | On Peak | 0 | 1 | 0 | Off Peak
2020-12-26 | 17 | 12 | 0 | 1 | 0 | 0 | 1.0977 |  | 1 | 0 | 0 | On Peak | 0 | 0 | 1 | Off Peak | 0 | 1 | Off Peak | 0 | 1 | Off Peak | 0 | 0 | 1 | Super Off Peak | 1 | 0 | 0 | On Peak | 0 | 1 | 0 | Off Peak
2020-12-26 | 18 | 12 | 0 | 1 | 0 | 0 | 1.4184 |  | 1 | 0 | 0 | On Peak | 0 | 0 | 1 | Off Peak | 0 | 1 | Off Peak | 0 | 1 | Off Peak | 0 | 0 | 1 | Super Off Peak | 1 | 0 | 0 | On Peak | 0 | 1 | 0 | Off Peak
2020-12-26 | 19 | 12 | 0 | 1 | 0 | 0 | 1.7786 |  | 1 | 0 | 0 | On Peak | 0 | 0 | 1 | Off Peak | 0 | 1 | Off Peak | 0 | 1 | Off Peak | 0 | 0 | 1 | Super Off Peak | 1 | 0 | 0 | On Peak | 0 | 1 | 0 | Off Peak
2020-12-26 | 20 | 12 | 0 | 1 | 0 | 0 | 1.8073 |  | 1 | 0 | 0 | On Peak | 0 | 0 | 1 | Off Peak | 0 | 1 | Off Peak | 0 | 1 | Off Peak | 0 | 0 | 1 | Super Off Peak | 1 | 0 | 0 | On Peak | 1 | 0 | 0 | On Peak
2020-12-26 | 21 | 12 | 0 | 1 | 0 | 0 | 1.7647 |  | 1 | 0 | 0 | On Peak | 0 | 0 | 1 | Off Peak | 0 | 1 | Off Peak | 0 | 1 | Off Peak | 0 | 0 | 1 | Super Off Peak | 0 | 1 | 0 | Off Peak | 1 | 0 | 0 | On Peak
2020-12-26 | 22 | 12 | 0 | 1 | 0 | 0 | 1.7415 |  | 0 | 1 | 0 | Off Peak | 0 | 0 | 1 | Off Peak | 0 | 1 | Off Peak | 0 | 1 | Off Peak | 0 | 0 | 1 | Super Off Peak | 0 | 1 | 0 | Off Peak | 1 | 0 | 0 | On Peak
2020-12-26 | 23 | 12 | 0 | 1 | 0 | 0 | 1.3817 |  | 0 | 1 | 0 | Off Peak | 0 | 0 | 1 | Off Peak | 0 | 1 | Off Peak | 0 | 1 | Off Peak | 0 | 0 | 1 | Super Off Peak | 0 | 1 | 0 | Off Peak | 1 | 0 | 0 | On Peak
2020-12-26 | 24 | 12 | 0 | 1 | 0 | 0 | 1.2327 |  | 0 | 1 | 0 | Off Peak | 0 | 0 | 1 | Off Peak | 0 | 1 | Off Peak | 0 | 1 | Off Peak | 0 | 0 | 1 | Super Off Peak | 0 | 1 | 0 | Off Peak | 1 | 0 | 0 | On Peak
2020-12-27 | 1 | 12 | 0 | 1 | 1 | 0 | 1.1026 |  | 0 | 0 | 1 | Super Off Peak | 0 | 0 | 1 | Off Peak | 0 | 1 | Off Peak | 0 | 1 | Off Peak | 0 | 0 | 1 | Super Off Peak | 0 | 0 | 1 | Super Off Peak | 0 | 0 | 1 | Super Off Peak
2020-12-27 | 2 | 12 | 0 | 1 | 1 | 0 | 1.0173 |  | 0 | 0 | 1 | Super Off Peak | 0 | 0 | 1 | Off Peak | 0 | 1 | Off Peak | 0 | 1 | Off Peak | 0 | 0 | 1 | Super Off Peak | 0 | 0 | 1 | Super Off Peak | 0 | 0 | 1 | Super Off Peak
2020-12-27 | 3 | 12 | 0 | 1 | 1 | 0 | 0.94994 |  | 0 | 0 | 1 | Super Off Peak | 0 | 0 | 1 | Off Peak | 0 | 1 | Off Peak | 0 | 1 | Off Peak | 0 | 0 | 1 | Super Off Peak | 0 | 0 | 1 | Super Off Peak | 0 | 0 | 1 | Super Off Peak
2020-12-27 | 4 | 12 | 0 | 1 | 1 | 0 | 0.91309 |  | 0 | 0 | 1 | Super Off Peak | 0 | 0 | 1 | Off Peak | 0 | 1 | Off Peak | 0 | 1 | Off Peak | 0 | 0 | 1 | Super Off Peak | 0 | 0 | 1 | Super Off Peak | 0 | 0 | 1 | Super Off Peak
2020-12-27 | 5 | 12 | 0 | 1 | 1 | 0 | 0.88765 |  | 0 | 0 | 1 | Super Off Peak | 0 | 0 | 1 | Off Peak | 0 | 1 | Off Peak | 0 | 1 | Off Peak | 0 | 0 | 1 | Super Off Peak | 0 | 0 | 1 | Super Off Peak | 0 | 0 | 1 | Super Off Peak
2020-12-27 | 6 | 12 | 0 | 1 | 1 | 0 | 0.89352 |  | 0 | 0 | 1 | Super Off Peak | 0 | 0 | 1 | Off Peak | 0 | 1 | Off Peak | 0 | 1 | Off Peak | 0 | 0 | 1 | Super Off Peak | 0 | 1 | 0 | Off Peak | 0 | 1 | 0 | Off Peak
2020-12-27 | 7 | 12 | 0 | 1 | 1 | 0 | 0.93516 |  | 0 | 0 | 1 | Super Off Peak | 0 | 0 | 1 | Off Peak | 0 | 1 | Off Peak | 0 | 1 | Off Peak | 0 | 0 | 1 | Super Off Peak | 0 | 1 | 0 | Off Peak | 0 | 1 | 0 | Off Peak
2020-12-27 | 8 | 12 | 0 | 1 | 1 | 0 | 0.84667 |  | 0 | 0 | 1 | Super Off Peak | 0 | 0 | 1 | Off Peak | 0 | 1 | Off Peak | 0 | 1 | Off Peak | 0 | 0 | 1 | Super Off Peak | 0 | 1 | 0 | Off Peak | 0 | 1 | 0 | Off Peak
2020-12-27 | 9 | 12 | 0 | 1 | 1 | 0 | 0.54825 |  | 0 | 0 | 1 | Super Off Peak | 0 | 0 | 1 | Off Peak | 0 | 1 | Off Peak | 0 | 1 | Off Peak | 0 | 0 | 1 | Super Off Peak | 0 | 1 | 0 | Off Peak | 0 | 1 | 0 | Off Peak
2020-12-27 | 10 | 12 | 0 | 1 | 1 | 0 | 0.36185 |  | 0 | 0 | 1 | Super Off Peak | 0 | 0 | 1 | Off Peak | 0 | 1 | Off Peak | 0 | 1 | Off Peak | 0 | 0 | 1 | Super Off Peak | 0 | 1 | 0 | Off Peak | 0 | 1 | 0 | Off Peak
2020-12-27 | 11 | 12 | 0 | 1 | 1 | 0 | 0.23933 |  | 0 | 0 | 1 | Super Off Peak | 0 | 0 | 1 | Off Peak | 0 | 1 | Off Peak | 0 | 1 | Off Peak | 0 | 0 | 1 | Super Off Peak | 0 | 1 | 0 | Off Peak | 0 | 1 | 0 | Off Peak
2020-12-27 | 12 | 12 | 0 | 1 | 1 | 0 | 0.17056 |  | 0 | 0 | 1 | Super Off Peak | 0 | 0 | 1 | Off Peak | 0 | 1 | Off Peak | 0 | 1 | Off Peak | 0 | 0 | 1 | Super Off Peak | 0 | 1 | 0 | Off Peak | 0 | 1 | 0 | Off Peak
2020-12-27 | 13 | 12 | 0 | 1 | 1 | 0 | 0.12562 |  | 0 | 0 | 1 | Super Off Peak | 0 | 0 | 1 | Off Peak | 0 | 1 | Off Peak | 0 | 1 | Off Peak | 0 | 0 | 1 | Super Off Peak | 1 | 0 | 0 | On Peak | 0 | 1 | 0 | Off Peak
2020-12-27 | 14 | 12 | 0 | 1 | 1 | 0 | 0.1631 |  | 0 | 0 | 1 | Super Off Peak | 0 | 0 | 1 | Off Peak | 0 | 1 | Off Peak | 0 | 1 | Off Peak | 0 | 0 | 1 | Super Off Peak | 1 | 0 | 0 | On Peak | 0 | 1 | 0 | Off Peak
2020-12-27 | 15 | 12 | 0 | 1 | 1 | 0 | 0.29585 |  | 0 | 1 | 0 | Off Peak | 0 | 0 | 1 | Off Peak | 0 | 1 | Off Peak | 0 | 1 | Off Peak | 0 | 0 | 1 | Super Off Peak | 1 | 0 | 0 | On Peak | 0 | 1 | 0 | Off Peak
2020-12-27 | 16 | 12 | 0 | 1 | 1 | 0 | 0.62834 |  | 0 | 1 | 0 | Off Peak | 0 | 0 | 1 | Off Peak | 0 | 1 | Off Peak | 0 | 1 | Off Peak | 0 | 0 | 1 | Super Off Peak | 1 | 0 | 0 | On Peak | 0 | 1 | 0 | Off Peak
2020-12-27 | 17 | 12 | 0 | 1 | 1 | 0 | 0.99745 |  | 1 | 0 | 0 | On Peak | 0 | 0 | 1 | Off Peak | 0 | 1 | Off Peak | 0 | 1 | Off Peak | 0 | 0 | 1 | Super Off Peak | 1 | 0 | 0 | On Peak | 0 | 1 | 0 | Off Peak
2020-12-27 | 18 | 12 | 0 | 1 | 1 | 0 | 1.2847 |  | 1 | 0 | 0 | On Peak | 0 | 0 | 1 | Off Peak | 0 | 1 | Off Peak | 0 | 1 | Off Peak | 0 | 0 | 1 | Super Off Peak | 1 | 0 | 0 | On Peak | 0 | 1 | 0 | Off Peak
2020-12-27 | 19 | 12 | 0 | 1 | 1 | 0 | 1.5238 |  | 1 | 0 | 0 | On Peak | 0 | 0 | 1 | Off Peak | 0 | 1 | Off Peak | 0 | 1 | Off Peak | 0 | 0 | 1 | Super Off Peak | 1 | 0 | 0 | On Peak | 0 | 1 | 0 | Off Peak
2020-12-27 | 20 | 12 | 0 | 1 | 1 | 0 | 1.5426 |  | 1 | 0 | 0 | On Peak | 0 | 0 | 1 | Off Peak | 0 | 1 | Off Peak | 0 | 1 | Off Peak | 0 | 0 | 1 | Super Off Peak | 1 | 0 | 0 | On Peak | 1 | 0 | 0 | On Peak
2020-12-27 | 21 | 12 | 0 | 1 | 1 | 0 | 1.5075 |  | 1 | 0 | 0 | On Peak | 0 | 0 | 1 | Off Peak | 0 | 1 | Off Peak | 0 | 1 | Off Peak | 0 | 0 | 1 | Super Off Peak | 0 | 1 | 0 | Off Peak | 1 | 0 | 0 | On Peak
2020-12-27 | 22 | 12 | 0 | 1 | 1 | 0 | 1.4883 |  | 0 | 1 | 0 | Off Peak | 0 | 0 | 1 | Off Peak | 0 | 1 | Off Peak | 0 | 1 | Off Peak | 0 | 0 | 1 | Super Off Peak | 0 | 1 | 0 | Off Peak | 1 | 0 | 0 | On Peak
2020-12-27 | 23 | 12 | 0 | 1 | 1 | 0 | 1.4025 |  | 0 | 1 | 0 | Off Peak | 0 | 0 | 1 | Off Peak | 0 | 1 | Off Peak | 0 | 1 | Off Peak | 0 | 0 | 1 | Super Off Peak | 0 | 1 | 0 | Off Peak | 1 | 0 | 0 | On Peak
2020-12-27 | 24 | 12 | 0 | 1 | 1 | 0 | 1.257 |  | 0 | 1 | 0 | Off Peak | 0 | 0 | 1 | Off Peak | 0 | 1 | Off Peak | 0 | 1 | Off Peak | 0 | 0 | 1 | Super Off Peak | 0 | 1 | 0 | Off Peak | 1 | 0 | 0 | On Peak
2020-12-28 | 1 | 12 | 0 | 0 | 0 | 0 | 1.1311 |  | 0 | 0 | 1 | Super Off Peak | 0 | 0 | 1 | Off Peak | 0 | 1 | Off Peak | 0 | 1 | Off Peak | 0 | 0 | 1 | Super Off Peak | 0 | 0 | 1 | Super Off Peak | 0 | 0 | 1 | Super Off Peak
2020-12-28 | 2 | 12 | 0 | 0 | 0 | 0 | 1.0076 |  | 0 | 0 | 1 | Super Off Peak | 0 | 0 | 1 | Off Peak | 0 | 1 | Off Peak | 0 | 1 | Off Peak | 0 | 0 | 1 | Super Off Peak | 0 | 0 | 1 | Super Off Peak | 0 | 0 | 1 | Super Off Peak
2020-12-28 | 3 | 12 | 0 | 0 | 0 | 0 | 0.9476 |  | 0 | 0 | 1 | Super Off Peak | 0 | 0 | 1 | Off Peak | 0 | 1 | Off Peak | 0 | 1 | Off Peak | 0 | 0 | 1 | Super Off Peak | 0 | 0 | 1 | Super Off Peak | 0 | 0 | 1 | Super Off Peak
2020-12-28 | 4 | 12 | 0 | 0 | 0 | 0 | 0.90941 |  | 0 | 0 | 1 | Super Off Peak | 0 | 0 | 1 | Off Peak | 0 | 1 | Off Peak | 0 | 1 | Off Peak | 0 | 0 | 1 | Super Off Peak | 0 | 0 | 1 | Super Off Peak | 0 | 0 | 1 | Super Off Peak
2020-12-28 | 5 | 12 | 0 | 0 | 0 | 0 | 0.88587 |  | 0 | 0 | 1 | Super Off Peak | 0 | 0 | 1 | Off Peak | 0 | 1 | Off Peak | 0 | 1 | Off Peak | 0 | 0 | 1 | Super Off Peak | 0 | 0 | 1 | Super Off Peak | 0 | 0 | 1 | Super Off Peak
2020-12-28 | 6 | 12 | 0 | 0 | 0 | 0 | 0.89819 |  | 0 | 0 | 1 | Super Off Peak | 0 | 0 | 1 | Off Peak | 0 | 1 | Off Peak | 0 | 1 | Off Peak | 0 | 0 | 1 | Super Off Peak | 0 | 1 | 0 | Off Peak | 0 | 1 | 0 | Off Peak
2020-12-28 | 7 | 12 | 0 | 0 | 0 | 0 | 1.1516 |  | 0 | 1 | 0 | Off Peak | 0 | 1 | 0 | Semi Peak | 0 | 1 | Off Peak | 0 | 1 | Off Peak | 0 | 1 | 0 | Off Peak | 0 | 1 | 0 | Off Peak | 0 | 1 | 0 | Off Peak
2020-12-28 | 8 | 12 | 0 | 0 | 0 | 0 | 1.11 |  | 0 | 1 | 0 | Off Peak | 0 | 1 | 0 | Semi Peak | 0 | 1 | Off Peak | 0 | 1 | Off Peak | 0 | 1 | 0 | Off Peak | 0 | 1 | 0 | Off Peak | 0 | 1 | 0 | Off Peak
2020-12-28 | 9 | 12 | 0 | 0 | 0 | 0 | 0.78679 |  | 0 | 1 | 0 | Off Peak | 0 | 1 | 0 | Semi Peak | 0 | 1 | Off Peak | 0 | 1 | Off Peak | 0 | 1 | 0 | Off Peak | 0 | 1 | 0 | Off Peak | 0 | 1 | 0 | Off Peak
2020-12-28 | 10 | 12 | 0 | 0 | 0 | 0 | 0.49555 |  | 0 | 1 | 0 | Off Peak | 0 | 1 | 0 | Semi Peak | 0 | 1 | Off Peak | 0 | 1 | Off Peak | 0 | 1 | 0 | Off Peak | 0 | 1 | 0 | Off Peak | 0 | 1 | 0 | Off Peak
2020-12-28 | 11 | 12 | 0 | 0 | 0 | 0 | 0.31416 |  | 0 | 1 | 0 | Off Peak | 0 | 1 | 0 | Semi Peak | 0 | 1 | Off Peak | 0 | 1 | Off Peak | 0 | 1 | 0 | Off Peak | 0 | 1 | 0 | Off Peak | 0 | 1 | 0 | Off Peak
2020-12-28 | 12 | 12 | 0 | 0 | 0 | 0 | 0.23814 |  | 0 | 1 | 0 | Off Peak | 0 | 1 | 0 | Semi Peak | 0 | 1 | Off Peak | 0 | 1 | Off Peak | 0 | 1 | 0 | Off Peak | 0 | 1 | 0 | Off Peak | 0 | 1 | 0 | Off Peak
2020-12-28 | 13 | 12 | 0 | 0 | 0 | 0 | 0.15711 |  | 0 | 1 | 0 | Off Peak | 0 | 1 | 0 | Semi Peak | 0 | 1 | Off Peak | 1 | 0 | On Peak | 0 | 1 | 0 | Off Peak | 1 | 0 | 0 | On Peak | 0 | 1 | 0 | Off Peak
2020-12-28 | 14 | 12 | 0 | 0 | 0 | 0 | 0.17883 |  | 0 | 1 | 0 | Off Peak | 0 | 1 | 0 | Semi Peak | 0 | 1 | Off Peak | 1 | 0 | On Peak | 0 | 1 | 0 | Off Peak | 1 | 0 | 0 | On Peak | 0 | 1 | 0 | Off Peak
2020-12-28 | 15 | 12 | 0 | 0 | 0 | 0 | 0.34359 |  | 0 | 1 | 0 | Off Peak | 0 | 1 | 0 | Semi Peak | 0 | 1 | Off Peak | 1 | 0 | On Peak | 0 | 1 | 0 | Off Peak | 1 | 0 | 0 | On Peak | 0 | 1 | 0 | Off Peak
2020-12-28 | 16 | 12 | 0 | 0 | 0 | 0 | 0.75305 |  | 0 | 1 | 0 | Off Peak | 0 | 1 | 0 | Semi Peak | 0 | 1 | Off Peak | 1 | 0 | On Peak | 0 | 1 | 0 | Off Peak | 1 | 0 | 0 | On Peak | 0 | 1 | 0 | Off Peak
2020-12-28 | 17 | 12 | 0 | 0 | 0 | 0 | 1.1923 |  | 1 | 0 | 0 | On Peak | 0 | 1 | 0 | Semi Peak | 1 | 0 | On Peak | 1 | 0 | On Peak | 0 | 1 | 0 | Off Peak | 1 | 0 | 0 | On Peak | 0 | 1 | 0 | Off Peak
2020-12-28 | 18 | 12 | 0 | 0 | 0 | 0 | 1.5306 |  | 1 | 0 | 0 | On Peak | 1 | 0 | 0 | On Peak | 1 | 0 | On Peak | 1 | 0 | On Peak | 0 | 1 | 0 | Off Peak | 1 | 0 | 0 | On Peak | 0 | 1 | 0 | Off Peak
2020-12-28 | 19 | 12 | 0 | 0 | 0 | 0 | 1.878 |  | 1 | 0 | 0 | On Peak | 1 | 0 | 0 | On Peak | 1 | 0 | On Peak | 0 | 1 | Off Peak | 0 | 0 | 1 | Super Off Peak | 1 | 0 | 0 | On Peak | 0 | 1 | 0 | Off Peak
2020-12-28 | 20 | 12 | 0 | 0 | 0 | 0 | 1.919 |  | 1 | 0 | 0 | On Peak | 1 | 0 | 0 | On Peak | 1 | 0 | On Peak | 0 | 1 | Off Peak | 0 | 0 | 1 | Super Off Peak | 1 | 0 | 0 | On Peak | 1 | 0 | 0 | On Peak
2020-12-28 | 21 | 12 | 0 | 0 | 0 | 0 | 1.8985 |  | 1 | 0 | 0 | On Peak | 0 | 1 | 0 | Semi Peak | 1 | 0 | On Peak | 0 | 1 | Off Peak | 0 | 0 | 1 | Super Off Peak | 0 | 1 | 0 | Off Peak | 1 | 0 | 0 | On Peak
2020-12-28 | 22 | 12 | 0 | 0 | 0 | 0 | 1.8427 |  | 0 | 1 | 0 | Off Peak | 0 | 1 | 0 | Semi Peak | 0 | 1 | Off Peak | 0 | 1 | Off Peak | 0 | 0 | 1 | Super Off Peak | 0 | 1 | 0 | Off Peak | 1 | 0 | 0 | On Peak
2020-12-28 | 23 | 12 | 0 | 0 | 0 | 0 | 1.4756 |  | 0 | 1 | 0 | Off Peak | 0 | 0 | 1 | Off Peak | 0 | 1 | Off Peak | 0 | 1 | Off Peak | 0 | 0 | 1 | Super Off Peak | 0 | 1 | 0 | Off Peak | 1 | 0 | 0 | On Peak
2020-12-28 | 24 | 12 | 0 | 0 | 0 | 0 | 1.3095 |  | 0 | 1 | 0 | Off Peak | 0 | 0 | 1 | Off Peak | 0 | 1 | Off Peak | 0 | 1 | Off Peak | 0 | 0 | 1 | Super Off Peak | 0 | 1 | 0 | Off Peak | 1 | 0 | 0 | On Peak
2020-12-29 | 1 | 12 | 0 | 0 | 0 | 0 | 1.1091 |  | 0 | 0 | 1 | Super Off Peak | 0 | 0 | 1 | Off Peak | 0 | 1 | Off Peak | 0 | 1 | Off Peak | 0 | 0 | 1 | Super Off Peak | 0 | 0 | 1 | Super Off Peak | 0 | 0 | 1 | Super Off Peak
2020-12-29 | 2 | 12 | 0 | 0 | 0 | 0 | 1.0074 |  | 0 | 0 | 1 | Super Off Peak | 0 | 0 | 1 | Off Peak | 0 | 1 | Off Peak | 0 | 1 | Off Peak | 0 | 0 | 1 | Super Off Peak | 0 | 0 | 1 | Super Off Peak | 0 | 0 | 1 | Super Off Peak
2020-12-29 | 3 | 12 | 0 | 0 | 0 | 0 | 0.94309 |  | 0 | 0 | 1 | Super Off Peak | 0 | 0 | 1 | Off Peak | 0 | 1 | Off Peak | 0 | 1 | Off Peak | 0 | 0 | 1 | Super Off Peak | 0 | 0 | 1 | Super Off Peak | 0 | 0 | 1 | Super Off Peak
2020-12-29 | 4 | 12 | 0 | 0 | 0 | 0 | 0.90083 |  | 0 | 0 | 1 | Super Off Peak | 0 | 0 | 1 | Off Peak | 0 | 1 | Off Peak | 0 | 1 | Off Peak | 0 | 0 | 1 | Super Off Peak | 0 | 0 | 1 | Super Off Peak | 0 | 0 | 1 | Super Off Peak
2020-12-29 | 5 | 12 | 0 | 0 | 0 | 0 | 0.86239 |  | 0 | 0 | 1 | Super Off Peak | 0 | 0 | 1 | Off Peak | 0 | 1 | Off Peak | 0 | 1 | Off Peak | 0 | 0 | 1 | Super Off Peak | 0 | 0 | 1 | Super Off Peak | 0 | 0 | 1 | Super Off Peak
2020-12-29 | 6 | 12 | 0 | 0 | 0 | 0 | 0.86831 |  | 0 | 0 | 1 | Super Off Peak | 0 | 0 | 1 | Off Peak | 0 | 1 | Off Peak | 0 | 1 | Off Peak | 0 | 0 | 1 | Super Off Peak | 0 | 1 | 0 | Off Peak | 0 | 1 | 0 | Off Peak
2020-12-29 | 7 | 12 | 0 | 0 | 0 | 0 | 1.0744 |  | 0 | 1 | 0 | Off Peak | 0 | 1 | 0 | Semi Peak | 0 | 1 | Off Peak | 0 | 1 | Off Peak | 0 | 1 | 0 | Off Peak | 0 | 1 | 0 | Off Peak | 0 | 1 | 0 | Off Peak
2020-12-29 | 8 | 12 | 0 | 0 | 0 | 0 | 0.99016 |  | 0 | 1 | 0 | Off Peak | 0 | 1 | 0 | Semi Peak | 0 | 1 | Off Peak | 0 | 1 | Off Peak | 0 | 1 | 0 | Off Peak | 0 | 1 | 0 | Off Peak | 0 | 1 | 0 | Off Peak
2020-12-29 | 9 | 12 | 0 | 0 | 0 | 0 | 0.63314 |  | 0 | 1 | 0 | Off Peak | 0 | 1 | 0 | Semi Peak | 0 | 1 | Off Peak | 0 | 1 | Off Peak | 0 | 1 | 0 | Off Peak | 0 | 1 | 0 | Off Peak | 0 | 1 | 0 | Off Peak
2020-12-29 | 10 | 12 | 0 | 0 | 0 | 0 | 0.36181 |  | 0 | 1 | 0 | Off Peak | 0 | 1 | 0 | Semi Peak | 0 | 1 | Off Peak | 0 | 1 | Off Peak | 0 | 1 | 0 | Off Peak | 0 | 1 | 0 | Off Peak | 0 | 1 | 0 | Off Peak
2020-12-29 | 11 | 12 | 0 | 0 | 0 | 0 | 0.20261 |  | 0 | 1 | 0 | Off Peak | 0 | 1 | 0 | Semi Peak | 0 | 1 | Off Peak | 0 | 1 | Off Peak | 0 | 1 | 0 | Off Peak | 0 | 1 | 0 | Off Peak | 0 | 1 | 0 | Off Peak
2020-12-29 | 12 | 12 | 0 | 0 | 0 | 0 | 0.15558 |  | 0 | 1 | 0 | Off Peak | 0 | 1 | 0 | Semi Peak | 0 | 1 | Off Peak | 0 | 1 | Off Peak | 0 | 1 | 0 | Off Peak | 0 | 1 | 0 | Off Peak | 0 | 1 | 0 | Off Peak
2020-12-29 | 13 | 12 | 0 | 0 | 0 | 0 | 0.12068 |  | 0 | 1 | 0 | Off Peak | 0 | 1 | 0 | Semi Peak | 0 | 1 | Off Peak | 1 | 0 | On Peak | 0 | 1 | 0 | Off Peak | 1 | 0 | 0 | On Peak | 0 | 1 | 0 | Off Peak
2020-12-29 | 14 | 12 | 0 | 0 | 0 | 0 | 0.16889 |  | 0 | 1 | 0 | Off Peak | 0 | 1 | 0 | Semi Peak | 0 | 1 | Off Peak | 1 | 0 | On Peak | 0 | 1 | 0 | Off Peak | 1 | 0 | 0 | On Peak | 0 | 1 | 0 | Off Peak
2020-12-29 | 15 | 12 | 0 | 0 | 0 | 0 | 0.35425 |  | 0 | 1 | 0 | Off Peak | 0 | 1 | 0 | Semi Peak | 0 | 1 | Off Peak | 1 | 0 | On Peak | 0 | 1 | 0 | Off Peak | 1 | 0 | 0 | On Peak | 0 | 1 | 0 | Off Peak
2020-12-29 | 16 | 12 | 0 | 0 | 0 | 0 | 0.76094 |  | 0 | 1 | 0 | Off Peak | 0 | 1 | 0 | Semi Peak | 0 | 1 | Off Peak | 1 | 0 | On Peak | 0 | 1 | 0 | Off Peak | 1 | 0 | 0 | On Peak | 0 | 1 | 0 | Off Peak
2020-12-29 | 17 | 12 | 0 | 0 | 0 | 0 | 1.2034 |  | 1 | 0 | 0 | On Peak | 0 | 1 | 0 | Semi Peak | 1 | 0 | On Peak | 1 | 0 | On Peak | 0 | 1 | 0 | Off Peak | 1 | 0 | 0 | On Peak | 0 | 1 | 0 | Off Peak
2020-12-29 | 18 | 12 | 0 | 0 | 0 | 0 | 1.5242 |  | 1 | 0 | 0 | On Peak | 1 | 0 | 0 | On Peak | 1 | 0 | On Peak | 1 | 0 | On Peak | 0 | 1 | 0 | Off Peak | 1 | 0 | 0 | On Peak | 0 | 1 | 0 | Off Peak
2020-12-29 | 19 | 12 | 0 | 0 | 0 | 0 | 1.8295 |  | 1 | 0 | 0 | On Peak | 1 | 0 | 0 | On Peak | 1 | 0 | On Peak | 0 | 1 | Off Peak | 0 | 0 | 1 | Super Off Peak | 1 | 0 | 0 | On Peak | 0 | 1 | 0 | Off Peak
2020-12-29 | 20 | 12 | 0 | 0 | 0 | 0 | 1.8649 |  | 1 | 0 | 0 | On Peak | 1 | 0 | 0 | On Peak | 1 | 0 | On Peak | 0 | 1 | Off Peak | 0 | 0 | 1 | Super Off Peak | 1 | 0 | 0 | On Peak | 1 | 0 | 0 | On Peak
2020-12-29 | 21 | 12 | 0 | 0 | 0 | 0 | 1.8332 |  | 1 | 0 | 0 | On Peak | 0 | 1 | 0 | Semi Peak | 1 | 0 | On Peak | 0 | 1 | Off Peak | 0 | 0 | 1 | Super Off Peak | 0 | 1 | 0 | Off Peak | 1 | 0 | 0 | On Peak
2020-12-29 | 22 | 12 | 0 | 0 | 0 | 0 | 1.7839 |  | 0 | 1 | 0 | Off Peak | 0 | 1 | 0 | Semi Peak | 0 | 1 | Off Peak | 0 | 1 | Off Peak | 0 | 0 | 1 | Super Off Peak | 0 | 1 | 0 | Off Peak | 1 | 0 | 0 | On Peak
2020-12-29 | 23 | 12 | 0 | 0 | 0 | 0 | 1.4318 |  | 0 | 1 | 0 | Off Peak | 0 | 0 | 1 | Off Peak | 0 | 1 | Off Peak | 0 | 1 | Off Peak | 0 | 0 | 1 | Super Off Peak | 0 | 1 | 0 | Off Peak | 1 | 0 | 0 | On Peak
2020-12-29 | 24 | 12 | 0 | 0 | 0 | 0 | 1.2678 |  | 0 | 1 | 0 | Off Peak | 0 | 0 | 1 | Off Peak | 0 | 1 | Off Peak | 0 | 1 | Off Peak | 0 | 0 | 1 | Super Off Peak | 0 | 1 | 0 | Off Peak | 1 | 0 | 0 | On Peak
2020-12-30 | 1 | 12 | 0 | 0 | 0 | 0 | 1.1034 |  | 0 | 0 | 1 | Super Off Peak | 0 | 0 | 1 | Off Peak | 0 | 1 | Off Peak | 0 | 1 | Off Peak | 0 | 0 | 1 | Super Off Peak | 0 | 0 | 1 | Super Off Peak | 0 | 0 | 1 | Super Off Peak
2020-12-30 | 2 | 12 | 0 | 0 | 0 | 0 | 1.0017 |  | 0 | 0 | 1 | Super Off Peak | 0 | 0 | 1 | Off Peak | 0 | 1 | Off Peak | 0 | 1 | Off Peak | 0 | 0 | 1 | Super Off Peak | 0 | 0 | 1 | Super Off Peak | 0 | 0 | 1 | Super Off Peak
2020-12-30 | 3 | 12 | 0 | 0 | 0 | 0 | 0.9339 |  | 0 | 0 | 1 | Super Off Peak | 0 | 0 | 1 | Off Peak | 0 | 1 | Off Peak | 0 | 1 | Off Peak | 0 | 0 | 1 | Super Off Peak | 0 | 0 | 1 | Super Off Peak | 0 | 0 | 1 | Super Off Peak
2020-12-30 | 4 | 12 | 0 | 0 | 0 | 0 | 0.89248 |  | 0 | 0 | 1 | Super Off Peak | 0 | 0 | 1 | Off Peak | 0 | 1 | Off Peak | 0 | 1 | Off Peak | 0 | 0 | 1 | Super Off Peak | 0 | 0 | 1 | Super Off Peak | 0 | 0 | 1 | Super Off Peak
2020-12-30 | 5 | 12 | 0 | 0 | 0 | 0 | 0.86882 |  | 0 | 0 | 1 | Super Off Peak | 0 | 0 | 1 | Off Peak | 0 | 1 | Off Peak | 0 | 1 | Off Peak | 0 | 0 | 1 | Super Off Peak | 0 | 0 | 1 | Super Off Peak | 0 | 0 | 1 | Super Off Peak
2020-12-30 | 6 | 12 | 0 | 0 | 0 | 0 | 0.87133 |  | 0 | 0 | 1 | Super Off Peak | 0 | 0 | 1 | Off Peak | 0 | 1 | Off Peak | 0 | 1 | Off Peak | 0 | 0 | 1 | Super Off Peak | 0 | 1 | 0 | Off Peak | 0 | 1 | 0 | Off Peak
2020-12-30 | 7 | 12 | 0 | 0 | 0 | 0 | 1.1017 |  | 0 | 1 | 0 | Off Peak | 0 | 1 | 0 | Semi Peak | 0 | 1 | Off Peak | 0 | 1 | Off Peak | 0 | 1 | 0 | Off Peak | 0 | 1 | 0 | Off Peak | 0 | 1 | 0 | Off Peak
2020-12-30 | 8 | 12 | 0 | 0 | 0 | 0 | 1.0478 |  | 0 | 1 | 0 | Off Peak | 0 | 1 | 0 | Semi Peak | 0 | 1 | Off Peak | 0 | 1 | Off Peak | 0 | 1 | 0 | Off Peak | 0 | 1 | 0 | Off Peak | 0 | 1 | 0 | Off Peak
2020-12-30 | 9 | 12 | 0 | 0 | 0 | 0 | 0.71143 |  | 0 | 1 | 0 | Off Peak | 0 | 1 | 0 | Semi Peak | 0 | 1 | Off Peak | 0 | 1 | Off Peak | 0 | 1 | 0 | Off Peak | 0 | 1 | 0 | Off Peak | 0 | 1 | 0 | Off Peak
2020-12-30 | 10 | 12 | 0 | 0 | 0 | 0 | 0.40784 |  | 0 | 1 | 0 | Off Peak | 0 | 1 | 0 | Semi Peak | 0 | 1 | Off Peak | 0 | 1 | Off Peak | 0 | 1 | 0 | Off Peak | 0 | 1 | 0 | Off Peak | 0 | 1 | 0 | Off Peak
2020-12-30 | 11 | 12 | 0 | 0 | 0 | 0 | 0.23348 |  | 0 | 1 | 0 | Off Peak | 0 | 1 | 0 | Semi Peak | 0 | 1 | Off Peak | 0 | 1 | Off Peak | 0 | 1 | 0 | Off Peak | 0 | 1 | 0 | Off Peak | 0 | 1 | 0 | Off Peak
2020-12-30 | 12 | 12 | 0 | 0 | 0 | 0 | 0.15955 |  | 0 | 1 | 0 | Off Peak | 0 | 1 | 0 | Semi Peak | 0 | 1 | Off Peak | 0 | 1 | Off Peak | 0 | 1 | 0 | Off Peak | 0 | 1 | 0 | Off Peak | 0 | 1 | 0 | Off Peak
2020-12-30 | 13 | 12 | 0 | 0 | 0 | 0 | 0.11026 |  | 0 | 1 | 0 | Off Peak | 0 | 1 | 0 | Semi Peak | 0 | 1 | Off Peak | 1 | 0 | On Peak | 0 | 1 | 0 | Off Peak | 1 | 0 | 0 | On Peak | 0 | 1 | 0 | Off Peak
2020-12-30 | 14 | 12 | 0 | 0 | 0 | 0 | 0.1412 |  | 0 | 1 | 0 | Off Peak | 0 | 1 | 0 | Semi Peak | 0 | 1 | Off Peak | 1 | 0 | On Peak | 0 | 1 | 0 | Off Peak | 1 | 0 | 0 | On Peak | 0 | 1 | 0 | Off Peak
2020-12-30 | 15 | 12 | 0 | 0 | 0 | 0 | 0.31775 |  | 0 | 1 | 0 | Off Peak | 0 | 1 | 0 | Semi Peak | 0 | 1 | Off Peak | 1 | 0 | On Peak | 0 | 1 | 0 | Off Peak | 1 | 0 | 0 | On Peak | 0 | 1 | 0 | Off Peak
2020-12-30 | 16 | 12 | 0 | 0 | 0 | 0 | 0.73189 |  | 0 | 1 | 0 | Off Peak | 0 | 1 | 0 | Semi Peak | 0 | 1 | Off Peak | 1 | 0 | On Peak | 0 | 1 | 0 | Off Peak | 1 | 0 | 0 | On Peak | 0 | 1 | 0 | Off Peak
2020-12-30 | 17 | 12 | 0 | 0 | 0 | 0 | 1.177 |  | 1 | 0 | 0 | On Peak | 0 | 1 | 0 | Semi Peak | 1 | 0 | On Peak | 1 | 0 | On Peak | 0 | 1 | 0 | Off Peak | 1 | 0 | 0 | On Peak | 0 | 1 | 0 | Off Peak
2020-12-30 | 18 | 12 | 0 | 0 | 0 | 0 | 1.5035 |  | 1 | 0 | 0 | On Peak | 1 | 0 | 0 | On Peak | 1 | 0 | On Peak | 1 | 0 | On Peak | 0 | 1 | 0 | Off Peak | 1 | 0 | 0 | On Peak | 0 | 1 | 0 | Off Peak
2020-12-30 | 19 | 12 | 0 | 0 | 0 | 0 | 1.8417 |  | 1 | 0 | 0 | On Peak | 1 | 0 | 0 | On Peak | 1 | 0 | On Peak | 0 | 1 | Off Peak | 0 | 0 | 1 | Super Off Peak | 1 | 0 | 0 | On Peak | 0 | 1 | 0 | Off Peak
2020-12-30 | 20 | 12 | 0 | 0 | 0 | 0 | 1.8698 |  | 1 | 0 | 0 | On Peak | 1 | 0 | 0 | On Peak | 1 | 0 | On Peak | 0 | 1 | Off Peak | 0 | 0 | 1 | Super Off Peak | 1 | 0 | 0 | On Peak | 1 | 0 | 0 | On Peak
2020-12-30 | 21 | 12 | 0 | 0 | 0 | 0 | 1.8159 |  | 1 | 0 | 0 | On Peak | 0 | 1 | 0 | Semi Peak | 1 | 0 | On Peak | 0 | 1 | Off Peak | 0 | 0 | 1 | Super Off Peak | 0 | 1 | 0 | Off Peak | 1 | 0 | 0 | On Peak
2020-12-30 | 22 | 12 | 0 | 0 | 0 | 0 | 1.7638 |  | 0 | 1 | 0 | Off Peak | 0 | 1 | 0 | Semi Peak | 0 | 1 | Off Peak | 0 | 1 | Off Peak | 0 | 0 | 1 | Super Off Peak | 0 | 1 | 0 | Off Peak | 1 | 0 | 0 | On Peak
2020-12-30 | 23 | 12 | 0 | 0 | 0 | 0 | 1.4187 |  | 0 | 1 | 0 | Off Peak | 0 | 0 | 1 | Off Peak | 0 | 1 | Off Peak | 0 | 1 | Off Peak | 0 | 0 | 1 | Super Off Peak | 0 | 1 | 0 | Off Peak | 1 | 0 | 0 | On Peak
2020-12-30 | 24 | 12 | 0 | 0 | 0 | 0 | 1.2702 |  | 0 | 1 | 0 | Off Peak | 0 | 0 | 1 | Off Peak | 0 | 1 | Off Peak | 0 | 1 | Off Peak | 0 | 0 | 1 | Super Off Peak | 0 | 1 | 0 | Off Peak | 1 | 0 | 0 | On Peak
2020-12-31 | 1 | 12 | 0 | 0 | 0 | 0 | 1.1005 |  | 0 | 0 | 1 | Super Off Peak | 0 | 0 | 1 | Off Peak | 0 | 1 | Off Peak | 0 | 1 | Off Peak | 0 | 0 | 1 | Super Off Peak | 0 | 0 | 1 | Super Off Peak | 0 | 0 | 1 | Super Off Peak
2020-12-31 | 2 | 12 | 0 | 0 | 0 | 0 | 1.0033 |  | 0 | 0 | 1 | Super Off Peak | 0 | 0 | 1 | Off Peak | 0 | 1 | Off Peak | 0 | 1 | Off Peak | 0 | 0 | 1 | Super Off Peak | 0 | 0 | 1 | Super Off Peak | 0 | 0 | 1 | Super Off Peak
2020-12-31 | 3 | 12 | 0 | 0 | 0 | 0 | 0.94481 |  | 0 | 0 | 1 | Super Off Peak | 0 | 0 | 1 | Off Peak | 0 | 1 | Off Peak | 0 | 1 | Off Peak | 0 | 0 | 1 | Super Off Peak | 0 | 0 | 1 | Super Off Peak | 0 | 0 | 1 | Super Off Peak
2020-12-31 | 4 | 12 | 0 | 0 | 0 | 0 | 0.89742 |  | 0 | 0 | 1 | Super Off Peak | 0 | 0 | 1 | Off Peak | 0 | 1 | Off Peak | 0 | 1 | Off Peak | 0 | 0 | 1 | Super Off Peak | 0 | 0 | 1 | Super Off Peak | 0 | 0 | 1 | Super Off Peak
2020-12-31 | 5 | 12 | 0 | 0 | 0 | 0 | 0.87073 |  | 0 | 0 | 1 | Super Off Peak | 0 | 0 | 1 | Off Peak | 0 | 1 | Off Peak | 0 | 1 | Off Peak | 0 | 0 | 1 | Super Off Peak | 0 | 0 | 1 | Super Off Peak | 0 | 0 | 1 | Super Off Peak
2020-12-31 | 6 | 12 | 0 | 0 | 0 | 0 | 0.88124 |  | 0 | 0 | 1 | Super Off Peak | 0 | 0 | 1 | Off Peak | 0 | 1 | Off Peak | 0 | 1 | Off Peak | 0 | 0 | 1 | Super Off Peak | 0 | 1 | 0 | Off Peak | 0 | 1 | 0 | Off Peak
2020-12-31 | 7 | 12 | 0 | 0 | 0 | 0 | 1.1256 |  | 0 | 1 | 0 | Off Peak | 0 | 1 | 0 | Semi Peak | 0 | 1 | Off Peak | 0 | 1 | Off Peak | 0 | 1 | 0 | Off Peak | 0 | 1 | 0 | Off Peak | 0 | 1 | 0 | Off Peak
2020-12-31 | 8 | 12 | 0 | 0 | 0 | 0 | 1.1061 |  | 0 | 1 | 0 | Off Peak | 0 | 1 | 0 | Semi Peak | 0 | 1 | Off Peak | 0 | 1 | Off Peak | 0 | 1 | 0 | Off Peak | 0 | 1 | 0 | Off Peak | 0 | 1 | 0 | Off Peak
2020-12-31 | 9 | 12 | 0 | 0 | 0 | 0 | 0.78702 |  | 0 | 1 | 0 | Off Peak | 0 | 1 | 0 | Semi Peak | 0 | 1 | Off Peak | 0 | 1 | Off Peak | 0 | 1 | 0 | Off Peak | 0 | 1 | 0 | Off Peak | 0 | 1 | 0 | Off Peak
2020-12-31 | 10 | 12 | 0 | 0 | 0 | 0 | 0.46395 |  | 0 | 1 | 0 | Off Peak | 0 | 1 | 0 | Semi Peak | 0 | 1 | Off Peak | 0 | 1 | Off Peak | 0 | 1 | 0 | Off Peak | 0 | 1 | 0 | Off Peak | 0 | 1 | 0 | Off Peak
2020-12-31 | 11 | 12 | 0 | 0 | 0 | 0 | 0.2897 |  | 0 | 1 | 0 | Off Peak | 0 | 1 | 0 | Semi Peak | 0 | 1 | Off Peak | 0 | 1 | Off Peak | 0 | 1 | 0 | Off Peak | 0 | 1 | 0 | Off Peak | 0 | 1 | 0 | Off Peak
2020-12-31 | 12 | 12 | 0 | 0 | 0 | 0 | 0.21609 |  | 0 | 1 | 0 | Off Peak | 0 | 1 | 0 | Semi Peak | 0 | 1 | Off Peak | 0 | 1 | Off Peak | 0 | 1 | 0 | Off Peak | 0 | 1 | 0 | Off Peak | 0 | 1 | 0 | Off Peak
2020-12-31 | 13 | 12 | 0 | 0 | 0 | 0 | 0.16482 |  | 0 | 1 | 0 | Off Peak | 0 | 1 | 0 | Semi Peak | 0 | 1 | Off Peak | 1 | 0 | On Peak | 0 | 1 | 0 | Off Peak | 1 | 0 | 0 | On Peak | 0 | 1 | 0 | Off Peak
2020-12-31 | 14 | 12 | 0 | 0 | 0 | 0 | 0.21577 |  | 0 | 1 | 0 | Off Peak | 0 | 1 | 0 | Semi Peak | 0 | 1 | Off Peak | 1 | 0 | On Peak | 0 | 1 | 0 | Off Peak | 1 | 0 | 0 | On Peak | 0 | 1 | 0 | Off Peak
2020-12-31 | 15 | 12 | 0 | 0 | 0 | 0 | 0.41042 |  | 0 | 1 | 0 | Off Peak | 0 | 1 | 0 | Semi Peak | 0 | 1 | Off Peak | 1 | 0 | On Peak | 0 | 1 | 0 | Off Peak | 1 | 0 | 0 | On Peak | 0 | 1 | 0 | Off Peak
2020-12-31 | 16 | 12 | 0 | 0 | 0 | 0 | 0.83169 |  | 0 | 1 | 0 | Off Peak | 0 | 1 | 0 | Semi Peak | 0 | 1 | Off Peak | 1 | 0 | On Peak | 0 | 1 | 0 | Off Peak | 1 | 0 | 0 | On Peak | 0 | 1 | 0 | Off Peak
2020-12-31 | 17 | 12 | 0 | 0 | 0 | 0 | 1.2694 |  | 1 | 0 | 0 | On Peak | 0 | 1 | 0 | Semi Peak | 1 | 0 | On Peak | 1 | 0 | On Peak | 0 | 1 | 0 | Off Peak | 1 | 0 | 0 | On Peak | 0 | 1 | 0 | Off Peak
2020-12-31 | 18 | 12 | 0 | 0 | 0 | 0 | 1.5861 |  | 1 | 0 | 0 | On Peak | 1 | 0 | 0 | On Peak | 1 | 0 | On Peak | 1 | 0 | On Peak | 0 | 1 | 0 | Off Peak | 1 | 0 | 0 | On Peak | 0 | 1 | 0 | Off Peak
2020-12-31 | 19 | 12 | 0 | 0 | 0 | 0 | 1.8894 |  | 1 | 0 | 0 | On Peak | 1 | 0 | 0 | On Peak | 1 | 0 | On Peak | 0 | 1 | Off Peak | 0 | 0 | 1 | Super Off Peak | 1 | 0 | 0 | On Peak | 0 | 1 | 0 | Off Peak
2020-12-31 | 20 | 12 | 0 | 0 | 0 | 0 | 1.9248 |  | 1 | 0 | 0 | On Peak | 1 | 0 | 0 | On Peak | 1 | 0 | On Peak | 0 | 1 | Off Peak | 0 | 0 | 1 | Super Off Peak | 1 | 0 | 0 | On Peak | 1 | 0 | 0 | On Peak
2020-12-31 | 21 | 12 | 0 | 0 | 0 | 0 | 1.8939 |  | 1 | 0 | 0 | On Peak | 0 | 1 | 0 | Semi Peak | 1 | 0 | On Peak | 0 | 1 | Off Peak | 0 | 0 | 1 | Super Off Peak | 0 | 1 | 0 | Off Peak | 1 | 0 | 0 | On Peak
2020-12-31 | 22 | 12 | 0 | 0 | 0 | 0 | 1.8291 |  | 0 | 1 | 0 | Off Peak | 0 | 1 | 0 | Semi Peak | 0 | 1 | Off Peak | 0 | 1 | Off Peak | 0 | 0 | 1 | Super Off Peak | 0 | 1 | 0 | Off Peak | 1 | 0 | 0 | On Peak
2020-12-31 | 23 | 12 | 0 | 0 | 0 | 0 | 1.4566 |  | 0 | 1 | 0 | Off Peak | 0 | 0 | 1 | Off Peak | 0 | 1 | Off Peak | 0 | 1 | Off Peak | 0 | 0 | 1 | Super Off Peak | 0 | 1 | 0 | Off Peak | 1 | 0 | 0 | On Peak
2020-12-31 | 24 | 12 | 0 | 0 | 0 | 0 | 1.2734 |  | 0 | 1 | 0 | Off Peak | 0 | 0 | 1 | Off Peak | 0 | 1 | Off Peak | 0 | 1 | Off Peak | 0 | 0 | 1 | Super Off Peak | 0 | 1 | 0 | Off Peak | 1 | 0 | 0 | On Peak
[7 empty] | on | #DIV/0!
[7 empty] | off | #DIV/0!

## Prices Summary
SP 15 Average TOU Prices
| Standard TOU | Grandafthering TOU | Two Period Non-Res Option | GF-DR-TOU | GF- DR SES | GF- EV TOU | GF EV-TOU2
Summer
On Peak | 53.7839 | 16.5289 | 60.5376 | 17.9099 | 16.5289 | 26.8598 | 13.9918
Semi Peak | N/A | 52.1807 | N/A | N/A | N/A | N/A | N/A
Off Peak | 28.6601 | 28.9409 | 27.7193 | 35.6162 | 52.1807 | 37.4521 | 41.5542
Super Off Peak | 24.7089 | N/A | N/A | N/A | 28.9409 | 30.6909 | 30.6909
Winter
On Peak | 61.2597 | 70.2563 | 66.3049 | 17.4313 | N/A | 29.5911 | 64.8417
Semi Peak | N/A | 28.2978 | N/A | N/A | N/A | N/A | N/A
Off Peak | 30.5358 | 31.133 | 27.919 | 36.8093 | 21.0117 | 36.9759 | 23.2124
Super Off Peak | 21.6747 | N/A | N/A | N/A | 40.0433 | 31.8933 | 31.8933
Total | 32.9815 | 32.9815 | 32.9815 | 32.9815 | 32.9815 | 32.9815 | 32.9815
SP 15 TOU Price Differentials
| Standard TOU | Grandafthering TOU | Two Period Non-Res Option | GF-DR-TOU | GF- DR SES | GF- EV TOU | GF EV-TOU2
Summer
On Peak | 1.6307 | 0.50116 | 1.8355 | 0.54303 | 0.50116 | 0.81439 | 0.42423
Semi Peak | N/A | 1.5821 | N/A | N/A | N/A | N/A | N/A
Off Peak | 0.86898 | 0.87749 | 0.84045 | 1.0799 | 1.5821 | 1.1355 | 1.2599
Super Off Peak | 0.74917 | N/A | N/A | N/A | 0.87749 | 0.93055 | 0.93055
Winter
On Peak | 1.8574 | 2.1302 | 2.0104 | 0.52852 | N/A | 0.8972 | 1.966
Semi Peak | N/A | 0.85799 | N/A | N/A | N/A | N/A | N/A
Off Peak | 0.92584 | 0.94395 | 0.8465 | 1.1161 | 0.63708 | 1.1211 | 0.7038
Super Off Peak | 0.65718 | N/A | N/A | N/A | 1.2141 | 0.96701 | 0.96701
RPS Premium | 26.9485 | Green Benchmark verified by Energy Division on 11/2/18
RPS % | 33% | 2020 RPS Target | http://www.energy.ca.gov/portfolio/
8.893
Total Adjusted Prices
| Standard TOU | Grandafthering TOU | Two Period Non-Res Option | GF-DR-TOU | GF- DR SES | GF- EV TOU | GF EV-TOU2
Summer
On Peak | 62.6769 | 25.4219 | 69.4306 | 26.8029 | 25.4219 | 35.7528 | 22.8848
Semi Peak | N/A | 61.0737 | N/A | N/A | N/A | N/A | N/A
Off Peak | 37.5531 | 37.8339 | 36.6123 | 44.5092 | 61.0737 | 46.3451 | 50.4472
Super Off Peak | 33.6019 | N/A | N/A | N/A | 37.8339 | 39.5839 | 39.5839
Winter
On Peak | 70.1527 | 79.1493 | 75.1979 | 26.3243 | N/A | 38.4841 | 73.7347
Semi Peak | N/A | 37.1908 | N/A | N/A | N/A | N/A | N/A
Off Peak | 39.4288 | 40.026 | 36.812 | 45.7023 | 29.9047 | 45.8689 | 32.1054
Super Off Peak | 30.5677 | N/A | N/A | N/A | 48.9363 | 40.7863 | 40.7863
-6.0331
-1.9909

## Price Shape Comparison
Hour Ending (Clock Time)
| 1 | 2 | 3 | 4 | 5 | 6 | 7 | 8 | 9 | 10 | 11 | 12 | 13 | 14 | 15 | 16 | 17 | 18 | 19 | 20 | 21 | 22 | 23 | 24
2020 GRC P2 Summer Shape | 1.089 | 0.98879 | 0.91533 | 0.87895 | 0.85981 | 0.86657 | 1.4985 | 1.2472 | 0.87326 | 0.59486 | 0.37395 | 0.24551 | 0.17563 | 0.17401 | 0.25666 | 0.45644 | 0.81184 | 1.3416 | 2.0191 | 2.4261 | 2.5504 | 2.6256 | 1.4474 | 1.2867
2017 Summer Actual SDGE DLAP | 0.84264 | 0.78447 | 0.75691 | 0.73702 | 0.773 | 0.88181 | 1.0839 | 1.0735 | 0.86058 | 0.80077 | 0.83427 | 0.87669 | 0.93155 | 1.015 | 1.1264 | 1.2851 | 1.5076 | 1.9875 | 2.7334 | 2.6008 | 1.7139 | 1.3052 | 1.0711 | 0.9708
2018 Summer Actual SDGE DLAP | 0.83245 | 0.7449 | 0.70419 | 0.68409 | 0.71748 | 0.84114 | 1.0401 | 1.0405 | 0.8345 | 0.82268 | 0.86963 | 0.97013 | 1.16 | 1.2658 | 1.4442 | 1.5523 | 1.7908 | 2.0252 | 2.6321 | 2.7985 | 1.9538 | 1.4535 | 1.1316 | 0.96655
2020 GRC P2 Winter Shape | 1.1149 | 1.0047 | 0.94181 | 0.90531 | 0.88471 | 0.89876 | 1.5419 | 1.4158 | 0.87461 | 0.41933 | 0.1564 | 0.031277 | -0.04857 | -0.053306 | 0.098332 | 0.49389 | 1.0776 | 1.6396 | 2.2509 | 2.4933 | 2.5817 | 2.5315 | 1.4841 | 1.2896
2017 Winter Actual SDGE DLAP | 0.70641 | 0.65281 | 0.60782 | 0.61692 | 0.71143 | 0.97423 | 1.337 | 1.3069 | 0.93406 | 0.74685 | 0.68419 | 0.63709 | 0.61341 | 0.66162 | 0.69188 | 0.79434 | 1.0607 | 1.5376 | 1.6618 | 1.6941 | 1.5325 | 1.2545 | 1.0233 | 0.84885
2018 Winter Actual SDGE DLAP | 0.72052 | 0.67458 | 0.64134 | 0.64159 | 0.70557 | 0.89136 | 1.1669 | 1.1656 | 0.94239 | 0.83353 | 0.80819 | 0.76042 | 0.72748 | 0.74321 | 0.77393 | 0.8832 | 1.079 | 1.4148 | 1.5845 | 1.4912 | 1.3588 | 1.0889 | 0.90673 | 0.8028
Summer Weekday Average Hourly Shape | [7 empty] | Winter Weekday Average Hourly Shape

## MEC - Standard TOU
Marginal Energy Cost (MEC) | Standard TOU
Summer (June 1 - October 31) | $/kWh
On-peak: 4pm - 9pm daily | 0.062677
Off-peak: All other hours | 0.037553
Super off-peak: 12am - 6am non-holiday weekdays and 12am - 2pm weekends/holidays | 0.033602
Winter (November 1 - May 31)
On-peak: 4pm - 9pm daily | 0.070153
Off-peak: All other hours | 0.039429
Super off-peak: 12am - 6am non-holiday weekdays and 10am - 2pm non-holiday weekdays in March and April and 12am - 2pm weekends/holidays | 0.030568
Loss Factors | Secondary | Primary | Transmission
Summer (June 1 - October 31)
On-peak: 4pm - 9pm daily | 1.061 | 1.0558 | 1.0106
Off-peak: All other hours | 1.06 | 1.0551 | 1.0102
Super off-peak: 12am - 6am non-holiday weekdays and 12am - 2pm weekends/holidays | 1.0536 | 1.05 | 1.0076
Winter (November 1 - May 31)
On-peak: 4pm - 9pm daily | 1.0594 | 1.0545 | 1.0101
Off-peak: All other hours | 1.0568 | 1.0524 | 1.0092
Super off-peak: 12am - 6am non-holiday weekdays and 10am - 2pm non-holiday weekdays in March and April and 12am - 2pm weekends/holidays | 1.0532 | 1.0497 | 1.0074
Bundled kWh - Seconday | RESIDENTIAL | SMALL COMMERCIAL | MEDIUM/LARGE C&I | AGRICULTURAL | LIGHTING | SCHOOLS | TOTAL
Summer (June 1 - October 31)
On-peak: 4pm - 9pm daily
Off-peak: All other hours
Super off-peak: 12am - 6am non-holiday weekdays and 12am - 2pm weekends/holidays
Winter (November 1 - May 31)
On-peak: 4pm - 9pm daily
Off-peak: All other hours
Super off-peak: 12am - 6am non-holiday weekdays and 10am - 2pm non-holiday weekdays in March and April and 12am - 2pm weekends/holidays
Bundled kWh - Primary | RESIDENTIAL | SMALL COMMERCIAL | MEDIUM/LARGE C&I | AGRICULTURAL | LIGHTING | SCHOOLS | TOTAL
Summer (June 1 - October 31)
On-peak: 4pm - 9pm daily
Off-peak: All other hours
Super off-peak: 12am - 6am non-holiday weekdays and 12am - 2pm weekends/holidays
Winter (November 1 - May 31)
On-peak: 4pm - 9pm daily
Off-peak: All other hours
Super off-peak: 12am - 6am non-holiday weekdays and 10am - 2pm non-holiday weekdays in March and April and 12am - 2pm weekends/holidays
Bundled kWh - Transmission | RESIDENTIAL | SMALL COMMERCIAL | MEDIUM/LARGE C&I | AGRICULTURAL | LIGHTING | SCHOOLS | TOTAL
Summer (June 1 - October 31)
On-peak: 4pm - 9pm daily
Off-peak: All other hours
Super off-peak: 12am - 6am non-holiday weekdays and 12am - 2pm weekends/holidays
Winter (November 1 - May 31)
On-peak: 4pm - 9pm daily
Off-peak: All other hours
Super off-peak: 12am - 6am non-holiday weekdays and 10am - 2pm non-holiday weekdays in March and April and 12am - 2pm weekends/holidays
TOTAL kWh
check
Revenue Allocation | RESIDENTIAL | SMALL COMMERCIAL | MEDIUM/LARGE C&I | AGRICULTURAL | LIGHTING | SCHOOLS | TOTAL
Secondary | 270810766.8413 | 96246150.8308 | 213396670.7443 | 10893528.6042 | 3773245.3478 | 11606789.9753 | 606727152.3437
Primary | 0 | 294874.3446 | 41282680.1732 | 2053691.6033 | 0 | 1495422.346 | 45126668.4672
Transmission | 0 | 0 | 2030252.6376 | 0 | 0 | 0 | 2030252.6376
TOTAL | 270810766.8413 | 96541025.1755 | 256709603.5551 | 12947220.2075 | 3773245.3478 | 13102212.3213 | 653884073.4485
% Allocation | 41.42% | 14.76% | 39.26% | 1.98% | 0.5771% | 2.004% | 100%
Energy Rates ($/kWh) | Secondary | Primary | Transmission
Summer (June 1 - October 31)
On-peak: 4pm - 9pm daily | 0.066498 | 0.066177 | 0.06334
Off-peak: All other hours | 0.039805 | 0.039621 | 0.037935
Super off-peak: 12am - 6am non-holiday weekdays and 12am - 2pm weekends/holidays | 0.035403 | 0.035282 | 0.033859
Winter (November 1 - May 31)
On-peak: 4pm - 9pm daily | 0.07432 | 0.073979 | 0.070861
Off-peak: All other hours | 0.041667 | 0.041494 | 0.03979
Super off-peak: 12am - 6am non-holiday weekdays and 10am - 2pm non-holiday weekdays in March and April and 12am - 2pm weekends/holidays | 0.032194 | 0.032088 | 0.030794
| RESIDENTIAL | SMALL COMMERCIAL | MEDIUM/LARGE C&I | AGRICULTURAL | LIGHTING | SCHOOLS | TOTAL
Revenue Check | 270810766.8413 | 96541025.1755 | 256709603.5551 | 12947220.2075 | 3773245.3478 | 13102212.3213 | 653884073.4485
| TRUE | TRUE | TRUE | TRUE | TRUE | TRUE | TRUE

## MGCC - Standard TOU
Marginal Capacity Costs | $/kW
140.4344
TOU Allocation | RESIDENTIAL | SMALL COMMERCIAL | MEDIUM/LARGE C&I | AGRICULTURAL | LIGHTING | SCHOOLS
Summer (June 1 - October 31)
On-peak: 4pm - 9pm daily | 65.68% | 69.76% | 67.48% | 61.31% | 56.16% | 70.55%
Off-peak: All other hours | 34.32% | 30.24% | 32.52% | 38.69% | 43.84% | 29.45%
Super off-peak: 12am - 6am non-holiday weekdays and 12am - 2pm weekends/holidays | 0% | 0% | 0% | 0% | 0% | 0%
Winter (November 1 - May 31)
On-peak: 4pm - 9pm daily | 0% | 0% | 0% | 0% | 0% | 0%
Off-peak: All other hours | 0% | 0% | 0% | 0% | 0% | 0%
Super off-peak: 12am - 6am non-holiday weekdays and 10am - 2pm non-holiday weekdays in March and April and 12am - 2pm weekends/holidays | 0% | 0% | 0% | 0% | 0% | 0%
Loss Factors | Secondary | Primary | Transmission
Summer (June 1 - October 31)
On-peak: 4pm - 9pm daily | 1.061 | 1.0558 | 1.0106
Off-peak: All other hours | 1.06 | 1.0551 | 1.0102
Super off-peak: 12am - 6am non-holiday weekdays and 12am - 2pm weekends/holidays | 1.0536 | 1.05 | 1.0076
Winter (November 1 - May 31)
On-peak: 4pm - 9pm daily | 1.0594 | 1.0545 | 1.0101
Off-peak: All other hours | 1.0568 | 1.0524 | 1.0092
Super off-peak: 12am - 6am non-holiday weekdays and 10am - 2pm non-holiday weekdays in March and April and 12am - 2pm weekends/holidays | 1.0532 | 1.0497 | 1.0074
Top 100 Hour Based on LOLP | RESIDENTIAL | SMALL COMMERCIAL | MEDIUM/LARGE C&I | AGRICULTURAL | LIGHTING | SCHOOLS | TOTAL
Average Hour | 1277999.9492 | 271829.9264 | 835812.1424 | 39984.4708 | 16983.2406 | 33278.197 | 2475887.9264
% Allocation | 51.62% | 10.98% | 33.76% | 1.615% | 0.6859% | 1.344% | 100%
Revenue Allocation | RESIDENTIAL | SMALL COMMERCIAL | MEDIUM/LARGE C&I | AGRICULTURAL | LIGHTING | SCHOOLS | TOTAL
Summer (June 1 - October 31)
On-peak: 4pm - 9pm daily | 117874016.6374 | 26629280.079 | 79208904.777 | 3442539.1398 | 1339518.8581 | 3296993.3947 | 231791252.886
Off-peak: All other hours | 61601089.2121 | 11544981.8516 | 38167839.1087 | 2172654.4604 | 1045511.6737 | 1376408.9262 | 115908485.2326
Super off-peak: 12am - 6am non-holiday weekdays and 12am - 2pm weekends/holidays | 0 | 0 | 0 | 0 | 0 | 0 | 0
Winter (November 1 - May 31)
On-peak: 4pm - 9pm daily | 0 | 0 | 0 | 0 | 0 | 0 | 0
Off-peak: All other hours | 0 | 0 | 0 | 0 | 0 | 0 | 0
Super off-peak: 12am - 6am non-holiday weekdays and 10am - 2pm non-holiday weekdays in March and April and 12am - 2pm weekends/holidays | 0 | 0 | 0 | 0 | 0 | 0 | 0
TOTAL | 179475105.8494 | 38174261.9306 | 117376743.8856 | 5615193.6001 | 2385030.5318 | 4673402.3209 | 347699738.1186
On-Peak Demand (kW) - Secondary | RESIDENTIAL | SMALL COMMERCIAL | MEDIUM/LARGE C&I | AGRICULTURAL | LIGHTING | SCHOOLS | TOTAL
Summer (June 1 - October 31)
On-peak: 4pm - 9pm daily
Winter (November 1 - May 31)
On-peak: 4pm - 9pm daily
On-Peak Demand (kW) - Primary | RESIDENTIAL | SMALL COMMERCIAL | MEDIUM/LARGE C&I | AGRICULTURAL | LIGHTING | SCHOOLS | TOTAL
Summer (June 1 - October 31)
On-peak: 4pm - 9pm daily
Winter (November 1 - May 31)
On-peak: 4pm - 9pm daily
On-Peak Demand (kW) - Transmission | RESIDENTIAL | SMALL COMMERCIAL | MEDIUM/LARGE C&I | AGRICULTURAL | LIGHTING | SCHOOLS | TOTAL
Summer (June 1 - October 31)
On-peak: 4pm - 9pm daily
Winter (November 1 - May 31)
On-peak: 4pm - 9pm daily
TOTAL
Capactiy Rates | RESIDENTIAL | SMALL COMMERCIAL | MEDIUM/LARGE C&I | AGRICULTURAL | LIGHTING | SCHOOLS
Summer (June 1 - October 31)
On-Peak Demand | 5.9847 | 6.6977 | 11.5151 | 6.5515 | 11.7525 | 7.3951
Off-peak Energy | 0.055847 | 0.022344 | 0.028567 | 0.032201 | 0.099975 | 0.016663
Super Off-Peak Energy | 0 | 0 | 0 | 0 | 0 | 0
Winter (November 1 - May 31)
On-Peak Demand | 0 | 0 | 0 | 0 | 0 | 0
Off-peak Energy | 0 | 0 | 0 | 0 | 0 | 0
Super Off-Peak Energy | 0 | 0 | 0 | 0 | 0 | 0
Capactiy Rates - Secondary | RESIDENTIAL | SMALL COMMERCIAL | MEDIUM/LARGE C&I | AGRICULTURAL | LIGHTING | SCHOOLS
Summer (June 1 - October 31)
On-Peak Demand | 6.3495 | 7.1061 | 12.2171 | 6.9509 | 12.469 | 7.846
Off-peak Energy | 0.059197 | 0.023684 | 0.03028 | 0.034132 | 0.10597 | 0.017663
Super Off-Peak Energy | 0 | 0 | 0 | 0 | 0 | 0
Winter (November 1 - May 31)
On-Peak Demand | 0 | 0 | 0 | 0 | 0 | 0
Off-peak Energy | 0 | 0 | 0 | 0 | 0 | 0
Super Off-Peak Energy | 0 | 0 | 0 | 0 | 0 | 0
Capactiy Rates - Primary | RESIDENTIAL | SMALL COMMERCIAL | MEDIUM/LARGE C&I | AGRICULTURAL | LIGHTING | SCHOOLS
Summer (June 1 - October 31)
On-Peak Demand | 6.3189 | 7.0718 | 12.1582 | 6.9174 | 12.4089 | 7.8081
Off-peak Energy | 0.058923 | 0.023575 | 0.03014 | 0.033974 | 0.10548 | 0.017581
Super Off-Peak Energy | 0 | 0 | 0 | 0 | 0 | 0
Winter (November 1 - May 31)
On-Peak Demand | 0 | 0 | 0 | 0 | 0 | 0
Off-peak Energy | 0 | 0 | 0 | 0 | 0 | 0
Super Off-Peak Energy | 0 | 0 | 0 | 0 | 0 | 0
Capactiy Rates - Transmission | RESIDENTIAL | SMALL COMMERCIAL | MEDIUM/LARGE C&I | AGRICULTURAL | LIGHTING | SCHOOLS
Summer (June 1 - October 31)
On-Peak Demand | 6.0479 | 6.7686 | 11.6369 | 6.6208 | 11.8768 | 7.4733
Off-peak Energy | 0.056414 | 0.022571 | 0.028857 | 0.032528 | 0.10099 | 0.016833
Super Off-Peak Energy | 0 | 0 | 0 | 0 | 0 | 0
Winter (November 1 - May 31)
On-Peak Demand | 0 | 0 | 0 | 0 | 0 | 0
Off-peak Energy | 0 | 0 | 0 | 0 | 0 | 0
Super Off-Peak Energy | 0 | 0 | 0 | 0 | 0 | 0
Revenue Check | 179475105.8494 | 38174261.9306 | 117376743.8856 | 5615193.6001 | 2385030.5318 | 4673402.3209 | 347699738.1186
| TRUE | TRUE | TRUE | TRUE | TRUE | TRUE | TRUE

## MEC - GF TOU
Marginal Energy Cost (MEC) | GF TOU | GF DR-TOU | GF DR-SES | GF EV-TOU | GF EV-TOU-2
Summer (June 1 - October 31) | $/kWh | $/kWh | $/kWh | $/kWh | $/kWh
On Peak | 0.025422 | 0.026803 | 0.025422 | 0.035753 | 0.022885
Semi Peak | 0.061074
Off Peak | 0.037834 | 0.044509 | 0.061074 | 0.046345 | 0.050447
Super Off Peak |  |  | 0.037834 | 0.039584 | 0.039584
Winter (November 1 - May 31)
On Peak | 0.079149 | 0.026324 |  | 0.038484 | 0.073735
Semi Peak | 0.037191
Off Peak | 0.040026 | 0.045702 | 0.029905 | 0.045869 | 0.032105
Super Off Peak |  |  | 0.048936 | 0.040786 | 0.040786
Loss Factors | GF TOU |  |  | GF DR-TOU | GF DR-SES | GF EV-TOU | GF EV-TOU-2
Summer (June 1 - October 31) | Secondary | Primary | Transmission | Secondary | Secondary | Secondary | Secondary
On Peak | 1.064 | 1.0584 | 1.0115 | 1.064 | 1.064 | 1.0621 | 1.0624
Semi Peak | 1.0602 | 1.0552 | 1.0104
Off Peak | 1.0545 | 1.0507 | 1.0081 | 1.0567 | 1.0602 | 1.0578 | 1.0581
Super Off Peak |  |  |  |  | 1.0545 | 1.0523 | 1.0523
Winter (November 1 - May 31)
On Peak | 1.061 | 1.0559 | 1.0106 | 1.0591 |  | 1.0586 | 1.058
Semi Peak | 1.0583 | 1.0536 | 1.0097
Off Peak | 1.0536 | 1.05 | 1.0077 | 1.0553 | 1.0585 | 1.0559 | 1.0566
Super Off Peak |  |  |  |  | 1.0546 | 1.0519 | 1.0519
Bundled kWh - Seconday | RESIDENTIAL |  |  |  |  | SMALL COMMERCIAL | MEDIUM/LARGE C&I | AGRICULTURAL | LIGHTING | SCHOOLS | TOTAL
Summer (June 1 - October 31) | GF TOU | GF DR-TOU | GF DR-SES | GF EV-TOU | GF EV-TOU-2
On Peak
Semi Peak
Off Peak
Super Off Peak
Winter (November 1 - May 31)
On Peak
Semi Peak
Off Peak
Super Off Peak
Bundled kWh - Primary | RESIDENTIAL | SMALL COMMERCIAL | MEDIUM/LARGE C&I | AGRICULTURAL | LIGHTING | SCHOOLS | TOTAL
Summer (June 1 - October 31)
On Peak
Semi Peak
Off Peak
Super Off Peak
Winter (November 1 - May 31)
On Peak
Semi Peak
Off Peak
Super Off Peak
Bundled kWh - Transmission | RESIDENTIAL | SMALL COMMERCIAL | MEDIUM/LARGE C&I | AGRICULTURAL | LIGHTING | SCHOOLS | TOTAL
Summer (June 1 - October 31)
On Peak
Semi Peak
Off Peak
Super Off Peak
Winter (November 1 - May 31)
On Peak
Semi Peak
Off Peak
Super Off Peak
TOTAL kWh
check
Revenue Allocation | RESIDENTIAL | SMALL COMMERCIAL | MEDIUM/LARGE C&I | AGRICULTURAL | LIGHTING | SCHOOLS | TOTAL
Secondary | 260202466.8784 | 93251165.6211 | 208776983.8495 | 11039316.1308 | 4228283.0485 | 11438075.8159 | 588936291.3442
Primary | 0 | 297998.3624 | 40913527.7598 | 2035118.5761 | 0 | 1494541.6345 | 44741186.3329
Transmission | 0 | 0 | 2018302.283 | 0 | 0 | 0 | 2018302.283
TOTAL | 260202466.8784 | 93549163.9835 | 251708813.8923 | 13074434.707 | 4228283.0485 | 12932617.4504 | 635695779.9601
% Allocation | 40.93% | 14.72% | 39.6% | 2.057% | 0.6651% | 2.034% | 100%
Energy Rates ($/kWh) | GF TOU |  |  | GF DR-TOU | GF DR-SES | GF EV-TOU | GF EV-TOU-2
Summer (June 1 - October 31) | Secondary | Primary | Transmission | Secondary | Secondary | Secondary | Secondary
On Peak | 0.027049 | 0.026907 | 0.025713 | 0.028519 | 0.027049 | 0.037972 | 0.024312
Semi Peak | 0.064753 | 0.064448 | 0.061707
Off Peak | 0.039896 | 0.039752 | 0.038139 | 0.047033 | 0.064753 | 0.049025 | 0.053378
Super Off Peak |  |  |  |  | 0.039896 | 0.041653 | 0.041653
Winter (November 1 - May 31)
On Peak | 0.083977 | 0.083571 | 0.079989 | 0.027881 |  | 0.040738 | 0.078011
Semi Peak | 0.039358 | 0.039184 | 0.037553
Off Peak | 0.042173 | 0.042029 | 0.040334 | 0.04823 | 0.031653 | 0.048435 | 0.033923
Super Off Peak |  |  |  |  | 0.05161 | 0.042901 | 0.042901
| RESIDENTIAL | SMALL COMMERCIAL | MEDIUM/LARGE C&I | AGRICULTURAL | LIGHTING | SCHOOLS | TOTAL
Revenue Check | 260202466.8784 | 93549163.9835 | 251708813.8923 | 13074434.707 | 4228283.0485 | 12932617.4504 | 635695779.9601
| TRUE | TRUE | TRUE | TRUE | TRUE | TRUE | TRUE

## MGCC - GF TOU
Marginal Capacity Costs
140.4344
TOU Allocation | RESIDENTIAL | SMALL COMMERCIAL | MEDIUM/LARGE C&I | AGRICULTURAL | LIGHTING | SCHOOLS
Summer (June 1 - October 31)
On-peak | 3.512% | 6.694% | 5.273% | 4.329% | 0% | 7.504%
Semi-Peak | 85.45% | 83.44% | 83.98% | 80.65% | 84.57% | 82.66%
Off Peak | 11.04% | 9.862% | 10.74% | 15.02% | 15.43% | 9.832%
Winter (November 1 - May 31)
On-peak | 0% | 0% | 0% | 0% | 0% | 0%
Semi-Peak | 0% | 0% | 0% | 0% | 0% | 0%
Off Peak | 0% | 0% | 0% | 0% | 0% | 0%
Loss Factors | Secondary | Primary | Transmission
Summer (June 1 - October 31)
On-peak | 1.064 | 1.0584 | 1.0115
Semi-Peak | 1.0602 | 1.0552 | 1.0104
Off Peak | 1.0545 | 1.0507 | 1.0081
Winter (November 1 - May 31)
On-peak | 1.061 | 1.0559 | 1.0106
Semi-Peak | 1.0583 | 1.0536 | 1.0097
Off Peak | 1.0536 | 1.05 | 1.0077
Top 100 Hour Based on LOLP | RESIDENTIAL | SMALL COMMERCIAL | MEDIUM/LARGE C&I | AGRICULTURAL | LIGHTING | SCHOOLS | TOTAL
Average Hour | 1277999.9492 | 271829.9264 | 835812.1424 | 39984.4708 | 16983.2406 | 33278.197 | 2475887.9264
% Allocation | 51.62% | 10.98% | 33.76% | 1.615% | 0.6859% | 1.344% | 100%
Revenue Allocation | RESIDENTIAL | SMALL COMMERCIAL | MEDIUM/LARGE C&I | AGRICULTURAL | LIGHTING | SCHOOLS | TOTAL
Summer (June 1 - October 31)
On-peak | 6302467.8662 | 2555298.7426 | 6189639.4303 | 243107.9982 | 0 | 350704.2751 | 15641218.3124
Semi-Peak | 153356066.3355 | 31854386.7788 | 98576678.2451 | 4528719.5602 | 2016971.6938 | 3863229.5784 | 294196052.1918
Off Peak | 19816571.6477 | 3764576.4091 | 12610426.2102 | 843366.0418 | 368058.8381 | 459468.4674 | 37862467.6143
Winter (November 1 - May 31)
On-peak | 0 | 0 | 0 | 0 | 0 | 0 | 0
Semi-Peak | 0 | 0 | 0 | 0 | 0 | 0 | 0
Off Peak | 0 | 0 | 0 | 0 | 0 | 0 | 0
TOTAL | 179475105.8494 | 38174261.9306 | 117376743.8856 | 5615193.6001 | 2385030.5318 | 4673402.3209 | 347699738.1186
On-Peak Demand (kW) - Secondary | RESIDENTIAL | SMALL COMMERCIAL | MEDIUM/LARGE C&I | AGRICULTURAL | LIGHTING | SCHOOLS | TOTAL
Summer (June 1 - October 31)
On-peak
Winter (November 1 - May 31)
On-peak
On-Peak Demand (kW) - Primary | RESIDENTIAL | SMALL COMMERCIAL | MEDIUM/LARGE C&I | AGRICULTURAL | LIGHTING | SCHOOLS | TOTAL
Summer (June 1 - October 31)
On-peak
Winter (November 1 - May 31)
On-peak
On-Peak Demand (kW) - Transmission | RESIDENTIAL | SMALL COMMERCIAL | MEDIUM/LARGE C&I | AGRICULTURAL | LIGHTING | SCHOOLS | TOTAL
Summer (June 1 - October 31)
On-peak
Winter (November 1 - May 31)
On-peak
TOTAL | 34558279.7113 | 8127119.2867 | 13945975.5811 | 953751.9595 | 137153.2118 | 1077864.7561 | 58800144.5066
Capactiy Rates | RESIDENTIAL | SMALL COMMERCIAL | MEDIUM/LARGE C&I | AGRICULTURAL | LIGHTING | SCHOOLS
Summer (June 1 - October 31)
On-Peak Demand | 0.36825 | 0.61434 | 0.8656 | 0.48629 | 0 | 0.51149
Semi-peak Energy | 0.19353 | 0.11257 | 0.12527 | 0.10909 | 0.19282 | 0.08613
Off-Peak Energy | 0.014065 | 0.0088084 | 0.010088 | 0.010068 | 0.020283 | 0.011091
Winter (November 1 - May 31)
On-Peak Demand | 0 | 0 | 0 | 0 | 0 | 0
Semi-peak Energy | 0 | 0 | 0 | 0 | 0 | 0
Off-Peak Energy | 0 | 0 | 0 | 0 | 0 | 0
Capactiy Rates - Secondary | RESIDENTIAL | SMALL COMMERCIAL | MEDIUM/LARGE C&I | AGRICULTURAL | LIGHTING | SCHOOLS
Summer (June 1 - October 31)
On-Peak Demand | 0.39182 | 0.65366 | 0.92101 | 0.51742 | 0 | 0.54423
Semi-peak Energy | 0.20518 | 0.11935 | 0.13282 | 0.11567 | 0.20444 | 0.091319
Off-Peak Energy | 0.01483 | 0.0092884 | 0.010638 | 0.010617 | 0.021388 | 0.011696
Winter (November 1 - May 31)
On-Peak Demand | 0 | 0 | 0 | 0 | 0 | 0
Semi-peak Energy | 0 | 0 | 0 | 0 | 0 | 0
Off-Peak Energy | 0 | 0 | 0 | 0 | 0 | 0
Capactiy Rates - Primary | RESIDENTIAL | SMALL COMMERCIAL | MEDIUM/LARGE C&I | AGRICULTURAL | LIGHTING | SCHOOLS
Summer (June 1 - October 31)
On-Peak Demand | 0.38976 | 0.65022 | 0.91617 | 0.5147 | 0 | 0.54137
Semi-peak Energy | 0.20422 | 0.11879 | 0.1322 | 0.11512 | 0.20347 | 0.090888
Off-Peak Energy | 0.014778 | 0.0092549 | 0.010599 | 0.010579 | 0.021311 | 0.011653
Winter (November 1 - May 31)
On-Peak Demand | 0 | 0 | 0 | 0 | 0 | 0
Semi-peak Energy | 0 | 0 | 0 | 0 | 0 | 0
Off-Peak Energy | 0 | 0 | 0 | 0 | 0 | 0
Capactiy Rates - Transmission | RESIDENTIAL | SMALL COMMERCIAL | MEDIUM/LARGE C&I | AGRICULTURAL | LIGHTING | SCHOOLS
Summer (June 1 - October 31)
On-Peak Demand | 0.37247 | 0.62137 | 0.87552 | 0.49186 | 0 | 0.51735
Semi-peak Energy | 0.19554 | 0.11374 | 0.12657 | 0.11023 | 0.19482 | 0.087023
Off-Peak Energy | 0.014178 | 0.0088795 | 0.010169 | 0.010149 | 0.020446 | 0.011181
Winter (November 1 - May 31)
On-Peak Demand | 0 | 0 | 0 | 0 | 0 | 0
Semi-peak Energy | 0 | 0 | 0 | 0 | 0 | 0
Off-Peak Energy | 0 | 0 | 0 | 0 | 0 | 0
Revenue Check | 0 | 0 | 0 | 0 | 0 | 0 | 0
| FALSE | FALSE | FALSE | FALSE | FALSE | FALSE | FALSE

## EPMC - Standard TOU
|  | Determinants | Marginal Energy Rate | Marginal Capacity Rate | Marginal Energy Rate Revenue | Marginal Capacity Rate Revenue | Total Marginal Rate Revenue | EPMC Energy Rate | EPMC Capacity Rate | EPMC Energy Rate Revenue | EPMC Capacity Rate Revenue | Total EPMC Rate Revenue
RESIDENTIAL
Secondary
Summer
On-Peak Demand | $/kW |  |  | 6.3495 |  |  | 117874016.6374 |  | 9.8821 |  |  | 183453595.1017
On-Peak Energy | $/kWh |  | 0.066498 |  |  |  | 51724450.6702 | 0.10349 |  |  |  | 80501510.8571
Off-Peak Energy | $/kWh |  | 0.039805 | 0.059197 |  |  | 103023319.3816 | 0.061951 | 0.092131 |  |  | 160340665.8994
Super Off-Peak Energy | $/kWh |  | 0.035403 | 0 |  |  | 25450265.1693 | 0.055099 | 0 |  |  | 39609599.9339
Seaonal Average Energy1 | $/kWh |  | 0.046741 | 0.024278
Winter
On-Peak Demand | $/kW |  |  | 0 |  |  | 0 |  | 0 |  |  | 0
On-Peak Energy | $/kWh |  | 0.07432 |  |  |  | 70155349.5587 | 0.11567 |  |  |  | 109186498.0877
Off-Peak Energy | $/kWh |  | 0.041667 | 0 |  |  | 49607407.2765 | 0.064848 | 0 |  |  | 77206643.7386
Super Off-Peak Energy | $/kWh |  | 0.032194 | 0 |  |  | 32451063.9971 | 0.050105 | 0 |  |  | 50505315.1235
Seaonal Average Energy1 | $/kWh |  | 0.048437 | 0
SMALL COMMERCIAL
Secondary
Summer
On-Peak Demand | $/kW |  |  | 7.1061 |  |  | 26439562.5485 |  | 11.0595 |  |  | 41149296.0096
On-Peak Energy | $/kWh |  | 0.066498 |  |  |  | 14735710.1649 | 0.10349 |  |  |  | 22933968.6832
Off-Peak Energy | $/kWh |  | 0.039805 | 0.023684 |  |  | 30851276.1351 | 0.061951 | 0.036861 |  |  | 48015480.2723
Super Off-Peak Energy | $/kWh |  | 0.035403 | 0 |  |  | 8803619.9174 | 0.055099 | 0 |  |  | 13701541.4408
Seaonal Average Energy1 | $/kWh |  | 0.044846 | 0.012036
Winter
On-Peak Demand | $/kW |  |  | 0 |  |  | 0 |  | 0 |  |  | 0
On-Peak Energy | $/kWh |  | 0.07432 |  |  |  | 19836541.3189 | 0.11567 |  |  |  | 30872663.231
Off-Peak Energy | $/kWh |  | 0.041667 | 0 |  |  | 21421559.506 | 0.064848 | 0 |  |  | 33339511.2525
Super Off-Peak Energy | $/kWh |  | 0.032194 | 0 |  |  | 12106211.2208 | 0.050105 | 0 |  |  | 18841539.7632
Seaonal Average Energy1 | $/kWh |  | 0.04612 | 0
Primary
Summer
On-Peak Demand | $/kW |  |  | 7.0718 |  |  | 189717.5305 |  | 11.0062 |  |  | 295267.4729
On-Peak Energy | $/kWh |  | 0.066177 |  |  |  | 37982.9219 | 0.103 |  |  |  | 59114.8395
Off-Peak Energy | $/kWh |  | 0.039621 | 0.023575 |  |  | 97079.1229 | 0.061665 | 0.03669 |  |  | 151089.3971
Super Off-Peak Energy | $/kWh |  | 0.035282 | 0 |  |  | 35819.0146 | 0.054912 | 0 |  |  | 55747.0356
Seaonal Average Energy1 | $/kWh |  | 0.043089 | 0.011587
Winter
On-Peak Demand | $/kW |  |  | 0 |  |  | 0 |  | 0 |  |  | 0
On-Peak Energy | $/kWh |  | 0.073979 |  |  |  | 43917.7937 | 0.11514 |  |  |  | 68351.5958
Off-Peak Energy | $/kWh |  | 0.041494 | 0 |  |  | 64464.7094 | 0.06458 | 0 |  |  | 100329.8525
Super Off-Peak Energy | $/kWh |  | 0.032088 | 0 |  |  | 51825.2013 | 0.04994 | 0 |  |  | 80658.3144
Seaonal Average Energy1 | $/kWh |  | 0.042582 | 0
Med/Large C&I
Secondary
Summer
On-Peak Demand | $/kW |  |  | 12.2171 |  |  | 67595068.4398 |  | 19.0141 |  |  | 105201796.5467
On-Peak Energy | $/kWh |  | 0.066498 |  |  |  | 33164508.1837 | 0.10349 |  |  |  | 51615686.2186
Off-Peak Energy | $/kWh |  | 0.039805 | 0.03028 |  |  | 73912517.7169 | 0.061951 | 0.047127 |  |  | 115033978.5222
Super Off-Peak Energy | $/kWh |  | 0.035403 | 0 |  |  | 21317377.8319 | 0.055099 | 0 |  |  | 33177367.7776
Seaonal Average Energy1 | $/kWh |  | 0.044752 | 0.014815
Winter
On-Peak Demand | $/kW |  |  | 0 |  |  | 0 |  | 0 |  |  | 0
On-Peak Energy | $/kWh |  | 0.07432 |  |  |  | 43485644.0184 | 0.11567 |  |  |  | 67679018.3119
Off-Peak Energy | $/kWh |  | 0.041667 | 0 |  |  | 45985032.4863 | 0.064848 | 0 |  |  | 71568949.3846
Super Off-Peak Energy | $/kWh |  | 0.032194 | 0 |  |  | 27465307.2717 | 0.050105 | 0 |  |  | 42745717.0232
Seaonal Average Energy1 | $/kWh |  | 0.046004 | 0
Primary
Summer
On-Peak Demand | $/kW |  |  | 12.1582 |  |  | 10590441.2268 |  | 18.9224 |  |  | 16482466.3841
On-Peak Energy | $/kWh |  | 0.066177 |  |  |  | 6092236.4765 | 0.103 |  |  |  | 9481671.3277
Off-Peak Energy | $/kWh |  | 0.039621 | 0.03014 |  |  | 13735046.1228 | 0.061665 | 0.046909 |  |  | 21376582.0662
Super Off-Peak Energy | $/kWh |  | 0.035282 | 0 |  |  | 4756844.8503 | 0.054912 | 0 |  |  | 7403330.3863
Seaonal Average Energy1 | $/kWh |  | 0.04401 | 0.014003
Winter
On-Peak Demand | $/kW |  |  | 0 |  |  | 0 |  | 0 |  |  | 0
On-Peak Energy | $/kWh |  | 0.073979 |  |  |  | 8044754.5731 | 0.11514 |  |  |  | 12520478.9847
Off-Peak Energy | $/kWh |  | 0.041494 | 0 |  |  | 8802010.3665 | 0.06458 | 0 |  |  | 13699036.4113
Super Off-Peak Energy | $/kWh |  | 0.032088 | 0 |  |  | 5785979.8015 | 0.04994 | 0 |  |  | 9005027.792
Seaonal Average Energy1 | $/kWh |  | 0.045158 | 0
Transmission
Summer
On-Peak Demand | $/kW |  |  | 11.6369 |  |  | 1023395.1104 |  | 18.1111 |  |  | 1592764.1864
On-Peak Energy | $/kWh |  | 0.06334 |  |  |  | 268440.7103 | 0.098579 |  |  |  | 417788.5406
Off-Peak Energy | $/kWh |  | 0.037935 | 0.028857 |  |  | 694206.8701 | 0.05904 | 0.044912 |  |  | 1080431.0373
Super Off-Peak Energy | $/kWh |  | 0.033859 | 0 |  |  | 242720.6933 | 0.052696 | 0 |  |  | 377759.1115
Seaonal Average Energy1 | $/kWh |  | 0.041533 | 0.013758
Winter
On-Peak Demand | $/kW |  |  | 0 |  |  | 0 |  | 0 |  |  | 0
On-Peak Energy | $/kWh |  | 0.070861 |  |  |  | 376598.4703 | 0.11028 |  |  |  | 586120.2092
Off-Peak Energy | $/kWh |  | 0.03979 | 0 |  |  | 445490.505 | 0.061928 | 0 |  |  | 693340.5432
Super Off-Peak Energy | $/kWh |  | 0.030794 | 0 |  |  | 302725.715 | 0.047927 | 0 |  |  | 471148.115
Seaonal Average Energy1 | $/kWh |  | 0.042702 | 0
AGRICULTURE
Secondary
Summer
On-Peak Demand | $/kW |  |  | 6.9509 |  |  | 3008026.1062 |  | 10.8181 |  |  | 4681550.8548
On-Peak Energy | $/kWh |  | 0.066498 |  |  |  | 1571531.1141 | 0.10349 |  |  |  | 2445857.3732
Off-Peak Energy | $/kWh |  | 0.039805 | 0.034132 |  |  | 3968738.2347 | 0.061951 | 0.053122 |  |  | 6176758.1859
Super Off-Peak Energy | $/kWh |  | 0.035403 | 0 |  |  | 1575579.0431 | 0.055099 | 0 |  |  | 2452157.3802
Seaonal Average Energy1 | $/kWh |  | 0.043376 | 0.01504
Winter
On-Peak Demand | $/kW |  |  | 0 |  |  | 0 |  | 0 |  |  | 0
On-Peak Energy | $/kWh |  | 0.07432 |  |  |  | 1830179.6453 | 0.11567 |  |  |  | 2848405.8251
Off-Peak Energy | $/kWh |  | 0.041667 | 0 |  |  | 2189990.8677 | 0.064848 | 0 |  |  | 3408399.1484
Super Off-Peak Energy | $/kWh |  | 0.032194 | 0 |  |  | 1589616.0972 | 0.050105 | 0 |  |  | 2474003.9933
Seaonal Average Energy1 | $/kWh |  | 0.044324 | 0
Primary
Summer
On-Peak Demand | $/kW |  |  | 6.9174 |  |  | 434513.0335 |  | 10.7659 |  |  | 676255.7211
On-Peak Energy | $/kWh |  | 0.066177 |  |  |  | 314121.5255 | 0.103 |  |  |  | 488884.0204
Off-Peak Energy | $/kWh |  | 0.039621 | 0.033974 |  |  | 737700.6692 | 0.061665 | 0.052876 |  |  | 1148122.7478
Super Off-Peak Energy | $/kWh |  | 0.035282 | 0 |  |  | 250619.0579 | 0.054912 | 0 |  |  | 390051.7559
Seaonal Average Energy1 | $/kWh |  | 0.043975 | 0.015569
Winter
On-Peak Demand | $/kW |  |  | 0 |  |  | 0 |  | 0 |  |  | 0
On-Peak Energy | $/kWh |  | 0.073979 |  |  |  | 388912.9392 | 0.11514 |  |  |  | 605285.8714
Off-Peak Energy | $/kWh |  | 0.041494 | 0 |  |  | 417868.7467 | 0.06458 | 0 |  |  | 650351.3331
Super Off-Peak Energy | $/kWh |  | 0.032088 | 0 |  |  | 285016.7272 | 0.04994 | 0 |  |  | 443586.6764
Seaonal Average Energy1 | $/kWh |  | 0.045097 | 0
LIGHTING
Secondary
Summer
On-Peak Demand | $/kW |  |  | 12.469 |  |  | 1339518.8581 |  | 19.4062 |  |  | 2084764.3717
On-Peak Energy | $/kWh |  | 0.066498 |  |  |  | 369585.771 | 0.10349 |  |  |  | 575205.9726
Off-Peak Energy | $/kWh |  | 0.039805 | 0.10597 |  |  | 1438231.141 | 0.061951 | 0.16493 |  |  | 2238395.5424
Super Off-Peak Energy | $/kWh |  | 0.035403 | 0 |  |  | 609232.0449 | 0.055099 | 0 |  |  | 948180.2018
Seaonal Average Energy1 | $/kWh |  | 0.04203 | 0.032039
Winter
On-Peak Demand | $/kW |  |  | 0 |  |  | 0 |  | 0 |  |  | 0
On-Peak Energy | $/kWh |  | 0.07432 |  |  |  | 1025194.57 | 0.11567 |  |  |  | 1595564.781
Off-Peak Energy | $/kWh |  | 0.041667 | 0 |  |  | 572198.9337 | 0.064848 | 0 |  |  | 890543.6033
Super Off-Peak Energy | $/kWh |  | 0.032194 | 0 |  |  | 804314.5609 | 0.050105 | 0 |  |  | 1251797.4869
Seaonal Average Energy1 | $/kWh |  | 0.045737 | 0
SCHOOLS
Secondary
Summer
On-Peak Demand | $/kW |  |  | 7.846 |  |  | 2987246.8774 |  | 12.2111 |  |  | 4649211.0369
On-Peak Energy | $/kWh |  | 0.066498 |  |  |  | 1327206.4801 | 0.10349 |  |  |  | 2065601.9636
Off-Peak Energy | $/kWh |  | 0.039805 | 0.017663 |  |  | 3991643.7157 | 0.061951 | 0.02749 |  |  | 6212407.2031
Super Off-Peak Energy | $/kWh |  | 0.035403 | 0 |  |  | 778299.2427 | 0.055099 | 0 |  |  | 1211308.4649
Seaonal Average Energy1 | $/kWh
Winter
On-Peak Demand | $/kW |  |  | 0 |  |  | 0 |  | 0 |  |  | 0
On-Peak Energy | $/kWh |  | 0.07432 |  |  |  | 2109333.8821 | 0.11567 |  |  |  | 3282868.3962
Off-Peak Energy | $/kWh |  | 0.041667 | 0 |  |  | 3304644.0031 | 0.064848 | 0 |  |  | 5143193.0479
Super Off-Peak Energy | $/kWh |  | 0.032194 | 0 |  |  | 1322493.695 | 0.050105 | 0 |  |  | 2058267.2056
Seaonal Average Energy1 | $/kWh
Primary
Summer
On-Peak Demand | $/kW |  |  | 7.8081 |  |  | 309746.5173 |  | 12.1522 |  |  | 482074.9627
On-Peak Energy | $/kWh |  | 0.066177 |  |  |  | 174160.3649 | 0.103 |  |  |  | 271055.0295
Off-Peak Energy | $/kWh |  | 0.039621 | 0.017581 |  |  | 486669.7976 | 0.061665 | 0.027363 |  |  | 757430.0643
Super Off-Peak Energy | $/kWh |  | 0.035282 | 0 |  |  | 114558.3714 | 0.054912 | 0 |  |  | 178293.2803
Seaonal Average Energy1 | $/kWh
Winter
On-Peak Demand | $/kW |  |  | 0 |  |  | 0 |  | 0 |  |  | 0
On-Peak Energy | $/kWh |  | 0.073979 |  |  |  | 295422.0215 | 0.11514 |  |  |  | 459780.9887
Off-Peak Energy | $/kWh |  | 0.041494 | 0 |  |  | 400280.2724 | 0.06458 | 0 |  |  | 622977.456
Super Off-Peak Energy | $/kWh |  | 0.032088 | 0 |  |  | 173909.4009 | 0.04994 | 0 |  |  | 270664.441
Seaonal Average Energy1 | $/kWh
Transmission
Summer
On-Peak Demand | $/kW |  |  | 7.4733 |  |  | 0 |  | 11.6311 |  |  | 0
On-Peak Energy | $/kWh |  | 0.06334 |  |  |  | 0 | 0.098579 |  |  |  | 0
Off-Peak Energy | $/kWh |  | 0.037935 | 0.016833 |  |  | 0 | 0.05904 | 0.026198 |  |  | 0
Super Off-Peak Energy | $/kWh |  | 0.033859 | 0 |  |  | 0 | 0.052696 | 0 |  |  | 0
Seaonal Average Energy1 | $/kWh
Winter
On-Peak Demand | $/kW |  |  | 0 |  |  | 0 |  | 0 |  |  | 0
On-Peak Energy | $/kWh |  | 0.070861 |  |  |  | 0 | 0.11028 |  |  |  | 0
Off-Peak Energy | $/kWh |  | 0.03979 | 0 |  |  | 0 | 0.061928 | 0 |  |  | 0
Super Off-Peak Energy | $/kWh |  | 0.030794 | 0 |  |  | 0 | 0.047927 | 0 |  |  | 0
Seaonal Average Energy1 | $/kWh
[5 empty] | Energy | Capacity | Total |  |  | Energy | Capacity | Total
|  |  |  | RESIDENTIAL | 270810766.8413 | 179475105.8494 | 450285872.6908 |  | RESIDENTIAL | 421477185.4441 | 279326643.2978 | 700803828.7419
|  |  |  | SMALL COMMERCIAL | 96541025.1755 | 38174261.9306 | 134715287.106 |  | SMALL COMMERCIAL | 150251927.0021 | 59412632.1585 | 209664559.1607
|  |  |  | MEDIUM/LARGE C&I | 256709603.5551 | 117376743.8856 | 374086347.4408 |  | MEDIUM/LARGE C&I | 399530795.7836 | 182679663.0966 | 582210458.8802
|  |  |  | AGRICULTURAL | 12947220.2075 | 5615193.6001 | 18562413.8077 |  | AGRICULTURAL | 20150446.7346 | 8739224.1524 | 28889670.887
|  |  |  | LIGHTING | 3773245.3478 | 2385030.5318 | 6158275.8796 |  | LIGHTING | 5872502.2189 | 3711949.7407 | 9584451.9596
|  |  |  | SCHOOLS | 13102212.3213 | 4673402.3209 | 17775614.6422 |  | SCHOOLS | 20391669.1965 | 7273464.3443 | 27665133.5408
|  |  |  | TOTAL | 653884073.4485 | 347699738.1186 | 1001583811.5671 |  | TOTAL | 1017674526.3798 | 541143576.7903 | 1558818103.1701
|  |  |  | 1/1/2019 EECC Revenue Requirement | 1558818103.1701 |  |  |  | Revenue Check | TRUE
|  |  |  | EPMC Factor | 1.5564

## EPMC - GF TOU
|  | Determinants | Marginal Energy Rate | Marginal Capacity Rate | Marginal Energy Rate Revenue | Marginal Capacity Rate Revenue | Total Marginal Rate Revenue | EPMC Energy Rate | EPMC Capacity Rate | EPMC Energy Rate Revenue | EPMC Capacity Rate Revenue | Total EPMC Rate Revenue
RESIDENTIAL
Secondary
Summer
On-Peak Demand | $/kW |  |  | 0.39182 |  |  | 6302467.8662 |  | 0.62065 |  |  | 9983156.7116
Grandfathering TOU
On-Peak Energy | $/kWh |  | 0.027049 |  |  |  | 13247760.0245 | 0.042846 |  |  |  | 20984551.958
Semi-Peak Energy | $/kWh |  | 0.064753 | 0.20518 |  |  | 188435497.3919 | 0.10257 | 0.325 |  |  | 298483251.39
Off-Peak Energy | $/kWh |  | 0.039896 | 0.01483 |  |  | 67150504.3637 | 0.063195 | 0.023491 |  |  | 106366906.1953
Schedule DRTOU
On-Peak Energy | $/kWh |  | 0.028519 |  |  |  | 10978.333 | 0.045174 |  |  |  | 17389.7624
Off-Peak Energy | $/kWh |  | 0.047033 | 0.076363 |  |  | 320664.8539 | 0.0745 | 0.12096 |  |  | 507935.551
Schedule DRSES
On-Peak Energy | $/kWh |  | 0.027049 |  |  |  | -769081.4968 | 0.042846 |  |  |  | -1218230.9008
Off-Peak Energy | $/kWh |  | 0.064753 | 0.20518 |  |  | 7494412.2235 | 0.10257 | 0.325 |  |  | 11871205.5779
Super Off-Peak Energy | $/kWh |  | 0.039896 | 0.01483 |  |  | 2708698.2332 | 0.063195 | 0.023491 |  |  | 4290598.4641
Schedule EVTOU
On-Peak Energy | $/kWh |  | 0.037972 |  |  |  | 792.1982 | 0.060148 |  |  |  | 1254.848
Off-Peak Energy | $/kWh |  | 0.049025 | 0.1572 |  |  | 5651.7536 | 0.077656 | 0.249 |  |  | 8952.4203
Super Off-Peak Energy | $/kWh |  | 0.041653 |  |  |  | 5608.9971 | 0.065979 | 0 |  |  | 8884.6937
Schedule EVTOU2
On-Peak Energy | $/kWh |  | 0.024312 |  |  |  | 136207.2122 | 0.03851 |  |  |  | 215753.2531
Off-Peak Energy | $/kWh |  | 0.053378 | 0.13875 |  |  | 8048539.7699 | 0.084551 | 0.21978 |  |  | 12748947.7975
Super Off-Peak Energy | $/kWh |  | 0.041653 |  |  |  | 956120.7318 | 0.065979 | 0 |  |  | 1514502.462
Seaonal Average Energy1 | $/kWh |  | 0.044881 | 0.068527
Winter
On-Peak Demand | $/kW |  |  | 0 |  | 0 | 0 |  | 0 |  | 0 | 0
Grandfathering TOU
On-Peak Energy | $/kWh |  | 0.083977 |  |  |  | 31246451.6807 | 0.13302 |  |  |  | 49494615.5111
Semi-Peak Energy | $/kWh |  | 0.039358 | 0 |  |  | 40719510.8089 | 0.062343 | 0 |  |  | 64500012.7336
Off-Peak Energy | $/kWh |  | 0.042173 | 0 |  |  | 66674353.9973 | 0.066803 | 0 |  |  | 105612680.418
Schedule DRTOU
On-Peak Energy | $/kWh |  | 0.027881 |  |  |  | 12228.3056 | 0.044164 |  |  |  | 19369.7284
Off-Peak Energy | $/kWh |  | 0.04823 | 0 |  |  | 168952.5702 | 0.076396 | 0 |  |  | 267622.1475
Schedule DRSES
On-Peak Energy | $/kWh | [5 empty] | 0 | 0 |  |  |  | 0
Off-Peak Energy | $/kWh |  | 0.031653 | 0 |  |  | -1117624.7212 | 0.050138 | 0 |  |  | -1770326.0013
Super Off-Peak Energy | $/kWh |  | 0.05161 | 0 |  |  | 5117384.1623 | 0.08175 | 0 |  |  | 8105975.172
Schedule EVTOU
On-Peak Energy | $/kWh |  | 0.040738 |  |  |  | 1313.8459 | 0.06453 |  |  |  | 2081.1419
Off-Peak Energy | $/kWh |  | 0.048435 | 0 |  |  | 1922.0222 | 0.076722 | 0 |  |  | 3044.4978
Super Off-Peak Energy | $/kWh |  | 0.042901 | 0 |  |  | 7899.1201 | 0.067956 | 0 |  |  | 12512.2659
Schedule EVTOU2
On-Peak Energy | $/kWh |  | 0.078011 |  |  |  | 514288.609 | 0.12357 |  |  |  | 814637.0417
Off-Peak Energy | $/kWh |  | 0.033923 | 0 |  |  | 1756723.3047 | 0.053735 | 0 |  |  | 2782662.9856
Super Off-Peak Energy | $/kWh |  | 0.042901 | 0 |  |  | 1221472.9833 | 0.067956 | 0 |  |  | 1934822.4331
Seaonal Average Energy1 | $/kWh |  | 0.046563 | 0
SMALL COMMERCIAL
Secondary
Summer
On-Peak Demand | $/kW |  |  | 0.65366 |  |  | 2537314.5476 |  | 1.0354 |  |  | 4019125.4113
On-Peak Energy | $/kWh |  | 0.027049 |  |  |  | 7745626.9148 | 0.042846 |  |  |  | 12269131.5468
Semi-Peak Energy | $/kWh |  | 0.064753 | 0.11935 |  |  | 48987159.104 | 0.10257 | 0.18905 |  |  | 77596030.0904
Off-Peak Energy | $/kWh |  | 0.039896 | 0.0092884 |  |  | 19858478.8085 | 0.063195 | 0.014713 |  |  | 31455980.452
Seaonal Average Energy1 | $/kWh |  | 0.042966 | 0.037134
Winter
On-Peak Demand | $/kW |  |  | 0 |  |  | 0 |  | 0 |  |  | 0
On-Peak Energy | $/kWh |  | 0.083977 |  |  |  | 9743746.546 | 0.13302 |  |  |  | 15434168.1373
Semi-Peak Energy | $/kWh |  | 0.039358 | 0 |  |  | 20692613.3754 | 0.062343 | 0 |  |  | 32777255.9074
Off-Peak Energy | $/kWh |  | 0.042173 | 0 |  |  | 21731191.6518 | 0.066803 | 0 |  |  | 34422371.743
Seaonal Average Energy1 | $/kWh |  | 0.045086 | 0
Primary
Summer
On-Peak Demand | $/kW |  |  | 0.65022 |  |  | 17984.195 |  | 1.03 |  |  | 28487.1008
On-Peak Energy | $/kWh |  | 0.026907 |  |  |  | 20533.8224 | 0.042621 |  |  |  | 32525.7298
Semi-Peak Energy | $/kWh |  | 0.064448 | 0.11879 |  |  | 149640.1162 | 0.10209 | 0.18816 |  |  | 237031.0744
Off-Peak Energy | $/kWh |  | 0.039752 | 0.0092549 |  |  | 75741.4417 | 0.062967 | 0.01466 |  |  | 119975.0159
Seaonal Average Energy1 | $/kWh |  | 0.043068 | 0.035616
Winter
On-Peak Demand | $/kW |  |  | 0 |  |  | 0 |  | 0 |  |  | 0
On-Peak Energy | $/kWh |  | 0.083571 |  |  |  | 19812.8833 | 0.13238 |  |  |  | 31383.7568
Semi-Peak Energy | $/kWh |  | 0.039184 | 0 |  |  | 63078.8562 | 0.062068 | 0 |  |  | 99917.3848
Off-Peak Energy | $/kWh |  | 0.042029 | 0 |  |  | 80503.6512 | 0.066574 | 0 |  |  | 127518.3917
Seaonal Average Energy1 | $/kWh |  | 0.043429 | 0
Med/Large C&I
Secondary
Summer
On-Peak Demand | $/kW |  |  | 0.92101 |  |  | 5281722.7024 |  | 1.4589 |  |  | 8366288.661
On-Peak Energy | $/kWh |  | 0.027049 |  |  |  | 15401324.6332 | 0.042846 |  |  |  | 24395814.5671
Semi-Peak Energy | $/kWh |  | 0.064753 | 0.13282 |  |  | 122389907.4573 | 0.10257 | 0.21039 |  |  | 193866537.9974
Off-Peak Energy | $/kWh |  | 0.039896 | 0.010638 |  |  | 48846889.3234 | 0.063195 | 0.01685 |  |  | 77373841.6983
Seaonal Average Energy1 | $/kWh |  | 0.043646 | 0.042942
Winter
On-Peak Demand | $/kW |  |  | 0 |  |  | 0 |  | 0 |  |  | 0
On-Peak Energy | $/kWh |  | 0.083977 |  |  |  | 21302856.5913 | 0.13302 |  |  |  | 33743885.7715
Semi-Peak Energy | $/kWh |  | 0.039358 | 0 |  |  | 43403369.8184 | 0.062343 | 0 |  |  | 68751265.6797
Off-Peak Energy | $/kWh |  | 0.042173 | 0 |  |  | 49993001.8301 | 0.066803 | 0 |  |  | 79189292.5671
Seaonal Average Energy1 | $/kWh |  | 0.045124 | 0
Primary
Summer
On-Peak Demand | $/kW |  |  | 0.91617 |  |  | 821160.9187 |  | 1.4512 |  |  | 1300725.0986
On-Peak Energy | $/kWh |  | 0.026907 |  |  |  | 2605977.3234 | 0.042621 |  |  |  | 4127887.7669
Semi-Peak Energy | $/kWh |  | 0.064448 | 0.1322 |  |  | 23165502.496 | 0.10209 | 0.2094 |  |  | 36694330.9557
Off-Peak Energy | $/kWh |  | 0.039752 | 0.010599 |  |  | 10528898.8158 | 0.062967 | 0.016789 |  |  | 16677855.264
Seaonal Average Energy1 | $/kWh |  | 0.043682 | 0.04198
Winter
On-Peak Demand | $/kW |  |  | 0 |  |  | 0 |  | 0 |  |  | 0
On-Peak Energy | $/kWh |  | 0.083571 |  |  |  | 3861163.5618 | 0.13238 |  |  |  | 6116112.2508
Semi-Peak Energy | $/kWh |  | 0.039184 | 0 |  |  | 7999681.8962 | 0.062068 | 0 |  |  | 12671556.5565
Off-Peak Energy | $/kWh |  | 0.042029 | 0 |  |  | 10541932.9273 | 0.066574 | 0 |  |  | 16698501.395
Seaonal Average Energy1 | $/kWh |  | 0.0447 | 0
Transmission
Summer
On-Peak Demand | $/kW |  |  | 0.87552 |  |  | 86755.8092 |  | 1.3868 |  |  | 137421.8572
On-Peak Energy | $/kWh |  | 0.025713 |  |  |  | 131199.8442 | 0.04073 |  |  |  | 207821.5444
Semi-Peak Energy | $/kWh |  | 0.061707 | 0.12657 |  |  | 1079347.418 | 0.097744 | 0.20049 |  |  | 1709694.4639
Off-Peak Energy | $/kWh |  | 0.038139 | 0.010169 |  |  | 529712.6278 | 0.060413 | 0.016108 |  |  | 839068.8041
Seaonal Average Energy1 | $/kWh |  | 0.041428 | 0.038399
Winter
On-Peak Demand | $/kW |  |  | 0 |  |  | 0 |  | 0 |  |  | 0
On-Peak Energy | $/kWh |  | 0.079989 |  |  |  | 168993.6205 | 0.1267 |  |  |  | 267687.1714
Semi-Peak Energy | $/kWh |  | 0.037553 | 0 |  |  | 419695.5652 | 0.059485 | 0 |  |  | 664800.9458
Off-Peak Energy | $/kWh |  | 0.040334 | 0 |  |  | 526462.5977 | 0.06389 | 0 |  |  | 833920.7319
Seaonal Average Energy1 | $/kWh |  | 0.042335 | 0
AGRICULTURE
Secondary
Summer
On-Peak Demand | $/kW |  |  | 0.51742 |  |  | 211081.2233 |  | 0.81959 |  |  | 334354.2523
On-Peak Energy | $/kWh |  | 0.027049 |  |  |  | 560048.6621 | 0.042846 |  |  |  | 887121.3116
Semi-Peak Energy | $/kWh |  | 0.064753 | 0.11567 |  |  | 6000392.3519 | 0.10257 | 0.18322 |  |  | 9504666.815
Off-Peak Energy | $/kWh |  | 0.039896 | 0.010617 |  |  | 3427358.0207 | 0.063195 | 0.016817 |  |  | 5428960.9964
Seaonal Average Energy1 | $/kWh |  | 0.044499 | 0.037493
Winter
On-Peak Demand | $/kW |  |  | 0 |  |  | 0 |  | 0 |  |  | 0
On-Peak Energy | $/kWh |  | 0.083977 |  |  |  | 832531.7174 | 0.13302 |  |  |  | 1318736.5297
Semi-Peak Energy | $/kWh |  | 0.039358 | 0 |  |  | 1862638.484 | 0.062343 | 0 |  |  | 2950433.4299
Off-Peak Energy | $/kWh |  | 0.042173 | 0 |  |  | 2923558.973 | 0.066803 | 0 |  |  | 4630939.499
Seaonal Average Energy1 | $/kWh |  | 0.044395 | 0 |  |  | 0
Primary
Summer
On-Peak Demand | $/kW |  |  | 0.5147 |  |  | 32026.7749 |  | 0.81528 |  |  | 50730.6534
On-Peak Energy | $/kWh |  | 0.026907 |  |  |  | 116341.4544 | 0.042621 |  |  |  | 184285.7427
Semi-Peak Energy | $/kWh |  | 0.064448 | 0.11512 |  |  | 1063612.9541 | 0.10209 | 0.18235 |  |  | 1684770.9542
Off-Peak Energy | $/kWh |  | 0.039752 | 0.010579 |  |  | 585172.7343 | 0.062967 | 0.016757 |  |  | 926918.0318
Seaonal Average Energy1 | $/kWh |  | 0.0439 | 0.036797
Winter
On-Peak Demand | $/kW |  |  | 0 |  |  | 0 |  | 0 |  |  | 0
On-Peak Energy | $/kWh |  | 0.083571 |  |  |  | 167225.4526 | 0.13238 |  |  |  | 264886.3802
Semi-Peak Energy | $/kWh |  | 0.039184 | 0 |  |  | 355017.3208 | 0.062068 | 0 |  |  | 562350.118
Off-Peak Energy | $/kWh |  | 0.042029 | 0 |  |  | 552622.1836 | 0.066574 | 0 |  |  | 875357.7136
Seaonal Average Energy1 | $/kWh |  | 0.044398 | 0
LIGHTING
Secondary
Summer
On-Peak Demand | $/kW |  |  | 0 |  |  | 0 |  | 0 |  |  | 0
On-Peak Energy | $/kWh |  | 0.027049 |  |  |  | 150335.5492 | 0.042846 |  |  |  | 238132.6457
Semi-Peak Energy | $/kWh |  | 0.064753 | 0.20444 |  |  | 2655828.3419 | 0.10257 | 0.32383 |  |  | 4206852.1568
Off-Peak Energy | $/kWh |  | 0.039896 | 0.021388 |  |  | 1054606.1835 | 0.063195 | 0.033879 |  |  | 1670504.1615
Seaonal Average Energy1 | $/kWh |  | 0.045223 | 0.073088
Winter
On-Peak Demand | $/kW |  |  | 0 |  |  | 0 |  | 0 |  |  | 0
On-Peak Energy | $/kWh |  | 0.083977 |  |  |  | 1158411.7387 | 0.13302 |  |  |  | 1834932.9452
Semi-Peak Energy | $/kWh |  | 0.039358 | 0 |  |  | 540493.5027 | 0.062343 | 0 |  |  | 856145.7914
Off-Peak Energy | $/kWh |  | 0.042173 | 0 |  |  | 1053638.2643 | 0.066803 | 0 |  |  | 1668970.9703
Seaonal Average Energy1 | $/kWh |  | 0.052419 | 0
SCHOOLS
Secondary
Summer
On-Peak Demand | $/kW |  |  | 0.54423 |  |  | 319271.7208 |  | 0.86207 |  |  | 505728.8177
On-Peak Energy | $/kWh |  | 0.027049 |  |  |  | 1079184.3894 | 0.042846 |  |  |  | 1709436.2254
Semi-Peak Energy | $/kWh |  | 0.064753 | 0.091319 |  |  | 5802108.1844 | 0.10257 | 0.14465 |  |  | 9190583.1957
Off-Peak Energy | $/kWh |  | 0.039896 | 0.011696 |  |  | 1771040.9189 | 0.063195 | 0.018526 |  |  | 2805342.1947
Seaonal Average Energy1 | $/kWh
Winter
On-Peak Demand | $/kW |  |  | 0 |  |  | 0 |  | 0 |  |  | 0
On-Peak Energy | $/kWh |  | 0.083977 |  |  |  | 1106655.9009 | 0.13302 |  |  |  | 1752951.3071
Semi-Peak Energy | $/kWh |  | 0.039358 | 0 |  |  | 3397463.6575 | 0.062343 | 0 |  |  | 5381608.0993
Off-Peak Energy | $/kWh |  | 0.042173 | 0 |  |  | 2077967.6316 | 0.066803 | 0 |  |  | 3291516.4262
Seaonal Average Energy1 | $/kWh
Primary
Summer
On-Peak Demand | $/kW |  |  | 0.54137 |  |  | 31432.5542 |  | 0.85754 |  |  | 49789.4034
On-Peak Energy | $/kWh |  | 0.026907 |  |  |  | 114564.2248 | 0.042621 |  |  |  | 181470.5976
Semi-Peak Energy | $/kWh |  | 0.064448 | 0.090888 |  |  | 800490.9128 | 0.10209 | 0.14397 |  |  | 1267983.6531
Off-Peak Energy | $/kWh |  | 0.039752 | 0.011653 |  |  | 255760.7737 | 0.062967 | 0.018459 |  |  | 405126.9977
Seaonal Average Energy1 | $/kWh
Winter
On-Peak Demand | $/kW |  |  | 0 |  |  | 0 |  | 0 |  |  | 0
On-Peak Energy | $/kWh |  | 0.083571 |  |  |  | 157121.0465 | 0.13238 |  |  |  | 248880.9246
Semi-Peak Energy | $/kWh |  | 0.039184 | 0 |  |  | 400570.2595 | 0.062068 | 0 |  |  | 634506.3171
Off-Peak Energy | $/kWh |  | 0.042029 | 0 |  |  | 292387.5964 | 0.066574 | 0 |  |  | 463144.1614
Seaonal Average Energy1 | $/kWh
Transmission
Summer
On-Peak Demand | $/kW |  |  | 0.51735 |  |  | 0 |  | 0.81949 |  |  | 0
On-Peak Energy | $/kWh |  | 0.025713 |  |  |  | 0 | 0.04073 |  |  |  | 0
Semi-Peak Energy | $/kWh |  | 0.061707 | 0.087023 |  |  | 0 | 0.097744 | 0.13785 |  |  | 0
Off-Peak Energy | $/kWh |  | 0.038139 | 0.011181 |  |  | 0 | 0.060413 | 0.01771 |  |  | 0
Seaonal Average Energy1 | $/kWh
Winter
On-Peak Demand | $/kW |  |  | 0 |  |  | 0 |  | 0 |  |  | 0
On-Peak Energy | $/kWh |  | 0.079989 |  |  |  | 0 | 0.1267 |  |  |  | 0
Semi-Peak Energy | $/kWh |  | 0.037553 | 0 |  |  | 0 | 0.059485 | 0 |  |  | 0
Off-Peak Energy | $/kWh |  | 0.040334 | 0 |  |  | 0 | 0.06389 | 0 |  |  | 0
Seaonal Average Energy1 | $/kWh
[5 empty] | Energy | Capacity | Total |  |  | Energy | Capacity | Total
|  |  |  | RESIDENTIAL | 260202466.8784 | 180177232.2664 | 440379699.1448 |  | RESIDENTIAL | 412162673.2146 | 285402097.0449 | 697564770.2595
|  |  |  | SMALL COMMERCIAL | 93549163.9835 | 38174261.9306 | 131723425.9141 |  | SMALL COMMERCIAL | 148182582.4598 | 60468319.2825 | 208650901.7423
|  |  |  | MEDIUM/LARGE C&I | 251708813.8923 | 117376743.8856 | 369085557.778 |  | MEDIUM/LARGE C&I | 398708662.7201 | 185925649.0283 | 584634311.7484
|  |  |  | AGRICULTURAL | 13074434.707 | 5615193.6001 | 18689628.3071 |  | AGRICULTURAL | 20710003.3456 | 8894509.0822 | 29604512.4278
|  |  |  | LIGHTING | 4228283.0485 | 2385030.5318 | 6613313.5803 |  | LIGHTING | 6697632.291 | 3777906.38 | 10475538.671
|  |  |  | SCHOOLS | 12932617.4504 | 4673402.3209 | 17606019.7713 |  | SCHOOLS | 20485363.7399 | 7402704.5812 | 27888068.3211
|  |  |  | TOTAL | 635695779.9601 | 348401864.5355 | 984097644.4956 |  | TOTAL | 1006946917.771 | 551871185.399 | 1558818103.1701
|  |  |  | 1/1/2019 EECC Revenue Requirement | 1558818103.1701 |  |  |  | Revenue Check | TRUE
|  |  |  | EPMC Factor | 1.584

## Schools Comparison - Std TOU
|  |  | Current Customer Class |  |  |  | Schools Separate Class
|  | Schools Determinants | Marginal Energy Rate | Marginal Capacity Rate | Total Rate | Revenues | Marginal Energy Rate | Marginal Capacity Rate | Total Rate | Revenues | Change Revenues | Change Percentage
RESIDENTIAL
Secondary
Summer
On-Peak Demand | $/kW |  | 0 | 9.8821 | 9.8821 |  | 0 | 12.2111 | 12.2111 |  | 84.1677 | 23.57%
On-Peak Energy | $/kWh |  | 0.10349 | 0 | 0.10349 |  | 0.10349 | 0 | 0.10349 |  | 0 | 0%
Off-Peak Energy | $/kWh |  | 0.061951 | 0.092131 | 0.15408 |  | 0.061951 | 0.02749 | 0.089441 |  | -21.0151 | -41.95%
Super Off-Peak Energy | $/kWh |  | 0.055099 | 0 | 0.055099 |  | 0.055099 | 0 | 0.055099 |  | 0 | 0%
Seaonal Average Energy1 | $/kWh
Winter
On-Peak Demand | $/kW |  | 0 | 0 | 0 |  | 0 | 0 | 0 |  | 0 | 0%
On-Peak Energy | $/kWh |  | 0.11567 | 0 | 0.11567 |  | 0.11567 | 0 | 0.11567 |  | 0 | 0%
Off-Peak Energy | $/kWh |  | 0.064848 | 0 | 0.064848 |  | 0.064848 | 0 | 0.064848 |  | 0 | 0%
Super Off-Peak Energy | $/kWh |  | 0.050105 | 0 | 0.050105 |  | 0.050105 | 0 | 0.050105 |  | 0 | 0%
Seaonal Average Energy1 | $/kWh
check
SMALL COMMERCIAL
Secondary
Summer
On-Peak Demand | $/kW |  | 0 | 11.0595 | 11.0595 |  | 0 | 12.2111 | 12.2111 |  | 27153.0619 | 10.41%
On-Peak Energy | $/kWh |  | 0.10349 | 0 | 0.10349 |  | 0.10349 | 0 | 0.10349 |  | 0 | 0%
Off-Peak Energy | $/kWh |  | 0.061951 | 0.036861 | 0.098812 |  | 0.061951 | 0.02749 | 0.089441 |  | -26028.4315 | -9.484%
Super Off-Peak Energy | $/kWh |  | 0.055099 | 0 | 0.055099 |  | 0.055099 | 0 | 0.055099 |  | 0 | 0%
Seaonal Average Energy1 | $/kWh
Winter
On-Peak Demand | $/kW |  | 0 | 0 | 0 |  | 0 | 0 | 0 |  | 0 | 0%
On-Peak Energy | $/kWh |  | 0.11567 | 0 | 0.11567 |  | 0.11567 | 0 | 0.11567 |  | 0 | 0%
Off-Peak Energy | $/kWh |  | 0.064848 | 0 | 0.064848 |  | 0.064848 | 0 | 0.064848 |  | 0 | 0%
Super Off-Peak Energy | $/kWh |  | 0.050105 | 0 | 0.050105 |  | 0.050105 | 0 | 0.050105 |  | 0 | 0%
Seaonal Average Energy1 | $/kWh
Primary
Summer
On-Peak Demand | $/kW |  | 0 | 11.0062 | 11.0062 |  | 0 | 12.1522 | 12.1522 |  | 11.0068 | 10.41%
On-Peak Energy | $/kWh |  | 0.103 | 0 | 0.103 |  | 0.103 | 0 | 0.103 |  | 0 | 0%
Off-Peak Energy | $/kWh |  | 0.061665 | 0.03669 | 0.098355 |  | 0.061665 | 0.027363 | 0.089027 |  | -29.6908 | -9.484%
Super Off-Peak Energy | $/kWh |  | 0.054912 | 0 | 0.054912 |  | 0.054912 | 0 | 0.054912 |  | 0 | 0%
Seaonal Average Energy1 | $/kWh
Winter
On-Peak Demand | $/kW |  | 0 | 0 | 0 |  | 0 | 0 | 0 |  | 0 | 0%
On-Peak Energy | $/kWh |  | 0.11514 | 0 | 0.11514 |  | 0.11514 | 0 | 0.11514 |  | 0 | 0%
Off-Peak Energy | $/kWh |  | 0.06458 | 0 | 0.06458 |  | 0.06458 | 0 | 0.06458 |  | 0 | 0%
Super Off-Peak Energy | $/kWh |  | 0.04994 | 0 | 0.04994 |  | 0.04994 | 0 | 0.04994 |  | 0 | 0%
Seaonal Average Energy1 | $/kWh
check
Med/Large C&I
Secondary
Summer
On-Peak Demand | $/kW |  | 0 | 19.0141 | 19.0141 |  | 0 | 12.2111 | 12.2111 |  | -2421301.1831 | -35.78%
On-Peak Energy | $/kWh |  | 0.10349 | 0 | 0.10349 |  | 0.10349 | 0 | 0.10349 |  | 0 | 0%
Off-Peak Energy | $/kWh |  | 0.061951 | 0.047127 | 0.10908 |  | 0.061951 | 0.02749 | 0.089441 |  | -1304691.4332 | -18%
Super Off-Peak Energy | $/kWh |  | 0.055099 | 0 | 0.055099 |  | 0.055099 | 0 | 0.055099 |  | 0 | 0%
Seaonal Average Energy1 | $/kWh
Winter
On-Peak Demand | $/kW |  | 0 | 0 | 0 |  | 0 | 0 | 0 |  | 0 | 0%
On-Peak Energy | $/kWh |  | 0.11567 | 0 | 0.11567 |  | 0.11567 | 0 | 0.11567 |  | 0 | 0%
Off-Peak Energy | $/kWh |  | 0.064848 | 0 | 0.064848 |  | 0.064848 | 0 | 0.064848 |  | 0 | 0%
Super Off-Peak Energy | $/kWh |  | 0.050105 | 0 | 0.050105 |  | 0.050105 | 0 | 0.050105 |  | 0 | 0%
Seaonal Average Energy1 | $/kWh
Primary
Summer
On-Peak Demand | $/kW |  | 0 | 18.9224 | 18.9224 |  | 0 | 12.1522 | 12.1522 |  | -268507.947 | -35.78%
On-Peak Energy | $/kWh |  | 0.103 | 0 | 0.103 |  | 0.103 | 0 | 0.103 |  | 0 | 0%
Off-Peak Energy | $/kWh |  | 0.061665 | 0.046909 | 0.10857 |  | 0.061665 | 0.027363 | 0.089027 |  | -166236.4398 | -18%
Super Off-Peak Energy | $/kWh |  | 0.054912 | 0 | 0.054912 |  | 0.054912 | 0 | 0.054912 |  | 0 | 0%
Seaonal Average Energy1 | $/kWh
Winter
On-Peak Demand | $/kW |  | 0 | 0 | 0 |  | 0 | 0 | 0 |  | 0 | 0%
On-Peak Energy | $/kWh |  | 0.11514 | 0 | 0.11514 |  | 0.11514 | 0 | 0.11514 |  | 0 | 0%
Off-Peak Energy | $/kWh |  | 0.06458 | 0 | 0.06458 |  | 0.06458 | 0 | 0.06458 |  | 0 | 0%
Super Off-Peak Energy | $/kWh |  | 0.04994 | 0 | 0.04994 |  | 0.04994 | 0 | 0.04994 |  | 0 | 0%
Seaonal Average Energy1 | $/kWh
Transmission
Summer
On-Peak Demand | $/kW |  | 0 | 18.1111 | 18.1111 |  | 0 | 11.6311 | 11.6311 |  | 0 | 0%
On-Peak Energy | $/kWh |  | 0.098579 | 0 | 0.098579 |  | 0.098579 | 0 | 0.098579 |  | 0 | 0%
Off-Peak Energy | $/kWh |  | 0.05904 | 0.044912 | 0.10395 |  | 0.05904 | 0.026198 | 0.085237 |  | 0 | 0%
Super Off-Peak Energy | $/kWh |  | 0.052696 | 0 | 0.052696 |  | 0.052696 | 0 | 0.052696 |  | 0 | 0%
Seaonal Average Energy1 | $/kWh
Winter
On-Peak Demand | $/kW |  | 0 | 0 | 0 |  | 0 | 0 | 0 |  | 0 | 0%
On-Peak Energy | $/kWh |  | 0.11028 | 0 | 0.11028 |  | 0.11028 | 0 | 0.11028 |  | 0 | 0%
Off-Peak Energy | $/kWh |  | 0.061928 | 0 | 0.061928 |  | 0.061928 | 0 | 0.061928 |  | 0 | 0%
Super Off-Peak Energy | $/kWh |  | 0.047927 | 0 | 0.047927 |  | 0.047927 | 0 | 0.047927 |  | 0 | 0%
Seaonal Average Energy1 | $/kWh
check
AGRICULTURE
Secondary
Summer
On-Peak Demand | $/kW |  | 0 | 10.8181 | 10.8181 |  | 0 | 12.2111 | 12.2111 |  | 1116.0033 | 12.88%
On-Peak Energy | $/kWh |  | 0.10349 | 0 | 0.10349 |  | 0.10349 | 0 | 0.10349 |  | 0 | 0%
Off-Peak Energy | $/kWh |  | 0.061951 | 0.053122 | 0.11507 |  | 0.061951 | 0.02749 | 0.089441 |  | -5234.5945 | -22.27%
Super Off-Peak Energy | $/kWh |  | 0.055099 | 0 | 0.055099 |  | 0.055099 | 0 | 0.055099 |  | 0 | 0%
Seaonal Average Energy1 | $/kWh
Winter
On-Peak Demand | $/kW |  | 0 | 0 | 0 |  | 0 | 0 | 0 |  | 0 | 0%
On-Peak Energy | $/kWh |  | 0.11567 | 0 | 0.11567 |  | 0.11567 | 0 | 0.11567 |  | 0 | 0%
Off-Peak Energy | $/kWh |  | 0.064848 | 0 | 0.064848 |  | 0.064848 | 0 | 0.064848 |  | 0 | 0%
Super Off-Peak Energy | $/kWh |  | 0.050105 | 0 | 0.050105 |  | 0.050105 | 0 | 0.050105 |  | 0 | 0%
Seaonal Average Energy1 | $/kWh
Primary
Summer
On-Peak Demand | $/kW |  | 0 | 10.7659 | 10.7659 |  | 0 | 12.1522 | 12.1522 |  | 0 | 0%
On-Peak Energy | $/kWh |  | 0.103 | 0 | 0.103 |  | 0.103 | 0 | 0.103 |  | 0 | 0%
Off-Peak Energy | $/kWh |  | 0.061665 | 0.052876 | 0.11454 |  | 0.061665 | 0.027363 | 0.089027 |  | 0 | 0%
Super Off-Peak Energy | $/kWh |  | 0.054912 | 0 | 0.054912 |  | 0.054912 | 0 | 0.054912 |  | 0 | 0%
Seaonal Average Energy1 | $/kWh
Winter
On-Peak Demand | $/kW |  | 0 | 0 | 0 |  | 0 | 0 | 0 |  | 0 | 0%
On-Peak Energy | $/kWh |  | 0.11514 | 0 | 0.11514 |  | 0.11514 | 0 | 0.11514 |  | 0 | 0%
Off-Peak Energy | $/kWh |  | 0.06458 | 0 | 0.06458 |  | 0.06458 | 0 | 0.06458 |  | 0 | 0%
Super Off-Peak Energy | $/kWh |  | 0.04994 | 0 | 0.04994 |  | 0.04994 | 0 | 0.04994 |  | 0 | 0%
Seaonal Average Energy1 | $/kWh
check
LIGHTING
Secondary
Summer
On-Peak Demand | $/kW |  | 0 | 19.4062 | 19.4062 |  | 0 | 12.2111 | 12.2111 |  | -2912.3461 | -37.08%
On-Peak Energy | $/kWh |  | 0.10349 | 0 | 0.10349 |  | 0.10349 | 0 | 0.10349 |  | 0 | 0%
Off-Peak Energy | $/kWh |  | 0.061951 | 0.16493 | 0.22688 |  | 0.061951 | 0.02749 | 0.089441 |  | -5065.6567 | -60.58%
Super Off-Peak Energy | $/kWh |  | 0.055099 | 0 | 0.055099 |  | 0.055099 | 0 | 0.055099 |  | 0 | 0%
Seaonal Average Energy1 | $/kWh
Winter
On-Peak Demand | $/kW |  | 0 | 0 | 0 |  | 0 | 0 | 0 |  | 0 | 0%
On-Peak Energy | $/kWh |  | 0.11567 | 0 | 0.11567 |  | 0.11567 | 0 | 0.11567 |  | 0 | 0%
Off-Peak Energy | $/kWh |  | 0.064848 | 0 | 0.064848 |  | 0.064848 | 0 | 0.064848 |  | 0 | 0%
Super Off-Peak Energy | $/kWh |  | 0.050105 | 0 | 0.050105 |  | 0.050105 | 0 | 0.050105 |  | 0 | 0%
Seaonal Average Energy1 | $/kWh
check
[5 empty] | RESIDENTIAL | 613.2084 |  |  | RESIDENTIAL | 676.3611 | 63.1527 | 10.3%
[5 empty] | SMALL COMMERCIAL | 1075642.7202 |  |  | SMALL COMMERCIAL | 1076748.6665 | 1105.9464 | 0.1028%
[5 empty] | MEDIUM/LARGE C&I | 30656391.6025 |  |  | MEDIUM/LARGE C&I | 26495654.5995 | -4160737.003 | -13.57%
[5 empty] | AGRICULTURAL | 68183.5684 |  |  | AGRICULTURAL | 64064.9773 | -4118.5911 | -6.04%
[5 empty] | LIGHTING | 35966.8895 |  |  | LIGHTING | 27988.8867 | -7978.0028 | -22.18%
[5 empty] | SCHOOLS TOTAL | 31836797.989 |  |  | SCHOOLS TOTAL | 27665133.4911 | -4171664.4979 | -13.1%
FALSE

## Schools Comparison - GF TOU
|  |  | Current Customer Class |  |  |  | Schools Separate Class
|  | Schools Determinants | Marginal Energy Rate | Marginal Capacity Rate | Total Rate | Revenues | Marginal Energy Rate | Marginal Capacity Rate | Total Rate | Revenues | Change Revenues | Change Percentage
RESIDENTIAL
Secondary
Summer
On-Peak Demand | $/kW |  | 0 | 0.62065 | 0.62065 |  | 0 | 0.86207 | 0.86207 |  | 6.8852 | 38.9%
Grandfathering TOU
On-Peak Energy | $/kWh |  | 0.042846 | 0 | 0.042846 |  | 0.042846 | 0 | 0.042846 |  | 0 | 0%
Semi-Peak Energy | $/kWh |  | 0.10257 | 0.325 | 0.42757 |  | 0.10257 | 0.14465 | 0.24722 |  | -164.3046 | -42.18%
Off-Peak Energy | $/kWh |  | 0.063195 | 0.023491 | 0.086686 |  | 0.063195 | 0.018526 | 0.081721 |  | -9.4307 | -5.728%
Schedule DRTOU
On-Peak Energy | $/kWh |  | 0.045174 | 0 | 0.045174 | 0 | 0.045174 | 0 | 0.045174 | 0 | 0 | 0%
Off-Peak Energy | $/kWh |  | 0.0745 | 0.12096 | 0.19546 | 0 | 0.0745 | 0.12096 | 0.19546 | 0 | 0 | 0%
Schedule DRSES
On-Peak Energy | $/kWh |  | 0.042846 | 0 | 0.042846 | 0 | 0.042846 | 0 | 0.042846 | 0 | 0 | 0%
Off-Peak Energy | $/kWh |  | 0.10257 | 0.325 | 0.42757 | 0 | 0.10257 | 0.325 | 0.42757 | 0 | 0 | 0%
Super Off-Peak Energy | $/kWh |  | 0.063195 | 0.023491 | 0.086686 | 0 | 0.063195 | 0.023491 | 0.086686 | 0 | 0 | 0%
Schedule EVTOU
On-Peak Energy | $/kWh |  | 0.060148 | 0 | 0.060148 | 0 | 0.060148 | 0 | 0.060148 | 0 | 0 | 0%
Off-Peak Energy | $/kWh |  | 0.077656 | 0.249 | 0.32666 | 0 | 0.077656 | 0.249 | 0.32666 | 0 | 0 | 0%
Super Off-Peak Energy | $/kWh |  | 0.065979 | 0 | 0.065979 | 0 | 0.065979 | 0 | 0.065979 | 0 | 0 | 0%
Schedule EVTOU2
On-Peak Energy | $/kWh |  | 0.03851 | 0 | 0.03851 | 0 | 0.03851 | 0 | 0.03851 | 0 | 0 | 0%
Off-Peak Energy | $/kWh |  | 0.084551 | 0.21978 | 0.30433 | 0 | 0.084551 | 0.21978 | 0.30433 | 0 | 0 | 0%
Super Off-Peak Energy | $/kWh |  | 0.065979 | 0 | 0.065979 | 0 | 0.065979 | 0 | 0.065979 | 0 | 0 | 0%
Seaonal Average Energy1 | $/kWh
Winter
On-Peak Demand | $/kW |  | 0 | 0 | 0 |  | 0 | 0 | 0 |  | 0 | 0%
Grandfathering TOU
On-Peak Energy | $/kWh |  | 0.13302 | 0 | 0.13302 |  | 0.13302 | 0 | 0.13302 |  | 0 | 0%
Semi-Peak Energy | $/kWh |  | 0.062343 | 0 | 0.062343 |  | 0.062343 | 0 | 0.062343 |  | 0 | 0%
Off-Peak Energy | $/kWh |  | 0.066803 | 0 | 0.066803 |  | 0.066803 | 0 | 0.066803 |  | 0 | 0%
Schedule DRTOU
On-Peak Energy | $/kWh |  | 0.044164 | 0 | 0.044164 | 0 | 0.044164 | 0 | 0.044164 | 0 | 0 | 0%
Off-Peak Energy | $/kWh |  | 0.076396 | 0 | 0.076396 | 0 | 0.076396 | 0 | 0.076396 | 0 | 0 | 0%
Schedule DRSES
On-Peak Energy | $/kWh |  | 0 | 0 | 0 | 0 | 0 | 0 | 0 | 0 | 0 | 0%
Off-Peak Energy | $/kWh |  | 0.050138 | 0 | 0.050138 | 0 | 0.050138 | 0 | 0.050138 | 0 | 0 | 0%
Super Off-Peak Energy | $/kWh |  | 0.08175 | 0 | 0.08175 | 0 | 0.08175 | 0 | 0.08175 | 0 | 0 | 0%
Schedule EVTOU
On-Peak Energy | $/kWh |  | 0.06453 | 0 | 0.06453 | 0 | 0.06453 | 0 | 0.06453 | 0 | 0 | 0%
Off-Peak Energy | $/kWh |  | 0.076722 | 0 | 0.076722 | 0 | 0.076722 | 0 | 0.076722 | 0 | 0 | 0%
Super Off-Peak Energy | $/kWh |  | 0.067956 | 0 | 0.067956 | 0 | 0.067956 | 0 | 0.067956 | 0 | 0 | 0%
Schedule EVTOU2
On-Peak Energy | $/kWh |  | 0.12357 | 0 | 0.12357 | 0 | 0.12357 | 0 | 0.12357 | 0 | 0 | 0%
Off-Peak Energy | $/kWh |  | 0.053735 | 0 | 0.053735 | 0 | 0.053735 | 0 | 0.053735 | 0 | 0 | 0%
Super Off-Peak Energy | $/kWh |  | 0.067956 | 0 | 0.067956 | 0 | 0.067956 | 0 | 0.067956 | 0 | 0 | 0%
Seaonal Average Energy1 | $/kWh
SMALL COMMERCIAL
Secondary
Summer
On-Peak Demand | $/kW |  | 0 | 1.0354 | 1.0354 |  | 0 | 0.86207 | 0.86207 |  | -5164.8793 | -16.74%
On-Peak Energy | $/kWh |  | 0.042846 | 0 | 0.042846 |  | 0.042846 | 0 | 0.042846 |  | 0 | 0%
Semi-Peak Energy | $/kWh |  | 0.10257 | 0.18905 | 0.29162 |  | 0.10257 | 0.14465 | 0.24722 |  | -60724.7668 | -15.23%
Off-Peak Energy | $/kWh |  | 0.063195 | 0.014713 | 0.077908 |  | 0.063195 | 0.018526 | 0.081721 |  | 5141.3023 | 4.894%
Seaonal Average Energy1 | $/kWh
Winter
On-Peak Demand | $/kW |  | 0 | 0 | 0 |  | 0 | 0 | 0 |  | 0 | 0%
On-Peak Energy | $/kWh |  | 0.13302 | 0 | 0.13302 |  | 0.13302 | 0 | 0.13302 |  | 0 | 0%
Semi-Peak Energy | $/kWh |  | 0.062343 | 0 | 0.062343 |  | 0.062343 | 0 | 0.062343 |  | 0 | 0%
Off-Peak Energy | $/kWh |  | 0.066803 | 0 | 0.066803 |  | 0.066803 | 0 | 0.066803 |  | 0 | 0%
Seaonal Average Energy1 | $/kWh
Primary
Summer
On-Peak Demand | $/kW |  | 0 | 1.03 | 1.03 |  | 0 | 0.85754 | 0.85754 |  | -1.6561 | -16.74%
On-Peak Energy | $/kWh |  | 0.042621 | 0 | 0.042621 |  | 0.042621 | 0 | 0.042621 |  | 0 | 0%
Semi-Peak Energy | $/kWh |  | 0.10209 | 0.18816 | 0.29025 |  | 0.10209 | 0.14397 | 0.24605 |  | -83.74 | -15.23%
Off-Peak Energy | $/kWh |  | 0.062967 | 0.01466 | 0.077627 |  | 0.062967 | 0.018459 | 0.081426 |  | 14.6116 | 4.894%
Seaonal Average Energy1 | $/kWh
Winter
On-Peak Demand | $/kW |  | 0 | 0 | 0 |  | 0 | 0 | 0 |  | 0 | 0%
On-Peak Energy | $/kWh |  | 0.13238 | 0 | 0.13238 |  | 0.13238 | 0 | 0.13238 |  | 0 | 0%
Semi-Peak Energy | $/kWh |  | 0.062068 | 0 | 0.062068 |  | 0.062068 | 0 | 0.062068 |  | 0 | 0%
Off-Peak Energy | $/kWh |  | 0.066574 | 0 | 0.066574 |  | 0.066574 | 0 | 0.066574 |  | 0 | 0%
Seaonal Average Energy1 | $/kWh
Med/Large C&I
Secondary
Summer
On-Peak Demand | $/kW |  | 0 | 1.4589 | 1.4589 |  | 0 | 0.86207 | 0.86207 |  | -331339.2955 | -40.91%
On-Peak Energy | $/kWh |  | 0.042846 | 0 | 0.042846 |  | 0.042846 | 0 | 0.042846 |  | 0 | 0%
Semi-Peak Energy | $/kWh |  | 0.10257 | 0.21039 | 0.31296 |  | 0.10257 | 0.14465 | 0.24722 |  | -2344450.0498 | -21.01%
Off-Peak Energy | $/kWh |  | 0.063195 | 0.01685 | 0.080045 |  | 0.063195 | 0.018526 | 0.081721 |  | 55019.5028 | 2.094%
Seaonal Average Energy1 | $/kWh
Winter
On-Peak Demand | $/kW |  | 0 | 0 | 0 |  | 0 | 0 | 0 |  | 0 | 0%
On-Peak Energy | $/kWh |  | 0.13302 | 0 | 0.13302 |  | 0.13302 | 0 | 0.13302 |  | 0 | 0%
Semi-Peak Energy | $/kWh |  | 0.062343 | 0 | 0.062343 |  | 0.062343 | 0 | 0.062343 |  | 0 | 0%
Off-Peak Energy | $/kWh |  | 0.066803 | 0 | 0.066803 |  | 0.066803 | 0 | 0.066803 |  | 0 | 0%
Seaonal Average Energy1 | $/kWh
Primary
Summer
On-Peak Demand | $/kW |  | 0 | 1.4512 | 1.4512 |  | 0 | 0.85754 | 0.85754 |  | -34464.1477 | -40.91%
On-Peak Energy | $/kWh |  | 0.042621 | 0 | 0.042621 |  | 0.042621 | 0 | 0.042621 |  | 0 | 0%
Semi-Peak Energy | $/kWh |  | 0.10209 | 0.2094 | 0.31148 |  | 0.10209 | 0.14397 | 0.24605 |  | -337058.0339 | -21.01%
Off-Peak Energy | $/kWh |  | 0.062967 | 0.016789 | 0.079756 |  | 0.062967 | 0.018459 | 0.081426 |  | 8301.943 | 2.094%
Seaonal Average Energy1 | $/kWh
Winter
On-Peak Demand | $/kW |  | 0 | 0 | 0 |  | 0 | 0 | 0 |  | 0 | 0%
On-Peak Energy | $/kWh |  | 0.13238 | 0 | 0.13238 |  | 0.13238 | 0 | 0.13238 |  | 0 | 0%
Semi-Peak Energy | $/kWh |  | 0.062068 | 0 | 0.062068 |  | 0.062068 | 0 | 0.062068 |  | 0 | 0%
Off-Peak Energy | $/kWh |  | 0.066574 | 0 | 0.066574 |  | 0.066574 | 0 | 0.066574 |  | 0 | 0%
Seaonal Average Energy1 | $/kWh
Transmission
Summer
On-Peak Demand | $/kW |  | 0 | 1.3868 | 1.3868 |  | 0 | 0.81949 | 0.81949 |  | 0 | 0%
On-Peak Energy | $/kWh |  | 0.04073 | 0 | 0.04073 |  | 0.04073 | 0 | 0.04073 |  | 0 | 0%
Semi-Peak Energy | $/kWh |  | 0.097744 | 0.20049 | 0.29824 |  | 0.097744 | 0.13785 | 0.23559 |  | 0 | 0%
Off-Peak Energy | $/kWh |  | 0.060413 | 0.016108 | 0.076521 |  | 0.060413 | 0.01771 | 0.078123 |  | 0 | 0%
Seaonal Average Energy1 | $/kWh
Winter
On-Peak Demand | $/kW |  | 0 | 0 | 0 |  | 0 | 0 | 0 |  | 0 | 0%
On-Peak Energy | $/kWh |  | 0.1267 | 0 | 0.1267 |  | 0.1267 | 0 | 0.1267 |  | 0 | 0%
Semi-Peak Energy | $/kWh |  | 0.059485 | 0 | 0.059485 |  | 0.059485 | 0 | 0.059485 |  | 0 | 0%
Off-Peak Energy | $/kWh |  | 0.06389 | 0 | 0.06389 |  | 0.06389 | 0 | 0.06389 |  | 0 | 0%
Seaonal Average Energy1 | $/kWh
AGRICULTURE
Secondary
Summer
On-Peak Demand | $/kW |  | 0 | 0.81959 | 0.81959 |  | 0 | 0.86207 | 0.86207 |  | 65.027 | 5.182%
On-Peak Energy | $/kWh |  | 0.042846 | 0 | 0.042846 |  | 0.042846 | 0 | 0.042846 |  | 0 | 0%
Semi-Peak Energy | $/kWh |  | 0.10257 | 0.18322 | 0.28579 |  | 0.10257 | 0.14465 | 0.24722 |  | -4176.8337 | -13.5%
Off-Peak Energy | $/kWh |  | 0.063195 | 0.016817 | 0.080013 |  | 0.063195 | 0.018526 | 0.081721 |  | 144.615 | 2.135%
Seaonal Average Energy1 | $/kWh
Winter
On-Peak Demand | $/kW |  | 0 | 0 | 0 |  | 0 | 0 | 0 |  | 0 | 0%
On-Peak Energy | $/kWh |  | 0.13302 | 0 | 0.13302 |  | 0.13302 | 0 | 0.13302 |  | 0 | 0%
Semi-Peak Energy | $/kWh |  | 0.062343 | 0 | 0.062343 |  | 0.062343 | 0 | 0.062343 |  | 0 | 0%
Off-Peak Energy | $/kWh |  | 0.066803 | 0 | 0.066803 |  | 0.066803 | 0 | 0.066803 |  | 0 | 0%
Seaonal Average Energy1 | $/kWh
Primary
Summer
On-Peak Demand | $/kW |  | 0 | 0.81528 | 0.81528 |  | 0 | 0.85754 | 0.85754 |  | 0 | 0%
On-Peak Energy | $/kWh |  | 0.042621 | 0 | 0.042621 |  | 0.042621 | 0 | 0.042621 |  | 0 | 0%
Semi-Peak Energy | $/kWh |  | 0.10209 | 0.18235 | 0.28444 |  | 0.10209 | 0.14397 | 0.24605 |  | 0 | 0%
Off-Peak Energy | $/kWh |  | 0.062967 | 0.016757 | 0.079724 |  | 0.062967 | 0.018459 | 0.081426 |  | 0 | 0%
Seaonal Average Energy1 | $/kWh
Winter
On-Peak Demand | $/kW |  | 0 | 0 | 0 |  | 0 | 0 | 0 |  | 0 | 0%
On-Peak Energy | $/kWh |  | 0.13238 | 0 | 0.13238 |  | 0.13238 | 0 | 0.13238 |  | 0 | 0%
Semi-Peak Energy | $/kWh |  | 0.062068 | 0 | 0.062068 |  | 0.062068 | 0 | 0.062068 |  | 0 | 0%
Off-Peak Energy | $/kWh |  | 0.066574 | 0 | 0.066574 |  | 0.066574 | 0 | 0.066574 |  | 0 | 0%
Seaonal Average Energy1 | $/kWh
LIGHTING
Secondary
Summer
On-Peak Demand | $/kW |  | 0 | 0 | 0 |  | 0 | 0.86207 | 0.86207 |  | 91.8808 | 0%
On-Peak Energy | $/kWh |  | 0.042846 | 0 | 0.042846 |  | 0.042846 | 0 | 0.042846 |  | 0 | 0%
Semi-Peak Energy | $/kWh |  | 0.10257 | 0.32383 | 0.4264 |  | 0.10257 | 0.14465 | 0.24722 |  | -6604.0826 | -42.02%
Off-Peak Energy | $/kWh |  | 0.063195 | 0.033879 | 0.097074 |  | 0.063195 | 0.018526 | 0.081721 |  | -987.0203 | -15.82%
Seaonal Average Energy1 | $/kWh
Winter
On-Peak Demand | $/kW |  | 0 | 0 | 0 |  | 0 | 0 | 0 |  | 0 | 0%
On-Peak Energy | $/kWh |  | 0.13302 | 0 | 0.13302 |  | 0.13302 | 0 | 0.13302 |  | 0 | 0%
Semi-Peak Energy | $/kWh |  | 0.062343 | 0 | 0.062343 |  | 0.062343 | 0 | 0.062343 |  | 0 | 0%
Off-Peak Energy | $/kWh |  | 0.066803 | 0 | 0.066803 |  | 0.066803 | 0 | 0.066803 |  | 0 | 0%
Seaonal Average Energy1 | $/kWh
[5 empty] | RESIDENTIAL | 636.2089 |  |  | RESIDENTIAL | 469.3588 | -166.8501 | -26.23%
[5 empty] | SMALL COMMERCIAL | 1013379.63 |  |  | SMALL COMMERCIAL | 952560.5018 | -60819.1282 | -6.002%
[5 empty] | MEDIUM/LARGE C&I | 29819481.1616 |  |  | MEDIUM/LARGE C&I | 26835491.0805 | -2983990.0811 | -10.01%
[5 empty] | AGRICULTURAL | 71760.8089 |  |  | AGRICULTURAL | 67793.6172 | -3967.1917 | -5.528%
[5 empty] | LIGHTING | 39244.8486 |  |  | LIGHTING | 31745.6264 | -7499.2221 | -19.11%
[5 empty] | TOTAL | 30944502.6579 |  |  | TOTAL | 27888060.1848 | -3056442.4732 | -9.877%
FALSE

## Revenue Allocations
PROPOSED COMMODITY REVENUE ALLOCATION
| MEC | MGCC | Total | %
RESIDENTIAL | 270810766.8413 | 179475105.8494 | 450285872.6908 | 44.96%
SMALL COMMERCIAL | 96541025.1755 | 38174261.9306 | 134715287.106 | 13.45%
MEDIUM/LARGE C&I | 256709603.5551 | 117376743.8856 | 374086347.4408 | 37.35%
AGRICULTURAL | 12947220.2075 | 5615193.6001 | 18562413.8077 | 1.853%
LIGHTING | 3773245.3478 | 2385030.5318 | 6158275.8796 | 0.6149%
SCHOOLS | 13102212.3213 | 4673402.3209 | 17775614.6422 | 1.775%
TOTAL | 653884073.4485 | 347699738.1186 | 1001583811.5671 | 100%
1/1/2019 EECC Revenue Requirement | 1558818103.1701
EPMC Factor | 1.5564
CURRENT vs. PROPOSED COMMODITY REVENUE ALLOCATION
| CURRENT % | CURRENT $ | PROPOSED $ | $ CHANGE | % CHANGE
RESIDENTIAL | 42.83% | 667638760.6744 | 700803828.7419 | 33165068.0674 | 4.968%
SMALL COMMERCIAL | 13.27% | 206877425.9466 | 209664559.1607 | 2787133.2141 | 1.347%
MEDIUM/LARGE C&I | 42.03% | 655184225.4588 | 582210458.8802 | -72973766.5786 | -11.14%
AGRICULTURAL | 1.499% | 23370301.1493 | 28889670.887 | 5519369.7377 | 23.62%
LIGHTING | 0.3687% | 5747389.941 | 9584451.9596 | 3837062.0186 | 66.76%
SCHOOLS | 2.001% | 31836797.989 | 27665133.5408 | -4171664.4482 | -13.1%
TOTAL | 102% | 1590654901.1591 | 1558818103.1701 | -31836797.989 | -2.001%